## Sys_Inv_Tanks_Rpt_03_20_2024_03
PWSID | MailingName | PWSTY | LastAnnualInspection | 5-Yr.Insp.Date | PlantID | PlantName | TankID | TankType | TankMaterial | TankCap | TankComments | TankTimestamp | TankLatitude | TankLongitude | Method | LocVerifiedBy | LocVerificationDate
2010017 | ALACHUA WTP | COMMUNITY | 2018/09 | 2023/09 | 1 | ALACHUA WTP | 1 | ELEVATED | STEEL | 150000 | MEBARNE EST | 2019-10-08 | ° ' '' | ° ' ''
2010017 | ALACHUA WTP | COMMUNITY | 2018/02 | 2023/02 | 1 | ALACHUA WTP | 2 | ELEVATED | STEEL | 100000 | DOLLAR GENERAL EST | 2019-10-08 | ° ' '' | ° ' ''
2010017 | ALACHUA WTP | COMMUNITY | 2018/09 | 2023/09 | 1 | ALACHUA WTP | 3 | ELEVATED | STEEL | 200000 |  | 2019-10-08 | ° ' '' | ° ' ''
2010017 | ALACHUA WTP | COMMUNITY | 2021/05 | 2026/05 | 1 | ALACHUA WTP | 5 | OTHER | STEEL | 7500 |  | 2021-08-16 | ° ' '' | ° ' ''
2010017 | ALACHUA WTP | COMMUNITY | 2021/05 | 2021/05 | 1 | ALACHUA WTP | 6 | OTHER | STEEL | 7500 |  | 2021-08-16 | ° ' '' | ° ' ''
2010041 | ARREDONDO ESTATES | COMMUNITY | 2021/02 | 2026/02 | 1 | ARREDONDO ESTATES | 1 | HYDROPNEUMATIC | STEEL | 20000 |  | 2022-02-24 | ° ' '' | ° ' ''
2010042 | PALMS OF ARCHER | COMMUNITY | 2019/05 | 2024/05 | 1 | PALMS OF ARCHER WTP | 1 | HYDROPNEUMATIC | STEEL | 5000 |  | 2019-12-26 | ° ' '' | ° ' ''
2010042 | PALMS OF ARCHER | COMMUNITY | 2019/05 | 2024/05 | 1 | PALMS OF ARCHER WTP | 2 | HYDROPNEUMATIC | STEEL | 5000 |  | 2019-12-26 | ° ' '' | ° ' ''
2010199 | ARCHER WATER SYSTEM | COMMUNITY | 2020/06 | 2025/06 | 1 | WTP #1 | 1 | ELEVATED | STEEL | 75000 |  | 2022-03-14 | 29° 32' 5.9883'' | 82° 31' 7.1047'' | DPHO | PILTZ_B | 2022-03-02
2010199 | ARCHER WATER SYSTEM | COMMUNITY | 2018/07 | 2023/07 | 3 | WTP #3 | 2 | ELEVATED | STEEL | 75000 | NEWEST TANK. | 2022-03-14 | 29° 31' 29.6304'' | 82° 31' 31.5693'' | DPHO | PILTZ_B | 2022-03-02
2010201 | HIGH SPRINGS WTP | COMMUNITY | 2021/08 | 2026/08 | 1 | HIGH SPRINGS WTP | 1 | HYDROPNEUMATIC | STEEL | 8500 | CL2 CONTACT TANK (INSPECTED 8/26/15) EXTENSION GRANTED DUE TO COVID INSPECTED 8/31/2021 | 2021-10-06 | ° ' '' | ° ' ''
2010201 | HIGH SPRINGS WTP | COMMUNITY | 2021/08 | 2026/08 | 1 | HIGH SPRINGS WTP | 2 | HYDROPNEUMATIC | STEEL | 8500 | CL2 CONTACT TANK (INSPECTED 8/26/15) EXTENSION GRANTED DUE TO COVID INSPECTED 8/31/2021 | 2021-10-06 | ° ' '' | ° ' ''
2010201 | HIGH SPRINGS WTP | COMMUNITY | 2017/04 | 2022/04 | 1 | HIGH SPRINGS WTP | 3 | ELEVATED | STEEL | 250000 |  | 2022-02-09 | 29° 49' 28.0388'' | 82° 35' 52.031'' | DPHO | PILTZ_B | 2022-02-09
2010207 | NEWBERRY WTP | COMMUNITY | 2016/06 | 2021/06 | 1 | PLANT # 1 | 1 | ELEVATED | STEEL | 150000 | EST IS OFFSITE. | 2017-07-05 | 29° 38' 52.3572'' | 82° 36' 38.6994'' | DPHO | PILTZ_B | 2014-12-23
2010207 | NEWBERRY WTP | COMMUNITY | 2016/06 | 2021/06 | 1 | PLANT # 1 | 3 | GROUND | STEEL | 7500 |  | 2017-07-05 | ° ' '' | ° ' ''
2010207 | NEWBERRY WTP | COMMUNITY | 2016/06 | 2021/06 | 1 | PLANT # 1 | 4 | GROUND | STEEL | 15000 |  | 2017-07-05 | ° ' '' | ° ' ''
2010207 | NEWBERRY WTP | COMMUNITY | 2016/06 | 2021/06 | 1 | PLANT # 1 | 5 | GROUND | STEEL | 15000 |  | 2017-07-05 | ° ' '' | ° ' ''
2010207 | NEWBERRY WTP | COMMUNITY | 2016/06 | 2021/06 | 3 | PLANT # 2 | 2 | ELEVATED | STEEL | 300000 | EST IS AT PLANT #2 | 2017-07-05 | ° ' '' | ° ' ''
2010207 | NEWBERRY WTP | COMMUNITY | 2016/06 | 2021/06 | 3 | PLANT # 2 | 6 | GROUND | STEEL | 7500 |  | 2017-07-05 | ° ' '' | ° ' ''
2010207 | NEWBERRY WTP | COMMUNITY | 2016/06 | 2021/06 | 3 | PLANT # 2 | 7 | GROUND | STEEL | 10000 |  | 2017-07-05 | ° ' '' | ° ' ''
2010207 | NEWBERRY WTP | COMMUNITY | 2016/06 | 2021/06 | 3 | PLANT # 2 | 8 | GROUND | STEEL | 15000 |  | 2017-07-05 | ° ' '' | ° ' ''
2010212 | WALDO WTP | COMMUNITY | 2019/03 | 2024/03 | 1 | WALDO | 1 | ELEVATED | STEEL | 75000 |  | 2021-08-27 | 29° 47' 27.2794'' | 82° 10' 8.999'' | DPHO | PILTZ_B | 2015-01-30
2010406 | NHRA AUTO PLUS RACEWAY | NONCOMMUNITY | 2019/04 | 2024/04 | 2 | PLANT # 2- GAINESVILLE RACEWA | 1 | HYDROPNEUMATIC | STEEL | 2100 |  | 2020-12-23 | ° ' '' | ° ' ''
2010477 | HAWTHORNE WTP | COMMUNITY | 2021/12 | 2026/12 | 2 | PLANT #2 (BLUE TOWER) | 3 | ELEVATED | STEEL | 100000 | NEW ELEVATED TANK CONSTRUCTED AND CLEARED ON APRIL 2011 | 2022-03-02 | ° ' '' | ° ' ''
2010477 | HAWTHORNE WTP | COMMUNITY | 2022/02 | 2026/12 | 3 | PLANT #3 (RAILROAD) | 2 | ELEVATED | STEEL | 100000 | WHITE ELEVATED TANK | 2022-05-03 | 29° 35' 8.7996'' | 82° 4' 45.8358'' | DPHO | PILTZ_B | 2022-03-01
2010612 | GATOR WATERWORKS WATER SY | COMMUNITY | 2019/06 | 2024/06 | 1 | GATOR WATERWORKS | 4 | HYDROPNEUMATIC | STEEL | 5000 | ON PRESSURE ESTIMATED. | 2022-10-26 | ° ' '' | ° ' ''
2010622 | KULAQUA YOUTH CAMP | NONCOMMUNITY | 2021/03 | 2026/03 | 4 | MAIN RECREAT AREA | 7 | HYDROPNEUMATIC | STEEL | 1000 | 2021 TANK INSPECTION LISTS AS APPROXIMATELY 600 GALLONS. | 2022-02-11 | ° ' '' | ° ' ''
2010622 | KULAQUA YOUTH CAMP | NONCOMMUNITY | 2021/03 | 2026/03 | 5 | RIVER RANCH & POOL AREA | 8 | HYDROPNEUMATIC | STEEL | 1000 |  | 2022-02-11 | ° ' '' | ° ' ''
2010622 | KULAQUA YOUTH CAMP | NONCOMMUNITY | 2021/03 | 2026/03 | 6 | LODGES (WOODLAND) | 9 | HYDROPNEUMATIC | STEEL | 3000 |  | 2022-02-11 | ° ' '' | ° ' ''
2010625 | LAKE ALTO ESTATES MHP | COMMUNITY | 2018/10 | 2023/10 | 1 | LAKE ALTO ESTATES WTP | 2 | HYDROPNEUMATIC | STEEL | 595 | CLEARED FOR USE 12/2/13 | 2018-10-17 | ° ' '' | ° ' ''
2010642 | UF-LAKE WAUBURG | NONCOMMUNITY | 2022/06 | 2023/06 | 1 | NORTH PLANT | 1 | HYDROPNEUMATIC | STEEL | 1500 | TANK INSPECTION COMPLETED ENGINEER RECOMMENDED REPLACING TANK WITHIN A YEAR. SEE OCULUS REPORT | 2023-02-06 | 29° 32' 6.9985'' | 82° 18' 19.379'' | DPHO | OBRIEN_S | 2019-09-24
2010749 | MICANOPY WATER SYSTEM | COMMUNITY | 2018/03 | 2023/03 | 1 | MICANOPY | 1 | ELEVATED | STEEL | 100000 | INTERIOR TANK INSPECTION COMPLETED W/ 2018 TANK INSP. ANNUAL CONTRACT ON TANK. | 2022-04-25 | ° ' '' | ° ' ''
2010878 | PAYNES PRAIRIE PRESERVE S | NONCOMMUNITY | 2015/01 | 2020/01 | 3 | CAMPGROUND | 2 | HYDROPNEUMATIC | STEEL | 3000 |  | 2016-11-10 | ° ' '' | ° ' ''
2010946 | GRU - MURPHREE WTP | COMMUNITY | 2017/11 | 2022/11 | 1 | MURPHREE WTP | 1 | GROUND | CONCRETE | 5000000 |  | 2018-08-24 | ° ' '' | ° ' ''
2010946 | GRU - MURPHREE WTP | COMMUNITY | 2017/12 | 2022/12 | 1 | MURPHREE WTP | 2 | GROUND | CONCRETE | 5000000 |  | 2018-08-24 | ° ' '' | ° ' ''
2010946 | GRU - MURPHREE WTP | COMMUNITY | 2017/12 | 2022/12 | 1 | MURPHREE WTP | 3 | GROUND | CONCRETE | 5000000 |  | 2018-08-24 | ° ' '' | ° ' ''
2010946 | GRU - MURPHREE WTP | COMMUNITY | 2017/12 | 2022/12 | 1 | MURPHREE WTP | 4 | GROUND | CONCRETE | 2000000 | REPUMP STATION IN THE DISTRIBUTION SYSTEM | 2021-10-12 | ° ' '' | ° ' ''
2010946 | GRU - MURPHREE WTP | COMMUNITY | 2017/12 | 2022/12 | 1 | MURPHREE WTP | 7 | ELEVATED | STEEL | 1000000 | FOREST RIDGE EST | 2018-08-24 | ° ' '' | ° ' ''
2010946 | GRU - MURPHREE WTP | COMMUNITY | 2017/12 | 2022/12 | 1 | MURPHREE WTP | 8 | ELEVATED | STEEL | 500000 | FIFTH AVENUE EST | 2018-08-24 | ° ' '' | ° ' ''
2010946 | GRU - MURPHREE WTP | COMMUNITY | 2017/11 | 2022/11 | 1 | MURPHREE WTP | 11 | CLEARWELL | CONCRETE | 1000000 |  | 2021-10-12 | ° ' '' | ° ' ''
2010946 | GRU - MURPHREE WTP | COMMUNITY | 2017/12 | 2022/12 | 1 | MURPHREE WTP | 15 | CLEARWELL | CONCRETE | 350000 |  | 2021-10-12 | ° ' '' | ° ' ''
2011006 | SANTA FE HILLS SUBDIVISIO | COMMUNITY | 2021/06 | 2026/06 | 1 | SANTE FE HILLS S/D | 1 | HYDROPNEUMATIC | STEEL | 2300 | INSIDE BUILDING ; TANK CAPACITY ESTIMATED | 2022-12-21 | ° ' '' | ° ' ''
2014196 | CROSS CREEK MHP | COMMUNITY | 2021/10 | 2026/10 | 1 | CROSS CREEK MHP | 2 | HYDROPNEUMATIC | STEEL | 1000 | REPLACED LIKE FOR LIKE W/ DEP APPROVAL. COMPLETED 10/19/21. | 2022-01-18 | ° ' '' | ° ' ''
2014204 | ACORN CLINIC | NONCOMMUNITY | 2019/06 | 2024/06 | 1 | ACORN CLINIC WTP | 1 | HYDROPNEUMATIC | STEEL | 300 |  | 2020-01-16 | 29° 55' 12.5253'' | 82° 17' 26.7088'' | DPHO | GERKE_J | 2014-09-24
2014215 | WINDSOR BAPTIST CHURCH & | NONTRANSIENT NONCOMMUNITY | 2021/06 | 2026/06 | 1 | WINDSOR BAPTIST CHURCH & ACADE | 1 | HYDROPNEUMATIC | STEEL | 327 |  | 2023-12-13 | 29° 38' 34.3727'' | 82° 11' 20.9035'' | DPHO | RAULERSON_E | 2023-12-13
2014218 | ISKCON OF ALACHUA COUNTY, | NONTRANSIENT NONCOMMUNITY | 2021/06 | 2026/06 | 1 | ISKCON TEMPLE OF ALACHUA | 1 | HYDROPNEUMATIC | STEEL | 317 | MANHOLE ACCESS 12 X 16 | 2022-05-31 | 29° 48' 48.9733'' | 82° 27' 57.8504'' | DPHO | PILTZ_B | 2022-05-31
2014220 | CHAMPIONS PARK | NONCOMMUNITY | 2018/09 | 2023/09 | 1 | NATIONS PARK | 3 | HYDROPNEUMATIC | STEEL | 1000 | *NEW TANK IN 2018 MANHOLE UNK FROM PERMIT DOCS VERIFY AT INSPECTION | 2022-07-14 | ° ' '' | ° ' ''
2014225 | ISLAND GROVE WINE COMPANY | NONCOMMUNITY | 2020/07 | 2025/07 | 1 | ISLAND GROVE WINE | 1 | HYDROPNEUMATIC | STEEL | 254 | TANK INSPECTIN COMPLETED 7/31/2020 | 2020-11-10 | ° ' '' | ° ' ''
2020204 | MACCLENNY WTP | COMMUNITY | 2020/05 | 2025/05 | 1 | MACCLENNY | 2 | ELEVATED | STEEL | 100000 | LOCATED AT WTP 323 W OHIO AVE.; TREATED WATER; INTERNAL INSP DONE 5/2020 | 2020-07-24 | 30° 17' 10.1421'' | 82° 7' 39.5432'' | DPHO | FANKHAUSER_S | 2020-05-14
2020204 | MACCLENNY WTP | COMMUNITY | 2017/01 | 2022/01 | 1 | MACCLENNY | 3 | ELEVATED | STEEL | 100000 | NEAR BARBER ROAD (OLD MACCLENNY PRODUCTS BLDG SR121); TREATED WATER; VISUAL INSP (EXTERNAL ONLY) DONE 6/2012 | 2020-05-14 | 30° 15' 44.5668'' | 82° 7' 12.0242'' | DPHO | FANKHAUSER_S | 2020-05-14
2020204 | MACCLENNY WTP | COMMUNITY | 2018/04 | 2023/04 | 3 | ENTERPRISE EAST | 4 | HYDROPNEUMATIC | STEEL | 10000 | MANHOLE = 11X15; TREATED WATER | 2020-05-14 | 30° 17' 45.4827'' | 82° 5' 10.3498'' | DPHO | FANKHAUSER_S | 2020-05-14
2020204 | MACCLENNY WTP | COMMUNITY | 2018/04 | 2023/04 | 3 | ENTERPRISE EAST | 5 | GROUND | CONCRETE | 250000 | TREATED WATER; HAS HATCH | 2020-05-14 | 30° 17' 45.8116'' | 82° 5' 12.7642'' | DPHO | FANKHAUSER_S | 2020-05-14
2020204 | MACCLENNY WTP | COMMUNITY | 2017/01 | 2022/01 | 4 | MACCLENNY S/D II WTP | 9 | HYDROPNEUMATIC | STEEL | 10000 | MERGED FROM 2020700 TO 2020204 ON 04/27/2009; MANHOLE = 11X15; TREATED WATER; VISUAL INSP DONE 6/2012 | 2020-05-14 | 30° 15' 2.1036'' | 82° 6' 27.8687'' | DPHO | FANKHAUSER_S | 2020-05-14
2020532 | DOT I-10 WESTBOUND REST | NONCOMMUNITY | 2018/09 | 2023/09 | 1 | BAKER FDOT I-10W REST AREA | 1 | HYDROPNEUMATIC | STEEL | 2500 | TANK REPLACED SEPTEMBER 25 2018 | 2023-07-05 | 30° 15' 18.9142'' | 82° 24' 6.5332'' | DPHO | WHITE_MD | 2023-07-05
2020815 | NORTHEAST FLORIDA STATE H | COMMUNITY | 2019/12 | 2024/12 | 1 | N.E. FLA. STATE HOSPITAL | 3 | ELEVATED | STEEL | 250000 | FINISHED DRINKING WATER; TANK BUILT 1960 - 250K. TWO HOLES ON ROOF OF TANK PER LAST INSP. | 2022-07-05 | 30° 14' 4.6943'' | 82° 8' 4.1778'' | DPHO | MALY_M | 2022-05-27
2020844 | OLUSTEE BEACH | NONCOMMUNITY | 2023/01 | 2028/01 | 1 | OLUSTEE BEACH | 1 | HYDROPNEUMATIC | STEEL | 500 | MANHOLE IS 11X15 | 2023-12-21 | 30° 12' 48.6251'' | 82° 25' 40.5486'' | DPHO | WHITE_MD | 2023-12-21
2021272 | INSTEEL WIRE PRODUCTS | NONTRANSIENT NONCOMMUNITY | 2018/12 | 2023/12 | 1 | INSTEEL WIRE PRODUCTS | 4 | HYDROPNEUMATIC | STEEL | 900 | FINISHED WATER ACCESS >11X15. TANK INSPECTION SCHEDULED FOR 12/13/18 @ 9AM | 2023-07-17 | 30° 15' 15.0642'' | 82° 15' 28.961'' | DPHO | RAULERSON_E | 2023-07-17
2021356 | BAKER C.I. | COMMUNITY | 2018/02 | 2023/02 | 1 | BAKER COUNTY C.I. | 2 | ELEVATED | STEEL | 150000 |  | 2022-05-27 | 30° 12' 53.8488'' | 82° 22' 17.1138'' | DPHO | MALY_M | 2022-05-27
2021375 | OCEAN POND CAMPGROUND | NONCOMMUNITY | 2023/01 | 2028/01 | 1 | OCEAN POND CAMPGROUND | 1 | HYDROPNEUMATIC | STEEL | 1100 | MANHOLE 12X16 | 2023-12-20 | 28° 11' 27.4866'' | 81° 36' 32.8971'' | DPHO | WHITE_MD | 2023-12-20
2024879 | OLUSTEE DISTRICT RANGER S | NONCOMMUNITY | 2019/10 | 2024/10 | 1 | OLUSTEE DISTRICT RANGER STATIO | 3 | HYDROPNEUMATIC | STEEL | 2643 |  | 2023-12-21 | 30° 12' 7.9115'' | 82° 26' 27.6568'' | DPHO | WHITE_MD | 2023-12-21
2024880 | FLORIDA GATEWAY COLLEGE | NONTRANSIENT NONCOMMUNITY | 2020/02 | 2025/02 | 1 | FLORIDA GATEWAY COLLEGE | 1 | HYDROPNEUMATIC | STEEL | 5000 | PRESSURE AT 48 PSI 11/2022 SS | 2022-12-01 | 30° 12' 6.445'' | 82° 26' 41.2876'' | DPHO | MALY_M | 2022-12-01
2024902 | GLEN ST. MARY WATER SYSTE | COMMUNITY | 2022/07 | 2027/07 | 1 | GLEN ST. MARY WATER SYSTEM | 1 | GROUND | STEEL | 50000 | FINISHED WATER; VENT AND VENT NECK NEED REPLACEMENT PER ISNP 7/19/22; | 2022-08-10 | 30° 16' 32.3182'' | 82° 9' 41.582'' | DPHO | MALY_M | 2022-03-10
2024902 | GLEN ST. MARY WATER SYSTE | COMMUNITY | 2018/06 | 2023/06 | 1 | GLEN ST. MARY WATER SYSTEM | 2 | HYDROPNEUMATIC | STEEL | 3800 |  | 2022-03-10 | 30° 16' 32.7965'' | 82° 9' 42.1964'' | DPHO | MALY_M | 2022-03-10
2040113 | TOWN OF BROOKER | COMMUNITY | 2017/06 | 2022/06 | 1 | BROOKER | 1 | ELEVATED | STEEL | 75000 |  | 2021-06-15 | 29° 53' 23.2032'' | 82° 20' 7.4805'' | DPHO | LUBINSKI_D | 2021-06-15
2040159 | MONTGOMERY PRESBYTERIAN C | NONCOMMUNITY | 2020/08 | 2025/08 | 1 | MONTGOMERY PRESBYTERIAN CENTER | 1 | HYDROPNEUMATIC | STEEL | 4000 | BOTH PRV TANK TOP; AND JOHNSON CONTROLS 1 1/4 AIR VOLUME CONTROL F93B-1 TANK END W/ PRESSURE GAUGE | 2021-02-04 | 29° 49' 32.4895'' | 82° 2' 49.933'' | DPHO | FANKHAUSER_S | 2019-12-20
2040211 | CITY OF STARKE WTP | COMMUNITY | 2024/01 | 2029/01 | 1 | WATER TOWER | 2 | ELEVATED | STEEL | 250000 |  | 2024-02-13 | 29° 56' 49.1287'' | 82° 6' 43.0398'' | DPHO | WILLIAMS_KN | 2023-12-19
2040372 | FLORIDA STATE PRISON | COMMUNITY | 2018/04 | 2023/04 | 1 | FLORIDA STATE PRISON | 1 | ELEVATED | STEEL | 200000 | FSP TOWER | 2022-01-14 | 30° 3' 19.743'' | 82° 11' 1.714'' | DPHO | FANKHAUSER_S | 2022-01-14
2040372 | FLORIDA STATE PRISON | COMMUNITY | 2018/04 | 2023/04 | 1 | FLORIDA STATE PRISON | 2 | ELEVATED | STEEL | 200000 | UCI TOWER | 2022-01-14 | 30° 4' 3.7164'' | 82° 11' 46.5271'' | DPHO | FANKHAUSER_S | 2022-01-14
2040456 | CITY OF HAMPTON | COMMUNITY | 2021/08 | 2026/08 | 1 | HAMPTON | 1 | GROUND | STEEL | 64000 |  | 2022-01-13 | 29° 51' 47.7753'' | 82° 8' 6.9649'' | DPHO | FANKHAUSER_S | 2022-01-13
2040456 | CITY OF HAMPTON | COMMUNITY | 2017/10 | 2022/10 | 1 | HAMPTON | 2 | HYDROPNEUMATIC | STEEL | 6000 | 11/14/12: NEW TANK INSTALLED 9/2012 (KH) | 2022-01-13 | 29° 51' 47.8309'' | 82° 8' 6.1089'' | DPHO | FANKHAUSER_S | 2022-01-13
2040648 | CITY OF LAWTEY WTP | COMMUNITY | 2018/03 | 2023/03 | 1 | LAWTEY WTP | 2 | HYDROPNEUMATIC | STEEL | 6000 | NEW TANK INSTALLED 12/2011 (KH); S/N: C-3296 | 2021-02-15 | 30° 2' 42.0864'' | 82° 4' 22.501'' | DPHO | FANKHAUSER_S | 2021-02-15
2040843 | PARADISE VALLEY (OLIN SUB | COMMUNITY | 2024/01 | 2029/01 | 1 | PARADISE VALLEY COMMUNITY | 1 | HYDROPNEUMATIC | STEEL | 800 | TANK INSTALLED JANUARY 2012 | 2024-02-13 | 29° 59' 43.0621'' | 82° 7' 41.9229'' | DPHO | WILLIAMS_KN | 2023-12-11
2041320 | GENEVA LAKE ESTATES | COMMUNITY | 2021/05 | 2026/05 | 1 | GENEVA LAKE ESTATES WTP | 2 | HYDROPNEUMATIC | STEEL | 3000 | NEW TANK INST 5/2021 PER PERMIT 0382621-001-WC; WELL 1 ON/OFF - 42/60; WELL 2 ON/OFF | 2022-02-21 | 29° 45' 32.614'' | 82° 2' 57.0135'' | DPHO | FANKHAUSER_S | 2022-01-10
2041445 | ALLIGATOR CREEK STOP CAMP | NONCOMMUNITY | 2018/04 | 2023/04 | 1 | ALLIGATOR CREEK STOP CAMP WTP | 1 | HYDROPNEUMATIC | STEEL | 315 | TANK INSPECTION NOT COMPLETED. PREVIOUSLY LISTED IN 2012 SS. EITHER TANK INSPECTION OR REPLACEMENT TO BE COMPLETED / 2017 SS BLP | 2018-09-13 | ° ' '' | ° ' ''
2100150 | CAMP BLANDING JOINT TRAIN | COMMUNITY | 2017/09 | 2022/09 | 1 | WELL 2 WTP (3290) | 2 | ELEVATED | STEEL | 650000 | LOCATED AT ORLANDO/CRESTVIEW ST. AND AVE C BLDG 4330; PART OF DIST. SYSTEM; ALL WELLS FLOW TO TOWERS | 2021-07-19 | 29° 57' 27.6904'' | 81° 58' 20.5886'' | DPHO | LUBINSKI_D | 2021-07-19
2100150 | CAMP BLANDING JOINT TRAIN | COMMUNITY | 2017/10 | 2022/10 | 3 | WELL 5 WTP (5615) | 1 | ELEVATED | STEEL | 650000 | LOCATED AT MIAMI ST BLDG 4530; E TOWERS PART OF DIST SYSTEM; ALL WELLS FLOW TO TOWERS | 2021-07-19 | 29° 56' 50.9694'' | 81° 58' 45.9867'' | DPHO | LUBINSKI_D | 2021-07-19
2100152 | CAMP CRYSTAL LAKE | NONCOMMUNITY | 2020/03 | 2025/03 | 1 | CAMP CRYSTAL LAKE | 1 | HYDROPNEUMATIC | STEEL | 3000 | TANK INSPECTION ON 3/20/20. TANK IN GOOD CONDITION. | 2021-03-16 | 29° 50' .5857'' | 82° 2' 32.4222'' | DPHO | LUBINSKI_D | 2016-06-03
2100418 | WEST FRASER LUMBER MILL M | NONTRANSIENT NONCOMMUNITY | 2022/04 | 2027/04 | 1 | GILMAN BUILDING PRODUCTS WTP | 1 | HYDROPNEUMATIC | STEEL | 533 | NEW REPLACEMENT TANK 2/6/2009 - ASME CERT DIXIE TANK FAILED LAST TANK INSPECTION (4/2022) | 2022-04-15 | 30° 9' 9.6136'' | 82° 1' 36.4224'' | DPHO | MALY_M | 2022-03-03
2100426 | GOLD HEAD BRANCH STATE PA | NONCOMMUNITY | 2020/07 | 2025/07 | 2 | SAND HILL/TURKEY OAK CAMP AREA | 2 | HYDROPNEUMATIC | STEEL | 1000 | REPLACED JULY 2020. | 2023-01-26 | 29° 49' 47.9869'' | 81° 56' 58.8328'' | DPHO | MALY_M | 2023-01-26
2100426 | GOLD HEAD BRANCH STATE PA | NONCOMMUNITY | 2021/01 | 2026/01 | 3 | MAIN WELL WTP | 3 | HYDROPNEUMATIC | STEEL | 2000 | TANK REPLACED JANUARY 2021. | 2023-01-26 | 29° 49' 21.2328'' | 81° 57' 17.8899'' | DPHO | MALY_M | 2023-01-26
2100437 | CITY OF GREEN COVE SPRING | COMMUNITY | 2022/06 | 2027/06 | 1 | HARBOR ROAD WTP | 1 | GROUND | CONCRETE | 200000 |  | 2022-07-11 | 30° 0' 24.2451'' | 81° 41' 50.081'' | DPHO | LUBINSKI_D | 2022-05-05
2100437 | CITY OF GREEN COVE SPRING | COMMUNITY | 2020/08 | 2025/08 | 1 | HARBOR ROAD WTP | 2 | ELEVATED | STEEL | 200000 |  | 2022-05-05 | 30° 0' 25.0342'' | 81° 41' 48.5194'' | DPHO | LUBINSKI_D | 2022-05-05
2100437 | CITY OF GREEN COVE SPRING | COMMUNITY | 2020/08 | 2025/08 | 1 | HARBOR ROAD WTP | 3 | ELEVATED | STEEL | 75000 | TANK FOR DISTRIBUTION - WELL AAC2046 LOCATED HERE DISABLED CAPPED NOT ABANDONED CAN BE RETURNED | 2022-05-05 | 29° 59' 17.0777'' | 81° 41' 43.6692'' | DPHO | LUBINSKI_D | 2022-05-05
2100437 | CITY OF GREEN COVE SPRING | COMMUNITY | 2022/07 | 2027/07 | 1 | HARBOR ROAD WTP | 7 | GROUND | CONCRETE | 200000 |  | 2022-07-11 | 30° 0' 23.7866'' | 81° 41' 49.5897'' | DPHO | LUBINSKI_D | 2022-05-05
2100437 | CITY OF GREEN COVE SPRING | COMMUNITY | 2022/06 | 2027/06 | 2 | REYNOLDS WTP (2101446) SR 16 E | 4 | GROUND | CONCRETE | 200000 | TANK REFURBISHED AND PUT BACK ON-LINE 2004 PER PERMIT P0080223-016-WC LOCATED INSIDE WTP FENCE | 2022-07-11 | 29° 58' 56.593'' | 81° 39' 35.2286'' | DPHO | LUBINSKI_D | 2022-05-05
2100437 | CITY OF GREEN COVE SPRING | COMMUNITY | 2018/11 | 2023/11 | 2 | REYNOLDS WTP (2101446) SR 16 E | 5 | ELEVATED | STEEL | 250000 |  | 2022-05-05 | 29° 58' 57.3887'' | 81° 39' 33.4599'' | DPHO | LUBINSKI_D | 2022-05-05
2100437 | CITY OF GREEN COVE SPRING | COMMUNITY | 2022/06 | 2027/06 | 2 | REYNOLDS WTP (2101446) SR 16 E | 6 | GROUND | CONCRETE | 200000 | ASSOCIATED WITH WELL 3 | 2022-07-11 | 29° 58' 48.1036'' | 81° 39' 21.3034'' | DPHO | LUBINSKI_D | 2022-05-05
2100610 | KEYSTONE POSTMASTER GRID | COMMUNITY | 2020/08 | 2025/08 | 1 | KEYSTONE HEIGHTS WTP-PEACH ST | 7 | HYDROPNEUMATIC | STEEL | 10305 | INSTALLED 03/2015 PERMIT P0080225-007-WC. | 2023-10-02 | 29° 46' 37.7195'' | 82° 2' 13.2748'' | DPHO | WILLIAMS_KN | 2023-10-02
2100610 | KEYSTONE POSTMASTER GRID | COMMUNITY | 2019/02 | 2024/02 | 3 | POSTMASTER VILLAGE | 8 | GROUND | STEEL | 530596 | INSTALLED 2013 | 2023-10-09 | 29° 44' 57.1342'' | 82° 0' 29.3475'' | DPHO | WILLIAMS_KN | 2023-10-09
2100610 | KEYSTONE POSTMASTER GRID | COMMUNITY | 2023/09 | 2028/09 | 3 | POSTMASTER VILLAGE | 9 | HYDROPNEUMATIC | STEEL | 5000 | INSTALLED 2013 | 2023-10-09 | 29° 44' 57.313'' | 82° 0' 30.9957'' | DPHO | WILLIAMS_KN | 2023-10-09
2100610 | KEYSTONE POSTMASTER GRID | COMMUNITY | 2019/03 | 2024/03 | 3 | POSTMASTER VILLAGE | 10 | HYDROPNEUMATIC | STEEL | 10000 | TANK INSTALLED 2002. REPAIRED REPAINTED 5/20/2015. LONG TANK NEAR GENERATOR. | 2023-10-09 | 29° 44' 56.9887'' | 82° 0' 31.0405'' | DPHO | WILLIAMS_KN | 2023-10-09
2100610 | KEYSTONE POSTMASTER GRID | COMMUNITY | 2023/08 | 2028/08 | 3 | POSTMASTER VILLAGE | 11 | GROUND | CONCRETE | 500000 | INSTALLED WITH PERMIT 080225-008-WC CLEARED 8/1/2018. | 2023-10-09 | 29° 44' 57.1062'' | 82° 0' 28.1685'' | DPHO | WILLIAMS_KN | 2023-10-09
2100626 | LAKE ASBURY GRID | COMMUNITY | 2023/09 | 2028/09 | 1 | 01-MEADOWLAKE WTP | 2 | GROUND | STEEL | 158000 |  | 2024-02-29 | 30° 2' 38.6206'' | 81° 48' 1.0116'' | DPHO | WILLIAMS_KN | 2024-02-29
2100626 | LAKE ASBURY GRID | COMMUNITY | 2023/10 | 2028/10 | 1 | 01-MEADOWLAKE WTP | 5 | HYDROPNEUMATIC | STEEL | 10000 | ALSO KNOWN AS NEW HYDROTANK 1 BY CCUA | 2024-02-29 | 30° 2' 38.3613'' | 81° 48' .7795'' | DPHO | WILLIAMS_KN | 2024-02-29
2100626 | LAKE ASBURY GRID | COMMUNITY | 2023/09 | 2028/09 | 1 | 01-MEADOWLAKE WTP | 6 | GROUND | STEEL | 530000 |  | 2024-02-29 | 30° 2' 38.3153'' | 81° 47' 59.9294'' | DPHO | WILLIAMS_KN | 2024-02-29
2100626 | LAKE ASBURY GRID | COMMUNITY | 2022/11 | 2027/11 | 4 | 03-PETER'S CREEK WTP | 8 | HYDROPNEUMATIC | STEEL | 10000 | INSTALLED 03/2017 PERMIT 0350535-001-WC | 2024-02-29 | 29° 59' 45.9326'' | 81° 44' 6.5843'' | DPHO | WILLIAMS_KN | 2024-02-29
2100626 | LAKE ASBURY GRID | COMMUNITY | 2020/05 | 2025/05 | 4 | 03-PETER'S CREEK WTP | 9 | GROUND | CONCRETE | 530000 | PERMIT 0350535-002-WC CLEARED 5/27/2020 | 2024-02-29 | 29° 59' 44.0385'' | 81° 44' 8.7208'' | DPHO | WILLIAMS_KN | 2024-02-29
2100709 | ST. JOHNS LANDING APARTME | COMMUNITY | 2020/07 | 2025/07 | 1 | ST. JOHNS LANDING WTP | 1 | ELEVATED | STEEL | 100000 |  | 2023-11-14 | 30° 0' 40.6016'' | 81° 41' 37.7366'' | DPHO | WILLIAMS_KN | 2023-11-14
2100741 | ORANGE PARK GRID | COMMUNITY | 2016/11 | 2023/04 | 1 | MEADOWBROOK WTP | 1 | GROUND | STEEL | 500000 | TANK REFURBISHMENT PER PERMIT P0080229-029-WC CLEARED 4/2/2018. ROOFTOP AERATOR REMOVED. | 2021-09-29 | 30° 10' 39.8599'' | 81° 44' 19.0497'' | DPHO | LUBINSKI_D | 2021-09-24
2100741 | ORANGE PARK GRID | COMMUNITY | 2019/02 | 2024/03 | 1 | MEADOWBROOK WTP | 2 | GROUND | STEEL | 500000 | AERAOTR ON TOP TO BE REMOVED WITH REFURBISHMENT SCHEDULED BY END OF 2021. | 2021-10-06 | 30° 10' 39.4429'' | 81° 44' 18.426'' | DPHO | LUBINSKI_D | 2021-09-24
2100741 | ORANGE PARK GRID | COMMUNITY | 2018/02 | 2023/02 | 1 | MEADOWBROOK WTP | 4 | HYDROPNEUMATIC | STEEL | 20000 | BLUE TANK INSTALLED 2005 | 2021-09-29 | 30° 10' 40.4608'' | 81° 44' 19.2002'' | DPHO | LUBINSKI_D | 2021-09-24
2100741 | ORANGE PARK GRID | COMMUNITY | 2019/03 | 2024/03 | 1 | MEADOWBROOK WTP | 35 | HYDROPNEUMATIC | STEEL | 20000 | GRAY TANK INSTALLED 2014 REPLACES TANK 2 (NEW TANK STILL LABELED 2: ON ENDCAP) | 2021-09-29 | 30° 10' 40.3281'' | 81° 44' 19.2154'' | DPHO | LUBINSKI_D | 2021-09-24
2100741 | ORANGE PARK GRID | COMMUNITY | 2019/02 | 2024/02 | 3 | RIDGECREST WTP | 11 | GROUND | STEEL | 550000 | REPAIRS COMPLETED | 2021-10-06 | 30° 8' 40.1744'' | 81° 45' 55.5866'' | DPHO | LUBINSKI_D | 2021-10-01
2100741 | ORANGE PARK GRID | COMMUNITY | 2020/08 | 2025/08 | 3 | RIDGECREST WTP | 12 | GROUND | STEEL | 550000 | REPAIRS SCHEDULED FOR EARLY 2022. | 2021-10-06 | 30° 8' 39.7991'' | 81° 45' 56.347'' | DPHO | LUBINSKI_D | 2021-10-01
2100741 | ORANGE PARK GRID | COMMUNITY | 2019/02 | 2024/02 | 3 | RIDGECREST WTP | 13 | GROUND | STEEL | 530000 | REPAIRED & CLEARED 2/1/2021. | 2021-10-06 | 30° 8' 38.9155'' | 81° 45' 55.5868'' | DPHO | LUBINSKI_D | 2021-10-01
2100741 | ORANGE PARK GRID | COMMUNITY | 2018/05 | 2023/05 | 3 | RIDGECREST WTP | 15 | HYDROPNEUMATIC | STEEL | 20000 | INSTALLED NEW TANK 07/11. STAINLESS STEEL. GOOD CONDIITON. | 2021-10-28 | 30° 8' 39.7238'' | 81° 45' 55.4995'' | DPHO | LUBINSKI_D | 2021-10-01
2100741 | ORANGE PARK GRID | COMMUNITY | 2018/02 | 2023/02 | 4 | TANGLEWOOD WTP | 17 | GROUND | STEEL | 218000 | G1 TAKEN OFFLINE 6/30/2021 FOR MINOR REPAIRS CLEANING. RETURNED TO SERVICE 7/2/2021. | 2021-11-22 | 30° 7' 30.5239'' | 81° 47' 7.7891'' | DPHO | LUBINSKI_D | 2021-10-06
2100741 | ORANGE PARK GRID | COMMUNITY | 2017/03 | 2022/03 | 4 | TANGLEWOOD WTP | 18 | GROUND | STEEL | 218000 | 3/7/2017 REPORT: TANK IN GOOD CONDITION. CCUA MAY REHAB IT ANYWAY. | 2021-10-12 | 30° 7' 30.0646'' | 81° 47' 7.1541'' | DPHO | LUBINSKI_D | 2021-10-06
2100741 | ORANGE PARK GRID | COMMUNITY | 2021/06 | 2026/06 | 6 | ORANGE PARK SOUTH WTP | 23 | GROUND | STEEL | 255000 | 2016 REPORT - NEEDS NEW OVERFLOW SCREEEN AERATOR SCREEN NEEDS REPAIRS - COMPLETED | 2021-10-07 | 30° 5' 43.3341'' | 81° 45' 52.0682'' | DPHO | LUBINSKI_D | 2021-10-07
2100741 | ORANGE PARK GRID | COMMUNITY | 2017/04 | 2022/04 | 8 | OLD JENNINGS ROAD WTP | 26 | GROUND | STEEL | 500000 | INITIAL REPORT 4/8/2015. REPAINTED & RELINED 4/11/2017. G1 AND H1 INSTALLED WITH PERMIT 0080240-003-WC CLEARED 11/4/1998. | 2021-11-22 | 30° 6' 49.8108'' | 81° 50' 36.1877'' | DPHO | LUBINSKI_D | 2021-10-18
2100741 | ORANGE PARK GRID | COMMUNITY | 2018/05 | 2023/05 | 8 | OLD JENNINGS ROAD WTP | 27 | HYDROPNEUMATIC | STEEL | 5000 | 2018 REPORT - GOOD CONDITION. G1 AND H1 INSTALLED WITH PERMIT 0080240-003-WC CLEARED 11/4/1998. | 2021-10-28 | 30° 6' 50.6816'' | 81° 50' 34.3192'' | DPHO | LUBINSKI_D | 2021-10-18
2100741 | ORANGE PARK GRID | COMMUNITY | 2019/02 | 2024/02 | 8 | OLD JENNINGS ROAD WTP | 28 | GROUND | STEEL | 500000 | G2 INSTALLED W PERMIT 0080229-24-WC CLEARED 8/8/2006. | 2021-11-22 | 30° 6' 50.6002'' | 81° 50' 36.1587'' | DPHO | LUBINSKI_D | 2021-10-18
2100741 | ORANGE PARK GRID | COMMUNITY | 2020/08 | 2025/08 | 9 | SPENCER'S CROSSING WTP | 29 | GROUND | STEEL | 530000 | TANK RELINED & REINSPECTED 2/25/2015. 2020 REPORT - TANK & LINING GOOD RECOMMENDS REPAIRS TO EXTERIOR SEAM SEALER. | 2021-10-25 | 30° 10' 40'' | 81° 48' 21.5'' | DPHO | LUBINSKI_D | 2021-10-25
2100741 | ORANGE PARK GRID | COMMUNITY | 2017/03 | 2022/03 | 9 | SPENCER'S CROSSING WTP | 32 | HYDROPNEUMATIC | STEEL | 10000 | 2017 REPORT - GOOD CONDITION. | 2021-10-28 | 30° 10' 38.4476'' | 81° 48' 20.8194'' | DPHO | LUBINSKI_D | 2021-10-25
2100741 | ORANGE PARK GRID | COMMUNITY | 2018/02 | 2023/02 | 10 | OAKLEAF PLANTATION WTP | 30 | GROUND | STEEL | 500000 | 2018 INSP RPT - GOOD CONDITION. 6/28/2018 TANK RELINED. INSTALLED WITH PERMIT 0127309-021-WC CLEARED 4/11/07 | 2021-10-28 | 30° 9' 32.6993'' | 81° 50' 25.127'' | DPHO | LUBINSKI_D | 2021-10-27
2100741 | ORANGE PARK GRID | COMMUNITY | 2018/01 | 2023/01 | 10 | OAKLEAF PLANTATION WTP | 31 | HYDROPNEUMATIC | STEEL | 10000 | 6/9/2017 TANK REPAINTED RELINED. 2018 INSP RPT - GOOD CONDITION. BOTH TANKS INSTALLED WITH PERMIT 0127309-021-WC CLEARED 4/11/2007. | 2021-10-28 | 30° 9' 32.5481'' | 81° 50' 24.6128'' | DPHO | LUBINSKI_D | 2021-10-28
2100741 | ORANGE PARK GRID | COMMUNITY | 2021/06 | 2026/06 | 11 | MIDDLEBURG HS | 33 | HYDROPNEUMATIC | STEEL | 5500 | 2021 REPORT - GOOD CONDITION. HYDROTANK INSTALLED 2011 PERMIT NOT REQUIRED. | 2021-10-28 | 30° 5' 25.4826'' | 81° 50' 51.8574'' | DPHO | LUBINSKI_D | 2021-10-28
2100741 | ORANGE PARK GRID | COMMUNITY | 2018/04 | 2023/04 | 11 | MIDDLEBURG HS | 34 | GROUND | CONCRETE | 151000 | AERATOR ON TOP. 2018 REPORT - GOOD CONDITION. GST INSTALLED PREVIOUS TO BECOMING REGULATED IN 2010 UNDER SAFE DRINKING WATER ACT. | 2021-10-28 | 30° 5' 26.1489'' | 81° 50' 51.5986'' | DPHO | LUBINSKI_D | 2021-10-28
2100801 | KINGSLEY COVE | COMMUNITY | 2019/07 | 2024/07 | 3 | NEW PLANT - SUBDIVISION | 3 | HYDROPNEUMATIC | STEEL | 1700 | TANK INSTALLED WITH PERMIT 0164853-002-WC CLEARED 4/17/2014. NORTHERN TANK | 2021-12-07 | 29° 58' 48.6493'' | 81° 59' 43.1049'' | DPHO | LUBINSKI_D | 2021-12-06
2100801 | KINGSLEY COVE | COMMUNITY | 2019/03 | 2024/03 | 3 | NEW PLANT - SUBDIVISION | 4 | HYDROPNEUMATIC | STEEL | 1700 | TANK INSTALLED WITH PERMIT 0164853-002-WC CLEARED 4/17/2014. SOUTHERN TANK | 2021-12-07 | 29° 58' 48.5139'' | 81° 59' 43.0906'' | DPHO | LUBINSKI_D | 2021-12-06
2100882 | PENNEY RETIREMENT COMMUNI | COMMUNITY | 2019/10 | 2024/10 | 1 | PENNEY RETIREMENT COMM INC. | 2 | HYDROPNEUMATIC | STEEL | 9000 | NEW TANK 10/22/2019 | 2022-05-05 | 29° 58' 37.9352'' | 81° 48' 33.1506'' | DPHO | LUBINSKI_D | 2022-05-05
2101019 | TOWN OF PENNEY FARMS WTP | COMMUNITY | 2018/09 | 2023/09 | 1 | TOWN OF PENNY FARMS WTP | 1 | ELEVATED | STEEL | 100000 |  | 2022-04-22 | 29° 58' 37.9639'' | 81° 48' 49.6905'' | DPHO | LUBINSKI_D | 2022-04-22
2101182 | TOWN OF ORANGE PARK | COMMUNITY | 2020/08 | 2025/08 | 1 | ASH STREET WTP | 1 | HYDROPNEUMATIC | STEEL | 15000 | INSTALLED WITH PERMIT 0080234-007-WC AND 016-WC (ASH WTP UPGRADES) CLEARED 6/30/2004 | 2022-08-29 | 30° 10' 59.1372'' | 81° 42' 37.4274'' | DPHO | QUICK_V | 2022-08-29
2101182 | TOWN OF ORANGE PARK | COMMUNITY | 2020/08 | 2025/08 | 1 | ASH STREET WTP | 2 | GROUND | STEEL | 500000 | WITH AERATOR | 2022-08-29 | 30° 10' 58.4699'' | 81° 42' 37.9713'' | DPHO | QUICK_V | 2022-08-29
2101182 | TOWN OF ORANGE PARK | COMMUNITY | 2021/07 | 2026/07 | 2 | MILWAUKEE AVE WTP | 3 | GROUND | CONCRETE | 500000 | WITH AERATOR | 2022-08-29 | 30° 9' 46.8892'' | 81° 42' 8.4408'' | DPHO | QUICK_V | 2022-08-29
2101182 | TOWN OF ORANGE PARK | COMMUNITY | 2021/07 | 2026/07 | 2 | MILWAUKEE AVE WTP | 4 | HYDROPNEUMATIC | STEEL | 15000 |  | 2022-08-29 | 30° 9' 47.6944'' | 81° 42' 9.6691'' | DPHO | QUICK_V | 2022-08-29
2104332 | RAVINES WTP | COMMUNITY | 2018/05 | 2023/05 | 1 | RAVINES WTP | 4 | HYDROPNEUMATIC | STEEL | 10000 |  | 2023-08-11 | 30° 3' 39.5493'' | 81° 51' 10.0135'' | DPHO | LUBINSKI_D | 2020-05-29
2104332 | RAVINES WTP | COMMUNITY | 2022/10 | 2027/10 | 1 | RAVINES WTP | 5 | GROUND | STEEL | 530000 | PER PERMIT 0080241-009-WC CLEARED 1/26/2018 | 2023-09-07 | 30° 3' 38.7051'' | 81° 51' 11.8732'' | DPHO | RAULERSON_E | 2023-09-07
2104333 | CLAY HILL ELEMENTARY SCHO | NONTRANSIENT NONCOMMUNITY | 2020/08 | 2025/08 | 1 | CLAY HILL ELEMENTARY SCHOOL | 2 | HYDROPNEUMATIC | STEEL | 1000 |  | 2022-12-06 | 30° 8' 39.5991'' | 82° 0' 25.8079'' | DPHO | LUBINSKI_D | 2020-01-06
2104351 | PIER STATION WTP | COMMUNITY | 2022/10 | 2027/10 | 1 | PIER STATION WTP | 1 | HYDROPNEUMATIC | STEEL | 4839 | INSTALLED 07/2011; TANK REFURBISHED CLEANED 06/2023 | 2023-09-14 | 29° 58' 50.0642'' | 81° 45' 59.1582'' | DPHO | LUBINSKI_D | 2020-05-29
2104389 | WILKINSON ELEMENTARY SCHO | NONTRANSIENT NONCOMMUNITY | 2020/08 | 2025/08 | 1 | ELEMENTARY SCHOOL | 1 | HYDROPNEUMATIC | STEEL | 1000 |  | 2023-04-27 | 30° 4' 55.5773'' | 81° 56' 34.9201'' | DPHO | TIERNEY_S | 2023-04-27
2104389 | WILKINSON ELEMENTARY SCHO | NONTRANSIENT NONCOMMUNITY | 2020/08 | 2025/08 | 1 | ELEMENTARY SCHOOL | 2 | GROUND | STEEL | 25000 | NO AERATOR ON TOP - WEST TANK | 2021-02-09 | 30° 4' 55.8427'' | 81° 56' 34.8804'' | DPHO | LUBINSKI_D | 2016-12-06
2104389 | WILKINSON ELEMENTARY SCHO | NONTRANSIENT NONCOMMUNITY | 2020/08 | 2025/08 | 1 | ELEMENTARY SCHOOL | 3 | GROUND | STEEL | 25000 | EAST TANK - HAS AERATOR ON TOP | 2021-02-09 | 30° 4' 55.8343'' | 81° 56' 34.5936'' | DPHO | LUBINSKI_D | 2016-12-06
2104389 | WILKINSON ELEMENTARY SCHO | NONTRANSIENT NONCOMMUNITY | 2020/08 | 2025/08 | 2 | JR HIGH SCHOOL | 4 | HYDROPNEUMATIC | STEEL | 3572 | HYDROTANK IS ATTACHED TO END OF GST | 2021-02-09 | 30° 5' 2.3575'' | 81° 56' 37.7631'' | DPHO | LUBINSKI_D | 2016-12-06
2104389 | WILKINSON ELEMENTARY SCHO | NONTRANSIENT NONCOMMUNITY | 2020/08 | 2025/08 | 2 | JR HIGH SCHOOL | 5 | GROUND | STEEL | 10630 | GST HAS HYDROTANK ATTACHED TO END | 2021-02-09 | 30° 5' 2.3377'' | 81° 56' 37.7289'' | DPHO | LUBINSKI_D | 2016-12-06
2104391 | PACE FLEMING GRID | COMMUNITY | 2022/12 | 2027/12 | 1 | PACE ISLAND WTP | 1 | GROUND | STEEL | 530000 | SOME SPOT REPAIR NEEDED INTERIOR/EXTERIOR WALLS PER 12/2022 TANK INSP RPT - KNW | 2023-09-14 | 30° 7' 3.4238'' | 81° 42' 46.7782'' | DPHO | LUBINSKI_D | 2021-04-16
2104391 | PACE FLEMING GRID | COMMUNITY | 2024/02 | 2029/02 | 1 | PACE ISLAND WTP | 2 | GROUND | STEEL | 530000 | EXTERIOR COATED WITH SILKAFLEX 5/3/2017 | 2024-02-26 | 30° 7' 3.3561'' | 81° 42' 45.7801'' | DPHO | LUBINSKI_D | 2021-04-16
2104391 | PACE FLEMING GRID | COMMUNITY | 2020/08 | 2025/08 | 1 | PACE ISLAND WTP | 7 | HYDROPNEUMATIC | STEEL | 10000 | SILVER TANK - INSTALLED AUGUST 2015; PERMIT NOT REQ | 2024-02-23 | 30° 7' 2.6982'' | 81° 42' 47.4062'' | DPHO | LUBINSKI_D | 2021-04-16
2104391 | PACE FLEMING GRID | COMMUNITY | 2023/01 | 2028/01 | 2 | FLEMING OAKS WTP | 4 | GROUND | STEEL | 255000 | INTERIOR COATING NEEDS REPLACEMENT ROOF NEEDS REPAIR PER 01/2023 TANK INSP RPT - KNW | 2023-09-14 | 30° 4' 32.0278'' | 81° 42' 15.9728'' | DPHO | LUBINSKI_D | 2021-04-20
2104391 | PACE FLEMING GRID | COMMUNITY | 2022/10 | 2027/10 | 2 | FLEMING OAKS WTP | 6 | HYDROPNEUMATIC | STEEL | 10000 | INSTALLED 2011 | 2024-02-23 | 30° 4' 31.5795'' | 81° 42' 15.9714'' | DPHO | LUBINSKI_D | 2021-04-20
2104402 | CHEMOURS - TRAILRIDGE PLA | NONTRANSIENT NONCOMMUNITY | 2020/10 | 2025/10 | 1 | CHEMOURS-TRAILRIDGE WTP | 1 | GROUND | STEEL | 4000 | GM 8/8/14: TANK PREVIOUSLY LISTED AS 6 000 GALLONS BUT MEASURES 4 000. | 2023-08-04 | 29° 54' 45.8124'' | 82° 1' 57.4963'' | DPHO | RAULERSON_E | 2023-08-04
2104402 | CHEMOURS - TRAILRIDGE PLA | NONTRANSIENT NONCOMMUNITY | 2021/03 | 2026/03 | 1 | CHEMOURS-TRAILRIDGE WTP | 3 | HYDROPNEUMATIC | STEEL | 1500 | NEW ASME TANK INSTALLED WITH PERMIT C0399641-001-WC CLEARED 3/11/2021 | 2023-08-04 | 29° 54' 45.9311'' | 82° 1' 57.2565'' | DPHO | RAULERSON_E | 2023-08-04
2104412 | MCRAE ELEMENTARY SCHOOL W | NONTRANSIENT NONCOMMUNITY | 2019/03 | 2024/03 | 1 | MCRAE ELEMENTARY SCHOOL WTP | 1 | GROUND | STEEL | 24000 | WEST TANK WITHOUT AERATOR | 2022-03-24 | 29° 48' 58.8672'' | 81° 55' 27.3861'' | DPHO | LUBINSKI_D | 2022-03-18
2104412 | MCRAE ELEMENTARY SCHOOL W | NONTRANSIENT NONCOMMUNITY | 2019/03 | 2024/03 | 1 | MCRAE ELEMENTARY SCHOOL WTP | 2 | GROUND | STEEL | 24000 | EAST TANK WITH AERATOR | 2022-03-24 | 29° 48' 58.851'' | 81° 55' 27.1693'' | DPHO | LUBINSKI_D | 2022-03-18
2104412 | MCRAE ELEMENTARY SCHOOL W | NONTRANSIENT NONCOMMUNITY | 2019/03 | 2024/03 | 1 | MCRAE ELEMENTARY SCHOOL WTP | 3 | HYDROPNEUMATIC | STEEL | 3000 | TANK RELINED 2013 | 2022-03-24 | 29° 48' 59.3033'' | 81° 55' 27.5798'' | DPHO | LUBINSKI_D | 2022-03-18
2104449 | NORTH FORK PROPERTY | NONCOMMUNITY | 2015/04 | 2020/04 | 3 | NORTH FORK | 5 | GROUND | STEEL | 20500 | AERATOR ON TOP | 2020-01-03 | 30° 5' 9.7118'' | 81° 53' 8.6882'' | DPHO | LUBINSKI_D | 2020-01-03
2104449 | NORTH FORK PROPERTY | NONCOMMUNITY | 2015/04 | 2020/04 | 3 | NORTH FORK | 6 | HYDROPNEUMATIC | STEEL | 5000 |  | 2020-01-03 | 30° 5' 9.4696'' | 81° 53' 8.9974'' | DPHO | LUBINSKI_D | 2020-01-03
2120047 | AZALEA PARK SUBDIVISION | COMMUNITY | 2020/11 | 2025/11 | 1 | AZALEA PARK | 2 | HYDROPNEUMATIC | STEEL | 1585 | NEW TANK INSTALLED 11/18/2020 | 2023-07-31 | ° ' '' | ° ' ''
2120224 | COLLEGE MANOR UTILITIES | COMMUNITY | --- | 2023/10 | 1 | COLLEGE MANOR WTP | 2 | HYDROPNEUMATIC | STEEL | 1000 | HYDROTANK REPLACED 9/2018. - | 2022-01-20 | ° ' '' | ° ' ''
2120494 | PONDVIEW MHP | NONCOMMUNITY | 2019/11 | 2024/11 | 1 | PONDVIEW MHP | 1 | GROUND | STEEL | 2000 |  | 2021-12-14 | 30° 9' 58.6997'' | 82° 36' 39.7753'' | DPHO | MALY_M | 2021-12-14
2120630 | CITY OF LAKE CITY (PRICE | COMMUNITY | 2019/02 | 2024/02 | 2 | PRICE CREEK WTP | 5 | ELEVATED | STEEL | 500000 | LOCATED AT 90 AND MURRAY TERR | 2022-10-14 | 30° 11' 18.4118'' | 82° 37' 25.7956'' | DPHO | FANKHAUSER_S | 2022-10-13
2120630 | CITY OF LAKE CITY (PRICE | COMMUNITY | 2019/02 | 2024/02 | 2 | PRICE CREEK WTP | 7 | GROUND | CONCRETE | 1500000 |  | 2022-10-13 | 30° 10' 25.2365'' | 82° 33' 46.4158'' | DPHO | FANKHAUSER_S | 2022-10-13
2120630 | CITY OF LAKE CITY (PRICE | COMMUNITY | 2019/02 | 2024/02 | 2 | PRICE CREEK WTP | 8 | GROUND | CONCRETE | 1500000 |  | 2022-10-13 | 30° 10' 24.9827'' | 82° 33' 44.2212'' | DPHO | FANKHAUSER_S | 2022-10-13
2120630 | CITY OF LAKE CITY (PRICE | COMMUNITY | 2019/02 | 2024/02 | 2 | PRICE CREEK WTP | 10 | GROUND | CONCRETE | 1000000 | LOCATED OFF NW SHANA WAY | 2022-10-13 | 30° 10' 53.8376'' | 82° 41' 55.7678'' | DPHO | FANKHAUSER_S | 2022-10-13
2120630 | CITY OF LAKE CITY (PRICE | COMMUNITY | 2019/02 | 2024/02 | 2 | PRICE CREEK WTP | 11 | GROUND | CONCRETE | 1000000 | LOCATED OFF NW SHANA WAY | 2022-10-13 | 30° 10' 54.737'' | 82° 41' 55.5885'' | DPHO | FANKHAUSER_S | 2022-10-13
2120842 | O'LENO STATE PARK | NONCOMMUNITY | 2019/08 | 2024/08 | 1 | GROUP CAMP | 1 | HYDROPNEUMATIC | STEEL | 2750 |  | 2021-01-25 | 29° 54' 47.6777'' | 82° 34' 49.9148'' | DPHO | FANKHAUSER_S | 2020-03-19
2120842 | O'LENO STATE PARK | NONCOMMUNITY | 2019/08 | 2024/08 | 2 | MAGNOLIA | 2 | HYDROPNEUMATIC | STEEL | 1500 |  | 2021-01-25 | 29° 54' 46.71'' | 82° 34' 56.83'' | DPHO | FANKHAUSER_S | 2020-03-19
2120842 | O'LENO STATE PARK | NONCOMMUNITY | 2019/08 | 2024/08 | 3 | DOGWOOD | 3 | HYDROPNEUMATIC | STEEL | 1200 | NEW IN 2011 | 2021-01-25 | 29° 55' 12.3726'' | 82° 36' .7267'' | DPHO | FANKHAUSER_S | 2020-03-19
2120931 | SUPER 8 MOTEL | NONCOMMUNITY | 2018/11 | 2023/11 | 1 | SUPER 8 MOTEL | 1 | HYDROPNEUMATIC | STEEL | 2200 |  | 2023-11-07 | 30° 7' 2.8331'' | 82° 39' 29.552'' | DPHO | WILLIAMS_KN | 2023-11-07
2121023 | SHADY OAKS SUBDIVISION | COMMUNITY | 2017/03 | 2022/03 | 1 | SHADY OAKS SUBDIVISION | 1 | HYDROPNEUMATIC | STEEL | 2000 |  | 2023-12-06 | 30° 7' 15.5557'' | 82° 43' 57.4166'' | DPHO | WILLIAMS_KN | 2023-12-06
2124284 | WOODGATE VILLAGE | COMMUNITY | 2019/12 | 2024/12 | 1 | WOODGATE VILLAGE | 1 | HYDROPNEUMATIC | STEEL | 3000 |  | 2023-01-04 | 30° 9' 49.8246'' | 82° 43' 53.4291'' | DPHO | FANKHAUSER_S | 2023-01-04
2124291 | DOT I-10 & I-75 E & W BOU | NONCOMMUNITY | 2017/02 | 2022/02 | 1 | COLUMBIA I-10 REST AREA | 1 | HYDROPNEUMATIC | STEEL | 2000 | SYSTEM BROUGHT ONLINE UNDER CO FOR TANKS 1 & 2 REPLACEMENT BY 2024 | 2022-12-29 | ° ' '' | ° ' ''
2124291 | DOT I-10 & I-75 E & W BOU | NONCOMMUNITY | 2017/02 | 2022/02 | 1 | COLUMBIA I-10 REST AREA | 2 | HYDROPNEUMATIC | STEEL | 2000 | SYSTEM BROUGHT ONLINE UNDER CO FOR TANKS 1 & 2 REPLACEMENT BY 2024 | 2022-12-29 | ° ' '' | ° ' ''
2124295 | 242 VILLAGE SUBDIVISION | COMMUNITY | 2017/03 | 2022/03 | 1 | 242 VILLAGE WTP | 1 | HYDROPNEUMATIC | STEEL | 1000 |  | 2023-06-09 | 30° 7' 10.1717'' | 82° 37' 31.7048'' | DPHO | WILLIAMS_KN | 2023-06-09
2124357 | THE LAKES APARTMENTS | NONCOMMUNITY | 2015/12 | 2020/12 | 1 | LAKES APARTMENTS | 1 | HYDROPNEUMATIC | STEEL | 1000 |  | 2020-06-10 | ° ' '' | ° ' ''
2124372 | BRANDON-BRENT HEIGHTS WTP | COMMUNITY | 2019/06 | 2024/06 | 1 | BRANDON-BRENT | 2 | HYDROPNEUMATIC | STEEL | 6500 |  | 2022-04-06 | 30° 6' 15.1436'' | 82° 35' 14.3973'' | DPHO | FANKHAUSER_S | 2022-04-06
2124392 | CHRISTIAN FELLOWSHIP CHUR | NONTRANSIENT NONCOMMUNITY | 2019/11 | 2024/11 | 1 | CHRISTIAN FELLOWSHIP CHURCH | 1 | HYDROPNEUMATIC | STEEL | 5000 |  | 2022-12-08 | ° ' '' | ° ' ''
2124398 | KELLY'S RV/MH PARK | NONCOMMUNITY | 2018/04 | 2023/04 | 1 | KELLY'S MHP | 1 | HYDROPNEUMATIC | STEEL | 1000 | TANK INSPECTED ON 4/16/18. IN GOOD CONDITION. | 2023-01-04 | 30° 19' 7.41'' | 82° 43' 36.79'' | DPHO | FANKHAUSER_S | 2023-01-04
2124399 | TOWN OF FORT WHITE | COMMUNITY | 2022/04 | 2027/04 | 1 | FORT WHITE | 3 | HYDROPNEUMATIC | STEEL | 4500 | INSP REPORT REQUIRES TANK REPLACEMENT W/IN 5 YEARS. INSP REP LISTS MAX PRESSURE AT 68 PSI. | 2022-05-03 | ° ' '' | ° ' ''
2124404 | LAKE CITY CHRISTIAN ACADE | NONTRANSIENT NONCOMMUNITY | 2019/08 | 2024/08 | 1 | LAKE CITY CHRISTIAN WTP | 1 | HYDROPNEUMATIC | STEEL | 525 |  | 2022-11-03 | 30° 9' 37.023'' | 82° 44' 43.6687'' | DPHO | FANKHAUSER_S | 2022-11-03
2124405 | LAKE CITY RV RESORT | NONCOMMUNITY | 2016/05 | 2021/05 | 1 | LAKE CITY RV RESORT | 1 | HYDROPNEUMATIC | STEEL | 315 | MANHOLE IS 11X15 | 2016-06-21 | 30° 22' 36.9482'' | 82° 35' 38.2782'' | DPHO | LOGAN_SA | 2014-09-08
2124409 | LANCE WATER | COMMUNITY | 2023/04 | 2028/04 | 1 | LANCE WATER | 1 | HYDROPNEUMATIC | STEEL | 1000 | PER 2023 TANK INSP RPT: INTERIOR LINING CORRODING DUE TO CL2 BUT OK FOR NOW -KNW | 2023-12-01 | 30° 9' 58.2942'' | 82° 36' 21.5826'' | DPHO | WILLIAMS_KN | 2023-12-01
2124413 | COLUMBIA COUNTY WATER SYS | COMMUNITY | 2021/05 | 2026/05 | 1 | ELLISVILLE WATER PLANT | 1 | HYDROPNEUMATIC | STEEL | 10000 |  | 2022-04-08 | 29° 59' 9.1525'' | 82° 35' .1202'' | DPHO | FANKHAUSER_S | 2022-04-07
2124413 | COLUMBIA COUNTY WATER SYS | COMMUNITY | 2021/05 | 2026/05 | 1 | ELLISVILLE WATER PLANT | 2 | GROUND | CONCRETE | 200000 |  | 2022-04-22 | 29° 59' 8.6412'' | 82° 34' 59.2657'' | DPHO | FANKHAUSER_S | 2022-04-07
2150243 | CROSS CITY WTP | COMMUNITY | 2021/04 | 2026/04 | 1 | CROSS CITY WTP | 3 | GROUND | CONCRETE | 500000 |  | 2022-08-23 | 29° 38' 13.8605'' | 83° 7' 32.8055'' | DPHO | RAULERSON_E | 2022-07-28
2150243 | CROSS CITY WTP | COMMUNITY | 2021/04 | 2026/04 | 1 | CROSS CITY WTP | 4 | GROUND | CONCRETE | 500000 |  | 2022-08-23 | 29° 38' 13.9452'' | 83° 7' 30.8133'' | DPHO | WEBBER_H | 2007-01-08
2150243 | CROSS CITY WTP | COMMUNITY | 2021/09 | 2026/09 | 1 | CROSS CITY WTP | 5 | ELEVATED | STEEL | 150000 |  | 2022-08-26 | 29° 38' 14.4286'' | 83° 7' 32.1642'' | DPHO | RAULERSON_E | 2022-07-28
2150512 | HORSESHOE BEACH WTP | COMMUNITY | 2017/06 | 2022/06 | 1 | HORSESHOE BEACH WTP | 1 | GROUND | CONCRETE | 250000 |  | 2018-08-22 | 29° 27' 53.6471'' | 83° 16' 28.8725'' | DPHO | LOGAN_SA | 2014-05-09
2150512 | HORSESHOE BEACH WTP | COMMUNITY | 2018/10 | 2023/10 | 1 | HORSESHOE BEACH WTP | 4 | ELEVATED | STEEL | 75000 | FINISHED DRINKING WATER | 2018-11-29 | 29° 27' 53.09'' | 83° 16' 30.4867'' | DPHO | LOGAN_SA | 2014-05-09
2150840 | OLD TOWN ELEMENTARY SCHOO | NONTRANSIENT NONCOMMUNITY | 2020/12 | 2025/12 | 1 | OLD TOWN SCHOOL | 1 | OTHER | STEEL | 2000 | LARGER TANK INSIDE PLANT; HAS MANHOLE ACCESS < 11 X 15 | 2021-01-15 | 29° 35' 25.5486'' | 82° 58' 48.1002'' | DPHO | WEBBER_H | 2006-09-13
2150840 | OLD TOWN ELEMENTARY SCHOO | NONTRANSIENT NONCOMMUNITY | 2020/12 | 2025/12 | 1 | OLD TOWN SCHOOL | 2 | HYDROPNEUMATIC | STEEL | 1000 | SMALLER TANK INSIDE PLANT; HAS MANHOLE ACCESS < 11 X 15 | 2021-01-15 | 29° 35' 25.5662'' | 82° 58' 48.081'' | DPHO | WEBBER_H | 2006-09-13
2150840 | OLD TOWN ELEMENTARY SCHOO | NONTRANSIENT NONCOMMUNITY | 2020/12 | 2025/12 | 1 | OLD TOWN SCHOOL | 3 | HYDROPNEUMATIC | STEEL | 1000 | TANK OUTSIDE PLANT; HAS MANHOLE ACCESS < 11 X 15 | 2021-01-15 | 29° 35' 25.6897'' | 82° 58' 48.0804'' | DPHO | WEBBER_H | 2006-09-13
2151026 | SHADY OAKS RV AND MHP | COMMUNITY | 2020/01 | 2025/01 | 1 | SHADY OAKS RV & MHP | 1 | GROUND | STEEL | 10000 | TANK VOLUME MEASURED DURING 08/2013 INSPECTION. 11/7/18 - PER 1/13/2020 TANK INSP. THE MAX SAFE PRESSURE IS 75.84 PSI. | 2022-08-10 | 29° 36' 46.0195'' | 83° 5' 6.9929'' | DPHO | LOGAN_SA | 2014-05-08
2151140 | SUWANNEE WATER & SEWER DI | COMMUNITY | 2019/02 | 2024/02 | 1 | SUWANNEE WATER & WATER DISTRIC | 7 | GROUND | CONCRETE | 220000 |  | 2023-02-14 | 29° 21' 19.4915'' | 83° 6' 39.3526'' | DPHO | RAULERSON_E | 2020-03-25
2151441 | LUCKY CHARM RV PARK | NONCOMMUNITY | 2015/10 | 2020/10 | 1 | LUCKY CHARM RV PARK WTP | 1 | HYDROPNEUMATIC | STEEL | 1500 | TANK INSPECTION ON 10/7/15. NO PROBLEMS FOUND. | 2020-12-21 | 29° 39' 41.0034'' | 82° 58' 50.1664'' | DPHO | LOGAN_SA | 2014-08-25
2160046 | BAE SYSTEMS SE SHIPYARDS | NONTRANSIENT NONCOMMUNITY | 2020/10 | 2025/10 | 1 | BAE SYSTEMS SHIPYARD | 1 | GROUND | STEEL | 39000 |  | 2022-12-21 | 30° 23' 24.2999'' | 81° 27' 38.1923'' | DPHO | FANKHAUSER_S | 2022-12-21
2160046 | BAE SYSTEMS SE SHIPYARDS | NONTRANSIENT NONCOMMUNITY | --- | 2025/12 | 1 | BAE SYSTEMS SHIPYARD | 2 | HYDROPNEUMATIC | STEEL | 6300 | NEW TANK INSTALLED DEC 2020 | 2022-12-21 | 30° 23' 24.1406'' | 81° 27' 37.5966'' | DPHO | FANKHAUSER_S | 2022-12-21
2160053 | BALDWIN WATER SYSTEM | COMMUNITY | 2019/09 | 2024/09 | 1 | BALDWIN WATER SYSTEM | 2 | ELEVATED | STEEL | 250000 |  | 2020-06-17 | 30° 18' 2.3928'' | 81° 58' 49.5578'' | DPHO | TIERNEY_S | 2020-06-17
2160174 | BACARDI BOTTLING CORPORAT | NONTRANSIENT NONCOMMUNITY | 2020/11 | 2025/11 | 1 | BACARDI BOTTLING CORP | 1 | HYDROPNEUMATIC | STEEL | 7000 |  | 2023-07-12 | 30° 27' 37.6599'' | 81° 38' 28.8046'' | DPHO | WHITE_MD | 2023-07-12
2160200 | ATLANTIC BEACH WATER SYST | COMMUNITY | 2020/11 | 2025/11 | 2 | WTP #2 - 2301 MAYPORT ROAD | 5 | ELEVATED | STEEL | 300000 |  | 2023-09-21 | 30° 20' 58.2591'' | 81° 24' 42.2073'' | DPHO | WHITE_MD | 2023-09-21
2160206 | NEPTUNE BEACH | COMMUNITY | 2022/02 | 2027/02 | 1 | NEPTUNE BEACH | 3 | ELEVATED | STEEL | 300000 | OFF FLORIDA BLVD BETWEEN PENMAN AND ATLANTIC | 2022-03-03 | 30° 19' 3.9'' | 81° 24' 52'' | DPHO | TIERNEY_S | 2021-10-25
2160375 | CMC STEEL FLORIDA, MAIN | NONTRANSIENT NONCOMMUNITY | 2021/11 | 2026/11 | 1 | MAIN PLANT | 1 | GROUND | STEEL | 23600 | LISTED AS 25K IN 2021 TANK INSPECTION | 2021-11-24 | ° ' '' | ° ' ''
2160390 | CRYSTAL SPRINGS ESTATES M | COMMUNITY | 2020/12 | 2025/12 | 1 | CRYSTAL SPRINGS MHP | 1 | GROUND | STEEL | 22000 |  | 2023-10-27 | 30° 18' 30.507'' | 81° 50' 55.9792'' | DPHO | PRICE_JR | 2008-07-01
2160563 | JACKSONVILLE BEACH WTP | COMMUNITY | 2021/11 | 2026/11 | 1 | JACKSONVILLE BCH WTP #1 | 1 | ELEVATED | STEEL | 250000 |  | 2022-04-18 | 30° 17' 52.7676'' | 81° 24' 18.3476'' | DPHO | FANKHAUSER_S | 2022-04-18
2160563 | JACKSONVILLE BEACH WTP | COMMUNITY | 2021/07 | 2026/07 | 1 | JACKSONVILLE BCH WTP #1 | 3 | GROUND | CONCRETE | 500000 |  | 2022-04-15 | 30° 17' 11.2945'' | 81° 23' 32.663'' | DPHO | FANKHAUSER_S | 2022-04-15
2160563 | JACKSONVILLE BEACH WTP | COMMUNITY | 2021/07 | 2026/07 | 1 | JACKSONVILLE BCH WTP #1 | 4 | GROUND | CONCRETE | 500000 |  | 2022-04-18 | 30° 17' 10.6606'' | 81° 23' 32.5205'' | DPHO | FANKHAUSER_S | 2022-04-15
2160563 | JACKSONVILLE BEACH WTP | COMMUNITY | 2022/01 | 2027/01 | 2 | JACKSONVILLE BCH WTP#2 | 2 | ELEVATED | STEEL | 200000 |  | 2022-04-18 | 30° 16' 11.2024'' | 81° 23' 17.1811'' | DPHO | FANKHAUSER_S | 2022-04-18
2160563 | JACKSONVILLE BEACH WTP | COMMUNITY | 2021/04 | 2026/04 | 2 | JACKSONVILLE BCH WTP#2 | 5 | GROUND | CONCRETE | 500000 |  | 2022-04-18 | 30° 15' 59.5403'' | 81° 23' 45.6868'' | DPHO | FANKHAUSER_S | 2022-04-18
2160563 | JACKSONVILLE BEACH WTP | COMMUNITY | 2021/05 | 2026/05 | 2 | JACKSONVILLE BCH WTP#2 | 6 | GROUND | CONCRETE | 500000 |  | 2022-04-18 | 30° 15' 59.5292'' | 81° 23' 46.8435'' | DPHO | FANKHAUSER_S | 2022-04-18
2160571 | MONTGOMERY CORRECTIONAL C | NONTRANSIENT NONCOMMUNITY | 2018/09 | 2023/09 | 1 | MONTGOMERY CORRECTIONAL CENTER | 2 | HYDROPNEUMATIC | STEEL | 8000 | TANK RECOMMENDED TO BE REPLACED IN 3-4 YEARS BY LAST ENGINEERING INSPECTION | 2024-03-11 | 30° 32' 16.1753'' | 81° 43' 29.0796'' | DPHO | WHITE_MD | 2024-03-11
2160601 | YUKON INDUSTRIES, LTD. | COMMUNITY | 2018/05 | 2023/05 | 1 | YUKON INDUSTRIES LTD | 2 | HYDROPNEUMATIC | STEEL | 223 | FINISHED WATER MANHOLE IS 11X15 INSTALLED 2010 ASME CERT. | 2018-05-31 | 30° 13' 58.3199'' | 81° 42' 1.3876'' | DPHO | MONTOYA_G | 2012-09-25
2160734 | N.S. MAYPORT | COMMUNITY | 2020/11 | 2025/11 | 1 | NAVAL STATION MAYPORT | 1 | HYDROPNEUMATIC | STEEL | 10000 |  | 2022-12-22 | 30° 23' 15.0574'' | 81° 24' 37.9247'' | DPHO | FANKHAUSER_S | 2022-12-22
2160734 | N.S. MAYPORT | COMMUNITY | 2020/11 | 2025/11 | 1 | NAVAL STATION MAYPORT | 2 | GROUND | CONCRETE | 2000000 |  | 2022-12-22 | 30° 23' 14.9407'' | 81° 24' 36.9724'' | DPHO | FANKHAUSER_S | 2022-12-22
2160734 | N.S. MAYPORT | COMMUNITY | 2020/11 | 2025/11 | 1 | NAVAL STATION MAYPORT | 3 | GROUND | CONCRETE | 500000 | THIS TANK IS ONLY USED FOR BACKUP IF NECESSARY | 2022-12-22 | 30° 23' 18.377'' | 81° 24' 38.7511'' | DPHO | FANKHAUSER_S | 2022-12-22
2161212 | N.A.S. JACKSONVILLE | COMMUNITY | 2021/02 | 2026/02 | 1 | N.A.S. WTP #1 BLDG.127 | 2 | ELEVATED | STEEL | 300000 | RED/WHITE AT PLANT | 2023-12-04 | 30° 13' 14.7081'' | 81° 40' 27.2082'' | DPHO | WHITE_MD | 2023-12-04
2161212 | N.A.S. JACKSONVILLE | COMMUNITY | 2021/02 | 2026/02 | 1 | N.A.S. WTP #1 BLDG.127 | 3 | ELEVATED | STEEL | 300000 | FLY NAVY TANK; FOR FIRE PROTECTION | 2023-12-04 | 30° 13' 13.6693'' | 81° 40' 27.1912'' | DPHO | WHITE_MD | 2023-12-04
2161212 | N.A.S. JACKSONVILLE | COMMUNITY | 2021/02 | 2026/02 | 1 | N.A.S. WTP #1 BLDG.127 | 4 | ELEVATED | STEEL | 300000 | OFF BIRMINGHAM | 2023-12-04 | 30° 13' 12.953'' | 81° 41' 10.1274'' | DPHO | WHITE_MD | 2023-12-04
2161212 | N.A.S. JACKSONVILLE | COMMUNITY | 2021/02 | 2026/02 | 1 | N.A.S. WTP #1 BLDG.127 | 5 | ELEVATED | STEEL | 300000 | OFF TATUM | 2023-12-04 | 30° 12' 20.927'' | 81° 40' 58.0388'' | DPHO | WHITE_MD | 2023-12-04
2161276 | OAKS OF ATLANTIC BEACH | COMMUNITY | 2020/07 | 2025/07 | 1 | OAKS OF ATLANTIC BEACH | 1 | GROUND | STEEL | 29000 | TANK REPLACED IN 2020 (LIKE FOR LIKE) | 2024-03-04 | 30° 21' 50.2866'' | 81° 25' 14.6249'' | DPHO | WHITE_MD | 2024-03-04
2161328 | JEA MAJOR GRID | COMMUNITY | 2019/10 | 2024/10 | 36 | MAIN ST WTP | 43 | GROUND | CONCRETE | 1000000 | Merged from 2161327 to 2161328 on 02/08/2005 MAIN STREET RESERVOIR | 2021-05-28 | 30° 20' 26'' | 81° 39' 34'' | DPHO | TIERNEY_S | 2012-06-07
2161328 | JEA MAJOR GRID | COMMUNITY | 2018/05 | 2023/05 | 47 | BARTRAM REPUMP | 70 | GROUND | CONCRETE | 2000000 |  | 2023-02-02 | 30° 6' 33.177'' | 81° 32' 17.7579'' | DPHO | TIERNEY_S | 2022-10-26
2161328 | JEA MAJOR GRID | COMMUNITY | 2019/01 | 2024/01 | 47 | BARTRAM REPUMP | 83 | GROUND | CONCRETE | 2500000 |  | 2019-06-07 | ° ' '' | ° ' ''
2161328 | JEA MAJOR GRID | COMMUNITY | 2019/01 | 2024/01 | 52 | US-1 BOOSTER STATION | 86 | GROUND | CONCRETE | 1500000 |  | 2023-02-02 | 30° 6' 26.6173'' | 81° 28' 47.3523'' | DPHO | TIERNEY_S | 2023-02-02
2164003 | SADDLE BROOK LANDINGS | COMMUNITY | 2021/01 | 2026/01 | 1 | SADDLE BROOK LANDINGS | 2 | HYDROPNEUMATIC | STEEL | 7500 |  | 2024-01-11 | 30° 13' 57.2131'' | 81° 55' 40.103'' | DPHO | WHITE_MD | 2024-01-11
2164400 | BELLE OAKS WTP | COMMUNITY | 2020/10 | 2025/10 | 1 | BELLE OAKS WTP | 2 | HYDROPNEUMATIC | STEEL | 965 | REPLACED 10/2020 NO NOTIFICATION UNSURE IF LIKE FOR LIKE. BACTIS WERE TAKEN - 01/2024 KNW | 2024-02-02 | 30° 10' 49.9197'' | 81° 38' 18.8847'' | DPHO | WILLIAMS_KN | 2024-01-09
2164401 | TRANSITION HOUSE AT DINSM | COMMUNITY | 2020/05 | 2025/05 | 1 | DINSMORE COMM. CORREC. WTP | 1 | HYDROPNEUMATIC | STEEL | 2043 | NEW TANK - PER PERMIT 0322052-001-WC | 2023-12-11 | 30° 25' 24.2427'' | 81° 48' 6.943'' | DPHO | WHITE_MD | 2023-12-11
2164401 | TRANSITION HOUSE AT DINSM | COMMUNITY | 2021/04 | 2024/04 | 1 | DINSMORE COMM. CORREC. WTP | 2 | GROUND | STEEL | 4000 | NEW TANK PER PERMIT 0322052-001-WC; 2021 TANK INSP REPORT RECOMMENDS A FOLLOW UP INSPECTION WITHIN 3 YEARS | 2023-12-11 | 30° 25' 24.2427'' | 81° 48' 6.943'' | DPHO | WHITE_MD | 2023-12-11
2164438 | JACKSONVILLE YOUTH ACADEM | NONTRANSIENT NONCOMMUNITY | 2021/06 | 2026/06 | 1 | JACKSONVILLE YOUTH ACADEMY | 3 | HYDROPNEUMATIC | STEEL | 2000 |  | 2023-07-31 | 30° 32' 30.5292'' | 81° 43' 15.796'' | DPHO | WHITE_MD | 2023-07-31
2164522 | TRAIL RIDGE LANDFILL | NONTRANSIENT NONCOMMUNITY | 2020/12 | 2025/12 | 1 | TRAILRIDGE LANDFILL | 2 | GROUND | STEEL | 3710 | HYDROTANK AND AERATOR ARE IN ONE LARGE TANK SEPARATED BY A STEEL DIVIDER | 2023-12-13 | 30° 13' 46.9443'' | 81° 58' 53.4385'' | DPHO | WHITE_MD | 2023-12-13
2164524 | WEST FRASER WHITEHOUSE | NONTRANSIENT NONCOMMUNITY | 2017/12 | 2022/12 | 1 | WTP 1 | 1 | GROUND | STEEL | 2200 |  | 2024-03-12 | 30° 18' 40.5976'' | 81° 52' .3109'' | DPHO | WHITE_MD | 2024-03-12
2164524 | WEST FRASER WHITEHOUSE | NONTRANSIENT NONCOMMUNITY | 2017/12 | 2022/12 | 1 | WTP 1 | 2 | HYDROPNEUMATIC | STEEL | 900 |  | 2024-03-12 | 30° 18' 40.5977'' | 81° 52' .3158'' | DPHO | WHITE_MD | 2024-03-12
2180002 | BEVERLY BEACH WATER SYSTE | COMMUNITY | 2018/12 | 2023/12 | 3 | INTERCONNECTION | 1 | GROUND | CONCRETE | 375000 | TANK BUILT 2/2013 | 2021-10-08 | 29° 31' 13.5377'' | 81° 9' .3593'' | DPHO | TIERNEY_S | 2021-10-08
2180132 | BULOW PLANTATION | COMMUNITY | 2021/07 | 2026/07 | 1 | BULOW PLANTATION | 1 | HYDROPNEUMATIC | STEEL | 5000 | FINISHED DRINKING WATER - REPLACED 2021 | 2022-03-21 | 29° 26' 5.1832'' | 81° 9' 3.7201'' | DPHO | MALY_M | 2022-03-21
2180863 | CITY OF PALM COAST UTILIT | COMMUNITY | 2019/03 | 2024/03 | 1 | WTP#1 LIME SOFTENING PLANT | 3 | ELEVATED | STEEL | 750000 | ON/OFF PRESSURE FOR PUMP IS 10'-27' MEASURED BY SCADA | 2022-02-22 | 29° 32' 57.4933'' | 81° 13' .3982'' | DPHO | TIERNEY_S | 2022-02-22
2180863 | CITY OF PALM COAST UTILIT | COMMUNITY | 2019/03 | 2024/03 | 1 | WTP#1 LIME SOFTENING PLANT | 4 | ELEVATED | STEEL | 400000 | ON/OFF PRESSURE FOR PUMP IS 10'-30' MEASURED BY SCADA | 2022-02-22 | 29° 36' 27.6476'' | 81° 12' 1.4541'' | DPHO | TIERNEY_S | 2022-02-22
2180863 | CITY OF PALM COAST UTILIT | COMMUNITY | 2017/03 | 2022/03 | 1 | WTP#1 LIME SOFTENING PLANT | 5 | CLEARWELL | CONCRETE | 200000 |  | 2022-02-22 | 29° 33' 15.6332'' | 81° 14' 31.3126'' | DPHO | PRICE_JR | 2012-08-12
2180863 | CITY OF PALM COAST UTILIT | COMMUNITY | 2017/03 | 2022/03 | 1 | WTP#1 LIME SOFTENING PLANT | 6 | CLEARWELL | CONCRETE | 100000 |  | 2022-02-22 | 29° 33' 15.6457'' | 81° 14' 30.1947'' | DPHO | PRICE_JR | 2012-08-12
2180863 | CITY OF PALM COAST UTILIT | COMMUNITY | 2020/02 | 2025/02 | 1 | WTP#1 LIME SOFTENING PLANT | 7 | GROUND | STEEL | 1000000 |  | 2022-01-20 | 29° 33' 18.2934'' | 81° 14' 31.6505'' | DPHO | PRICE_JR | 2012-08-12
2180863 | CITY OF PALM COAST UTILIT | COMMUNITY | 2020/02 | 2025/02 | 1 | WTP#1 LIME SOFTENING PLANT | 8 | GROUND | CONCRETE | 2500000 |  | 2022-01-20 | 29° 33' 19.7138'' | 81° 14' 30.233'' | DPHO | PRICE_JR | 2012-08-12
2180863 | CITY OF PALM COAST UTILIT | COMMUNITY | 2017/03 | 2022/03 | 2 | WTP #2 | 12 | GROUND | CONCRETE | 2000000 |  | 2022-01-27 | 29° 26' 24.5832'' | 81° 12' 36.455'' | DPHO | TIERNEY_S | 2022-01-27
2180863 | CITY OF PALM COAST UTILIT | COMMUNITY | 2017/03 | 2022/03 | 4 | WTP#3 RO | 2 | GROUND | CONCRETE | 2000000 |  | 2022-01-28 | 29° 35' 36.9966'' | 81° 17' 10.6819'' | DPHO | TIERNEY_S | 2022-01-28
2181288 | HOLIDAY TRAVEL PARK | COMMUNITY | 2020/07 | 2025/07 | 1 | HOLIDAY TRAVEL PARK | 2 | HYDROPNEUMATIC | STEEL | 3200 | FINISHED DRINKING WATER | 2021-11-02 | 29° 24' 25.8746'' | 81° 9' 35.4806'' | DPHO | TIERNEY_S | 2021-11-02
2184251 | FGUA - PLANTATION BAY WTP | COMMUNITY | 2018/12 | 2023/12 | 1 | PLANTATION BAY WTP | 2 | GROUND | CONCRETE | 450000 | FINISHED DRINKING WATER NEXT DUE 2015 | 2019-02-11 | 29° 24' 9.6198'' | 81° 10' 17.9264'' | DPHO | WEBBER_H | 2007-11-09
2184251 | FGUA - PLANTATION BAY WTP | COMMUNITY | 2020/06 | 2025/06 | 1 | PLANTATION BAY WTP | 3 | HYDROPNEUMATIC | STEEL | 15000 | FINISHED DRINKING WATER TANK REPLACED IN JUNE 2015 | 2021-10-01 | 29° 24' 9.7119'' | 81° 10' 17.4409'' | DPHO | WEBBER_H | 2007-11-09
2184259 | DUNES COMMUNITY DEVELOPME | COMMUNITY | 2018/03 | 2023/03 | 2 | DUNES COMMUNITY DEV. DISTRICT | 2 | GROUND | CONCRETE | 750000 | NO BYPASS - INTERCONNECT W/ PALM COAST DURING DOWNTIME | 2022-03-28 | 29° 34' 55.7777'' | 81° 17' 8.2167'' | DPHO | MALY_M | 2022-03-28
2184268 | EAGLE LAKES WTP | COMMUNITY | 2018/10 | 2023/10 | 1 | EAGLE LAKES INTERIM WTP | 2 | HYDROPNEUMATIC | STEEL | 15000 | INSTALLED 2006; FINISHED DRINKING WATER | 2022-03-21 | 29° 26' 12.6127'' | 81° 9' 32.1592'' | DPHO | MALY_M | 2022-03-21
2210072 | BELL HIGH SCHOOL | NONTRANSIENT NONCOMMUNITY | 2022/01 | 2027/01 | 1 | BELL HIGH SCHOOL | 1 | HYDROPNEUMATIC | STEEL | 6300 |  | 2023-08-08 | 29° 45' 13.324'' | 82° 51' 35.1361'' | DPHO | WHITE_MD | 2023-08-08
2210475 | HART SPRINGS CAMPGROUND | NONCOMMUNITY | 2022/03 | 2027/03 | 1 | HART SPRINGS CAMPGROUND | 2 | HYDROPNEUMATIC | STEEL | 3100 | TANK INTERIOR NEEDS SANDBLAST & RELINING. EXTERIOR NEEDS REPAINTING. | 2022-05-04 | 29° 40' 40.5491'' | 82° 56' 14.7257'' | DPHO | LUBINSKI_D | 2017-10-31
2210647 | LANCASTER CORRECTIONAL IN | COMMUNITY | 2021/02 | 2026/02 | 1 | LANCASTER CORRECTIONAL | 1 | HYDROPNEUMATIC | STEEL | 10000 |  | 2023-09-26 | 29° 36' 34.5097'' | 82° 51' 58.3547'' | DPHO | WHITE_MD | 2023-09-26
2210647 | LANCASTER CORRECTIONAL IN | COMMUNITY | 2021/02 | 2026/02 | 1 | LANCASTER CORRECTIONAL | 2 | GROUND | STEEL | 150000 |  | 2023-09-26 | 29° 36' 34.8332'' | 82° 51' 59.0454'' | DPHO | WHITE_MD | 2023-09-26
2210855 | FOR VETS / OTTER SPRING C | NONCOMMUNITY | 2014/03 | 2019/03 | 1 | OTTER SPRINGS WTP | 1 | HYDROPNEUMATIC | STEEL | 1000 |  | 2024-02-01 | 29° 38' 33.4896'' | 82° 56' 26.9097'' | DPHO | WHITE_MD | 2024-02-01
2211188 | TRENTON WATER DEPARTMENT | COMMUNITY | 2018/07 | 2023/07 | 1 | TRENTON WTP #1 (WELLS 1&2) | 2 | ELEVATED | STEEL | 75000 | TANK REPAINTED JULY 2016. LOCATED 517 NW 1ST ST. | 2020-06-03 | 29° 36' 54.1905'' | 82° 49' 9.9787'' | DPHO | LUBINSKI_D | 2020-06-03
2211188 | TRENTON WATER DEPARTMENT | COMMUNITY | 2022/04 | 2027/04 | 2 | TRENTON WTP #2 (WELL #3) | 3 | OTHER | STEEL | 5000 | CONTACT TANK NOT HYDROPNEUMATIC. INSTALLED PER PERMIT C0080288-006-WC CLEARED 4/26/2011. | 2023-02-20 | 29° 36' 37.9682'' | 82° 48' 59.342'' | DPHO | MATURI_A | 2023-02-20
2214197 | BURGER SPOT | NONCOMMUNITY | 2014/08 | 2019/08 | 1 | PLANT 1 | 1 | HYDROPNEUMATIC | STEEL | 200 | TANK DUE TO BE INSPECTED JUNE 2019. | 2019-03-22 | 29° 45' 49.5159'' | 82° 51' 58.3208'' | DPHO | LUBINSKI_D | 2019-03-22
2214208 | GETAWAY GILCHRIST SPRINGS | NONCOMMUNITY | 2022/12 | 2027/12 | 1 | GETAWAY | 1 | HYDROPNEUMATIC | STEEL | 300 |  | 2023-03-10 | ° ' '' | ° ' ''
2240570 | CITY OF JASPER WTP | COMMUNITY | 2020/06 | 2025/06 | 1 | JASPER WTP | 1 | GROUND | CONCRETE | 250000 | ON SITE AT WTP | 2021-03-23 | 30° 31' 23.2756'' | 82° 56' 40.1128'' | DPHO | FANKHAUSER_S | 2021-03-23
2240570 | CITY OF JASPER WTP | COMMUNITY | 2020/01 | 2025/01 | 1 | JASPER WTP | 2 | ELEVATED | STEEL | 150000 | AT SR 41 AND 4TH ST NW INTERSECTION DOWN DIRT ROAD. RED/WHITE | 2024-03-08 | 30° 31' 28.0665'' | 82° 57' 25.5488'' | DPHO | FANKHAUSER_S | 2021-03-22
2240570 | CITY OF JASPER WTP | COMMUNITY | 2015/05 | 2020/05 | 1 | JASPER WTP | 3 | ELEVATED | STEEL | 100000 | LOCATED AT HAMILTON CORRECTIONAL | 2024-03-08 | 30° 30' 27.6734'' | 82° 57' 32.4665'' | DPHO | FANKHAUSER_S | 2021-03-23
2240570 | CITY OF JASPER WTP | COMMUNITY | 2020/01 | 2025/01 | 1 | JASPER WTP | 4 | ELEVATED | STEEL | 150000 | LOCATED OFF US 129 SOUTH OF JASPER AT INTERSECTION OF SE 54TH DR | 2024-03-08 | 30° 28' 45.7504'' | 82° 55' 41.5983'' | DPHO | FANKHAUSER_S | 2021-03-22
2240579 | TOWN OF JENNINGS WTP | COMMUNITY | 2019/02 | 2024/02 | 1 | JENNINGS | 1 | HYDROPNEUMATIC | STEEL | 10000 | CAPACITY CORRECTED PER 2019 TANK INSP RPT | 2024-03-20 | 30° 36' 12.0098'' | 83° 5' 48.4582'' | DPHO | FANKHAUSER_S | 2021-03-03
2240579 | TOWN OF JENNINGS WTP | COMMUNITY | 2021/02 | 2026/02 | 1 | JENNINGS | 3 | ELEVATED | STEEL | 100000 | LOCATED JUST OFF I-75 BEHIND HOTEL. REHAB COMPLETED 7/2018. | 2021-11-02 | 30° 35' 39.7909'' | 83° 6' 56.7653'' | DPHO | FANKHAUSER_S | 2021-03-03
2240579 | TOWN OF JENNINGS WTP | COMMUNITY | 2020/04 | 2025/04 | 1 | JENNINGS | 4 | GROUND | STEEL | 37000 | NEW INSTALL 2020 PER PERMIT #0080290-011-WC. | 2024-03-20 | 30° 36' 11.651'' | 83° 5' 48.4287'' | DPHO | FANKHAUSER_S | 2021-03-03
2240826 | NUTRIEN-SUWANNEE RIVER CH | NONTRANSIENT NONCOMMUNITY | 2019/03 | 2024/03 | 1 | NORTH PLANT | 1 | HYDROPNEUMATIC | STEEL | 4500 | PRESSURE AT 65 PSI AT TIME OF SS 5/24/18 SF | 2021-06-25 | 30° 26' 42.8085'' | 82° 47' 3.1969'' | DPHO | FANKHAUSER_S | 2018-06-01
2240827 | NUTRIEN-SWIFT CREEK MINE | NONTRANSIENT NONCOMMUNITY | 2019/03 | 2024/03 | 1 | PCS SWIFT CREEK MINES | 1 | HYDROPNEUMATIC | STEEL | 2600 |  | 2021-06-25 | 30° 26' 22.4293'' | 82° 51' 50.7328'' | DPHO | PETRY_J | 2021-06-24
2240828 | NUTRIEN-ADMINISTRATION BL | NONTRANSIENT NONCOMMUNITY | 2019/03 | 2024/03 | 1 | ADMINISTRATION BLDG | 1 | HYDROPNEUMATIC | STEEL | 2500 | PRESSURE AT 59PSI AT TIME OF SS - 5/24/18 SF. TANK OFFLINE FOR TANK INSPECTION 2/27/21 - SF | 2021-06-28 | 30° 24' 42.9961'' | 82° 46' 59.6952'' | DPHO | PETRY_J | 2021-06-24
2240830 | NUTRIEN-SUWANNEE RIVER MI | NONTRANSIENT NONCOMMUNITY | 2019/03 | 2024/03 | 1 | PCS - SUWANNEE RIVER MINES | 1 | HYDROPNEUMATIC | STEEL | 1100 | PRESSURE AT 55 PSI AT TIME OF INSPECTION SS 6/8/21 | 2021-06-24 | 30° 26' 13.7738'' | 82° 46' 3.7324'' | DPHO | PETRY_J | 2021-06-24
2241264 | TOWN OF WHITE SPRINGS WTP | COMMUNITY | 2019/03 | 2024/03 | 2 | PLANT 2 | 1 | GROUND | CONCRETE | 125000 |  | 2023-07-11 | 30° 20' 18.8592'' | 82° 44' 49.5912'' | DPHO | WILLIAMS_KN | 2023-07-11
2241264 | TOWN OF WHITE SPRINGS WTP | COMMUNITY | 2019/03 | 2024/03 | 2 | PLANT 2 | 2 | GROUND | CONCRETE | 125000 |  | 2023-07-11 | 30° 20' 18.8449'' | 82° 44' 48.4533'' | DPHO | WILLIAMS_KN | 2023-07-11
2241264 | TOWN OF WHITE SPRINGS WTP | COMMUNITY | 2019/03 | 2024/03 | 2 | PLANT 2 | 3 | ELEVATED | STEEL | 150000 | LOCATED AT PLANT | 2023-07-11 | 30° 20' 18.639'' | 82° 44' 47.2081'' | DPHO | WILLIAMS_KN | 2023-07-11
2244129 | NUTRIEN-SWIFT CREEK CHEMI | NONTRANSIENT NONCOMMUNITY | 2018/09 | 2023/09 | 1 | SWIFT CREEK CHEMICAL COMPLEX | 1 | HYDROPNEUMATIC | STEEL | 2000 |  | 2021-06-24 | 30° 26' 57.8142'' | 82° 51' 45.9529'' | DPHO | PETRY_J | 2021-06-24
2244129 | NUTRIEN-SWIFT CREEK CHEMI | NONTRANSIENT NONCOMMUNITY | 2019/03 | 2024/03 | 1 | SWIFT CREEK CHEMICAL COMPLEX | 2 | HYDROPNEUMATIC | STEEL | 2000 | 7/05/2022 NOTIFIED SYSTEM WILL BE COMPLETING INSPECTION SOON. | 2022-07-05 | 30° 26' 57.8146'' | 82° 51' 45.9589'' | DPHO | FANKHAUSER_S | 2018-09-10
2244144 | DOT I-75 WEIGH IN MOTION | NONCOMMUNITY | 2017/01 | 2022/01 | 1 | I75 WEIGH IN MOTION NORTH WTP | 1 | HYDROPNEUMATIC | STEEL | 615 |  | 2021-07-16 | ° ' '' | ° ' ''
2244145 | DOT I-75 WEIGHT IN MOTION | NONCOMMUNITY | 2017/01 | 2022/01 | 1 | I75 WEIGH IN MOTION SOUTH WTP | 1 | HYDROPNEUMATIC | STEEL | 690 | TANK INSPECTION DUE 2017 | 2021-04-29 | ° ' '' | ° ' ''
2244150 | SR-6 / I-75 HAMILTON COUN | NONTRANSIENT NONCOMMUNITY | 2021/03 | 2026/03 | 1 | SR-6 / I-75 HAMILTON COUNTY WA | 1 | ELEVATED | STEEL | 250000 | INSTALLED IN 2010; LOCATED OFF CR 146 ON THE LEFT | 2024-03-01 | 30° 31' 1.2443'' | 83° 3' 52.8025'' | DPHO | FANKHAUSER_S | 2021-03-02
2341181 | MAYO WTP | COMMUNITY | 2022/06 | 2027/06 | 1 | MAYO WATER DEPT. | 1 | ELEVATED | STEEL | 100000 | DOWNTOWN @ INTERSECTION OF MAIN & ALACHUA | 2023-11-08 | 30° 3' 10.708'' | 83° 10' 47.6184'' | DPHO | RAULERSON_E | 2023-11-04
2341181 | MAYO WTP | COMMUNITY | 2017/02 | 2022/02 | 1 | MAYO WATER DEPT. | 2 | ELEVATED | STEEL | 150000 |  | 2023-11-04 | 30° 3' 36.6119'' | 83° 10' 18.5118'' | DPHO | RAULERSON_E | 2023-11-04
2341182 | MAYO CORRECTIONAL INSTITU | COMMUNITY | 2017/06 | 2022/06 | 1 | MAYO CORRECTIONAL WTP | 3 | ELEVATED | STEEL | 100000 |  | 2018-03-05 | 30° 7' 51.5109'' | 83° 18' 25.9033'' | DPHO | PILTZ_B | 2018-03-05
2341182 | MAYO CORRECTIONAL INSTITU | COMMUNITY | 2017/06 | 2022/06 | 1 | MAYO CORRECTIONAL WTP | 5 | GROUND | CONCRETE | 50000 | NEW IN 2008 | 2020-12-15 | 30° 7' 50.1785'' | 83° 18' 26.9508'' | DPHO | PILTZ_B | 2018-03-05
2341184 | SUWANNEE RIVER RENDEZVOUS | NONCOMMUNITY | 2017/03 | 2022/03 | 3 | PLANT #2 | 3 | HYDROPNEUMATIC | STEEL | 1500 |  | 2022-02-09 | ° ' '' | ° ' ''
2380178 | CEDAR KEY WTP | COMMUNITY | 2019/01 | 2024/01 | 1 | CEDAR KEY | 2 | ELEVATED | STEEL | 250000 | APPROXIMATELY 926 8TH STREET | 2022-02-24 | 29° 8' 19.5359'' | 83° 2' 18.7536'' | DPHO | LUBINSKI_D | 2022-02-14
2380188 | MANATEE UTILITIES | COMMUNITY | 2019/05 | 2024/05 | 1 | MANATEE UTILITIES | 1 | HYDROPNEUMATIC | STEEL | 4000 |  | 2022-04-13 | 29° 29' 21.406'' | 82° 56' 23.6845'' | DPHO | LUBINSKI_D | 2022-04-11
2380188 | MANATEE UTILITIES | COMMUNITY | 2019/05 | 2024/05 | 1 | MANATEE UTILITIES | 2 | HYDROPNEUMATIC | STEEL | 6000 |  | 2022-04-13 | 29° 29' 21.2553'' | 82° 56' 23.5975'' | DPHO | LUBINSKI_D | 2022-04-11
2380189 | CITY OF CHIEFLAND WTP | COMMUNITY | 2019/03 | 2024/03 | 1 | WTP #1 | 1 | OTHER | STEEL | 10000 | NOT A PRESSURE TANK FLOW-THROUGH CONTACT TANK | 2019-09-06 | 29° 28' 44.5415'' | 82° 51' 32.258'' | DPHO | LUBINSKI_D | 2019-08-15
2380189 | CITY OF CHIEFLAND WTP | COMMUNITY | 2019/03 | 2024/03 | 1 | WTP #1 | 2 | ELEVATED | STEEL | 50000 | PERMIT P0080297-012-WC DATED 4/15/2004. LOCATED AT WTP #1. | 2023-03-31 | 29° 28' 43.9823'' | 82° 51' 32.0368'' | DPHO | TIERNEY_S | 2023-03-31
2380189 | CITY OF CHIEFLAND WTP | COMMUNITY | 2019/03 | 2024/03 | 1 | WTP #1 | 3 | ELEVATED | STEEL | 100000 | ELEVATED TANK #2 IS LOCATED AT SITE OF FORMER PLANT #2 (CORNER OF 27A & NE 8TH ST) EAST END OF TOWN | 2023-03-31 | 29° 28' 46.403'' | 82° 51' 10.4553'' | DPHO | TIERNEY_S | 2023-03-31
2380189 | CITY OF CHIEFLAND WTP | COMMUNITY | 2019/03 | 2024/03 | 3 | WTP #3 | 4 | GROUND | STEEL | 15000 |  | 2019-09-09 | 29° 29' 12.7627'' | 82° 51' 54.116'' | DPHO | LUBINSKI_D | 2019-08-15
2380189 | CITY OF CHIEFLAND WTP | COMMUNITY | 2019/03 | 2024/03 | 3 | WTP #3 | 5 | ELEVATED | STEEL | 200000 | LOCATED AT STRICKLAND PARK (NW CHIEFLAND) PERMIT C0080297-012-WC DATED 6/28/2005 | 2023-03-31 | 29° 30' 25.7833'' | 82° 52' 50.172'' | DPHO | TIERNEY_S | 2023-03-31
2380189 | CITY OF CHIEFLAND WTP | COMMUNITY | 2019/03 | 2024/03 | 4 | WTP#4 | 6 | GROUND | STEEL | 15000 | DETAILS IN P0080297-011-WC DATED 8/21/2001 | 2023-03-31 | 29° 29' 15.7492'' | 82° 51' 54.7528'' | DPHO | TIERNEY_S | 2023-03-31
2380387 | FOWLERS BLUFF WTP | COMMUNITY | 2019/08 | 2024/08 | 2 | NANOFILTRATION WTP | 8 | GROUND | STEEL | 24000 | NORTH TANK | 2021-04-07 | 29° 23' 47.1985'' | 83° 1' 19.3719'' | DPHO | LUBINSKI_D | 2021-03-11
2380387 | FOWLERS BLUFF WTP | COMMUNITY | 2019/08 | 2024/08 | 2 | NANOFILTRATION WTP | 9 | GROUND | STEEL | 24000 | SOUTH TANK | 2021-04-07 | 29° 23' 46.8992'' | 83° 1' 19.3653'' | DPHO | LUBINSKI_D | 2021-03-11
2380387 | FOWLERS BLUFF WTP | COMMUNITY | 2019/08 | 2024/08 | 2 | NANOFILTRATION WTP | 10 | HYDROPNEUMATIC | STEEL | 2000 |  | 2021-04-07 | 29° 23' 46.4572'' | 83° 1' 19.3006'' | DPHO | LUBINSKI_D | 2021-03-11
2380854 | OTTER CREEK | COMMUNITY | 2023/01 | 2028/01 | 1 | OTTER CREEK WTP | 4 | HYDROPNEUMATIC | STEEL | 2000 |  | 2023-03-27 | 29° 19' 19.8441'' | 82° 46' 19.6417'' | DPHO | LUBINSKI_D | 2019-12-11
2381178 | BRONSON WTP | COMMUNITY | 2019/06 | 2024/06 | 3 | BRONSON WTP #3 | 1 | ELEVATED | STEEL | 150000 | INSTALLED AUG 2000 | 2019-12-18 | 29° 27' 48.6832'' | 82° 37' 48.7173'' | DPHO | LUBINSKI_D | 2019-12-18
2381208 | UNIVERSITY OAKS MHP | COMMUNITY | 2021/11 | 2026/11 | 1 | PLANT 1 | 1 | HYDROPNEUMATIC | STEEL | 5000 |  | 2022-04-22 | 29° 29' 33.7122'' | 82° 35' 25.2992'' | DPHO | LUBINSKI_D | 2022-04-11
2381383 | MANATEE SPRINGS STATE PAR | NONCOMMUNITY | 2019/05 | 2024/05 | 1 | MANATEE SPRINGS STATE PARK WTP | 1 | HYDROPNEUMATIC | STEEL | 1500 | TANK FAILED 2013 INSPECTION - TANK REPLACED JULY 2014 | 2022-12-16 | 29° 29' 23.7001'' | 82° 58' 19.6999'' | DPHO | MATURI_A | 2022-11-22
2381409 | FIMC HIDEAWAY INC | COMMUNITY | 2019/05 | 2024/05 | 1 | FIMC HIDEAWAY INC | 3 | HYDROPNEUMATIC | STEEL | 3877 | TANK INSTALLED 8/16/2014. | 2021-11-30 | 29° 29' 34.8722'' | 82° 57' 48.8213'' | DPHO | LUBINSKI_D | 2021-11-30
2381411 | FANNING SPRINGS WS | COMMUNITY | 2019/06 | 2024/06 | 2 | KIKAHA | 1 | ELEVATED | STEEL | 100000 |  | 2020-03-13 | 29° 35' 8.2159'' | 82° 55' 25.9304'' | DPHO | LUBINSKI_D | 2019-05-09
2381411 | FANNING SPRINGS WS | COMMUNITY | 2019/07 | 2024/07 | 2 | KIKAHA | 2 | HYDROPNEUMATIC | STEEL | 8000 |  | 2020-03-13 | 29° 34' 1.5462'' | 82° 54' 28.2568'' | DPHO | LUBINSKI_D | 2019-05-09
2381414 | LEVY FORESTRY WORK CAMP | NONCOMMUNITY | 2015/03 | 2020/03 | 1 | LEVY FORESTRY WORK CAMP | 1 | GROUND | STEEL | 10800 | TANK CHANGED OUT FROM 8 888 GALLONS TO 10 000 GALLONS IN 2010. PERMIT NOT NEEDED PER 3/4/2010 EMAIL. | 2020-01-02 | 29° 20' 52.0868'' | 82° 38' 3.216'' | DPHO | LUBINSKI_D | 2020-01-02
2381414 | LEVY FORESTRY WORK CAMP | NONCOMMUNITY | 2020/06 | 2025/03 | 1 | LEVY FORESTRY WORK CAMP | 2 | HYDROPNEUMATIC | STEEL | 2000 | TANK CHANGED OUT FROM 1 628 GALLONS TO 2 000 GALLONS IN 2010. PERMIT NOT NEEDED PER 3/4/2010 EMAIL. | 2021-02-09 | 29° 20' 51.7527'' | 82° 38' 3.3012'' | DPHO | LUBINSKI_D | 2020-01-02
2381419 | CEDAR KEY RV AND STORE | NONCOMMUNITY | 2015/09 | 2020/09 | 2 | CEDAR KEY RV PARK | 3 | HYDROPNEUMATIC | STEEL | 1000 | TANK INSTALLED WITH PERMIT 0284668002DS CLEARED 3/23/2010. | 2020-03-27 | 29° 13' 5.0346'' | 82° 58' 12.1016'' | DPHO | LUBINSKI_D | 2020-02-27
2381463 | GOETHE TRAILHEAD RANCH RV | NONCOMMUNITY | 2017/10 | 2022/10 | 1 | TRAILHEAD RANCH | 1 | HYDROPNEUMATIC | STEEL | 3200 | TANK INSTALLED WITH PERMIT 0269826-001-WC CLEARED 3/28/2008. | 2022-04-12 | 29° 11' 50.3672'' | 82° 34' 37.0708'' | DPHO | LUBINSKI_D | 2022-04-11
2381465 | LEVY COUNTY SOLID WASTE M | NONTRANSIENT NONCOMMUNITY | 2020/06 | 2025/06 | 1 | LEVY COUNTY SOLID WASTE MGMT | 1 | HYDROPNEUMATIC | STEEL | 3000 |  | 2023-11-10 | 29° 26' 9.1964'' | 82° 34' 22.3681'' | DPHO | RAULERSON_E | 2023-11-10
2381465 | LEVY COUNTY SOLID WASTE M | NONTRANSIENT NONCOMMUNITY | 2020/06 | 2025/06 | 1 | LEVY COUNTY SOLID WASTE MGMT | 2 | OTHER | STEEL | 3000 | HYDROPNEUMATIC-TYPE TANK USED AS A COMPLETELY FILLED CONTACT TANK. | 2023-11-10 | 29° 26' 9.0465'' | 82° 34' 22.3838'' | DPHO | RAULERSON_E | 2023-11-10
2381473 | RAFTER CROSS COWBOY CHURC | NONCOMMUNITY | 2017/07 | 2022/07 | 1 | THE CROSS BRAND COWBOY CHURCH | 1 | HYDROPNEUMATIC | STEEL | 225 | A PERMIT WAS ISSUED FOR THE WTP ON 08/1/2013. | 2018-09-27 | 29° 24' 2'' | 82° 30' 9'' | DPHO | ARANDA_A | 2014-03-18
2400185 | CHERRY LAKE UTILITIES | COMMUNITY | 2021/05 | 2026/05 | 1 | CHERRY LAKE UTILITIES | 1 | HYDROPNEUMATIC | STEEL | 6000 | USUALY OFFLINE; USED AS BACKUP OR EMERGENCY. H1 CLOSEST TO BLDG SW TANK | 2023-10-05 | 30° 35' 49.1046'' | 83° 25' 24.3052'' | DPHO | WHITE_MD | 2023-10-05
2400185 | CHERRY LAKE UTILITIES | COMMUNITY | 2021/05 | 2026/05 | 1 | CHERRY LAKE UTILITIES | 2 | HYDROPNEUMATIC | STEEL | 6000 | USUALY OFFLINE; USED AS BACKUP OR EMERGENCY. H2 FARTHEST FROM BLDG NE TANK (INSP RPT CALLS IT W TANK) | 2023-10-05 | 30° 35' 49.2122'' | 83° 25' 24.275'' | DPHO | WHITE_MD | 2023-10-05
2400185 | CHERRY LAKE UTILITIES | COMMUNITY | 2019/01 | 2024/01 | 1 | CHERRY LAKE UTILITIES | 3 | ELEVATED | STEEL | 100000 |  | 2023-10-05 | 30° 35' 48.9239'' | 83° 25' 23.6611'' | DPHO | WHITE_MD | 2023-10-05
2400205 | MADISON WATER DEPARTMENT | COMMUNITY | 2016/09 | 2021/09 | 1 | BARRS FIELD | 1 | ELEVATED | STEEL | 100000 | 327 NW MEETING AVE | 2021-06-28 | 30° 28' 21.0767'' | 83° 24' 59.6041'' | DPHO | LUBINSKI_D | 2021-06-24
2400205 | MADISON WATER DEPARTMENT | COMMUNITY | 2020/11 | 2021/09 | 3 | CHASON | 2 | ELEVATED | STEEL | 500000 | 240 SW COMMERCE DR. (INDUSTRIAL PARK TANK) | 2021-07-02 | 30° 26' 49.6935'' | 83° 24' 36.5565'' | DPHO | LUBINSKI_D | 2021-06-24
2400440 | GREENVILLE WTP | COMMUNITY | 2018/11 | 2023/11 | 1 | GREENVILLE | 1 | ELEVATED | STEEL | 115000 | SCADA CONTROLS AMOUNT OF WATER BASED ON LEVEL IN TANK. KEPT BETWEEN 6' - 8'. ONSITE | 2019-11-27 | 30° 28' 6.8001'' | 83° 38' 2.0999'' | DPHO | LUBINSKI_D | 2019-11-01
2400440 | GREENVILLE WTP | COMMUNITY | 2018/11 | 2023/11 | 1 | GREENVILLE | 2 | ELEVATED | STEEL | 200000 | SCADA CONTROLS AMOUNT OF WATER BASED ON LEVEL IN TANK. KEPT BETWEEN 6' - 8'. APPROX 750 SW GREENVILLE HILLS RD. | 2022-12-06 | 30° 27' 5.8'' | 83° 37' 30.5'' | DPHO | MALY_M | 2022-12-06
2400706 | DOT: I-10 & CR-255 REST A | NONCOMMUNITY | 2017/01 | 2022/01 | 1 | D.O.T | 3 | HYDROPNEUMATIC | STEEL | 2000 |  | 2019-06-21 | 30° 21' 59.3827'' | 83° 14' 48.2739'' | DPHO | LUBINSKI_D | 2019-06-21
2400899 | PINETTA SCHOOL | NONTRANSIENT NONCOMMUNITY | 2021/06 | 2026/06 | 1 | PINETTA SCHOOL | 2 | HYDROPNEUMATIC | STEEL | 750 | NEW TANK INSTALLED 11/05/2004 | 2021-06-21 | 30° 35' 41.982'' | 83° 21' 3.9316'' | DPHO | LUBINSKI_D | 2021-06-17
2401296 | LEE WTP | COMMUNITY | 2020/09 | 2025/09 | 1 | TOWN OF LEE | 1 | GROUND | CONCRETE | 100000 | AT PLANT | 2023-10-02 | 30° 25' 34.143'' | 83° 17' 49.8103'' | DPHO | WHITE_MD | 2023-10-02
2401296 | LEE WTP | COMMUNITY | 2020/09 | 2025/09 | 1 | TOWN OF LEE | 2 | ELEVATED | STEEL | 100000 | LOCATED AT CITY HALL: 286 CR-255 LEE FL | 2023-10-02 | 30° 25' 22.7692'' | 83° 17' 58.1138'' | DPHO | WHITE_MD | 2023-10-02
2401296 | LEE WTP | COMMUNITY | 2020/09 | 2025/09 | 1 | TOWN OF LEE | 3 | ELEVATED | STEEL | 100000 | LOCATED OFF 1-10 AT 749 DALE LESLIE DR. HAS EMERGENCY INTERCONNECT WITH MADISON - BARRSFIELD. | 2023-10-02 | 30° 23' 17.1552'' | 83° 19' 15.7255'' | DPHO | WHITE_MD | 2023-10-02
2401303 | BLUETRITON BRANDS - MADIS | NONTRANSIENT NONCOMMUNITY | 2019/11 | 2024/11 | 1 | BLUETRITON BRANDS - MADISON | 1 | GROUND | STEEL | 252000 |  | 2023-09-26 | 30° 28' 27.1828'' | 83° 14' 57.3327'' | DPHO | WHITE_MD | 2023-09-26
2401311 | HONEY LAKE CLINIC | NONCOMMUNITY | 2017/09 | 2022/09 | 1 | HONEY LAKE PLANTATION WTP | 1 | HYDROPNEUMATIC | STEEL | 1096 |  | 2022-10-11 | 30° 30' 4.6044'' | 83° 41' 32.802'' | DPHO | MALY_M | 2022-08-31
2401316 | MADISON COUNTY GOLF AND C | NONCOMMUNITY | 2020/09 | 2025/09 | 1 | MADISON COUNTY GOLF RV PARK | 1 | HYDROPNEUMATIC | STEEL | 2000 | INSTALLED PER PERMIT 385510-001-WC CLEARED 8/27/2020. DIXIE TANK BUILT 2019. | 2020-09-15 | 30° 28' 7.6622'' | 83° 26' 22.1135'' | DPHO | LUBINSKI_D | 2020-09-15
2450022 | NASSAU-AMELIA UTILITIES | COMMUNITY | 2019/01 | 2024/01 | 1 | NASSAU-AMELIA WTP | 4 | HYDROPNEUMATIC | STEEL | 10000 | OFF SITE AT OMNI RESORT | 2022-04-22 | 30° 33' 16.4637'' | 81° 26' 49.7492'' | DPHO | TIERNEY_S | 2022-04-01
2450022 | NASSAU-AMELIA UTILITIES | COMMUNITY | 2022/07 | 2027/07 | 1 | NASSAU-AMELIA WTP | 5 | HYDROPNEUMATIC | STEEL | 10000 | INSTALLED 7/12/2022; SAT CLEARANCE SAMPLES 7/17/2022 & 7/18/2022 | 2022-07-19 | ° ' '' | ° ' ''
2450145 | CALLAHAN INTERMEDIATE SCH | NONTRANSIENT NONCOMMUNITY | 2021/11 | 2026/11 | 1 | CALLAHAN INTERMEDIATE WTP | 2 | HYDROPNEUMATIC | STEEL | 2000 |  | 2021-12-10 | 30° 33' 6.7211'' | 81° 52' 57.6371'' | DPHO | TIERNEY_S | 2021-12-10
2450146 | CALLAHAN WTP | COMMUNITY | 2020/09 | 2025/09 | 1 | CALLAHAN | 3 | ELEVATED | STEEL | 75000 | 9/2020 INSP PASS; NOTE: NOTED DURING 2022 SS THAT TANK HAS MORE RECENT INSP THEN 2020 BUT WITH NO ENGINEER SEAL | 2022-12-06 | 30° 33' 47.9207'' | 81° 49' 41.5448'' | DPHO | MALY_M | 2022-12-06
2450364 | FERNANDINA BEACH WTP | COMMUNITY | 2022/02 | 2027/02 | 1 | WATER WKS #1: N. 11TH & ATL AV | 2 | GROUND | CONCRETE | 180000 | HOLDS FINISHED WATER; GST 2 PASSED LAST INSP | 2022-11-02 | 30° 40' 14.5471'' | 81° 27' 21.372'' | DPHO | TIERNEY_S | 2016-11-10
2450364 | FERNANDINA BEACH WTP | COMMUNITY | 2018/03 | 2023/03 | 1 | WATER WKS #1: N. 11TH & ATL AV | 3 | ELEVATED | STEEL | 500000 |  | 2022-11-02 | 30° 40' 15.1596'' | 81° 27' 20.6719'' | DPHO | TIERNEY_S | 2016-11-10
2450364 | FERNANDINA BEACH WTP | COMMUNITY | 2022/09 | 2027/09 | 2 | WATER WORKS #2: 2203 RYAN RD | 5 | GROUND | CONCRETE | 120000 | FINISHED WATER | 2022-11-02 | 30° 38' 18.7884'' | 81° 26' 43.0156'' | DPHO | TIERNEY_S | 2016-11-10
2451179 | HILLIARD WTP | COMMUNITY | 2019/12 | 2024/12 | 1 | HILLIARD WTP | 1 | ELEVATED | STEEL | 60000 |  | 2022-11-15 | 30° 41' 22.13'' | 81° 55' 8.0615'' | DPHO | MALY_M | 2022-11-15
2451179 | HILLIARD WTP | COMMUNITY | 2018/02 | 2023/02 | 1 | HILLIARD WTP | 2 | GROUND | CONCRETE | 100000 |  | 2022-11-15 | 30° 41' 21.0073'' | 81° 55' 7.5406'' | DPHO | MALY_M | 2022-11-15
2451179 | HILLIARD WTP | COMMUNITY | 2018/02 | 2023/02 | 1 | HILLIARD WTP | 3 | GROUND | CONCRETE | 100000 | INSTALLED 2012 | 2022-11-15 | 30° 41' 20.4133'' | 81° 55' 7.2045'' | DPHO | MALY_M | 2022-11-15
2451245 | D.O.T. WELCOME CENTER | NONCOMMUNITY | 2017/01 | 2022/01 | 1 | DOT WELCOME STATION I-95 | 1 | HYDROPNEUMATIC | STEEL | 4000 |  | 2017-03-13 | ° ' '' | ° ' ''
2451322 | MARSH COVE CONDOS | COMMUNITY | 2019/01 | 2024/01 | 1 | MARSH COVE APTS. WTP | 1 | GROUND | STEEL | 10000 | TANK SHOULD BE REPLACED BY DECEMBER 2021 | 2021-12-17 | 30° 37' 45.5325'' | 81° 28' 13.6434'' | DPHO | MONTOYA_G | 2016-05-04
2454298 | CASEY'S LIQUORS | NONCOMMUNITY | 2017/03 | 2022/03 | 1 | CASEY'S LIQUORS WTP | 1 | HYDROPNEUMATIC | STEEL | 2200 |  | 2023-09-28 | 30° 39' 19.384'' | 81° 38' 28.689'' | DPHO | WHITE_MD | 2023-09-28
2454300 | GREEN ACRES OF YULEE | COMMUNITY | 2021/12 | 2026/12 | 1 | GREEN ACRES OF YULEE WTP | 1 | GROUND | STEEL | 6000 | AERATOR ON TOP; REQUIRES REPLACEMENT PER 12/2021 TANK INSP REPORT - KNW 09/2023 | 2023-09-08 | 30° 37' 25.7078'' | 81° 35' 56.0043'' | DPHO | WILLIAMS_KN | 2023-09-08
2454300 | GREEN ACRES OF YULEE | COMMUNITY | 2021/12 | 2026/12 | 1 | GREEN ACRES OF YULEE WTP | 2 | HYDROPNEUMATIC | STEEL | 700 | REQUIRES REPLACEMENT PER 12/2021 TANK INSP REPORT - KNW 09/2023 | 2023-09-08 | 30° 37' 25.8104'' | 81° 35' 55.9772'' | DPHO | WILLIAMS_KN | 2023-09-08
2454331 | HORNE LAKE RV PARK | NONCOMMUNITY | 2013/12 | 2018/12 | 1 | HORNE RV PARK | 1 | HYDROPNEUMATIC | STEEL | 8000 |  | 2023-02-20 | 30° 42' 37.5612'' | 81° 40' 5.6256'' | DPHO | MATURI_A | 2023-02-20
2454343 | WHITE OAK CONSERVATION | NONTRANSIENT NONCOMMUNITY | 2022/09 | 2027/09 | 1 | WHITE OAK WTP | 1 | GROUND | STEEL | 20092 | AERATOR ON TOP | 2023-08-08 | 30° 45' 19.8731'' | 81° 44' 40.434'' | DPHO | MONTOYA_G | 2014-04-10
2454343 | WHITE OAK CONSERVATION | NONTRANSIENT NONCOMMUNITY | 2022/09 | 2027/09 | 1 | WHITE OAK WTP | 2 | HYDROPNEUMATIC | STEEL | 4808 |  | 2023-08-08 | 30° 45' 19.9266'' | 81° 44' 40.6993'' | DPHO | MONTOYA_G | 2014-04-10
2454364 | DOT I-95 NORTHBOUND WEIGH | NONCOMMUNITY | 2017/02 | 2022/02 | 1 | PLANT 1 | 1 | HYDROPNEUMATIC | STEEL | 665 |  | 2017-03-13 | ° ' '' | ° ' ''
2454365 | DOT I-95 SOUTHBOUND WEIGH | NONCOMMUNITY | 2017/02 | 2022/02 | 1 | PLANT 1 | 1 | HYDROPNEUMATIC | STEEL | 655 |  | 2017-03-13 | ° ' '' | ° ' ''
2454378 | DAYSPRING SENIOR LIVING | COMMUNITY | 2016/05 | 2021/05 | 1 | DAYSPRING HEALTH PWS | 3 | HYDROPNEUMATIC | STEEL | 2000 |  | 2022-09-09 | ° ' '' | ° ' ''
2540050 | CAMP SHANDS SCOUT RESERVA | NONCOMMUNITY | 2020/01 | 2024/03 | 1 | CAMP SHANDS | 1 | HYDROPNEUMATIC | STEEL | 1000 | TANK VISUALLY INSPECTED ON 01/27/2020 BUT NEEDS THICKNESS TEST BY 6/30/20 FOR RE-LINING. PE CLEARANCE OF TANK ONLY GOOD THRU 03/2024 (WHICH IS 5 YRS FROM WHEN THE TANK WAS SUPPOSED TO BE INSPECTIED) INSTEAD OF 01/2025 (WHICH IS 5 YRS FROM WHEN IT WAS ACTUALLY INSPECTED). | 2020-03-05 | 29° 39' 1.7486'' | 81° 59' 17.5756'' | DPHO | GERKE_J | 2015-02-17
2540050 | CAMP SHANDS SCOUT RESERVA | NONCOMMUNITY | 2018/09 | 2023/09 | 1 | CAMP SHANDS | 2 | ELEVATED | STEEL | 30000 |  | 2019-12-31 | 29° 39' 17.2609'' | 81° 59' 1.1339'' | DPHO | GERKE_J | 2015-02-17
2540239 | CRESCENT CITY WTP | COMMUNITY | 2021/05 | 2026/05 | 1 | CRECENT CITY WTP | 1 | GROUND | CONCRETE | 100000 |  | 2022-03-08 | 29° 25' 43.1343'' | 81° 30' 25.7212'' | DPHO | PILTZ_B | 2022-02-18
2540239 | CRESCENT CITY WTP | COMMUNITY | 2021/02 | 2026/02 | 1 | CRECENT CITY WTP | 2 | ELEVATED | STEEL | 75000 |  | 2022-02-18 | 29° 25' 43.2626'' | 81° 30' 26.2714'' | DPHO | PILTZ_B | 2022-02-18
2540239 | CRESCENT CITY WTP | COMMUNITY | 2020/05 | 2025/05 | 1 | CRECENT CITY WTP | 3 | ELEVATED | STEEL | 100000 | NORTH OF WALNUT STREET AND GROVE AVENUE INTERSECTON | 2022-02-18 | 29° 26' 38.6252'' | 81° 30' 53.9564'' | DPHO | PILTZ_B | 2022-02-18
2540482 | HERMITS COVE WATER SYSTEM | COMMUNITY | 2023/06 | 2028/06 | 1 | HERMITS COVE WTP | 1 | GROUND | STEEL | 35000 | PRESSURE SWITCHES SET TO MAINTAIN DIST PRESSURE OF 57 PSI BY VARIABLE SPEED PUMPS | 2023-06-14 | 29° 34' 47.16'' | 81° 40' 24.4967'' | DPHO | PILTZ_B | 2009-07-13
2540545 | INTERLACHEN LAKE ESTATES | COMMUNITY | 2018/03 | 2023/03 | 1 | INTERLACHEN LAKE ESTATES | 1 | GROUND | CONCRETE | 25000 | . | 2022-05-18 | 29° 38' 6.951'' | 81° 50' 33.2779'' | DPHO | RAULERSON_E | 2022-05-18
2540545 | INTERLACHEN LAKE ESTATES | COMMUNITY | --- | 2026/03 | 1 | INTERLACHEN LAKE ESTATES | 2 | HYDROPNEUMATIC | STEEL | 5000 | NEW TANK INSTALLED LIKE-FOR-LIKE 03/2/2021 | 2022-05-25 | 29° 38' 6.6245'' | 81° 50' 33.0688'' | DPHO | RAULERSON_E | 2019-05-08
2540631 | LAKE COMO WATER ASSOCIATI | COMMUNITY | 2021/10 | 2026/10 | 1 | PALMER RD PLANT | 1 | GROUND | STEEL | 4500 | INSPECTED 2019 RENOVATED 2021 IN A NEW TANK REPORT | 2021-12-02 | 29° 28' 44.7469'' | 81° 34' 13.6607'' | DPHO | PILTZ_B | 2008-09-16
2540631 | LAKE COMO WATER ASSOCIATI | COMMUNITY | 2022/06 | 2027/06 | 1 | PALMER RD PLANT | 2 | ELEVATED | STEEL | 35000 | INSPECTED JUNE 14 2022. | 2022-07-05 | 29° 28' 45.0884'' | 81° 34' 13.8678'' | DPHO | PILTZ_B | 2008-09-16
2540865 | PALM PORT SUBDIVISION | COMMUNITY | 2023/06 | 2028/06 | 1 | PALM PORT | 1 | GROUND | CONCRETE | 6000 | AS OF 2016 SS PRECHLORINATION POINT REMOVED | 2023-10-09 | ° ' '' | ° ' ''
2540865 | PALM PORT SUBDIVISION | COMMUNITY | 2023/06 | 2028/06 | 1 | PALM PORT | 2 | HYDROPNEUMATIC | STEEL | 5000 |  | 2023-10-09 | ° ' '' | ° ' ''
2540865 | PALM PORT SUBDIVISION | COMMUNITY | 2023/06 | 2028/06 | 1 | PALM PORT | 3 | GROUND | CONCRETE | 6000 | AS OF 2016 SS PRECHLORINATION POINT REMOVED | 2023-10-09 | ° ' '' | ° ' ''
2540865 | PALM PORT SUBDIVISION | COMMUNITY | 2023/06 | 2028/06 | 1 | PALM PORT | 4 | GROUND | CONCRETE | 6000 | AS OF 2016 SS PRECHLORINATION POINT REMOVED | 2023-10-09 | ° ' '' | ° ' ''
2540881 | PENIEL BAPTIST ACADEMY | NONTRANSIENT NONCOMMUNITY | 2018/06 | 2023/06 | 2 | PENIEL WTP | 3 | HYDROPNEUMATIC | STEEL | 967 | RE-LINED ON 6/25/2018. | 2022-10-12 | 29° 36' 53.7154'' | 81° 41' 52.8932'' | DPHO | RAULERSON_E | 2022-10-06
2540905 | POMONA PARK WATER SYSTEM | COMMUNITY | 2020/06 | 2025/06 | 1 | POMONA PARK WTP | 2 | HYDROPNEUMATIC | STEEL | 5000 | NEW HYDRO INSTALLED IN 2014 TO REPLACE EXISTING ONE. TANK BROUGHT ONLINE 5/9/2016 | 2022-11-29 | ° ' '' | ° ' ''
2540911 | PORT BUENA VISTA | COMMUNITY | 2018/04 | 2023/04 | 1 | PORT BUENA VISTA | 2 | GROUND | STEEL | 8658 | WARWICK PACKAGE PLANT GST. CONTAINED HYDROPNEUMATIC TANK WAS IN POOR CONDITION HOLE WIDENED AND ADDED TO CAPACITY OF GST | 2019-07-02 | ° ' '' | ° ' ''
2540911 | PORT BUENA VISTA | COMMUNITY | 2018/04 | 2023/04 | 1 | PORT BUENA VISTA | 4 | HYDROPNEUMATIC | STEEL | 1000 | OLD HYDROPNEUMATIC TANK MOVED OVER FROM OTHER COUNTY PROPERTY. | 2019-07-02 | ° ' '' | ° ' ''
2540964 | RPUMA | COMMUNITY | 2018/08 | 2023/08 | 1 | RPUMA | 2 | HYDROPNEUMATIC | STEEL | 14000 |  | 2022-02-21 | 29° 25' 9.038'' | 81° 38' 26.4486'' | DPHO | PILTZ_B | 2022-02-21
2541008 | SARATOGA HARBOR | COMMUNITY | 2023/07 | 2028/07 | 1 | SARATOGA HARBOR WTP | 2 | HYDROPNEUMATIC | STEEL | 5000 |  | 2023-10-09 | 29° 31' 55.2325'' | 81° 40' 59.3916'' | DPHO | PILTZ_B | 2009-02-10
2541086 | ST. JOHN'S HARBOR | COMMUNITY | 2017/11 | 2022/11 | 2 | ST. JOHNS HARBOR | 1 | GROUND | STEEL | 62700 |  | 2018-07-16 | 29° 45' 54.3112'' | 81° 34' 42.4156'' | DPHO | PILTZ_B | 2008-12-11
2541086 | ST. JOHN'S HARBOR | COMMUNITY | 2017/11 | 2022/11 | 2 | ST. JOHNS HARBOR | 2 | HYDROPNEUMATIC | STEEL | 3000 |  | 2018-07-16 | 29° 45' 53.7454'' | 81° 34' 41.9644'' | DPHO | PILTZ_B | 2008-12-11
2541086 | ST. JOHN'S HARBOR | COMMUNITY | 2017/11 | 2022/11 | 2 | ST. JOHNS HARBOR | 3 | HYDROPNEUMATIC | STEEL | 3000 |  | 2018-07-16 | 29° 45' 53.693'' | 81° 34' 41.9388'' | DPHO | PILTZ_B | 2008-12-11
2541180 | INTERLACHEN WS | COMMUNITY | 2019/04 | 2024/04 | 1 | TREMONT PLANT | 1 | ELEVATED | STEEL | 60000 |  | 2022-04-06 | 29° 37' 20.8345'' | 81° 53' 44.4743'' | DPHO | RAULERSON_E | 2022-03-31
2541180 | INTERLACHEN WS | COMMUNITY | 2019/03 | 2024/03 | 2 | STRICKLAND WTP | 2 | HYDROPNEUMATIC | STEEL | 10000 |  | 2022-04-06 | 29° 36' 22.4913'' | 81° 53' 19.3783'' | DPHO | RAULERSON_E | 2022-03-31
2541180 | INTERLACHEN WS | COMMUNITY | 2019/03 | 2024/03 | 2 | STRICKLAND WTP | 3 | HYDROPNEUMATIC | STEEL | 10000 |  | 2022-04-06 | 29° 36' 22.6547'' | 81° 53' 19.4046'' | DPHO | RAULERSON_E | 2022-03-31
2541242 | WELAKA MHP | COMMUNITY | 2018/03 | 2023/03 | 1 | WELAKA MHP | 1 | HYDROPNEUMATIC | STEEL | 3000 | BWN FOR TANK I NSPECTION TO BE DONE 6/21/2023 | 2023-06-14 | 29° 31' 58.8088'' | 81° 40' 14.7064'' | DPHO | PILTZ_B | 2017-03-24
2541280 | WOOTEN'S MHP | COMMUNITY | 2023/06 | 2028/06 | 1 | WOOTENS MHP | 4 | HYDROPNEUMATIC | STEEL | 497 |  | 2023-10-09 | ° ' '' | ° ' ''
2541450 | SEMINOLE ELECTRIC COOPERA | NONTRANSIENT NONCOMMUNITY | 2018/02 | 2023/02 | 1 | SEMINOLE ELECTRIC | 1 | GROUND | FIBERGLASS | 16000 | TANK RELINED IN 2019 / RECOMMENDATION FROM 2018 TANK INSPECTION | 2022-02-14 | 29° 44' 4.691'' | 81° 38' .7696'' | DPHO | PILTZ_B | 2022-02-09
2541450 | SEMINOLE ELECTRIC COOPERA | NONTRANSIENT NONCOMMUNITY | 2018/02 | 2023/02 | 1 | SEMINOLE ELECTRIC | 4 | GROUND | POLYETHYLENE | 2500 | TANK INSTALLED 2013; MANUFACTURER: NORWESCO; PART NO. N-40631 | 2022-02-09 | ° ' '' | ° ' ''
2544255 | MELROSE WTP | COMMUNITY | 2021/11 | 2026/11 | 1 | MELROSE WTP | 1 | ELEVATED | STEEL | 100000 |  | 2022-02-09 | 29° 42' 26.563'' | 82° 2' 18.5463'' | DPHO | PILTZ_B | 2022-02-09
2544257 | CRESCENT HILLS SUBDIVISIO | COMMUNITY | 2022/12 | 2027/12 | 1 | CRESCENT HILLS SUBDIVISION | 1 | HYDROPNEUMATIC | STEEL | 2000 |  | 2023-05-15 | 29° 26' 38.5434'' | 81° 32' 10.5648'' | DPHO | PILTZ_B | 2009-01-08
2544258 | SILVER LAKE OAKS MHP | COMMUNITY | 2021/02 | 2026/02 | 1 | SILVER LAKE OAKS MHV | 3 | HYDROPNEUMATIC | STEEL | 1250 | TANK REPLACED LIKE-FOR-LIKE 5/2010. | 2022-05-18 | 29° 37' 23.5145'' | 81° 42' 53.4224'' | DPHO | RAULERSON_E | 2022-05-18
2544260 | R. C. WILLIS WTP (CITY OF | COMMUNITY | 2020/11 | 2025/11 | 1 | R. C. WILLIS WTP | 4 | ELEVATED | CONCRETE | 750000 | WESTOVER DRIVE | 2021-06-23 | ° ' '' | ° ' ''
2544266 | ST. JOHN'S RIVER CLUB UTI | COMMUNITY | 2016/12 | 2021/12 | 1 | ST. JOHNS RIVER CLUB UTILITIES | 1 | HYDROPNEUMATIC | STEEL | 2500 |  | 2017-06-14 | 29° 34' 48.6857'' | 81° 40' 20.4245'' | DPHO | PILTZ_B | 2008-06-04
2544275 | PARADISE VIEW | NONCOMMUNITY | 2018/03 | 2023/03 | 1 | PARADISE VIEW ESTATES | 2 | HYDROPNEUMATIC | STEEL | 2000 | INSTALLED IN 2012. INSPECTION WAS DUE IN 2017 BUT IS PLANNED FOR 3/12/2018. | 2023-08-11 | 29° 37' 25.4935'' | 82° 1' 25.9277'' | DPHO | RAULERSON_E | 2023-08-04
2544278 | HIDE-A-WAY ACRES | COMMUNITY | --- | 2023/08 | 1 | HIDE-A-WAY ACRES | 2 | HYDROPNEUMATIC | STEEL | 1000 | THIS TANK WAS A LIKE-FOR-LIKE REPLACEMENT OF HYDROTANK #1 ON 8/16/2018. | 2022-12-17 | ° ' '' | ° ' ''
2544295 | SAN MATEO ESTATES | COMMUNITY | 2020/10 | 2025/10 | 1 | JAN'S MODULAR ESTATES | 3 | HYDROPNEUMATIC | STEEL | 1468 | NEW TANK INSTALLED LIKE FOR LIKE 2020 TO REPLACE OLD HYDROPNEUMATIC TANK | 2022-03-16 | ° ' '' | ° ' ''
2544298 | GRASSY LAKES WTP | COMMUNITY | 2019/03 | 2024/03 | 1 | GRASSY LAKE WTP | 1 | GROUND | STEEL | 88000 |  | 2022-10-10 | 29° 37' 38.6528'' | 81° 53' 51.8334'' | DPHO | RAULERSON_E | 2022-10-10
2544298 | GRASSY LAKES WTP | COMMUNITY | 2019/03 | 2024/03 | 1 | GRASSY LAKE WTP | 2 | HYDROPNEUMATIC | STEEL | 10000 |  | 2022-10-10 | 29° 37' 39.1385'' | 81° 53' 51.8864'' | DPHO | RAULERSON_E | 2022-10-10
2544392 | TOWN OF WELAKA | COMMUNITY | 2017/06 | 2022/06 | 1 | CITRUS CIRCLE | 2 | ELEVATED | STEEL | 500000 |  | 2022-02-11 | 29° 28' 49.5158'' | 81° 38' 37.7135'' | DPHO | PILTZ_B | 2022-02-11
2544416 | OCHWILLA ELEMENTARY SCHOO | NONTRANSIENT NONCOMMUNITY | 2022/04 | 2027/04 | 1 | OCHWILLA ELEMENTARY SCHOOL | 1 | GROUND | STEEL | 5000 |  | 2022-04-19 | 29° 37' 48.8485'' | 82° 1' 55.3249'' | DPHO | RAULERSON_E | 2022-03-23
2544416 | OCHWILLA ELEMENTARY SCHOO | NONTRANSIENT NONCOMMUNITY | 2022/04 | 2025/08 | 1 | OCHWILLA ELEMENTARY SCHOOL | 2 | HYDROPNEUMATIC | STEEL | 2000 | TANK SHOULD BE REPLACED WITHIN 3 YEARS OR BY 8/15/2025 (ASSUMING ENGINEER MEANT APRIL) OR EARLIER IF FAILS | 2022-04-19 | 29° 37' 48.7998'' | 82° 1' 55.4546'' | DPHO | RAULERSON_E | 2022-03-23
2544434 | WESTWOOD VILLAGE APARTMEN | COMMUNITY | 2016/10 | 2024/01 | 1 | WESTWOOD VILLAGE APARTMENTS | 1 | HYDROPNEUMATIC | STEEL | 1000 | THE TANK WAS CLEANED & RE-LINED IN 01/2019 SO THE NEXT INSPECTION IS FIVE YEARS FROM THAT DATE. | 2021-07-23 | 29° 38' 2.8749'' | 81° 52' 55.9285'' | DPHO | GERKE_J | 2015-06-23
2544435 | RODMAN WATER SYSTEM (DAM | NONCOMMUNITY | 2020/10 | 2025/10 | 1 | KIRKPATRICK DAM WTP (BATHRMS) | 4 | HYDROPNEUMATIC | STEEL | 1000 |  | 2021-07-12 | 29° 30' 31.0071'' | 81° 48' 13.331'' | DPHO | HILL_K | 2016-07-29
2544435 | RODMAN WATER SYSTEM (DAM | NONCOMMUNITY | 2020/10 | 2025/10 | 2 | RODMAN CAMPGROUND WTP | 1 | HYDROPNEUMATIC | STEEL | 1500 |  | 2021-07-12 | 29° 31' 16.289'' | 81° 48' 5.6585'' | DPHO | RAULERSON_E | 2021-07-12
2544444 | EAST PUTNAM REGIONAL | COMMUNITY | 2016/04 | 2021/04 | 1 | EAST PUTNAM | 3 | GROUND | CONCRETE | 250000 | TANK INSPECTED 4/3/16; REPORT RECEIVED 7/19/16. TANK IN GOOD CONDITION. | 2018-06-04 | 29° 39' 49.2609'' | 81° 36' 10.7284'' | DPHO | PILTZ_B | 2018-06-04
2544444 | EAST PUTNAM REGIONAL | COMMUNITY | 2016/04 | 2021/04 | 1 | EAST PUTNAM | 4 | ELEVATED | STEEL | 100000 | TANK INSPECTED 4/3/16; REPORT RECEIVED 7/19/16. TANK IN GOOD CONDITION. | 2018-06-04 | 29° 39' 48.4934'' | 81° 36' 8.079'' | DPHO | PILTZ_B | 2018-06-04
2544447 | LUTHER SPRINGS | NONCOMMUNITY | 2015/01 | 2020/01 | 1 | LUTHER SPRINGS | 1 | HYDROPNEUMATIC | STEEL | 1200 |  | 2019-07-15 | 29° 33' 22.8914'' | 81° 59' 35.2185'' | DPHO | MONTOYA_G | 2009-07-14
2544460 | CERTAINTEED GYPSUM, LLC | NONTRANSIENT NONCOMMUNITY | 2019/11 | 2024/11 | 1 | LAFARGE GYPSUM MFG FACILITY | 1 | GROUND | STEEL | 560000 |  | 2022-08-10 | 29° 44' 28.2352'' | 81° 38' 27.3416'' | DPHO | PILTZ_B | 2019-09-16
2544467 | EDGAR MINERALS, INC. | NONTRANSIENT NONCOMMUNITY | 2015/03 | 2020/03 | 1 | EDGAR MINERALS | 1 | HYDROPNEUMATIC | STEEL | 1000 |  | 2018-03-07 | 29° 35' 46.4713'' | 81° 57' 14.2674'' | DPHO | RAULERSON_E | 2018-03-02
2544468 | Q.I. ROBERTS MIDDLE SCHOO | NONTRANSIENT NONCOMMUNITY | 2022/03 | 2027/03 | 1 | Q.I. ROBERTS MIDDLE SCHOOL | 1 | HYDROPNEUMATIC | STEEL | 1500 | CONNECTED TO WELL 1 | 2022-04-08 | 29° 43' 30.5153'' | 81° 50' 50.0303'' | DPHO | PILTZ_B | 2022-04-08
2544489 | DOLLAR GENERAL 13897 - PO | NONCOMMUNITY | 2022/08 | 2027/08 | 1 | DG-POMONA PARK | 1 | HYDROPNEUMATIC | STEEL | 254 |  | 2022-09-08 | 29° 30' 12.6637'' | 81° 36' 6.1796'' | DPHO | PILTZ_B | 2022-08-26
2544490 | DOLLAR GENERAL - BOSTWICK | NONCOMMUNITY | 2023/03 | 2028/03 | 1 | DOLLAR GENERAL BOSTWICK | 1 | HYDROPNEUMATIC | STEEL | 254 | INSTALLED 2013 | 2023-03-27 | 29° 46' 25.46'' | 81° 38' 23.1119'' | DPHO | FANKHAUSER_S | 2018-07-05
2544491 | DOLLAR GENERAL #14096 (IN | NONCOMMUNITY | 2023/03 | 2028/03 | 1 | DG #14096 (INTERLACHEN) | 1 | HYDROPNEUMATIC | STEEL | 254 | INSTALLED IN 2013 | 2023-08-04 | 29° 36' 49.5653'' | 81° 58' 43.6662'' | DPHO | RAULERSON_E | 2022-07-18
2544492 | DOLLAR GENERAL @ PENIEL R | NONCOMMUNITY | 2023/03 | 2028/03 | 1 | DOLLAR GENERAL@PENIEL ROAD | 1 | HYDROPNEUMATIC | STEEL | 254 |  | 2023-08-04 | 29° 36' 22.7454'' | 81° 42' 43.664'' | DPHO | PILTZ_B | 2013-05-20
2544493 | DOLLAR GENERAL HOLLISTER | NONCOMMUNITY | 2023/03 | 2028/03 | 1 | DG-HOLLISTER | 1 | HYDROPNEUMATIC | STEEL | 254 |  | 2023-08-04 | 29° 37' 45.0629'' | 81° 48' 45.0382'' | DPHO | RAULERSON_E | 2018-09-07
2544496 | DOLLAR GENERAL CRESCENT C | NONCOMMUNITY | --- | 2021/09 | 1 | PLANT NO. 1 | 1 | HYDROPNEUMATIC | STEEL | 254 | NEW TANK 9/2016 | 2021-10-08 | ° ' '' | ° ' ''
2550210 | ST. AUGUSTINE WS | COMMUNITY | 2020/01 | 2025/01 | 1 | LIME SOFTENING PLANT | 1 | GROUND | CONCRETE | 1500000 | WATER FROM BOTH WTPS GO INTO GST | 2021-08-13 | 29° 53' 29.0728'' | 81° 19' 49.3416'' | DPHO | DEVRIES_A | 2007-03-30
2550210 | ST. AUGUSTINE WS | COMMUNITY | 2020/01 | 2025/01 | 1 | LIME SOFTENING PLANT | 2 | CLEARWELL | CONCRETE | 67000 | THIS IS THE ORIGINAL CHAMBER IN THE COMBINED WEST & EAST LIME SOFTENING PLT CLEARWELL TANK. | 2021-08-13 | 29° 53' 27.1358'' | 81° 19' 47.3176'' | DPHO | DEVRIES_A | 2007-03-30
2550210 | ST. AUGUSTINE WS | COMMUNITY | 2020/01 | 2025/01 | 1 | LIME SOFTENING PLANT | 3 | CLEARWELL | CONCRETE | 33000 | THIS IS THE SECOND (LAST) CHAMBER IN THE COMBINED WEST & EAST LIME SOFTENING CLEARWELL TANK. | 2021-08-13 | 29° 53' 27.0568'' | 81° 19' 46.9991'' | DPHO | DEVRIES_A | 2007-03-30
2550210 | ST. AUGUSTINE WS | COMMUNITY | 2020/01 | 2025/01 | 2 | WTP # 2 (RO) | 6 | CLEARWELL | CONCRETE | 37700 | THIS TANK IS THE FIRST CHAMBER OF THE COMBINED RO-CW/C TANK. | 2021-08-13 | ° ' '' | ° ' ''
2550210 | ST. AUGUSTINE WS | COMMUNITY | 2020/01 | 2025/01 | 2 | WTP # 2 (RO) | 7 | CLEARWELL | CONCRETE | 84015 | WATER FROM LIME SOFTENING & RO PLANTS ARE BLENDED BLENDED IN THIS TANK WHICH IS THE SECOND CHAMBER IN THE COMBINED RO-CW/C TANK. | 2021-08-13 | ° ' '' | ° ' ''
2550250 | CYPRESS LANDING WTP | COMMUNITY | --- | 2025/11 | 1 | CYPRESS LANDING WTP | 4 | GROUND | STEEL | 3950 | LIKE-FOR-LIKE REPLACEMENT OF ORIGINAL GST/AERATOR ON 11/2/2020. | 2023-05-30 | 30° 6' 56.2965'' | 81° 38' 28.1759'' | DPHO | RAULERSON_E | 2023-05-19
2550332 | FAVER-DYKES STATE PARK | NONCOMMUNITY | 2022/03 | 2027/03 | 1 | PICNIC AREA | 1 | HYDROPNEUMATIC | STEEL | 1000 | TANK REPLACED 8/2010 PER 6/2010 INSPECTION RECOMMENDATION 2 DAYS BACTIS DONE 8/18 & 8/19 | 2022-05-23 | 29° 40' 12.0197'' | 81° 15' 31.662'' | DPHO | RAULERSON_E | 2022-04-01
2550476 | SJCU-HASTINGS WTP | COMMUNITY | 2019/12 | 2024/12 | 1 | HASTINGS WTP | 1 | GROUND | CONCRETE | 100000 |  | 2021-07-06 | ° ' '' | ° ' ''
2550476 | SJCU-HASTINGS WTP | COMMUNITY | 2019/12 | 2024/12 | 1 | HASTINGS WTP | 2 | GROUND | CONCRETE | 100000 |  | 2021-07-06 | ° ' '' | ° ' ''
2550476 | SJCU-HASTINGS WTP | COMMUNITY | --- | 2024/06 | 1 | HASTINGS WTP | 3 | HYDROPNEUMATIC | STEEL | 4000 | TANK REPLACED IN JUNE 2019. | 2021-07-09 | ° ' '' | ° ' ''
2550476 | SJCU-HASTINGS WTP | COMMUNITY | 2018/06 | 2023/06 | 1 | HASTINGS WTP | 4 | HYDROPNEUMATIC | STEEL | 4000 | TANK CAPACITY PER OPERATOR. | 2021-07-09 | ° ' '' | ° ' ''
2550812 | NORTH BEACH UTILITIES | COMMUNITY | 2018/10 | 2023/10 | 1 | NORTH BEACH UTILITIES | 1 | GROUND | CONCRETE | 90000 |  | 2019-06-28 | 29° 56' 35.6461'' | 81° 18' 17.7982'' | DPHO | RAULERSON_E | 2019-06-28
2550812 | NORTH BEACH UTILITIES | COMMUNITY | 2018/10 | 2023/10 | 1 | NORTH BEACH UTILITIES | 2 | CLEARWELL | CONCRETE | 5130 | TANK NEW IN 2007 | 2019-06-28 | 29° 56' 35.2667'' | 81° 18' 18.0311'' | DPHO | RAULERSON_E | 2019-06-28
2550812 | NORTH BEACH UTILITIES | COMMUNITY | 2018/10 | 2023/10 | 1 | NORTH BEACH UTILITIES | 3 | GROUND | CONCRETE | 210000 | NEW IN 2007. | 2019-06-28 | 29° 56' 34.8695'' | 81° 18' 17.8678'' | DPHO | RAULERSON_E | 2019-06-28
2550908 | JEA: PONTE VEDRA GRID | COMMUNITY | 2019/11 | 2024/11 | 1 | PONTE VEDRA NORTH WTP | 2 | GROUND | CONCRETE | 85000 | LEVEL INDICATED BY SCADA. SYSTEM PRESSURE MAINTAINED B/T 45 & 70 PSI. CONNECTED TO FINISHED WATER BY FILL PIPE FROM GRID | 2021-03-02 | ° ' '' | ° ' ''
2551004 | SJCU-SAWGRASS GRID | COMMUNITY | --- | 2026/11 | 1 | SAWGRASS WTP | 7 | HYDROPNEUMATIC | STEEL | 10000 | THIS TANK REPLACED SAWGRASS HYDROTANK (OLD) BY ABOUT 11/1/2021. | 2022-04-26 | 30° 11' 5.599'' | 81° 22' 41.9891'' | DPHO | RAULERSON_E | 2022-04-05
2551120 | SJCU-BARTRAM OAKS WTP | COMMUNITY | 2019/12 | 2024/12 | 2 | NEW PLANT | 4 | GROUND | STEEL | 10000 | NEW TANK INSTALLED IN 2014. | 2020-11-06 | 30° 0' 6'' | 81° 36' 7'' | DGPS
2551370 | WILDWOOD WATER SYSTEM | COMMUNITY | 2020/07 | 2025/07 | 1 | WILDWOOD WATER SYSTEM | 4 | HYDROPNEUMATIC | STEEL | 5000 | NEW TANK FROM DIXIE TANK INSTALLED 7/28/2020 (LIKE FOR LIKE) | 2023-08-07 | ° ' '' | ° ' ''
2554337 | HOMEOWNERS UTILITIES INC. | COMMUNITY | 2021/12 | 2026/12 | 1 | HOMEOWNER UTILITIES | 1 | GROUND | STEEL | 20000 | TANK INSPECTED ON 7/8/15. | 2022-05-31 | 29° 54' 57.482'' | 81° 17' 51.9234'' | DPHO | RAULERSON_E | 2021-06-22
2554337 | HOMEOWNERS UTILITIES INC. | COMMUNITY | 2021/12 | 2026/12 | 1 | HOMEOWNER UTILITIES | 2 | HYDROPNEUMATIC | STEEL | 5000 | 11X15 MANHOLE. | 2022-05-31 | 29° 54' 57.4375'' | 81° 17' 51.7005'' | DPHO | RAULERSON_E | 2021-06-22
2554344 | BAYSIDE ESTATES WTP | COMMUNITY | 2019/05 | 2024/05 | 1 | BAYSIDE ESTATES | 1 | GROUND | STEEL | 20000 | SIGHT GLASS CAN BE USED FOR EITHER GST (BUT NOT AT SAME TIME) TRHOUGH VALVING. | 2021-02-02 | ° ' '' | ° ' ''
2554344 | BAYSIDE ESTATES WTP | COMMUNITY | 2019/11 | 2024/11 | 1 | BAYSIDE ESTATES | 2 | GROUND | STEEL | 5400 | SIGHT GLASS CAN BE USED FOR EITHER GST (BUT NOT AT SAME TIME) TRHOUGH VALVING. | 2021-02-02 | ° ' '' | ° ' ''
2554344 | BAYSIDE ESTATES WTP | COMMUNITY | 2019/11 | 2024/11 | 1 | BAYSIDE ESTATES | 3 | HYDROPNEUMATIC | STEEL | 968 |  | 2024-03-15 | ° ' '' | ° ' ''
2554362 | MARYWOOD RETREAT #2 | NONCOMMUNITY | 2018/03 | 2023/03 | 1 | MARYWOOD RETREAT #2 | 1 | HYDROPNEUMATIC | STEEL | 2000 | TANK INSPECTION COMPLETED 12/26/2012 | 2022-05-18 | 30° 5' 16.2614'' | 81° 38' 28.8108'' | DPHO | MATURI_A | 2022-05-18
2554447 | SJCU-CR214 MAINLAND WTP | COMMUNITY | 2023/03 | 2028/03 | 2 | REVERSE OSMOSIS WTP | 2 | GROUND | CONCRETE | 1500000 | LOCATED AT WTP | 2023-04-11 | ° ' '' | ° ' ''
2554447 | SJCU-CR214 MAINLAND WTP | COMMUNITY | 2023/03 | 2028/03 | 2 | REVERSE OSMOSIS WTP | 3 | GROUND | CONCRETE | 1500000 | LOCATED AT 16TH ST NEAR WTP. THE ENTIRE BOOSTER STATION CAN BE BYPASSED BUT NOT THE TANK BY ITSELF. | 2023-04-25 | ° ' '' | ° ' ''
2554447 | SJCU-CR214 MAINLAND WTP | COMMUNITY | 2023/02 | 2028/02 | 2 | REVERSE OSMOSIS WTP | 4 | GROUND | CONCRETE | 1000000 | LOCATED AT THE SHORES SUBDIVISION. THE ENTIRE BOOSTER STATION CAN BE BYPASSED BUT NOT THE TANK BY ITSELF. | 2023-04-11 | ° ' '' | ° ' ''
2554447 | SJCU-CR214 MAINLAND WTP | COMMUNITY | 2022/12 | 2027/12 | 2 | REVERSE OSMOSIS WTP | 5 | GROUND | CONCRETE | 1000000 | LOCATED AT SOUTHGROUND | 2023-03-08 | ° ' '' | ° ' ''
2554447 | SJCU-CR214 MAINLAND WTP | COMMUNITY | --- | 2024/05 | 2 | REVERSE OSMOSIS WTP | 7 | GROUND | CONCRETE | 180000 | LOCATED AT 8221 A1A SOUTH ST. AUGUSTINE FLORIDA 32082. CLEARANCE SAMPLES TAKEN IN 9/2018 AND CLEARED FOR USE ON 11/22/2018. | 2023-04-11 | ° ' '' | ° ' ''
2554447 | SJCU-CR214 MAINLAND WTP | COMMUNITY | 2022/09 | 2027/09 | 2 | REVERSE OSMOSIS WTP | 8 | GROUND | CONCRETE | 2000000 |  | 2023-04-11 | ° ' '' | ° ' ''
2554471 | SJCU-NORTHWEST UTILITIES | COMMUNITY | 2018/01 | 2023/01 | 1 | NORTHWEST UTILITIES | 1 | GROUND | CONCRETE | 500000 |  | 2018-04-10 | 29° 58' 21.7736'' | 81° 29' 8.8447'' | DPHO | RAULERSON_E | 2018-04-10
2554471 | SJCU-NORTHWEST UTILITIES | COMMUNITY | 2018/01 | 2023/01 | 1 | NORTHWEST UTILITIES | 4 | GROUND | CONCRETE | 1500000 | NEW 2012 | 2018-04-10 | 29° 58' 18.7745'' | 81° 29' 6.1373'' | DPHO | RAULERSON_E | 2018-04-10
2554489 | SOUTHWOODS ELEMENTARY SCH | NONTRANSIENT NONCOMMUNITY | 2020/12 | 2025/12 | 1 | SOUTH WOODS ELEMENTARY SCHOOL | 1 | GROUND | STEEL | 33000 |  | 2023-08-08 | 29° 43' 34.2392'' | 81° 27' 46.2933'' | DPHO | RAULERSON_E | 2023-08-08
2554489 | SOUTHWOODS ELEMENTARY SCH | NONTRANSIENT NONCOMMUNITY | 2021/08 | 2026/08 | 1 | SOUTH WOODS ELEMENTARY SCHOOL | 2 | HYDROPNEUMATIC | STEEL | 2000 | THIS HT IS AN IDENTICAL REPLACEMENT OF THE OLD HT THAT WAS REPLACED ON 8/6/2021. | 2023-08-08 | 29° 43' 34.2819'' | 81° 27' 47.4807'' | DPHO | RAULERSON_E | 2023-08-08
2554493 | CJCLDS - ST. JOHNS BUILDI | NONCOMMUNITY | 2022/01 | 2027/01 | 1 | CJCLDS - ST. JOHNS BUILDING | 1 | GROUND | STEEL | 2366 | CHLORINE INJECTED INTO TANK CONSIDERED FINISHED WITH 2 MANHOLES AT LEAST 11X15- 1/22 TANK INSP: NEW PAINT NEEDED PRIOR TO 2027 SNT | 2022-01-20 | 30° 1' 15.8442'' | 81° 35' 48.1233'' | DPHO | RAULERSON_E | 2016-12-14
2610012 | ADVENT CHRISTIAN VILLAGE | COMMUNITY | 2012/01 | 2017/01 | 1 | ADVENT CHRISTIAN VILLAGE | 1 | ELEVATED | STEEL | 150000 | FINISHED DRINKING WATER | 2021-09-27 | 30° 15' 7.4987'' | 83° 14' 26.1991'' | DPHO | FANKHAUSER_S | 2021-09-27
2610012 | ADVENT CHRISTIAN VILLAGE | COMMUNITY | 2021/01 | 2026/01 | 1 | ADVENT CHRISTIAN VILLAGE | 2 | CLEARWELL | CONCRETE | 21000 |  | 2021-09-27 | 30° 15' 6.5127'' | 83° 14' 25.8934'' | DPHO | FANKHAUSER_S | 2021-09-27
2610109 | BRANFORD WTP | COMMUNITY | 2020/06 | 2025/06 | 1 | WTP | 1 | ELEVATED | STEEL | 125000 | LOCATED AT BALL PARK OFF SE CRAVEN ST | 2023-11-25 | 29° 57' 33.6301'' | 82° 55' 14.832'' | DPHO | RAULERSON_E | 2023-11-25
2610109 | BRANFORD WTP | COMMUNITY | 2017/08 | 2022/08 | 1 | WTP | 2 | HYDROPNEUMATIC | STEEL | 10000 |  | 2023-11-25 | 29° 58' 5.4886'' | 82° 55' 38.4107'' | DPHO | RAULERSON_E | 2023-11-25
2610203 | LIVE OAK WTP | COMMUNITY | 2019/07 | 2024/07 | 3 | LIVE OAK WTP-GW (NEW) | 6 | ELEVATED | STEEL | 500000 | LOCATED AT MARY MAC ST /WALKER AVE | 2022-12-28 | 30° 17' 9.9478'' | 82° 59' 45.0707'' | DPHO | FANKHAUSER_S | 2022-12-28
2610203 | LIVE OAK WTP | COMMUNITY | 2019/07 | 2024/07 | 3 | LIVE OAK WTP-GW (NEW) | 8 | ELEVATED | STEEL | 750000 | LOCATED OFF 1-10 | 2022-12-28 | 30° 19' 57.6613'' | 82° 57' 48.0956'' | DPHO | FANKHAUSER_S | 2022-12-28
2610203 | LIVE OAK WTP | COMMUNITY | 2021/10 | 2026/10 | 3 | LIVE OAK WTP-GW (NEW) | 9 | GROUND | STEEL | 88000 | INSTALLED 2011; LOCATED AT PLANT | 2023-02-16 | 30° 19' 39.9864'' | 82° 58' 51.9119'' | DPHO | FANKHAUSER_S | 2022-12-28
2610370 | FLORIDA SHERIFF'S BOYS RA | COMMUNITY | 2018/11 | 2023/11 | 1 | FLORIDA SHERIFFS BOYS RANCH | 1 | ELEVATED | STEEL | 100000 | FINISHED DRINKING WATER | 2022-11-02 | 30° 25' 7.2318'' | 83° 1' 1.4758'' | DPHO | FANKHAUSER_S | 2022-11-02
2610428 | PILGRIM'S PRIDE WTP | NONTRANSIENT NONCOMMUNITY | 2017/04 | 2022/04 | 1 | PILGRIM'S PRIDE WTP | 2 | GROUND | CONCRETE | 500000 | FINISHED WATER | 2019-10-29 | 30° 22' 3.7921'' | 83° 9' 34.06'' | DPHO | HILL_K | 2016-03-25
2611239 | WAYNE FRIER'S TRAILER PAR | COMMUNITY | 2023/09 | 2028/09 | 1 | WAYNE FRIER'S TRAILER PARK | 1 | HYDROPNEUMATIC | STEEL | 1958 | LOCATED AT WTP | 2024-02-16 | 30° 18' 28.914'' | 83° 0' 49.854'' | DPHO | MONTOYA_G | 2014-04-02
2611246 | WELLBORN WATER WTP | COMMUNITY | 2017/07 | 2022/07 | 1 | WELLBORN WTP | 1 | ELEVATED | STEEL | 168000 |  | 2022-12-27 | 30° 14' 1.2019'' | 82° 49' 17.953'' | DPHO | FANKHAUSER_S | 2022-12-27
2611246 | WELLBORN WATER WTP | COMMUNITY | 2023/02 | 2028/02 | 1 | WELLBORN WTP | 2 | HYDROPNEUMATIC | STEEL | 12000 |  | 2023-07-13 | 30° 14' 1.2141'' | 82° 49' 17.0409'' | DPHO | FANKHAUSER_S | 2022-12-27
2611406 | SPIRIT OF THE SUWANNEE CA | NONCOMMUNITY | 2021/10 | 2026/10 | 1 | PLANT 1 (OLD WTP) | 1 | HYDROPNEUMATIC | STEEL | 1000 | TANK WAS PUT IN 2010 | 2021-10-12 | 30° 23' 38.9156'' | 82° 56' 29.5925'' | DPHO | OBRIEN_S | 2019-12-26
2611406 | SPIRIT OF THE SUWANNEE CA | NONCOMMUNITY | 2021/10 | 2026/10 | 2 | PLANT 2 (NEW WTP) | 2 | HYDROPNEUMATIC | STEEL | 1095 | TANK INSTALLED 2011 | 2021-10-12 | 30° 23' 22.6003'' | 82° 56' 29.8387'' | DPHO | OBRIEN_S | 2019-12-26
2614178 | CAMP WEED AND CERVENY CON | NONCOMMUNITY | 2012/08 | 2017/08 | 1 | CAMP WEED | 1 | HYDROPNEUMATIC | STEEL | 700 |  | 2015-07-13 | 30° 14' 47.5696'' | 82° 54' 28.0892'' | DPHO | MONTOYA_G | 2014-08-21
2614178 | CAMP WEED AND CERVENY CON | NONCOMMUNITY | 2012/08 | 2017/08 | 1 | CAMP WEED | 2 | GROUND | STEEL | 5000 |  | 2020-09-21 | 30° 14' 47.833'' | 82° 54' 27.9421'' | DPHO | MONTOYA_G | 2014-08-21
2614263 | ASH GROVE CEMENT PLANT, L | NONTRANSIENT NONCOMMUNITY | 2021/04 | 2026/04 | 1 | SUWANNEE AMERICAN CEMENT | 1 | GROUND | FIBERGLASS | 4500 |  | 2021-05-11 | 29° 57' 44.6092'' | 82° 51' 3.3161'' | DPHO | MONTOYA_G | 2015-03-10
2614264 | SUWANNEE CATALYST SITE | NONTRANSIENT NONCOMMUNITY | 2021/03 | 2026/03 | 1 | SUWANNEE CATALYST SITE | 1 | GROUND | CONCRETE | 500000 | INSTALLED 2015 | 2021-05-12 | 30° 21' 13.9784'' | 83° 6' 29.6298'' | DPHO | MONTOYA_G | 2015-05-22
2614264 | SUWANNEE CATALYST SITE | NONTRANSIENT NONCOMMUNITY | 2021/03 | 2026/03 | 1 | SUWANNEE CATALYST SITE | 2 | HYDROPNEUMATIC | STEEL | 7000 | INSTALLED 2015 | 2024-02-13 | 30° 21' 13.664'' | 83° 6' 28.0653'' | DPHO | MONTOYA_G | 2015-05-22
2614265 | DOLLAR GENERAL STORE #163 | NONCOMMUNITY | 2020/11 | 2025/11 | 1 | DOLLAR GENERAL DOWLING PARK | 1 | HYDROPNEUMATIC | STEEL | 254 | TANK CERTIFICATION IN 2020 (PLACARD ON SIDE OF TANK) | 2020-11-13 | ° ' '' | ° ' ''
2614266 | DOLLAR GENERAL STORE #163 | NONCOMMUNITY | 2021/09 | 2026/09 | 1 | DOLLAR GENERAL MCALPIN | 1 | HYDROPNEUMATIC | STEEL | 254 | 2016 TANK CONSTRUCTION DATE | 2021-10-05 | ° ' '' | ° ' ''
2614268 | SUWANNEE CORRECTIONAL INS | COMMUNITY | 2019/10 | 2024/10 | 1 | SUWANNEE CORRECTION INSTITUTE | 1 | ELEVATED | STEEL | 250000 |  | 2022-12-28 | 30° 14' 23.7954'' | 82° 52' 6.3614'' | DPHO | FANKHAUSER_S | 2022-12-28
2614270 | CR 136 / I-75 WTP | NONTRANSIENT NONCOMMUNITY | --- | 2021/08 | 1 | WTP 1 | 1 | GROUND | CONCRETE | 126000 | BASED INSPECTION DATE ON INSTALL DATE (08/2021) | 2022-06-27 | 30° 18' 40.8886'' | 82° 49' 25.2896'' | DPHO | MALY_M | 2022-05-16
2614270 | CR 136 / I-75 WTP | NONTRANSIENT NONCOMMUNITY | 2021/07 | 2026/07 | 1 | WTP 1 | 2 | HYDROPNEUMATIC | STEEL | 5000 | BASED INSPECTION DATE ON INSTALL DATE (07/2021) | 2022-06-27 | 30° 18' 40.3884'' | 82° 49' 23.5902'' | DPHO | MALY_M | 2022-05-16
2614270 | CR 136 / I-75 WTP | NONTRANSIENT NONCOMMUNITY | 2021/07 | 2026/07 | 1 | WTP 1 | 3 | HYDROPNEUMATIC | STEEL | 5000 | BASED INSPECTION DATE ON INSTALL DATE (07/2021) | 2022-06-27 | 30° 18' 40.0216'' | 82° 49' 23.8605'' | DPHO | MALY_M | 2022-05-16
2620208 | CITY OF PERRY | COMMUNITY | 2020/02 | 2025/02 | 1 | WTP #1 (OLD PLANT - WELL 2) | 2 | GROUND | CONCRETE | 160000 | UNDERGROUND IN FRONT OF PLANT | 2022-03-21 | 30° 7' 11.3645'' | 83° 35' 7.4434'' | DPHO | LUBINSKI_D | 2022-03-21
2620208 | CITY OF PERRY | COMMUNITY | 2018/12 | 2023/12 | 3 | WTP #3 (WELL 3) | 5 | ELEVATED | STEEL | 200000 | ALL 3 PLANTS USE E TOWER; LOCATED 111 W. BAKER ST | 2022-03-28 | 30° 6' 3.0049'' | 83° 35' 2.71'' | DPHO | LUBINSKI_D | 2022-03-22
2620208 | CITY OF PERRY | COMMUNITY | 2018/08 | 2023/08 | 3 | WTP #3 (WELL 3) | 6 | GROUND | STEEL | 423000 | ALL 3 PLANTS USE GST; INTERNATIONAL DR; AT AIRPORT; BOOSTERS PUMPS ON SITE (FEEDS TAYLOR COUNTY CI) | 2022-03-22 | 30° 4' 41.4977'' | 83° 34' 13.7148'' | DPHO | LUBINSKI_D | 2022-03-22
2621102 | BIG BEND WATER AUTHORITY | COMMUNITY | 2019/09 | 2024/09 | 1 | BIG BEND WATER AUTHORITY | 1 | ELEVATED | STEEL | 100000 |  | 2023-09-12 | 29° 40' 24.3478'' | 83° 22' 19.1346'' | DPHO | RAULERSON_E | 2023-08-19
2621102 | BIG BEND WATER AUTHORITY | COMMUNITY | 2020/04 | 2025/04 | 1 | BIG BEND WATER AUTHORITY | 3 | GROUND | STEEL | 175000 | WESTERN TANK | 2023-09-12 | 29° 40' 25.1324'' | 83° 22' 20.431'' | DPHO | RAULERSON_E | 2023-08-19
2621102 | BIG BEND WATER AUTHORITY | COMMUNITY | 2022/04 | 2027/04 | 1 | BIG BEND WATER AUTHORITY | 4 | GROUND | STEEL | 175000 | EASTERN TANK. RECEIVED EMAIL COPY OF CLEANING REPORT 5/4/2022 REQUESTED FULL COLOR COPY. | 2023-08-19 | 29° 40' 25.1494'' | 83° 22' 19.7551'' | DPHO | RAULERSON_E | 2023-08-19
2624164 | DOT PERRY US-19 REST AREA | NONCOMMUNITY | 2023/10 | 2028/10 | 1 | FDOT PERRY REST AREA | 1 | HYDROPNEUMATIC | STEEL | 2000 | PERMIT # 0140407-001-WC. NEW TANK INSTALLED 10/12/18; IRON SLUDGE ISSUE PER 2023 TANK INSP RPT -KNW | 2023-10-18 | 30° 12' 2.1408'' | 83° 39' 21.5666'' | DPHO | WILLIAMS_KN | 2023-10-17
2624165 | TAYLOR COASTAL WATER & SE | COMMUNITY | 2021/01 | 2026/01 | 1 | TAYLOR COASTAL | 1 | HYDROPNEUMATIC | STEEL | 10000 | LOCATED AT THE MAIN PLANT | 2023-08-18 | 29° 51' 8.2163'' | 83° 35' 36.9096'' | DPHO | RAULERSON_E | 2023-08-18
2624165 | TAYLOR COASTAL WATER & SE | COMMUNITY | 2021/05 | 2026/05 | 1 | TAYLOR COASTAL | 2 | HYDROPNEUMATIC | STEEL | 5000 | LOCATED AT THE BOOSTER STATION | 2023-08-18 | 29° 49' 47.616'' | 83° 35' 17.6482'' | DPHO | RAULERSON_E | 2023-08-18
2624165 | TAYLOR COASTAL WATER & SE | COMMUNITY | 2021/05 | 2026/05 | 1 | TAYLOR COASTAL | 3 | GROUND | STEEL | 5000 | LOCATED AT THE BOOSTER STATION | 2023-08-18 | 29° 49' 47.8732'' | 83° 35' 17.4655'' | DPHO | RAULERSON_E | 2023-08-18
2624167 | ECONFINA WATER SYSTEM | NONCOMMUNITY | 2022/04 | 2027/04 | 1 | ECONFINA WATER SYSTEM | 5 | HYDROPNEUMATIC | STEEL | 2000 | 4/2022 INSP PASS; LOCATED 4389 ECONFINA RIVER RD AT TREATMENT PLANT. H G1 G2 AND G3 INSTALLED WITH PERMIT 0212542-003-WC CLEARED 7/27/2012. | 2022-08-09 | 30° 3' 54.5711'' | 83° 54' 14.5757'' | DPHO | LUBINSKI_D | 2022-02-14
2624173 | NAMMO PERRY INC. | NONTRANSIENT NONCOMMUNITY | 2020/05 | 2025/05 | 1 | NAMMO PERRY INC. | 1 | HYDROPNEUMATIC | STEEL | 1500 | TANK INSTALLED 5/19/2020 | 2023-07-21 | 29° 58' 26.5332'' | 83° 39' 35.7393'' | DPHO | WILLIAMS_KN | 2023-07-21
2624185 | PACEM DEFENSE | NONTRANSIENT NONCOMMUNITY | 2020/11 | 2025/11 | 1 | PACEM | 1 | HYDROPNEUMATIC | STEEL | 1500 | INSTALLED 2014 PER PERMIT C0322248-001-WC CLEARED 6/14/2014. | 2023-07-25 | 30° 12' 8.6026'' | 83° 38' 57.7567'' | DPHO | WILLIAMS_KN | 2023-07-25
2630202 | LAKE BUTLER WTP | COMMUNITY | 2019/07 | 2024/07 | 1 | LAKE BUTLER | 2 | ELEVATED | STEEL | 100000 | LISTED VALUES ARE THE ESTIMATED TANK HEIGHTS (NOT ELEVATIONS) PER THE FORMER OP'R. IT HAD BEEN LISTED AS 300' & 350'. | 2021-12-27 | 30° 1' 8.9661'' | 82° 20' 43.2852'' | DPHO | RAULERSON_E | 2021-12-17
2634212 | WEST FRASER LUMBER MILL ( | NONTRANSIENT NONCOMMUNITY | 2023/04 | 2028/04 | 1 | WTP | 1 | HYDROPNEUMATIC | STEEL | 1500 | A NEW TANK WAS INSTALLED ON 10/31/2018. | 2023-04-25 | 30° 0' 13.0019'' | 82° 18' 50.6706'' | DPHO | WEBBER_H | 2006-06-14
2634222 | RECEPTION AND MEDICAL CEN | COMMUNITY | 2018/02 | 2023/02 | 1 | RECEPTION AND MEDICAL CENTER | 2 | ELEVATED | STEEL | 200000 | THE 2/27/2018 INSPECTION LISTED TWO DEFICIENCIES THAT AFFECT THE TANK'S STRUCTURAL INTEGRITY THAT HAVE NOT BEEN ADDRESSED. | 2020-07-13 | 29° 59' 33.8842'' | 82° 21' 33.0207'' | DPHO | RAULERSON_E | 2020-07-06
6382055 | WILLISTON WTP | COMMUNITY | 2019/04 | 2024/04 | 1 | WILLISTON WTP #1 | 1 | ELEVATED | STEEL | 60000 | TANK CAPACITY PER C.A.R. SUBMITTED 7/07. JMP | 2023-10-28 | 29° 23' 9.4863'' | 82° 27' 25.2145'' | DPHO | RAULERSON_E | 2023-10-28
6382055 | WILLISTON WTP | COMMUNITY | 2019/04 | 2024/04 | 2 | WILLISTON WTP #2 | 2 | GROUND | STEEL | 500000 | CAPACITY VERIFIED & EFFECTIVE CAPACITY NOTED AS 109 990 GAL IN C.A.R. SUBMITTED 7/07. | 2023-10-28 | 29° 23' 6.5412'' | 82° 26' 51.2817'' | DPHO | RAULERSON_E | 2023-10-28
6382055 | WILLISTON WTP | COMMUNITY | 2020/06 | 2025/06 | 3 | WILLISTON WTP #3 | 8 | HYDROPNEUMATIC | STEEL | 30000 |  | 2023-10-28 | 29° 24' 13.6319'' | 82° 26' 37.9727'' | DPHO | LUBINSKI_D | 2020-05-18
6382055 | WILLISTON WTP | COMMUNITY | 2020/06 | 2025/06 | 4 | WILLISTON AIRPORT WTP | 3 | HYDROPNEUMATIC | STEEL | 10000 |  | 2023-10-28 | 29° 21' 49.6376'' | 82° 28' 18.8831'' | DPHO | RAULERSON_E | 2023-10-28
6382055 | WILLISTON WTP | COMMUNITY | 2020/06 | 2025/06 | 4 | WILLISTON AIRPORT WTP | 5 | HYDROPNEUMATIC | STEEL | 10000 |  | 2023-10-28 | 29° 21' 49.7939'' | 82° 28' 18.8813'' | DPHO | RAULERSON_E | 2023-10-28
6382056 | TOWN OF INGLIS | COMMUNITY | 2018/12 | 2023/12 | 1 | INGLIS WTP | 2 | ELEVATED | STEEL | 250000 | E TANK INSTALLED W/ PERMIT 067970-008-WC CLEARED 05/07/2004. | 2021-11-24 | 29° 1' 59.2443'' | 82° 38' 29.1539'' | DPHO | LUBINSKI_D | 2021-11-24
6382108 | INGLEWOOD ESTATES MH SD | COMMUNITY | 2020/02 | 2025/03 | 1 | INGLEWOOD | 1 | HYDROPNEUMATIC | STEEL | 1400 | DIXIE TANK INSTALLED 2004 | 2023-09-09 | 29° 2' 40.7067'' | 82° 40' 20.5921'' | DPHO | RAULERSON_E | 2023-09-09
6382116 | YANKEETOWN WTP | COMMUNITY | 2021/03 | 2026/03 | 1 | YANKEETOWN | 2 | ELEVATED | STEEL | 100000 |  | 2022-12-12 | 29° 2' .9527'' | 82° 42' 14.7362'' | DPHO | LUBINSKI_D | 2019-12-18
6382116 | YANKEETOWN WTP | COMMUNITY | 2019/11 | 2024/11 | 1 | YANKEETOWN | 3 | GROUND | STEEL | 100000 | HOLDS FINISHED WATER NOT PERMEATE FROM RO | 2022-12-12 | 29° 2' 13.9259'' | 82° 42' 2.3729'' | DPHO | LUBINSKI_D | 2019-12-18
6382116 | YANKEETOWN WTP | COMMUNITY | 2022/03 | 2026/03 | 1 | YANKEETOWN | 6 | GROUND | STEEL | 114000 |  | 2022-12-12 | 29° 2' 13.5016'' | 82° 42' 2.6305'' | DPHO | LUBINSKI_D | 2019-12-18
6384612 | DAN'S MHP | NONCOMMUNITY | --- | 1/ | 1 | DAN'S ADULT MHP | 1 | HYDROPNEUMATIC | STEEL | 594 | NEW TANK INSTALLED NOVEMBER 2021. NOW HAS MANHOLE AND WILL NEED 5 YEAR INSPECTION. | 2022-10-06 | 29° 1' 24.8822'' | 82° 38' 27.7773'' | DPHO | PETRY_J | 2007-12-06
6384619 | WAGON WHEEL MHP | NONCOMMUNITY | 2022/09 | 2022/09 | 1 | WAGONWHEEL MHP | 1 | HYDROPNEUMATIC | STEEL | 525 | TANK FAILED 2022 INSPECTION | 2022-10-10 | 29° 7' 27.2899'' | 82° 38' .1688'' | DPHO | MALY_M | 2022-06-24
6384619 | WAGON WHEEL MHP | NONCOMMUNITY | 2022/09 | 2022/09 | 1 | WAGONWHEEL MHP | 2 | HYDROPNEUMATIC | STEEL | 525 | TANK FAILED 2022 INSPECTION | 2022-10-10 | 29° 7' 27.2899'' | 82° 38' .1688'' | DPHO | MALY_M | 2022-06-24
6384621 | FLORIDA SHERIFFS YOUTH RA | NONTRANSIENT NONCOMMUNITY | 2015/06 | 2023/11 | 1 | CARUTH CAMP WELL | 1 | HYDROPNEUMATIC | STEEL | 500 | NEW DIXIE TANK ASME CERTIFIED INSTALLED JUNE 2015 NEXT TANK INSPECTION DUE 11/5/2028 | 2023-12-21 | 29° 6' 47.755'' | 82° 38' 23.1945'' | DPHO | RAULERSON_E | 2023-08-26
6384631 | HENRY BECK PARK | NONCOMMUNITY | 2019/12 | 2024/12 | 1 | HENRY BECK PARK | 1 | HYDROPNEUMATIC | STEEL | 500 |  | 2022-11-29 | 29° 16' 57.3896'' | 82° 41' 17.305'' | DPHO | MATURI_A | 2022-11-29
6384635 | DEVILS DEN | NONCOMMUNITY | 2021/09 | 2026/09 | 1 | DEVILS DEN PLANT | 1 | OTHER | STEEL | 1000 | TANK HAS AIR VOLUME CONTROL PRESSURE GAUGE LOCATED ON TANK H1 INTERCONNECT BETWEEN TANKS | 2022-01-21 | 29° 24' 29.7721'' | 82° 28' 37.0408'' | DPHO | LUBINSKI_D | 2021-08-16
6384635 | DEVILS DEN | NONCOMMUNITY | 2021/09 | 2026/09 | 1 | DEVILS DEN PLANT | 2 | HYDROPNEUMATIC | STEEL | 500 | TANK HAS PRESSURE GAUGE INTERCONNECTED WITH C1 | 2022-01-21 | 29° 24' 29.7794'' | 82° 28' 36.9178'' | DPHO | LUBINSKI_D | 2021-08-16