## Treatment Report
PWSID | SYSTEMNAME | PLANTNUMBER | PLANTNAME | OBJECTIVEID | PROCESSID | PROCESSOBJECTIVEDESC
1030050 | BAY COUNTY WATER SYSTEM | 1 | PLANT #1 | B | 01 | DISINFECT/GASEOUS CHLORIN
1030050 | BAY COUNTY WATER SYSTEM | 1 | PLANT #1 | Z | 27 | OTHER/FLUORIDATION
1030050 | BAY COUNTY WATER SYSTEM | 3 | AIRPORT GAS CHLORINATION | B | 01 | DISINFECT/GASEOUS CHLORIN
1030050 | BAY COUNTY WATER SYSTEM | 1 | PLANT #1 | C | 14 | PART-RMVL/RAPID SAND FIL
1030050 | BAY COUNTY WATER SYSTEM | 1 | PLANT #1 | C | 12 | PART-RMVL/SEDIMENTATION
1030050 | BAY COUNTY WATER SYSTEM | 1 | PLANT #1 | C | 01 | PART-RMVL/GASEOUS CHLORIN
1030050 | BAY COUNTY WATER SYSTEM | 1 | PLANT #1 | C | 09 | PART-RMVL/RAPID MIX
1030050 | BAY COUNTY WATER SYSTEM | 1 | PLANT #1 | C | 10 | PART-RMVL/COAGULATION
1030050 | BAY COUNTY WATER SYSTEM | 1 | PLANT #1 | C | 11 | PART-RMVL/FLOCCULATION
1030076 | AMMIE'S MOBILE HOME PARK | 1 | PANAMA CITY | B | 02 | DISINFECT/HYPOCHLORIN
1030142 | CEDAR GROVE WATER SYSTEM | 1 | CEDAR GROVE (SOURCE-BAY CO) | A |  | NO TRTMT
1030183 | CREWS MOBILE HOME PARK | 1 | PLANT #1 | B | 02 | DISINFECT/HYPOCHLORIN
1030218 | DOUGLAS ROAD MOBILE HOME PARK | 1 | PLANT #1 | B | 02 | DISINFECT/HYPOCHLORIN
1030325 | CALLAWAY CORNERS | 1 | PLANT #1 | B | 02 | DISINFECT/HYPOCHLORIN
1030371 | WESTROCK CP, LLC - PANAMA CITY MILL | 1 | MAIN PLANT | B | 02 | DISINFECT/HYPOCHLORIN
1030371 | WESTROCK CP, LLC - PANAMA CITY MILL | 1 | MAIN PLANT | B | 01 | DISINFECT/GASEOUS CHLORIN
1030371 | WESTROCK CP, LLC - PANAMA CITY MILL | 1 | MAIN PLANT | D | 36 | CORR-CTRL/CORROSION INHIB
1030398 | PRIDE RESORTS, INC. KOA CAMP. | 1 | PLANT #1 | B | 01 | DISINFECT/GASEOUS CHLORIN
1030420 | LEGEAR MOBILE HOME PARK | 1 | PANAMA CITY | B | 02 | DISINFECT/HYPOCHLORIN
1030435 | LYNN HAVEN, CITY OF WATER SYS. | 1 | PLANT #1 | B | 01 | DISINFECT/GASEOUS CHLORIN
1030435 | LYNN HAVEN, CITY OF WATER SYS. | 1 | PLANT #1 | E | 20 | T-O CTRL/AERATION
1030435 | LYNN HAVEN, CITY OF WATER SYS. | 2 | PLANT #2 | B | 01 | DISINFECT/GASEOUS CHLORIN
1030435 | LYNN HAVEN, CITY OF WATER SYS. | 2 | PLANT #2 | G | 18 | IRON RMVL/SEQUESTATION
1030435 | LYNN HAVEN, CITY OF WATER SYS. | 2 | PLANT #2 | E | 20 | T-O CTRL/AERATION
1030438 | MAGNOLIA BEACH CAMPGROUNDS | 1 | PLANT #1 | B | 02 | DISINFECT/HYPOCHLORIN
1030451 | MARLIN MOTEL AND GRILL | 1 | PLANT #1 | A |  | NO TRTMT
1030467 | MEXICO BEACH, CITY OF | 1 | MEXICO BEACH | G | 18 | IRON RMVL/SEQUESTATION
1030467 | MEXICO BEACH, CITY OF | 1 | MEXICO BEACH | B | 01 | DISINFECT/GASEOUS CHLORIN
1030515 | PANAMA CITY BEACH CITY OF | 2 | PLANT #2 | E | 20 | T-O CTRL/AERATION
1030515 | PANAMA CITY BEACH CITY OF | 3 | PLANT #7 | B | 01 | DISINFECT/GASEOUS CHLORIN
1030515 | PANAMA CITY BEACH CITY OF | 4 | PLANT #8 | B | 01 | DISINFECT/GASEOUS CHLORIN
1030515 | PANAMA CITY BEACH CITY OF | 1 | PLANT #1 | B | 01 | DISINFECT/GASEOUS CHLORIN
1030515 | PANAMA CITY BEACH CITY OF | 2 | PLANT #2 | B | 01 | DISINFECT/GASEOUS CHLORIN
1030515 | PANAMA CITY BEACH CITY OF | 1 | PLANT #1 | E | 20 | T-O CTRL/AERATION
1030515 | PANAMA CITY BEACH CITY OF | 5 | WEST BAY PUMP STATION | B | 02 | DISINFECT/HYPOCHLORIN
1030516 | PANAMA CITY RACQUET CLUB | 2 | PLANT FOR WELL 2 | B | 01 | DISINFECT/GASEOUS CHLORIN
1030516 | PANAMA CITY RACQUET CLUB | 1 | PANAMA CITY | B | 02 | DISINFECT/HYPOCHLORIN
1030517 | PANAMA CITY WATER SYSTEM | 2 | 17TH ST. PLANT | B | 02 | DISINFECT/HYPOCHLORIN
1030517 | PANAMA CITY WATER SYSTEM | 1 | BALBOA AVE. (BUYS FROM BAY CO) | B | 02 | DISINFECT/HYPOCHLORIN
1030568 | CREEKSIDE ESTATES PC, LLC | 1 | PLANT #1 | G | 18 | IRON RMVL/SEQUESTATION
1030568 | CREEKSIDE ESTATES PC, LLC | 1 | PLANT #1 | B | 02 | DISINFECT/HYPOCHLORIN
1030619 | SOUTHPORT ELEMENTARY SCHOOL | 2 | PLANT #2 | B | 02 | DISINFECT/HYPOCHLORIN
1030619 | SOUTHPORT ELEMENTARY SCHOOL | 1 | PLANT #1 | B | 02 | DISINFECT/HYPOCHLORIN
1030716 | WALLER ELEMENTARY SCHOOL | 1 | WALLER ELEMENTARY SCHOOL | B | 02 | DISINFECT/HYPOCHLORIN
1030728 | WEST BAY ELEMENTARY SCHOOL | 1 | PLANT #1 | B | 02 | DISINFECT/HYPOCHLORIN
1030738 | SINGING OYSTER BAR | 1 | PLANT #1 | B | 02 | DISINFECT/HYPOCHLORIN
1030748 | WOODLAWN UTILITY COMPANY | 1 | PLANT #1 | A |  | NO TRTMT
1030774 | FLORIDA POWER & LIGHT LANSING SMITH | 1 | PLANT #1 | B | 01 | DISINFECT/GASEOUS CHLORIN
1030786 | TYNDALL AFB SALVAGE YARD | 1 | TYNDALL A F B | B | 02 | DISINFECT/HYPOCHLORIN
1030787 | TYNDALL AFB GOLF COURSE | 1 | PLANT #1 | B | 02 | DISINFECT/HYPOCHLORIN
1030788 | AFRL AREA (TYNDALL AFB) | 1 | PLANT #1 | B | 02 | DISINFECT/HYPOCHLORIN
1030817 | SANDY CREEK UTILITY SERVICES, INC. | 1 | PLANT 1 | B | 20 | DISINFECT/AERATION
1030817 | SANDY CREEK UTILITY SERVICES, INC. | 1 | PLANT 1 | B | 02 | DISINFECT/HYPOCHLORIN
1030836 | TANGLEWOOD MOBILE HOME PARK | 1 | TANGLEWOOD | B | 02 | DISINFECT/HYPOCHLORIN
1030844 | NATIONWIDE FITNESS & RACQUET | 1 | COURTHOUSE, THE | B | 02 | DISINFECT/HYPOCHLORIN
1030850 | TYNDALL FEDERAL CREDIT UNION | 1 | PLANT #1 | B | 02 | DISINFECT/HYPOCHLORIN
1030893 | LA.-PACIFIC CORP. (WEST BAY) | 3 | PLANT #3 | B | 02 | DISINFECT/HYPOCHLORIN
1030893 | LA.-PACIFIC CORP. (WEST BAY) | 1 | PLANT #1 | B | 02 | DISINFECT/HYPOCHLORIN
1030893 | LA.-PACIFIC CORP. (WEST BAY) | 2 | PLANT #2 | B | 02 | DISINFECT/HYPOCHLORIN
1030896 | CASA DEL RIO | 1 | PANAMA CITY | B | 02 | DISINFECT/HYPOCHLORIN
1034011 | CYPRESS COURT OFFICE COMPLEX | 1 | CYPRESS COURT | B | 02 | DISINFECT/HYPOCHLORIN
1034016 | BAYSIDE UTILITY SERVICES, INC. | 1 | NO PLANT | C | 13 | PART-RMVL/SLOW SAND FILTR
1034016 | BAYSIDE UTILITY SERVICES, INC. | 1 | NO PLANT | A |  | NO TRTMT
1034032 | A H & S OFFICE COMPLEX | 1 | A H & S OFFICE COMPLEX | B | 02 | DISINFECT/HYPOCHLORIN
1034038 | HOUSE OF SEAFOOD RESTAURANT | 1 | LYNN HAVEN | B | 02 | DISINFECT/HYPOCHLORIN
1034040 | TYNDALL AFB NEW POL | 1 | PLANT #1 | B | 02 | DISINFECT/HYPOCHLORIN
1034041 | TYNDALL AFB AMMO STORAGE | 1 | PLANT 1 | B | 02 | DISINFECT/HYPOCHLORIN
1034042 | DERBY WOODS SUBDIVISION | 1 | PLANT #1 | A |  | NO TRTMT
1034043 | J. L.'S BAR-B-QUE | 1 | WELL #1 | B | 02 | DISINFECT/HYPOCHLORIN
1034044 | GARNER'S FOOD MART | 1 | WELL #1 | A |  | NO TRTMT
1034045 | LONGHORN CAFE | 1 | WELL #1 | B | 02 | DISINFECT/HYPOCHLORIN
1034046 | 77 GAS MART | 1 | WELL #1 | B | 02 | DISINFECT/HYPOCHLORIN
1034047 | FOR KIDS ONLY | 1 | WELL #1 | A |  | NO TRTMT
1034048 | WILLOW WOOD MOBILE HOME PARK | 1 | WELL #1 | B | 02 | DISINFECT/HYPOCHLORIN
1034048 | WILLOW WOOD MOBILE HOME PARK | 2 | WELL #2 | B | 02 | DISINFECT/HYPOCHLORIN
1034049 | TERRY'S PLACE | 1 | PLANT #1 | A |  | NO TRTMT
1034050 | MR. B'S RESTAURANT | 1 | WELL #1 | A |  | NO TRTMT
1034051 | HARDERS PARK WATER SYSTEM | 1 | WELL #1 | B | 02 | DISINFECT/HYPOCHLORIN
1034052 | CONRAD'S MOBILE HOME PARK | 1 | WELL #1 | B | 02 | DISINFECT/HYPOCHLORIN
1034053 | CITY SPORTS OF FLORIDA | 1 | WELL #1 | B | 02 | DISINFECT/HYPOCHLORIN
1034054 | DEER HAVEN PARK | 1 | PLANT #1 | B | 02 | DISINFECT/HYPOCHLORIN
1034055 | THE RESTAURANT | 1 | WELL #1 | B | 02 | DISINFECT/HYPOCHLORIN
1034056 | EXPRESS LANE | 1 | WELL #1 | A |  | NO TRTMT
1034057 | LISENBY FOOD MART | 1 | WELL #1 | B | 02 | DISINFECT/HYPOCHLORIN
1034058 | EXPRESS LANE #62 | 1 | WELL #1 | B | 02 | DISINFECT/HYPOCHLORIN
1034059 | MARKET PLACE, THE | 1 | WELL #1 | A |  | NO TRTMT
1034060 | ONE STOP SHOP #2 (AKA LYNN HAVEN TEXACO) | 1 | WELL #1 | B | 02 | DISINFECT/HYPOCHLORIN
1034061 | CATO'S SEAFOOD MARKET | 1 | PLANT #1 | B | 02 | DISINFECT/HYPOCHLORIN
1034062 | MR. MART #13 | 1 | WELL #1 | B | 02 | DISINFECT/HYPOCHLORIN
1034063 | M & M MARKET #3 | 1 | PLANT #1 | B | 02 | DISINFECT/HYPOCHLORIN
1034064 | 1ST BAP. CH. BAYOU GEO. DAY CR | 1 | WELL #1 | B | 02 | DISINFECT/HYPOCHLORIN
1034065 | BAYOU GEORGE SUPERMARKET | 1 | WELL #1 | B | 02 | DISINFECT/HYPOCHLORIN
1034066 | BAYOU GEORGE HEAD START | 1 | PLANT #1 | B | 02 | DISINFECT/HYPOCHLORIN
1034067 | PETRO MART | 1 | WELL #1 | B | 02 | DISINFECT/HYPOCHLORIN
1034068 | FIRST STOP SOUTHERN EXPRESS | 1 | PLANT #1 | B | 02 | DISINFECT/HYPOCHLORIN
1034069 | 231 PLAZA | 1 | WELL #1 | B | 02 | DISINFECT/HYPOCHLORIN
1034070 | PITTS TRAILER PARK | 1 | WELL #1 | B | 02 | DISINFECT/HYPOCHLORIN
1034071 | U.S. NATIONAL MARINE FISHERIES | 1 | WELLS NO. 1 & 2 | B | 01 | DISINFECT/GASEOUS CHLORIN
1034072 | WEST BAY ONE STOP | 1 | WELL #1 | B | 02 | DISINFECT/HYPOCHLORIN
1034073 | THE BAYOU BUSINESS CENTER | 1 | WELL #1 | A |  | NO TRTMT
1034074 | ALWAYS STOP, LLC | 1 | WELL #1 | B | 02 | DISINFECT/HYPOCHLORIN
1034076 | ARNONE'S BAY VIEW RV PARK | 1 | WELL #1 | A |  | NO TRTMT
1034077 | SILVER FLAG (TYNDALL AFB) | 1 | PLANT #1 | B | 02 | DISINFECT/HYPOCHLORIN
1034077 | SILVER FLAG (TYNDALL AFB) | 1 | PLANT #1 | B | 01 | DISINFECT/GASEOUS CHLORIN
1034078 | SOUTHPORT ASSEMBLY OF GOD | 1 | WELL#1 | A |  | NO TRTMT
1034079 | WATSON BAYOU MARINA | 1 | WELL NO. 1 | A |  | NO TRTMT
1034080 | DANNY'S FOOD STORE | 1 | PLANT #1 | B | 02 | DISINFECT/HYPOCHLORIN
1034081 | GULF COAST ELECTRIC CO-OP, INC | 1 | WELL NO. 1 | B | 02 | DISINFECT/HYPOCHLORIN
1034082 | PENNY'S OYSTER BAR & RESTAURANT | 1 | WELL NO. 1 | B | 02 | DISINFECT/HYPOCHLORIN
1034083 | BARTA'S MART | 1 | WELL NO. 1 | A |  | NO TRTMT
1034084 | DIXIE DANDY | 1 | WELL NO. 1 | A |  | NO TRTMT
1034085 | CITGO GAS STATION-(OIL SOUTH) | 1 | WELL #1 | A |  | NO TRTMT
1034086 | M & M MARKET #5 (HOBO PANTRY #14) | 1 | WELL #1 | B | 02 | DISINFECT/HYPOCHLORIN
1034087 | HOBO PANTRY FOOD STORE #4 | 1 | WELL #1 | B | 02 | DISINFECT/HYPOCHLORIN
1034088 | BIG BUCK FOOD STORE #3 | 1 | WELL#1 | B | 02 | DISINFECT/HYPOCHLORIN
1034089 | RITZ FOOD STORE #25 | 1 | WELL NO. 1 | B | 02 | DISINFECT/HYPOCHLORIN
1034090 | COUNTRY FOLKS CAFE | 1 | PLANT #1 | B | 02 | DISINFECT/HYPOCHLORIN
1034092 | FL FISH & WILDLIFE CONSERV. COMMISSION | 1 | WELL #1 | B | 02 | DISINFECT/HYPOCHLORIN
1034093 | JAMALO'S RV PARK | 1 | WELL NO. 1 | A |  | NO TRTMT
1034094 | LIGHTHOUSE MARINA | 1 | PASSPORT MARINA | B | 02 | DISINFECT/HYPOCHLORIN
1034095 | SKOOTERS #4 | 1 | WELL#1 | B | 02 | DISINFECT/HYPOCHLORIN
1034096 | GARNER'S SUPERMARKET | 1 | PLANT #1 | B | 02 | DISINFECT/HYPOCHLORIN
1034097 | TRIANGLE CONSTRUCTION | 1 | WELL NO. 1 | B | 01 | DISINFECT/GASEOUS CHLORIN
1034098 | NORTH BAY LEARNING CENTER | 1 | WELL #1 | B | 01 | DISINFECT/GASEOUS CHLORIN
1034099 | NORTH BAY ANIMAL HOSPITAL | 1 | WELL #1 | A |  | NO TRTMT
1034100 | TEK DISTRIBUTORS,INC. | 1 | WELL #1 | A |  | NO TRTMT
1034101 | ADVANCED EYE CARE CENTER | 1 | PLANT #1 | B | 02 | DISINFECT/HYPOCHLORIN
1034102 | CLEO'S BAR | 1 | PLANT #1 | B | 02 | DISINFECT/HYPOCHLORIN
1034103 | EXPRESS LANE #42 | 1 | PLANT #1 | B | 02 | DISINFECT/HYPOCHLORIN
1034104 | PARAMORE PERIODONTAL OFFICE | 1 | PLANT #1 | B | 02 | DISINFECT/HYPOCHLORIN
1034105 | PICK-A-PAIR | 1 | WELL #1 | B | 02 | DISINFECT/HYPOCHLORIN
1034106 | STACEY'S SWINGERS DAY CARE | 1 | PLANT #1 | B | 02 | DISINFECT/HYPOCHLORIN
1034107 | TYNDALL AIR FORCE BASE | 1 | WELL #10 | B | 02 | DISINFECT/HYPOCHLORIN
1034108 | GYMNASTICS PLUS | 1 | WELL NO.1 | A |  | NO TRTMT
1034109 | FULL SCALE DRONE (TYNDALL AFB) | 1 | PLANT #1 | B | 02 | DISINFECT/HYPOCHLORIN
1034110 | AMMO AREA - TYNDALL AFB | 1 | PLANT 1 | B | 02 | DISINFECT/HYPOCHLORIN
1034111 | HARVEST WORSHIP CENTER | 1 | WELL NO.1 | A |  | NO TRTMT
1034112 | COUNTRY MART | 1 | WELL NO.1 | B | 02 | DISINFECT/HYPOCHLORIN
1034113 | CHILD WORLD LEARNING CENTER | 1 | WELL NO.1 | B | 02 | DISINFECT/HYPOCHLORIN
1034114 | PINE LAKE RV PARK | 1 | WELL #1 | B | 02 | DISINFECT/HYPOCHLORIN
1034116 | EARL'S PLACE | 1 | WELL NO.1 | B | 02 | DISINFECT/HYPOCHLORIN
1034117 | HITCHING POST | 1 | WELL #1 | B | 02 | DISINFECT/HYPOCHLORIN
1034118 | JOHN MULRENNAN RESEARCH LAB | 1 | JOHN MULRENNAN RESEARCH LAB | A |  | NO TRTMT
1034119 | DEER POINT LAKE ASSEMBLY OF GOD | 1 | WELL NO.1 | B | 02 | DISINFECT/HYPOCHLORIN
1034120 | KEYHOLE TAVERN | 1 | WELL NO.1 | A |  | NO TRTMT
1034121 | BOON DOCK RESTAURANT | 1 | CHLORINATOR | B | 02 | DISINFECT/HYPOCHLORIN
1034123 | NORTH BAY CENTER OF GULF COAST COM. COLL | 1 | PLANT | B | 02 | DISINFECT/HYPOCHLORIN
1034124 | JENKS AVENUE CHURCH OF CHRIST | 1 | PLANT | A |  | NO TRTMT
1034125 | GREASE PRO | 1 | PLANT | B | 02 | DISINFECT/HYPOCHLORIN
1034126 | HAPPY STORE 522 | 1 | PLANT-PERMIT# 0127069-001-WC/3 | B | 02 | DISINFECT/HYPOCHLORIN
1034127 | ROTTEN RALPH BAR AND LOUNGE | 1 | WELL NO.1 | A |  | NO TRTMT
1034128 | CAHALL'S DELI | 1 | WELL NO. 1 | B | 02 | DISINFECT/HYPOCHLORIN
1034129 | DR. BOBBI D. BAKER WATER SYST. | 1 | WELL NO.1 | B | 02 | DISINFECT/HYPOCHLORIN
1034130 | E-Z SERVE STORE #4017 | 1 | WELL NO.1 | B | 02 | DISINFECT/HYPOCHLORIN
1034131 | SYLVIA'S GROCERY | 1 | PLANT #1 | B | 02 | DISINFECT/HYPOCHLORIN
1034132 | ASIAN WOK SEAFOOD RESTAURANT | 1 | WELL NO.1 | B | 02 | DISINFECT/HYPOCHLORIN
1034133 | CHIODOS 231 EXPRESS MARKET | 1 | PLANT NO. 1 | B | 02 | DISINFECT/HYPOCHLORIN
1034134 | TC'S TAVERN WATER SYSTEM | 1 | BOZY DRIVE WATER PLANT | B | 02 | DISINFECT/HYPOCHLORIN
1034135 | SOUTHPORT WATER SYSTEM | 1 | SOUTHPORT WATER SYSTEM | B | 01 | DISINFECT/GASEOUS CHLORIN
1034136 | QUICK STOP #8 | 1 | PLANT 1 | B | 02 | DISINFECT/HYPOCHLORIN
1034137 | DEANE BOZEMAN LEARNING CENTER | 1 | PLANT #1 | B | 02 | DISINFECT/HYPOCHLORIN
1034138 | BAY BEHAVIORAL HOPE PROGRAM | 3 | WELL NO.2 | B | 02 | DISINFECT/HYPOCHLORIN
1034139 | BAYOU GEORGE RECREATIONAL FACILITY | 1 | PLANT 1 | B | 02 | DISINFECT/HYPOCHLORIN
1034141 | ROYAL AMERICAN MANAGEMENT (USFWS LESSEE) | 1 | WELL #1 | B | 02 | DISINFECT/HYPOCHLORIN
1034142 | FRED'S BOGUS SYSTEM FOR 9I INSERT TEST I | 1 | FRED BOGUS 9I TEST PLANT | D | 18 | CORR-CTRL/SEQUESTATION
1034143 | FOUNTAIN YOUNGSTOWN RECREATION COMPLEX | 1 | PLANT 1 | B | 02 | DISINFECT/HYPOCHLORIN
1034147 | FRANKIE D'S PIZZA (AKA LITTLE BEARS) | 1 | PLANT 1 | B | 02 | DISINFECT/HYPOCHLORIN
1034149 | EASTERN SHIPBUILDING | 1 | PLANT 1 | H | 26 | SOFTENING/REVERSE OSMOSIS
1034149 | EASTERN SHIPBUILDING | 1 | PLANT 1 | H | 25 | SOFTENING/ION EXCHANGE
1034149 | EASTERN SHIPBUILDING | 1 | PLANT 1 | B | 02 | DISINFECT/HYPOCHLORIN
1034151 | PRECIOUS MEMORIES DAYCARE | 1 | PLANT 1 | B | 02 | DISINFECT/HYPOCHLORIN
1034152 | EXPRESS LANE #209 - SOUTHPORT | 1 | PLANT 1 | B | 02 | DISINFECT/HYPOCHLORIN
1034164 | BUCKS PIGGLY WIGGLY EXPRESS | 1 | PLANT #1 | B | 02 | DISINFECT/HYPOCHLORIN
1034171 | DOLLAR GENERAL #15492 (SOUTHPORT) | 1 | PLANT #1 | B | 02 | DISINFECT/HYPOCHLORIN
1034172 | SANDHILLS SHRIMP COMPANY | 1 | PLANT 1 | B | 02 | DISINFECT/HYPOCHLORIN
1070008 | AIRPORT MOTEL | 1 | BLOUNTSTOWN | B | 02 | DISINFECT/HYPOCHLORIN
1070014 | ALTHA, TOWN OF WATER SYSTEM | 2 | ALTHA WELL 3 | B | 02 | DISINFECT/HYPOCHLORIN
1070014 | ALTHA, TOWN OF WATER SYSTEM | 1 | ALTHA-WELLS 1 &2 | B | 01 | DISINFECT/GASEOUS CHLORIN
1070095 | BURGER SHAKE RESTAURANT | 1 | BLOUNTSTOWN | B | 02 | DISINFECT/HYPOCHLORIN
1070116 | CARR SCHOOL | 1 | PLANT #1 | B | 02 | DISINFECT/HYPOCHLORIN
1070584 | SAM B. ATKINS PARK | 1 | SAM B. ATKINS | B | 02 | DISINFECT/HYPOCHLORIN
1070685 | BLOUNTSTOWN, CITY OF | 1 | PLANT #1 | B | 02 | DISINFECT/HYPOCHLORIN
1070685 | BLOUNTSTOWN, CITY OF | 3 | PLANT #3 | B | 01 | DISINFECT/GASEOUS CHLORIN
1070685 | BLOUNTSTOWN, CITY OF | 2 | PLANT #2 | E | 20 | T-O CTRL/AERATION
1070685 | BLOUNTSTOWN, CITY OF | 2 | PLANT #2 | B | 01 | DISINFECT/GASEOUS CHLORIN
1070685 | BLOUNTSTOWN, CITY OF | 1 | PLANT #1 | E | 20 | T-O CTRL/AERATION
1070685 | BLOUNTSTOWN, CITY OF | 1 | PLANT #1 | B | 01 | DISINFECT/GASEOUS CHLORIN
1070685 | BLOUNTSTOWN, CITY OF | 3 | PLANT #3 | E | 20 | T-O CTRL/AERATION
1070685 | BLOUNTSTOWN, CITY OF | 3 | PLANT #3 | B | 02 | DISINFECT/HYPOCHLORIN
1070685 | BLOUNTSTOWN, CITY OF | 2 | PLANT #2 | B | 02 | DISINFECT/HYPOCHLORIN
1074000 | DEPT. OF HEALTH & REHAB. SERV. | 1 | WELL #1 | B | 02 | DISINFECT/HYPOCHLORIN
1074004 | MJ'S DINER | 1 | VANEISSA'S FAMILY RESTAURANT | B | 02 | DISINFECT/HYPOCHLORIN
1074005 | OGLESBY PLANT LAB., INC. | 1 | WELL #1 | B | 02 | DISINFECT/HYPOCHLORIN
1074006 | BLISS FAST FOODS | 1 | WELL #1 | B | 02 | DISINFECT/HYPOCHLORIN
1074007 | HIDDEN ACRES MHP | 1 | WELL #1 | B | 02 | DISINFECT/HYPOCHLORIN
1074008 | HIDDEN CREEK MOBILE HOME COMM. | 1 | WELL #1 | B | 02 | DISINFECT/HYPOCHLORIN
1074008 | HIDDEN CREEK MOBILE HOME COMM. | 2 | PLANT FOR WELL 2 | B | 01 | DISINFECT/GASEOUS CHLORIN
1074009 | SEMINOLE RESTAURANT | 1 | WELL NO. 1 | B | 02 | DISINFECT/HYPOCHLORIN
1074010 | FAIRCLOTH MOBILE HOME PARK | 1 | WELL #1 | A |  | NO TRTMT
1074011 | J. CARL'S ONE-STOP | 1 | WELL#1 | A |  | NO TRTMT
1074012 | FLOWERS GROCERY | 1 | WELL #1 | A |  | NO TRTMT
1074013 | WACO STORE #29 (QUICK STOP #12) | 1 | PLANT #1 | B | 02 | DISINFECT/HYPOCHLORIN
1074014 | CALHOUN CTY. CAFE/CAL-CO FINA | 1 | WELL #1 | A |  | NO TRTMT
1074015 | SHELTON TRUCKING SERVICE, INC. | 1 | SHELTON TRUCKING SERVICE,INC. | B | 02 | DISINFECT/HYPOCHLORIN
1074016 | MINNIE LEE'S RESTAURANT | 1 | WELL NO. 1 | B | 01 | DISINFECT/GASEOUS CHLORIN
1074017 | BLOUNTSTOWN BUSINESS POINTE | 1 | WELL #1 | B | 02 | DISINFECT/HYPOCHLORIN
1074018 | HARTFORD FARMS INC. | 1 | WELL #1 | A |  | NO TRTMT
1074019 | SHELTON'S STORE | 1 | SHELTON'S STORE | B | 02 | DISINFECT/HYPOCHLORIN
1074019 | SHELTON'S STORE | 1 | SHELTON'S STORE | A |  | NO TRTMT
1074020 | APALACHEE RIVER BASIN AGR.PARK | 1 | WELL NO.1 | B | 02 | DISINFECT/HYPOCHLORIN
1074021 | KIDS' KINGDOM DAYCARE | 1 | CHLORINATION PLANT | B | 02 | DISINFECT/HYPOCHLORIN
1170085 | BRATT-DAVISVILLE WATER SYSTEM | 2 | PLANT 2 PINVILLE AND JAKES | D | 19 | CORR-CTRL/PH ADJUSTMENT
1170085 | BRATT-DAVISVILLE WATER SYSTEM | 2 | PLANT 2 PINVILLE AND JAKES | B | 02 | DISINFECT/HYPOCHLORIN
1170085 | BRATT-DAVISVILLE WATER SYSTEM | 1 | PLANT 1 --HWY 99 | D | 19 | CORR-CTRL/PH ADJUSTMENT
1170085 | BRATT-DAVISVILLE WATER SYSTEM | 1 | PLANT 1 --HWY 99 | B | 02 | DISINFECT/HYPOCHLORIN
1170085 | BRATT-DAVISVILLE WATER SYSTEM | 2 | PLANT 2 PINVILLE AND JAKES | D | 36 | CORR-CTRL/CORROSION INHIB
1170085 | BRATT-DAVISVILLE WATER SYSTEM | 3 | PLANT 3 --STEEL ROAD | D | 19 | CORR-CTRL/PH ADJUSTMENT
1170085 | BRATT-DAVISVILLE WATER SYSTEM | 3 | PLANT 3 --STEEL ROAD | D | 36 | CORR-CTRL/CORROSION INHIB
1170085 | BRATT-DAVISVILLE WATER SYSTEM | 1 | PLANT 1 --HWY 99 | D | 36 | CORR-CTRL/CORROSION INHIB
1170085 | BRATT-DAVISVILLE WATER SYSTEM | 3 | PLANT 3 --STEEL ROAD | B | 01 | DISINFECT/GASEOUS CHLORIN
1170126 | CENTRAL WATER WORKS | 3 | PLANT 3 -KILLAM ROAD | D | 19 | CORR-CTRL/PH ADJUSTMENT
1170126 | CENTRAL WATER WORKS | 3 | PLANT 3 -KILLAM ROAD | B | 02 | DISINFECT/HYPOCHLORIN
1170126 | CENTRAL WATER WORKS | 2 | PLANT 2 | D | 19 | CORR-CTRL/PH ADJUSTMENT
1170126 | CENTRAL WATER WORKS | 2 | PLANT 2 | B | 02 | DISINFECT/HYPOCHLORIN
1170126 | CENTRAL WATER WORKS | 1 | PLANT 1 | D | 19 | CORR-CTRL/PH ADJUSTMENT
1170126 | CENTRAL WATER WORKS | 1 | PLANT 1 | B | 02 | DISINFECT/HYPOCHLORIN
1170126 | CENTRAL WATER WORKS | 4 | PLANT 4 | Z | 19 | OTHER/PH ADJUSTMENT
1170126 | CENTRAL WATER WORKS | 4 | PLANT 4 | B | 02 | DISINFECT/HYPOCHLORIN
1170168 | COTTAGE HILL WATER WORKS | 3 | PLANT FOR WELL 1 & 3 - OFFICE | Z | 19 | OTHER/PH ADJUSTMENT
1170168 | COTTAGE HILL WATER WORKS | 3 | PLANT FOR WELL 1 & 3 - OFFICE | B | 02 | DISINFECT/HYPOCHLORIN
1170168 | COTTAGE HILL WATER WORKS | 2 | PLANT FOR WELL 2 (ABANDONED) | Z | 19 | OTHER/PH ADJUSTMENT
1170168 | COTTAGE HILL WATER WORKS | 2 | PLANT FOR WELL 2 (ABANDONED) | B | 01 | DISINFECT/GASEOUS CHLORIN
1170168 | COTTAGE HILL WATER WORKS | 1 | PLANT FOR WELL 1 (REMOVED) | Z | 19 | OTHER/PH ADJUSTMENT
1170168 | COTTAGE HILL WATER WORKS | 1 | PLANT FOR WELL 1 (REMOVED) | B | 02 | DISINFECT/HYPOCHLORIN
1170168 | COTTAGE HILL WATER WORKS | 4 | PLANT FOR WELL 4 - STACY ROAD | B | 01 | DISINFECT/GASEOUS CHLORIN
1170168 | COTTAGE HILL WATER WORKS | 4 | PLANT FOR WELL 4 - STACY ROAD | Z | 19 | OTHER/PH ADJUSTMENT
1170259 | FARM HILL UTILITIES, INC. | 1 | PLANT #1 | Z | 19 | OTHER/PH ADJUSTMENT
1170259 | FARM HILL UTILITIES, INC. | 4 | PLANT 4 - OFFICE | B | 01 | DISINFECT/GASEOUS CHLORIN
1170259 | FARM HILL UTILITIES, INC. | 3 | PLANT 3 | B | 01 | DISINFECT/GASEOUS CHLORIN
1170259 | FARM HILL UTILITIES, INC. | 4 | PLANT 4 - OFFICE | Z | 19 | OTHER/PH ADJUSTMENT
1170259 | FARM HILL UTILITIES, INC. | 1 | PLANT #1 | B | 02 | DISINFECT/HYPOCHLORIN
1170259 | FARM HILL UTILITIES, INC. | 2 | PLANT 2 | B | 01 | DISINFECT/GASEOUS CHLORIN
1170259 | FARM HILL UTILITIES, INC. | 3 | PLANT 3 | Z | 19 | OTHER/PH ADJUSTMENT
1170259 | FARM HILL UTILITIES, INC. | 2 | PLANT 2 | Z | 19 | OTHER/PH ADJUSTMENT
1170302 | GONZALEZ UTILITIES ASSOCIATION, INC. | 3 | PLANT FOR WELL 3 | Z | 19 | OTHER/PH ADJUSTMENT
1170302 | GONZALEZ UTILITIES ASSOCIATION, INC. | 3 | PLANT FOR WELL 3 | B | 01 | DISINFECT/GASEOUS CHLORIN
1170302 | GONZALEZ UTILITIES ASSOCIATION, INC. | 2 | PLANT FOR WELL 2 | Z | 19 | OTHER/PH ADJUSTMENT
1170302 | GONZALEZ UTILITIES ASSOCIATION, INC. | 2 | PLANT FOR WELL 2 | B | 01 | DISINFECT/GASEOUS CHLORIN
1170302 | GONZALEZ UTILITIES ASSOCIATION, INC. | 1 | PLANT FOR WELL 1 | B | 02 | DISINFECT/HYPOCHLORIN
1170302 | GONZALEZ UTILITIES ASSOCIATION, INC. | 1 | PLANT FOR WELL 1 | Z | 19 | OTHER/PH ADJUSTMENT
1170319 | GULF ISLANDS NATIONAL SEASHORE | 1 | PLANT #1 | B | 02 | DISINFECT/HYPOCHLORIN
1170475 | MOLINO UTILITIES, INC. | 1 | PLANT #1 | Z | 19 | OTHER/PH ADJUSTMENT
1170475 | MOLINO UTILITIES, INC. | 2 | PLANT #2 | Z | 19 | OTHER/PH ADJUSTMENT
1170475 | MOLINO UTILITIES, INC. | 3 | PLANT #3 | B | 01 | DISINFECT/GASEOUS CHLORIN
1170475 | MOLINO UTILITIES, INC. | 4 | PLANT #4 | Z | 19 | OTHER/PH ADJUSTMENT
1170475 | MOLINO UTILITIES, INC. | 1 | PLANT #1 | B | 02 | DISINFECT/HYPOCHLORIN
1170475 | MOLINO UTILITIES, INC. | 3 | PLANT #3 | Z | 19 | OTHER/PH ADJUSTMENT
1170475 | MOLINO UTILITIES, INC. | 4 | PLANT #4 | B | 01 | DISINFECT/GASEOUS CHLORIN
1170475 | MOLINO UTILITIES, INC. | 2 | PLANT #2 | B | 02 | DISINFECT/HYPOCHLORIN
1170477 | ASCEND PERFORMANCE MATERIALS (SOLUTIA) | 1 | ASCEND WATER TREATMENT PLANT | D | 19 | CORR-CTRL/PH ADJUSTMENT
1170477 | ASCEND PERFORMANCE MATERIALS (SOLUTIA) | 1 | ASCEND WATER TREATMENT PLANT | B | 01 | DISINFECT/GASEOUS CHLORIN
1170477 | ASCEND PERFORMANCE MATERIALS (SOLUTIA) | 1 | ASCEND WATER TREATMENT PLANT | Z | 20 | OTHER/AERATION
1170525 | EMERALD COAST UTILITIES AUTHORITY (ECUA) | 1 | DUNAWAY | B | 01 | DISINFECT/GASEOUS CHLORIN
1170525 | EMERALD COAST UTILITIES AUTHORITY (ECUA) | 2 | AIRPORT NORTH | B | 01 | DISINFECT/GASEOUS CHLORIN
1170525 | EMERALD COAST UTILITIES AUTHORITY (ECUA) | 3 | ENSLEY | B | 01 | DISINFECT/GASEOUS CHLORIN
1170525 | EMERALD COAST UTILITIES AUTHORITY (ECUA) | 4 | UNIVERSITY PARKWAY | B | 01 | DISINFECT/GASEOUS CHLORIN
1170525 | EMERALD COAST UTILITIES AUTHORITY (ECUA) | 5 | 4-OLF | B | 01 | DISINFECT/GASEOUS CHLORIN
1170525 | EMERALD COAST UTILITIES AUTHORITY (ECUA) | 6 | AVONDALE | B | 01 | DISINFECT/GASEOUS CHLORIN
1170525 | EMERALD COAST UTILITIES AUTHORITY (ECUA) | 7 | HAGLER | B | 01 | DISINFECT/GASEOUS CHLORIN
1170525 | EMERALD COAST UTILITIES AUTHORITY (ECUA) | 8 | 9TH AVENUE | B | 01 | DISINFECT/GASEOUS CHLORIN
1170525 | EMERALD COAST UTILITIES AUTHORITY (ECUA) | 8 | 9TH AVENUE | F | 23 | ORGN-RMVL/GAC ADDITION
1170525 | EMERALD COAST UTILITIES AUTHORITY (ECUA) | 9 | MCALLISTER | B | 01 | DISINFECT/GASEOUS CHLORIN
1170525 | EMERALD COAST UTILITIES AUTHORITY (ECUA) | 10 | DAVIS | B | 01 | DISINFECT/GASEOUS CHLORIN
1170525 | EMERALD COAST UTILITIES AUTHORITY (ECUA) | 11 | BROAD STREET | B | 01 | DISINFECT/GASEOUS CHLORIN
1170525 | EMERALD COAST UTILITIES AUTHORITY (ECUA) | 12 | SWEENEY | B | 01 | DISINFECT/GASEOUS CHLORIN
1170525 | EMERALD COAST UTILITIES AUTHORITY (ECUA) | 13 | OLIVE ROAD | B | 01 | DISINFECT/GASEOUS CHLORIN
1170525 | EMERALD COAST UTILITIES AUTHORITY (ECUA) | 14 | NO. 9 | B | 01 | DISINFECT/GASEOUS CHLORIN
1170525 | EMERALD COAST UTILITIES AUTHORITY (ECUA) | 30 | ELLYSON FIELD | B | 01 | DISINFECT/GASEOUS CHLORIN
1170525 | EMERALD COAST UTILITIES AUTHORITY (ECUA) | 31 | CANTONMENT | B | 01 | DISINFECT/GASEOUS CHLORIN
1170525 | EMERALD COAST UTILITIES AUTHORITY (ECUA) | 32 | TENNANT | B | 01 | DISINFECT/GASEOUS CHLORIN
1170525 | EMERALD COAST UTILITIES AUTHORITY (ECUA) | 33 | MCCRORY | B | 01 | DISINFECT/GASEOUS CHLORIN
1170525 | EMERALD COAST UTILITIES AUTHORITY (ECUA) | 20 | LILLIAN | D | 19 | CORR-CTRL/PH ADJUSTMENT
1170525 | EMERALD COAST UTILITIES AUTHORITY (ECUA) | 20 | LILLIAN | F | 23 | ORGN-RMVL/GAC ADDITION
1170525 | EMERALD COAST UTILITIES AUTHORITY (ECUA) | 20 | LILLIAN | Z | 27 | OTHER/FLUORIDATION
1170525 | EMERALD COAST UTILITIES AUTHORITY (ECUA) | 21 | BRONSON | D | 19 | CORR-CTRL/PH ADJUSTMENT
1170525 | EMERALD COAST UTILITIES AUTHORITY (ECUA) | 21 | BRONSON | Z | 27 | OTHER/FLUORIDATION
1170525 | EMERALD COAST UTILITIES AUTHORITY (ECUA) | 22 | MONTCLAIR #1 | D | 19 | CORR-CTRL/PH ADJUSTMENT
1170525 | EMERALD COAST UTILITIES AUTHORITY (ECUA) | 23 | MONTCLAIR #2 | D | 19 | CORR-CTRL/PH ADJUSTMENT
1170525 | EMERALD COAST UTILITIES AUTHORITY (ECUA) | 23 | MONTCLAIR #2 | F | 23 | ORGN-RMVL/GAC ADDITION
1170525 | EMERALD COAST UTILITIES AUTHORITY (ECUA) | 23 | MONTCLAIR #2 | Z | 27 | OTHER/FLUORIDATION
1170525 | EMERALD COAST UTILITIES AUTHORITY (ECUA) | 24 | MONTCLAIR #3 | D | 19 | CORR-CTRL/PH ADJUSTMENT
1170525 | EMERALD COAST UTILITIES AUTHORITY (ECUA) | 25 | NO. 6 | D | 19 | CORR-CTRL/PH ADJUSTMENT
1170525 | EMERALD COAST UTILITIES AUTHORITY (ECUA) | 25 | NO. 6 | Z | 27 | OTHER/FLUORIDATION
1170525 | EMERALD COAST UTILITIES AUTHORITY (ECUA) | 27 | CARRIAGE HILLS | D | 19 | CORR-CTRL/PH ADJUSTMENT
1170525 | EMERALD COAST UTILITIES AUTHORITY (ECUA) | 28 | VILLA DRIVE | D | 19 | CORR-CTRL/PH ADJUSTMENT
1170525 | EMERALD COAST UTILITIES AUTHORITY (ECUA) | 28 | VILLA DRIVE | F | 23 | ORGN-RMVL/GAC ADDITION
1170525 | EMERALD COAST UTILITIES AUTHORITY (ECUA) | 28 | VILLA DRIVE | Z | 27 | OTHER/FLUORIDATION
1170525 | EMERALD COAST UTILITIES AUTHORITY (ECUA) | 29 | ROYCE | D | 19 | CORR-CTRL/PH ADJUSTMENT
1170525 | EMERALD COAST UTILITIES AUTHORITY (ECUA) | 1 | DUNAWAY | D | 19 | CORR-CTRL/PH ADJUSTMENT
1170525 | EMERALD COAST UTILITIES AUTHORITY (ECUA) | 40 | NINE MILE ROAD PLANT | B | 01 | DISINFECT/GASEOUS CHLORIN
1170525 | EMERALD COAST UTILITIES AUTHORITY (ECUA) | 40 | NINE MILE ROAD PLANT | D | 36 | CORR-CTRL/CORROSION INHIB
1170525 | EMERALD COAST UTILITIES AUTHORITY (ECUA) | 40 | NINE MILE ROAD PLANT | Z | 19 | OTHER/PH ADJUSTMENT
1170525 | EMERALD COAST UTILITIES AUTHORITY (ECUA) | 40 | NINE MILE ROAD PLANT | Z | 27 | OTHER/FLUORIDATION
1170525 | EMERALD COAST UTILITIES AUTHORITY (ECUA) | 14 | NO. 9 | F | 23 | ORGN-RMVL/GAC ADDITION
1170525 | EMERALD COAST UTILITIES AUTHORITY (ECUA) | 15 | EAST PLANT | B | 01 | DISINFECT/GASEOUS CHLORIN
1170525 | EMERALD COAST UTILITIES AUTHORITY (ECUA) | 15 | EAST PLANT | F | 23 | ORGN-RMVL/GAC ADDITION
1170525 | EMERALD COAST UTILITIES AUTHORITY (ECUA) | 16 | WEST PLANT | B | 01 | DISINFECT/GASEOUS CHLORIN
1170525 | EMERALD COAST UTILITIES AUTHORITY (ECUA) | 16 | WEST PLANT | F | 23 | ORGN-RMVL/GAC ADDITION
1170525 | EMERALD COAST UTILITIES AUTHORITY (ECUA) | 17 | WEST PENSACOLA | B | 01 | DISINFECT/GASEOUS CHLORIN
1170525 | EMERALD COAST UTILITIES AUTHORITY (ECUA) | 18 | "W" & AVERY | B | 01 | DISINFECT/GASEOUS CHLORIN
1170525 | EMERALD COAST UTILITIES AUTHORITY (ECUA) | 19 | "F" & SCOTT | B | 01 | DISINFECT/GASEOUS CHLORIN
1170525 | EMERALD COAST UTILITIES AUTHORITY (ECUA) | 20 | LILLIAN | B | 01 | DISINFECT/GASEOUS CHLORIN
1170525 | EMERALD COAST UTILITIES AUTHORITY (ECUA) | 21 | BRONSON | B | 01 | DISINFECT/GASEOUS CHLORIN
1170525 | EMERALD COAST UTILITIES AUTHORITY (ECUA) | 22 | MONTCLAIR #1 | B | 01 | DISINFECT/GASEOUS CHLORIN
1170525 | EMERALD COAST UTILITIES AUTHORITY (ECUA) | 22 | MONTCLAIR #1 | F | 23 | ORGN-RMVL/GAC ADDITION
1170525 | EMERALD COAST UTILITIES AUTHORITY (ECUA) | 23 | MONTCLAIR #2 | B | 01 | DISINFECT/GASEOUS CHLORIN
1170525 | EMERALD COAST UTILITIES AUTHORITY (ECUA) | 24 | MONTCLAIR #3 | B | 01 | DISINFECT/GASEOUS CHLORIN
1170525 | EMERALD COAST UTILITIES AUTHORITY (ECUA) | 25 | NO. 6 | B | 01 | DISINFECT/GASEOUS CHLORIN
1170525 | EMERALD COAST UTILITIES AUTHORITY (ECUA) | 25 | NO. 6 | F | 23 | ORGN-RMVL/GAC ADDITION
1170525 | EMERALD COAST UTILITIES AUTHORITY (ECUA) | 26 | NO. 8 | B | 01 | DISINFECT/GASEOUS CHLORIN
1170525 | EMERALD COAST UTILITIES AUTHORITY (ECUA) | 26 | NO. 8 | F | 23 | ORGN-RMVL/GAC ADDITION
1170525 | EMERALD COAST UTILITIES AUTHORITY (ECUA) | 27 | CARRIAGE HILLS | B | 01 | DISINFECT/GASEOUS CHLORIN
1170525 | EMERALD COAST UTILITIES AUTHORITY (ECUA) | 28 | VILLA DRIVE | B | 01 | DISINFECT/GASEOUS CHLORIN
1170525 | EMERALD COAST UTILITIES AUTHORITY (ECUA) | 29 | ROYCE | B | 01 | DISINFECT/GASEOUS CHLORIN
1170525 | EMERALD COAST UTILITIES AUTHORITY (ECUA) | 16 | WEST PLANT | D | 36 | CORR-CTRL/CORROSION INHIB
1170525 | EMERALD COAST UTILITIES AUTHORITY (ECUA) | 42 | GEORGE E. WATSON PLANT | B | 01 | DISINFECT/GASEOUS CHLORIN
1170525 | EMERALD COAST UTILITIES AUTHORITY (ECUA) | 42 | GEORGE E. WATSON PLANT | D | 19 | CORR-CTRL/PH ADJUSTMENT
1170525 | EMERALD COAST UTILITIES AUTHORITY (ECUA) | 42 | GEORGE E. WATSON PLANT | Z | 27 | OTHER/FLUORIDATION
1170525 | EMERALD COAST UTILITIES AUTHORITY (ECUA) | 42 | GEORGE E. WATSON PLANT | F | 23 | ORGN-RMVL/GAC ADDITION
1170525 | EMERALD COAST UTILITIES AUTHORITY (ECUA) | 1 | DUNAWAY | D | 36 | CORR-CTRL/CORROSION INHIB
1170525 | EMERALD COAST UTILITIES AUTHORITY (ECUA) | 2 | AIRPORT NORTH | D | 36 | CORR-CTRL/CORROSION INHIB
1170525 | EMERALD COAST UTILITIES AUTHORITY (ECUA) | 4 | UNIVERSITY PARKWAY | D | 36 | CORR-CTRL/CORROSION INHIB
1170525 | EMERALD COAST UTILITIES AUTHORITY (ECUA) | 5 | 4-OLF | D | 36 | CORR-CTRL/CORROSION INHIB
1170525 | EMERALD COAST UTILITIES AUTHORITY (ECUA) | 7 | HAGLER | D | 36 | CORR-CTRL/CORROSION INHIB
1170525 | EMERALD COAST UTILITIES AUTHORITY (ECUA) | 9 | MCALLISTER | D | 36 | CORR-CTRL/CORROSION INHIB
1170525 | EMERALD COAST UTILITIES AUTHORITY (ECUA) | 9 | MCALLISTER | F | 23 | ORGN-RMVL/GAC ADDITION
1170525 | EMERALD COAST UTILITIES AUTHORITY (ECUA) | 11 | BROAD STREET | D | 36 | CORR-CTRL/CORROSION INHIB
1170525 | EMERALD COAST UTILITIES AUTHORITY (ECUA) | 12 | SWEENEY | D | 36 | CORR-CTRL/CORROSION INHIB
1170525 | EMERALD COAST UTILITIES AUTHORITY (ECUA) | 13 | OLIVE ROAD | D | 36 | CORR-CTRL/CORROSION INHIB
1170525 | EMERALD COAST UTILITIES AUTHORITY (ECUA) | 3 | ENSLEY | F | 23 | ORGN-RMVL/GAC ADDITION
1170525 | EMERALD COAST UTILITIES AUTHORITY (ECUA) | 3 | ENSLEY | D | 19 | CORR-CTRL/PH ADJUSTMENT
1170525 | EMERALD COAST UTILITIES AUTHORITY (ECUA) | 4 | UNIVERSITY PARKWAY | D | 19 | CORR-CTRL/PH ADJUSTMENT
1170525 | EMERALD COAST UTILITIES AUTHORITY (ECUA) | 5 | 4-OLF | D | 19 | CORR-CTRL/PH ADJUSTMENT
1170525 | EMERALD COAST UTILITIES AUTHORITY (ECUA) | 5 | 4-OLF | Z | 27 | OTHER/FLUORIDATION
1170525 | EMERALD COAST UTILITIES AUTHORITY (ECUA) | 7 | HAGLER | D | 19 | CORR-CTRL/PH ADJUSTMENT
1170525 | EMERALD COAST UTILITIES AUTHORITY (ECUA) | 7 | HAGLER | Z | 27 | OTHER/FLUORIDATION
1170525 | EMERALD COAST UTILITIES AUTHORITY (ECUA) | 2 | AIRPORT NORTH | D | 19 | CORR-CTRL/PH ADJUSTMENT
1170525 | EMERALD COAST UTILITIES AUTHORITY (ECUA) | 2 | AIRPORT NORTH | Z | 27 | OTHER/FLUORIDATION
1170525 | EMERALD COAST UTILITIES AUTHORITY (ECUA) | 9 | MCALLISTER | D | 19 | CORR-CTRL/PH ADJUSTMENT
1170525 | EMERALD COAST UTILITIES AUTHORITY (ECUA) | 9 | MCALLISTER | Z | 27 | OTHER/FLUORIDATION
1170525 | EMERALD COAST UTILITIES AUTHORITY (ECUA) | 10 | DAVIS | D | 19 | CORR-CTRL/PH ADJUSTMENT
1170525 | EMERALD COAST UTILITIES AUTHORITY (ECUA) | 10 | DAVIS | Z | 27 | OTHER/FLUORIDATION
1170525 | EMERALD COAST UTILITIES AUTHORITY (ECUA) | 11 | BROAD STREET | D | 19 | CORR-CTRL/PH ADJUSTMENT
1170525 | EMERALD COAST UTILITIES AUTHORITY (ECUA) | 11 | BROAD STREET | Z | 27 | OTHER/FLUORIDATION
1170525 | EMERALD COAST UTILITIES AUTHORITY (ECUA) | 12 | SWEENEY | D | 19 | CORR-CTRL/PH ADJUSTMENT
1170525 | EMERALD COAST UTILITIES AUTHORITY (ECUA) | 12 | SWEENEY | Z | 27 | OTHER/FLUORIDATION
1170525 | EMERALD COAST UTILITIES AUTHORITY (ECUA) | 13 | OLIVE ROAD | D | 19 | CORR-CTRL/PH ADJUSTMENT
1170525 | EMERALD COAST UTILITIES AUTHORITY (ECUA) | 16 | WEST PLANT | D | 19 | CORR-CTRL/PH ADJUSTMENT
1170525 | EMERALD COAST UTILITIES AUTHORITY (ECUA) | 17 | WEST PENSACOLA | F | 23 | ORGN-RMVL/GAC ADDITION
1170525 | EMERALD COAST UTILITIES AUTHORITY (ECUA) | 17 | WEST PENSACOLA | D | 19 | CORR-CTRL/PH ADJUSTMENT
1170525 | EMERALD COAST UTILITIES AUTHORITY (ECUA) | 18 | "W" & AVERY | D | 19 | CORR-CTRL/PH ADJUSTMENT
1170525 | EMERALD COAST UTILITIES AUTHORITY (ECUA) | 18 | "W" & AVERY | Z | 27 | OTHER/FLUORIDATION
1170525 | EMERALD COAST UTILITIES AUTHORITY (ECUA) | 19 | "F" & SCOTT | Z | 27 | OTHER/FLUORIDATION
1170525 | EMERALD COAST UTILITIES AUTHORITY (ECUA) | 19 | "F" & SCOTT | D | 19 | CORR-CTRL/PH ADJUSTMENT
1170525 | EMERALD COAST UTILITIES AUTHORITY (ECUA) | 19 | "F" & SCOTT | F | 23 | ORGN-RMVL/GAC ADDITION
1170525 | EMERALD COAST UTILITIES AUTHORITY (ECUA) | 39 | HUMPHREYS WELL | F | 23 | ORGN-RMVL/GAC ADDITION
1170525 | EMERALD COAST UTILITIES AUTHORITY (ECUA) | 17 | WEST PENSACOLA | D | 36 | CORR-CTRL/CORROSION INHIB
1170525 | EMERALD COAST UTILITIES AUTHORITY (ECUA) | 17 | WEST PENSACOLA | Z | 27 | OTHER/FLUORIDATION
1170525 | EMERALD COAST UTILITIES AUTHORITY (ECUA) | 18 | "W" & AVERY | D | 36 | CORR-CTRL/CORROSION INHIB
1170525 | EMERALD COAST UTILITIES AUTHORITY (ECUA) | 19 | "F" & SCOTT | D | 36 | CORR-CTRL/CORROSION INHIB
1170525 | EMERALD COAST UTILITIES AUTHORITY (ECUA) | 20 | LILLIAN | D | 36 | CORR-CTRL/CORROSION INHIB
1170525 | EMERALD COAST UTILITIES AUTHORITY (ECUA) | 21 | BRONSON | D | 36 | CORR-CTRL/CORROSION INHIB
1170525 | EMERALD COAST UTILITIES AUTHORITY (ECUA) | 21 | BRONSON | F | 23 | ORGN-RMVL/GAC ADDITION
1170525 | EMERALD COAST UTILITIES AUTHORITY (ECUA) | 25 | NO. 6 | D | 36 | CORR-CTRL/CORROSION INHIB
1170525 | EMERALD COAST UTILITIES AUTHORITY (ECUA) | 27 | CARRIAGE HILLS | D | 36 | CORR-CTRL/CORROSION INHIB
1170525 | EMERALD COAST UTILITIES AUTHORITY (ECUA) | 28 | VILLA DRIVE | D | 36 | CORR-CTRL/CORROSION INHIB
1170525 | EMERALD COAST UTILITIES AUTHORITY (ECUA) | 29 | ROYCE | D | 36 | CORR-CTRL/CORROSION INHIB
1170525 | EMERALD COAST UTILITIES AUTHORITY (ECUA) | 30 | ELLYSON FIELD | D | 19 | CORR-CTRL/PH ADJUSTMENT
1170525 | EMERALD COAST UTILITIES AUTHORITY (ECUA) | 30 | ELLYSON FIELD | D | 36 | CORR-CTRL/CORROSION INHIB
1170525 | EMERALD COAST UTILITIES AUTHORITY (ECUA) | 30 | ELLYSON FIELD | Z | 27 | OTHER/FLUORIDATION
1170525 | EMERALD COAST UTILITIES AUTHORITY (ECUA) | 31 | CANTONMENT | D | 36 | CORR-CTRL/CORROSION INHIB
1170525 | EMERALD COAST UTILITIES AUTHORITY (ECUA) | 39 | HUMPHREYS WELL | D | 19 | CORR-CTRL/PH ADJUSTMENT
1170525 | EMERALD COAST UTILITIES AUTHORITY (ECUA) | 12 | SWEENEY | Z | 23 | OTHER/GAC ADDITION
1170525 | EMERALD COAST UTILITIES AUTHORITY (ECUA) | 5 | 4-OLF | Z | 23 | OTHER/GAC ADDITION
1170525 | EMERALD COAST UTILITIES AUTHORITY (ECUA) | 30 | ELLYSON FIELD | Z | 23 | OTHER/GAC ADDITION
1170525 | EMERALD COAST UTILITIES AUTHORITY (ECUA) | 38 | MULDOON PLANT - ECUA #46 | Z | 23 | OTHER/GAC ADDITION
1170525 | EMERALD COAST UTILITIES AUTHORITY (ECUA) | 6 | AVONDALE | Z | 23 | OTHER/GAC ADDITION
1170525 | EMERALD COAST UTILITIES AUTHORITY (ECUA) | 36 | SPANISH TRAIL | Z | 23 | OTHER/GAC ADDITION
1170525 | EMERALD COAST UTILITIES AUTHORITY (ECUA) | 2 | AIRPORT NORTH | Z | 23 | OTHER/GAC ADDITION
1170525 | EMERALD COAST UTILITIES AUTHORITY (ECUA) | 31 | CANTONMENT | Z | 27 | OTHER/FLUORIDATION
1170525 | EMERALD COAST UTILITIES AUTHORITY (ECUA) | 31 | CANTONMENT | D | 19 | CORR-CTRL/PH ADJUSTMENT
1170525 | EMERALD COAST UTILITIES AUTHORITY (ECUA) | 32 | TENNANT | D | 19 | CORR-CTRL/PH ADJUSTMENT
1170525 | EMERALD COAST UTILITIES AUTHORITY (ECUA) | 32 | TENNANT | D | 36 | CORR-CTRL/CORROSION INHIB
1170525 | EMERALD COAST UTILITIES AUTHORITY (ECUA) | 33 | MCCRORY | D | 19 | CORR-CTRL/PH ADJUSTMENT
1170525 | EMERALD COAST UTILITIES AUTHORITY (ECUA) | 33 | MCCRORY | D | 36 | CORR-CTRL/CORROSION INHIB
1170525 | EMERALD COAST UTILITIES AUTHORITY (ECUA) | 38 | MULDOON PLANT - ECUA #46 | B | 01 | DISINFECT/GASEOUS CHLORIN
1170525 | EMERALD COAST UTILITIES AUTHORITY (ECUA) | 38 | MULDOON PLANT - ECUA #46 | D | 19 | CORR-CTRL/PH ADJUSTMENT
1170525 | EMERALD COAST UTILITIES AUTHORITY (ECUA) | 38 | MULDOON PLANT - ECUA #46 | D | 36 | CORR-CTRL/CORROSION INHIB
1170525 | EMERALD COAST UTILITIES AUTHORITY (ECUA) | 38 | MULDOON PLANT - ECUA #46 | Z | 27 | OTHER/FLUORIDATION
1170525 | EMERALD COAST UTILITIES AUTHORITY (ECUA) | 39 | HUMPHREYS WELL | B | 01 | DISINFECT/GASEOUS CHLORIN
1170525 | EMERALD COAST UTILITIES AUTHORITY (ECUA) | 39 | HUMPHREYS WELL | D | 36 | CORR-CTRL/CORROSION INHIB
1170525 | EMERALD COAST UTILITIES AUTHORITY (ECUA) | 39 | HUMPHREYS WELL | Z | 27 | OTHER/FLUORIDATION
1170525 | EMERALD COAST UTILITIES AUTHORITY (ECUA) | 34 | PENSACOLA BEACH BOOSTER STATIO | B | 01 | DISINFECT/GASEOUS CHLORIN
1170525 | EMERALD COAST UTILITIES AUTHORITY (ECUA) | 34 | PENSACOLA BEACH BOOSTER STATIO | D | 36 | CORR-CTRL/CORROSION INHIB
1170525 | EMERALD COAST UTILITIES AUTHORITY (ECUA) | 35 | SORRENTO ROAD BOOSTER STATION | B | 01 | DISINFECT/GASEOUS CHLORIN
1170525 | EMERALD COAST UTILITIES AUTHORITY (ECUA) | 36 | SPANISH TRAIL | B | 01 | DISINFECT/GASEOUS CHLORIN
1170525 | EMERALD COAST UTILITIES AUTHORITY (ECUA) | 36 | SPANISH TRAIL | D | 36 | CORR-CTRL/CORROSION INHIB
1170525 | EMERALD COAST UTILITIES AUTHORITY (ECUA) | 36 | SPANISH TRAIL | Z | 27 | OTHER/FLUORIDATION
1170525 | EMERALD COAST UTILITIES AUTHORITY (ECUA) | 36 | SPANISH TRAIL | D | 19 | CORR-CTRL/PH ADJUSTMENT
1170525 | EMERALD COAST UTILITIES AUTHORITY (ECUA) | 42 | GEORGE E. WATSON PLANT | D | 36 | CORR-CTRL/CORROSION INHIB
1170525 | EMERALD COAST UTILITIES AUTHORITY (ECUA) | 41 | KINGSFIELD TREATMENT FACILITY | B | 01 | DISINFECT/GASEOUS CHLORIN
1170525 | EMERALD COAST UTILITIES AUTHORITY (ECUA) | 41 | KINGSFIELD TREATMENT FACILITY | D | 36 | CORR-CTRL/CORROSION INHIB
1170525 | EMERALD COAST UTILITIES AUTHORITY (ECUA) | 41 | KINGSFIELD TREATMENT FACILITY | D | 19 | CORR-CTRL/PH ADJUSTMENT
1170525 | EMERALD COAST UTILITIES AUTHORITY (ECUA) | 41 | KINGSFIELD TREATMENT FACILITY | Z | 27 | OTHER/FLUORIDATION
1170527 | PEOPLES WATER SERVICE COMPANY | 1 | PLANT #3--MINDO | B | 01 | DISINFECT/GASEOUS CHLORIN
1170527 | PEOPLES WATER SERVICE COMPANY | 3 | PLANT 5 | C | 23 | PART-RMVL/GAC ADDITION
1170527 | PEOPLES WATER SERVICE COMPANY | 3 | PLANT 5 | B | 01 | DISINFECT/GASEOUS CHLORIN
1170527 | PEOPLES WATER SERVICE COMPANY | 5 | PLANT 8 (BEHIND GOOFY GOLF) | B | 01 | DISINFECT/GASEOUS CHLORIN
1170527 | PEOPLES WATER SERVICE COMPANY | 6 | PLANT 9 -- BRANDON AVE | B | 01 | DISINFECT/GASEOUS CHLORIN
1170527 | PEOPLES WATER SERVICE COMPANY | 2 | PLANT #4 - FLEET | B | 01 | DISINFECT/GASEOUS CHLORIN
1170527 | PEOPLES WATER SERVICE COMPANY | 1 | PLANT #3--MINDO | C | 23 | PART-RMVL/GAC ADDITION
1170527 | PEOPLES WATER SERVICE COMPANY | 6 | PLANT 9 -- BRANDON AVE | D | 19 | CORR-CTRL/PH ADJUSTMENT
1170527 | PEOPLES WATER SERVICE COMPANY | 6 | PLANT 9 -- BRANDON AVE | Z | 19 | OTHER/PH ADJUSTMENT
1170527 | PEOPLES WATER SERVICE COMPANY | 5 | PLANT 8 (BEHIND GOOFY GOLF) | D | 19 | CORR-CTRL/PH ADJUSTMENT
1170527 | PEOPLES WATER SERVICE COMPANY | 5 | PLANT 8 (BEHIND GOOFY GOLF) | Z | 19 | OTHER/PH ADJUSTMENT
1170527 | PEOPLES WATER SERVICE COMPANY | 3 | PLANT 5 | D | 19 | CORR-CTRL/PH ADJUSTMENT
1170527 | PEOPLES WATER SERVICE COMPANY | 3 | PLANT 5 | Z | 19 | OTHER/PH ADJUSTMENT
1170527 | PEOPLES WATER SERVICE COMPANY | 1 | PLANT #3--MINDO | Z | 19 | OTHER/PH ADJUSTMENT
1170527 | PEOPLES WATER SERVICE COMPANY | 1 | PLANT #3--MINDO | D | 19 | CORR-CTRL/PH ADJUSTMENT
1170527 | PEOPLES WATER SERVICE COMPANY | 2 | PLANT #4 - FLEET | Z | 19 | OTHER/PH ADJUSTMENT
1170527 | PEOPLES WATER SERVICE COMPANY | 2 | PLANT #4 - FLEET | D | 19 | CORR-CTRL/PH ADJUSTMENT
1170548 | N.A.S. PENSACOLA | 2 | WELL #2 | B | 01 | DISINFECT/GASEOUS CHLORIN
1170548 | N.A.S. PENSACOLA | 1 | PENSACOLA | B | 01 | DISINFECT/GASEOUS CHLORIN
1170552 | BLUFF SPRINGS (R.L.D.S.) CAMPGROUND | 1 | HYPOCHLORITE PLANT | H | 24 | SOFTENING/LIME-SODA
1170552 | BLUFF SPRINGS (R.L.D.S.) CAMPGROUND | 1 | HYPOCHLORITE PLANT | B | 02 | DISINFECT/HYPOCHLORIN
1170590 | NAVARRE BEACH WATER DEPARTMENT | 3 | WELL #3 | B | 01 | DISINFECT/GASEOUS CHLORIN
1170590 | NAVARRE BEACH WATER DEPARTMENT | 2 | WELL #2 | B | 01 | DISINFECT/GASEOUS CHLORIN
1170590 | NAVARRE BEACH WATER DEPARTMENT | 1 | NAVARRE BEACH | B | 01 | DISINFECT/GASEOUS CHLORIN
1170592 | SANTA ROSA ISLAND AUTHORITY | 1 | PLANT #1 | B | 01 | DISINFECT/GASEOUS CHLORIN
1170613 | CENTURY, TOWN OF | 1 | PLANT FOR WELL 1 (BLACKMON) | Z | 19 | OTHER/PH ADJUSTMENT
1170613 | CENTURY, TOWN OF | 2 | PLANT FOR WELL 2 | B | 01 | DISINFECT/GASEOUS CHLORIN
1170613 | CENTURY, TOWN OF | 3 | PLANT FOR WELL 3 | B | 01 | DISINFECT/GASEOUS CHLORIN
1170613 | CENTURY, TOWN OF | 3 | PLANT FOR WELL 3 | Z | 19 | OTHER/PH ADJUSTMENT
1170613 | CENTURY, TOWN OF | 1 | PLANT FOR WELL 1 (BLACKMON) | B | 01 | DISINFECT/GASEOUS CHLORIN
1170613 | CENTURY, TOWN OF | 2 | PLANT FOR WELL 2 | Z | 19 | OTHER/PH ADJUSTMENT
1170632 | CHAMPION INTERNATIONAL | 1 | CANTONMENT | B | 01 | DISINFECT/GASEOUS CHLORIN
1170678 | TIMBERLAND UTILITIES, INC. | 2 | PLANT #2 | B | 01 | DISINFECT/GASEOUS CHLORIN
1170678 | TIMBERLAND UTILITIES, INC. | 1 | PLANT #1 | B | 01 | DISINFECT/GASEOUS CHLORIN
1170703 | UNIVERSITY OF WEST FLORIDA | 1 | WELL #2 (BY ELEVATED TANK) | Z | 19 | OTHER/PH ADJUSTMENT
1170703 | UNIVERSITY OF WEST FLORIDA | 1 | WELL #2 (BY ELEVATED TANK) | B | 01 | DISINFECT/GASEOUS CHLORIN
1170703 | UNIVERSITY OF WEST FLORIDA | 3 | WELL #4 PLANT | B | 01 | DISINFECT/GASEOUS CHLORIN
1170703 | UNIVERSITY OF WEST FLORIDA | 2 | WELL 3 (BLDG 74) | B | 01 | DISINFECT/GASEOUS CHLORIN
1170703 | UNIVERSITY OF WEST FLORIDA | 2 | WELL 3 (BLDG 74) | Z | 19 | OTHER/PH ADJUSTMENT
1170703 | UNIVERSITY OF WEST FLORIDA | 3 | WELL #4 PLANT | Z | 19 | OTHER/PH ADJUSTMENT
1170718 | EREC WATER SYSTEM | 4 | BD PLANT 1 - HWY 99 | D | 19 | CORR-CTRL/PH ADJUSTMENT
1170718 | EREC WATER SYSTEM | 4 | BD PLANT 1 - HWY 99 | D | 36 | CORR-CTRL/CORROSION INHIB
1170718 | EREC WATER SYSTEM | 5 | BD PLANT 2 PINEVILLE AND JAKES | B | 02 | DISINFECT/HYPOCHLORIN
1170718 | EREC WATER SYSTEM | 5 | BD PLANT 2 PINEVILLE AND JAKES | D | 19 | CORR-CTRL/PH ADJUSTMENT
1170718 | EREC WATER SYSTEM | 5 | BD PLANT 2 PINEVILLE AND JAKES | D | 36 | CORR-CTRL/CORROSION INHIB
1170718 | EREC WATER SYSTEM | 6 | BD PLANT 3 - STILL ROAD | B | 01 | DISINFECT/GASEOUS CHLORIN
1170718 | EREC WATER SYSTEM | 6 | BD PLANT 3 - STILL ROAD | D | 19 | CORR-CTRL/PH ADJUSTMENT
1170718 | EREC WATER SYSTEM | 6 | BD PLANT 3 - STILL ROAD | D | 36 | CORR-CTRL/CORROSION INHIB
1170718 | EREC WATER SYSTEM | 4 | BD PLANT 1 - HWY 99 | B | 02 | DISINFECT/HYPOCHLORIN
1170718 | EREC WATER SYSTEM | 3 | WH PLANT 7 - HWY 97A | D | 19 | CORR-CTRL/PH ADJUSTMENT
1170718 | EREC WATER SYSTEM | 3 | WH PLANT 7 - HWY 97A | B | 02 | DISINFECT/HYPOCHLORIN
1170718 | EREC WATER SYSTEM | 2 | WH PLANT 6 - HWY 97 | D | 19 | CORR-CTRL/PH ADJUSTMENT
1170718 | EREC WATER SYSTEM | 2 | WH PLANT 6 - HWY 97 | B | 02 | DISINFECT/HYPOCHLORIN
1170718 | EREC WATER SYSTEM | 1 | WH PLANT 5 - ARTHUR BROWN RD | D | 19 | CORR-CTRL/PH ADJUSTMENT
1170718 | EREC WATER SYSTEM | 1 | WH PLANT 5 - ARTHUR BROWN RD | B | 02 | DISINFECT/HYPOCHLORIN
1170814 | NAS PENSACOLA / CORRY STATION | 1 | N.A.S. MAIN ABANDONED PLANT 1 | B | 01 | DISINFECT/GASEOUS CHLORIN
1170814 | NAS PENSACOLA / CORRY STATION | 2 | N.A.S. MAINSIDE WELL PLANT #2 | B | 01 | DISINFECT/GASEOUS CHLORIN
1170814 | NAS PENSACOLA / CORRY STATION | 3 | N.T.T.C. PLANT | D | 19 | CORR-CTRL/PH ADJUSTMENT
1170814 | NAS PENSACOLA / CORRY STATION | 3 | N.T.T.C. PLANT | Z | 27 | OTHER/FLUORIDATION
1170814 | NAS PENSACOLA / CORRY STATION | 3 | N.T.T.C. PLANT | B | 02 | DISINFECT/HYPOCHLORIN
1170814 | NAS PENSACOLA / CORRY STATION | 3 | N.T.T.C. PLANT | Z | 20 | OTHER/AERATION
1170814 | NAS PENSACOLA / CORRY STATION | 3 | N.T.T.C. PLANT | F | 23 | ORGN-RMVL/GAC ADDITION
1170899 | NAS SAUFLEY FIELD | 1 | SAUFLEY PWC WATER PLANT | B | 02 | DISINFECT/HYPOCHLORIN
1170904 | CRIST ELECTRIC GEN. PLANT | 1 | PENSACOLA | Z | 19 | OTHER/PH ADJUSTMENT
1170904 | CRIST ELECTRIC GEN. PLANT | 1 | PENSACOLA | B | 02 | DISINFECT/HYPOCHLORIN
1170907 | SAUFLEY ESTATES WATER SYSTEM | 1 | PLANT #1 | B | 02 | DISINFECT/HYPOCHLORIN
1170908 | INNERARITY ISLAND WATER SYSTEM | 1 | ECUA | A |  | NO TRTMT
1170909 | WEST FRASER LUMBER MILL | 1 | PLANT 1 | B | 02 | DISINFECT/HYPOCHLORIN
1190013 | ALLIGATOR POINT WATER RESOURCE DISTRICT | 1 | PLANT #1 (WELLS 1, 2R, 4 & 5) | B | 01 | DISINFECT/GASEOUS CHLORIN
1190056 | BAYVIEW TRAILER PARK | 1 | PLANT #1 | E | 20 | T-O CTRL/AERATION
1190056 | BAYVIEW TRAILER PARK | 1 | PLANT #1 | B | 02 | DISINFECT/HYPOCHLORIN
1190086 | BREAKAWAY LODGE, INC. | 1 | PLANT #1 | E | 20 | T-O CTRL/AERATION
1190086 | BREAKAWAY LODGE, INC. | 1 | PLANT #1 | B | 02 | DISINFECT/HYPOCHLORIN
1190109 | BAY NORTH WATER SYSTEM | 1 | SAME | B | 02 | DISINFECT/HYPOCHLORIN
1190117 | CARRABELLE WAYSIDE PARK | 1 | PLANT #1 | B | 02 | DISINFECT/HYPOCHLORIN
1190118 | CITY OF CARRABELLE WATER SYSTEM | 1 | CARRABELLE | E | 20 | T-O CTRL/AERATION
1190118 | CITY OF CARRABELLE WATER SYSTEM | 1 | CARRABELLE | B | 01 | DISINFECT/GASEOUS CHLORIN
1190118 | CITY OF CARRABELLE WATER SYSTEM | 1 | CARRABELLE | Z | 12 | OTHER/SEDIMENTATION
1190118 | CITY OF CARRABELLE WATER SYSTEM | 2 | WELL 3 & 4 | E | 28 | T-O CTRL/PACKED TWR-AERA
1190118 | CITY OF CARRABELLE WATER SYSTEM | 2 | WELL 3 & 4 | B | 01 | DISINFECT/GASEOUS CHLORIN
1190150 | APALACHICOLA, CITY OF | 1 | PLANT #1 | E | 20 | T-O CTRL/AERATION
1190150 | APALACHICOLA, CITY OF | 1 | PLANT #1 | B | 01 | DISINFECT/GASEOUS CHLORIN
1190150 | APALACHICOLA, CITY OF | 2 | PLANT #2 | B | 01 | DISINFECT/GASEOUS CHLORIN
1190236 | EASTPOINT WATER & SEWER DIST. | 1 | EASTPOINT WATER -(WELLS 1&2) | B | 01 | DISINFECT/GASEOUS CHLORIN
1190236 | EASTPOINT WATER & SEWER DIST. | 2 | WELL NO. 2 | B | 01 | DISINFECT/GASEOUS CHLORIN
1190236 | EASTPOINT WATER & SEWER DIST. | 3 | PLANT #3 | B | 01 | DISINFECT/GASEOUS CHLORIN
1190236 | EASTPOINT WATER & SEWER DIST. | 3 | PLANT #3 | E | 20 | T-O CTRL/AERATION
1190283 | FT. GADSDEN STATE HIST. SITE | 1 | PLANT #1 | B | 02 | DISINFECT/HYPOCHLORIN
1190318 | GULF COLONY SUBDIVISION | 1 |  | B | 02 | DISINFECT/HYPOCHLORIN
1190324 | GULFVIEW M.H.P. & CAMPGROUND | 1 | PLANT #1 | B | 02 | DISINFECT/HYPOCHLORIN
1190324 | GULFVIEW M.H.P. & CAMPGROUND | 1 | PLANT #1 | G | 10 | IRON RMVL/COAGULATION
1190414 | LANARK VILLAGE (CITY OF CARRABELLE) | 2 | PLANT FOR WELL 2 | B | 01 | DISINFECT/GASEOUS CHLORIN
1190414 | LANARK VILLAGE (CITY OF CARRABELLE) | 1 | PLANT FOR WELL 1 & 2 | B | 02 | DISINFECT/HYPOCHLORIN
1190414 | LANARK VILLAGE (CITY OF CARRABELLE) | 1 | PLANT FOR WELL 1 & 2 | B | 01 | DISINFECT/GASEOUS CHLORIN
1190414 | LANARK VILLAGE (CITY OF CARRABELLE) | 1 | PLANT FOR WELL 1 & 2 | D | 36 | CORR-CTRL/CORROSION INHIB
1190456 | SEABREEZE MOTEL & RESTAURANT | 1 | EAST POINT | B | 02 | DISINFECT/HYPOCHLORIN
1190583 | SAINT GEORGE ISLAND TRLR. PARK | 1 | SAINT GEORGE ISLAND TRLR PARK | B | 02 | DISINFECT/HYPOCHLORIN
1190624 | SPORTSMAN'S LODGE & MOTEL | 1 | PLANT #1 | E | 20 | T-O CTRL/AERATION
1190624 | SPORTSMAN'S LODGE & MOTEL | 1 | PLANT #1 | H | 25 | SOFTENING/ION EXCHANGE
1190624 | SPORTSMAN'S LODGE & MOTEL | 1 | PLANT #1 | B | 02 | DISINFECT/HYPOCHLORIN
1190789 | WATER MGMT SERVICES (ST. GEORGE ISLAND) | 1 | PLANT #1 | E | 20 | T-O CTRL/AERATION
1190789 | WATER MGMT SERVICES (ST. GEORGE ISLAND) | 1 | PLANT #1 | B | 01 | DISINFECT/GASEOUS CHLORIN
1190815 | BUCCANEER INN WATER SYSTEM | 1 | WELL FIELD WITH 6 WELLS | B | 02 | DISINFECT/HYPOCHLORIN
1194023 | BUCKEYE CELLULOSE CORPORATION | 1 | PLANT #1 | B | 02 | DISINFECT/HYPOCHLORIN
1194023 | BUCKEYE CELLULOSE CORPORATION | 1 | PLANT #1 | H | 25 | SOFTENING/ION EXCHANGE
1194037 | ST. GEORGE ISLAND STATE PARK | 1 | EASTPOINT | B | 02 | DISINFECT/HYPOCHLORIN
1194038 | CARRABELLE PALMS (STINGRAY) | 1 | STINGRAY STATION | B | 02 | DISINFECT/HYPOCHLORIN
1194039 | LORENZO`S BY THE SEA | 1 | WELL 2 | B | 02 | DISINFECT/HYPOCHLORIN
1194040 | BEACHSIDE MOTEL | 1 | PLANT #1 | B | 02 | DISINFECT/HYPOCHLORIN
1194041 | FSU MARINE LABORATORY | 1 | PLANT FOR WELLS 1 & 4 | E | 23 | T-O CTRL/GAC ADDITION
1194041 | FSU MARINE LABORATORY | 1 | PLANT FOR WELLS 1 & 4 | G | 31 | IRON RMVL/PERMANGANATE
1194041 | FSU MARINE LABORATORY | 1 | PLANT FOR WELLS 1 & 4 | G | 30 | IRON RMVL/GREENSAND FILTR
1194041 | FSU MARINE LABORATORY | 1 | PLANT FOR WELLS 1 & 4 | B | 02 | DISINFECT/HYPOCHLORIN
1194042 | JULIA MAE'S RESTUARANT | 1 | WELL NO.1 | B | 02 | DISINFECT/HYPOCHLORIN
1194043 | WRIGHT LAKE RECREATION AREA | 1 | WELL NO.1 | B | 02 | DISINFECT/HYPOCHLORIN
1194044 | ST. JAMES BAY W/S (CITY OF CARRABELLE) | 1 | WELL#1 | G | 30 | IRON RMVL/GREENSAND FILTR
1194044 | ST. JAMES BAY W/S (CITY OF CARRABELLE) | 1 | WELL#1 | G | 31 | IRON RMVL/PERMANGANATE
1194044 | ST. JAMES BAY W/S (CITY OF CARRABELLE) | 1 | WELL#1 | B | 01 | DISINFECT/GASEOUS CHLORIN
1194045 | ST. JAMES ISLAND UTILITY (SUMMERCAMP) | 1 | PLANT 1 | Z | 19 | OTHER/PH ADJUSTMENT
1194045 | ST. JAMES ISLAND UTILITY (SUMMERCAMP) | 1 | PLANT 1 | B | 02 | DISINFECT/HYPOCHLORIN
1194045 | ST. JAMES ISLAND UTILITY (SUMMERCAMP) | 1 | PLANT 1 | F | 38 | ORGN-RMVL/NANOFILTRATION
1200026 | HORSESHOE LOUNGE | 1 | PLANT #1 | B | 02 | DISINFECT/HYPOCHLORIN
1200134 | CHATTAHOOCHEE, CITY OF | 1 | CHATTAHOOCHEE | B | 01 | DISINFECT/GASEOUS CHLORIN
1200275 | FLORIDA STATE HOSPITAL | 1 | PLANT 1 (WELL 1 AAA7803) | B | 01 | DISINFECT/GASEOUS CHLORIN
1200275 | FLORIDA STATE HOSPITAL | 2 | PLANT 2 (WELL 2 AAA7804) | B | 01 | DISINFECT/GASEOUS CHLORIN
1200287 | COUNTRY BOY SEAFOOD | 1 |  | B | 02 | DISINFECT/HYPOCHLORIN
1200293 | GADSDEN CHRISTIAN ACADEMY | 1 | WELL #1 | B | 02 | DISINFECT/HYPOCHLORIN
1200307 | GREENSBORO ELEMENTARY SCHOOL | 1 | GREENSBORO ELEMENTARY SCHOOL | B | 02 | DISINFECT/HYPOCHLORIN
1200312 | GRETNA ELEMENTARY SCHOOL | 1 | GRETNA ELEMENTARY SCHOOL | B | 02 | DISINFECT/HYPOCHLORIN
1200334 | HAVANA, TOWN OF WATER SYSTEM | 1 | PLANT #1 (WELLS #1 & #2) | B | 01 | DISINFECT/GASEOUS CHLORIN
1200334 | HAVANA, TOWN OF WATER SYSTEM | 1 | PLANT #1 (WELLS #1 & #2) | E | 20 | T-O CTRL/AERATION
1200334 | HAVANA, TOWN OF WATER SYSTEM | 3 | PLANT #4 (WELL #4) | E | 20 | T-O CTRL/AERATION
1200334 | HAVANA, TOWN OF WATER SYSTEM | 3 | PLANT #4 (WELL #4) | B | 01 | DISINFECT/GASEOUS CHLORIN
1200334 | HAVANA, TOWN OF WATER SYSTEM | 2 | PLANT #3 (WELL #3) | E | 20 | T-O CTRL/AERATION
1200334 | HAVANA, TOWN OF WATER SYSTEM | 2 | PLANT #3 (WELL #3) | B | 01 | DISINFECT/GASEOUS CHLORIN
1200408 | LAKE TALLAVANNA WATER SYSTEM | 1 | LAKE TALLAVANNA WATER SYSTEM | B | 01 | DISINFECT/GASEOUS CHLORIN
1200409 | LAKE YVETTE WATER SYSTEM | 1 | LAKE YVETTE WATER SYSTEM | B | 02 | DISINFECT/HYPOCHLORIN
1200417 | PAT THOMAS LAW ACADEMY | 2 | PLANT FOR WELL 2 | B | 01 | DISINFECT/GASEOUS CHLORIN
1200417 | PAT THOMAS LAW ACADEMY | 1 | LAW ENFORCEMENT EDU/CTR PLANT | B | 02 | DISINFECT/HYPOCHLORIN
1200459 | RENTZ'S MOBILE HOME PARK | 1 | WELL #1 | B | 02 | DISINFECT/HYPOCHLORIN
1200504 | OCHLOCKONEE ESTATES | 1 |  | B | 02 | DISINFECT/HYPOCHLORIN
1200551 | QUINCY, CITY OF W/S | 1 | PLANT #1 | B | 01 | DISINFECT/GASEOUS CHLORIN
1200551 | QUINCY, CITY OF W/S | 1 | PLANT #1 | C | 13 | PART-RMVL/SLOW SAND FILTR
1200551 | QUINCY, CITY OF W/S | 4 | WELLFIELD PLANT (NEW) | Z | 27 | OTHER/FLUORIDATION
1200551 | QUINCY, CITY OF W/S | 4 | WELLFIELD PLANT (NEW) | B | 01 | DISINFECT/GASEOUS CHLORIN
1200551 | QUINCY, CITY OF W/S | 3 | WELL NO. 4 | Z | 27 | OTHER/FLUORIDATION
1200551 | QUINCY, CITY OF W/S | 2 | OLD PLANT / WELL 2 | Z | 27 | OTHER/FLUORIDATION
1200551 | QUINCY, CITY OF W/S | 3 | WELL NO. 4 | Z | 33 | OTHER/EMERGENCY
1200551 | QUINCY, CITY OF W/S | 3 | WELL NO. 4 | B | 01 | DISINFECT/GASEOUS CHLORIN
1200551 | QUINCY, CITY OF W/S | 2 | OLD PLANT / WELL 2 | Z | 33 | OTHER/EMERGENCY
1200551 | QUINCY, CITY OF W/S | 2 | OLD PLANT / WELL 2 | B | 01 | DISINFECT/GASEOUS CHLORIN
1200551 | QUINCY, CITY OF W/S | 1 | PLANT #1 | Z | 12 | OTHER/SEDIMENTATION
1200551 | QUINCY, CITY OF W/S | 1 | PLANT #1 | H | 24 | SOFTENING/LIME-SODA
1200551 | QUINCY, CITY OF W/S | 1 | PLANT #1 | E | 20 | T-O CTRL/AERATION
1200569 | ROBERT F. MUNROE SCHOOL | 1 | ROBERT F. MUNROE SCHOOL | B | 02 | DISINFECT/HYPOCHLORIN
1200629 | ST. JOHNS ELEMENTARY SCHOOL | 1 | ST. JOHNS ELEMENTARY SCHOOL | B | 02 | DISINFECT/HYPOCHLORIN
1200687 | GREENSBORO, TOWN OF WATER SYS. | 3 | PLANT FOR WELL 3 | B | 02 | DISINFECT/HYPOCHLORIN
1200687 | GREENSBORO, TOWN OF WATER SYS. | 1 | PLANT FOR WELL 1 | B | 02 | DISINFECT/HYPOCHLORIN
1200687 | GREENSBORO, TOWN OF WATER SYS. | 2 | PLANT FOR WELL 2 | B | 02 | DISINFECT/HYPOCHLORIN
1200688 | GRETNA, CITY OF | 1 | PLANT #1 | B | 01 | DISINFECT/GASEOUS CHLORIN
1200688 | GRETNA, CITY OF | 2 | PLANT TOTALS | B | 01 | DISINFECT/GASEOUS CHLORIN
1200688 | GRETNA, CITY OF | 2 | PLANT TOTALS | Z | 27 | OTHER/FLUORIDATION
1200688 | GRETNA, CITY OF | 3 | PLANT FOR WELL 3 | B | 01 | DISINFECT/GASEOUS CHLORIN
1200688 | GRETNA, CITY OF | 4 | PLANT FOR WELL 4 | B | 01 | DISINFECT/GASEOUS CHLORIN
1200715 | WALDORF MOTEL WATER SYSTEM | 1 | WALDORF MOTEL WELL #1 | B | 02 | DISINFECT/HYPOCHLORIN
1200777 | BIG BEND JAI ALAI | 1 | BIG BEND JAI ALAI FRONTON | B | 02 | DISINFECT/HYPOCHLORIN
1200793 | MT. PLEASANT WATER SYSTEM | 1 | MT. PLEASANT | B | 01 | DISINFECT/GASEOUS CHLORIN
1200797 | GADSDEN CO REGIONAL W/S | 5 | LAKE YVETTE | B | 01 | DISINFECT/GASEOUS CHLORIN
1200797 | GADSDEN CO REGIONAL W/S | 15 | OAK GROVE | B | 01 | DISINFECT/GASEOUS CHLORIN
1200797 | GADSDEN CO REGIONAL W/S | 14 | SCOTTSTOWN | B | 01 | DISINFECT/GASEOUS CHLORIN
1200797 | GADSDEN CO REGIONAL W/S | 13 | MT PLEASANT | B | 01 | DISINFECT/GASEOUS CHLORIN
1200797 | GADSDEN CO REGIONAL W/S | 12 | ST HEBRON'S | B | 01 | DISINFECT/GASEOUS CHLORIN
1200797 | GADSDEN CO REGIONAL W/S | 18 | MAGNOLIA | B | 02 | DISINFECT/HYPOCHLORIN
1200797 | GADSDEN CO REGIONAL W/S | 1 | DRAKE ACRES | B | 01 | DISINFECT/GASEOUS CHLORIN
1200797 | GADSDEN CO REGIONAL W/S | 2 | MIDWAY | B | 01 | DISINFECT/GASEOUS CHLORIN
1200797 | GADSDEN CO REGIONAL W/S | 3 | SHILOH | B | 01 | DISINFECT/GASEOUS CHLORIN
1200797 | GADSDEN CO REGIONAL W/S | 4 | ST. MARY'S | B | 01 | DISINFECT/GASEOUS CHLORIN
1200797 | GADSDEN CO REGIONAL W/S | 16 | LONGLEAF HILLS | B | 01 | DISINFECT/GASEOUS CHLORIN
1200797 | GADSDEN CO REGIONAL W/S | 6 | WETUMPKA | B | 01 | DISINFECT/GASEOUS CHLORIN
1200797 | GADSDEN CO REGIONAL W/S | 7 | NEW OCHLOCKNEE ESTATES I | B | 01 | DISINFECT/GASEOUS CHLORIN
1200797 | GADSDEN CO REGIONAL W/S | 8 | OCHLOCKNEE ESTATES II | B | 01 | DISINFECT/GASEOUS CHLORIN
1200797 | GADSDEN CO REGIONAL W/S | 9 | LAKE TALLAVANA | B | 01 | DISINFECT/GASEOUS CHLORIN
1200797 | GADSDEN CO REGIONAL W/S | 10 | ROBERTSVILLE | B | 01 | DISINFECT/GASEOUS CHLORIN
1200797 | GADSDEN CO REGIONAL W/S | 11 | ST JOHN'S | B | 01 | DISINFECT/GASEOUS CHLORIN
1200798 | NORTHWEST FLORIDA WATER MNGT. | 1 | NORTHWEST FLA. WTR. MNGT. DIST | B | 02 | DISINFECT/HYPOCHLORIN
1200885 | JAMIESON WATER SYSTEM | 1 | JAMIESON WATER SYSTEM | B | 01 | DISINFECT/GASEOUS CHLORIN
1204000 | PAULA'S PRESCHOOL | 1 | PAULA'S PRESCHOOL | B | 02 | DISINFECT/HYPOCHLORIN
1204002 | BEAVER LAKE CAMPGROUND (TEXACO AT) | 1 | PLANT #1 | B | 02 | DISINFECT/HYPOCHLORIN
1204012 | QUINCY FARMS, INC. | 1 | QUINCY FARMS, INC. | B | 01 | DISINFECT/GASEOUS CHLORIN
1204013 | GADSDEN CO REGIONAL NORTH | 5 | SCOTTSTOWN WELL | B | 01 | DISINFECT/GASEOUS CHLORIN
1204013 | GADSDEN CO REGIONAL NORTH | 3 | ST. HEBRONS | B | 01 | DISINFECT/GASEOUS CHLORIN
1204013 | GADSDEN CO REGIONAL NORTH | 4 | MOUNT PLEASANT | B | 01 | DISINFECT/GASEOUS CHLORIN
1204013 | GADSDEN CO REGIONAL NORTH | 2 | ST. JOHN'S | B | 01 | DISINFECT/GASEOUS CHLORIN
1204013 | GADSDEN CO REGIONAL NORTH | 1 | ROBERTSVILLE | B | 01 | DISINFECT/GASEOUS CHLORIN
1204015 | JACKSON'S MOBILE HOME PARK | 1 | PLANT #1 | B | 02 | DISINFECT/HYPOCHLORIN
1204025 | FDOT GADSDEN CO I-10 REST AREA | 1 | CHATTAHOOCHEE REST AREA I-10 | E | 20 | T-O CTRL/AERATION
1204025 | FDOT GADSDEN CO I-10 REST AREA | 1 | CHATTAHOOCHEE REST AREA I-10 | B | 01 | DISINFECT/GASEOUS CHLORIN
1204027 | LITTLE RIVER INDUSTRIES, INC. | 1 | PLANT #1 | B | 02 | DISINFECT/HYPOCHLORIN
1204028 | LONGLEAF HILLS SUBDIVISION | 1 | LONGLEAF HILLS SUBDIVISION | B | 02 | DISINFECT/HYPOCHLORIN
1204029 | ST. JAMES COMMUNITY | 1 | PLANT #1 | B | 01 | DISINFECT/GASEOUS CHLORIN
1204050 | NORTH FL RESEARCH & EDUC. CTR | 1 | WELL #1 | B | 02 | DISINFECT/HYPOCHLORIN
1204051 | JOYLAND WATER SYSTEM | 1 | JOYLAND SUBDIVISION | B | 02 | DISINFECT/HYPOCHLORIN
1204052 | FERNLEA OF TALLAHASSEE | 1 | MILLS RIVER PLANT GROWERS | B | 02 | DISINFECT/HYPOCHLORIN
1204053 | FLAT CREEK FAMILY CAMPGROUND | 1 | WELL NO. 1 | B | 02 | DISINFECT/HYPOCHLORIN
1204054 | QUINCY STUCKEY'S | 1 | SAME | A |  | NO TRTMT
1204055 | PAT THOMAS PARK | 1 | HOPKINS LANDING | B | 02 | DISINFECT/HYPOCHLORIN
1204056 | JOHNSON'S STORE #18 ( EXXON FOOD STORE ) | 1 | EXXON FOOD STORE | B | 02 | DISINFECT/HYPOCHLORIN
1204057 | V STOP | 1 | PLANT 1 | B | 02 | DISINFECT/HYPOCHLORIN
1204058 | HILLANDALE FARMS INC QUINCY DV | 1 | WELLS 1&2 | A |  | NO TRTMT
1204059 | CONCORD COUNTRY STORE(DUKE WATER SYSTEM) | 1 | WELL NO. 1 | B | 02 | DISINFECT/HYPOCHLORIN
1204060 | C. T. VARIETY | 1 | WELL NO. 1 | A |  | NO TRTMT
1204061 | CONCORD STORE | 1 | WELL NO.1 | A |  | NO TRTMT
1204062 | ATLANTA STREET | 1 | (BUYS FROM CITY OF TALLAHASSE) | C | 13 | PART-RMVL/SLOW SAND FILTR
1204063 | HINSON HEIGHTS | 1 |  | A |  | NO TRTMT
1204064 | TOBACCO ROAD | 1 | TOBACCO RD | B | 01 | DISINFECT/GASEOUS CHLORIN
1204065 | HAMMOCK CREEK | 1 | WELL#1 | B | 01 | DISINFECT/GASEOUS CHLORIN
1204066 | HICKEY WATER SYSTEM | 1 | WELL NO 1 | A |  | NO TRTMT
1204067 | MEADOWS GROCERY | 1 | WELL NO 1 | Z | 02 | OTHER/HYPOCHLORIN
1204068 | CLINTON NURSERIES, INC - NORTH | 1 | WELL NO 1 | B | 02 | DISINFECT/HYPOCHLORIN
1204069 | CLINTON NURSERIES, INC - SOUTH | 1 | WELL NO 1 | B | 02 | DISINFECT/HYPOCHLORIN
1204070 | MAGNOLIA VILLAGE | 1 | WELL NO. 1 | B | 02 | DISINFECT/HYPOCHLORIN
1230186 | CYPRESS LODGE | 1 | WEWAHITCHKA | B | 02 | DISINFECT/HYPOCHLORIN
1230191 | DEAD LAKES COUNTY PARK | 1 | WEWAHITCHKA | B | 02 | DISINFECT/HYPOCHLORIN
1230340 | HIGHLAND VIEW WTR.& SWR. DIST. | 1 | PLANT #1 | E | 20 | T-O CTRL/AERATION
1230340 | HIGHLAND VIEW WTR.& SWR. DIST. | 1 | PLANT #1 | B | 01 | DISINFECT/GASEOUS CHLORIN
1230340 | HIGHLAND VIEW WTR.& SWR. DIST. | 1 | PLANT #1 | C | 10 | PART-RMVL/COAGULATION
1230340 | HIGHLAND VIEW WTR.& SWR. DIST. | 1 | PLANT #1 | C | 15 | PART-RMVL/PRESS SAND FILT
1230340 | HIGHLAND VIEW WTR.& SWR. DIST. | 1 | PLANT #1 | Z | 12 | OTHER/SEDIMENTATION
1230545 | PORT ST. JOE, CITY OF | 2 | WHITE CITY BOOSTER | B | 02 | DISINFECT/HYPOCHLORIN
1230545 | PORT ST. JOE, CITY OF | 3 | ST. JOE BEACH BOOSTER | B | 02 | DISINFECT/HYPOCHLORIN
1230545 | PORT ST. JOE, CITY OF | 4 | PORT ST. JOE SURFACE WATER PLT | C | 12 | PART-RMVL/SEDIMENTATION
1230545 | PORT ST. JOE, CITY OF | 4 | PORT ST. JOE SURFACE WATER PLT | C | 40 | PARTICLE REMOVAL/MICROFILTRATION
1230545 | PORT ST. JOE, CITY OF | 4 | PORT ST. JOE SURFACE WATER PLT | C | 11 | PART-RMVL/FLOCCULATION
1230545 | PORT ST. JOE, CITY OF | 4 | PORT ST. JOE SURFACE WATER PLT | C | 10 | PART-RMVL/COAGULATION
1230545 | PORT ST. JOE, CITY OF | 4 | PORT ST. JOE SURFACE WATER PLT | B | 01 | DISINFECT/GASEOUS CHLORIN
1230545 | PORT ST. JOE, CITY OF | 4 | PORT ST. JOE SURFACE WATER PLT | B | 36 | DISINFECT/CORROSION INHIB
1230545 | PORT ST. JOE, CITY OF | 1 | PORT ST. JOE | B | 01 | DISINFECT/GASEOUS CHLORIN
1230545 | PORT ST. JOE, CITY OF | 4 | PORT ST. JOE SURFACE WATER PLT | B | 02 | DISINFECT/HYPOCHLORIN
1230645 | WILLIAM J. RISH PARK | 1 | PLANT #1 | B | 02 | DISINFECT/HYPOCHLORIN
1230645 | WILLIAM J. RISH PARK | 1 | PLANT #1 | E | 20 | T-O CTRL/AERATION
1230652 | ST. JOSEPH STATE PARK | 1 | SAME | B | 02 | DISINFECT/HYPOCHLORIN
1230734 | WEWAHITCHKA, CITY OF | 1 | WEWAHITCHKA PLANT #1 | B | 01 | DISINFECT/GASEOUS CHLORIN
1230848 | GULF COUNTY WATER DEPT. (LIGHTHOUSE) | 3 | PLANT #3 (LUCI I) | B | 01 | DISINFECT/GASEOUS CHLORIN
1230848 | GULF COUNTY WATER DEPT. (LIGHTHOUSE) | 1 | PLANT #1 | B | 01 | DISINFECT/GASEOUS CHLORIN
1230848 | GULF COUNTY WATER DEPT. (LIGHTHOUSE) | 1 | PLANT #1 | E | 20 | T-O CTRL/AERATION
1230848 | GULF COUNTY WATER DEPT. (LIGHTHOUSE) | 2 | PLANT #2 (LUCI II) | B | 01 | DISINFECT/GASEOUS CHLORIN
1230848 | GULF COUNTY WATER DEPT. (LIGHTHOUSE) | 2 | PLANT #2 (LUCI II) | E | 20 | T-O CTRL/AERATION
1230909 | INDIAN PASS CAMPGROUND | 1 | PLANT #1 | B | 02 | DISINFECT/HYPOCHLORIN
1234000 | HWY 22 PACKAGE & LOUNGE | 1 | WELL NO.1 | A |  | NO TRTMT
1234005 | CAPE SAN BLAS CAMPING RESORT | 1 | PLANT 1 | B | 02 | DISINFECT/HYPOCHLORIN
1234006 | CITY OF WARD RIDGE | 1 | SAME AS ABOVE | B | 02 | DISINFECT/HYPOCHLORIN
1234007 | ST. JOE BAY COUNTRY CLUB | 1 | ST. JOE BAY COUNTRY CLUB | B | 02 | DISINFECT/HYPOCHLORIN
1234008 | ST. JOE BEACH WATER SYSTEM | 1 | PORT ST. JOE WATER SYSTEM | B | 01 | DISINFECT/GASEOUS CHLORIN
1234009 | ROSASCO WATER SYSTEM | 1 | ROSASCO WATER SYSTEM | B | 01 | DISINFECT/GASEOUS CHLORIN
1234010 | BLACKS ISLAND WATER SYSTEM (DELETED) | 1 | WELL #1 | B | 02 | DISINFECT/HYPOCHLORIN
1234011 | GULF FORESTRY WORK CAMP | 1 | PLANT #1 | B | 01 | DISINFECT/GASEOUS CHLORIN
1234011 | GULF FORESTRY WORK CAMP | 1 | PLANT #1 | D | 18 | CORR-CTRL/SEQUESTATION
1234011 | GULF FORESTRY WORK CAMP | 1 | PLANT #1 | D | 36 | CORR-CTRL/CORROSION INHIB
1234012 | BRYANT'S LANDING | 1 | WELL #1 | E | 20 | T-O CTRL/AERATION
1234012 | BRYANT'S LANDING | 1 | WELL #1 | B | 02 | DISINFECT/HYPOCHLORIN
1234013 | GULF CORRECTIONAL INSTITUTION | 2 | WELL #2 | Z | 20 | OTHER/AERATION
1234013 | GULF CORRECTIONAL INSTITUTION | 1 | PLANT #1 | Z | 20 | OTHER/AERATION
1234013 | GULF CORRECTIONAL INSTITUTION | 2 | WELL #2 | B | 01 | DISINFECT/GASEOUS CHLORIN
1234013 | GULF CORRECTIONAL INSTITUTION | 1 | PLANT #1 | B | 01 | DISINFECT/GASEOUS CHLORIN
1234014 | WHITE CITY WATER SYSTEM | 1 |  | A |  | NO TRTMT
1234015 | HOWARD CREEK COUNTRY STORE | 1 | WELL NO. 1 | B | 01 | DISINFECT/GASEOUS CHLORIN
1234016 | WILLIS LANDING RV PARK | 1 | PLANT #1 | B | 02 | DISINFECT/HYPOCHLORIN
1234017 | MAXINE'S RESTAURANT | 1 | WELL #1 | A |  | NO TRTMT
1234018 | HOWARD CREEK TRAILER PARK | 1 | PLANT #1 | B | 02 | DISINFECT/HYPOCHLORIN
1234019 | PIZZA KITCHEN | 1 | WELL #1 | B | 02 | DISINFECT/HYPOCHLORIN
1234020 | DOUGLAS LANDING TRAILER PARK | 1 | WELL NO.1&2 | A |  | NO TRTMT
1234021 | CREEK STOP & DELI | 1 | WELL NO. 1 | B | 01 | DISINFECT/GASEOUS CHLORIN
1234022 | INDIAN PASS RAW BAR | 1 | WELL NO.1 | A |  | NO TRTMT
1234023 | THE FLOUR MILL | 1 | WELL NO.1 | A |  | NO TRTMT
1234024 | DALKEITH RECREATION PARK | 1 | WELL NO.1 | B | 02 | DISINFECT/HYPOCHLORIN
1234025 | NEW HARVEST WORSHIP CENTER | 1 | PLANT 1 | B | 02 | DISINFECT/HYPOCHLORIN
1234027 | BLACKS ISLAND RESORT | 1 | MAIN PLANT | B | 02 | DISINFECT/HYPOCHLORIN
1234027 | BLACKS ISLAND RESORT | 1 | MAIN PLANT | Z | 20 | OTHER/AERATION
1300020 | CARROLL'S GROCERY | 1 | #1 | B | 02 | DISINFECT/HYPOCHLORIN
1300021 | Y GROCERY | 1 | #1 | A |  | NO TRTMT
1300066 | BETHLEHEM HIGH SCHOOL | 2 | PLANT #2 | E | 20 | T-O CTRL/AERATION
1300066 | BETHLEHEM HIGH SCHOOL | 1 | PLANT 1 | B | 02 | DISINFECT/HYPOCHLORIN
1300066 | BETHLEHEM HIGH SCHOOL | 2 | PLANT #2 | B | 02 | DISINFECT/HYPOCHLORIN
1300083 | BONIFAY, CITY OF W/S | 3 | BONIFAY PLANT 3 | B | 01 | DISINFECT/GASEOUS CHLORIN
1300083 | BONIFAY, CITY OF W/S | 1 | BONIFAY PLANT 1 | B | 01 | DISINFECT/GASEOUS CHLORIN
1300083 | BONIFAY, CITY OF W/S | 2 | BONIFAY PLANT 2 | B | 01 | DISINFECT/GASEOUS CHLORIN
1300083 | BONIFAY, CITY OF W/S | 5 | GAS CHLORINATION FOR WELL 5 | B | 01 | DISINFECT/GASEOUS CHLORIN
1300083 | BONIFAY, CITY OF W/S | 4 | BONIFAY PLANT 4 | B | 02 | DISINFECT/HYPOCHLORIN
1300127 | CERRO GORDO ESTATES | 1 | WESTVILLE | B | 02 | DISINFECT/HYPOCHLORIN
1300139 | CHOCTAWHATCHEE RIVER CAMPSITES | 1 | PLANT #1 | B | 02 | DISINFECT/HYPOCHLORIN
1300214 | NORTHWEST FLORIDA WATER SYSTEM, INC. | 1 | MAIN PLANT (SERVES WELL 1 & 2) | B | 02 | DISINFECT/HYPOCHLORIN
1300247 | ESTO, TOWN OF | 1 | PLANT FOR WELL 3 | B | 02 | DISINFECT/HYPOCHLORIN
1300247 | ESTO, TOWN OF | 2 | PLANT FOR WELL 2 | B | 01 | DISINFECT/GASEOUS CHLORIN
1300399 | KOUNTRY KITCHEN | 1 | PONCE DE LEON | B | 02 | DISINFECT/HYPOCHLORIN
1300498 | NOMA WATER WORKS | 1 | PLANT FOR WELL 1 - BACKUP | B | 02 | DISINFECT/HYPOCHLORIN
1300498 | NOMA WATER WORKS | 2 | PLANT FOR WELL 2 | B | 02 | DISINFECT/HYPOCHLORIN
1300541 | PONCE DE LEON HIGH SCHOOL | 1 | PLANT #1 | B | 02 | DISINFECT/HYPOCHLORIN
1300542 | PONCE DE LEON SPRINGS STATE PK | 1 | PLANT #1 | B | 02 | DISINFECT/HYPOCHLORIN
1300544 | POPLAR SPRINGS HIGH SCHOOL | 1 | POPLAR SPRINGS | B | 02 | DISINFECT/HYPOCHLORIN
1300544 | POPLAR SPRINGS HIGH SCHOOL | 2 | PLANT FOR WELL 1 (B - 2004) | B | 02 | DISINFECT/HYPOCHLORIN
1300547 | PROSPERITY ELEMENTARY SCHOOL | 1 | PLANT #1 | B | 02 | DISINFECT/HYPOCHLORIN
1300849 | NEW PONCE SHIRT COMPANY, INC. | 1 | WATER PLANT | B | 02 | DISINFECT/HYPOCHLORIN
1300886 | PONCE DELEON ELEMENTARY SCHOOL | 1 | PLANT #1 | B | 02 | DISINFECT/HYPOCHLORIN
1300892 | I-10 REST AREA AT PONCE DE LEON | 1 | CHIPLEY | B | 02 | DISINFECT/HYPOCHLORIN
1302001 | PRESCOTT'S DIXIE DANDY | 1 | THE PLANT | B | 01 | DISINFECT/GASEOUS CHLORIN
1302002 | COUNTY LINE GROCERY | 1 | PLANT FOR WELL 1 | B | 01 | DISINFECT/GASEOUS CHLORIN
1302003 | SHAWN'S GROCERY | 1 | WELL | B | 02 | DISINFECT/HYPOCHLORIN
1302004 | MOTLEY'S MALL | 1 | PLANT 1 | B | 02 | DISINFECT/HYPOCHLORIN
1302005 | M & M GENERAL STORE | 1 | PLANT 1 | B | 02 | DISINFECT/HYPOCHLORIN
1302006 | TEEN CHALLENGE WEST FLORIDA | 2 | PLANT 2 | B | 02 | DISINFECT/HYPOCHLORIN
1302006 | TEEN CHALLENGE WEST FLORIDA | 1 | PLANT 1 | B | 02 | DISINFECT/HYPOCHLORIN
1303030 | COUNTRY CHAT & CHEW | 1 | PLANT 1 | B | 01 | DISINFECT/GASEOUS CHLORIN
1304033 | WESTVILLE, TOWN OF | 1 | WESTVILLE | B | 01 | DISINFECT/GASEOUS CHLORIN
1304033 | WESTVILLE, TOWN OF | 2 | WELL #2 | B | 01 | DISINFECT/GASEOUS CHLORIN
1304033 | WESTVILLE, TOWN OF | 3 | WELL 3 - GAS CHLORINATION | B | 01 | DISINFECT/GASEOUS CHLORIN
1304034 | PONCE DE LEON, TOWN OF | 1 | GAS CHLORINATION AT WELL 1 | B | 01 | DISINFECT/GASEOUS CHLORIN
1304034 | PONCE DE LEON, TOWN OF | 2 | HYPO CHLORINATION AT WELL 2 | B | 02 | DISINFECT/HYPOCHLORIN
1304034 | PONCE DE LEON, TOWN OF | 3 | GAS CHLORINATION FOR WELL 3 | B | 01 | DISINFECT/GASEOUS CHLORIN
1304035 | HOLE IN THE WALL RESTAURANT | 1 | WELL #1 | B | 02 | DISINFECT/HYPOCHLORIN
1304036 | VORTEX SPRING (MAIN) | 2 | WELL #2 | B | 02 | DISINFECT/HYPOCHLORIN
1304036 | VORTEX SPRING (MAIN) | 1 | WELL #1 | B | 02 | DISINFECT/HYPOCHLORIN
1304037 | VORTEX SPRINGS (OTTER CREEK LODGE) | 1 | WELL #1 | A |  | NO TRTMT
1304038 | THE ROCKS OYSTER BAR & GRILL | 1 | WELL#1 | A |  | NO TRTMT
1304039 | AMIKIDS WEST FLORIDA, INC (WFWI) | 1 | WELL 1 | B | 02 | DISINFECT/HYPOCHLORIN
1304040 | J. NICOLES BOARDER GRILL | 1 | WELL 1 | B | 02 | DISINFECT/HYPOCHLORIN
1304044 | GULLY SPRINGS BAPTIST CHURCH | 1 | PLANT 1 | B | 02 | DISINFECT/HYPOCHLORIN
1304045 | HAMILTON'S GENERAL STORE | 1 | MAIN PLANT | B | 02 | DISINFECT/HYPOCHLORIN
1304046 | NEW SMYRNA ASSEMBLY OF GOD CHURCH | 1 | MAIN PLANT | B | 02 | DISINFECT/HYPOCHLORIN
1304052 | CARMEL ASSEMBLY OF GOD | 1 | PLANT | B | 02 | DISINFECT/HYPOCHLORIN
1320011 | ALFORD, TOWN OF | 4 | PLANT #4 | B | 02 | DISINFECT/HYPOCHLORIN
1320011 | ALFORD, TOWN OF | 1 | PLANT #1 | Z | 12 | OTHER/SEDIMENTATION
1320011 | ALFORD, TOWN OF | 3 | PLANT #3 | B | 01 | DISINFECT/GASEOUS CHLORIN
1320011 | ALFORD, TOWN OF | 1 | PLANT #1 | B | 02 | DISINFECT/HYPOCHLORIN
1320011 | ALFORD, TOWN OF | 2 | PLANT #2 | B | 02 | DISINFECT/HYPOCHLORIN
1320025 | APALACHEE CORRECTIONAL INSTITUTION | 2 | PLANT #3 | B | 01 | DISINFECT/GASEOUS CHLORIN
1320025 | APALACHEE CORRECTIONAL INSTITUTION | 1 | PLANT #2 | B | 01 | DISINFECT/GASEOUS CHLORIN
1320025 | APALACHEE CORRECTIONAL INSTITUTION | 1 | PLANT #2 | Z | 12 | OTHER/SEDIMENTATION
1320030 | ARROWHEAD CAMPGROUND | 1 | PLANT #1 | B | 02 | DISINFECT/HYPOCHLORIN
1320093 | THOMPSON TRACTOR CO., INC. | 1 | PLANT #1 | B | 02 | DISINFECT/HYPOCHLORIN
1320111 | CAMPBELLTON WATER DEPARTMENT | 4 | PLANT FOR WELL #3 | B | 02 | DISINFECT/HYPOCHLORIN
1320111 | CAMPBELLTON WATER DEPARTMENT | 2 | PLANT FOR WELL #4 | B | 02 | DISINFECT/HYPOCHLORIN
1320111 | CAMPBELLTON WATER DEPARTMENT | 3 | CAMPBELLTON 2 | B | 01 | DISINFECT/GASEOUS CHLORIN
1320111 | CAMPBELLTON WATER DEPARTMENT | 1 | CAMPBELLTON | B | 02 | DISINFECT/HYPOCHLORIN
1320122 | CAVERNS GOLF COURSE | 1 | PLANT #1 | B | 02 | DISINFECT/HYPOCHLORIN
1320122 | CAVERNS GOLF COURSE | 2 | PLANT 2 | B | 01 | DISINFECT/GASEOUS CHLORIN
1320133 | CHASON TRUCK STOP | 1 | CHASON TRUCK STOP | B | 02 | DISINFECT/HYPOCHLORIN
1320143 | COTTONDALE WATER SYSTEM | 2 | PLANT #2 | B | 02 | DISINFECT/HYPOCHLORIN
1320143 | COTTONDALE WATER SYSTEM | 1 | PLANT #1 | B | 02 | DISINFECT/HYPOCHLORIN
1320143 | COTTONDALE WATER SYSTEM | 3 | PLANT #3 | B | 02 | DISINFECT/HYPOCHLORIN
1320143 | COTTONDALE WATER SYSTEM | 4 | BOOSTER PLANT | B | 02 | DISINFECT/HYPOCHLORIN
1320145 | GRACEVILLE, CITY OF | 4 | PLANT FOR WELL 7 | B | 02 | DISINFECT/HYPOCHLORIN
1320145 | GRACEVILLE, CITY OF | 3 | PLANT FOR WELL 6 - CLIFF ST | B | 02 | DISINFECT/HYPOCHLORIN
1320145 | GRACEVILLE, CITY OF | 2 | PLANT FOR WELL 3 | B | 02 | DISINFECT/HYPOCHLORIN
1320145 | GRACEVILLE, CITY OF | 1 | PLANT FOR WELL 1 | B | 02 | DISINFECT/HYPOCHLORIN
1320173 | COUNTRYSIDE TRUCK STOP | 1 | COUNTRYSIDE TRUCK STOP | B | 02 | DISINFECT/HYPOCHLORIN
1320173 | COUNTRYSIDE TRUCK STOP | 1 | COUNTRYSIDE TRUCK STOP | Z | 12 | OTHER/SEDIMENTATION
1320220 | DOZIER SCHOOL FOR BOYS | 1 | DOZIER SCHOOL, PLANT #1 | B | 01 | DISINFECT/GASEOUS CHLORIN
1320220 | DOZIER SCHOOL FOR BOYS | 1 | DOZIER SCHOOL, PLANT #1 | B | 02 | DISINFECT/HYPOCHLORIN
1320220 | DOZIER SCHOOL FOR BOYS | 1 | DOZIER SCHOOL, PLANT #1 | Z | 12 | OTHER/SEDIMENTATION
1320220 | DOZIER SCHOOL FOR BOYS | 2 | DOZIER SCHOOL PLANT #2 | B | 01 | DISINFECT/GASEOUS CHLORIN
1320220 | DOZIER SCHOOL FOR BOYS | 2 | DOZIER SCHOOL PLANT #2 | Z | 12 | OTHER/SEDIMENTATION
1320242 | ELKS LODGE NO. 1516 BPOE | 1 | ELKS' WELL | B | 02 | DISINFECT/HYPOCHLORIN
1320263 | FDOT MAINTENANCE YARD | 1 | PLANT #1 | B | 02 | DISINFECT/HYPOCHLORIN
1320263 | FDOT MAINTENANCE YARD | 1 | PLANT #1 | D | 36 | CORR-CTRL/CORROSION INHIB
1320271 | CAVERNS VISITOR'S CENTER | 1 | PLANT #1 | B | 02 | DISINFECT/HYPOCHLORIN
1320271 | CAVERNS VISITOR'S CENTER | 2 | PLANT #2 | B | 02 | DISINFECT/HYPOCHLORIN
1320277 | FDOT FLORIDA 231 WELCOME CENTER | 1 | PLANT #1 | B | 02 | DISINFECT/HYPOCHLORIN
1320311 | GREENWOOD WATER SYSTEM | 1 | PLANT #1 | B | 02 | DISINFECT/HYPOCHLORIN
1320311 | GREENWOOD WATER SYSTEM | 2 | PLANT #2 | B | 02 | DISINFECT/HYPOCHLORIN
1320322 | SCHOLZ ELECT. GENERATING PLANT | 1 | PLANT #1 | B | 02 | DISINFECT/HYPOCHLORIN
1320346 | ADMIRAL SEMMES HOTEL (HILLTOP INN) | 1 | PLANT #1 | B | 02 | DISINFECT/HYPOCHLORIN
1320346 | ADMIRAL SEMMES HOTEL (HILLTOP INN) | 1 | PLANT #1 | H | 25 | SOFTENING/ION EXCHANGE
1320348 | KINDEL LANES | 1 | KINDEL LANES PLANT | B | 02 | DISINFECT/HYPOCHLORIN
1320355 | HOPE SCHOOL | 1 | HOPE SCHOOL | B | 02 | DISINFECT/HYPOCHLORIN
1320356 | HOPKIN'S PONTIAC-OLDS | 1 | PLANT #1 | B | 02 | DISINFECT/HYPOCHLORIN
1320359 | COLEY'S FISH CAMP | 1 |  | B | 02 | DISINFECT/HYPOCHLORIN
1320378 | ASSN. FOR RETARDED CITIZENS | 1 | PLANT #1 | B | 02 | DISINFECT/HYPOCHLORIN
1320380 | JACKSON COUNTY PORT AUTHORITY | 1 | JACKSON COUNTY PORT AUTHORITY | B | 02 | DISINFECT/HYPOCHLORIN
1320439 | MALLOY GLAD FARMS, INC. | 1 | PLANT 1 | B | 02 | DISINFECT/HYPOCHLORIN
1320440 | MALONE, TOWN OF WATER SYSTEM | 1 | PLANT FOR WELL 2 | B | 01 | DISINFECT/GASEOUS CHLORIN
1320440 | MALONE, TOWN OF WATER SYSTEM | 2 | PLANT FOR WELL 4 | B | 01 | DISINFECT/GASEOUS CHLORIN
1320444 | ADMINISTRATIVE SERVICE CENTER - REGION 1 | 1 | ADMINISTRATIVE SERVICE CENTER | B | 02 | DISINFECT/HYPOCHLORIN
1320445 | RED CANYON GRILL | 1 | MARIANNA COUNTRY CLUB | B | 02 | DISINFECT/HYPOCHLORIN
1320449 | MARIANNA, CITY OF | 1 | PLANT FOR WELL 1 | B | 01 | DISINFECT/GASEOUS CHLORIN
1320449 | MARIANNA, CITY OF | 2 | PLANT FOR WELL 5 | B | 01 | DISINFECT/GASEOUS CHLORIN
1320449 | MARIANNA, CITY OF | 3 | PLANT FOR WELL 6 | B | 01 | DISINFECT/GASEOUS CHLORIN
1320449 | MARIANNA, CITY OF | 5 | WELL #5 | B | 01 | DISINFECT/GASEOUS CHLORIN
1320449 | MARIANNA, CITY OF | 6 | WELL #6 | B | 01 | DISINFECT/GASEOUS CHLORIN
1320518 | PARRAMORE LODGE | 1 | SAME | B | 02 | DISINFECT/HYPOCHLORIN
1320549 | CARAVAN RESTAURANT | 1 | MARIANNA | B | 02 | DISINFECT/HYPOCHLORIN
1320570 | ROBIN HOOD INN | 1 | PLANT #1 | B | 02 | DISINFECT/HYPOCHLORIN
1320646 | SUNLAND TRAINING CENTER | 1 | PLANT FOR WELL 1 | B | 01 | DISINFECT/GASEOUS CHLORIN
1320646 | SUNLAND TRAINING CENTER | 4 | PLANT FOR SUNLAND WELL 4 | B | 01 | DISINFECT/GASEOUS CHLORIN
1320646 | SUNLAND TRAINING CENTER | 1 | PLANT FOR WELL 1 | Z | 23 | OTHER/GAC ADDITION
1320675 | THREE RIVERS ST PK HOUSE WELL | 1 | PLANT # 1 HOUSE WELL | B | 02 | DISINFECT/HYPOCHLORIN
1320686 | GRAND RIDGE, TOWN OF | 3 | PLANT #3 | B | 02 | DISINFECT/HYPOCHLORIN
1320686 | GRAND RIDGE, TOWN OF | 4 | PLANT #4 | B | 02 | DISINFECT/HYPOCHLORIN
1320686 | GRAND RIDGE, TOWN OF | 1 | PLANT #1 | B | 02 | DISINFECT/HYPOCHLORIN
1320686 | GRAND RIDGE, TOWN OF | 2 | PLANT #2 | B | 02 | DISINFECT/HYPOCHLORIN
1320689 | SNEADS, TOWN OF WATER SYSTEM | 1 | PLANT #1 | B | 01 | DISINFECT/GASEOUS CHLORIN
1320689 | SNEADS, TOWN OF WATER SYSTEM | 2 | PLANT #2 | B | 02 | DISINFECT/HYPOCHLORIN
1320689 | SNEADS, TOWN OF WATER SYSTEM | 1 | PLANT #1 | B | 02 | DISINFECT/HYPOCHLORIN
1320689 | SNEADS, TOWN OF WATER SYSTEM | 2 | PLANT #2 | B | 01 | DISINFECT/GASEOUS CHLORIN
1320689 | SNEADS, TOWN OF WATER SYSTEM | 1 | PLANT #1 | Z | 12 | OTHER/SEDIMENTATION
1320729 | WEST FLORIDA ASSM. OF GOD CAMP | 1 | PLANT 1 | B | 02 | DISINFECT/HYPOCHLORIN
1320770 | B. P. CONVENIENCE STORE | 1 | SAME | B | 02 | DISINFECT/HYPOCHLORIN
1320824 | BLUE SPRINGS BAPTIST ASSEMBLY | 1 | BLUE SPRINGS BAPTIST ASSEMBLY | B | 01 | DISINFECT/GASEOUS CHLORIN
1320841 | JACKSON COUNTY ROAD CAMP | 1 | PLANT 1 | B | 02 | DISINFECT/HYPOCHLORIN
1320879 | QUIET HAVEN TRAILER PARK | 1 | PLANT #1 | B | 02 | DISINFECT/HYPOCHLORIN
1320879 | QUIET HAVEN TRAILER PARK | 1 | PLANT #1 | Z | 12 | OTHER/SEDIMENTATION
1320880 | CAESAR'S PALACE LOUNGE | 1 | WELL #1 | A |  | NO TRTMT
1320883 | MARIANNA TEXACO TRAVEL SHOP | 1 | PLANT #1 | B | 02 | DISINFECT/HYPOCHLORIN
1320884 | MAJAFLO'S | 1 | SAME | B | 02 | DISINFECT/HYPOCHLORIN
1320902 | MARIANNA 76 TRUCK STOP | 1 | PLANT 1 | B | 02 | DISINFECT/HYPOCHLORIN
1324000 | PARRAMORE LANDING PARK W/S | 1 | PARRAMORE LANDING | B | 01 | DISINFECT/GASEOUS CHLORIN
1324001 | SKATE TOWNE | 1 | PLANT #1 | B | 02 | DISINFECT/HYPOCHLORIN
1324027 | SPANISH TRAIL LUMBER | 2 | PLANER MILL | B | 02 | DISINFECT/HYPOCHLORIN
1324027 | SPANISH TRAIL LUMBER | 1 | SPANISH TRAIL LUMBER OFFICE | B | 02 | DISINFECT/HYPOCHLORIN
1324028 | INN EXPRESS | 1 | PLANT #1 | B | 02 | DISINFECT/HYPOCHLORIN
1324029 | BEST WESTERN MARIANNA INN | 1 | PLANT #1 | B | 02 | DISINFECT/HYPOCHLORIN
1324030 | JERUSALEM COMMUNITY | 1 | SAME | B | 02 | DISINFECT/HYPOCHLORIN
1324031 | JACOB, CITY OF | 1 | WELL 3 & 4 HYPOCHLORITE | B | 02 | DISINFECT/HYPOCHLORIN
1324031 | JACOB, CITY OF | 2 | OLD PLANT | B | 02 | DISINFECT/HYPOCHLORIN
1324031 | JACOB, CITY OF | 2 | OLD PLANT | G | 14 | IRON RMVL/RAPID SAND FIL
1324031 | JACOB, CITY OF | 1 | WELL 3 & 4 HYPOCHLORITE | G | 14 | IRON RMVL/RAPID SAND FIL
1324032 | FDOT JACKSON CO. I-10 REST AREA | 1 | I-10 REST AREA | B | 02 | DISINFECT/HYPOCHLORIN
1324033 | J. D. SWEARINGEN EQPT. CO. | 1 | PLANT #1 | B | 02 | DISINFECT/HYPOCHLORIN
1324034 | HARDEE'S OF COTTONDALE | 1 | HARDEE'S OF COTTONDALE | B | 02 | DISINFECT/HYPOCHLORIN
1324036 | SOUTHERN EXPRESS #3 (MIL-MARK) | 1 | MIL-MARK, INC. | B | 02 | DISINFECT/HYPOCHLORIN
1324037 | MARIANNA OAKS GOLF COURSE | 1 | PLANT #1 | B | 02 | DISINFECT/HYPOCHLORIN
1324038 | BRIGHT START LEARNING CENTER | 1 | WELL #1 | B | 02 | DISINFECT/HYPOCHLORIN
1324039 | ASSOCIATED MINISTRIES | 1 | WELL #1 | B | 02 | DISINFECT/HYPOCHLORIN
1324045 | SPEEDWAY #150 | 1 | WELL #1 | A |  | NO TRTMT
1324046 | ALONG THE WAY DAYCARE | 1 | PLANT #1 | B | 02 | DISINFECT/HYPOCHLORIN
1324046 | ALONG THE WAY DAYCARE | 2 | PLANT #2 | B | 02 | DISINFECT/HYPOCHLORIN
1324047 | NUGGET OIL #36 | 1 | WELL #1 | B | 02 | DISINFECT/HYPOCHLORIN
1324048 | NUGGET OIL #2 | 1 | WELL #1 | B | 02 | DISINFECT/HYPOCHLORIN
1324049 | SPEEDWAY #150 | 1 | WELL #1 | A |  | NO TRTMT
1324050 | GOLDEN LARIAT | 1 | PLANT #1 | B | 02 | DISINFECT/HYPOCHLORIN
1324051 | SPEED TRACK (AKA P&C GROCERS) | 1 | PLANT #1 | B | 02 | DISINFECT/HYPOCHLORIN
1324052 | HABANA EXPRESS NORTH | 1 | PLANT #1 | B | 02 | DISINFECT/HYPOCHLORIN
1324053 | GREEN'S SUPERMARKET | 1 | WELL #1 | B | 02 | DISINFECT/HYPOCHLORIN
1324054 | DOVE REST RV PARK | 2 | PLANT #2 | B | 01 | DISINFECT/GASEOUS CHLORIN
1324054 | DOVE REST RV PARK | 1 | PLANT #1 | B | 02 | DISINFECT/HYPOCHLORIN
1324055 | BREWER'S PLAZA | 1 | WELL #1 | B | 02 | DISINFECT/HYPOCHLORIN
1324056 | HANDI-MART #7 | 1 | PLANT # 1 | B | 02 | DISINFECT/HYPOCHLORIN
1324057 | SOUTHERN EXPRESS #10 | 1 | WELL #1 | B | 02 | DISINFECT/HYPOCHLORIN
1324058 | HERNDON CITGO | 1 | WELL #1 | B | 02 | DISINFECT/HYPOCHLORIN
1324059 | COTTONDALE EXXON | 1 | WELL #1 | B | 02 | DISINFECT/HYPOCHLORIN
1324060 | CHIPOLA FITNESS CENTER EAST | 1 | PLANT #1 | B | 02 | DISINFECT/HYPOCHLORIN
1324061 | SKI INN | 1 | PLANT 1 | B | 02 | DISINFECT/HYPOCHLORIN
1324062 | SUPER SUBS & DELI | 1 | WELL #1 | A |  | NO TRTMT
1324063 | MARIANNA NATIONAL GUARD | 1 | PLANT #1 | B | 02 | DISINFECT/HYPOCHLORIN
1324064 | BLUE SPRINGS MHP (AKA SPRINGSIDE) | 1 | WELL #1 | B | 02 | DISINFECT/HYPOCHLORIN
1324065 | MARIANNA CHEVRON WATER SYSTEM | 1 | WELL #1 | A |  | NO TRTMT
1324066 | TRI-STATE AUTOMOTIVE | 1 | #1 | A |  | NO TRTMT
1324068 | COFFEE SHOPPEE, THE | 1 | WELL #1 | B | 02 | DISINFECT/HYPOCHLORIN
1324069 | COMFORT INN | 1 | WELL #1 | B | 02 | DISINFECT/HYPOCHLORIN
1324069 | COMFORT INN | 2 | WELL #2 | B | 02 | DISINFECT/HYPOCHLORIN
1324070 | JUST FRIENDS LOUNGE | 1 | WELL #1 | B | 02 | DISINFECT/HYPOCHLORIN
1324072 | DOYLE GREEN WATER SYSTEM | 1 | WELL #1 | B | 02 | DISINFECT/HYPOCHLORIN
1324073 | GLOVER'S AUTOMOTIVE SERVICES | 1 | WELL #1 | A |  | NO TRTMT
1324074 | JACKSON CORRECTIONAL INSTITUTION | 3 | PLANT FOR WELL 3 | B | 01 | DISINFECT/GASEOUS CHLORIN
1324074 | JACKSON CORRECTIONAL INSTITUTION | 2 | PLANT #2 | B | 01 | DISINFECT/GASEOUS CHLORIN
1324074 | JACKSON CORRECTIONAL INSTITUTION | 1 | PLANT #1 | B | 01 | DISINFECT/GASEOUS CHLORIN
1324075 | POOH'S CORNER GROCERY, INC. | 1 | WELL #1 | A |  | NO TRTMT
1324076 | HAVANA CAFE | 1 | WELL #1 | B | 02 | DISINFECT/HYPOCHLORIN
1324077 | FLORIDA CAVERNS STATE PARK - CAMPGROUND | 1 | PLANT #1 | B | 02 | DISINFECT/HYPOCHLORIN
1324078 | DARBEE'S KWIK STOP | 1 | WELL #1 | B | 02 | DISINFECT/HYPOCHLORIN
1324079 | VICTORY BAPTIST CHURCH SCHOOL | 1 | WELL#1 | B | 02 | DISINFECT/HYPOCHLORIN
1324080 | INDIAN SPRINGS GOLF COURSE | 1 | MAIN PLANT | B | 02 | DISINFECT/HYPOCHLORIN
1324081 | TARA ESTATES | 1 | WELL#1 | A |  | NO TRTMT
1324082 | THREE RIVERS ST PK WEST WELL | 1 | WEST WELL PLANT | B | 02 | DISINFECT/HYPOCHLORIN
1324083 | THREE RIVERS ST PK OFFICE WELL | 1 | OFFICE WELL | B | 02 | DISINFECT/HYPOCHLORIN
1324084 | MARY'S DAY CARE | 1 | WELL #1 | A |  | NO TRTMT
1324085 | ROB'S OLD SOUTH BAR-B-Q | 1 | WELL #1 | A |  | NO TRTMT
1324086 | STEPHEN'S FOOD MART | 1 | WELL #1 | B | 02 | DISINFECT/HYPOCHLORIN
1324087 | BASCOM GENERAL MERCHANDISE | 1 | PLANT #1 | B | 02 | DISINFECT/HYPOCHLORIN
1324088 | CAMELLIA ACRES | 1 | WELL #1 | A |  | NO TRTMT
1324089 | BROOKWOOD MOBILE HOME PARK | 1 | BROOKWOOD | B | 02 | DISINFECT/HYPOCHLORIN
1324091 | CHRISTIAN CENTER CHURCH | 1 | WELL #1 | B | 01 | DISINFECT/GASEOUS CHLORIN
1324092 | TIPPY TOES DAYCARE (DEE'S EARTH ANGELS) | 1 | PLANT #1 | B | 02 | DISINFECT/HYPOCHLORIN
1324093 | FORTUNE LIQUOR STORE | 1 | WELL #1 | A |  | NO TRTMT
1324094 | CLOVER LEAF GIN, INC. | 1 | PLANT #1 | B | 02 | DISINFECT/HYPOCHLORIN
1324095 | HOLIDAY INN - MARIANNA | 1 | WELL NO.1 | A |  | NO TRTMT
1324096 | SONNY'S REAL PIT BAR-B-Q | 1 | WELL NO.1 | B | 02 | DISINFECT/HYPOCHLORIN
1324097 | SUPER SUBS AND DELI | 1 | WELL NO.1 | A |  | NO TRTMT
1324098 | JACKSON COUNTY UTILITIES NO. 1 | 1 | PLANT #1 | B | 02 | DISINFECT/HYPOCHLORIN
1324098 | JACKSON COUNTY UTILITIES NO. 1 | 2 | PLANT #2 | G | 15 | IRON RMVL/PRESS SAND FILT
1324098 | JACKSON COUNTY UTILITIES NO. 1 | 2 | PLANT #2 | B | 02 | DISINFECT/HYPOCHLORIN
1324098 | JACKSON COUNTY UTILITIES NO. 1 | 1 | PLANT #1 | B | 20 | DISINFECT/AERATION
1324098 | JACKSON COUNTY UTILITIES NO. 1 | 1 | PLANT #1 | G | 14 | IRON RMVL/RAPID SAND FIL
1324098 | JACKSON COUNTY UTILITIES NO. 1 | 1 | PLANT #1 | E | 20 | T-O CTRL/AERATION
1324099 | BASKIN ROBBINS - MARIANNA | 1 | WELL NO.1 | B | 02 | DISINFECT/HYPOCHLORIN
1324100 | DOLOMITE INCORPORATED | 1 | PLANT 1 | B | 02 | DISINFECT/HYPOCHLORIN
1324101 | SPRINGHILL REGIONAL LANDFILL | 1 | PLANT #1 | B | 02 | DISINFECT/HYPOCHLORIN
1324102 | POKEY'S | 1 | WELL NO. 1 | A |  | NO TRTMT
1324103 | PRIDE SANITARY MAINTENANCE SUP | 1 | PRIDE SANITARY MAINTENANCE SUP | B | 02 | DISINFECT/HYPOCHLORIN
1324104 | COMPASS LAKE IN THE HILLS | 1 | PLANT #1 | B | 02 | DISINFECT/HYPOCHLORIN
1324105 | HABANA EXPRESS, INC. | 1 | WATER PLANT #1 | B | 02 | DISINFECT/HYPOCHLORIN
1324106 | KOUNTRY CANDY STORE | 1 | PLANT #1 | B | 02 | DISINFECT/HYPOCHLORIN
1324107 | PARROT BAY SUBDIVISION | 1 | WELL NO.1 | B | 02 | DISINFECT/HYPOCHLORIN
1324108 | BLUE SPRINGS RECREATIONAL AREA | 2 | PLANT #1 | B | 02 | DISINFECT/HYPOCHLORIN
1324108 | BLUE SPRINGS RECREATIONAL AREA | 1 | WELL NO.1 | B | 02 | DISINFECT/HYPOCHLORIN
1324199 | JACKSON COUNTY UTILITIES NO. 2 | 1 | PLANT NO. 1 | B | 02 | DISINFECT/HYPOCHLORIN
1324202 | LAROPA'S | 2 | PLANT #2 | B | 02 | DISINFECT/HYPOCHLORIN
1324204 | DAMASCUS FREEWILL BAPTIST CHURCH | 1 | PLANT #1 | B | 02 | DISINFECT/HYPOCHLORIN
1324205 | PROVIDENCE BAPTIST CHURCH | 1 | PLANT 1 | B | 02 | DISINFECT/HYPOCHLORIN
1324206 | SALEM WESLEYAN CHURCH | 1 | PLANT 1 | B | 02 | DISINFECT/HYPOCHLORIN
1324207 | FDOT SNEADS WEIGH IN MOTION STATION WEST | 1 | PLANT #1 | B | 02 | DISINFECT/HYPOCHLORIN
1324208 | FDOT SNEADS WEIGH IN MOTION STATION EAST | 1 | PLANT #1 | B | 02 | DISINFECT/HYPOCHLORIN
1324209 | CITIZENS LODGE | 1 | PLANT #1 | B | 02 | DISINFECT/HYPOCHLORIN
1324210 | TROYCON LLC (AKA EVANGEL) | 1 | PLANT 1 | B | 02 | DISINFECT/HYPOCHLORIN
1324211 | MT. OLIVE BAPTIST CHURCH | 1 | PLANT 1 | B | 02 | DISINFECT/HYPOCHLORIN
1324212 | EVER INCREASING WORD OF FAITH | 1 | PLANT 1 | B | 02 | DISINFECT/HYPOCHLORIN
1324213 | INGATHERING WORSHIP CENTER | 1 | PLANT 1 | B | 02 | DISINFECT/HYPOCHLORIN
1324214 | CYPRESS GROVE ASSEMBLY OF GOD | 1 | PLANT #1 | B | 02 | DISINFECT/HYPOCHLORIN
1324217 | FIRST BAPTIST CHURCH OF BASCOM | 1 | PLANT 1 | B | 02 | DISINFECT/HYPOCHLORIN
1324220 | DAMASCUS BAPTIST CHURCH | 1 | PLANT 1 | B | 02 | DISINFECT/HYPOCHLORIN
1324223 | SALEM FREEWILL BAPTIST CHURCH | 1 | PLANT #1 | B | 02 | DISINFECT/HYPOCHLORIN
1324224 | FRIENDSHIP BAPTIST CHURCH | 1 | PLANT 1 | B | 02 | DISINFECT/HYPOCHLORIN
1324225 | CIRCLE HILL BAPTIST CHURCH | 1 | PLANT 1 | B | 02 | DISINFECT/HYPOCHLORIN
1324226 | EL BETHEL ASSEMBLY OF GOD | 1 | PLANT 1 | B | 02 | DISINFECT/HYPOCHLORIN
1324227 | LOVEDALE BAPTIST CHURCH | 1 | PLANT 1 | B | 02 | DISINFECT/HYPOCHLORIN
1324228 | RACEWAY #861 | 1 | PLANT 1 | H | 25 | SOFTENING/ION EXCHANGE
1324228 | RACEWAY #861 | 1 | PLANT 1 | B | 02 | DISINFECT/HYPOCHLORIN
1324230 | NEW BETHEL CHURCH | 1 | MAIN PLANT | B | 02 | DISINFECT/HYPOCHLORIN
1324232 | CYPRESS TRAIL SUBDIVISION | 1 | MAIN PLANT | B | 02 | DISINFECT/HYPOCHLORIN
1324234 | BP CONVENIENCE STORE | 1 | PLANT #1 | B | 02 | DISINFECT/HYPOCHLORIN
1324236 | ALLIANCE HILL RV PARK | 1 | HYPOCHLORITE | B | 02 | DISINFECT/HYPOCHLORIN
1324239 | HOG WILD GRILL (FORMALLY BOGAR'S STORE) | 1 | PLANT #1 | B | 02 | DISINFECT/HYPOCHLORIN
1324244 | KELLEY'S GROCERY | 1 | PLANT 1 | B | 02 | DISINFECT/HYPOCHLORIN
1324245 | BUSY FEET LEARNING CENTER | 1 | PLANT #1 | B | 02 | DISINFECT/HYPOCHLORIN
1324248 | SHADY GROVE PENTECOSTAL HOLINESS CHURCH | 1 | PLANT #1 | B | 02 | DISINFECT/HYPOCHLORIN
1324252 | NEW BEGINNING MINISTRY OF GRAND RIDGE | 1 | PLANT #1 | B | 02 | DISINFECT/HYPOCHLORIN
1330036 | AUCILLA CHRISTIAN ACADEMY | 1 | MONTICELLO | B | 02 | DISINFECT/HYPOCHLORIN
1330070 | CAPITAL CITY TRAVEL CENTER | 1 | PLANT 1 | B | 02 | DISINFECT/HYPOCHLORIN
1330115 | CAPRI PROPERTIES INC. | 1 | PLANT #1 | B | 02 | DISINFECT/HYPOCHLORIN
1330374 | MONTICELLO CARE CENTER | 1 | PLANT #1 | B | 02 | DISINFECT/HYPOCHLORIN
1330385 | JEFFERSON COUNTY KENNEL CLUB | 2 | PLANT #2 | B | 02 | DISINFECT/HYPOCHLORIN
1330385 | JEFFERSON COUNTY KENNEL CLUB | 1 | PLANT #1 | B | 02 | DISINFECT/HYPOCHLORIN
1330478 | MONTICELLO, CITY OF | 4 | WELL #4 (PERMIT #WC33-263398) | G | 18 | IRON RMVL/SEQUESTATION
1330478 | MONTICELLO, CITY OF | 4 | WELL #4 (PERMIT #WC33-263398) | B | 01 | DISINFECT/GASEOUS CHLORIN
1330478 | MONTICELLO, CITY OF | 3 | PLANT FOR WELL 3 | B | 01 | DISINFECT/GASEOUS CHLORIN
1330478 | MONTICELLO, CITY OF | 2 | PLANT #2 | B | 01 | DISINFECT/GASEOUS CHLORIN
1330478 | MONTICELLO, CITY OF | 1 | PLANT NO.O1 (WELL #1) | B | 01 | DISINFECT/GASEOUS CHLORIN
1330492 | NELLIE'S RETIRED INN | 1 | PLANT #1 | B | 02 | DISINFECT/HYPOCHLORIN
1330625 | JEFFERSON MHP | 1 | MONTICELLO | B | 02 | DISINFECT/HYPOCHLORIN
1330654 | TALLAHASSEE EAST CAMPGROUND (AKA KOA) | 1 | TALLAHASSEE EAST K.O.A. | B | 02 | DISINFECT/HYPOCHLORIN
1330745 | COUNTRY VILLAGE BOARDING HOUSE | 1 | WELL #1 (PLANT 1) | B | 02 | DISINFECT/HYPOCHLORIN
1330746 | I-10 TRUCK PLAZA | 1 | WALKERS CONVENIENCE STORE | B | 02 | DISINFECT/HYPOCHLORIN
1330747 | BRITTANY'S TEXACO | 1 | BRITTANY'S TEXACO | B | 02 | DISINFECT/HYPOCHLORIN
1330748 | JEFFERSON COMMUNITIES WATER SYSTEM | 2 | PLANT/WELL 2/WATER MILL | B | 01 | DISINFECT/GASEOUS CHLORIN
1330748 | JEFFERSON COMMUNITIES WATER SYSTEM | 1 | WELL #1 | B | 02 | DISINFECT/HYPOCHLORIN
1330748 | JEFFERSON COMMUNITIES WATER SYSTEM | 3 | PLANT/WELL 3/LITTLE FARM | B | 01 | DISINFECT/GASEOUS CHLORIN
1330749 | NUGGET OIL SHELL STATION | 1 | WELL #1 | B | 02 | DISINFECT/HYPOCHLORIN
1330750 | INTERSTATE FINA | 1 | WELL NO. 1 | B | 02 | DISINFECT/HYPOCHLORIN
1330751 | I-10 CHEVRON | 1 | WELL NO. 1 | A |  | NO TRTMT
1330752 | A CAMPERS WORLD RV PARK | 1 | PLANT 1 | B | 02 | DISINFECT/HYPOCHLORIN
1330753 | EVERGREEN W/S | 1 | BACK WELL | B | 02 | DISINFECT/HYPOCHLORIN
1330754 | LAMONT WATER SYSTEM | 1 | LAMONT | B | 01 | DISINFECT/GASEOUS CHLORIN
1370003 | ABC NURSERY | 1 | ABC NURSERY | B | 02 | DISINFECT/HYPOCHLORIN
1370005 | SOUTHERN VALLEY ESTATES | 1 | TALLAHASSEE | B | 02 | DISINFECT/HYPOCHLORIN
1370009 | BRIARWOOD PROPERTIES WEST | 1 | PLANT #1 | B | 02 | DISINFECT/HYPOCHLORIN
1370012 | MACLAY STATE GARDENS | 1 | MACLAY STATE GARDENS | B | 02 | DISINFECT/HYPOCHLORIN
1370023 | ANNAWOOD SUBDIVISION | 1 | PLANT #1 | B | 02 | DISINFECT/HYPOCHLORIN
1370031 | ARROWHEAD-BROKEN LANCE W/S | 1 | ARROWHEAD-BROKEN LANCE WELL 1 | B | 01 | DISINFECT/GASEOUS CHLORIN
1370031 | ARROWHEAD-BROKEN LANCE W/S | 2 | ARROWHEAD-BROKEN LANCE WELL #2 | B | 01 | DISINFECT/GASEOUS CHLORIN
1370034 | ASTORIA COURT SUBDIVISION | 1 | PLANT #1 | B | 02 | DISINFECT/HYPOCHLORIN
1370062 | BENNETT'S OVERNIGHT RV PARK | 1 | SAME | B | 02 | DISINFECT/HYPOCHLORIN
1370071 | BIG OAK TRAILER PARK | 1 | BIG OAK TRAILER PARK | B | 02 | DISINFECT/HYPOCHLORIN
1370077 | BLOUNT'S LANDING WATER SYSTEM | 1 | PLANT 1 - BLOUNT'S LANDING | B | 02 | DISINFECT/HYPOCHLORIN
1370077 | BLOUNT'S LANDING WATER SYSTEM | 2 | PLANT 2 - BLOUNTS LANDING | B | 02 | DISINFECT/HYPOCHLORIN
1370096 | BURGESS CIRCLE SUBDIVISION | 1 | PLANT #1 (DRAKE WELL) | B | 02 | DISINFECT/HYPOCHLORIN
1370096 | BURGESS CIRCLE SUBDIVISION | 2 | PLANT #2 (SEVERED FROM SYSTEM) | B | 02 | DISINFECT/HYPOCHLORIN
1370114 | CAPITAL CIRCLE TRAILER PARK | 1 | PLANT #1 | B | 02 | DISINFECT/HYPOCHLORIN
1370120 | CASCADE PARK SUBDIVISION | 1 | TALLAHASSEE | B | 02 | DISINFECT/HYPOCHLORIN
1370128 | CHAIRES SCHOOL | 1 | CHAIRES SCHOOL | B | 02 | DISINFECT/HYPOCHLORIN
1370158 | CONCORD ELEMENTARY SCHOOL | 1 | CONCORE ELEMENTARY SCHOOL | B | 02 | DISINFECT/HYPOCHLORIN
1370172 | COUNTRY MANOR TRAILER PARK | 1 | PLANT #1 | B | 02 | DISINFECT/HYPOCHLORIN
1370195 | DEERTREE HILLS, INC. | 1 | PLANT #1 | B | 02 | DISINFECT/HYPOCHLORIN
1370255 | FAITH BAPTIST CHILD CARE CTN. | 1 | FAITH BAPTIST CHILD CARE CTN. | B | 02 | DISINFECT/HYPOCHLORIN
1370260 | FEDERAL CORRECTIONAL INSTITUTE | 1 | TALLAHASSEE | B | 02 | DISINFECT/HYPOCHLORIN
1370260 | FEDERAL CORRECTIONAL INSTITUTE | 2 |  | B | 01 | DISINFECT/GASEOUS CHLORIN
1370264 | FLORIDA BAPTIST CHILDRENS HOME | 1 | PLANT #1 | B | 02 | DISINFECT/HYPOCHLORIN
1370264 | FLORIDA BAPTIST CHILDRENS HOME | 2 | PLANT #2 | B | 02 | DISINFECT/HYPOCHLORIN
1370280 | FORESTMEADOW PARK | 1 | PLANT #1 | B | 02 | DISINFECT/HYPOCHLORIN
1370282 | FORT BRADEN COMMUNITY CENTER | 1 | FORT BRADEN SCHOOL | B | 02 | DISINFECT/HYPOCHLORIN
1370288 | TWIN LAKES MOBILE HOME PARK | 1 | TWIN LAKES MHP | B | 02 | DISINFECT/HYPOCHLORIN
1370292 | FSU SEMINOLE RESERVATION | 1 | TALLAHASSEE | B | 02 | DISINFECT/HYPOCHLORIN
1370310 | GREENWOOD MOBILE HOME PARK | 1 | PLANT #1 | B | 02 | DISINFECT/HYPOCHLORIN
1370314 | TOWNE AND COUNTRY TRAILER PARK | 1 | TOWNE AND COUNTRY TRAILER PARK | B | 02 | DISINFECT/HYPOCHLORIN
1370335 | GORDON HAYES MOBILE HOME PARK | 1 | TALLAHASSEE | B | 02 | DISINFECT/HYPOCHLORIN
1370353 | LEON CO. REGIONAL SYSTEM EAST | 1 | ALMANAC RD. - HOMESTEAD | B | 02 | DISINFECT/HYPOCHLORIN
1370377 | TALQUIN WATER CO., INC. SYS.#4 | 1 | TALQUIN WATER CO.,INC. SYS. #4 | B | 02 | DISINFECT/HYPOCHLORIN
1370381 | LAKE JACKSON MOUNDS ARCH. SITE | 1 |  | B | 01 | DISINFECT/GASEOUS CHLORIN
1370386 | WESTVIEW PARK M.H.P. | 1 | WESTVIEW PARK WELL #1 | B | 02 | DISINFECT/HYPOCHLORIN
1370386 | WESTVIEW PARK M.H.P. | 2 | WESTVIEW PARK WELL #2 | B | 02 | DISINFECT/HYPOCHLORIN
1370393 | BRADFORDVILLE REGIONAL W/S | 1 | KILLEARN LAKES UNIT I | B | 01 | DISINFECT/GASEOUS CHLORIN
1370393 | BRADFORDVILLE REGIONAL W/S | 2 | KILLEARN LAKES UNIT IV/2 | B | 01 | DISINFECT/GASEOUS CHLORIN
1370393 | BRADFORDVILLE REGIONAL W/S | 3 | KILLEARN LAKES UNIT III | B | 01 | DISINFECT/GASEOUS CHLORIN
1370394 | KING'S MOBILE HOME PARK | 1 |  | B | 02 | DISINFECT/HYPOCHLORIN
1370400 | LAFAYETTE OAKS | 1 | LAFAYETTE OAKS WELL #1 | B | 01 | DISINFECT/GASEOUS CHLORIN
1370400 | LAFAYETTE OAKS | 2 | LAFAYETTE OAKS WELL #2 | B | 01 | DISINFECT/GASEOUS CHLORIN
1370403 | LAKE TALQUIN WATERWORKS | 1 | PLANT 1 (ALL WELLS) | B | 02 | DISINFECT/HYPOCHLORIN
1370403 | LAKE TALQUIN WATERWORKS | 2 | TWC WELL #2 | B | 02 | DISINFECT/HYPOCHLORIN
1370403 | LAKE TALQUIN WATERWORKS | 3 | TWC WELL #3 | B | 02 | DISINFECT/HYPOCHLORIN
1370403 | LAKE TALQUIN WATERWORKS | 4 | PLANT FOR WELL 4 | B | 02 | DISINFECT/HYPOCHLORIN
1370419 | EAGLE'S NEST MHP | 1 | TALLAHASSEE | B | 02 | DISINFECT/HYPOCHLORIN
1370421 | KID'S CLUB | 1 | WATER PLANT | B | 02 | DISINFECT/HYPOCHLORIN
1370434 | SPRINGHILL OHV AREA - LOST LAKE | 1 | LOST LAKE REC. AREA | B | 02 | DISINFECT/HYPOCHLORIN
1370437 | MACLAY, ALFRED B. DAY SCHOOL | 1 | MACLAY, ALFRED B. DAY SCHOOL | B | 01 | DISINFECT/GASEOUS CHLORIN
1370461 | MEADOW HILLS S/D WATER SYSTEM | 1 | PLANT #1 | B | 01 | DISINFECT/GASEOUS CHLORIN
1370463 | MERIDIAN HILLS WATER SYSTEM | 1 | MERIDIAN HILLS WATER SYSTEM | B | 02 | DISINFECT/HYPOCHLORIN
1370469 | MICCOSUKEE COMMUNITY WTR. SYS. | 1 | PLANT #1 | B | 01 | DISINFECT/GASEOUS CHLORIN
1370476 | MOM & DAD'S RESTAURANT | 1 | PLANT #1 | B | 02 | DISINFECT/HYPOCHLORIN
1370480 | MARANATHA CHRISTIAN ACADEMY | 1 | MARANATHA CHRISTIAM ACADEMY | B | 02 | DISINFECT/HYPOCHLORIN
1370493 | FELLOWSHIP BAPTIST CHURCH T.P. | 1 | SAME | B | 02 | DISINFECT/HYPOCHLORIN
1370502 | OAK KNOLL ESTATES | 1 | TALLAHASSEE | B | 02 | DISINFECT/HYPOCHLORIN
1370519 | PAREMORE SUBDIVISION | 1 | PLANT #1 | B | 02 | DISINFECT/HYPOCHLORIN
1370528 | PERRY'S MOBILE HOME PARK | 1 | PERRY'S MOBILE HOME PARK | B | 02 | DISINFECT/HYPOCHLORIN
1370535 | PINERIDGE ESTATES | 1 | PINERIDGE ESTATES | B | 01 | DISINFECT/GASEOUS CHLORIN
1370535 | PINERIDGE ESTATES | 2 | WELL NO. 2 | B | 01 | DISINFECT/GASEOUS CHLORIN
1370543 | PONDEROSA MOBILE HOME PARK | 1 | PONDEROSA MOBILE HOME PARK | B | 01 | DISINFECT/GASEOUS CHLORIN
1370543 | PONDEROSA MOBILE HOME PARK | 2 | PONDEROSA MOBILE HOME PARK | B | 01 | DISINFECT/GASEOUS CHLORIN
1370565 | RIPPEE VALLEY SUBDIVISION | 1 | TALLAHASSEE | B | 02 | DISINFECT/HYPOCHLORIN
1370585 | KATIE'S LAKESIDE TRAILER PARK | 1 | TRAILER PARK WELL #1 | B | 02 | DISINFECT/HYPOCHLORIN
1370598 | SEDGEFIELD SUBDIVISION | 1 | SEDGEFIELD SUBDIVISION | B | 01 | DISINFECT/GASEOUS CHLORIN
1370602 | SEMINOLE M.H.P. WATER SYSTEM | 1 | SEMINOLE M H P WATER SYSTEM | B | 02 | DISINFECT/HYPOCHLORIN
1370607 | SILVER LAKE RECREATION AREA | 1 | SILVER LAKE PLANT | B | 02 | DISINFECT/HYPOCHLORIN
1370616 | GRAND VILLAGE MHP WEST | 2 | PLANT #2 EAST WELL | B | 02 | DISINFECT/HYPOCHLORIN
1370616 | GRAND VILLAGE MHP WEST | 1 | PLANT #1 WEST WELL | B | 02 | DISINFECT/HYPOCHLORIN
1370617 | LEON CO. REGIONAL SYSTEM SOUTH | 2 | FOREST PARK | B | 01 | DISINFECT/GASEOUS CHLORIN
1370617 | LEON CO. REGIONAL SYSTEM SOUTH | 1 | SOUTHERN PINES | B | 01 | DISINFECT/GASEOUS CHLORIN
1370622 | SPENCER SUBDIVISION | 1 | SPENCER S/D WELL 1 & 2 | B | 02 | DISINFECT/HYPOCHLORIN
1370622 | SPENCER SUBDIVISION | 3 | SPENCER S/D WELL #4 | B | 02 | DISINFECT/HYPOCHLORIN
1370622 | SPENCER SUBDIVISION | 2 | SPENCER SUBDIVISION WELL #3 | B | 02 | DISINFECT/HYPOCHLORIN
1370640 | STONEGATE SUBDIVISION | 1 | PLANT #1 | B | 01 | DISINFECT/GASEOUS CHLORIN
1370655 | TALLAHASSEE, CITY OF | 30 | WOODVILLE PLANT 2 (WELL34) | B | 01 | DISINFECT/GASEOUS CHLORIN
1370655 | TALLAHASSEE, CITY OF | 40 | ARROWHEAD #1 | B | 01 | DISINFECT/GASEOUS CHLORIN
1370655 | TALLAHASSEE, CITY OF | 41 | ARROWHEAD #2 | B | 01 | DISINFECT/GASEOUS CHLORIN
1370655 | TALLAHASSEE, CITY OF | 46 | PLANT #32 (PRESERVATION RD.) | B | 01 | DISINFECT/GASEOUS CHLORIN
1370655 | TALLAHASSEE, CITY OF | 46 | PLANT #32 (PRESERVATION RD.) | Z | 27 | OTHER/FLUORIDATION
1370655 | TALLAHASSEE, CITY OF | 43 | WELL 35 - CL & F | B | 01 | DISINFECT/GASEOUS CHLORIN
1370655 | TALLAHASSEE, CITY OF | 43 | WELL 35 - CL & F | Z | 27 | OTHER/FLUORIDATION
1370655 | TALLAHASSEE, CITY OF | 42 | PLANT FOR WELL #28 | B | 01 | DISINFECT/GASEOUS CHLORIN
1370655 | TALLAHASSEE, CITY OF | 42 | PLANT FOR WELL #28 | Z | 27 | OTHER/FLUORIDATION
1370655 | TALLAHASSEE, CITY OF | 45 | COT WELL 28 | B | 01 | DISINFECT/GASEOUS CHLORIN
1370655 | TALLAHASSEE, CITY OF | 1 | PLANT #1 | F | 23 | ORGN-RMVL/GAC ADDITION
1370655 | TALLAHASSEE, CITY OF | 2 | PLANT #2 | F | 23 | ORGN-RMVL/GAC ADDITION
1370655 | TALLAHASSEE, CITY OF | 4 | PLANT #4 | F | 23 | ORGN-RMVL/GAC ADDITION
1370655 | TALLAHASSEE, CITY OF | 6 | PLANT #6 | F | 23 | ORGN-RMVL/GAC ADDITION
1370655 | TALLAHASSEE, CITY OF | 7 | PLANT #7 | F | 23 | ORGN-RMVL/GAC ADDITION
1370655 | TALLAHASSEE, CITY OF | 8 | PLANT #8 | F | 23 | ORGN-RMVL/GAC ADDITION
1370655 | TALLAHASSEE, CITY OF | 9 | PLANT #9 | F | 23 | ORGN-RMVL/GAC ADDITION
1370655 | TALLAHASSEE, CITY OF | 13 | PLANT #13 | F | 23 | ORGN-RMVL/GAC ADDITION
1370655 | TALLAHASSEE, CITY OF | 15 | PLANT #15 | Z | 27 | OTHER/FLUORIDATION
1370655 | TALLAHASSEE, CITY OF | 16 | PLANT #16 | B | 01 | DISINFECT/GASEOUS CHLORIN
1370655 | TALLAHASSEE, CITY OF | 1 | PLANT #1 | B | 01 | DISINFECT/GASEOUS CHLORIN
1370655 | TALLAHASSEE, CITY OF | 1 | PLANT #1 | Z | 27 | OTHER/FLUORIDATION
1370655 | TALLAHASSEE, CITY OF | 2 | PLANT #2 | B | 01 | DISINFECT/GASEOUS CHLORIN
1370655 | TALLAHASSEE, CITY OF | 2 | PLANT #2 | Z | 27 | OTHER/FLUORIDATION
1370655 | TALLAHASSEE, CITY OF | 3 | PLANT #3 | B | 01 | DISINFECT/GASEOUS CHLORIN
1370655 | TALLAHASSEE, CITY OF | 3 | PLANT #3 | Z | 27 | OTHER/FLUORIDATION
1370655 | TALLAHASSEE, CITY OF | 4 | PLANT #4 | B | 01 | DISINFECT/GASEOUS CHLORIN
1370655 | TALLAHASSEE, CITY OF | 5 | PLANT #5 | B | 01 | DISINFECT/GASEOUS CHLORIN
1370655 | TALLAHASSEE, CITY OF | 5 | PLANT #5 | Z | 27 | OTHER/FLUORIDATION
1370655 | TALLAHASSEE, CITY OF | 6 | PLANT #6 | B | 01 | DISINFECT/GASEOUS CHLORIN
1370655 | TALLAHASSEE, CITY OF | 6 | PLANT #6 | Z | 27 | OTHER/FLUORIDATION
1370655 | TALLAHASSEE, CITY OF | 7 | PLANT #7 | B | 01 | DISINFECT/GASEOUS CHLORIN
1370655 | TALLAHASSEE, CITY OF | 7 | PLANT #7 | Z | 27 | OTHER/FLUORIDATION
1370655 | TALLAHASSEE, CITY OF | 8 | PLANT #8 | B | 01 | DISINFECT/GASEOUS CHLORIN
1370655 | TALLAHASSEE, CITY OF | 8 | PLANT #8 | Z | 27 | OTHER/FLUORIDATION
1370655 | TALLAHASSEE, CITY OF | 9 | PLANT #9 | B | 01 | DISINFECT/GASEOUS CHLORIN
1370655 | TALLAHASSEE, CITY OF | 9 | PLANT #9 | Z | 27 | OTHER/FLUORIDATION
1370655 | TALLAHASSEE, CITY OF | 10 | PLANT #10 | B | 01 | DISINFECT/GASEOUS CHLORIN
1370655 | TALLAHASSEE, CITY OF | 10 | PLANT #10 | Z | 27 | OTHER/FLUORIDATION
1370655 | TALLAHASSEE, CITY OF | 11 | PLANT #11 | B | 01 | DISINFECT/GASEOUS CHLORIN
1370655 | TALLAHASSEE, CITY OF | 11 | PLANT #11 | Z | 27 | OTHER/FLUORIDATION
1370655 | TALLAHASSEE, CITY OF | 12 | PLANT #12 | B | 01 | DISINFECT/GASEOUS CHLORIN
1370655 | TALLAHASSEE, CITY OF | 12 | PLANT #12 | Z | 27 | OTHER/FLUORIDATION
1370655 | TALLAHASSEE, CITY OF | 13 | PLANT #13 | B | 01 | DISINFECT/GASEOUS CHLORIN
1370655 | TALLAHASSEE, CITY OF | 13 | PLANT #13 | Z | 27 | OTHER/FLUORIDATION
1370655 | TALLAHASSEE, CITY OF | 14 | PLANT #14 | B | 01 | DISINFECT/GASEOUS CHLORIN
1370655 | TALLAHASSEE, CITY OF | 15 | PLANT #15 | B | 01 | DISINFECT/GASEOUS CHLORIN
1370655 | TALLAHASSEE, CITY OF | 16 | PLANT #16 | Z | 27 | OTHER/FLUORIDATION
1370655 | TALLAHASSEE, CITY OF | 17 | PLANT #17 | B | 01 | DISINFECT/GASEOUS CHLORIN
1370655 | TALLAHASSEE, CITY OF | 17 | PLANT #17 | Z | 27 | OTHER/FLUORIDATION
1370655 | TALLAHASSEE, CITY OF | 18 | PLANT #18 | B | 01 | DISINFECT/GASEOUS CHLORIN
1370655 | TALLAHASSEE, CITY OF | 18 | PLANT #18 | Z | 27 | OTHER/FLUORIDATION
1370655 | TALLAHASSEE, CITY OF | 19 | PLANT #19 | B | 01 | DISINFECT/GASEOUS CHLORIN
1370655 | TALLAHASSEE, CITY OF | 19 | PLANT #19 | Z | 27 | OTHER/FLUORIDATION
1370655 | TALLAHASSEE, CITY OF | 20 | PLANT # 20 | B | 01 | DISINFECT/GASEOUS CHLORIN
1370655 | TALLAHASSEE, CITY OF | 20 | PLANT # 20 | Z | 27 | OTHER/FLUORIDATION
1370655 | TALLAHASSEE, CITY OF | 21 | WELL #21 | B | 02 | DISINFECT/HYPOCHLORIN
1370655 | TALLAHASSEE, CITY OF | 22 | PLANT # 22 (LAFAYETTE OAKS #2) | B | 01 | DISINFECT/GASEOUS CHLORIN
1370655 | TALLAHASSEE, CITY OF | 22 | PLANT # 22 (LAFAYETTE OAKS #2) | Z | 27 | OTHER/FLUORIDATION
1370655 | TALLAHASSEE, CITY OF | 23 | PLANT # 23 MISSION @ I-10 | B | 01 | DISINFECT/GASEOUS CHLORIN
1370655 | TALLAHASSEE, CITY OF | 23 | PLANT # 23 MISSION @ I-10 | Z | 27 | OTHER/FLUORIDATION
1370655 | TALLAHASSEE, CITY OF | 24 | PLANT FOR WELL 25 | B | 01 | DISINFECT/GASEOUS CHLORIN
1370655 | TALLAHASSEE, CITY OF | 25 | PLANT FOR WELL 26 | B | 01 | DISINFECT/GASEOUS CHLORIN
1370655 | TALLAHASSEE, CITY OF | 26 | PLANT FOR WELL 27 | B | 01 | DISINFECT/GASEOUS CHLORIN
1370655 | TALLAHASSEE, CITY OF | 27 | PLANT FOR WELL 29 | B | 01 | DISINFECT/GASEOUS CHLORIN
1370655 | TALLAHASSEE, CITY OF | 28 | PLANT FOR WELL 30 | B | 01 | DISINFECT/GASEOUS CHLORIN
1370655 | TALLAHASSEE, CITY OF | 29 | WOODVILLE PLANT 1 (WELL33) | B | 01 | DISINFECT/GASEOUS CHLORIN
1370669 | MEADOWS-AT-WOODRUN | 1 | PLANT #1/ WELLS 1 & 2 | B | 01 | DISINFECT/GASEOUS CHLORIN
1370690 | TRADEWINDS CAMPGROUND & REST. | 1 | TRADEWINDS CAMPGROUND | B | 02 | DISINFECT/HYPOCHLORIN
1370696 | TROUT POND | 1 | TROUT POND | B | 02 | DISINFECT/HYPOCHLORIN
1370725 | W.C.T.V. TELEVISION STATION | 1 | PLANT #1 | B | 02 | DISINFECT/HYPOCHLORIN
1370745 | LEON CO. REGIONAL SYSTEM WEST | 1 | PINERIDGE #2 | B | 01 | DISINFECT/GASEOUS CHLORIN
1370745 | LEON CO. REGIONAL SYSTEM WEST | 2 | TOWERS/WHISPERING PINES SD | B | 01 | DISINFECT/GASEOUS CHLORIN
1370745 | LEON CO. REGIONAL SYSTEM WEST | 3 | PONDEROSA WELL NO. 1 | B | 01 | DISINFECT/GASEOUS CHLORIN
1370745 | LEON CO. REGIONAL SYSTEM WEST | 5 | WHIPERING PINES #2 EAST | B | 01 | DISINFECT/GASEOUS CHLORIN
1370749 | WOODVILLE WATER SYSTEM | 2 | PLANT #2 | B | 01 | DISINFECT/GASEOUS CHLORIN
1370749 | WOODVILLE WATER SYSTEM | 1 | PLANT #1 | B | 01 | DISINFECT/GASEOUS CHLORIN
1370791 | LAKE BRADFORD ESTATES MHP | 1 | LAKE BRADFORD ESTATES MHP | B | 02 | DISINFECT/HYPOCHLORIN
1370792 | TRAILVIEW DUPLEXES | 1 | PLANT #1 | B | 02 | DISINFECT/HYPOCHLORIN
1370807 | TOWERS - LONGLEAF SUBDIVISION | 2 | TOWERS SUBDIVISION | B | 01 | DISINFECT/GASEOUS CHLORIN
1370807 | TOWERS - LONGLEAF SUBDIVISION | 1 | TOWERS SUBDIVISION | B | 02 | DISINFECT/HYPOCHLORIN
1370819 | PINE RIDGE ESTATES SUBDIVISION | 1 | PINE RIDGE ESTATES SUBDIVISION | B | 01 | DISINFECT/GASEOUS CHLORIN
1370851 | W.T.X.L. TELEVISION STATION | 1 | PLANT #1 | B | 02 | DISINFECT/HYPOCHLORIN
1370861 | MCMILLAN NATIONAL GUARD ARMORY | 1 | PLANT #1 | B | 01 | DISINFECT/GASEOUS CHLORIN
1370867 | WESTERN ESTATES MHP | 1 | WELL NO. 1 | B | 02 | DISINFECT/HYPOCHLORIN
1370888 | LAKE JACKSON AREA WATER SYSTEM | 8 | OCHLOCKONEE ESTATES I / T4 | B | 02 | DISINFECT/HYPOCHLORIN
1370888 | LAKE JACKSON AREA WATER SYSTEM | 9 | OCHLOCKONEE ESTATES II | B | 01 | DISINFECT/GASEOUS CHLORIN
1370888 | LAKE JACKSON AREA WATER SYSTEM | 10 | LAKE TALLAVANA | B | 01 | DISINFECT/GASEOUS CHLORIN
1370888 | LAKE JACKSON AREA WATER SYSTEM | 7 | OCHLOCHONEE INTERCONNECT | B | 01 | DISINFECT/GASEOUS CHLORIN
1370888 | LAKE JACKSON AREA WATER SYSTEM | 6 | HARWOOD | B | 01 | DISINFECT/GASEOUS CHLORIN
1370888 | LAKE JACKSON AREA WATER SYSTEM | 1 | LAKEWOOD VILLAGE | B | 01 | DISINFECT/GASEOUS CHLORIN
1370888 | LAKE JACKSON AREA WATER SYSTEM | 2 | LAKEWOOD BUSINESS CENTER-WELL2 | B | 01 | DISINFECT/GASEOUS CHLORIN
1370888 | LAKE JACKSON AREA WATER SYSTEM | 3 | GREENWOOD HILLS | B | 01 | DISINFECT/GASEOUS CHLORIN
1370888 | LAKE JACKSON AREA WATER SYSTEM | 4 | LAKE FOREST | B | 01 | DISINFECT/GASEOUS CHLORIN
1370888 | LAKE JACKSON AREA WATER SYSTEM | 5 | LONGVIEW | B | 01 | DISINFECT/GASEOUS CHLORIN
1370894 | HOUSTON DAY CARE CENTER | 1 | HOUSTON DAY CARE CENTER | B | 02 | DISINFECT/HYPOCHLORIN
1370898 | BREWSTER SUBDIVISION | 1 | BREWSTER S/D WATER SYSTEM | B | 01 | DISINFECT/GASEOUS CHLORIN
1370898 | BREWSTER SUBDIVISION | 2 | BREWSTER WELL NO. 2 | B | 02 | DISINFECT/HYPOCHLORIN
1370906 | SYN-TECH SYSTEMS, INC. | 1 | PLANT #1 | B | 02 | DISINFECT/HYPOCHLORIN
1370910 | UNCLE BOB'S SELF STORAGE#6-AIP | 1 | AIRPORT IND. PARK | B | 02 | DISINFECT/HYPOCHLORIN
1370911 | WAYSIDE PARK- U.S. 27 SOUTH | 1 | WAYSIDE PARK WELL #1 | B | 02 | DISINFECT/HYPOCHLORIN
1370913 | LAKE TALQUIN STATE PARK (RIVER BLUFF) | 1 | SAME | B | 02 | DISINFECT/HYPOCHLORIN
1374000 | TWC NO 3 LANIER | 1 | WELL NO 3 | B | 02 | DISINFECT/HYPOCHLORIN
1374003 | LANCE AUSTIN ENTERPRISES, INC. | 1 | PLANT #2 | B | 02 | DISINFECT/HYPOCHLORIN
1374007 | MICCOSUKEE COMM. CHILD CARE | 1 | MICCOSUKEE COMM. CHILD CARE | B | 02 | DISINFECT/HYPOCHLORIN
1374008 | BUCK LAKE ESTATES | 1 | BUCK LAKE ESTATES | B | 01 | DISINFECT/GASEOUS CHLORIN
1374010 | WOODLAND HALL ACADEMY | 1 | WOODLAND HALL WELL #1 | B | 02 | DISINFECT/HYPOCHLORIN
1374022 | VELDA AND LOMA WOODS | 1 | VELDA AND LOMA WOODS | B | 02 | DISINFECT/HYPOCHLORIN
1374041 | WILLIAMS LANDING | 1 | PLANT #1 | B | 02 | DISINFECT/HYPOCHLORIN
1374042 | COE'S LANDING PARK | 1 | PLANT #1 | B | 02 | DISINFECT/HYPOCHLORIN
1374044 | MOBY DICK RESTAURANT | 1 | PLANT #1 | B | 02 | DISINFECT/HYPOCHLORIN
1374045 | WAKULLA WORK CENTER C/O USDA | 1 | PLANT 1 | B | 02 | DISINFECT/HYPOCHLORIN
1374047 | TOMBERLIN ROAD SUBDIVISION | 1 | PLANT 1 | B | 02 | DISINFECT/HYPOCHLORIN
1374049 | NORTH LAKE MEADOW WATER SYSTEM | 1 | N. LAKE MEADOW WELL #1 | B | 01 | DISINFECT/GASEOUS CHLORIN
1374052 | LITTLE RED SCHOOL HOUSE | 1 | SAME | B | 02 | DISINFECT/HYPOCHLORIN
1374053 | TALLAHASSEE RV PARK | 1 | SAME | B | 02 | DISINFECT/HYPOCHLORIN
1374054 | PLANTATION ESTATES | 1 | PLANT 1 (WELLS 1 & 2) | B | 01 | DISINFECT/GASEOUS CHLORIN
1374054 | PLANTATION ESTATES | 2 | PLANT 2/WELL 2 | B | 01 | DISINFECT/GASEOUS CHLORIN
1374055 | BOXWOOD ESTATES | 2 | SAME | B | 02 | DISINFECT/HYPOCHLORIN
1374056 | HALL'S LANDING | 1 | PLANT 1/WELL 1 | B | 02 | DISINFECT/HYPOCHLORIN
1374057 | BEST WESTERN (SEMINOLE INN) | 1 | PLANT 1 (WELL 1) | B | 02 | DISINFECT/HYPOCHLORIN
1374058 | CROSSWAY BAPTIST LEARN. CENTER | 1 | CROSSWAY BAPTIST LEARN. CENTER | B | 02 | DISINFECT/HYPOCHLORIN
1374059 | LEON CTY ELEM SCHOOL B | 1 | LEON CO. ELEMENTRY SCHOOL B | B | 01 | DISINFECT/GASEOUS CHLORIN
1374060 | HEARTWOOD HILLS | 1 | HEARTWOOD HILLS | B | 01 | DISINFECT/GASEOUS CHLORIN
1374061 | GRASSROOTS FREE SCHOOL INC. | 1 | GRASSROOTS FREE SCHOOL | B | 02 | DISINFECT/HYPOCHLORIN
1374062 | MIRACLE HAVEN ACLF | 1 | MIRACLE HAVEN ACLF | B | 02 | DISINFECT/HYPOCHLORIN
1374063 | LIGHTHOUSE CHILDRENS HOME INC. | 1 | LIGHTHOUSE CHILDRENS HOME | B | 02 | DISINFECT/HYPOCHLORIN
1374064 | NINO'S RESTAURANT | 1 | PLANT 1 (WELL 1) | B | 02 | DISINFECT/HYPOCHLORIN
1374065 | ROBERTS SYSTEM | 1 | WELL NO. 1 | A |  | NO TRTMT
1374066 | WARRIOR ON THE RIVERFRONT | 1 | WELL #1 | B | 02 | DISINFECT/HYPOCHLORIN
1374067 | MAI'S MOTEL | 1 | WELL NO. 1 | A |  | NO TRTMT
1374067 | MAI'S MOTEL | 2 | WELL NO. 2 | A |  | NO TRTMT
1374068 | E-Z SERVE STORE #4322 | 1 | WELL NO. 1 | A |  | NO TRTMT
1374069 | MICCOSUKEE BOAT LANDING | 1 | PLANT 1 | B | 02 | DISINFECT/HYPOCHLORIN
1374070 | SUNSHINE JR. # 225 | 1 | WELL NO. 1 | A |  | NO TRTMT
1374071 | KIPER WATER SYSTEM | 1 | WELL NO. 1 | B | 02 | DISINFECT/HYPOCHLORIN
1374072 | LAKE TALQUIN ESTATES (AKA DOGWOOD MHP) | 1 | WELL NO.1 | B | 02 | DISINFECT/HYPOCHLORIN
1374073 | WALTHALL WAREHOUSE COMPLEX | 1 | WELL NO.1 | A |  | NO TRTMT
1374074 | A.B. HOPKINS POWER PLANT | 1 | WELL 1&2 | B | 01 | DISINFECT/GASEOUS CHLORIN
1374075 | NORTHWOODS BAPTIST CHURCH | 1 | WELL NO. 1 | B | 02 | DISINFECT/HYPOCHLORIN
1374076 | LAKE TALQUIN STORE | 1 | WELL NO.1 | B | 02 | DISINFECT/HYPOCHLORIN
1374077 | COE AND COMPANY | 1 | WELL NO.1 | A |  | NO TRTMT
1374078 | ECHO BOTTLE CLUB | 1 | WELL NO.1 | B | 02 | DISINFECT/HYPOCHLORIN
1374079 | FORT BRADEN SCHOOL | 2 | PLANT FOR WELL 2 | B | 02 | DISINFECT/HYPOCHLORIN
1374079 | FORT BRADEN SCHOOL | 1 | PLANT FOR WELL 1 | B | 02 | DISINFECT/HYPOCHLORIN
1374080 | LAKE TALQUIN BAPTIST CHURCH | 1 | WELL #1 | B | 02 | DISINFECT/HYPOCHLORIN
1374082 | ST. MARKS TRAIL HEAD | 1 | ST. MARKS TRAIL HEAD WELL NO.1 | B | 02 | DISINFECT/HYPOCHLORIN
1374083 | ABLE COMMUNICATIONS W/S | 1 |  | A |  | NO TRTMT
1374084 | TALLAHASSEE COMMERICAL AIRPORT | 1 | WELL NUMBER 1 | A |  | NO TRTMT
1374085 | HILLTOP GROCERY | 1 | WELL NUMBER 1 | B | 02 | DISINFECT/HYPOCHLORIN
1374086 | FALLS CHASE WATER SYSTEM | 2 | EAST WELL NO. 2 | B | 02 | DISINFECT/HYPOCHLORIN
1374086 | FALLS CHASE WATER SYSTEM | 1 | WEST WELL NO.1 | B | 02 | DISINFECT/HYPOCHLORIN
1374087 | TWC-NO 2 LONE STAR ROAD | 1 | WELL NO1 | B | 01 | DISINFECT/GASEOUS CHLORIN
1374088 | UNCLE BOB'S SELF STORAGE NORTH | 1 | WELL NUMBER 1 | A |  | NO TRTMT
1374089 | NATURAL BRIDGE HISTORIC SITE | 1 | WELL NO. 1 | B | 02 | DISINFECT/HYPOCHLORIN
1374089 | NATURAL BRIDGE HISTORIC SITE | 1 | WELL NO. 1 | C | 23 | PART-RMVL/GAC ADDITION
1374090 | MUZZ'S CLUB HOUSE | 1 | WELL NO.1 | B | 02 | DISINFECT/HYPOCHLORIN
1374094 | CAMP FOR ALL SEASONS (GIRL SCOUTS) | 1 | CAMP FOR ALL SEASONS | B | 02 | DISINFECT/HYPOCHLORIN
1390087 | BRISTOL, CITY OF WATER SYSTEM | 8 | FREEMAN ROAD PLANT/ (COPLEY) | B | 01 | DISINFECT/GASEOUS CHLORIN
1390087 | BRISTOL, CITY OF WATER SYSTEM | 4 | WELL 6 / NEAL | B | 02 | DISINFECT/HYPOCHLORIN
1390087 | BRISTOL, CITY OF WATER SYSTEM | 5 | WELL #7 / TOWER | B | 02 | DISINFECT/HYPOCHLORIN
1390087 | BRISTOL, CITY OF WATER SYSTEM | 7 | WELL 8 TENNIS COURT | B | 01 | DISINFECT/GASEOUS CHLORIN
1390087 | BRISTOL, CITY OF WATER SYSTEM | 3 | WELL 5 | B | 02 | DISINFECT/HYPOCHLORIN
1390087 | BRISTOL, CITY OF WATER SYSTEM | 2 | BRISTOL WELL NO. 3 | B | 02 | DISINFECT/HYPOCHLORIN
1390087 | BRISTOL, CITY OF WATER SYSTEM | 1 | BRISTOL WELL 1 | B | 02 | DISINFECT/HYPOCHLORIN
1390560 | TIMBER ENERGY RESOURCES,INC. | 1 | TELOGIA | B | 02 | DISINFECT/HYPOCHLORIN
1390651 | SWEETWATER WATER SYSTEM | 1 | PLANT #1 | B | 02 | DISINFECT/HYPOCHLORIN
1390651 | SWEETWATER WATER SYSTEM | 1 | PLANT #1 | Z | 12 | OTHER/SEDIMENTATION
1390651 | SWEETWATER WATER SYSTEM | 1 | PLANT #1 | E | 20 | T-O CTRL/AERATION
1390682 | TORREYA STATE PARK | 1 | PLANT #1 | B | 02 | DISINFECT/HYPOCHLORIN
1390682 | TORREYA STATE PARK | 2 | PLANT #2 | B | 02 | DISINFECT/HYPOCHLORIN
1390901 | HOSFORD, TOWN OF WATER SYSTEM | 2 | PLANT #2 (TELOGIA) | B | 02 | DISINFECT/HYPOCHLORIN
1390901 | HOSFORD, TOWN OF WATER SYSTEM | 1 | PLANT #1 (HOSFORD) | B | 01 | DISINFECT/GASEOUS CHLORIN
1390901 | HOSFORD, TOWN OF WATER SYSTEM | 3 | HOSFORD WELL # 2 (TELOGIA) | B | 01 | DISINFECT/GASEOUS CHLORIN
1390901 | HOSFORD, TOWN OF WATER SYSTEM | 4 | PLANT #3 (BLUECREEK) | B | 01 | DISINFECT/GASEOUS CHLORIN
1394000 | LIBERTY COUNTY SENIOR CITIZENS | 1 | WELL NO. 2 | B | 02 | DISINFECT/HYPOCHLORIN
1394001 | LIBERTY CORRECTIONAL INSTITUTION | 3 | PLANT FOR WELL 3 | B | 01 | DISINFECT/GASEOUS CHLORIN
1394001 | LIBERTY CORRECTIONAL INSTITUTION | 2 | PLANT FOR WELL 2 | B | 01 | DISINFECT/GASEOUS CHLORIN
1394001 | LIBERTY CORRECTIONAL INSTITUTION | 1 | PLANT FOR WELL 1 | B | 01 | DISINFECT/GASEOUS CHLORIN
1394001 | LIBERTY CORRECTIONAL INSTITUTION | 4 | PLANT FOR WELL 4 | B | 01 | DISINFECT/GASEOUS CHLORIN
1394002 | CROW'S CORNER | 1 | LAKE TALQUIN PUB | B | 02 | DISINFECT/HYPOCHLORIN
1394003 | SUMATRA WATER SYSTEM | 1 | SUMATRA WELL NO. 1 | B | 01 | DISINFECT/GASEOUS CHLORIN
1394004 | ED & BERNICE'S FISH CAMP | 1 | WELL NO.1 | B | 02 | DISINFECT/HYPOCHLORIN
1394005 | APALACHEE POLE COMPANY | 1 | WELL NO.1 | B | 02 | DISINFECT/HYPOCHLORIN
1394006 | ESTIFFANULGA WATER SYSTEM | 1 | WELL NO.1 | B | 01 | DISINFECT/GASEOUS CHLORIN
1394007 | REX LUMBER, BRISTOL, LLC | 1 | WELL NO. 1 | B | 02 | DISINFECT/HYPOCHLORIN
1394007 | REX LUMBER, BRISTOL, LLC | 2 | WELL NO. 2 | B | 02 | DISINFECT/HYPOCHLORIN
1394008 | TURKEY CREEK ESTATES | 1 | WELL NO 1 | B | 02 | DISINFECT/HYPOCHLORIN
1394009 | LAKE MYSTIC WATER SYSTEM | 1 | WELLS 1 & 2 | B | 01 | DISINFECT/GASEOUS CHLORIN
1460035 | AUBURN WATER SYSTEM | 6 | PLANT #6 - HWY 393 | B | 01 | DISINFECT/GASEOUS CHLORIN
1460035 | AUBURN WATER SYSTEM | 7 | PLANT #7 | B | 01 | DISINFECT/GASEOUS CHLORIN
1460035 | AUBURN WATER SYSTEM | 3 | PLANT #3 | B | 01 | DISINFECT/GASEOUS CHLORIN
1460035 | AUBURN WATER SYSTEM | 4 | PLANT #4 | B | 01 | DISINFECT/GASEOUS CHLORIN
1460035 | AUBURN WATER SYSTEM | 5 | PLANT#5 | B | 01 | DISINFECT/GASEOUS CHLORIN
1460035 | AUBURN WATER SYSTEM | 1 | PLANT #1 | B | 01 | DISINFECT/GASEOUS CHLORIN
1460035 | AUBURN WATER SYSTEM | 2 | PLANT #2 | B | 01 | DISINFECT/GASEOUS CHLORIN
1460035 | AUBURN WATER SYSTEM | 8 | PLANT #8 | B | 01 | DISINFECT/GASEOUS CHLORIN
1460043 | BAKER WATER SYSTEM, INC. | 2 | PLANT FOR WELL 3 (AAA5055) | B | 01 | DISINFECT/GASEOUS CHLORIN
1460043 | BAKER WATER SYSTEM, INC. | 3 | PLANT FOR WELL 2 (AAA0550) | B | 01 | DISINFECT/GASEOUS CHLORIN
1460043 | BAKER WATER SYSTEM, INC. | 1 | PLANT FOR WELL 1 | B | 01 | DISINFECT/GASEOUS CHLORIN
1460113 | SCOTTISH INN | 1 | SCOTTISH INN WATER PLANT | B | 02 | DISINFECT/HYPOCHLORIN
1460144 | FORT WALTON BEACH, CITY OF | 1 | PLANT FOR WELL 2 | E | 20 | T-O CTRL/AERATION
1460144 | FORT WALTON BEACH, CITY OF | 2 | PLANT FOR WELL 3 AND WELL 8 | B | 01 | DISINFECT/GASEOUS CHLORIN
1460144 | FORT WALTON BEACH, CITY OF | 2 | PLANT FOR WELL 3 AND WELL 8 | E | 20 | T-O CTRL/AERATION
1460144 | FORT WALTON BEACH, CITY OF | 4 | PLANT FOR WELL 6 | B | 01 | DISINFECT/GASEOUS CHLORIN
1460144 | FORT WALTON BEACH, CITY OF | 9 | PLANT 11 FOR WELLS 9 & 11 | E | 20 | T-O CTRL/AERATION
1460144 | FORT WALTON BEACH, CITY OF | 9 | PLANT 11 FOR WELLS 9 & 11 | B | 01 | DISINFECT/GASEOUS CHLORIN
1460144 | FORT WALTON BEACH, CITY OF | 8 | PLANT FOR WELL 10 | B | 01 | DISINFECT/GASEOUS CHLORIN
1460144 | FORT WALTON BEACH, CITY OF | 7 | PLANT FOR WELL 9 | B | 01 | DISINFECT/GASEOUS CHLORIN
1460144 | FORT WALTON BEACH, CITY OF | 5 | PLANT FOR WELL 7 | B | 01 | DISINFECT/GASEOUS CHLORIN
1460144 | FORT WALTON BEACH, CITY OF | 1 | PLANT FOR WELL 2 | B | 01 | DISINFECT/GASEOUS CHLORIN
1460144 | FORT WALTON BEACH, CITY OF | 3 | PLANT FOR WELL 5 | B | 01 | DISINFECT/GASEOUS CHLORIN
1460147 | NICEVILLE, CITY OF | 10 | NICEVILLE WELL #10 | B | 01 | DISINFECT/GASEOUS CHLORIN
1460147 | NICEVILLE, CITY OF | 9 | NICEVILLE WELL #11 | Z | 27 | OTHER/FLUORIDATION
1460147 | NICEVILLE, CITY OF | 9 | NICEVILLE WELL #11 | B | 01 | DISINFECT/GASEOUS CHLORIN
1460147 | NICEVILLE, CITY OF | 8 | NICEVILLE WELL # 8 | B | 01 | DISINFECT/GASEOUS CHLORIN
1460147 | NICEVILLE, CITY OF | 6 | NICEVILLE WELL #6 | Z | 27 | OTHER/FLUORIDATION
1460147 | NICEVILLE, CITY OF | 5 | NICEVILLE WELL #5 | Z | 27 | OTHER/FLUORIDATION
1460147 | NICEVILLE, CITY OF | 6 | NICEVILLE WELL #6 | B | 01 | DISINFECT/GASEOUS CHLORIN
1460147 | NICEVILLE, CITY OF | 10 | NICEVILLE WELL #10 | Z | 27 | OTHER/FLUORIDATION
1460147 | NICEVILLE, CITY OF | 8 | NICEVILLE WELL # 8 | Z | 27 | OTHER/FLUORIDATION
1460147 | NICEVILLE, CITY OF | 5 | NICEVILLE WELL #5 | B | 01 | DISINFECT/GASEOUS CHLORIN
1460147 | NICEVILLE, CITY OF | 4 | NICEVILLE WELL #4 | Z | 27 | OTHER/FLUORIDATION
1460147 | NICEVILLE, CITY OF | 4 | NICEVILLE WELL #4 | B | 01 | DISINFECT/GASEOUS CHLORIN
1460147 | NICEVILLE, CITY OF | 3 | NICEVILLE WELL #3 | Z | 27 | OTHER/FLUORIDATION
1460147 | NICEVILLE, CITY OF | 3 | NICEVILLE WELL #3 | B | 01 | DISINFECT/GASEOUS CHLORIN
1460147 | NICEVILLE, CITY OF | 2 | NICEVILLE WELL #2 | Z | 27 | OTHER/FLUORIDATION
1460147 | NICEVILLE, CITY OF | 2 | NICEVILLE WELL #2 | B | 01 | DISINFECT/GASEOUS CHLORIN
1460147 | NICEVILLE, CITY OF | 1 | NICEVILLE WELL #1 | Z | 27 | OTHER/FLUORIDATION
1460147 | NICEVILLE, CITY OF | 1 | NICEVILLE WELL #1 | B | 01 | DISINFECT/GASEOUS CHLORIN
1460149 | VALPARAISO, CITY OF | 4 | WELL #4 PLANT | B | 01 | DISINFECT/GASEOUS CHLORIN
1460149 | VALPARAISO, CITY OF | 3 | WELL #3 PLANT | B | 01 | DISINFECT/GASEOUS CHLORIN
1460149 | VALPARAISO, CITY OF | 5 | WELL #5 PLANT | B | 01 | DISINFECT/GASEOUS CHLORIN
1460149 | VALPARAISO, CITY OF | 1 | CHLORINATION AT WELL 1 | B | 01 | DISINFECT/GASEOUS CHLORIN
1460149 | VALPARAISO, CITY OF | 2 | WELL #2 PLANT | B | 01 | DISINFECT/GASEOUS CHLORIN
1460181 | CRESTVIEW COUNTRY CLUB | 1 |  | B | 02 | DISINFECT/HYPOCHLORIN
1460182 | CRESTVIEW, CITY OF WATER DEPT. | 7 | PLANT #7 | B | 01 | DISINFECT/GASEOUS CHLORIN
1460182 | CRESTVIEW, CITY OF WATER DEPT. | 6 | PLANT #6 | B | 01 | DISINFECT/GASEOUS CHLORIN
1460182 | CRESTVIEW, CITY OF WATER DEPT. | 8 | PLANT #8 | B | 01 | DISINFECT/GASEOUS CHLORIN
1460182 | CRESTVIEW, CITY OF WATER DEPT. | 1 | PLANT #1 | B | 01 | DISINFECT/GASEOUS CHLORIN
1460182 | CRESTVIEW, CITY OF WATER DEPT. | 2 | PLANT #2 | B | 01 | DISINFECT/GASEOUS CHLORIN
1460182 | CRESTVIEW, CITY OF WATER DEPT. | 2 | PLANT #2 | Z | 12 | OTHER/SEDIMENTATION
1460182 | CRESTVIEW, CITY OF WATER DEPT. | 3 | PLANT #3 | B | 01 | DISINFECT/GASEOUS CHLORIN
1460182 | CRESTVIEW, CITY OF WATER DEPT. | 4 | PLANT #4 | B | 01 | DISINFECT/GASEOUS CHLORIN
1460182 | CRESTVIEW, CITY OF WATER DEPT. | 5 | PLANT #5 | B | 01 | DISINFECT/GASEOUS CHLORIN
1460197 | DEL CERRO VISTA SUBDIVISION | 1 | PLANT 1 | B | 02 | DISINFECT/HYPOCHLORIN
1460202 | DESTIN WATER USERS, INC. | 1 | PLANT 1 | B | 01 | DISINFECT/GASEOUS CHLORIN
1460202 | DESTIN WATER USERS, INC. | 2 | PLANT 2 | B | 01 | DISINFECT/GASEOUS CHLORIN
1460202 | DESTIN WATER USERS, INC. | 3 | PLANT 3 | B | 01 | DISINFECT/GASEOUS CHLORIN
1460202 | DESTIN WATER USERS, INC. | 12 | CHLORINATION AT INLINE BOOSTER | B | 02 | DISINFECT/HYPOCHLORIN
1460202 | DESTIN WATER USERS, INC. | 11 | WELL 10 - GAS CHLORINE | B | 01 | DISINFECT/GASEOUS CHLORIN
1460202 | DESTIN WATER USERS, INC. | 10 | SODIUM HYPOCHL. NEAR WELL 3 | B | 02 | DISINFECT/HYPOCHLORIN
1460202 | DESTIN WATER USERS, INC. | 4 | PLANT 4 | B | 01 | DISINFECT/GASEOUS CHLORIN
1460202 | DESTIN WATER USERS, INC. | 9 | PLANT FOR WELL 9 | B | 01 | DISINFECT/GASEOUS CHLORIN
1460202 | DESTIN WATER USERS, INC. | 5 | PLANT 5 | B | 01 | DISINFECT/GASEOUS CHLORIN
1460202 | DESTIN WATER USERS, INC. | 6 | PLANT 8 | B | 01 | DISINFECT/GASEOUS CHLORIN
1460202 | DESTIN WATER USERS, INC. | 7 | PLANT 7 | B | 01 | DISINFECT/GASEOUS CHLORIN
1460211 | NICEVILLE CORRECTIONAL CENTER | 1 | CRESTVIEW | B | 02 | DISINFECT/HYPOCHLORIN
1460256 | FALLIN WATERFRONT RENTALS | 1 |  | B | 02 | DISINFECT/HYPOCHLORIN
1460352 | HOLT WATER WORKS, INC. | 2 | HOLT WELL #2 | B | 02 | DISINFECT/HYPOCHLORIN
1460352 | HOLT WATER WORKS, INC. | 3 | PLANT FOR WELL 3 | B | 01 | DISINFECT/GASEOUS CHLORIN
1460352 | HOLT WATER WORKS, INC. | 1 | PLANT FOR WELL 1 | B | 02 | DISINFECT/HYPOCHLORIN
1460364 | HURRICANE LAKE NORTH REC AREA | 1 | CHLORINATION FOR AREA | B | 02 | DISINFECT/HYPOCHLORIN
1460366 | FDOT OKALOOSA CO REST AREA | 1 | PLANT #1 -OLD EAST WELL | B | 02 | DISINFECT/HYPOCHLORIN
1460366 | FDOT OKALOOSA CO REST AREA | 2 | PLANT 1 | B | 02 | DISINFECT/HYPOCHLORIN
1460383 | SILVER BEACH WAYSIDE PARK | 1 | PLANT #1 | B | 02 | DISINFECT/HYPOCHLORIN
1460391 | KARICK LAKE NORTH | 1 | PLANT #1 | B | 02 | DISINFECT/HYPOCHLORIN
1460397 | KMITA APARTMENTS & TRAILER PK. | 1 | KMITA WELL #1 | B | 02 | DISINFECT/HYPOCHLORIN
1460416 | LAUREL HILL, CITY OF | 1 | PLANT 1 | B | 02 | DISINFECT/HYPOCHLORIN
1460416 | LAUREL HILL, CITY OF | 2 | PLANT 2 | B | 01 | DISINFECT/GASEOUS CHLORIN
1460416 | LAUREL HILL, CITY OF | 4 | PLANT#4 (WELL #4) | B | 02 | DISINFECT/HYPOCHLORIN
1460416 | LAUREL HILL, CITY OF | 3 | PLANT #3(WELL #3) | B | 02 | DISINFECT/HYPOCHLORIN
1460416 | LAUREL HILL, CITY OF | 2 | PLANT 2 | B | 02 | DISINFECT/HYPOCHLORIN
1460455 | MARY ESTHER, CITY OF | 3 | PLANT FOR WELL 4 | E | 23 | T-O CTRL/GAC ADDITION
1460455 | MARY ESTHER, CITY OF | 3 | PLANT FOR WELL 4 | B | 01 | DISINFECT/GASEOUS CHLORIN
1460455 | MARY ESTHER, CITY OF | 2 | PLANT FOR WELL 3 | B | 01 | DISINFECT/GASEOUS CHLORIN
1460455 | MARY ESTHER, CITY OF | 2 | PLANT FOR WELL 3 | Z | 20 | OTHER/AERATION
1460455 | MARY ESTHER, CITY OF | 1 | MAIN PLANT - WELL 1 AND WELL 2 | Z | 20 | OTHER/AERATION
1460455 | MARY ESTHER, CITY OF | 1 | MAIN PLANT - WELL 1 AND WELL 2 | B | 01 | DISINFECT/GASEOUS CHLORIN
1460457 | EGLIN MAXWELL GUNTER RECREATION AREA | 1 | PLANT 1 | B | 02 | DISINFECT/HYPOCHLORIN
1460472 | MILLIGAN WATER SYSTEM, INC. | 3 | PLANT FOR WELL 3 | B | 01 | DISINFECT/GASEOUS CHLORIN
1460472 | MILLIGAN WATER SYSTEM, INC. | 1 | PLANT FOR WELL 1 | B | 01 | DISINFECT/GASEOUS CHLORIN
1460472 | MILLIGAN WATER SYSTEM, INC. | 2 | PLANT FOR WELL 2 | B | 01 | DISINFECT/GASEOUS CHLORIN
1460500 | NORTHGATE DEVELOPMENT WTR.SYS. | 1 | PLANT #1 | B | 01 | DISINFECT/GASEOUS CHLORIN
1460506 | OKALOOSA CO.WTR.& SWR.SYSTEM | 1 | OFFICE WELL PLANT | B | 01 | DISINFECT/GASEOUS CHLORIN
1460506 | OKALOOSA CO.WTR.& SWR.SYSTEM | 17 | PLANT FOR WELL 4 (SEASHORE #4) | E | 20 | T-O CTRL/AERATION
1460506 | OKALOOSA CO.WTR.& SWR.SYSTEM | 3 | NEWCASTLE PLANT | B | 01 | DISINFECT/GASEOUS CHLORIN
1460506 | OKALOOSA CO.WTR.& SWR.SYSTEM | 4 | GREEN STREET PLANT | B | 01 | DISINFECT/GASEOUS CHLORIN
1460506 | OKALOOSA CO.WTR.& SWR.SYSTEM | 5 | SHALIMAR PLANT | B | 01 | DISINFECT/GASEOUS CHLORIN
1460506 | OKALOOSA CO.WTR.& SWR.SYSTEM | 6 | HAWKINS PLANT | B | 01 | DISINFECT/GASEOUS CHLORIN
1460506 | OKALOOSA CO.WTR.& SWR.SYSTEM | 7 | SHALIMAR ANNEX PLANT | B | 01 | DISINFECT/GASEOUS CHLORIN
1460506 | OKALOOSA CO.WTR.& SWR.SYSTEM | 8 | GREEN ACRES ROAD PLANT | B | 01 | DISINFECT/GASEOUS CHLORIN
1460506 | OKALOOSA CO.WTR.& SWR.SYSTEM | 9 | NORTHGATE PLANT | B | 01 | DISINFECT/GASEOUS CHLORIN
1460506 | OKALOOSA CO.WTR.& SWR.SYSTEM | 10 | AMUSEMENT PARK PLANT | B | 01 | DISINFECT/GASEOUS CHLORIN
1460506 | OKALOOSA CO.WTR.& SWR.SYSTEM | 11 | LOWERY PLANT | B | 01 | DISINFECT/GASEOUS CHLORIN
1460506 | OKALOOSA CO.WTR.& SWR.SYSTEM | 12 | BEASLEY PLANT | B | 01 | DISINFECT/GASEOUS CHLORIN
1460506 | OKALOOSA CO.WTR.& SWR.SYSTEM | 14 | ISLAND PUMP | B | 01 | DISINFECT/GASEOUS CHLORIN
1460506 | OKALOOSA CO.WTR.& SWR.SYSTEM | 15 | FOREST AVENUE PLANT | B | 01 | DISINFECT/GASEOUS CHLORIN
1460506 | OKALOOSA CO.WTR.& SWR.SYSTEM | 2 | LONGWOOD WELL PLANT | B | 01 | DISINFECT/GASEOUS CHLORIN
1460506 | OKALOOSA CO.WTR.& SWR.SYSTEM | 17 | PLANT FOR WELL 4 (SEASHORE #4) | B | 01 | DISINFECT/GASEOUS CHLORIN
1460506 | OKALOOSA CO.WTR.& SWR.SYSTEM | 16 | ODDFELLOW PLANT | B | 01 | DISINFECT/GASEOUS CHLORIN
1460538 | PIPPIN MOBILE HOME PARK | 1 | PIPPIN MOBILE HOME PARK | B | 02 | DISINFECT/HYPOCHLORIN
1460573 | ROCKY BAYOU CHRISTIAN SCHOOL | 1 | VALPARAISO | B | 02 | DISINFECT/HYPOCHLORIN
1460574 | ROCKY BAYOU ESTATES | 2 | PLANT 2 | B | 01 | DISINFECT/GASEOUS CHLORIN
1460574 | ROCKY BAYOU ESTATES | 1 | PLANT 1 | B | 01 | DISINFECT/GASEOUS CHLORIN
1460581 | RUSH'S MOBILE HOME RANCH | 1 | PLANT 1 | B | 02 | DISINFECT/HYPOCHLORIN
1460597 | OKALOOSA CO WTR & SWR WEST | 2 | PLANT FOR WELL 2 | B | 01 | DISINFECT/GASEOUS CHLORIN
1460597 | OKALOOSA CO WTR & SWR WEST | 3 | PLANT FOR WELL 3 | B | 01 | DISINFECT/GASEOUS CHLORIN
1460597 | OKALOOSA CO WTR & SWR WEST | 4 | PLANT FOR WELL 4 | B | 01 | DISINFECT/GASEOUS CHLORIN
1460597 | OKALOOSA CO WTR & SWR WEST | 4 | PLANT FOR WELL 4 | E | 20 | T-O CTRL/AERATION
1460597 | OKALOOSA CO WTR & SWR WEST | 4 | PLANT FOR WELL 4 | D | 36 | CORR-CTRL/CORROSION INHIB
1460597 | OKALOOSA CO WTR & SWR WEST | 3 | PLANT FOR WELL 3 | D | 36 | CORR-CTRL/CORROSION INHIB
1460597 | OKALOOSA CO WTR & SWR WEST | 2 | PLANT FOR WELL 2 | D | 36 | CORR-CTRL/CORROSION INHIB
1460644 | SUNDIAL MOBILE HOME PARK | 1 | SUNDIAL MOBILE HOME PARK | B | 02 | DISINFECT/HYPOCHLORIN
1460704 | EGLIN USCG STATION (DESTIN) | 1 | PLANT 1 | B | 02 | DISINFECT/HYPOCHLORIN
1460757 | FRED GANNON STATE REC. AREA | 1 | CAMPING AREA | B | 02 | DISINFECT/HYPOCHLORIN
1460775 | OKALOOSA COUNTY BLUEWATER BAY-RAINTREE | 3 | BLUEWATER 4 - SOUTHWIND | B | 01 | DISINFECT/GASEOUS CHLORIN
1460775 | OKALOOSA COUNTY BLUEWATER BAY-RAINTREE | 2 | BLUEWATER 3 - HWY 20 | B | 01 | DISINFECT/GASEOUS CHLORIN
1460775 | OKALOOSA COUNTY BLUEWATER BAY-RAINTREE | 1 | BLUEWATER 2 (RAINTREE) | B | 01 | DISINFECT/GASEOUS CHLORIN
1460781 | SEMINOLE COMMUNITY CENTER, INC. | 3 | PLANT #3/CEDAR | B | 02 | DISINFECT/HYPOCHLORIN
1460781 | SEMINOLE COMMUNITY CENTER, INC. | 7 | PLANT 7 | B | 02 | DISINFECT/HYPOCHLORIN
1460781 | SEMINOLE COMMUNITY CENTER, INC. | 1 | PLANT #1/SOUTH HICKORY | B | 02 | DISINFECT/HYPOCHLORIN
1460781 | SEMINOLE COMMUNITY CENTER, INC. | 4 | PLANT #4/CYPRESS | B | 02 | DISINFECT/HYPOCHLORIN
1460781 | SEMINOLE COMMUNITY CENTER, INC. | 5 | PLANT #5/CYPRESS | B | 02 | DISINFECT/HYPOCHLORIN
1460781 | SEMINOLE COMMUNITY CENTER, INC. | 6 | PLANT 6 (CEDAR DRIVE) | B | 02 | DISINFECT/HYPOCHLORIN
1460781 | SEMINOLE COMMUNITY CENTER, INC. | 8 | PLANT FOR WELL #8 | B | 02 | DISINFECT/HYPOCHLORIN
1460781 | SEMINOLE COMMUNITY CENTER, INC. | 2 | PLANT #2 | B | 02 | DISINFECT/HYPOCHLORIN
1460782 | HURLBURT FIELD WATER SYSTEM | 8 | PLANT 8 | B | 01 | DISINFECT/GASEOUS CHLORIN
1460782 | HURLBURT FIELD WATER SYSTEM | 7 | PLANT 7 | B | 01 | DISINFECT/GASEOUS CHLORIN
1460782 | HURLBURT FIELD WATER SYSTEM | 5 | PLANT 6 | B | 01 | DISINFECT/GASEOUS CHLORIN
1460782 | HURLBURT FIELD WATER SYSTEM | 4 | PLANT 5 | B | 01 | DISINFECT/GASEOUS CHLORIN
1460782 | HURLBURT FIELD WATER SYSTEM | 3 | PLANT 4 | B | 01 | DISINFECT/GASEOUS CHLORIN
1460782 | HURLBURT FIELD WATER SYSTEM | 1 | PLANT 1 | B | 01 | DISINFECT/GASEOUS CHLORIN
1460782 | HURLBURT FIELD WATER SYSTEM | 2 | PLANT 2 | B | 01 | DISINFECT/GASEOUS CHLORIN
1460826 | EGLIN MAIN | 6 | EGLIN AFB MAIN BASE PLANT #6 | B | 01 | DISINFECT/GASEOUS CHLORIN
1460826 | EGLIN MAIN | 5 | EGLIN AFB MAIN BASE PLANT #5 | B | 01 | DISINFECT/GASEOUS CHLORIN
1460826 | EGLIN MAIN | 4 | EGLIN AFB MAIN BASE PLANT #4 | B | 01 | DISINFECT/GASEOUS CHLORIN
1460826 | EGLIN MAIN | 3 | EGLIN AFB MAIN BASE PLANT #3 | B | 01 | DISINFECT/GASEOUS CHLORIN
1460826 | EGLIN MAIN | 2 | EGLIN AFB MAIN BASE PLANT #2 | B | 01 | DISINFECT/GASEOUS CHLORIN
1460826 | EGLIN MAIN | 1 | EGLIN AFB MAIN BASE PLANT #1 | B | 01 | DISINFECT/GASEOUS CHLORIN
1460826 | EGLIN MAIN | 7 | WELL 65 -BLDG 1216 (PLANT#8) | B | 01 | DISINFECT/GASEOUS CHLORIN
1460826 | EGLIN MAIN | 8 | WELL 61 -- BLDG 910 (PLANT#7) | B | 02 | DISINFECT/HYPOCHLORIN
1460828 | EGLIN WEST/HOUSING | 4 | WELL #10 - BLDG 10941 | B | 01 | DISINFECT/GASEOUS CHLORIN
1460828 | EGLIN WEST/HOUSING | 3 | WELL #9 - BLDG 10000 | Z | 27 | OTHER/FLUORIDATION
1460828 | EGLIN WEST/HOUSING | 3 | WELL #9 - BLDG 10000 | B | 01 | DISINFECT/GASEOUS CHLORIN
1460828 | EGLIN WEST/HOUSING | 2 | WELL #8 - BLDG 2594 | Z | 27 | OTHER/FLUORIDATION
1460828 | EGLIN WEST/HOUSING | 2 | WELL #8 - BLDG 2594 | B | 01 | DISINFECT/GASEOUS CHLORIN
1460828 | EGLIN WEST/HOUSING | 1 | WELL #7 | B | 01 | DISINFECT/GASEOUS CHLORIN
1460828 | EGLIN WEST/HOUSING | 4 | WELL #10 - BLDG 10941 | Z | 27 | OTHER/FLUORIDATION
1460828 | EGLIN WEST/HOUSING | 10 | WELL #16 - BLDG 2754 | Z | 27 | OTHER/FLUORIDATION
1460828 | EGLIN WEST/HOUSING | 10 | WELL #16 - BLDG 2754 | B | 01 | DISINFECT/GASEOUS CHLORIN
1460828 | EGLIN WEST/HOUSING | 9 | WELL #15 - BLDG 1320 | B | 01 | DISINFECT/GASEOUS CHLORIN
1460828 | EGLIN WEST/HOUSING | 8 | WELL #14 - BLDG 1308 | B | 01 | DISINFECT/GASEOUS CHLORIN
1460828 | EGLIN WEST/HOUSING | 5 | WELL #11 - BLDG 2443 | B | 01 | DISINFECT/GASEOUS CHLORIN
1460828 | EGLIN WEST/HOUSING | 5 | WELL #11 - BLDG 2443 | Z | 27 | OTHER/FLUORIDATION
1460828 | EGLIN WEST/HOUSING | 6 | WELL #12 - BLDG 2829 | B | 01 | DISINFECT/GASEOUS CHLORIN
1460828 | EGLIN WEST/HOUSING | 6 | WELL #12 - BLDG 2829 | Z | 27 | OTHER/FLUORIDATION
1460828 | EGLIN WEST/HOUSING | 7 | WELL #13 - BLDG 2985 | B | 01 | DISINFECT/GASEOUS CHLORIN
1460828 | EGLIN WEST/HOUSING | 7 | WELL #13 - BLDG 2985 | Z | 27 | OTHER/FLUORIDATION
1460829 | EGLIN AFB DUKE FIELD 3 | 2 | DUKE FIELD (EGLIN WELL 27) | B | 01 | DISINFECT/GASEOUS CHLORIN
1460829 | EGLIN AFB DUKE FIELD 3 | 1 | DUKE FIELD (EGLIN WELL 26) | B | 02 | DISINFECT/HYPOCHLORIN
1460830 | EGLIN AUX. 6 RANGER CAMP | 2 | PLANT 2-- #56 | B | 02 | DISINFECT/HYPOCHLORIN
1460830 | EGLIN AUX. 6 RANGER CAMP | 1 | PLANT 1 - #55 | B | 02 | DISINFECT/HYPOCHLORIN
1460873 | LOUISIANA-PACIFIC CORPORATION | 1 | PLANT #1 | B | 02 | DISINFECT/HYPOCHLORIN
1460914 | BONE CREEK RECREATION AREA | 1 | PLANT #1 | B | 02 | DISINFECT/HYPOCHLORIN
1464000 | EGLIN AFB GOLF COURSE | 1 | WELL #1 | B | 02 | DISINFECT/HYPOCHLORIN
1464034 | OKALOOSA CORRECTIONAL INST. | 1 | WELL #1 | B | 02 | DISINFECT/HYPOCHLORIN
1464034 | OKALOOSA CORRECTIONAL INST. | 2 | WELL #2 | B | 01 | DISINFECT/GASEOUS CHLORIN
1464042 | KARICK LAKE SOUTH REC AREA | 1 | PLANT #1 | B | 02 | DISINFECT/HYPOCHLORIN
1464043 | HURRICANE LAKE SOUTH REC AREA | 1 | PLANT #1 | B | 02 | DISINFECT/HYPOCHLORIN
1464044 | OKALOOSA COUNTY MID SYSTEM (CRESTVIEW) | 4 | INDUSTRIAL PARK | B | 01 | DISINFECT/GASEOUS CHLORIN
1464044 | OKALOOSA COUNTY MID SYSTEM (CRESTVIEW) | 5 | OKALOOSA LN | B | 01 | DISINFECT/GASEOUS CHLORIN
1464044 | OKALOOSA COUNTY MID SYSTEM (CRESTVIEW) | 3 | KENNEDY LAKES | B | 01 | DISINFECT/GASEOUS CHLORIN
1464044 | OKALOOSA COUNTY MID SYSTEM (CRESTVIEW) | 2 | LIVE OAK | B | 01 | DISINFECT/GASEOUS CHLORIN
1464044 | OKALOOSA COUNTY MID SYSTEM (CRESTVIEW) | 1 | ANTIOCH | B | 01 | DISINFECT/GASEOUS CHLORIN
1464045 | OKALOOSA CO REST AREA WEST | 1 | PLANT #1 | B | 02 | DISINFECT/HYPOCHLORIN
1464049 | FERDON TRAILER PARK | 1 | FERDON TRAILER PARK | B | 02 | DISINFECT/HYPOCHLORIN
1464049 | FERDON TRAILER PARK | 1 | FERDON TRAILER PARK | D | 19 | CORR-CTRL/PH ADJUSTMENT
1464050 | VERTICAL BRIDGE S3 ASSETS, LCC | 1 | WELL #1 | B | 02 | DISINFECT/HYPOCHLORIN
1464051 | CARMICHAEL'S SURF SIDE 7 | 1 | WELL #1 | B | 02 | DISINFECT/HYPOCHLORIN
1464052 | ACTION ON BLACKWATER RIVER | 1 | NO.1 | B | 02 | DISINFECT/HYPOCHLORIN
1464053 | MATTOX COUNTRY STORE | 1 | WELL #1 | A |  | NO TRTMT
1464054 | DESTIN UTILITY CO. | 2 | WELL #2 | B | 02 | DISINFECT/HYPOCHLORIN
1464054 | DESTIN UTILITY CO. | 1 | WELL #1 | B | 02 | DISINFECT/HYPOCHLORIN
1464055 | EGLIN AFB OFFICERS BEACH CLUB | 1 | WELL #1 | B | 02 | DISINFECT/HYPOCHLORIN
1464056 | EGLIN BEACH PARK (AKA NCO BEACH CLUB) | 1 | HYPOCHLORITE AT WELL 1 | B | 02 | DISINFECT/HYPOCHLORIN
1464057 | EGLIN AFB SITE A-15 | 1 | WELL #1 | B | 02 | DISINFECT/HYPOCHLORIN
1464059 | PINES LOUNGE | 1 | NO. 1 | A |  | NO TRTMT
1464060 | CRESTVIEW INDUSTRIAL PARK W/S | 1 | CRESTVIEW INDUSTRIAL PARK | B | 01 | DISINFECT/GASEOUS CHLORIN
1464061 | EGLIN SITE C-3 (LASER) | 1 | PLANT 1 | B | 02 | DISINFECT/HYPOCHLORIN
1464063 | EGLIN SITE C64-C TEST FACILITY | 1 | MAIN PLANT | B | 02 | DISINFECT/HYPOCHLORIN
1464065 | EGLIN SITE A-30 | 1 | PLANT FOR A-30 | B | 02 | DISINFECT/HYPOCHLORIN
1464066 | EGLIN SITE C-10 | 1 | PLANT FOR C-10 WELL | B | 02 | DISINFECT/HYPOCHLORIN
1464067 | EGLIN 7TH SPECIAL FORCES GROUP | 1 | WELL 1 CHLORINATION - NORTH | B | 01 | DISINFECT/GASEOUS CHLORIN
1464067 | EGLIN 7TH SPECIAL FORCES GROUP | 2 | WELL 2 CHLORINATION - SOUTH | B | 01 | DISINFECT/GASEOUS CHLORIN
1464068 | OKALOOSA WATERWORKS (FORMERLY BLACKMAN) | 1 | WELL 1 (NORTH) CHLORINATION | B | 01 | DISINFECT/GASEOUS CHLORIN
1464068 | OKALOOSA WATERWORKS (FORMERLY BLACKMAN) | 2 | WELL 2 (SOUTH) CHLORINATION | B | 01 | DISINFECT/GASEOUS CHLORIN
1464069 | EGLIN SITE B-75 ALAANG | 1 | EGLIN SITE B-75/ ALAANG | B | 02 | DISINFECT/HYPOCHLORIN
1570016 | STERLING FIBERS, INC. | 1 | STERLING FIBER | Z | 19 | OTHER/PH ADJUSTMENT
1570016 | STERLING FIBERS, INC. | 1 | STERLING FIBER | B | 01 | DISINFECT/GASEOUS CHLORIN
1570038 | AVALON BEACH WATER SYSTEM | 1 |  | B | 01 | DISINFECT/GASEOUS CHLORIN
1570042 | BAGDAD-GARCON POINT WATER SYSTEM | 3 | WELL #3 | Z | 19 | OTHER/PH ADJUSTMENT
1570042 | BAGDAD-GARCON POINT WATER SYSTEM | 3 | WELL #3 | B | 01 | DISINFECT/GASEOUS CHLORIN
1570042 | BAGDAD-GARCON POINT WATER SYSTEM | 1 | PLANT #1 | Z | 19 | OTHER/PH ADJUSTMENT
1570042 | BAGDAD-GARCON POINT WATER SYSTEM | 1 | PLANT #1 | B | 01 | DISINFECT/GASEOUS CHLORIN
1570042 | BAGDAD-GARCON POINT WATER SYSTEM | 4 | WELL 4 PLANT | Z | 19 | OTHER/PH ADJUSTMENT
1570042 | BAGDAD-GARCON POINT WATER SYSTEM | 4 | WELL 4 PLANT | B | 01 | DISINFECT/GASEOUS CHLORIN
1570060 | BEAR LAKE RECREATION AREA | 1 | BEAR LAKE WELL | B | 02 | DISINFECT/HYPOCHLORIN
1570064 | BERRYDALE WATER SYSTEM | 2 | PLANT 2 - BERRYDALE | D | 19 | CORR-CTRL/PH ADJUSTMENT
1570064 | BERRYDALE WATER SYSTEM | 3 | PLANT 3 - MUNSON PLANT | B | 02 | DISINFECT/HYPOCHLORIN
1570064 | BERRYDALE WATER SYSTEM | 1 | BERRYDALE PLANT #1 | D | 19 | CORR-CTRL/PH ADJUSTMENT
1570064 | BERRYDALE WATER SYSTEM | 3 | PLANT 3 - MUNSON PLANT | D | 18 | CORR-CTRL/SEQUESTATION
1570064 | BERRYDALE WATER SYSTEM | 4 | PLANT 4 - (NEW OFFICE WELL) | D | 19 | CORR-CTRL/PH ADJUSTMENT
1570064 | BERRYDALE WATER SYSTEM | 4 | PLANT 4 - (NEW OFFICE WELL) | B | 02 | DISINFECT/HYPOCHLORIN
1570064 | BERRYDALE WATER SYSTEM | 1 | BERRYDALE PLANT #1 | B | 02 | DISINFECT/HYPOCHLORIN
1570064 | BERRYDALE WATER SYSTEM | 2 | PLANT 2 - BERRYDALE | B | 02 | DISINFECT/HYPOCHLORIN
1570074 | BLACKWATER FORESTRY HEADQUARTERS | 1 | HQ | B | 02 | DISINFECT/HYPOCHLORIN
1570075 | BLACKWATER RIVER STATE PARK | 2 | PLANT #2 | G | 10 | IRON RMVL/COAGULATION
1570075 | BLACKWATER RIVER STATE PARK | 2 | PLANT #2 | C | 14 | PART-RMVL/RAPID SAND FIL
1570075 | BLACKWATER RIVER STATE PARK | 2 | PLANT #2 | B | 02 | DISINFECT/HYPOCHLORIN
1570075 | BLACKWATER RIVER STATE PARK | 1 | PLANT #1 | B | 02 | DISINFECT/HYPOCHLORIN
1570140 | CHUMUCKLA WATER SYSTEM, INC. | 1 | PLANT FOR WELL 2 | B | 01 | DISINFECT/GASEOUS CHLORIN
1570140 | CHUMUCKLA WATER SYSTEM, INC. | 3 | PLANT FOR WELL 4 | B | 01 | DISINFECT/GASEOUS CHLORIN
1570140 | CHUMUCKLA WATER SYSTEM, INC. | 2 | PLANT FOR WELL 3 | B | 01 | DISINFECT/GASEOUS CHLORIN
1570140 | CHUMUCKLA WATER SYSTEM, INC. | 2 | PLANT FOR WELL 3 | Z | 19 | OTHER/PH ADJUSTMENT
1570140 | CHUMUCKLA WATER SYSTEM, INC. | 1 | PLANT FOR WELL 2 | Z | 19 | OTHER/PH ADJUSTMENT
1570140 | CHUMUCKLA WATER SYSTEM, INC. | 3 | PLANT FOR WELL 4 | Z | 19 | OTHER/PH ADJUSTMENT
1570146 | MILTON, CITY OF WATER SYSTEM | 2 | CITY HALL | D | 19 | CORR-CTRL/PH ADJUSTMENT
1570146 | MILTON, CITY OF WATER SYSTEM | 3 | BYROM STREET/SOUTH SYSTEM | B | 01 | DISINFECT/GASEOUS CHLORIN
1570146 | MILTON, CITY OF WATER SYSTEM | 3 | BYROM STREET/SOUTH SYSTEM | D | 19 | CORR-CTRL/PH ADJUSTMENT
1570146 | MILTON, CITY OF WATER SYSTEM | 4 | BERRYHILL | B | 01 | DISINFECT/GASEOUS CHLORIN
1570146 | MILTON, CITY OF WATER SYSTEM | 4 | BERRYHILL | D | 19 | CORR-CTRL/PH ADJUSTMENT
1570146 | MILTON, CITY OF WATER SYSTEM | 5 | GLOVER- HOSPITAL | D | 19 | CORR-CTRL/PH ADJUSTMENT
1570146 | MILTON, CITY OF WATER SYSTEM | 1 | FIRE HOUSE | B | 01 | DISINFECT/GASEOUS CHLORIN
1570146 | MILTON, CITY OF WATER SYSTEM | 6 | APPALOOSA WELL | D | 19 | CORR-CTRL/PH ADJUSTMENT
1570146 | MILTON, CITY OF WATER SYSTEM | 6 | APPALOOSA WELL | B | 01 | DISINFECT/GASEOUS CHLORIN
1570146 | MILTON, CITY OF WATER SYSTEM | 5 | GLOVER- HOSPITAL | B | 01 | DISINFECT/GASEOUS CHLORIN
1570146 | MILTON, CITY OF WATER SYSTEM | 2 | CITY HALL | B | 02 | DISINFECT/HYPOCHLORIN
1570146 | MILTON, CITY OF WATER SYSTEM | 1 | FIRE HOUSE | D | 19 | CORR-CTRL/PH ADJUSTMENT
1570155 | COLONIAL PINES MOBILE HOME EST | 1 | PLANT 1 | B | 02 | DISINFECT/HYPOCHLORIN
1570206 | CAMP PAQUETTE RECREATION AREA | 1 | MILTON | B | 02 | DISINFECT/HYPOCHLORIN
1570232 | EAST MILTON WATER SYSTEM | 5 | PLANT 5 - FORTUNE RD | Z | 19 | OTHER/PH ADJUSTMENT
1570232 | EAST MILTON WATER SYSTEM | 4 | PLANT 4 - EAST MILTON RD | D | 36 | CORR-CTRL/CORROSION INHIB
1570232 | EAST MILTON WATER SYSTEM | 1 | PLANT 1 - BILLY BOB LN. | B | 01 | DISINFECT/GASEOUS CHLORIN
1570232 | EAST MILTON WATER SYSTEM | 2 | PLANT 2 - TRACI DR | B | 01 | DISINFECT/GASEOUS CHLORIN
1570232 | EAST MILTON WATER SYSTEM | 5 | PLANT 5 - FORTUNE RD | B | 01 | DISINFECT/GASEOUS CHLORIN
1570232 | EAST MILTON WATER SYSTEM | 3 | PLANT 3 - MILLERS BLUFF RD | B | 01 | DISINFECT/GASEOUS CHLORIN
1570232 | EAST MILTON WATER SYSTEM | 4 | PLANT 4 - EAST MILTON RD | Z | 19 | OTHER/PH ADJUSTMENT
1570232 | EAST MILTON WATER SYSTEM | 4 | PLANT 4 - EAST MILTON RD | B | 01 | DISINFECT/GASEOUS CHLORIN
1570232 | EAST MILTON WATER SYSTEM | 1 | PLANT 1 - BILLY BOB LN. | Z | 19 | OTHER/PH ADJUSTMENT
1570232 | EAST MILTON WATER SYSTEM | 2 | PLANT 2 - TRACI DR | Z | 19 | OTHER/PH ADJUSTMENT
1570244 | SANTA ROSA YOUTH ACADEMY | 1 | BLACKWATER CAREER | B | 02 | DISINFECT/HYPOCHLORIN
1570244 | SANTA ROSA YOUTH ACADEMY | 1 | BLACKWATER CAREER | D | 24 | CORR-CTRL/LIME-SODA
1570316 | GULF BREEZE REGIONAL WATER SYSTEM | 1 | GULF BREEZE- FAIRPOINT CONNECT | B | 01 | DISINFECT/GASEOUS CHLORIN
1570316 | GULF BREEZE REGIONAL WATER SYSTEM | 3 | SANTA ROSA SHORES UTILITIES | D | 36 | CORR-CTRL/CORROSION INHIB
1570316 | GULF BREEZE REGIONAL WATER SYSTEM | 2 | SRIA-GB INTERCONNECTION | B | 01 | DISINFECT/GASEOUS CHLORIN
1570316 | GULF BREEZE REGIONAL WATER SYSTEM | 3 | SANTA ROSA SHORES UTILITIES | B | 01 | DISINFECT/GASEOUS CHLORIN
1570321 | GULF ISLES UTILITY CO., INC. | 1 | PLANT 1 | B | 02 | DISINFECT/HYPOCHLORIN
1570321 | GULF ISLES UTILITY CO., INC. | 1 | PLANT 1 | D | 18 | CORR-CTRL/SEQUESTATION
1570349 | HOLLEY-NAVARRE WATER SYSTEM | 3 | PLANT 3 (EAST HNWS) | B | 01 | DISINFECT/GASEOUS CHLORIN
1570349 | HOLLEY-NAVARRE WATER SYSTEM | 2 | PLANT 2 | B | 01 | DISINFECT/GASEOUS CHLORIN
1570349 | HOLLEY-NAVARRE WATER SYSTEM | 1 | PLANT 1 | B | 01 | DISINFECT/GASEOUS CHLORIN
1570349 | HOLLEY-NAVARRE WATER SYSTEM | 4 | PLANT FOR WELL 4 & 5 | B | 01 | DISINFECT/GASEOUS CHLORIN
1570349 | HOLLEY-NAVARRE WATER SYSTEM | 4 | PLANT FOR WELL 4 & 5 | B | 30 | DISINFECT/GREENSAND FILTR
1570357 | COLDWATER STABLES RECREATION AREA | 1 | PLANT 1 | B | 02 | DISINFECT/HYPOCHLORIN
1570384 | JAY, TOWN OF - UTILITIES DEPT. | 3 | PLANT 3 AT WELL 3 (OLD 1 SITE) | G | 18 | IRON RMVL/SEQUESTATION
1570384 | JAY, TOWN OF - UTILITIES DEPT. | 3 | PLANT 3 AT WELL 3 (OLD 1 SITE) | Z | 19 | OTHER/PH ADJUSTMENT
1570384 | JAY, TOWN OF - UTILITIES DEPT. | 3 | PLANT 3 AT WELL 3 (OLD 1 SITE) | D | 19 | CORR-CTRL/PH ADJUSTMENT
1570384 | JAY, TOWN OF - UTILITIES DEPT. | 1 | PLANT 1 AT WELL 1 | D | 19 | CORR-CTRL/PH ADJUSTMENT
1570384 | JAY, TOWN OF - UTILITIES DEPT. | 1 | PLANT 1 AT WELL 1 | G | 23 | IRON RMVL/GAC ADDITION
1570384 | JAY, TOWN OF - UTILITIES DEPT. | 3 | PLANT 3 AT WELL 3 (OLD 1 SITE) | G | 23 | IRON RMVL/GAC ADDITION
1570384 | JAY, TOWN OF - UTILITIES DEPT. | 3 | PLANT 3 AT WELL 3 (OLD 1 SITE) | B | 01 | DISINFECT/GASEOUS CHLORIN
1570384 | JAY, TOWN OF - UTILITIES DEPT. | 1 | PLANT 1 AT WELL 1 | Z | 19 | OTHER/PH ADJUSTMENT
1570384 | JAY, TOWN OF - UTILITIES DEPT. | 2 | PLANT #2 | B | 01 | DISINFECT/GASEOUS CHLORIN
1570384 | JAY, TOWN OF - UTILITIES DEPT. | 1 | PLANT 1 AT WELL 1 | B | 01 | DISINFECT/GASEOUS CHLORIN
1570384 | JAY, TOWN OF - UTILITIES DEPT. | 2 | PLANT #2 | H | 24 | SOFTENING/LIME-SODA
1570470 | MIDWAY WATER SYSTEM, INC. | 1 | PLANT FOR WELL 1 | B | 01 | DISINFECT/GASEOUS CHLORIN
1570470 | MIDWAY WATER SYSTEM, INC. | 1 | PLANT FOR WELL 1 | E | 20 | T-O CTRL/AERATION
1570470 | MIDWAY WATER SYSTEM, INC. | 4 | LIME TREATMENT AT STATION 3 | Z | 19 | OTHER/PH ADJUSTMENT
1570470 | MIDWAY WATER SYSTEM, INC. | 3 | PLANT FOR WELL 4 | D | 19 | CORR-CTRL/PH ADJUSTMENT
1570470 | MIDWAY WATER SYSTEM, INC. | 3 | PLANT FOR WELL 4 | B | 01 | DISINFECT/GASEOUS CHLORIN
1570470 | MIDWAY WATER SYSTEM, INC. | 2 | PLANT FOR WELLS 2 & 3 | D | 36 | CORR-CTRL/CORROSION INHIB
1570470 | MIDWAY WATER SYSTEM, INC. | 2 | PLANT FOR WELLS 2 & 3 | E | 20 | T-O CTRL/AERATION
1570470 | MIDWAY WATER SYSTEM, INC. | 2 | PLANT FOR WELLS 2 & 3 | B | 01 | DISINFECT/GASEOUS CHLORIN
1570479 | MOORE CREEK MOUNT CARMEL UTILITIES | 1 | PLANT AT WELL 1 SITE | Z | 19 | OTHER/PH ADJUSTMENT
1570479 | MOORE CREEK MOUNT CARMEL UTILITIES | 3 | PLANT AT WELL 3 DIXONVILLE RD | B | 01 | DISINFECT/GASEOUS CHLORIN
1570479 | MOORE CREEK MOUNT CARMEL UTILITIES | 1 | PLANT AT WELL 1 SITE | B | 01 | DISINFECT/GASEOUS CHLORIN
1570479 | MOORE CREEK MOUNT CARMEL UTILITIES | 2 | PLANT AT WELL 2 SITE (PLANT 2) | B | 01 | DISINFECT/GASEOUS CHLORIN
1570479 | MOORE CREEK MOUNT CARMEL UTILITIES | 2 | PLANT AT WELL 2 SITE (PLANT 2) | Z | 19 | OTHER/PH ADJUSTMENT
1570489 | NAS WHITING FIELD | 1 | PLANT #1 | D | 36 | CORR-CTRL/CORROSION INHIB
1570489 | NAS WHITING FIELD | 1 | PLANT #1 | F | 23 | ORGN-RMVL/GAC ADDITION
1570489 | NAS WHITING FIELD | 1 | PLANT #1 | Z | 27 | OTHER/FLUORIDATION
1570489 | NAS WHITING FIELD | 1 | PLANT #1 | D | 19 | CORR-CTRL/PH ADJUSTMENT
1570489 | NAS WHITING FIELD | 1 | PLANT #1 | B | 01 | DISINFECT/GASEOUS CHLORIN
1570512 | KRUL RECREATION AREA | 1 | MILTON | B | 02 | DISINFECT/HYPOCHLORIN
1570512 | KRUL RECREATION AREA | 2 | SAME | B | 02 | DISINFECT/HYPOCHLORIN
1570512 | KRUL RECREATION AREA | 3 | SAME | B | 02 | DISINFECT/HYPOCHLORIN
1570540 | POINT BAKER WATER SYSTEM, INC. | 4 | PLANT 5 (MIMOSA) | B | 01 | DISINFECT/GASEOUS CHLORIN
1570540 | POINT BAKER WATER SYSTEM, INC. | 5 | PLANT 6 (LUNDY) | B | 01 | DISINFECT/GASEOUS CHLORIN
1570540 | POINT BAKER WATER SYSTEM, INC. | 2 | PLANT 3 (OFFICE) | B | 01 | DISINFECT/GASEOUS CHLORIN
1570540 | POINT BAKER WATER SYSTEM, INC. | 1 | PLANT 1 (POINT BAKER) | B | 01 | DISINFECT/GASEOUS CHLORIN
1570540 | POINT BAKER WATER SYSTEM, INC. | 4 | PLANT 5 (MIMOSA) | Z | 19 | OTHER/PH ADJUSTMENT
1570540 | POINT BAKER WATER SYSTEM, INC. | 3 | PLANT 4 (ALLENTOWN) | Z | 19 | OTHER/PH ADJUSTMENT
1570540 | POINT BAKER WATER SYSTEM, INC. | 2 | PLANT 3 (OFFICE) | Z | 19 | OTHER/PH ADJUSTMENT
1570540 | POINT BAKER WATER SYSTEM, INC. | 1 | PLANT 1 (POINT BAKER) | Z | 19 | OTHER/PH ADJUSTMENT
1570540 | POINT BAKER WATER SYSTEM, INC. | 6 | PLANT 7 (WILLARD NORRIS RD) | Z | 19 | OTHER/PH ADJUSTMENT
1570540 | POINT BAKER WATER SYSTEM, INC. | 6 | PLANT 7 (WILLARD NORRIS RD) | B | 01 | DISINFECT/GASEOUS CHLORIN
1570540 | POINT BAKER WATER SYSTEM, INC. | 3 | PLANT 4 (ALLENTOWN) | B | 01 | DISINFECT/GASEOUS CHLORIN
1570540 | POINT BAKER WATER SYSTEM, INC. | 1 | PLANT 1 (POINT BAKER) | Z | 23 | OTHER/GAC ADDITION
1570540 | POINT BAKER WATER SYSTEM, INC. | 5 | PLANT 6 (LUNDY) | Z | 19 | OTHER/PH ADJUSTMENT
1570562 | I-10 REST AREA EAST BOUND | 1 | PLANT #1 | B | 02 | DISINFECT/HYPOCHLORIN
1570593 | SOUTH SANTA ROSA UTILITIES | 1 | SANTA ROSA SHORES UTILITIES | B | 01 | DISINFECT/GASEOUS CHLORIN
1570593 | SOUTH SANTA ROSA UTILITIES | 1 | SANTA ROSA SHORES UTILITIES | D | 36 | CORR-CTRL/CORROSION INHIB
1570671 | PACE WATER SYSTEM, INC. | 1 | PLANT 1 | D | 19 | CORR-CTRL/PH ADJUSTMENT
1570671 | PACE WATER SYSTEM, INC. | 8 | PLANT 8 | B | 01 | DISINFECT/GASEOUS CHLORIN
1570671 | PACE WATER SYSTEM, INC. | 7 | PLANT 7 | B | 01 | DISINFECT/GASEOUS CHLORIN
1570671 | PACE WATER SYSTEM, INC. | 5 | PLANT 5 | D | 18 | CORR-CTRL/SEQUESTATION
1570671 | PACE WATER SYSTEM, INC. | 6 | PLANT 6 | B | 01 | DISINFECT/GASEOUS CHLORIN
1570671 | PACE WATER SYSTEM, INC. | 6 | PLANT 6 | Z | 19 | OTHER/PH ADJUSTMENT
1570671 | PACE WATER SYSTEM, INC. | 11 | PLANT 11 | Z | 19 | OTHER/PH ADJUSTMENT
1570671 | PACE WATER SYSTEM, INC. | 11 | PLANT 11 | B | 01 | DISINFECT/GASEOUS CHLORIN
1570671 | PACE WATER SYSTEM, INC. | 10 | PLANT 10 | Z | 19 | OTHER/PH ADJUSTMENT
1570671 | PACE WATER SYSTEM, INC. | 10 | PLANT 10 | B | 01 | DISINFECT/GASEOUS CHLORIN
1570671 | PACE WATER SYSTEM, INC. | 9 | PLANT 9 | Z | 19 | OTHER/PH ADJUSTMENT
1570671 | PACE WATER SYSTEM, INC. | 9 | PLANT 9 | B | 01 | DISINFECT/GASEOUS CHLORIN
1570671 | PACE WATER SYSTEM, INC. | 8 | PLANT 8 | Z | 19 | OTHER/PH ADJUSTMENT
1570671 | PACE WATER SYSTEM, INC. | 7 | PLANT 7 | Z | 19 | OTHER/PH ADJUSTMENT
1570671 | PACE WATER SYSTEM, INC. | 5 | PLANT 5 | B | 01 | DISINFECT/GASEOUS CHLORIN
1570671 | PACE WATER SYSTEM, INC. | 4 | PLANT 4 | D | 18 | CORR-CTRL/SEQUESTATION
1570671 | PACE WATER SYSTEM, INC. | 4 | PLANT 4 | B | 01 | DISINFECT/GASEOUS CHLORIN
1570671 | PACE WATER SYSTEM, INC. | 3 | PLANT 3 | D | 18 | CORR-CTRL/SEQUESTATION
1570671 | PACE WATER SYSTEM, INC. | 3 | PLANT 3 | B | 01 | DISINFECT/GASEOUS CHLORIN
1570671 | PACE WATER SYSTEM, INC. | 2 | PLANT 2 | D | 18 | CORR-CTRL/SEQUESTATION
1570671 | PACE WATER SYSTEM, INC. | 2 | PLANT 2 | B | 01 | DISINFECT/GASEOUS CHLORIN
1570671 | PACE WATER SYSTEM, INC. | 1 | PLANT 1 | B | 01 | DISINFECT/GASEOUS CHLORIN
1570707 | SPENCER FIELD (USN FACILITY) | 1 | UNKN | B | 02 | DISINFECT/HYPOCHLORIN
1570873 | I-10 REST AREA WEST BOUND | 1 | PLANT #1 | B | 02 | DISINFECT/HYPOCHLORIN
1570874 | NAVARRE BEACH WATER SYSTEM | 1 | FAIRPOINT INTERCONNECT | B | 01 | DISINFECT/GASEOUS CHLORIN
1570874 | NAVARRE BEACH WATER SYSTEM | 4 | FAIRPOINT INTERCONNECT | D | 36 | CORR-CTRL/CORROSION INHIB
1570874 | NAVARRE BEACH WATER SYSTEM | 2 | WELL #2 | D | 36 | CORR-CTRL/CORROSION INHIB
1570874 | NAVARRE BEACH WATER SYSTEM | 4 | FAIRPOINT INTERCONNECT | D | 19 | CORR-CTRL/PH ADJUSTMENT
1570874 | NAVARRE BEACH WATER SYSTEM | 3 | WELL #3 | B | 01 | DISINFECT/GASEOUS CHLORIN
1570874 | NAVARRE BEACH WATER SYSTEM | 2 | WELL #2 | B | 01 | DISINFECT/GASEOUS CHLORIN
1570874 | NAVARRE BEACH WATER SYSTEM | 3 | WELL #3 | D | 36 | CORR-CTRL/CORROSION INHIB
1570875 | OLF CHOCTAW FIELD | 1 | WELL 1 | B | 02 | DISINFECT/HYPOCHLORIN
1570875 | OLF CHOCTAW FIELD | 1 | WELL 1 | D | 24 | CORR-CTRL/LIME-SODA
1570876 | MUNSON COUNTRY STORE | 1 |  | B | 02 | DISINFECT/HYPOCHLORIN
1570877 | BLACKWATER STOP CAMP | 1 | PLANT 1 | B | 02 | DISINFECT/HYPOCHLORIN
1570878 | CAMP KOINONIA | 1 | WELL#1 | B | 02 | DISINFECT/HYPOCHLORIN
1570879 | CHUMUCKLA SPRINGS RV PARK | 1 | CHUMUCKLA SPRINGS #1 | B | 02 | DISINFECT/HYPOCHLORIN
1570880 | ADVENTURES UNLIMITED | 2 | WELL #2 (CAMPGROUND) | B | 02 | DISINFECT/HYPOCHLORIN
1570880 | ADVENTURES UNLIMITED | 1 | WELL NO. 1 (SCHOOLHOUSE WELL) | B | 02 | DISINFECT/HYPOCHLORIN
1570880 | ADVENTURES UNLIMITED | 3 | WELL 3 (FORMER DOH WELL) | B | 02 | DISINFECT/HYPOCHLORIN
1570881 | EVANS CEDAR LAKES RV CAMPGROUND | 1 | MAIN WELL AND PLANT | B | 02 | DISINFECT/HYPOCHLORIN
1570886 | FAIRPOINT REGIONAL UTILITY SERVICES | 1 | FAIRPOINT WELL 1 | Z | 19 | OTHER/PH ADJUSTMENT
1570886 | FAIRPOINT REGIONAL UTILITY SERVICES | 1 | FAIRPOINT WELL 1 | B | 01 | DISINFECT/GASEOUS CHLORIN
1650092 | J.B.MILLER MOBILE HOME PARK | 1 | SAME | B | 02 | DISINFECT/HYPOCHLORIN
1650177 | CRAWFORDVILLE WATER SYSTEM | 1 | CRAWFORDVILLE | B | 02 | DISINFECT/HYPOCHLORIN
1650248 | WAKULLA WATER SYSTEM | 1 | PLANT #1 | B | 02 | DISINFECT/HYPOCHLORIN
1650360 | HUDSON HEIGHTS SUBDIVISION | 2 | PLANT #2 | B | 02 | DISINFECT/HYPOCHLORIN
1650360 | HUDSON HEIGHTS SUBDIVISION | 1 | PLANT #1 | B | 02 | DISINFECT/HYPOCHLORIN
1650466 | METCALF CRAB COMPANY | 1 | PLANT #1 | B | 02 | DISINFECT/HYPOCHLORIN
1650495 | NEWPORT PARK | 1 | PLANT #1 | B | 02 | DISINFECT/HYPOCHLORIN
1650505 | OCHLOCKONEE RIVER STATE PARK | 2 | OCHLOCKONEE RIVER STATE PARK | B | 02 | DISINFECT/HYPOCHLORIN
1650505 | OCHLOCKONEE RIVER STATE PARK | 3 | OCHLOCKONEE RIVER STATE PARK | B | 02 | DISINFECT/HYPOCHLORIN
1650505 | OCHLOCKONEE RIVER STATE PARK | 1 | OCHLOCKONEE RIVER STATE PARK | B | 02 | DISINFECT/HYPOCHLORIN
1650508 | ST. MARKS POWDER, INC. | 1 | PLANT #1 | Z | 12 | OTHER/SEDIMENTATION
1650508 | ST. MARKS POWDER, INC. | 1 | PLANT #1 | B | 01 | DISINFECT/GASEOUS CHLORIN
1650514 | PANACEA AREA WATER SYSTEM | 1 | PANACEA AREA WATER SYS-WELL2 | B | 01 | DISINFECT/GASEOUS CHLORIN
1650514 | PANACEA AREA WATER SYSTEM | 4 | PANACEA AREA WATER SYS-WELL5 | B | 01 | DISINFECT/GASEOUS CHLORIN
1650514 | PANACEA AREA WATER SYSTEM | 2 | PANACEA AREA WELL3/ AAA7834 | B | 01 | DISINFECT/GASEOUS CHLORIN
1650514 | PANACEA AREA WATER SYSTEM | 3 | PANACEA AREA WELL4/ AAA7833 | B | 01 | DISINFECT/GASEOUS CHLORIN
1650604 | SHADEVILLE ELEMENTARY SCHOOL | 1 | PLANT #1 | B | 02 | DISINFECT/HYPOCHLORIN
1650612 | SOPCHOPPY, CITY OF | 3 | PLANT #3 | B | 01 | DISINFECT/GASEOUS CHLORIN
1650612 | SOPCHOPPY, CITY OF | 2 | PLANT #2 | E | 20 | T-O CTRL/AERATION
1650612 | SOPCHOPPY, CITY OF | 2 | PLANT #2 | B | 01 | DISINFECT/GASEOUS CHLORIN
1650612 | SOPCHOPPY, CITY OF | 1 | PLANT #1 | E | 20 | T-O CTRL/AERATION
1650612 | SOPCHOPPY, CITY OF | 1 | PLANT #1 | B | 01 | DISINFECT/GASEOUS CHLORIN
1650612 | SOPCHOPPY, CITY OF | 5 | PLANT #5 | B | 01 | DISINFECT/GASEOUS CHLORIN
1650612 | SOPCHOPPY, CITY OF | 4 | PLANT #4 | B | 01 | DISINFECT/GASEOUS CHLORIN
1650612 | SOPCHOPPY, CITY OF | 7 | WELL #7 (HUDSON HEIGHTS) | B | 01 | DISINFECT/GASEOUS CHLORIN
1650612 | SOPCHOPPY, CITY OF | 6 | WELL #6 (EVERGREEN ACRES) | B | 01 | DISINFECT/GASEOUS CHLORIN
1650630 | ST. MARKS, CITY OF WATER SYS. | 1 | PLANT #1 | H | 24 | SOFTENING/LIME-SODA
1650630 | ST. MARKS, CITY OF WATER SYS. | 1 | PLANT #1 | Z | 12 | OTHER/SEDIMENTATION
1650630 | ST. MARKS, CITY OF WATER SYS. | 1 | PLANT #1 | E | 20 | T-O CTRL/AERATION
1650630 | ST. MARKS, CITY OF WATER SYS. | 1 | PLANT #1 | B | 01 | DISINFECT/GASEOUS CHLORIN
1650630 | ST. MARKS, CITY OF WATER SYS. | 1 | PLANT #1 | C | 14 | PART-RMVL/RAPID SAND FIL
1650712 | WAKULLA MANOR | 1 |  | B | 02 | DISINFECT/HYPOCHLORIN
1650714 | WAKULLA SPRINGS AND LODGE | 1 | PLANT #1 | B | 02 | DISINFECT/HYPOCHLORIN
1650778 | MYSTERIOUS WATERS SUBDIVISION | 1 | PLANT #1 | B | 02 | DISINFECT/HYPOCHLORIN
1650785 | WAKULLA REGIONAL (AKA GULF COAST) | 1 | GULF COAST / SPRING CREEK | Z | 18 | OTHER/SEQUESTATION
1650785 | WAKULLA REGIONAL (AKA GULF COAST) | 3 | SONGBIRD (WELL 4) | Z | 18 | OTHER/SEQUESTATION
1650785 | WAKULLA REGIONAL (AKA GULF COAST) | 2 | SHADEVILLE PLANT | Z | 18 | OTHER/SEQUESTATION
1650785 | WAKULLA REGIONAL (AKA GULF COAST) | 3 | SONGBIRD (WELL 4) | B | 01 | DISINFECT/GASEOUS CHLORIN
1650785 | WAKULLA REGIONAL (AKA GULF COAST) | 2 | SHADEVILLE PLANT | B | 01 | DISINFECT/GASEOUS CHLORIN
1650785 | WAKULLA REGIONAL (AKA GULF COAST) | 1 | GULF COAST / SPRING CREEK | B | 01 | DISINFECT/GASEOUS CHLORIN
1650786 | ST MARKS NAT WILDLIFE MOUNDS | 1 | MOUNDS AREA | B | 02 | DISINFECT/HYPOCHLORIN
1650787 | ST. MARKS WILDLIFE VISITORS CENTER | 1 | VISITORS CENTER | B | 02 | DISINFECT/HYPOCHLORIN
1650787 | ST. MARKS WILDLIFE VISITORS CENTER | 1 | VISITORS CENTER | E | 02 | T-O CTRL/HYPOCHLORIN
1650787 | ST. MARKS WILDLIFE VISITORS CENTER | 1 | VISITORS CENTER | H | 25 | SOFTENING/ION EXCHANGE
1650788 | OUZTS' TOO OYSTER BAR | 1 | OUTZ'S OYSTER BAR | B | 02 | DISINFECT/HYPOCHLORIN
1650789 | BJ'S (BAR) WATER SYSTEM | 1 | WELL NO. 1 | B | 02 | DISINFECT/HYPOCHLORIN
1650790 | NEWPORT SPORTSMAN'S REST. | 1 | WELL NO. 1 | B | 02 | DISINFECT/HYPOCHLORIN
1650791 | WINCO UTILITIES W/S | 1 | PLANT NO. 1 | B | 01 | DISINFECT/GASEOUS CHLORIN
1650792 | WAKULLA WATER SYSTEM (RIVERSINK) | 1 | WAKULLA WATER SYSTEM | B | 01 | DISINFECT/GASEOUS CHLORIN
1650793 | SANDY ACRES WATER SYSTEM | 1 | WELL NO. 1 | A |  | NO TRTMT
1660001 | CAMP ADAMS | 1 | FUTURE PLANT? | A |  | NO TRTMT
1660010 | SMOKEHOUSE LAKE MOBILE HOME PARK | 1 | NO. 1 | B | 02 | DISINFECT/HYPOCHLORIN
1660018 | SPANISH TRAIL SCOUT RESERVATION | 1 | PLANT #1 | B | 02 | DISINFECT/HYPOCHLORIN
1660019 | BRUCE CAFE AND MOTEL | 1 | WELL 1 | B | 02 | DISINFECT/HYPOCHLORIN
1660020 | FLAMINGO BINGO | 1 | COLA CAFE PLANT | B | 02 | DISINFECT/HYPOCHLORIN
1660028 | ARGYLE WATER SYSTEM, INC. | 1 | PLANT 1 | B | 02 | DISINFECT/HYPOCHLORIN
1660028 | ARGYLE WATER SYSTEM, INC. | 2 | PLANT 2 | B | 02 | DISINFECT/HYPOCHLORIN
1660048 | BASIN BAYOU STATE REC. AREA | 1 | PLANT 1 | B | 02 | DISINFECT/HYPOCHLORIN
1660052 | BAY MIDDLE SCHOOL | 1 | PLANT #1 | E | 20 | T-O CTRL/AERATION
1660052 | BAY MIDDLE SCHOOL | 1 | PLANT #1 | B | 02 | DISINFECT/HYPOCHLORIN
1660072 | BLACK CREEK LODGE | 1 | BLACK CREEK LODGE | B | 02 | DISINFECT/HYPOCHLORIN
1660082 | BOB'S RESTAURANT | 1 |  | B | 02 | DISINFECT/HYPOCHLORIN
1660108 | CAMP KOLOMOKI (GIRL SCOUTS) | 1 | PLANT #1 | B | 02 | DISINFECT/HYPOCHLORIN
1660108 | CAMP KOLOMOKI (GIRL SCOUTS) | 3 | PLANT #3 | B | 02 | DISINFECT/HYPOCHLORIN
1660108 | CAMP KOLOMOKI (GIRL SCOUTS) | 2 | PLANT 2 (RANGER HOUSE/OWLSLEE) | B | 02 | DISINFECT/HYPOCHLORIN
1660130 | CHAPMAN'S SEAFOOD RESTAURANT | 1 | CHAPMAN'S SEAFOOD RESTAURANT | B | 02 | DISINFECT/HYPOCHLORIN
1660189 | DARLINGTON COMMUNITY | 1 | WESTVILLE | B | 02 | DISINFECT/HYPOCHLORIN
1660196 | DEFUNIAK SPRINGS W/S, CITY OF | 7 | PLANT FOR WELL #10 | B | 01 | DISINFECT/GASEOUS CHLORIN
1660196 | DEFUNIAK SPRINGS W/S, CITY OF | 5 | PLANT FOR WELL #5 | B | 01 | DISINFECT/GASEOUS CHLORIN
1660196 | DEFUNIAK SPRINGS W/S, CITY OF | 4 | EMERGENCY PLANT | B | 01 | DISINFECT/GASEOUS CHLORIN
1660196 | DEFUNIAK SPRINGS W/S, CITY OF | 3 | PLANT FOR WELL #3 | B | 01 | DISINFECT/GASEOUS CHLORIN
1660196 | DEFUNIAK SPRINGS W/S, CITY OF | 2 | PLANT FOR WELL #2 | B | 01 | DISINFECT/GASEOUS CHLORIN
1660196 | DEFUNIAK SPRINGS W/S, CITY OF | 6 | PLANT FOR WELL #6 | B | 01 | DISINFECT/GASEOUS CHLORIN
1660196 | DEFUNIAK SPRINGS W/S, CITY OF | 1 | PLANT FOR WELL #1 | B | 01 | DISINFECT/GASEOUS CHLORIN
1660237 | EDEN STATE GARDENS | 1 | EDEN STATE GARDENS | B | 02 | DISINFECT/HYPOCHLORIN
1660290 | FREEPORT, CITY OF | 2 | PLANT FOR WELL 3 | B | 01 | DISINFECT/GASEOUS CHLORIN
1660290 | FREEPORT, CITY OF | 6 | PLANT FOR WELL 7 | B | 01 | DISINFECT/GASEOUS CHLORIN
1660290 | FREEPORT, CITY OF | 4 | PLANT FOR WELL 5 | B | 01 | DISINFECT/GASEOUS CHLORIN
1660290 | FREEPORT, CITY OF | 5 | PLANT FOR WELL 6-PORTLAND | B | 01 | DISINFECT/GASEOUS CHLORIN
1660290 | FREEPORT, CITY OF | 1 | PLANT FOR WELL 2 -OFFICE PLANT | B | 01 | DISINFECT/GASEOUS CHLORIN
1660290 | FREEPORT, CITY OF | 3 | PLANT FOR WELL 4 TWIN LAKES GC | B | 01 | DISINFECT/GASEOUS CHLORIN
1660304 | GRAYTON BEACH STATE REC. AREA | 1 | GRAYTON BEACH STATE REC. AREA | B | 02 | DISINFECT/HYPOCHLORIN
1660305 | GRAYTON BEACH WATER SYSTEM | 1 | GRAYTON BEACH | B | 02 | DISINFECT/HYPOCHLORIN
1660331 | ROADHOUSE 331 | 1 | PLANT 1 | A |  | NO TRTMT
1660347 | CAMP GULF (FORMERLY CAMPING ON THE GULF) | 3 | PLANT 4 | B | 02 | DISINFECT/HYPOCHLORIN
1660347 | CAMP GULF (FORMERLY CAMPING ON THE GULF) | 1 | PLANT FOR WELL 1 | B | 02 | DISINFECT/HYPOCHLORIN
1660347 | CAMP GULF (FORMERLY CAMPING ON THE GULF) | 2 | PLANT 3 | B | 02 | DISINFECT/HYPOCHLORIN
1660370 | INLET BEACH WATER SYSTEM, INC. | 2 | INLET BEACH - PLANT 2 | B | 01 | DISINFECT/GASEOUS CHLORIN
1660370 | INLET BEACH WATER SYSTEM, INC. | 3 | PLANT - WELL 4 | B | 02 | DISINFECT/HYPOCHLORIN
1660370 | INLET BEACH WATER SYSTEM, INC. | 2 | INLET BEACH - PLANT 2 | P | 32 | DISINF BY-PROD CONTRO/PEROXIDE
1660370 | INLET BEACH WATER SYSTEM, INC. | 1 | INLET BEACH - PLANT 1(WELL 3R) | B | 02 | DISINFECT/HYPOCHLORIN
1660389 | JUNIPER LAKE PINES SUBDIVISION | 2 | JUNIPER HILLS | Z | 12 | OTHER/SEDIMENTATION
1660389 | JUNIPER LAKE PINES SUBDIVISION | 2 | JUNIPER HILLS | B | 02 | DISINFECT/HYPOCHLORIN
1660389 | JUNIPER LAKE PINES SUBDIVISION | 1 | JUNIPER LK PINES | B | 02 | DISINFECT/HYPOCHLORIN
1660390 | JUNIPER VILLAGE SUBDIVISION | 1 | PLANT #1 | B | 02 | DISINFECT/HYPOCHLORIN
1660407 | LAKE SHARON ESTATES | 1 | PLANT #1 | B | 02 | DISINFECT/HYPOCHLORIN
1660497 | NICK'S SEAFOOD RESTAURANT | 1 | WELL #1 | B | 02 | DISINFECT/HYPOCHLORIN
1660524 | CITY OF PAXTON | 2 | PLANT FOR WELL 2 | B | 02 | DISINFECT/HYPOCHLORIN
1660524 | CITY OF PAXTON | 1 | PLANT FOR WELL 1 | B | 02 | DISINFECT/HYPOCHLORIN
1660586 | WESTSIDE UTILITIES, INC. | 1 | PLANT #1 | G | 10 | IRON RMVL/COAGULATION
1660586 | WESTSIDE UTILITIES, INC. | 1 | PLANT #1 | B | 01 | DISINFECT/GASEOUS CHLORIN
1660586 | WESTSIDE UTILITIES, INC. | 1 | PLANT #1 | H | 25 | SOFTENING/ION EXCHANGE
1660591 | SANTA ROSA GOLF & BEACH CLUB | 1 | SANTA ROSA GOLF & BEACH CLUB | B | 02 | DISINFECT/HYPOCHLORIN
1660596 | REGIONAL UTILITIES WATER SYSTEM | 5 | WELL #9 | B | 01 | DISINFECT/GASEOUS CHLORIN
1660596 | REGIONAL UTILITIES WATER SYSTEM | 6 | WELL #11 | B | 01 | DISINFECT/GASEOUS CHLORIN
1660596 | REGIONAL UTILITIES WATER SYSTEM | 7 | PLANT FOR WELL 12 | B | 01 | DISINFECT/GASEOUS CHLORIN
1660596 | REGIONAL UTILITIES WATER SYSTEM | 8 | PLANT FOR WELL #13, #14 | B | 01 | DISINFECT/GASEOUS CHLORIN
1660596 | REGIONAL UTILITIES WATER SYSTEM | 9 | PLANT FOR WELL 15 | B | 01 | DISINFECT/GASEOUS CHLORIN
1660596 | REGIONAL UTILITIES WATER SYSTEM | 10 | PLANT FOR WELL 16 | B | 01 | DISINFECT/GASEOUS CHLORIN
1660596 | REGIONAL UTILITIES WATER SYSTEM | 16 | SATINWOOD PLANT | B | 01 | DISINFECT/GASEOUS CHLORIN
1660596 | REGIONAL UTILITIES WATER SYSTEM | 14 | OWL'S HEAD PLANT | B | 01 | DISINFECT/GASEOUS CHLORIN
1660596 | REGIONAL UTILITIES WATER SYSTEM | 15 | COMMUNITY WAY PLANT | B | 01 | DISINFECT/GASEOUS CHLORIN
1660596 | REGIONAL UTILITIES WATER SYSTEM | 13 | PEACH CREEK BOOSTER PLANT | B | 01 | DISINFECT/GASEOUS CHLORIN
1660596 | REGIONAL UTILITIES WATER SYSTEM | 11 | 331 PLANT FREEPORT | B | 01 | DISINFECT/GASEOUS CHLORIN
1660596 | REGIONAL UTILITIES WATER SYSTEM | 3 | WELLS #4 & 5 | Z | 20 | OTHER/AERATION
1660596 | REGIONAL UTILITIES WATER SYSTEM | 3 | WELLS #4 & 5 | B | 01 | DISINFECT/GASEOUS CHLORIN
1660596 | REGIONAL UTILITIES WATER SYSTEM | 2 | WELL #3 | Z | 20 | OTHER/AERATION
1660596 | REGIONAL UTILITIES WATER SYSTEM | 2 | WELL #3 | B | 01 | DISINFECT/GASEOUS CHLORIN
1660596 | REGIONAL UTILITIES WATER SYSTEM | 1 | PLANT #1 (WELLS 7 & 10) | B | 01 | DISINFECT/GASEOUS CHLORIN
1660596 | REGIONAL UTILITIES WATER SYSTEM | 4 | WELL #8 | B | 01 | DISINFECT/GASEOUS CHLORIN
1660606 | PERDUE FARMS, INC. | 1 | SHOWELL FARMS, POULTRY PROCESS | B | 01 | DISINFECT/GASEOUS CHLORIN
1660606 | PERDUE FARMS, INC. | 2 | SHOWELL FARMS HATCHERY | B | 01 | DISINFECT/GASEOUS CHLORIN
1660606 | PERDUE FARMS, INC. | 1 | SHOWELL FARMS, POULTRY PROCESS | B | 02 | DISINFECT/HYPOCHLORIN
1660615 | SOUTH WALTON UTILITY COMPANY | 5 | WELL #5 (EAST SANDESTIN) | B | 01 | DISINFECT/GASEOUS CHLORIN
1660615 | SOUTH WALTON UTILITY COMPANY | 6 | WELL 6 (ENCLAVE) | B | 01 | DISINFECT/GASEOUS CHLORIN
1660615 | SOUTH WALTON UTILITY COMPANY | 7 | WELL 7 (REGATTA BAY) | B | 01 | DISINFECT/GASEOUS CHLORIN
1660615 | SOUTH WALTON UTILITY COMPANY | 1 | WELL #1 (MIRAMAR) | B | 01 | DISINFECT/GASEOUS CHLORIN
1660615 | SOUTH WALTON UTILITY COMPANY | 2 | WELL #2 (SANDESTIN) | B | 01 | DISINFECT/GASEOUS CHLORIN
1660615 | SOUTH WALTON UTILITY COMPANY | 3 | WELL #3 (PITTMAN) | B | 01 | DISINFECT/GASEOUS CHLORIN
1660615 | SOUTH WALTON UTILITY COMPANY | 4 | WELL #4 (SANDESTIN ENTRANCE) | B | 01 | DISINFECT/GASEOUS CHLORIN
1660615 | SOUTH WALTON UTILITY COMPANY | 9 | BILL BROWN WELLFIELD ROCK HILL | B | 01 | DISINFECT/GASEOUS CHLORIN
1660615 | SOUTH WALTON UTILITY COMPANY | 10 | GOLDSBY MIOX TREATMENT | B | 02 | DISINFECT/HYPOCHLORIN
1660643 | SUN & SAND MOTEL | 1 | DESTIN | B | 02 | DISINFECT/HYPOCHLORIN
1660660 | TEN LAKES ESTATES | 1 | PLANT 1 | B | 02 | DISINFECT/HYPOCHLORIN
1660803 | MOSSY HEAD WATER WORKS, INC. | 1 | OFFICE-WELL #1 | B | 01 | DISINFECT/GASEOUS CHLORIN
1660803 | MOSSY HEAD WATER WORKS, INC. | 3 | HINOTE-WELL #3 | B | 01 | DISINFECT/GASEOUS CHLORIN
1660803 | MOSSY HEAD WATER WORKS, INC. | 2 | NEW HARMONY- WELL #2 | B | 01 | DISINFECT/GASEOUS CHLORIN
1660832 | MITCHELL INDUSTRIES | 1 | MITCHELL INDUSTRIES | B | 02 | DISINFECT/HYPOCHLORIN
1661001 | DIXIE RV (AKA LUCKY 13 TRUCK STOP) | 2 | WEST PLANT (WEST WELL) | B | 02 | DISINFECT/HYPOCHLORIN
1661001 | DIXIE RV (AKA LUCKY 13 TRUCK STOP) | 1 | NORTH PLANT (NORTH WELL) | B | 02 | DISINFECT/HYPOCHLORIN
1661234 | WISEN SEAFOOD MARKET | 1 | CHLORINATION FOR WELL 1 | B | 02 | DISINFECT/HYPOCHLORIN
1661661 | MOLL PARK RECREATION AREA | 1 | PLANT TO BE | A |  | NO TRTMT
1662223 | CANO ESTATES SQUARE | 1 | PLANT #1 | B | 02 | DISINFECT/HYPOCHLORIN
1664014 | DUNE 1 TOWNHOUSES WATER SYSTEM | 1 | PLANT #1 | B | 01 | DISINFECT/GASEOUS CHLORIN
1664018 | VILLA TASSO WATER SYSTEM | 1 | PLANT #1 | B | 02 | DISINFECT/HYPOCHLORIN
1664018 | VILLA TASSO WATER SYSTEM | 2 | PLANT #2 | B | 02 | DISINFECT/HYPOCHLORIN
1664019 | NORTH BAY WATER SYSTEM | 2 | CHOCTAW BEACH W/S WELL 2 | B | 02 | DISINFECT/HYPOCHLORIN
1664019 | NORTH BAY WATER SYSTEM | 1 | CHOCTAW BEACH WATER SYSTEM | B | 02 | DISINFECT/HYPOCHLORIN
1664019 | NORTH BAY WATER SYSTEM | 3 | NORTHBAY WELL | B | 01 | DISINFECT/GASEOUS CHLORIN
1664031 | CAMP CREEK WATER SYSTEM | 2 | PLANT#2 | B | 02 | DISINFECT/HYPOCHLORIN
1664031 | CAMP CREEK WATER SYSTEM | 2 | PLANT#2 | B | 01 | DISINFECT/GASEOUS CHLORIN
1664031 | CAMP CREEK WATER SYSTEM | 1 | PLANT #1 | B | 02 | DISINFECT/HYPOCHLORIN
1664031 | CAMP CREEK WATER SYSTEM | 1 | PLANT #1 | B | 01 | DISINFECT/GASEOUS CHLORIN
1664034 | WHITE CLIFFS CONDOMINIUM | 1 | PLANT #1 | B | 01 | DISINFECT/GASEOUS CHLORIN
1664035 | PALMS OF DUNE ALLEN - SOUTH | 1 | PLANT #1 | B | 02 | DISINFECT/HYPOCHLORIN
1664037 | SEA HAUNTS SOUTH | 1 | SEA HAUNTS | B | 02 | DISINFECT/HYPOCHLORIN
1664038 | GULF TRACE | 2 | PLANT FOR WELL 2 | B | 02 | DISINFECT/HYPOCHLORIN
1664038 | GULF TRACE | 1 | PLANT FOR WELL 1 | B | 02 | DISINFECT/HYPOCHLORIN
1664039 | BEACHWOOD VILLA | 1 | SAME | B | 02 | DISINFECT/HYPOCHLORIN
1664041 | EMERALD COAST PLAZA | 1 | SAME | B | 02 | DISINFECT/HYPOCHLORIN
1664042 | BAILEY'S RESTAURANT | 1 | WELL #1 | B | 02 | DISINFECT/HYPOCHLORIN
1664043 | PALMS NORTH | 1 | PALMS NORTH | B | 02 | DISINFECT/HYPOCHLORIN
1664046 | MAGNOLIA TRACE | 1 | SAME | B | 02 | DISINFECT/HYPOCHLORIN
1664047 | NENA'S SEAFOOD RESTAURANT | 1 | WELL #1 | B | 02 | DISINFECT/HYPOCHLORIN
1664048 | KINGS LAKE WATER SYSTEM | 2 | PLANT FOR WELL 2 | B | 02 | DISINFECT/HYPOCHLORIN
1664048 | KINGS LAKE WATER SYSTEM | 1 | KINGS LAKE PLANT 1 | B | 02 | DISINFECT/HYPOCHLORIN
1664049 | SANTA ROSA QUIK CENTER W/S | 1 | SANTA ROSA UNITED SUPER W/S | B | 02 | DISINFECT/HYPOCHLORIN
1664050 | SADDLEBROOK DOWNS | 1 | WILLOWS WATER PLANT | B | 01 | DISINFECT/GASEOUS CHLORIN
1664051 | MAGNOLIA BAYE | 1 | QUAIL RUN SUBDIVISION | B | 02 | DISINFECT/HYPOCHLORIN
1664052 | SANTA ROSA GOLF CLUB | 1 | CHLORINATION FOR WELL 1 | B | 02 | DISINFECT/HYPOCHLORIN
1664053 | DONUT HOLE#2 OF SANTA ROSA BCH | 1 | WELL #1 | B | 02 | DISINFECT/HYPOCHLORIN
1664054 | EGLIN AFB, NAVY EOD, RANGE D51 | 1 | PLANT #1 | B | 02 | DISINFECT/HYPOCHLORIN
1664055 | BEULAH MOBILE HOME PARK | 1 | WELL #1 | A |  | NO TRTMT
1664056 | NORTH JUNIPER LAKE WATER SYSTE | 1 | WELL #1 | B | 02 | DISINFECT/HYPOCHLORIN
1664056 | NORTH JUNIPER LAKE WATER SYSTE | 2 | WELL #2 | B | 02 | DISINFECT/HYPOCHLORIN
1664057 | FT. RUCKER RECREATION AREA | 1 | WELL #1 | B | 02 | DISINFECT/HYPOCHLORIN
1664058 | EGLIN SITE C-6 (RADAR) | 1 | PLANT FOR WELLS 31 & 32 | B | 02 | DISINFECT/HYPOCHLORIN
1664059 | JUNIOR'S BARBECUE HEAVEN | 1 | WELL #1 | A |  | NO TRTMT
1664060 | BAYOU BILL'S CRAB HOUSE | 1 | WELL #1 | H | 26 | SOFTENING/REVERSE OSMOSIS
1664060 | BAYOU BILL'S CRAB HOUSE | 1 | WELL #1 | B | 02 | DISINFECT/HYPOCHLORIN
1664061 | CHRISTIAN INTERNATIONAL- SOUTH | 1 | WELL #1 | B | 02 | DISINFECT/HYPOCHLORIN
1664062 | CHRISTIAN INTERNATIONAL -NORTH | 1 | WELL #1 | B | 02 | DISINFECT/HYPOCHLORIN
1664063 | TWIN LAKES RESORT (HOLLEY-KING LAKES) | 1 | WELL #1 | B | 02 | DISINFECT/HYPOCHLORIN
1664064 | BLACK CREEK ESTATES W/S | 1 | SADLER CIRCLE | A |  | NO TRTMT
1664065 | TOM THUMB #123 | 1 | WELL #1 | B | 02 | DISINFECT/HYPOCHLORIN
1664066 | RACEWAY #826 | 1 | WELL NO. 1 | B | 02 | DISINFECT/HYPOCHLORIN
1664067 | PLANTATION MOBILE HOME PARK | 1 | PLANT #1 | B | 02 | DISINFECT/HYPOCHLORIN
1664068 | FILLIN STATION RESTAURANT | 1 | WELL#1 | A |  | NO TRTMT
1664069 | THE TO GO SHACK | 1 | WELL #1 | B | 02 | DISINFECT/HYPOCHLORIN
1664070 | EDGEWOOD TERRACE | 1 | PLANT ONE (FOR WELL #1 -EAST) | B | 02 | DISINFECT/HYPOCHLORIN
1664070 | EDGEWOOD TERRACE | 2 | PLANT TWO (FOR WELL#2-WEST) | B | 02 | DISINFECT/HYPOCHLORIN
1664071 | LAKESHORE GARDENS | 1 | WELL #1 | B | 02 | DISINFECT/HYPOCHLORIN
1664072 | COPE CENTER-R,INC-RESIDENCE | 1 | PLANT 1 | B | 02 | DISINFECT/HYPOCHLORIN
1664073 | COPE CENTER,O,INC-OUTPATIENT | 1 | PLANT 1 | B | 02 | DISINFECT/HYPOCHLORIN
1664075 | EMERALD COAST RV | 1 | PLANT 1 | B | 02 | DISINFECT/HYPOCHLORIN
1664080 | MANGO'S RESTAURANT | 1 | PLANT 1 | B | 02 | DISINFECT/HYPOCHLORIN
1664090 | HAPPY STORE #519 | 1 | THE PLANT | A |  | NO TRTMT
1664091 | BARRETT'S STORE, INC. | 1 | PLANT 1 | B | 02 | DISINFECT/HYPOCHLORIN
1664092 | COTTON'S LANDING (AKA SIMPLER'S) | 1 | WELL 1 | B | 02 | DISINFECT/HYPOCHLORIN
1664104 | RED BAY MARKET | 1 | PLANT 1 | B | 02 | DISINFECT/HYPOCHLORIN
1664106 | EGLIN AFB AEOD TRAINING FACILITY (C-5) | 1 | AEOD PLANT | B | 02 | DISINFECT/HYPOCHLORIN
1664109 | WALTON CO. DISTRICT 2&3 MAINTENANCE YARD | 1 | SODIUM HYPOCHLORITE | B | 02 | DISINFECT/HYPOCHLORIN
1664112 | MORRISON SPRINGS PARK | 1 | WELL 1 | B | 02 | DISINFECT/HYPOCHLORIN
1664122 | EGLIN SITE FIELD 1 | 1 | FIELD 1 | B | 02 | DISINFECT/HYPOCHLORIN
1664124 | EGLIN SITE C-80W | 1 | SITE C-80W | B | 02 | DISINFECT/HYPOCHLORIN
1670098 | C. F. MILLER WAYSIDE PARK | 1 |  | B | 02 | DISINFECT/HYPOCHLORIN
1670119 | CARYVILLE, TOWN OF | 3 | WELL 4 (OLD BONIFAY RD) | B | 01 | DISINFECT/GASEOUS CHLORIN
1670119 | CARYVILLE, TOWN OF | 2 | CARYVILLE PLANT 2 | B | 02 | DISINFECT/HYPOCHLORIN
1670119 | CARYVILLE, TOWN OF | 3 | WELL 4 (OLD BONIFAY RD) | B | 02 | DISINFECT/HYPOCHLORIN
1670119 | CARYVILLE, TOWN OF | 1 | CARYVILLE WELL #1 | B | 02 | DISINFECT/HYPOCHLORIN
1670135 | CHIPLEY, CITY OF | 4 | FOREMOST | B | 02 | DISINFECT/HYPOCHLORIN
1670135 | CHIPLEY, CITY OF | 4 | FOREMOST | Z | 27 | OTHER/FLUORIDATION
1670135 | CHIPLEY, CITY OF | 3 | CITY PLANT | B | 02 | DISINFECT/HYPOCHLORIN
1670135 | CHIPLEY, CITY OF | 2 | BLACKBURN PLANT | B | 02 | DISINFECT/HYPOCHLORIN
1670135 | CHIPLEY, CITY OF | 1 | CHIPLEY INDUSTRIAL PARK | B | 02 | DISINFECT/HYPOCHLORIN
1670257 | FALLING WATERS STATE PARK | 2 | CAMPING AREA WELL | B | 02 | DISINFECT/HYPOCHLORIN
1670257 | FALLING WATERS STATE PARK | 1 | PICNIC AREA WELL | B | 02 | DISINFECT/HYPOCHLORIN
1670351 | HOLMES CREEK WATER WORKS I | 1 | PLANT #1 | B | 02 | DISINFECT/HYPOCHLORIN
1670351 | HOLMES CREEK WATER WORKS I | 2 | WELL #2 | B | 02 | DISINFECT/HYPOCHLORIN
1670531 | PINE LOG STATE FOREST (SAND POND) | 1 | PINE LOG RECREATION AREA | B | 02 | DISINFECT/HYPOCHLORIN
1670647 | SUNNY HILLS UTILITY COMPANY | 4 | PLANT #2 | G | 10 | IRON RMVL/COAGULATION
1670647 | SUNNY HILLS UTILITY COMPANY | 1 | PLANT 1 | B | 02 | DISINFECT/HYPOCHLORIN
1670647 | SUNNY HILLS UTILITY COMPANY | 4 | PLANT #2 | B | 02 | DISINFECT/HYPOCHLORIN
1670647 | SUNNY HILLS UTILITY COMPANY | 1 | PLANT 1 | G | 10 | IRON RMVL/COAGULATION
1670647 | SUNNY HILLS UTILITY COMPANY | 2 | PLANT 2 | B | 02 | DISINFECT/HYPOCHLORIN
1670647 | SUNNY HILLS UTILITY COMPANY | 2 | PLANT 2 | E | 01 | T-O CTRL/GASEOUS CHLORIN
1670710 | VERNON, CITY OF | 2 | PLANT FOR WELL 3 | B | 02 | DISINFECT/HYPOCHLORIN
1670710 | VERNON, CITY OF | 1 | PLANT NO. 1 | B | 02 | DISINFECT/HYPOCHLORIN
1670719 | WASHINGTON CO. KENNEL CLUB | 1 | PLANT #1 | B | 02 | DISINFECT/HYPOCHLORIN
1670721 | WAUSAU, TOWN OF | 1 | PLANT #2 (POSSUM PALACE) | B | 02 | DISINFECT/HYPOCHLORIN
1670721 | WAUSAU, TOWN OF | 2 | PLANT #1 (TOWN HALL) | B | 02 | DISINFECT/HYPOCHLORIN
1670722 | THE GROVES (FORMERLY PARADISE LAKES) | 1 | WELL #1 | B | 02 | DISINFECT/HYPOCHLORIN
1670723 | THE OUTRIGGER RESTAURANT | 1 | WELL #1 | B | 02 | DISINFECT/HYPOCHLORIN
1670724 | GREENHEAD RAINBOW STORE | 1 | WELL#1 | B | 02 | DISINFECT/HYPOCHLORIN
1670725 | TRACK RESTAURANT AND LOUNGE | 1 | NO. 1 | A |  | NO TRTMT
1670726 | ONE STOP SHOP | 1 | WELL #1 | B | 02 | DISINFECT/HYPOCHLORIN
1670727 | EBRO MOTEL | 1 | PLANT #1 | B | 02 | DISINFECT/HYPOCHLORIN
1670728 | EBRO CAFE | 1 | PLANT #1 | B | 02 | DISINFECT/HYPOCHLORIN
1670729 | QUICK STOP #2 | 1 | PLANT #1 | B | 02 | DISINFECT/HYPOCHLORIN
1670730 | ALL-IN-ONE CONVENIENCE STORE | 1 | WELL #1 | A |  | NO TRTMT
1670731 | GOD'S VINEYARD WORSHIP CENTER | 1 | PLANT #1 | B | 02 | DISINFECT/HYPOCHLORIN
1670732 | RIVER RANCH RETREAT | 1 | WELL NO. 1 | B | 02 | DISINFECT/HYPOCHLORIN
1670733 | NORTHWEST FLORIDA RECEPTION CENTER | 1 | PLANT 1 | B | 02 | DISINFECT/HYPOCHLORIN
1670733 | NORTHWEST FLORIDA RECEPTION CENTER | 1 | PLANT 1 | B | 01 | DISINFECT/GASEOUS CHLORIN
1670734 | GOODMAN'S MIMI PLAZA | 1 | WELL #1 | B | 01 | DISINFECT/GASEOUS CHLORIN
1670735 | PAGE'S BAR-B-Q | 1 | WELL NO.1 | B | 02 | DISINFECT/HYPOCHLORIN
1670736 | HOLY MOLY BAKERY(FORMERLY CHICK-N-CHIPS) | 1 | WELL NO.1 | B | 02 | DISINFECT/HYPOCHLORIN
1670737 | BLUE TRITON BRANDS | 2 | TANKER PLANT (LOADOUT BLDG) | B | 02 | DISINFECT/HYPOCHLORIN
1670737 | BLUE TRITON BRANDS | 2 | TANKER PLANT (LOADOUT BLDG) | B | 06 | DISINFECT/UV RADIATION
1670737 | BLUE TRITON BRANDS | 1 | PLANT 1 | B | 02 | DISINFECT/HYPOCHLORIN
1670738 | BIG PINE CAMPGROUND | 1 | WELL NO.1 | B | 02 | DISINFECT/HYPOCHLORIN
1670739 | CODY'S LITTLE TASTE OF TEXAS | 1 | WELL NO.1 | B | 02 | DISINFECT/HYPOCHLORIN
1670740 | JUDY'S FAMILY RESTAURANT | 1 | WELL NO.1 | B | 02 | DISINFECT/HYPOCHLORIN
1670741 | VERNON TRAINING CENTER | 1 | PLANT #1 | B | 02 | DISINFECT/HYPOCHLORIN
1670742 | RIVER RUN RESORT | 1 | WELL NO.1 | B | 02 | DISINFECT/HYPOCHLORIN
1670743 | OAK VALLEY OPRY | 1 | WELL NO.1 | B | 02 | DISINFECT/HYPOCHLORIN
1670744 | KIDS WONDERLAND DAY CARE | 1 | WELL NO.1 | B | 02 | DISINFECT/HYPOCHLORIN
1670746 | ST. JOSEPH COMMUNITY PARK | 1 | PLANT #1 | B | 02 | DISINFECT/HYPOCHLORIN
1670748 | BLUE LAKE RECREATIONAL PARK | 1 | PLANT #1 | B | 02 | DISINFECT/HYPOCHLORIN
1670749 | HOLMES CREEK WATER WORKS II | 1 | PLANT 1 | B | 02 | DISINFECT/HYPOCHLORIN
1670749 | HOLMES CREEK WATER WORKS II | 1 | PLANT 1 | D | 36 | CORR-CTRL/CORROSION INHIB
1670750 | DANIELS LAKE PARK - WASHINGTON CO PARKS | 1 | PLANT #1 | B | 02 | DISINFECT/HYPOCHLORIN
1670751 | DOGWOOD ACRES | 1 | PLANT #1 | B | 02 | DISINFECT/HYPOCHLORIN
1670753 | CAMPBELL PARK | 1 | PLANT #1 | B | 02 | DISINFECT/HYPOCHLORIN
1670754 | ORANGE HILL COMMUNITY CENTER | 2 | ORANGE HILL | B | 02 | DISINFECT/HYPOCHLORIN
1670756 | LEWIS BEAR DISTRIBUTION CENTER | 1 | HYPOCHLORITE TREATMENT | B | 02 | DISINFECT/HYPOCHLORIN
1670756 | LEWIS BEAR DISTRIBUTION CENTER | 1 | HYPOCHLORITE TREATMENT | F | 23 | ORGN-RMVL/GAC ADDITION
2010011 | ADMIRAL MOTEL | 1 |  | B | 02 | DISINFECT/HYPOCHLORIN
2010017 | ALACHUA WTP | 1 | ALACHUA WTP | B | 02 | DISINFECT/HYPOCHLORIN
2010017 | ALACHUA WTP | 1 | ALACHUA WTP | Z | 27 | OTHER/FLUORIDATION
2010033 | PALMETERS CROSS CREEK LODGE | 1 |  | B | 02 | DISINFECT/HYPOCHLORIN
2010035 | ARCHER ROAD VILLAGE MHP | 1 |  | B | 02 | DISINFECT/HYPOCHLORIN
2010041 | ARREDONDO ESTATES | 1 | ARREDONDO ESTATES | D | 36 | CORR-CTRL/CORROSION INHIB
2010041 | ARREDONDO ESTATES | 1 | ARREDONDO ESTATES | B | 02 | DISINFECT/HYPOCHLORIN
2010042 | PALMS OF ARCHER | 1 | PALMS OF ARCHER WTP | B | 02 | DISINFECT/HYPOCHLORIN
2010042 | PALMS OF ARCHER | 1 | PALMS OF ARCHER WTP | H | 25 | SOFTENING/ION EXCHANGE
2010048 | B & B PACKAGE AND BAR | 1 |  | B | 02 | DISINFECT/HYPOCHLORIN
2010052 | SHADY NOOK MHP | 1 |  | B | 02 | DISINFECT/HYPOCHLORIN
2010094 | BLUE EAGLE TAVERN AND RESTAURA | 1 |  | B | 02 | DISINFECT/HYPOCHLORIN
2010097 | BOBBYS HIDEAWAY | 1 | WALDO | B | 02 | DISINFECT/HYPOCHLORIN
2010112 | BROKEN ARROW BLUFF MHP | 1 |  | B | 02 | DISINFECT/HYPOCHLORIN
2010130 | BUDDY'S LLC (FORM BIG DOG MARINA) | 1 | P & J MARINA WTP | B | 02 | DISINFECT/HYPOCHLORIN
2010158 | CUSCOWILLA CAMP | 1 | PLANT 1- WELL 1 | G | 29 | IRON RMVL/CARTRIDGE FILTR
2010158 | CUSCOWILLA CAMP | 1 | PLANT 1- WELL 1 | B | 02 | DISINFECT/HYPOCHLORIN
2010158 | CUSCOWILLA CAMP | 2 | PLANT 2- WELL 2 | B | 02 | DISINFECT/HYPOCHLORIN
2010199 | ARCHER WATER SYSTEM | 3 | WTP #3 | B | 02 | DISINFECT/HYPOCHLORIN
2010199 | ARCHER WATER SYSTEM | 1 | WTP #1 | G | 18 | IRON RMVL/SEQUESTATION
2010199 | ARCHER WATER SYSTEM | 2 | WTP #2 | G | 18 | IRON RMVL/SEQUESTATION
2010199 | ARCHER WATER SYSTEM | 1 | WTP #1 | B | 02 | DISINFECT/HYPOCHLORIN
2010199 | ARCHER WATER SYSTEM | 2 | WTP #2 | B | 02 | DISINFECT/HYPOCHLORIN
2010201 | HIGH SPRINGS WTP | 1 | HIGH SPRINGS WTP | P | 32 | DISINF BY-PROD CONTRO/PEROXIDE
2010201 | HIGH SPRINGS WTP | 1 | HIGH SPRINGS WTP | G | 18 | IRON RMVL/SEQUESTATION
2010201 | HIGH SPRINGS WTP | 1 | HIGH SPRINGS WTP | B | 02 | DISINFECT/HYPOCHLORIN
2010207 | NEWBERRY WTP | 1 | PLANT # 1 | B | 02 | DISINFECT/HYPOCHLORIN
2010207 | NEWBERRY WTP | 3 | PLANT # 2 | B | 02 | DISINFECT/HYPOCHLORIN
2010207 | NEWBERRY WTP | 2 | WELL #2 | B | 02 | DISINFECT/HYPOCHLORIN
2010212 | WALDO WTP | 1 | WALDO | D | 18 | CORR-CTRL/SEQUESTATION
2010212 | WALDO WTP | 1 | WALDO | B | 02 | DISINFECT/HYPOCHLORIN
2010258 | CROSS CREEK FISH CAMP | 1 |  | B | 02 | DISINFECT/HYPOCHLORIN
2010264 | MICANOPY INN | 1 | MICANOPY | B | 02 | DISINFECT/HYPOCHLORIN
2010279 | GAINESVILLE RD. PRISON #238 | 1 |  | B | 02 | DISINFECT/HYPOCHLORIN
2010308 | ELK'S CLUB NO 990 | 1 |  | B | 02 | DISINFECT/HYPOCHLORIN
2010311 | ENVIRONMENTAL SCIENCE AND ENG | 1 |  | B | 02 | DISINFECT/HYPOCHLORIN
2010331 | FARNSWORTH ESTATES #1 | 1 | FARNSWORTH ESTATES #1 WTP | B | 02 | DISINFECT/HYPOCHLORIN
2010356 | FLETCHER CENTER WEST | 1 |  | B | 02 | DISINFECT/HYPOCHLORIN
2010377 | FLORIDA CITRUS CENTER # 95 | 1 | FLORIDA WELCOME STATION | B | 02 | DISINFECT/HYPOCHLORIN
2010382 | JUST KIDS | 1 |  | B | 02 | DISINFECT/HYPOCHLORIN
2010405 | GAINESVILLE LIVE STOCK MARKET | 1 |  | B | 02 | DISINFECT/HYPOCHLORIN
2010406 | NHRA AUTO PLUS RACEWAY | 2 | PLANT # 2- GAINESVILLE RACEWA | B | 02 | DISINFECT/HYPOCHLORIN
2010406 | NHRA AUTO PLUS RACEWAY | 1 | PLANT # 1-CLOSED, USE PLANT #2 | B | 01 | DISINFECT/GASEOUS CHLORIN
2010410 | TRULIEVE | 1 | PHOENIX COMMERCIAL PARK WTP | B | 02 | DISINFECT/HYPOCHLORIN
2010410 | TRULIEVE | 1 | PHOENIX COMMERCIAL PARK WTP | E | 20 | T-O CTRL/AERATION
2010422 | GLYNWOOD TRAILER PARK | 1 |  | B | 02 | DISINFECT/HYPOCHLORIN
2010477 | HAWTHORNE WTP | 1 | PLANT #1 | Z | 27 | OTHER/FLUORIDATION
2010477 | HAWTHORNE WTP | 1 | PLANT #1 | B | 02 | DISINFECT/HYPOCHLORIN
2010477 | HAWTHORNE WTP | 1 | PLANT #1 | G | 18 | IRON RMVL/SEQUESTATION
2010477 | HAWTHORNE WTP | 2 | PLANT #2 (BLUE TOWER) | B | 02 | DISINFECT/HYPOCHLORIN
2010477 | HAWTHORNE WTP | 3 | PLANT #3 (RAILROAD) | B | 02 | DISINFECT/HYPOCHLORIN
2010477 | HAWTHORNE WTP | 3 | PLANT #3 (RAILROAD) | G | 18 | IRON RMVL/SEQUESTATION
2010477 | HAWTHORNE WTP | 2 | PLANT #2 (BLUE TOWER) | G | 18 | IRON RMVL/SEQUESTATION
2010483 | HICKORY HILLS MHP | 1 |  | B | 02 | DISINFECT/HYPOCHLORIN
2010492 | HILLCREST TRAILER PARK | 2 | WTP 2: 4" AT TOP OF HILL | B | 02 | DISINFECT/HYPOCHLORIN
2010492 | HILLCREST TRAILER PARK | 1 | WTP 1: 6" AT BOTTOM OF HILL | B | 02 | DISINFECT/HYPOCHLORIN
2010543 | HILLSIDE MHP (OMNI) | 1 |  | B | 02 | DISINFECT/HYPOCHLORIN
2010575 | FARNSWORTH #3-NW 38 | 1 |  | B | 02 | DISINFECT/HYPOCHLORIN
2010589 | BARBARA'S RESTAURANT | 1 |  | B | 02 | DISINFECT/HYPOCHLORIN
2010591 | LOCHLOOSA HARBOR RV PARK | 1 | LOCHLOOSA HARBOR RVP | B | 02 | DISINFECT/HYPOCHLORIN
2010594 | FARNSWORTH #2 JONESVILLE MALL | 1 | FARNSWORTH #2 JONESVILLE MALL | B | 02 | DISINFECT/HYPOCHLORIN
2010612 | GATOR WATERWORKS WATER SYSTEM | 1 | GATOR WATERWORKS | B | 02 | DISINFECT/HYPOCHLORIN
2010622 | KULAQUA YOUTH CAMP | 2 | NEWER CABIN AREA | B | 02 | DISINFECT/HYPOCHLORIN
2010622 | KULAQUA YOUTH CAMP | 3 | OLDER CABIN AREA | B | 02 | DISINFECT/HYPOCHLORIN
2010622 | KULAQUA YOUTH CAMP | 4 | MAIN RECREAT AREA | B | 02 | DISINFECT/HYPOCHLORIN
2010622 | KULAQUA YOUTH CAMP | 6 | LODGES (WOODLAND) | B | 02 | DISINFECT/HYPOCHLORIN
2010622 | KULAQUA YOUTH CAMP | 1 | KITCHEN & GYM AREA | B | 02 | DISINFECT/HYPOCHLORIN
2010622 | KULAQUA YOUTH CAMP | 5 | RIVER RANCH & POOL AREA | B | 02 | DISINFECT/HYPOCHLORIN
2010625 | LAKE ALTO ESTATES MHP | 1 | LAKE ALTO ESTATES WTP | B | 02 | DISINFECT/HYPOCHLORIN
2010642 | UF-LAKE WAUBURG | 1 | NORTH PLANT | B | 02 | DISINFECT/HYPOCHLORIN
2010642 | UF-LAKE WAUBURG | 2 | SOUTH PLANT | B | 02 | DISINFECT/HYPOCHLORIN
2010680 | LOCHLOOSA SPRINGS FISH CAMP | 1 | LOCHLOOSA | B | 02 | DISINFECT/HYPOCHLORIN
2010702 | MADDOX FOUNDRY | 1 |  | B | 02 | DISINFECT/HYPOCHLORIN
2010749 | MICANOPY WATER SYSTEM | 1 | MICANOPY | B | 04 | DISINFECT/CHLORAMINES
2010749 | MICANOPY WATER SYSTEM | 1 | MICANOPY | D | 18 | CORR-CTRL/SEQUESTATION
2010749 | MICANOPY WATER SYSTEM | 1 | MICANOPY | B | 02 | DISINFECT/HYPOCHLORIN
2010786 | MOTEL TABOR | 1 |  | B | 02 | DISINFECT/HYPOCHLORIN
2010802 | POWERS PARK | 1 | POWER PARK/ NEWMANN LAKE | B | 02 | DISINFECT/HYPOCHLORIN
2010837 | HIGH SPRINGS CAMPGROUND | 1 | HIGH SPRINGS CAMPGROUND | B | 02 | DISINFECT/HYPOCHLORIN
2010878 | PAYNES PRAIRIE PRESERVE STATE PARK | 3 | CAMPGROUND | B | 02 | DISINFECT/HYPOCHLORIN
2010878 | PAYNES PRAIRIE PRESERVE STATE PARK | 9 | WESTSIDE RESIDENCE | B | 02 | DISINFECT/HYPOCHLORIN
2010878 | PAYNES PRAIRIE PRESERVE STATE PARK | 5 | WAUBERG RESIDENCE | B | 02 | DISINFECT/HYPOCHLORIN
2010878 | PAYNES PRAIRIE PRESERVE STATE PARK | 6 | VISITOR'S CENTER | B | 02 | DISINFECT/HYPOCHLORIN
2010878 | PAYNES PRAIRIE PRESERVE STATE PARK | 7 | BOLEN'S BLUFF (WAS ASST MGR) | B | 02 | DISINFECT/HYPOCHLORIN
2010878 | PAYNES PRAIRIE PRESERVE STATE PARK | 8 | KINCAID RES. (WAS DIST MGR) | B | 02 | DISINFECT/HYPOCHLORIN
2010878 | PAYNES PRAIRIE PRESERVE STATE PARK | 2 | RANGER STATION (WAS PRK MGR) | B | 02 | DISINFECT/HYPOCHLORIN
2010878 | PAYNES PRAIRIE PRESERVE STATE PARK | 1 | CONES RANCH (WAS HICKORY RES) | B | 02 | DISINFECT/HYPOCHLORIN
2010878 | PAYNES PRAIRIE PRESERVE STATE PARK | 4 | RECREATION AREA | B | 02 | DISINFECT/HYPOCHLORIN
2010914 | OAK PARK VILLAGE | 1 |  | B | 01 | DISINFECT/GASEOUS CHLORIN
2010918 | PROGRESS TRAILER PARK | 1 |  | B | 02 | DISINFECT/HYPOCHLORIN
2010934 | RAWLINGS PARK | 1 | RAWLINGS PARK | B | 02 | DISINFECT/HYPOCHLORIN
2010945 | CROSS CREEK MHP - OLD SYSTEM | 1 | OLD WTP | B | 02 | DISINFECT/HYPOCHLORIN
2010946 | GRU - MURPHREE WTP | 1 | MURPHREE WTP | Z | 27 | OTHER/FLUORIDATION
2010946 | GRU - MURPHREE WTP | 1 | MURPHREE WTP | H | 24 | SOFTENING/LIME-SODA
2010946 | GRU - MURPHREE WTP | 1 | MURPHREE WTP | C | 14 | PART-RMVL/RAPID SAND FIL
2010946 | GRU - MURPHREE WTP | 1 | MURPHREE WTP | H | 19 | SOFTENING/PH ADJUSTMENT
2010946 | GRU - MURPHREE WTP | 1 | MURPHREE WTP | B | 01 | DISINFECT/GASEOUS CHLORIN
2011005 | SANTA FE HIGH SCHOOL | 1 |  | B | 01 | DISINFECT/GASEOUS CHLORIN
2011006 | SANTA FE HILLS SUBDIVISION | 1 | SANTE FE HILLS S/D | B | 02 | DISINFECT/HYPOCHLORIN
2011006 | SANTA FE HILLS SUBDIVISION | 1 | SANTE FE HILLS S/D | D | 18 | CORR-CTRL/SEQUESTATION
2011041 | SHIPMAN'S FISH CAMP | 1 | EARLETON | B | 02 | DISINFECT/HYPOCHLORIN
2011090 | ST MICHAEL'S CHILD CARE CENTER | 1 |  | B | 02 | DISINFECT/HYPOCHLORIN
2011108 | STEVES TP | 1 |  | B | 02 | DISINFECT/HYPOCHLORIN
2011118 | CAFE RISQUE | 1 | CAFE RISQUE | B | 02 | DISINFECT/HYPOCHLORIN
2011124 | TACACHALE WTP | 1 | TACACHALE WTP | E | 20 | T-O CTRL/AERATION
2011124 | TACACHALE WTP | 1 | TACACHALE WTP | B | 01 | DISINFECT/GASEOUS CHLORIN
2011124 | TACACHALE WTP | 1 | TACACHALE WTP | Z | 27 | OTHER/FLUORIDATION
2011128 | SUNSHINE MHP | 1 |  | B | 02 | DISINFECT/HYPOCHLORIN
2011171 | FARNSWORTH ESTATES #4 | 1 | FARNSWORTH #4 TIOGA HIEGHTS | B | 02 | DISINFECT/HYPOCHLORIN
2011177 | TOWN &COUNTRY TRAILER LODGE | 1 |  | B | 02 | DISINFECT/HYPOCHLORIN
2011195 | TURKEY CREEK UTILITIES WTP | 1 | HAGUE | B | 01 | DISINFECT/GASEOUS CHLORIN
2011196 | TWIN LAKE FISH CAMP | 1 |  | B | 02 | DISINFECT/HYPOCHLORIN
2011217 | VECCHIO'S RESTAURANT | 1 | MICANOPY | B | 02 | DISINFECT/HYPOCHLORIN
2011250 | WEST END GOLF COURSE | 1 |  | B | 02 | DISINFECT/HYPOCHLORIN
2011251 | WESTGATE MANOR MHP | 2 | WELLS 3 & 4 / PLANT 2 | G | 36 | IRON RMVL/CORROSION INHIB
2011251 | WESTGATE MANOR MHP | 1 | WELL 1/ PLANT 1 | B | 02 | DISINFECT/HYPOCHLORIN
2011251 | WESTGATE MANOR MHP | 2 | WELLS 3 & 4 / PLANT 2 | B | 02 | DISINFECT/HYPOCHLORIN
2011271 | WIMBERLY ESTATES | 1 |  | B | 02 | DISINFECT/HYPOCHLORIN
2011286 | YEARLING RESTAURANT | 1 | YEARLING RESTAURANT WTP | B | 02 | DISINFECT/HYPOCHLORIN
2011357 | WALDO FARMERS AND FLEA MARKET | 1 | EAST WTP (FRONT) | B | 02 | DISINFECT/HYPOCHLORIN
2011357 | WALDO FARMERS AND FLEA MARKET | 2 | WEST WTP | B | 02 | DISINFECT/HYPOCHLORIN
2011357 | WALDO FARMERS AND FLEA MARKET | 3 | EAST WTP (REAR) | B | 02 | DISINFECT/HYPOCHLORIN
2011358 | CLEVINGER'S LAKEVIEW BEACH | 1 | EARLTON | B | 02 | DISINFECT/HYPOCHLORIN
2011359 | COTTON'S JIFFY FOOD | 1 |  | B | 02 | DISINFECT/HYPOCHLORIN
2011360 | TRAVELERS CAMPGROUND | 1 | POOL WTP (PLANT #1) | B | 02 | DISINFECT/HYPOCHLORIN
2011360 | TRAVELERS CAMPGROUND | 2 | NW WTP (PLANT #2) | B | 02 | DISINFECT/HYPOCHLORIN
2011360 | TRAVELERS CAMPGROUND | 1 | POOL WTP (PLANT #1) | E | 20 | T-O CTRL/AERATION
2011360 | TRAVELERS CAMPGROUND | 3 | SHOWERS WTP (PLANT #3) | B | 02 | DISINFECT/HYPOCHLORIN
2011397 | FAITH CHRISTIAN ACADEMY | 1 |  | B | 02 | DISINFECT/HYPOCHLORIN
2014134 | MILLHOPPER MONTESSORI SCHOOL | 1 |  | B | 02 | DISINFECT/HYPOCHLORIN
2014158 | CLASSIC CAFE | 1 | WALDO | B | 02 | DISINFECT/HYPOCHLORIN
2014159 | AUSTIN CARY FOREST - UF | 1 | AUSTIN CARY FOREST - UF | B | 02 | DISINFECT/HYPOCHLORIN
2014160 | ALACHUA COUNTY AG. & EQUESTRIAN CENTER | 1 | CANTERBURY EQUESTRIAN SHOWPLAC | B | 02 | DISINFECT/HYPOCHLORIN
2014161 | DIAMOND SPORTS ACTIVITY CENTER | 1 | DIAMOND SPORT PARK | B | 02 | DISINFECT/HYPOCHLORIN
2014162 | FELLOWSHIP BAPTIST CHURCH | 1 | FELLOWSHIP BAPTIST CHURCH | B | 02 | DISINFECT/HYPOCHLORIN
2014164 | UF-CENTER FOR AQUATIC WEEDS | 1 | UF - CENTER FOR AQUATIC WEEDS | B | 02 | DISINFECT/HYPOCHLORIN
2014165 | AMIKIDS GAINESVILLE (FORM WILDERNESS) | 1 | AMIKIDS | B | 02 | DISINFECT/HYPOCHLORIN
2014166 | POE SPRINGS PARK | 1 | POE SPRINGS PARK | B | 02 | DISINFECT/HYPOCHLORIN
2014167 | GREENFIELD PRESCHOOL | 1 | A STEP AHEAD ENRICHMENT CENTE | B | 02 | DISINFECT/HYPOCHLORIN
2014168 | HOLLAND'S DAY CARE | 1 |  | B | 02 | DISINFECT/HYPOCHLORIN
2014169 | GAYLES CHILD CARE CENTER | 1 |  | B | 02 | DISINFECT/HYPOCHLORIN
2014170 | KANGAROO STORE # 2416 | 1 | KANGAROO # 2416 | B | 02 | DISINFECT/HYPOCHLORIN
2014171 | ROSIE'S | 1 |  | B | 02 | DISINFECT/HYPOCHLORIN
2014172 | CHRISTIAN LIFE FELLOWSHIP | 1 | CHRISTIAN LIFE FELLOWSHIP | B | 02 | DISINFECT/HYPOCHLORIN
2014173 | SUNRISE FOOD MART | 1 |  | A |  | NO TRTMT
2014174 | AMOCO MICANOPY | 1 |  | B | 02 | DISINFECT/HYPOCHLORIN
2014174 | AMOCO MICANOPY | 2 |  | B | 02 | DISINFECT/HYPOCHLORIN
2014175 | PARADISE STORE #2 | 1 | PARADISE STORE #2 | B | 02 | DISINFECT/HYPOCHLORIN
2014176 | CITGO 515 - (FORM. EVANS & EVANS) | 1 | CITGO 515 WATER SYSTEM | B | 02 | DISINFECT/HYPOCHLORIN
2014177 | MICANOPY MOBIL | 1 | CIRCLE K # 3914 | B | 02 | DISINFECT/HYPOCHLORIN
2014178 | SOUTHERN PRECAST INC. | 1 |  | B | 02 | DISINFECT/HYPOCHLORIN
2014179 | SANTE FE LAKE PARK | 1 | SANTA FE LAKE PARK | B | 02 | DISINFECT/HYPOCHLORIN
2014180 | COPELAND PARK | 1 | COPELAND PARK | B | 02 | DISINFECT/HYPOCHLORIN
2014181 | EDEN BAPTIST CHURCH | 1 |  | B | 02 | DISINFECT/HYPOCHLORIN
2014182 | MUGSHOTS | 1 | OASIS LOUNGE WTP | B | 02 | DISINFECT/HYPOCHLORIN
2014183 | CNB NATIONAL BANK | 1 |  | B | 02 | DISINFECT/HYPOCHLORIN
2014184 | JONESVILLE BAPTIST CHURCH | 1 |  | A |  | NO TRTMT
2014185 | BOBBY'S HIDEAWAY | 1 |  | B | 02 | DISINFECT/HYPOCHLORIN
2014186 | ST. JOSEPH'S EPISCOPAL CHURCH | 1 |  | A |  | NO TRTMT
2014187 | CROSSROADS GROCERY STORE | 1 | CROSSROADS GROCERY STORE | A |  | NO TRTMT
2014188 | ST. MADELEINE CATHOLIC CHURCH | 1 |  | A |  | NO TRTMT
2014189 | LIL CHAMP #162 | 1 |  | B | 02 | DISINFECT/HYPOCHLORIN
2014190 | CROSS CREEK COUNTRY DISCOUNT STORE | 1 |  | B | 02 | DISINFECT/HYPOCHLORIN
2014191 | ALACHUA CONG JEHOVAH'S WITNESS | 1 |  | B | 02 | DISINFECT/HYPOCHLORIN
2014192 | LIL CHAMP #1167 | 1 | I | B | 02 | DISINFECT/HYPOCHLORIN
2014193 | FAST TRACK # 220 / LAND O' SUN MGT. | 1 |  | B | 02 | DISINFECT/HYPOCHLORIN
2014194 | TIM'S FAST NICKEL STORE | 1 |  | B | 02 | DISINFECT/HYPOCHLORIN
2014195 | JERUSALEM CHURCH OF GOD/FAITH | 1 |  | B | 02 | DISINFECT/HYPOCHLORIN
2014196 | CROSS CREEK MHP | 1 | CROSS CREEK MHP | B | 02 | DISINFECT/HYPOCHLORIN
2014197 | LIL CHAMP #1054 | 1 |  | B | 02 | DISINFECT/HYPOCHLORIN
2014198 | MAS HOLDING CO,.(FORM. MEDICAL MANAGER) | 1 | MAS HOLDING COMPANY | B | 02 | DISINFECT/HYPOCHLORIN
2014199 | FAST TRACK FOOD #329 CR222 | 1 |  | B | 02 | DISINFECT/HYPOCHLORIN
2014200 | ARCHER COUNTRY STORE | 1 | LEWIS OIL # 9 | B | 02 | DISINFECT/HYPOCHLORIN
2014201 | SPARKY'S PIZZA | 1 |  | B | 02 | DISINFECT/HYPOCHLORIN
2014202 | GREAT TREAT #3 | 1 | GREAT TREAT #3 | B | 02 | DISINFECT/HYPOCHLORIN
2014203 | ALACHUA LEARNING CENTER | 1 | ALACHUA LEARNING CENTER WTP | B | 02 | DISINFECT/HYPOCHLORIN
2014204 | ACORN CLINIC | 1 | ACORN CLINIC WTP | B | 02 | DISINFECT/HYPOCHLORIN
2014206 | ORANGE HEIGHTS SHELL | 1 | SUNSHINE FOOD MART # 128 | E | 20 | T-O CTRL/AERATION
2014206 | ORANGE HEIGHTS SHELL | 1 | SUNSHINE FOOD MART # 128 | B | 02 | DISINFECT/HYPOCHLORIN
2014207 | DUDLEY FARM HISTORIC STATE PARK | 1 | DUDLEY FARM HISTOR. STATE PARK | B | 02 | DISINFECT/HYPOCHLORIN
2014208 | FLOYD'S LOVE NEST DAYCARE | 1 | FLOYD'S LOVE NEST DAYCARE | B | 02 | DISINFECT/HYPOCHLORIN
2014209 | CHRISTIAN LIFE WORLD ACADEMY | 1 | WTP | B | 02 | DISINFECT/HYPOCHLORIN
2014211 | LOCHLOOSA PARK | 1 | LAKE LOCHLOOSA PARK | B | 02 | DISINFECT/HYPOCHLORIN
2014213 | COLLECTABLES STORE AT EARLTON | 1 | COLLECTABLE STORE | B | 02 | DISINFECT/HYPOCHLORIN
2014214 | USGS-WETLAND & AQUATIC RESEARCH CENTER | 1 | USGS- FL INTEGRATED SCIENCE CE | H | 25 | SOFTENING/ION EXCHANGE
2014214 | USGS-WETLAND & AQUATIC RESEARCH CENTER | 1 | USGS- FL INTEGRATED SCIENCE CE | B | 02 | DISINFECT/HYPOCHLORIN
2014215 | WINDSOR BAPTIST CHURCH & ACADEMY | 1 | WINDSOR BAPTIST CHURCH & ACADE | B | 02 | DISINFECT/HYPOCHLORIN
2014216 | OWENS-ILLINOIS PARK | 1 | OWEN-ILLINOIS PARK | B | 02 | DISINFECT/HYPOCHLORIN
2014217 | MONTEOCHA PARK | 1 | MONTEOCHA PARK | B | 02 | DISINFECT/HYPOCHLORIN
2014218 | ISKCON OF ALACHUA COUNTY, INC | 1 | ISKCON TEMPLE OF ALACHUA | B | 02 | DISINFECT/HYPOCHLORIN
2014219 | FOREST GROVE BAPTIST CHURCH | 1 | FOREST GROVE BAPTIST CHURCH | B | 02 | DISINFECT/HYPOCHLORIN
2014220 | CHAMPIONS PARK | 1 | NATIONS PARK | B | 02 | DISINFECT/HYPOCHLORIN
2014221 | WATER & AIR RESEARCH INC. | 1 | WATER & AIR RESEARCH INC., | B | 02 | DISINFECT/HYPOCHLORIN
2014222 | GREATER BELL UNITED METHODIST CHURCH | 1 | GREATER BELL METHOD. CHURCH | B | 02 | DISINFECT/HYPOCHLORIN
2014223 | DEERHAVEN RENEWABLE | 1 | DEERHAVEN RENEWABLE | Z | 23 | OTHER/GAC ADDITION
2014223 | DEERHAVEN RENEWABLE | 1 | DEERHAVEN RENEWABLE | B | 02 | DISINFECT/HYPOCHLORIN
2014223 | DEERHAVEN RENEWABLE | 1 | DEERHAVEN RENEWABLE | Z | 15 | OTHER/PRESS SAND FILT
2014224 | STOP & SHOP #5 | 1 | STOP & SHOP #5 | B | 02 | DISINFECT/HYPOCHLORIN
2014225 | ISLAND GROVE WINE COMPANY TASTING HOUSE | 1 | ISLAND GROVE WINE | B | 02 | DISINFECT/HYPOCHLORIN
2014226 | LHS 360 INNOVATION CAMPUS | 1 | LHS 360 | B | 02 | DISINFECT/HYPOCHLORIN
2014228 | ORANGE HEIGHTS BAPTIST CHURCH | 1 | PLANT NO. 1 | B | 02 | DISINFECT/HYPOCHLORIN
2014229 | GAINESVILLE AREA ROWING WTP | 1 | GAINESVILLE AREA ROWING | B | 02 | DISINFECT/HYPOCHLORIN
2014231 | SAN FELASCO NURSERIES | 1 | SAN FELASCO NURSERIES | B | 02 | DISINFECT/HYPOCHLORIN
2014232 | DOLLAR GENERAL #21728 (LACROSSE SR 121) | 1 | DG LACROSSE | B | 02 | DISINFECT/HYPOCHLORIN
2020165 | CAPRICE REST. & EXPY. MOTEL | 1 | CAPRICE REST.& EXPY. MOTEL | B | 02 | DISINFECT/HYPOCHLORIN
2020204 | MACCLENNY WTP | 3 | ENTERPRISE EAST | E | 20 | T-O CTRL/AERATION
2020204 | MACCLENNY WTP | 1 | MACCLENNY | B | 02 | DISINFECT/HYPOCHLORIN
2020204 | MACCLENNY WTP | 4 | MACCLENNY S/D II WTP | E | 20 | T-O CTRL/AERATION
2020204 | MACCLENNY WTP | 3 | ENTERPRISE EAST | B | 02 | DISINFECT/HYPOCHLORIN
2020204 | MACCLENNY WTP | 1 | MACCLENNY | E | 20 | T-O CTRL/AERATION
2020204 | MACCLENNY WTP | 1 | MACCLENNY | D | 18 | CORR-CTRL/SEQUESTATION
2020204 | MACCLENNY WTP | 4 | MACCLENNY S/D II WTP | B | 02 | DISINFECT/HYPOCHLORIN
2020361 | OLUSTEE BATTLEFIELD MEMORIAL | 1 | OLUSTEE BATTLEFIELD WTP | B | 02 | DISINFECT/HYPOCHLORIN
2020531 | DOT I-10 & 231 EASTBOUND | 1 | SANDERSON | B | 01 | DISINFECT/GASEOUS CHLORIN
2020532 | DOT I-10 WESTBOUND REST AREA | 1 | BAKER FDOT I-10W REST AREA | B | 02 | DISINFECT/HYPOCHLORIN
2020532 | DOT I-10 WESTBOUND REST AREA | 1 | BAKER FDOT I-10W REST AREA | Z | 20 | OTHER/AERATION
2020700 | MACCLENNY SUBDIVISION II | 1 | MACCLENNY S/D II WTP | E | 20 | T-O CTRL/AERATION
2020700 | MACCLENNY SUBDIVISION II | 1 | MACCLENNY S/D II WTP | B | 02 | DISINFECT/HYPOCHLORIN
2020815 | NORTHEAST FLORIDA STATE HOSPITAL | 1 | N.E. FLA. STATE HOSPITAL | B | 01 | DISINFECT/GASEOUS CHLORIN
2020815 | NORTHEAST FLORIDA STATE HOSPITAL | 1 | N.E. FLA. STATE HOSPITAL | E | 20 | T-O CTRL/AERATION
2020844 | OLUSTEE BEACH | 1 | OLUSTEE BEACH | B | 02 | DISINFECT/HYPOCHLORIN
2021116 | STUCKEYS | 1 | MACCLENNY | B | 02 | DISINFECT/HYPOCHLORIN
2021187 | OAK BLUFF MHP | 1 | OAK BLUFF MHP | B | 02 | DISINFECT/HYPOCHLORIN
2021253 | WESTSIDE ELEMENTARY SCHOOL | 1 | WESTSIDE ELEMENTARY SCHOOL | B | 01 | DISINFECT/GASEOUS CHLORIN
2021272 | INSTEEL WIRE PRODUCTS | 1 | INSTEEL WIRE PRODUCTS | B | 02 | DISINFECT/HYPOCHLORIN
2021272 | INSTEEL WIRE PRODUCTS | 1 | INSTEEL WIRE PRODUCTS | E | 20 | T-O CTRL/AERATION
2021356 | BAKER C.I. | 1 | BAKER COUNTY C.I. | E | 20 | T-O CTRL/AERATION
2021356 | BAKER C.I. | 1 | BAKER COUNTY C.I. | D | 18 | CORR-CTRL/SEQUESTATION
2021356 | BAKER C.I. | 1 | BAKER COUNTY C.I. | B | 01 | DISINFECT/GASEOUS CHLORIN
2021375 | OCEAN POND CAMPGROUND | 1 | OCEAN POND CAMPGROUND | B | 02 | DISINFECT/HYPOCHLORIN
2024001 | HUTTO'S RESTAURANT | 1 | HUTTO'S RESTAURANT | B | 02 | DISINFECT/HYPOCHLORIN
2024278 | EPISCOPAL CHILDREN'S SERVICES | 1 | SR229 SANDERSON | B | 02 | DISINFECT/HYPOCHLORIN
2024279 | HODGES PRODUCE (FORMALLY CYPRESS HOUSE) | 1 | CYPRESS HOUSE RESTAURANT | B | 02 | DISINFECT/HYPOCHLORIN
2024280 | DORIS LONG DAY CARE | 1 | DORIS LONG DAY CARE | B | 02 | DISINFECT/HYPOCHLORIN
2024879 | OLUSTEE DISTRICT RANGER STATION | 1 | OLUSTEE DISTRICT RANGER STATIO | B | 02 | DISINFECT/HYPOCHLORIN
2024880 | FLORIDA GATEWAY COLLEGE | 1 | FLORIDA GATEWAY COLLEGE | B | 02 | DISINFECT/HYPOCHLORIN
2024881 | U.S. FOREST SERVICE-EAST TOWER | 1 |  | A |  | NO TRTMT
2024882 | U.S. FOREST SERVICE-WEST TOWER | 1 |  | A |  | NO TRTMT
2024883 | WESTSIDE NURSERY AND PRESCHOOL | 1 | WESTSIDE NURSERY & PRESCHOOL | B | 02 | DISINFECT/HYPOCHLORIN
2024884 | TAYLOR CHURCH | 1 | TAYLOR CHURCH | B | 02 | DISINFECT/HYPOCHLORIN
2024885 | CHEMOURS MAXVILLE MINES | 1 | DUPONT - MAXVILLE MINES | B | 02 | DISINFECT/HYPOCHLORIN
2024886 | PLAYMATES DAYCARE | 1 |  | B | 02 | DISINFECT/HYPOCHLORIN
2024887 | CITGO GAS STATION (GLEN ST. MARY) | 1 | CITGO-GLEN ST. MARY | B | 02 | DISINFECT/HYPOCHLORIN
2024888 | GLEN ST MARY 1ST BAPT. CHURCH | 2 |  | A |  | NO TRTMT
2024888 | GLEN ST MARY 1ST BAPT. CHURCH | 1 |  | A |  | NO TRTMT
2024889 | 121 CLUB | 1 |  | B | 02 | DISINFECT/HYPOCHLORIN
2024890 | LOG CABIN SANDWICH SHOP | 1 |  | B | 02 | DISINFECT/HYPOCHLORIN
2024891 | CITGO GAS STATION (SANDERSON) | 1 | CITGO - SANDERSON | B | 02 | DISINFECT/HYPOCHLORIN
2024892 | RAY'S NURSERY | 1 | RAY'S NURSERY | B | 02 | DISINFECT/HYPOCHLORIN
2024893 | RIVER HEIGHTS MHP | 1 | RIVER HEIGHTS MHP | G | 18 | IRON RMVL/SEQUESTATION
2024893 | RIVER HEIGHTS MHP | 1 | RIVER HEIGHTS MHP | B | 02 | DISINFECT/HYPOCHLORIN
2024894 | SANDERSON PIPE CORPORATION | 1 | SANDERSON PIPE CORPORATION | B | 02 | DISINFECT/HYPOCHLORIN
2024894 | SANDERSON PIPE CORPORATION | 1 | SANDERSON PIPE CORPORATION | E | 20 | T-O CTRL/AERATION
2024894 | SANDERSON PIPE CORPORATION | 1 | SANDERSON PIPE CORPORATION | G | 23 | IRON RMVL/GAC ADDITION
2024895 | FRASER FOOD STORE | 1 | FRASER FOOD STORE | B | 02 | DISINFECT/HYPOCHLORIN
2024896 | FRASER FOOD STORE | 1 | FRASER FOOD STORE | B | 02 | DISINFECT/HYPOCHLORIN
2024897 | BEREAN BAPTIST COLLEGE | 1 | CAMP TRACEY | B | 02 | DISINFECT/HYPOCHLORIN
2024898 | OLUSTEE DEPOT | 1 | OLUSTEE DEPOT | B | 02 | DISINFECT/HYPOCHLORIN
2024899 | DOYLE'S RESTAURANT | 1 | DOYLE'S RESTAURANT | B | 02 | DISINFECT/HYPOCHLORIN
2024900 | ENTERPRISE EAST WTP | 1 | BAKER COUNTY ENTERPRISE EAST | E | 02 | T-O CTRL/HYPOCHLORIN
2024902 | GLEN ST. MARY WATER SYSTEM | 1 | GLEN ST. MARY WATER SYSTEM | B | 02 | DISINFECT/HYPOCHLORIN
2024902 | GLEN ST. MARY WATER SYSTEM | 1 | GLEN ST. MARY WATER SYSTEM | E | 20 | T-O CTRL/AERATION
2024903 | RED WHITE AND BLOOM FLORIDA INC. | 1 | A H SANDERSON | B | 02 | DISINFECT/HYPOCHLORIN
2024903 | RED WHITE AND BLOOM FLORIDA INC. | 1 | A H SANDERSON | E | 20 | T-O CTRL/AERATION
2024904 | GLEN CHURCH OF CHRIST | 1 | GLEN CHURCH OF CHRIST | B | 02 | DISINFECT/HYPOCHLORIN
2024905 | DOLLAR GENERAL #18761 | 1 | PLANT NO. 1 | B | 02 | DISINFECT/HYPOCHLORIN
2024906 | DOLLAR GENERAL - GLEN ST. MARY | 1 | PLANT NO. 1 | B | 02 | DISINFECT/HYPOCHLORIN
2040113 | BROOKER WATER DEPARTMENT | 1 | BROOKER | G | 36 | IRON RMVL/CORROSION INHIB
2040113 | BROOKER WATER DEPARTMENT | 1 | BROOKER | B | 02 | DISINFECT/HYPOCHLORIN
2040159 | MONTGOMERY PRESBYTERIAN CENTER | 1 | MONTGOMERY PRESBYTERIAN CENTER | B | 02 | DISINFECT/HYPOCHLORIN
2040211 | STARKE WTP | 2 | SW PLANT | B | 02 | DISINFECT/HYPOCHLORIN
2040211 | STARKE WTP | 1 | WATER TOWER | Z | 27 | OTHER/FLUORIDATION
2040211 | STARKE WTP | 1 | WATER TOWER | E | 20 | T-O CTRL/AERATION
2040211 | STARKE WTP | 2 | SW PLANT | Z | 27 | OTHER/FLUORIDATION
2040211 | STARKE WTP | 2 | SW PLANT | E | 20 | T-O CTRL/AERATION
2040211 | STARKE WTP | 1 | WATER TOWER | B | 02 | DISINFECT/HYPOCHLORIN
2040298 | DUPONT-HIGHLAND PLANT | 1 | DUPONT-HIGHLANDS WTP | B | 02 | DISINFECT/HYPOCHLORIN
2040360 | ENRON GAS PROCESSING | 1 | BROOKER | B | 01 | DISINFECT/GASEOUS CHLORIN
2040372 | FLORIDA STATE PRISON | 1 | FLORIDA STATE PRISON | E | 20 | T-O CTRL/AERATION
2040372 | FLORIDA STATE PRISON | 1 | FLORIDA STATE PRISON | B | 01 | DISINFECT/GASEOUS CHLORIN
2040412 | KEYSTONE CLUB ESTATES | 1 | KEYSTONE CLUB ESTATES WTP | B | 02 | DISINFECT/HYPOCHLORIN
2040456 | HAMPTON WATER SYSTEM | 1 | HAMPTON | B | 02 | DISINFECT/HYPOCHLORIN
2040648 | LAWTEY WTP | 1 | LAWTEY WTP | B | 01 | DISINFECT/GASEOUS CHLORIN
2040648 | LAWTEY WTP | 1 | LAWTEY WTP | E | 20 | T-O CTRL/AERATION
2040793 | DARLING INGREDIENTS | 1 | GRIFFIN INDUSTRIES, INC. | E | 20 | T-O CTRL/AERATION
2040793 | DARLING INGREDIENTS | 1 | GRIFFIN INDUSTRIES, INC. | C | 29 | PART-RMVL/CARTRIDGE FILTR
2040793 | DARLING INGREDIENTS | 1 | GRIFFIN INDUSTRIES, INC. | B | 02 | DISINFECT/HYPOCHLORIN
2040843 | OLIN'S MHP (PARADISE VALLEY) | 1 | PARADISE VALLEY COMMUNITY | B | 02 | DISINFECT/HYPOCHLORIN
2040952 | KEYSTONE INN FAMILY RESTAURANT | 1 | KEYSTONE INN WTP | B | 02 | DISINFECT/HYPOCHLORIN
2040991 | CAMP KEYSTONE | 1 | PLANT #1 | B | 02 | DISINFECT/HYPOCHLORIN
2041025 | SHADY OAKS CAMPER AND MHP | 1 |  | B | 02 | DISINFECT/HYPOCHLORIN
2041114 | MONTGOMERY VENTURES,INC. | 1 | TEXTILE TOWN | B | 02 | DISINFECT/HYPOCHLORIN
2041260 | WISPERING PINES MOTEL | 1 | STARKE | B | 02 | DISINFECT/HYPOCHLORIN
2041320 | GENEVA LAKE ESTATES | 1 | GENEVA LAKE ESTATES WTP | B | 02 | DISINFECT/HYPOCHLORIN
2041320 | GENEVA LAKE ESTATES | 1 | GENEVA LAKE ESTATES WTP | G | 18 | IRON RMVL/SEQUESTATION
2041410 | BUREAU OF FED PROPERTY ASSIST. | 1 | BUR. FED. PROP. ASSIST. WTP | B | 02 | DISINFECT/HYPOCHLORIN
2041412 | SUNSHINE ACRES | 1 | BRADFORD ARC CORP | B | 02 | DISINFECT/HYPOCHLORIN
2041413 | MIDWAY CENTER | 1 | MIDWAY SHOPPING CENTER | H | 25 | SOFTENING/ION EXCHANGE
2041413 | MIDWAY CENTER | 1 | MIDWAY SHOPPING CENTER | B | 02 | DISINFECT/HYPOCHLORIN
2041413 | MIDWAY CENTER | 2 | RAY'S ELECTRIC | B | 02 | DISINFECT/HYPOCHLORIN
2041414 | LAZZARO'S TRAILER PARK | 1 | LAZZARO'S TP | B | 02 | DISINFECT/HYPOCHLORIN
2041415 | BROWNS TRAILER PARK | 1 | BROWNS TRAILER PARK | B | 02 | DISINFECT/HYPOCHLORIN
2041416 | MIMOSA MANOR TRAILER PARK | 1 | MIMOSA MANOR TRAILER PARK | B | 02 | DISINFECT/HYPOCHLORIN
2041417 | THE CHILDREN'S FARM DAYCARE | 1 | THE CHILDREN'S FARM DAYCARE | B | 02 | DISINFECT/HYPOCHLORIN
2041418 | CIRCLE K #2356 | 1 | # 2356 WTP | B | 02 | DISINFECT/HYPOCHLORIN
2041419 | CIRCLE K #2357 | 1 | CIRCLE K #2357 WTP | B | 02 | DISINFECT/HYPOCHLORIN
2041420 | CIRCLE K #2427 | 1 | CIRCLE K #2427 WTP | B | 02 | DISINFECT/HYPOCHLORIN
2041421 | GEORGE'S PLACE, LLC | 1 | GEORGE'S WTP | B | 02 | DISINFECT/HYPOCHLORIN
2041422 | MIDWAY LEARNING CENTER | 1 |  | A |  | NO TRTMT
2041423 | THE SLAB | 1 |  | A |  | NO TRTMT
2041424 | PINE LEVEL BAPTIST CHURCH | 1 | PINE LEVEL BAPTIST CHURCH WTP | B | 02 | DISINFECT/HYPOCHLORIN
2041425 | MJM FOOD STORE | 1 | MJM FOOD STORE | E | 20 | T-O CTRL/AERATION
2041425 | MJM FOOD STORE | 1 | MJM FOOD STORE | B | 02 | DISINFECT/HYPOCHLORIN
2041426 | LOST VALLEY CAMPGROUND | 1 | LOST VALLEY CAMPGROUND WTP | B | 02 | DISINFECT/HYPOCHLORIN
2041428 | 301 DRIVE IN | 1 |  | B | 02 | DISINFECT/HYPOCHLORIN
2041429 | CHURCH OF -/LATTER DAY SAINTS | 1 |  | A |  | NO TRTMT
2041430 | BRADFORD BAPTIST CHURCH | 1 |  | A |  | NO TRTMT
2041431 | TRINITY BAPTIST CHURCH | 1 | TRINITY BAPTIST CHURCH WTP | B | 02 | DISINFECT/HYPOCHLORIN
2041432 | MORGAN ROAD BAPTIST CHURCH | 1 |  | B | 02 | DISINFECT/HYPOCHLORIN
2041433 | KEYSTONE UNITED METHODIST CHURCH | 1 | KEYSTONE UMC WTP | B | 02 | DISINFECT/HYPOCHLORIN
2041434 | CHRIST EVANGELICAL LUTHERAN CH | 1 |  | B | 02 | DISINFECT/HYPOCHLORIN
2041435 | BAYLESS HWY BAPTIST CHURCH | 1 | BAYLESS HWY BAPTIST CHURCH WTP | B | 02 | DISINFECT/HYPOCHLORIN
2041436 | GRACE BAPTIST CHURCH | 1 |  | B | 02 | DISINFECT/HYPOCHLORIN
2041437 | HOPE CHRISTIAN ACADEMY | 1 | HOPE BAPTIST CHURCH WTP | B | 02 | DISINFECT/HYPOCHLORIN
2041438 | LITTLE PEEPLES DAYCARE | 1 |  | A |  | NO TRTMT
2041439 | PRAISE CHRISTIAN ASSEMBLY | 1 |  | B | 02 | DISINFECT/HYPOCHLORIN
2041440 | JALADEEP INC. | 1 | TONY'S FOOD MART WTP | B | 02 | DISINFECT/HYPOCHLORIN
2041441 | SUWANNEE SWIFTY #202 | 1 | U | A |  | NO TRTMT
2041442 | TATUM BROTHERS LUMBER | 1 |  | A |  | NO TRTMT
2041443 | MRK OF STARKE | 1 | WTP | B | 02 | DISINFECT/HYPOCHLORIN
2041444 | PARTH FOOD MART | 1 | PARTH FOOD MART WTP | G | 29 | IRON RMVL/CARTRIDGE FILTR
2041444 | PARTH FOOD MART | 1 | PARTH FOOD MART WTP | B | 02 | DISINFECT/HYPOCHLORIN
2041445 | ALLIGATOR CREEK STOP CAMP | 1 | ALLIGATOR CREEK STOP CAMP WTP | B | 02 | DISINFECT/HYPOCHLORIN
2041446 | FAITH PRESBYTERIAN CHURCH | 1 | FAITH PRESBYTERIAN CHURCH WTP | B | 02 | DISINFECT/HYPOCHLORIN
2041447 | CMC JOIST | 1 | SMI JOIST OF FLORIDA WTP | B | 02 | DISINFECT/HYPOCHLORIN
2041448 | NORTHSIDE BAPTIST CHURCH | 1 | NORTHSIDE BAPTIST CHURCH WTP | B | 02 | DISINFECT/HYPOCHLORIN
2041450 | SNACK & GAS #8 | 1 | BP STATION AND DELI | B | 02 | DISINFECT/HYPOCHLORIN
2100150 | CAMP BLANDING JOINT TRAINING CENTER | 3 | WELL 5 WTP (5615) | B | 02 | DISINFECT/HYPOCHLORIN
2100150 | CAMP BLANDING JOINT TRAINING CENTER | 4 | WELL 6 WTP (3890) | B | 02 | DISINFECT/HYPOCHLORIN
2100150 | CAMP BLANDING JOINT TRAINING CENTER | 5 | WELL 12 WTP (4795) | B | 02 | DISINFECT/HYPOCHLORIN
2100150 | CAMP BLANDING JOINT TRAINING CENTER | 1 | WELL 2 WTP (3290) | B | 02 | DISINFECT/HYPOCHLORIN
2100151 | CAMP CHOWENWAW | 3 | POOL | E | 20 | T-O CTRL/AERATION
2100151 | CAMP CHOWENWAW | 4 | ADAHI CABIN | E | 20 | T-O CTRL/AERATION
2100151 | CAMP CHOWENWAW | 1 | RANGER STATION | B | 02 | DISINFECT/HYPOCHLORIN
2100151 | CAMP CHOWENWAW | 2 | KITCHEN | E | 20 | T-O CTRL/AERATION
2100151 | CAMP CHOWENWAW | 4 | ADAHI CABIN | B | 02 | DISINFECT/HYPOCHLORIN
2100151 | CAMP CHOWENWAW | 3 | POOL | B | 02 | DISINFECT/HYPOCHLORIN
2100151 | CAMP CHOWENWAW | 1 | RANGER STATION | E | 20 | T-O CTRL/AERATION
2100151 | CAMP CHOWENWAW | 2 | KITCHEN | B | 02 | DISINFECT/HYPOCHLORIN
2100152 | CAMP CRYSTAL LAKE | 1 | CAMP CRYSTAL LAKE | B | 02 | DISINFECT/HYPOCHLORIN
2100153 | ST. JOHNS RIVER BASE-ECHOCKOTEE | 1 | CAMP ECHOCKOTEE | B | 02 | DISINFECT/HYPOCHLORIN
2100156 | CAMP IMMOKALEE | 1 | CAMP IMMOKALEE | B | 02 | DISINFECT/HYPOCHLORIN
2100346 | BOUNDLESS LOVE CHURCH | 1 |  | B | 02 | DISINFECT/HYPOCHLORIN
2100355 | FLEMING OAKS WTP | 1 |  | B | 01 | DISINFECT/GASEOUS CHLORIN
2100366 | FLORIDA REPTILE LAND | 1 | LAWTEY | B | 02 | DISINFECT/HYPOCHLORIN
2100368 | FLORIDA ROCK AND TANK COMPANY | 1 |  | B | 02 | DISINFECT/HYPOCHLORIN
2100418 | WEST FRASER LUMBER MILL MAXVILLE | 1 | GILMAN BUILDING PRODUCTS WTP | B | 02 | DISINFECT/HYPOCHLORIN
2100426 | GOLD HEAD BRANCH STATE PARK | 2 | SAND HILL/TURKEY OAK CAMP AREA | B | 02 | DISINFECT/HYPOCHLORIN
2100426 | GOLD HEAD BRANCH STATE PARK | 1 | OFFICE WTP | B | 02 | DISINFECT/HYPOCHLORIN
2100426 | GOLD HEAD BRANCH STATE PARK | 3 | MAIN WELL WTP | B | 02 | DISINFECT/HYPOCHLORIN
2100437 | GREEN COVE SPRINGS WTP | 1 | HARBOR ROAD WTP | B | 02 | DISINFECT/HYPOCHLORIN
2100437 | GREEN COVE SPRINGS WTP | 2 | REYNOLDS WTP (2101446) SR 16 E | B | 02 | DISINFECT/HYPOCHLORIN
2100437 | GREEN COVE SPRINGS WTP | 1 | HARBOR ROAD WTP | E | 20 | T-O CTRL/AERATION
2100437 | GREEN COVE SPRINGS WTP | 2 | REYNOLDS WTP (2101446) SR 16 E | E | 20 | T-O CTRL/AERATION
2100437 | GREEN COVE SPRINGS WTP | 3 | GUSTAFSON' DAIRY WTP | B | 02 | DISINFECT/HYPOCHLORIN
2100441 | GREENWOOD ESTATES WTP | 1 | CLAY UTIL. GREENWOOD | E | 20 | T-O CTRL/AERATION
2100441 | GREENWOOD ESTATES WTP | 1 | CLAY UTIL. GREENWOOD | B | 01 | DISINFECT/GASEOUS CHLORIN
2100480 | HERITAGE FARMS | 1 | HERITAGE FARMS S/D | B | 02 | DISINFECT/HYPOCHLORIN
2100480 | HERITAGE FARMS | 1 | HERITAGE FARMS S/D | E | 20 | T-O CTRL/AERATION
2100560 | JACK WILKINSON MIDDLE SCHOOL | 1 |  | B | 02 | DISINFECT/HYPOCHLORIN
2100560 | JACK WILKINSON MIDDLE SCHOOL | 1 |  | E | 20 | T-O CTRL/AERATION
2100592 | J-M MANUFACTURING INC. | 1 |  | B | 02 | DISINFECT/HYPOCHLORIN
2100592 | J-M MANUFACTURING INC. | 1 |  | E | 20 | T-O CTRL/AERATION
2100610 | KEYSTONE POSTMASTER GRID | 3 | POSTMASTER VILLAGE | B | 02 | DISINFECT/HYPOCHLORIN
2100610 | KEYSTONE POSTMASTER GRID | 1 | KEYSTONE HEIGHTS WTP-PEACH ST | B | 02 | DISINFECT/HYPOCHLORIN
2100610 | KEYSTONE POSTMASTER GRID | 3 | POSTMASTER VILLAGE | E | 20 | T-O CTRL/AERATION
2100610 | KEYSTONE POSTMASTER GRID | 2 | KEYSTONE CLUB ESTATES WTP | B | 02 | DISINFECT/HYPOCHLORIN
2100626 | LAKE ASBURY WTP | 2 | LAKE ASBURY WS - DOW | E | 20 | T-O CTRL/AERATION
2100626 | LAKE ASBURY WTP | 2 | LAKE ASBURY WS - DOW | B | 01 | DISINFECT/GASEOUS CHLORIN
2100626 | LAKE ASBURY WTP | 1 | LAKE ASBURY WS - MEADOWLAKE | E | 20 | T-O CTRL/AERATION
2100626 | LAKE ASBURY WTP | 4 | PETER'S CREEK WTP | B | 02 | DISINFECT/HYPOCHLORIN
2100626 | LAKE ASBURY WTP | 1 | LAKE ASBURY WS - MEADOWLAKE | B | 02 | DISINFECT/HYPOCHLORIN
2100626 | LAKE ASBURY WTP | 4 | PETER'S CREEK WTP | E | 20 | T-O CTRL/AERATION
2100627 | LAKE ASBURY LEARNING CENTER | 1 | LAKE ASBURY | B | 02 | DISINFECT/HYPOCHLORIN
2100636 | LAKE GENEVA MHP | 1 |  | B | 02 | DISINFECT/HYPOCHLORIN
2100693 | LUCY BRANCH WATER PLANT | 1 |  | B | 01 | DISINFECT/GASEOUS CHLORIN
2100693 | LUCY BRANCH WATER PLANT | 1 |  | E | 20 | T-O CTRL/AERATION
2100709 | ST. JOHNS LANDING | 1 | ST. JOHNS LANDING WTP | B | 01 | DISINFECT/GASEOUS CHLORIN
2100741 | ORANGE PARK GRID | 1 | MEADOWBROOK WTP | B | 02 | DISINFECT/HYPOCHLORIN
2100741 | ORANGE PARK GRID | 3 | RIDGECREST WTP | B | 02 | DISINFECT/HYPOCHLORIN
2100741 | ORANGE PARK GRID | 4 | TANGLEWOOD WTP | B | 02 | DISINFECT/HYPOCHLORIN
2100741 | ORANGE PARK GRID | 11 | MIDDLEBURG HS | B | 02 | DISINFECT/HYPOCHLORIN
2100741 | ORANGE PARK GRID | 11 | MIDDLEBURG HS | E | 20 | T-O CTRL/AERATION
2100741 | ORANGE PARK GRID | 5 | GREENWOOD WTP | B | 02 | DISINFECT/HYPOCHLORIN
2100741 | ORANGE PARK GRID | 6 | ORANGE PARK SOUTH WTP | B | 02 | DISINFECT/HYPOCHLORIN
2100741 | ORANGE PARK GRID | 4 | TANGLEWOOD WTP | E | 20 | T-O CTRL/AERATION
2100741 | ORANGE PARK GRID | 5 | GREENWOOD WTP | E | 20 | T-O CTRL/AERATION
2100741 | ORANGE PARK GRID | 6 | ORANGE PARK SOUTH WTP | E | 20 | T-O CTRL/AERATION
2100741 | ORANGE PARK GRID | 9 | SPENCER'S CROSSING WTP | E | 20 | T-O CTRL/AERATION
2100741 | ORANGE PARK GRID | 9 | SPENCER'S CROSSING WTP | B | 02 | DISINFECT/HYPOCHLORIN
2100741 | ORANGE PARK GRID | 10 | OAKLEAF PLANTATION WTP | B | 02 | DISINFECT/HYPOCHLORIN
2100741 | ORANGE PARK GRID | 10 | OAKLEAF PLANTATION WTP | E | 20 | T-O CTRL/AERATION
2100741 | ORANGE PARK GRID | 1 | MEADOWBROOK WTP | E | 20 | T-O CTRL/AERATION
2100741 | ORANGE PARK GRID | 3 | RIDGECREST WTP | E | 20 | T-O CTRL/AERATION
2100741 | ORANGE PARK GRID | 8 | OLD JENNINGS ROAD WTP | E | 20 | T-O CTRL/AERATION
2100741 | ORANGE PARK GRID | 8 | OLD JENNINGS ROAD WTP | B | 02 | DISINFECT/HYPOCHLORIN
2100757 | MIDDLEBURG ELEMENTARY SCHOOL | 1 |  | B | 02 | DISINFECT/HYPOCHLORIN
2100801 | KINGSLEY COVE | 1 | KINGSLEY CAMPGROUND - NORTH | B | 02 | DISINFECT/HYPOCHLORIN
2100801 | KINGSLEY COVE | 3 | NEW PLANT - SUBDIVISION | B | 02 | DISINFECT/HYPOCHLORIN
2100813 | N. FLA. CHRISTIAN SERVICE CAMP | 1 |  | B | 02 | DISINFECT/HYPOCHLORIN
2100845 | OMEGA PARK | 1 | OMEGA PARK WTP | B | 02 | DISINFECT/HYPOCHLORIN
2100861 | TYSON FOODS, INC. | 1 | PARAMOUNT POULTRY HATCHERY | E | 20 | T-O CTRL/AERATION
2100861 | TYSON FOODS, INC. | 1 | PARAMOUNT POULTRY HATCHERY | B | 02 | DISINFECT/HYPOCHLORIN
2100882 | PENNEY FARMS RETIREMENT COMMUNITY | 1 | PENNEY RETIREMENT COMM, INC. | B | 02 | DISINFECT/HYPOCHLORIN
2100912 | POSTMASTERS VILLAGE | 1 | POSTMASTER VILLAGE | B | 02 | DISINFECT/HYPOCHLORIN
2100912 | POSTMASTERS VILLAGE | 1 | POSTMASTER VILLAGE | G | 18 | IRON RMVL/SEQUESTATION
2100912 | POSTMASTERS VILLAGE | 2 | POSTMASTER VILLAGE PLANT # 2 | B | 02 | DISINFECT/HYPOCHLORIN
2100912 | POSTMASTERS VILLAGE | 2 | POSTMASTER VILLAGE PLANT # 2 | E | 20 | T-O CTRL/AERATION
2100912 | POSTMASTERS VILLAGE | 2 | POSTMASTER VILLAGE PLANT # 2 | G | 18 | IRON RMVL/SEQUESTATION
2100936 | RAYS COFFEE SHOP | 1 | RAYS COFFEE SHOP | B | 02 | DISINFECT/HYPOCHLORIN
2100936 | RAYS COFFEE SHOP | 1 | RAYS COFFEE SHOP | E | 20 | T-O CTRL/AERATION
2100957 | RIO VISTA T | 1 |  | B | 02 | DISINFECT/HYPOCHLORIN
2100971 | RIVERVIEW CAMPER & MHP | 1 | RIVERVIEW CAMPER & MHP | B | 02 | DISINFECT/HYPOCHLORIN
2101019 | TOWN OF PENNEY FARMS WTP | 1 | TOWN OF PENNY FARMS WTP | B | 02 | DISINFECT/HYPOCHLORIN
2101110 | STRICKLAND'S LANDING | 1 | STARKE | B | 02 | DISINFECT/HYPOCHLORIN
2101144 | ORANGE PARK SOUTH GRID | 1 | TANGLEWOOD WTP | B | 01 | DISINFECT/GASEOUS CHLORIN
2101144 | ORANGE PARK SOUTH GRID | 2 | GREENWOOD WTP | E | 20 | T-O CTRL/AERATION
2101144 | ORANGE PARK SOUTH GRID | 3 | ORANGE PARK SOUTH WTP | B | 01 | DISINFECT/GASEOUS CHLORIN
2101144 | ORANGE PARK SOUTH GRID | 3 | ORANGE PARK SOUTH WTP | E | 20 | T-O CTRL/AERATION
2101144 | ORANGE PARK SOUTH GRID | 1 | TANGLEWOOD WTP | E | 20 | T-O CTRL/AERATION
2101144 | ORANGE PARK SOUTH GRID | 2 | GREENWOOD WTP | B | 01 | DISINFECT/GASEOUS CHLORIN
2101160 | VFW POST | 1 |  | B | 02 | DISINFECT/HYPOCHLORIN
2101172 | ILUKA RESOURCES, INC. | 1 | ILUKA RESOURCES WTP | B | 02 | DISINFECT/HYPOCHLORIN
2101172 | ILUKA RESOURCES, INC. | 1 | ILUKA RESOURCES WTP | E | 20 | T-O CTRL/AERATION
2101182 | TOWN OF ORANGE PARK | 2 | MILWAUKEE AVE WTP | E | 20 | T-O CTRL/AERATION
2101182 | TOWN OF ORANGE PARK | 1 | ASH STREET WTP | E | 20 | T-O CTRL/AERATION
2101182 | TOWN OF ORANGE PARK | 1 | ASH STREET WTP | B | 02 | DISINFECT/HYPOCHLORIN
2101182 | TOWN OF ORANGE PARK | 2 | MILWAUKEE AVE WTP | B | 02 | DISINFECT/HYPOCHLORIN
2101189 | TRINITY YOUTH CAMP | 1 |  | B | 02 | DISINFECT/HYPOCHLORIN
2101201 | TNT LOUNGE & LIQUOR | 1 | TNT LOUNGE & LIQUOR | B | 02 | DISINFECT/HYPOCHLORIN
2101201 | TNT LOUNGE & LIQUOR | 1 | TNT LOUNGE & LIQUOR | E | 20 | T-O CTRL/AERATION
2101266 | WHITEYS FISH CAMP | 1 | WHITEYS FISH CAMP | B | 02 | DISINFECT/HYPOCHLORIN
2101318 | MCRAE LANDING | 1 |  | B | 01 | DISINFECT/GASEOUS CHLORIN
2101318 | MCRAE LANDING | 1 |  | E | 20 | T-O CTRL/AERATION
2101363 | KINGSLEY TRAILER COURT | 1 | KINGSLEY AVE TRAILER PARK WTP | B | 02 | DISINFECT/HYPOCHLORIN
2101364 | RIDGEWOOD WATER COMPANY, INC. | 1 | RIDGEWOOD WATER CO., INC. WTP | B | 02 | DISINFECT/HYPOCHLORIN
2101394 | DR.'S INLET ELEMENTARY SCHOOL | 1 | DR.'S INLET | B | 01 | DISINFECT/GASEOUS CHLORIN
2101396 | JOHN'S PIT STOP | 1 | JOHNS' PIT STOP WTP | B | 02 | DISINFECT/HYPOCHLORIN
2101446 | REYNOLD'S INDUSTRIAL PARK | 1 |  | B | 02 | DISINFECT/HYPOCHLORIN
2101446 | REYNOLD'S INDUSTRIAL PARK | 1 |  | E | 20 | T-O CTRL/AERATION
2101463 | MIDDLEBURG 21/218 CTR/JIFFY122 | 1 |  | B | 02 | DISINFECT/HYPOCHLORIN
2101463 | MIDDLEBURG 21/218 CTR/JIFFY122 | 1 |  | E | 20 | T-O CTRL/AERATION
2101464 | MIDDLEBURG HIGH SCHOOL | 1 |  | B | 02 | DISINFECT/HYPOCHLORIN
2101464 | MIDDLEBURG HIGH SCHOOL | 1 |  | E | 20 | T-O CTRL/AERATION
2104006 | BLACK CREEK HILLS SUBDIVISION | 1 | BLACK CREEK HILLS WTP | E | 20 | T-O CTRL/AERATION
2104006 | BLACK CREEK HILLS SUBDIVISION | 1 | BLACK CREEK HILLS WTP | B | 02 | DISINFECT/HYPOCHLORIN
2104147 | RIDGECREST WTP | 1 |  | B | 01 | DISINFECT/GASEOUS CHLORIN
2104147 | RIDGECREST WTP | 1 |  | E | 01 | T-O CTRL/GASEOUS CHLORIN
2104147 | RIDGECREST WTP | 1 |  | E | 20 | T-O CTRL/AERATION
2104159 | CLAY COUNTY FAIR GROUNDS | 1 | CLAY COUNTY FAIRGROUNDS WTP | B | 02 | DISINFECT/HYPOCHLORIN
2104159 | CLAY COUNTY FAIR GROUNDS | 1 | CLAY COUNTY FAIRGROUNDS WTP | E | 20 | T-O CTRL/AERATION
2104161 | HERITAGE CHRISTIAN ACADEMY | 1 |  | A |  | NO TRTMT
2104162 | OLLIE'S DAY CARE CENTER | 1 |  | B | 02 | DISINFECT/HYPOCHLORIN
2104167 | POINT CONDOMINIUMS | 1 |  | B | 02 | DISINFECT/HYPOCHLORIN
2104167 | POINT CONDOMINIUMS | 1 |  | E | 20 | T-O CTRL/AERATION
2104179 | PALMS TRAILER PARK | 1 | PALM TRAILER PARK | B | 01 | DISINFECT/GASEOUS CHLORIN
2104179 | PALMS TRAILER PARK | 1 | PALM TRAILER PARK | E | 01 | T-O CTRL/GASEOUS CHLORIN
2104214 | RIDAUGHT LANDING WTP/CLAY UTIL | 1 | RIDAUGHT LANDING WTP | B | 01 | DISINFECT/GASEOUS CHLORIN
2104214 | RIDAUGHT LANDING WTP/CLAY UTIL | 1 | RIDAUGHT LANDING WTP | E | 20 | T-O CTRL/AERATION
2104214 | RIDAUGHT LANDING WTP/CLAY UTIL | 2 | OLD JENNINGS ROAD WTP | B | 02 | DISINFECT/HYPOCHLORIN
2104214 | RIDAUGHT LANDING WTP/CLAY UTIL | 2 | OLD JENNINGS ROAD WTP | E | 20 | T-O CTRL/AERATION
2104214 | RIDAUGHT LANDING WTP/CLAY UTIL | 2 | OLD JENNINGS ROAD WTP | B | 01 | DISINFECT/GASEOUS CHLORIN
2104331 | RIDGEVIEW ELEMENTARY SCHOOL | 1 |  | B | 01 | DISINFECT/GASEOUS CHLORIN
2104331 | RIDGEVIEW ELEMENTARY SCHOOL | 1 |  | E | 20 | T-O CTRL/AERATION
2104332 | RAVINES WTP | 1 | RAVINES WTP | E | 20 | T-O CTRL/AERATION
2104332 | RAVINES WTP | 1 | RAVINES WTP | B | 02 | DISINFECT/HYPOCHLORIN
2104333 | CLAY HILL ELEMENTARY SCHOOL | 1 | CLAY HILL ELEMENTARY SCHOOL | B | 02 | DISINFECT/HYPOCHLORIN
2104333 | CLAY HILL ELEMENTARY SCHOOL | 1 | CLAY HILL ELEMENTARY SCHOOL | E | 20 | T-O CTRL/AERATION
2104334 | AMERICAN DAY CARE | 1 | AMERICAN DAY CARE | B | 02 | DISINFECT/HYPOCHLORIN
2104335 | PIER STATION REC.CENTER | 1 | PIER STATION REC. CENTER | B | 02 | DISINFECT/HYPOCHLORIN
2104336 | ROSEMARY HILL REC. CENTER | 1 | ROSEMARY HILL REC. CENTER | B | 02 | DISINFECT/HYPOCHLORIN
2104337 | AUNT CAROLINES CHRISTIAN D.C. | 1 | AUNT CAROLINES CHRISTIAN D.C. | B | 02 | DISINFECT/HYPOCHLORIN
2104338 | KID'S KOUNTRY INC DCC | 1 | KID'S KOUNTRY INC DCC | B | 02 | DISINFECT/HYPOCHLORIN
2104339 | ORANGE PARK SOUTH | 1 |  | E | 20 | T-O CTRL/AERATION
2104339 | ORANGE PARK SOUTH | 1 |  | B | 01 | DISINFECT/GASEOUS CHLORIN
2104340 | TENDER HEARTS DAYCARE | 1 | TENDER HEARTS DAY CARE | B | 02 | DISINFECT/HYPOCHLORIN
2104341 | MIDDLEBURG VILLAGE CENTER | 1 |  | B | 01 | DISINFECT/GASEOUS CHLORIN
2104341 | MIDDLEBURG VILLAGE CENTER | 1 |  | E | 20 | T-O CTRL/AERATION
2104342 | LEAPS & BOUNDS DAY CARE | 1 | LEAPS BOUNDS WTP | B | 02 | DISINFECT/HYPOCHLORIN
2104343 | LAKE ASBURY ELEMENTARY SCHOOL | 1 | LAKE ASBURY ELEMENTARY SCHOOL | E | 20 | T-O CTRL/AERATION
2104343 | LAKE ASBURY ELEMENTARY SCHOOL | 1 | LAKE ASBURY ELEMENTARY SCHOOL | B | 02 | DISINFECT/HYPOCHLORIN
2104344 | RIDGEVIEW JUNIOR HIGH SCHOOL | 1 |  | E | 20 | T-O CTRL/AERATION
2104344 | RIDGEVIEW JUNIOR HIGH SCHOOL | 1 |  | B | 01 | DISINFECT/GASEOUS CHLORIN
2104345 | MIDDLEBURG BLUFF APARTMENTS | 1 | MDBG BLUFF APTS WTP | E | 20 | T-O CTRL/AERATION
2104345 | MIDDLEBURG BLUFF APARTMENTS | 1 | MDBG BLUFF APTS WTP | B | 02 | DISINFECT/HYPOCHLORIN
2104346 | MIDDLEBURG HEADSTART | 1 | MIDDLEBURG HEADSTART WTP | B | 02 | DISINFECT/HYPOCHLORIN
2104347 | GRANDE OLDE PLAZA | 1 |  | B | 01 | DISINFECT/GASEOUS CHLORIN
2104347 | GRANDE OLDE PLAZA | 1 |  | E | 20 | T-O CTRL/AERATION
2104348 | CLAY/MIDDLEBURG LIBRARY | 1 |  | B | 02 | DISINFECT/HYPOCHLORIN
2104349 | PALMETTO PLAZA | 1 | PALMETTO PLAZA WTP | B | 02 | DISINFECT/HYPOCHLORIN
2104349 | PALMETTO PLAZA | 1 | PALMETTO PLAZA WTP | B | 01 | DISINFECT/GASEOUS CHLORIN
2104349 | PALMETTO PLAZA | 1 | PALMETTO PLAZA WTP | E | 20 | T-O CTRL/AERATION
2104350 | LAKEVIEW VILLA MHP | 1 | LAKEVIEW VILLA MHP WTP | G | 18 | IRON RMVL/SEQUESTATION
2104350 | LAKEVIEW VILLA MHP | 1 | LAKEVIEW VILLA MHP WTP | B | 02 | DISINFECT/HYPOCHLORIN
2104351 | PIER STATION WTP | 1 | PIER STATION WTP | B | 02 | DISINFECT/HYPOCHLORIN
2104352 | LIL CHAMP #501 | 1 |  | B | 02 | DISINFECT/HYPOCHLORIN
2104352 | LIL CHAMP #501 | 1 |  | E | 20 | T-O CTRL/AERATION
2104353 | CIRCLE K #6286 | 1 | CIRCLE K # 6286 WTP | B | 02 | DISINFECT/HYPOCHLORIN
2104354 | CIRCLE K #6267 | 1 | CIRCLE K # 6267 WTP | B | 02 | DISINFECT/HYPOCHLORIN
2104355 | JIFFY # 115 | 1 |  | A |  | NO TRTMT
2104356 | LIL CHAMP #112 | 1 |  | B | 02 | DISINFECT/HYPOCHLORIN
2104357 | JIFFY # 78 | 1 |  | B | 02 | DISINFECT/HYPOCHLORIN
2104358 | CIRCLE K #6065 | 1 | CIRCLE K # 65 WTP | B | 02 | DISINFECT/HYPOCHLORIN
2104359 | LIL CHAMP #45 | 1 |  | B | 02 | DISINFECT/HYPOCHLORIN
2104360 | JIFFY # 42 | 1 |  | B | 02 | DISINFECT/HYPOCHLORIN
2104361 | JIFFY # 8 | 1 |  | B | 02 | DISINFECT/HYPOCHLORIN
2104362 | CIRCLE K #6211 | 1 | CIRCLE K # 6211 | B | 02 | DISINFECT/HYPOCHLORIN
2104363 | CIRCLE K #6290 | 1 | CIRCLE K #6290 | B | 02 | DISINFECT/HYPOCHLORIN
2104364 | CIRCLE K #6508 | 1 | CIRCLE K 6508 WTP | B | 02 | DISINFECT/HYPOCHLORIN
2104365 | ST. JOHNS RIVER COMM. COLLEGE | 1 |  | B | 02 | DISINFECT/HYPOCHLORIN
2104365 | ST. JOHNS RIVER COMM. COLLEGE | 1 |  | E | 20 | T-O CTRL/AERATION
2104366 | LIL CHAMP # 1228 | 1 |  | B | 02 | DISINFECT/HYPOCHLORIN
2104367 | BLACK CREEK PLAZA | 1 | BLACK CREEK PLAZA | B | 02 | DISINFECT/HYPOCHLORIN
2104368 | BLANDING GROCERY | 1 | BLANDING GROCERY WTP | E | 20 | T-O CTRL/AERATION
2104368 | BLANDING GROCERY | 1 | BLANDING GROCERY WTP | B | 02 | DISINFECT/HYPOCHLORIN
2104369 | LIL CHAMP # 1172 | 1 | LIL CHAMP # 1172 | B | 02 | DISINFECT/HYPOCHLORIN
2104370 | LIL CHAMP # 1168 | 1 |  | B | 02 | DISINFECT/HYPOCHLORIN
2104371 | MEADOWLANDS MEDICAL CENTER | 1 |  | B | 02 | DISINFECT/HYPOCHLORIN
2104371 | MEADOWLANDS MEDICAL CENTER | 1 |  | E | 20 | T-O CTRL/AERATION
2104372 | GATE STATION #160 | 1 |  | E | 20 | T-O CTRL/AERATION
2104373 | SHERIFF'S SUBSTATION | 1 | MDBG SHERIFF'S SUBSTATION WTP | B | 02 | DISINFECT/HYPOCHLORIN
2104374 | WATERING HOLE AT SMITH LAKE | 1 | WATERING HOLE BAR WTP | B | 02 | DISINFECT/HYPOCHLORIN
2104375 | CARPENTER SHOE COMPANY | 1 |  | A |  | NO TRTMT
2104376 | TAYLOR CONCRETE AND SUPPLY | 1 |  | A |  | NO TRTMT
2104377 | BUCKAROO CAMPGROUND | 1 |  | B | 02 | DISINFECT/HYPOCHLORIN
2104378 | STRICKLANDS ONE STOP | 1 | STRICKLANDS ONE STOP | B | 02 | DISINFECT/HYPOCHLORIN
2104379 | STORE HOUSE PARK | 1 |  | A |  | NO TRTMT
2104380 | RIVER LANE S/D | 1 |  | A |  | NO TRTMT
2104381 | JARRELL'S COUNTRY STORE | 1 |  | A |  | NO TRTMT
2104382 | BOBBY JOE'S | 1 |  | A |  | NO TRTMT
2104383 | CLAY COUNTY RENTAL | 1 |  | A |  | NO TRTMT
2104384 | WAY RADIO | 1 |  | A |  | NO TRTMT
2104385 | PARKRIDGE OFFICE COMPLEX | 1 |  | A |  | NO TRTMT
2104386 | BRIARWOOD APTS. OF MIDDLEBURG | 1 |  | E | 20 | T-O CTRL/AERATION
2104386 | BRIARWOOD APTS. OF MIDDLEBURG | 1 |  | B | 02 | DISINFECT/HYPOCHLORIN
2104387 | GUSTAFSON'S DAIRY | 1 | GUSTAFSON' DAIRY WTP | B | 02 | DISINFECT/HYPOCHLORIN
2104388 | BLUE JAY BP | 1 | BP GAS STATION | B | 02 | DISINFECT/HYPOCHLORIN
2104388 | BLUE JAY BP | 1 | BP GAS STATION | E | 20 | T-O CTRL/AERATION
2104389 | JACK WILKINSON SCHOOLS | 2 | JR HIGH SCHOOL | E | 20 | T-O CTRL/AERATION
2104389 | JACK WILKINSON SCHOOLS | 1 | ELEMENTARY SCHOOL | B | 02 | DISINFECT/HYPOCHLORIN
2104389 | JACK WILKINSON SCHOOLS | 1 | ELEMENTARY SCHOOL | E | 20 | T-O CTRL/AERATION
2104389 | JACK WILKINSON SCHOOLS | 2 | JR HIGH SCHOOL | B | 02 | DISINFECT/HYPOCHLORIN
2104390 | GREEN COVE SPRINGS CHURCH OF GOD | 1 | GCS CHURCH OF GOD WTP | B | 02 | DISINFECT/HYPOCHLORIN
2104391 | PACE/FLEMING GRID | 1 | PACE ISLAND WTP | B | 02 | DISINFECT/HYPOCHLORIN
2104391 | PACE/FLEMING GRID | 2 | FLEMING OAKS WTP | B | 02 | DISINFECT/HYPOCHLORIN
2104391 | PACE/FLEMING GRID | 1 | PACE ISLAND WTP | E | 20 | T-O CTRL/AERATION
2104391 | PACE/FLEMING GRID | 2 | FLEMING OAKS WTP | E | 20 | T-O CTRL/AERATION
2104392 | ANNABELLE'S LTD & CHRISTMAS SH | 1 |  | A |  | NO TRTMT
2104393 | TARMAC FLA-TAYLOR DIVISION CON | 1 |  | A |  | NO TRTMT
2104394 | VFW POST #8255 | 1 | VFW POST #8255 | B | 02 | DISINFECT/HYPOCHLORIN
2104395 | MIDDLEBURG PRESBYTERIAN CHURCH | 1 | MIDDLEBURG PRESBYTERIAN CHURCH | B | 02 | DISINFECT/HYPOCHLORIN
2104395 | MIDDLEBURG PRESBYTERIAN CHURCH | 1 | MIDDLEBURG PRESBYTERIAN CHURCH | E | 20 | T-O CTRL/AERATION
2104396 | KEYSTONE HEIGHTS CHURCH OF GOD | 1 |  | B | 02 | DISINFECT/HYPOCHLORIN
2104397 | J & R'S PIZZA | 1 |  | B | 02 | DISINFECT/HYPOCHLORIN
2104398 | KINGSLEY LAKE BAPTIST CHURCH | 1 | KINGSLEY LAKE BAPTIST CHURCH | B | 02 | DISINFECT/HYPOCHLORIN
2104398 | KINGSLEY LAKE BAPTIST CHURCH | 1 | KINGSLEY LAKE BAPTIST CHURCH | H | 02 | SOFTENING/HYPOCHLORIN
2104399 | FAMILY OF GOD CHURCH | 1 |  | B | 02 | DISINFECT/HYPOCHLORIN
2104400 | KID'S WORLD CHILD CARE CENTER, INC. | 1 | KID'S WORLD CHILD CARE WTP | E | 20 | T-O CTRL/AERATION
2104400 | KID'S WORLD CHILD CARE CENTER, INC. | 1 | KID'S WORLD CHILD CARE WTP | B | 02 | DISINFECT/HYPOCHLORIN
2104401 | ST. LUKES CATHOLIC CHURCH | 1 |  | E | 20 | T-O CTRL/AERATION
2104401 | ST. LUKES CATHOLIC CHURCH | 1 |  | B | 02 | DISINFECT/HYPOCHLORIN
2104402 | CHEMOURS - TRAILRIDGE PLANT | 1 | CHEMOURS-TRAILRIDGE WTP | B | 02 | DISINFECT/HYPOCHLORIN
2104403 | TRIEST WATER SYSTEM | 1 | TRIEST WATER CO. WTP | B | 02 | DISINFECT/HYPOCHLORIN
2104404 | 1 QUICKSTOP | 1 | 1 QUICKSTOP | B | 02 | DISINFECT/HYPOCHLORIN
2104405 | DOCTOR'S LAKE MARINA | 1 | DR. LAKE MARINA | E | 20 | T-O CTRL/AERATION
2104405 | DOCTOR'S LAKE MARINA | 1 | DR. LAKE MARINA | B | 02 | DISINFECT/HYPOCHLORIN
2104406 | CLAY FIRE STATION # 14 | 1 | CLAY FIRE STATION # 14 WTP | B | 02 | DISINFECT/HYPOCHLORIN
2104408 | PETE DALTON OFFICE BUILDING | 1 |  | E | 20 | T-O CTRL/AERATION
2104408 | PETE DALTON OFFICE BUILDING | 1 |  | B | 02 | DISINFECT/HYPOCHLORIN
2104409 | GRISTMILL CENTER | 1 | GRISTMILL CENTER | B | 02 | DISINFECT/HYPOCHLORIN
2104410 | MAGNOLIA URGENT CARE CENTER | 1 |  | E | 20 | T-O CTRL/AERATION
2104410 | MAGNOLIA URGENT CARE CENTER | 1 |  | B | 02 | DISINFECT/HYPOCHLORIN
2104411 | FLASH FOODS # 184 | 1 | FLASH FOODS 184 | E | 20 | T-O CTRL/AERATION
2104411 | FLASH FOODS # 184 | 1 | FLASH FOODS 184 | B | 02 | DISINFECT/HYPOCHLORIN
2104412 | MCRAE ELEMENTARY SCHOOL WTP | 1 | MCRAE ELEMENTARY SCHOOL WTP | E | 20 | T-O CTRL/AERATION
2104412 | MCRAE ELEMENTARY SCHOOL WTP | 1 | MCRAE ELEMENTARY SCHOOL WTP | B | 02 | DISINFECT/HYPOCHLORIN
2104413 | OMEGA METALS | 1 | OMEGA METALS WTP | B | 02 | DISINFECT/HYPOCHLORIN
2104414 | MIDDLEBURG BP | 1 | MIDDLEBURG BP | B | 02 | DISINFECT/HYPOCHLORIN
2104416 | HUNTER DOUGLAS PARK | 1 | HUNTER DOUGLAS PARK WTP | B | 02 | DISINFECT/HYPOCHLORIN
2104417 | MAIN STREET PARK | 1 | MAIN STREET PARK WTP | E | 20 | T-O CTRL/AERATION
2104417 | MAIN STREET PARK | 1 | MAIN STREET PARK WTP | B | 02 | DISINFECT/HYPOCHLORIN
2104418 | WHITE ELEPHANT BAR | 1 | WHITE ELEPHANT BAR WTP | B | 02 | DISINFECT/HYPOCHLORIN
2104419 | SPENCER'S CROSSING/OAKLEAF GRID WTP | 1 | SPENCER'S CROSSING WTP | B | 01 | DISINFECT/GASEOUS CHLORIN
2104419 | SPENCER'S CROSSING/OAKLEAF GRID WTP | 1 | SPENCER'S CROSSING WTP | E | 20 | T-O CTRL/AERATION
2104419 | SPENCER'S CROSSING/OAKLEAF GRID WTP | 2 | OAKLEAF PLANTATION WTP | E | 20 | T-O CTRL/AERATION
2104419 | SPENCER'S CROSSING/OAKLEAF GRID WTP | 2 | OAKLEAF PLANTATION WTP | B | 02 | DISINFECT/HYPOCHLORIN
2104419 | SPENCER'S CROSSING/OAKLEAF GRID WTP | 1 | SPENCER'S CROSSING WTP | B | 02 | DISINFECT/HYPOCHLORIN
2104420 | CALVARY BAPTIST CHURCH | 1 | CALVARY BAPTIST CHURCH WTP | B | 02 | DISINFECT/HYPOCHLORIN
2104421 | THUNDERBOLT PARK | 1 |  | E | 20 | T-O CTRL/AERATION
2104421 | THUNDERBOLT PARK | 1 |  | B | 02 | DISINFECT/HYPOCHLORIN
2104422 | OLDE POINT PLAZA | 1 | OLDE POINT PLAZA WTP | B | 02 | DISINFECT/HYPOCHLORIN
2104423 | NATIONAL TRAINING | 1 | NATIONAL TRAINING, INC WTP | E | 20 | T-O CTRL/AERATION
2104423 | NATIONAL TRAINING | 1 | NATIONAL TRAINING, INC WTP | B | 02 | DISINFECT/HYPOCHLORIN
2104424 | SMITHLAKE BAR | 1 |  | B | 02 | DISINFECT/HYPOCHLORIN
2104425 | FAMILY MEDICAL CENTER OF MIDDLEBURG | 1 |  | B | 02 | DISINFECT/HYPOCHLORIN
2104425 | FAMILY MEDICAL CENTER OF MIDDLEBURG | 1 |  | E | 20 | T-O CTRL/AERATION
2104427 | ORANGE PARK GYMNASTICS | 1 | SAME | B | 01 | DISINFECT/GASEOUS CHLORIN
2104428 | ADVANCE AUTO PARTS # 9244 | 1 | ADVANCE AUTO PARTS STORE 9244 | E | 20 | T-O CTRL/AERATION
2104428 | ADVANCE AUTO PARTS # 9244 | 1 | ADVANCE AUTO PARTS STORE 9244 | B | 02 | DISINFECT/HYPOCHLORIN
2104429 | ADVANCE AUTO PARTS # 9395 | 1 | ADVANCE AUTO PARTS STORE 9395 | E | 20 | T-O CTRL/AERATION
2104429 | ADVANCE AUTO PARTS # 9395 | 1 | ADVANCE AUTO PARTS STORE 9395 | B | 02 | DISINFECT/HYPOCHLORIN
2104430 | MOBRO MARINE, INC. | 1 | MOBRO MARINE, INC | E | 20 | T-O CTRL/AERATION
2104430 | MOBRO MARINE, INC. | 1 | MOBRO MARINE, INC | B | 02 | DISINFECT/HYPOCHLORIN
2104431 | TRINITY FABRICATORS, INC. | 1 | TRINITY FABRICATORS, INC. WTP | B | 02 | DISINFECT/HYPOCHLORIN
2104432 | BLACK CREEK PARK | 1 | BLACK CREEK PARK | E | 20 | T-O CTRL/AERATION
2104432 | BLACK CREEK PARK | 1 | BLACK CREEK PARK | B | 02 | DISINFECT/HYPOCHLORIN
2104433 | IN LOVING HANDS DAYCARE | 1 | IN LOVING HANDS DAYCARE WTP | B | 02 | DISINFECT/HYPOCHLORIN
2104434 | PINE CREST MANOR | 1 | PINE CREST WTP | E | 20 | T-O CTRL/AERATION
2104434 | PINE CREST MANOR | 1 | PINE CREST WTP | B | 02 | DISINFECT/HYPOCHLORIN
2104435 | RINGERS TAVERN | 1 | RINGERS TAVERN WTP | E | 20 | T-O CTRL/AERATION
2104435 | RINGERS TAVERN | 1 | RINGERS TAVERN WTP | B | 02 | DISINFECT/HYPOCHLORIN
2104436 | REDD TEAM MFGR. | 1 | REDD TEAM MANUFACTURING WTP | B | 02 | DISINFECT/HYPOCHLORIN
2104437 | FRATERNAL ORDER OF EAGLES 4365 | 1 | FRATERNAL ORDER OF EAGLES 4365 | E | 20 | T-O CTRL/AERATION
2104437 | FRATERNAL ORDER OF EAGLES 4365 | 1 | FRATERNAL ORDER OF EAGLES 4365 | B | 02 | DISINFECT/HYPOCHLORIN
2104438 | TWIN LAKES PARK | 1 | TWIN LAKES PARK WTP | E | 20 | T-O CTRL/AERATION
2104438 | TWIN LAKES PARK | 1 | TWIN LAKES PARK WTP | B | 02 | DISINFECT/HYPOCHLORIN
2104439 | ADVANCE AUTO PARTS # 9307 | 1 | ADVANCE AUTO PARTS #9307 | E | 20 | T-O CTRL/AERATION
2104439 | ADVANCE AUTO PARTS # 9307 | 1 | ADVANCE AUTO PARTS #9307 | B | 02 | DISINFECT/HYPOCHLORIN
2104440 | CIRCLE K # 1297 | 1 | CIRCLE K # 1297 | E | 20 | T-O CTRL/AERATION
2104440 | CIRCLE K # 1297 | 1 | CIRCLE K # 1297 | B | 02 | DISINFECT/HYPOCHLORIN
2104441 | WHITLEY STEEL CO., INC. | 1 | WHITLEY STEEL CO., INC. | B | 02 | DISINFECT/HYPOCHLORIN
2104442 | MIDDLEBURG POST OFFICE | 1 | MIDDLEBURG POST OFFICE WTP | B | 02 | DISINFECT/HYPOCHLORIN
2104443 | WENDY'S HAMBURGERS MIDDLEBURG | 1 | WENDY'S HAMBURGERS MIDDLEBURG | B | 20 | DISINFECT/AERATION
2104444 | HD WINGS WTP | 1 | HD WINGS WTP | B | 02 | DISINFECT/HYPOCHLORIN
2104446 | LITTLE RAIN PARK | 1 | LITTLE RAIN LAKE PARK WTP | E | 20 | T-O CTRL/AERATION
2104446 | LITTLE RAIN PARK | 1 | LITTLE RAIN LAKE PARK WTP | B | 02 | DISINFECT/HYPOCHLORIN
2104448 | PETER'S CREEK WTP | 1 | PETER'S CREEK WTP | E | 20 | T-O CTRL/AERATION
2104448 | PETER'S CREEK WTP | 1 | PETER'S CREEK WTP | B | 02 | DISINFECT/HYPOCHLORIN
2104449 | NORTH FORK PROPERTY | 3 | NORTH FORK | E | 20 | T-O CTRL/AERATION
2104449 | NORTH FORK PROPERTY | 1 | NORTH FORK PROPERTY OFFICE | B | 02 | DISINFECT/HYPOCHLORIN
2104449 | NORTH FORK PROPERTY | 2 | NORTH FORK PROPERTY MAIN WTP | B | 02 | DISINFECT/HYPOCHLORIN
2104449 | NORTH FORK PROPERTY | 3 | NORTH FORK | B | 02 | DISINFECT/HYPOCHLORIN
2104450 | OLIVER PLAZA | 1 | OLIVER PLAZA | B | 02 | DISINFECT/HYPOCHLORIN
2104451 | 214 BP GAS | 1 | GENEVA OIL BP WTP | E | 20 | T-O CTRL/AERATION
2104451 | 214 BP GAS | 1 | GENEVA OIL BP WTP | B | 02 | DISINFECT/HYPOCHLORIN
2104452 | KINGDOM HALL GREEN COVE SPRINGS | 1 | KINGDOM HALL GCS | B | 02 | DISINFECT/HYPOCHLORIN
2104453 | RUSSELL BAPTIST CHURCH | 2 | WTP #2 (NEW) | B | 02 | DISINFECT/HYPOCHLORIN
2104453 | RUSSELL BAPTIST CHURCH | 1 | WTP #1 (OLD) | B | 02 | DISINFECT/HYPOCHLORIN
2104454 | LAKE ASBURY BAPTIST CHURCH | 1 | CHURCH WTP # 1 | B | 02 | DISINFECT/HYPOCHLORIN
2104454 | LAKE ASBURY BAPTIST CHURCH | 2 | OFFICE WTP # 2 | E | 20 | T-O CTRL/AERATION
2104454 | LAKE ASBURY BAPTIST CHURCH | 2 | OFFICE WTP # 2 | B | 02 | DISINFECT/HYPOCHLORIN
2104454 | LAKE ASBURY BAPTIST CHURCH | 1 | CHURCH WTP # 1 | E | 20 | T-O CTRL/AERATION
2104455 | LONG BRANCH BAPTIST CHURCH | 1 | LONG BRANCH BAPTIST CHURCH WTP | B | 02 | DISINFECT/HYPOCHLORIN
2104458 | GREEN COVE SPRINGS CHURCH OF CHRIST | 1 | GCS CHURCH OF CHRIST WTP | E | 20 | T-O CTRL/AERATION
2104458 | GREEN COVE SPRINGS CHURCH OF CHRIST | 1 | GCS CHURCH OF CHRIST WTP | B | 02 | DISINFECT/HYPOCHLORIN
2104459 | SOUTH MIDDLEBURG BAPTIST CHURCH WTP | 1 | SOUTH MDBG BAPTIST CHURH WTP | E | 20 | T-O CTRL/AERATION
2104459 | SOUTH MIDDLEBURG BAPTIST CHURCH WTP | 1 | SOUTH MDBG BAPTIST CHURH WTP | B | 02 | DISINFECT/HYPOCHLORIN
2104460 | EVANGEL TEMPLE SOUTHWEST | 1 | EVANGEL TEMPLE SW WTP | B | 02 | DISINFECT/HYPOCHLORIN
2104460 | EVANGEL TEMPLE SOUTHWEST | 1 | EVANGEL TEMPLE SW WTP | E | 20 | T-O CTRL/AERATION
2104461 | CONNECTPOINT CHURCH | 1 | MIDDLEBURG CHURCH OF GOD WTP | B | 02 | DISINFECT/HYPOCHLORIN
2104461 | CONNECTPOINT CHURCH | 1 | MIDDLEBURG CHURCH OF GOD WTP | G | 31 | IRON RMVL/PERMANGANATE
2104462 | MIDDLEBURG CHURCH OF GOD | 1 | MIDDLEBURG CHURCH OF GOD | B | 02 | DISINFECT/HYPOCHLORIN
2104463 | DOLLAR GENERAL 13014 - MIDDLEBURG | 1 | DOLLAR GENERAL @ MIDDLEBURG | B | 02 | DISINFECT/HYPOCHLORIN
2104464 | CAMP BLANDING LIVE FIRE SHOOT HOUSE | 1 | CAMP BLANDING LFSH WTP | B | 02 | DISINFECT/HYPOCHLORIN
2104465 | GADARA BAPTIST CHURCH | 1 | GADARA BAPTIST CHURCH | B | 02 | DISINFECT/HYPOCHLORIN
2104466 | LAKE HILL BAPTIST CHURCH | 1 | LAKE HILL BAPTIST | B | 02 | DISINFECT/HYPOCHLORIN
2104467 | CHURCH OF LATTER-DAY SAINTS - MIDDLEBURG | 1 | MIDDLEBURG LDS MEETINGHOUSE | B | 02 | DISINFECT/HYPOCHLORIN
2104470 | DOLLAR GENERAL 21780 - KEYSTONE HEIGHTS | 1 | DOLLAR GENERAL KEYSTONE HEIGHT | B | 02 | DISINFECT/HYPOCHLORIN
2104473 | DOLLAR GENERAL GREEN COVE SPRINGS | 1 | DOLLAR GENERAL GREEN COVE SPRI | B | 02 | DISINFECT/HYPOCHLORIN
2120005 | A-1 INN (I-75 & SR 90) | 1 |  | B | 02 | DISINFECT/HYPOCHLORIN
2120027 | AMERICAN INN (I-75 & SR 90) | 1 | AMERICAN INN | B | 02 | DISINFECT/HYPOCHLORIN
2120043 | CANNON CREEK PARK | 1 | CANNON CREEK MHP | G | 18 | IRON RMVL/SEQUESTATION
2120043 | CANNON CREEK PARK | 1 | CANNON CREEK MHP | B | 02 | DISINFECT/HYPOCHLORIN
2120047 | AZALEA PARK SUBDIVISON | 1 | AZALEA PARK | B | 02 | DISINFECT/HYPOCHLORIN
2120071 | BELLAIRE SD. | 1 |  | E | 20 | T-O CTRL/AERATION
2120071 | BELLAIRE SD. | 1 |  | B | 02 | DISINFECT/HYPOCHLORIN
2120169 | CARYLON HEIGHTS | 1 |  | B | 02 | DISINFECT/HYPOCHLORIN
2120191 | CHIN KA PIN RANCH | 1 | CHIN KA PIN TR WTP | B | 02 | DISINFECT/HYPOCHLORIN
2120224 | COLLEGE MANOR | 1 | COLLEGE MANOR WTP | B | 02 | DISINFECT/HYPOCHLORIN
2120224 | COLLEGE MANOR | 1 | COLLEGE MANOR WTP | E | 20 | T-O CTRL/AERATION
2120293 | DRIFTWOOD MOTEL | 1 |  | B | 02 | DISINFECT/HYPOCHLORIN
2120305 | EDGEWOOD ESTATES | 1 |  | B | 02 | DISINFECT/HYPOCHLORIN
2120323 | COUNTRY CLUB LAKES | 1 |  | B | 02 | DISINFECT/HYPOCHLORIN
2120378 | QUALITY INN | 1 |  | B | 02 | DISINFECT/HYPOCHLORIN
2120378 | QUALITY INN | 1 |  | D | 18 | CORR-CTRL/SEQUESTATION
2120385 | FORT WHITE SCHOOL | 1 | FT. WHITE SCHOOL WTP | B | 02 | DISINFECT/HYPOCHLORIN
2120494 | PONDVIEW MHP | 1 | PONDVIEW MHP | B | 02 | DISINFECT/HYPOCHLORIN
2120498 | HOLIDAY INN | 1 |  | B | 02 | DISINFECT/HYPOCHLORIN
2120536 | DOT: I-75 SOUTH, ELLISVILLE | 1 | ELLISVILLE | B | 02 | DISINFECT/HYPOCHLORIN
2120539 | ICHETUCKNEE SPRINGS STATE PARK - SOUTH | 1 | SOUTH CARAVAN | B | 02 | DISINFECT/HYPOCHLORIN
2120539 | ICHETUCKNEE SPRINGS STATE PARK - SOUTH | 2 | SOUTH TAKE-OUT AREA | B | 02 | DISINFECT/HYPOCHLORIN
2120539 | ICHETUCKNEE SPRINGS STATE PARK - SOUTH | 3 | WELL 5 | B | 02 | DISINFECT/HYPOCHLORIN
2120539 | ICHETUCKNEE SPRINGS STATE PARK - SOUTH | 4 | WELL 6 | B | 02 | DISINFECT/HYPOCHLORIN
2120544 | INN AND OUT CAMPGROUND | 1 |  | B | 02 | DISINFECT/HYPOCHLORIN
2120618 | LAKE CITY CAMPGROUND | 1 | LAKE CITY KOA | B | 02 | DISINFECT/HYPOCHLORIN
2120620 | WAYNE'S RV RESORT LLC | 1 | GATEWAY YOGI BEAR KOA WTP | B | 02 | DISINFECT/HYPOCHLORIN
2120628 | LAKE CITY AIRPORT | 1 |  | B | 02 | DISINFECT/HYPOCHLORIN
2120629 | LAKE CITY COMMUNITY COLLEGE | 1 |  | B | 01 | DISINFECT/GASEOUS CHLORIN
2120630 | PRICE CREEK WTP (LAKE CITY) | 2 | PRICE CREEK WTP | B | 02 | DISINFECT/HYPOCHLORIN
2120630 | PRICE CREEK WTP (LAKE CITY) | 1 | PUTNAM STREET WTP | B | 01 | DISINFECT/GASEOUS CHLORIN
2120630 | PRICE CREEK WTP (LAKE CITY) | 1 | PUTNAM STREET WTP | Z | 27 | OTHER/FLUORIDATION
2120630 | PRICE CREEK WTP (LAKE CITY) | 2 | PRICE CREEK WTP | G | 18 | IRON RMVL/SEQUESTATION
2120630 | PRICE CREEK WTP (LAKE CITY) | 1 | PUTNAM STREET WTP | B | 04 | DISINFECT/CHLORAMINES
2120630 | PRICE CREEK WTP (LAKE CITY) | 2 | PRICE CREEK WTP | B | 05 | DISINFECT/OZONATION
2120630 | PRICE CREEK WTP (LAKE CITY) | 2 | PRICE CREEK WTP | B | 04 | DISINFECT/CHLORAMINES
2120650 | STARDUST MOTEL | 1 |  | B | 02 | DISINFECT/HYPOCHLORIN
2120744 | MELTON BISHOP | 1 |  | B | 02 | DISINFECT/HYPOCHLORIN
2120744 | MELTON BISHOP | 1 |  | E | 20 | T-O CTRL/AERATION
2120783 | MOON GLO MOTEL | 1 |  | B | 02 | DISINFECT/HYPOCHLORIN
2120784 | MOTEL 8 (I-75 & 47) | 1 | ALSO SUB SHOP & FOOD STORE | B | 02 | DISINFECT/HYPOCHLORIN
2120785 | PASSPORT INN | 1 |  | B | 02 | DISINFECT/HYPOCHLORIN
2120806 | DIPLOMAT MOTEL (I-75 & 441) | 1 | DIPLOMAT MOTEL WTP | B | 02 | DISINFECT/HYPOCHLORIN
2120814 | NORTH FLORIDA UTILITIES | 1 |  | B | 02 | DISINFECT/HYPOCHLORIN
2120842 | OLENO STATE PARK | 3 | DOGWOOD | B | 02 | DISINFECT/HYPOCHLORIN
2120842 | OLENO STATE PARK | 5 | HORSE BARN AKA MCLEOD PROPERTY | B | 02 | DISINFECT/HYPOCHLORIN
2120842 | OLENO STATE PARK | 6 | MISTAKE | B | 02 | DISINFECT/HYPOCHLORIN
2120842 | OLENO STATE PARK | 2 | MAGNOLIA | B | 02 | DISINFECT/HYPOCHLORIN
2120842 | OLENO STATE PARK | 1 | GROUP CAMP | B | 02 | DISINFECT/HYPOCHLORIN
2120842 | OLENO STATE PARK | 4 | RANGER STATION | B | 02 | DISINFECT/HYPOCHLORIN
2120871 | PARADISE VILLAGE MHP | 1 | PARADISE VILLAGE | B | 02 | DISINFECT/HYPOCHLORIN
2120907 | SUWANNEE VALLEY RESORT, LLC | 1 | SUWANNEE VALLEY RESORT LLC | B | 02 | DISINFECT/HYPOCHLORIN
2120921 | QUAIL HEIGHTS COUNTRY CLUB | 1 | QUAIL HEIGHTS WTP | B | 02 | DISINFECT/HYPOCHLORIN
2120922 | ECONO LODGE - LAKE CITY | 1 |  | B | 02 | DISINFECT/HYPOCHLORIN
2120931 | SUPER 8 MOTEL | 1 | SUPER 8 MOTEL | B | 02 | DISINFECT/HYPOCHLORIN
2120949 | TRAVELERS INN | 1 | TRAVELERS INN | B | 02 | DISINFECT/HYPOCHLORIN
2120975 | RODEWAY INN #144 | 1 |  | B | 02 | DISINFECT/HYPOCHLORIN
2121011 | SCHOOL MATERIALS CENTER | 1 |  | B | 02 | DISINFECT/HYPOCHLORIN
2121023 | SHADY OAKS SUBDIVISION | 1 | SHADY OAKS S/D | G | 18 | IRON RMVL/SEQUESTATION
2121023 | SHADY OAKS SUBDIVISION | 1 | SHADY OAKS S/D | B | 02 | DISINFECT/HYPOCHLORIN
2121259 | WHISPERING PINES TP | 1 |  | B | 02 | DISINFECT/HYPOCHLORIN
2121366 | SUWANNEE VALLEY ESTATES | 1 | SUWANNEE VALLEY ESTATES | B | 02 | DISINFECT/HYPOCHLORIN
2121393 | LUTHER THOMAS MHP | 1 |  | B | 02 | DISINFECT/HYPOCHLORIN
2121405 | ELLISVILLE INVESTMENTS, INC. | 1 | ELLISVILLE INVESTMENTS, INC. | B | 02 | DISINFECT/HYPOCHLORIN
2121467 | LAKE CITY COUNTRY CLUB | 1 |  | B | 02 | DISINFECT/HYPOCHLORIN
2124137 | KENTUCKY FRIED CHICKEN | 1 |  | B | 02 | DISINFECT/HYPOCHLORIN
2124146 | OAKVIEW MHP | 1 |  | B | 02 | DISINFECT/HYPOCHLORIN
2124163 | GATORTOWN UTILITIES WTP | 1 |  | B | 02 | DISINFECT/HYPOCHLORIN
2124206 | ROBERT'S DOCK RESTAURANT | 1 |  | B | 02 | DISINFECT/HYPOCHLORIN
2124207 | KEN'S BAR-B-Q | 1 | KENS BAR-B-Q WTP HWY 100 | B | 02 | DISINFECT/HYPOCHLORIN
2124208 | CLUBVIEW PARK C/O LAKE CITY | 1 | CLUBVIEW PARK WTP | B | 02 | DISINFECT/HYPOCHLORIN
2124209 | SUNSTATE MANUFACTURING COMPANY | 1 | SUNSTATE MFG. WTP | B | 02 | DISINFECT/HYPOCHLORIN
2124213 | CLAYTON SMITH WATER SYSTEM | 1 | CLAYTON SMITH WS | B | 02 | DISINFECT/HYPOCHLORIN
2124213 | CLAYTON SMITH WATER SYSTEM | 1 | CLAYTON SMITH WS | B | 01 | DISINFECT/GASEOUS CHLORIN
2124247 | PINEVIEW MHP, INC. | 1 |  | B | 02 | DISINFECT/HYPOCHLORIN
2124249 | MUETZE'S TRAILER PARK | 1 |  | B | 02 | DISINFECT/HYPOCHLORIN
2124275 | COUNTRY VILLAGE ESTATES | 1 |  | B | 02 | DISINFECT/HYPOCHLORIN
2124276 | QUALITY INDUSTRIES | 1 |  | A |  | NO TRTMT
2124277 | DOT: I-75 NORTH, ELLISVILLE | 1 | ELLISVILLE | B | 02 | DISINFECT/HYPOCHLORIN
2124282 | PLANTATION (ACLF)& SUMMERS APT | 1 | PLANTATION ACLF | B | 02 | DISINFECT/HYPOCHLORIN
2124283 | BEST WESTERN INN | 1 |  | B | 02 | DISINFECT/HYPOCHLORIN
2124284 | WOODGATE VILLAGE | 1 | WOODGATE VILLAGE | B | 02 | DISINFECT/HYPOCHLORIN
2124285 | COOL BREEZE MHP | 1 | COOL BREEZE MHP WTP | B | 02 | DISINFECT/HYPOCHLORIN
2124286 | CAMELOT MHP (LYNN'S SOUTH) | 1 | M/H PARK, INC. | B | 02 | DISINFECT/HYPOCHLORIN
2124287 | COUNTRY DALE ESTATES | 1 | COUNTRY DALE ESTATES WTP | B | 02 | DISINFECT/HYPOCHLORIN
2124288 | EL POTRO RESTAURANT | 1 | FIRESIDE RESTAURANT WTP | B | 02 | DISINFECT/HYPOCHLORIN
2124289 | RIVER RISE RESORT | 1 | RIVER RISE RESORT | B | 02 | DISINFECT/HYPOCHLORIN
2124290 | CASEY JONES CAMPGROUND | 1 | CASEY JONES CAMPGROUND | B | 02 | DISINFECT/HYPOCHLORIN
2124291 | DOT I-10 & I-75 E & W BOUND | 1 | COLUMBIA I-10 REST AREA | B | 02 | DISINFECT/HYPOCHLORIN
2124292 | GOOD TIMES AT THE COUNTY LINE | 1 | THE COUNTY LINE LOUNGE | B | 02 | DISINFECT/HYPOCHLORIN
2124293 | TOM'S SEA CRUISE RESTAURANT | 1 | TOM'S SEA CRUISE WTP | B | 02 | DISINFECT/HYPOCHLORIN
2124294 | ICHETUCKNEE FAMILY GROCERY & CAMPSITES | 1 | ITCHETUCHNEE GROCERY & CAMPS | B | 02 | DISINFECT/HYPOCHLORIN
2124295 | 242 VILLAGE SUBDIVISION | 1 | 242 VILLAGE WTP | G | 18 | IRON RMVL/SEQUESTATION
2124295 | 242 VILLAGE SUBDIVISION | 1 | 242 VILLAGE WTP | B | 02 | DISINFECT/HYPOCHLORIN
2124296 | SEALEY PINE RIDGE | 1 | SEALLY PINE RIDGE WTP | B | 02 | DISINFECT/HYPOCHLORIN
2124297 | SUWANNEE SWIFTY #299 | 1 |  | A |  | NO TRTMT
2124298 | S & S #29 | 1 | S & S #29 | B | 02 | DISINFECT/HYPOCHLORIN
2124299 | MORRELL'S SALVAGE | 1 | MORRELL'S SALVAGE WTP | B | 02 | DISINFECT/HYPOCHLORIN
2124300 | S & S #12 | 1 |  | A |  | NO TRTMT
2124301 | S & S #38 | 1 | S & S #38 | B | 02 | DISINFECT/HYPOCHLORIN
2124302 | STOP N GO #2 | 1 | STOP N GO #2 | B | 02 | DISINFECT/HYPOCHLORIN
2124303 | IDAHO TIMBER | 1 | IDAHO TIMBER | D | 18 | CORR-CTRL/SEQUESTATION
2124303 | IDAHO TIMBER | 1 | IDAHO TIMBER | B | 02 | DISINFECT/HYPOCHLORIN
2124304 | OASIS MOBILE HOME PARK | 1 | OASIS BAR WTP | B | 02 | DISINFECT/HYPOCHLORIN
2124305 | S & S #27 | 1 | S & S #27 | B | 02 | DISINFECT/HYPOCHLORIN
2124305 | S & S #27 | 1 | S & S #27 | A |  | NO TRTMT
2124307 | RIB SHACK | 1 | RIB SHACK WTP | B | 02 | DISINFECT/HYPOCHLORIN
2124308 | STOP-N-GO #11 | 1 | STOP & GO #11 | B | 02 | DISINFECT/HYPOCHLORIN
2124309 | WESTSIDE PUB | 1 |  | B | 02 | DISINFECT/HYPOCHLORIN
2124311 | JOY EXPLOSION | 1 | JOY EXPLOSION WTP | B | 02 | DISINFECT/HYPOCHLORIN
2124312 | ROUNDTREE-MOORE FORD | 1 |  | B | 02 | DISINFECT/HYPOCHLORIN
2124313 | S & S #313 | 1 | S & S #313 | B | 02 | DISINFECT/HYPOCHLORIN
2124314 | B & B # 7 | 2 | BUSY BEE - NEW PLANT | B | 02 | DISINFECT/HYPOCHLORIN
2124314 | B & B # 7 | 1 | EXXON # 7 | B | 02 | DISINFECT/HYPOCHLORIN
2124315 | NAKED LADY SALOON | 1 |  | B | 02 | DISINFECT/HYPOCHLORIN
2124316 | MOOSE LODGE #624 | 1 |  | A |  | NO TRTMT
2124317 | TEXACO FAST TRACK (I-10 & 41) | 1 | TEXACO | B | 02 | DISINFECT/HYPOCHLORIN
2124318 | S & S #15 | 1 |  | B | 02 | DISINFECT/HYPOCHLORIN
2124319 | SHOP SMART | 1 |  | B | 02 | DISINFECT/HYPOCHLORIN
2124320 | LULU GENERAL STORE | 1 | LULU GENERAL STORE | B | 02 | DISINFECT/HYPOCHLORIN
2124320 | LULU GENERAL STORE | 1 | LULU GENERAL STORE | A |  | NO TRTMT
2124321 | FT. WHITE SENIOR NUTRITION CTR | 1 |  | A |  | NO TRTMT
2124322 | AAA DRIFTWOOD ICE | 1 |  | A |  | NO TRTMT
2124323 | CERTIFIED ICE | 1 |  | A |  | NO TRTMT
2124324 | HANGER 7 | 1 |  | B | 02 | DISINFECT/HYPOCHLORIN
2124325 | WILLIE'S NIGHT CLUB | 1 |  | A |  | NO TRTMT
2124326 | TURMAN'S | 1 |  | A |  | NO TRTMT
2124327 | PIT STOP FOOD STORE | 1 |  | B | 02 | DISINFECT/HYPOCHLORIN
2124328 | S & S #21 | 1 |  | B | 02 | DISINFECT/HYPOCHLORIN
2124329 | MANUCY GAS AND GROCERY | 1 |  | A |  | NO TRTMT
2124331 | WAHOO'S | 1 | A | B | 02 | DISINFECT/HYPOCHLORIN
2124332 | FARMER PECAN MKT & SNSHINE STP | 1 |  | A |  | NO TRTMT
2124333 | GOOSE NEST RESTAURANT | 1 |  | B | 02 | DISINFECT/HYPOCHLORIN
2124334 | B & B #32 (F.K.A. MARATHON) | 1 | B&B #32 | B | 02 | DISINFECT/HYPOCHLORIN
2124336 | HUDDLE HOUSE | 1 | HUDDLE HOUSE | B | 02 | DISINFECT/HYPOCHLORIN
2124338 | SUNDIAL APARTMENTS | 1 | SUNDIAL APTS | B | 02 | DISINFECT/HYPOCHLORIN
2124339 | S & S #37 | 1 |  | B | 02 | DISINFECT/HYPOCHLORIN
2124341 | CITY DISCOUNT LIQUOR (FKA WOODS PICK QUI | 1 |  | B | 02 | DISINFECT/HYPOCHLORIN
2124343 | LITTLE CAESARS | 1 | LITTLE CAESARS | B | 02 | DISINFECT/HYPOCHLORIN
2124344 | RUM ISLAND GROCERY & DELI | 1 |  | A |  | NO TRTMT
2124347 | S & S #310 | 1 | S & S #310 | B | 02 | DISINFECT/HYPOCHLORIN
2124348 | S & S #323 | 1 | S & S #323 | B | 02 | DISINFECT/HYPOCHLORIN
2124349 | PICKLE BARREL | 1 |  | A |  | NO TRTMT
2124350 | COLUMBIA COUNTY LIVESTOCK | 1 |  | A |  | NO TRTMT
2124351 | CARTERS FOOD STORE | 1 |  | A |  | NO TRTMT
2124352 | B & B #10 | 1 |  | B | 02 | DISINFECT/HYPOCHLORIN
2124353 | POPE'S GROCERY | 1 |  | A |  | NO TRTMT
2124355 | SLAMMER EXPRESS LOUNGE | 1 |  | A |  | NO TRTMT
2124356 | ITCHETUCKNEE SPRINGS CAMPGRND | 1 |  | A |  | NO TRTMT
2124357 | THE LAKES APARTMENTS | 1 | LAKES APARTMENTS | B | 02 | DISINFECT/HYPOCHLORIN
2124358 | COWBOY'S NIGHTCLUB | 1 | CLUB RODEO | B | 02 | DISINFECT/HYPOCHLORIN
2124359 | SEAN EXPRESS | 1 |  | B | 02 | DISINFECT/HYPOCHLORIN
2124360 | OSCEOLA WORK CENTER | 1 |  | B | 02 | DISINFECT/HYPOCHLORIN
2124361 | SPRINT FOOD STORE #8 | 1 |  | B | 02 | DISINFECT/HYPOCHLORIN
2124362 | COASTAL MART #404 | 1 |  | B | 02 | DISINFECT/HYPOCHLORIN
2124363 | PIT STOP #33 | 1 | B & B #3 | B | 02 | DISINFECT/HYPOCHLORIN
2124364 | B & B FOOD STORE #4 | 1 | B & B #4 | B | 02 | DISINFECT/HYPOCHLORIN
2124365 | COLUMBIA CORRECTIONAL INSTITUTE | 1 | COLUMBIA CORRECTIONAL | B | 04 | DISINFECT/CHLORAMINES
2124365 | COLUMBIA CORRECTIONAL INSTITUTE | 1 | COLUMBIA CORRECTIONAL | B | 01 | DISINFECT/GASEOUS CHLORIN
2124365 | COLUMBIA CORRECTIONAL INSTITUTE | 1 | COLUMBIA CORRECTIONAL | E | 20 | T-O CTRL/AERATION
2124365 | COLUMBIA CORRECTIONAL INSTITUTE | 1 | COLUMBIA CORRECTIONAL | D | 18 | CORR-CTRL/SEQUESTATION
2124366 | S & S #41 | 1 | S & S #41 | B | 02 | DISINFECT/HYPOCHLORIN
2124367 | BILLY BON'S | 1 | BILLY BON'S | B | 02 | DISINFECT/HYPOCHLORIN
2124368 | VAN ICE | 1 |  | B | 02 | DISINFECT/HYPOCHLORIN
2124369 | CLAYTON INDUSTRIES | 1 |  | E | 20 | T-O CTRL/AERATION
2124369 | CLAYTON INDUSTRIES | 1 |  | B | 02 | DISINFECT/HYPOCHLORIN
2124370 | SUNSET LANDING MHP | 1 | SUNSET LANDING | B | 02 | DISINFECT/HYPOCHLORIN
2124371 | FLORIDA BIBLE CAMP | 1 |  | B | 02 | DISINFECT/HYPOCHLORIN
2124372 | BRANDON-BRENT WTP | 1 | BRANDON-BRENT | B | 02 | DISINFECT/HYPOCHLORIN
2124373 | SELWIN THOMAS MHP | 1 | SELWIN THOMAS WTP | B | 02 | DISINFECT/HYPOCHLORIN
2124374 | AMERICAN LEGION POST #57 | 1 |  | B | 02 | DISINFECT/HYPOCHLORIN
2124375 | VERNDALE APARTMENTS | 3 | SUNDIAL APTS | B | 02 | DISINFECT/HYPOCHLORIN
2124375 | VERNDALE APARTMENTS | 2 | PLANT 2 | B | 02 | DISINFECT/HYPOCHLORIN
2124375 | VERNDALE APARTMENTS | 1 | PLANT 1 | B | 02 | DISINFECT/HYPOCHLORIN
2124376 | MILTON'S CAMPGROUND & RESTAURANT | 1 | MILTON'S CAMPGROUND & RESTAURA | B | 02 | DISINFECT/HYPOCHLORIN
2124378 | DUGGIE'S PIZZA | 1 |  | B | 02 | DISINFECT/HYPOCHLORIN
2124379 | BINGO STATION | 1 | BINGO STATION | B | 02 | DISINFECT/HYPOCHLORIN
2124380 | AUNT MARCIA'S DAYCARE CENTER | 1 |  | B | 02 | DISINFECT/HYPOCHLORIN
2124381 | GEORGIA PACIFIC COLUMBIA | 1 |  | A |  | NO TRTMT
2124382 | BLAKE SCHOOL | 1 |  | B | 02 | DISINFECT/HYPOCHLORIN
2124384 | DOT REST AREA I-75 ELLISVILLE | 1 | DOT ELLISVILLE | B | 02 | DISINFECT/HYPOCHLORIN
2124384 | DOT REST AREA I-75 ELLISVILLE | 1 | DOT ELLISVILLE | E | 20 | T-O CTRL/AERATION
2124385 | BIG EAGLE COUNTRY STORE | 1 |  | B | 02 | DISINFECT/HYPOCHLORIN
2124386 | AMERICAN REALTY | 1 |  | B | 02 | DISINFECT/HYPOCHLORIN
2124387 | PIT STOP #36 | 1 | B & B #6 | B | 02 | DISINFECT/HYPOCHLORIN
2124388 | S & S #344 | 1 | S&S #344 WTP | B | 02 | DISINFECT/HYPOCHLORIN
2124389 | HUNTER'S CHEVRON #42 | 1 | HUNTER'S CHEVRON #42 | B | 02 | DISINFECT/HYPOCHLORIN
2124390 | BEHAVIORAL LEARNING ACADEMY | 1 | BEHAVIORAL LEARNING SYSTEMS | B | 02 | DISINFECT/HYPOCHLORIN
2124392 | CHRISTIAN FELLOWSHIP CHURCH | 1 | CHRISTIAN FELLOWSHIP CHURCH | B | 02 | DISINFECT/HYPOCHLORIN
2124393 | NORTH FLORIDA SALES | 1 | NORTH FLORIDA SALES | B | 02 | DISINFECT/HYPOCHLORIN
2124394 | VFW POST 2206 | 1 | VFW POST 2206 | B | 02 | DISINFECT/HYPOCHLORIN
2124397 | HAFNER ENTERPRISES | 1 |  | B | 02 | DISINFECT/HYPOCHLORIN
2124398 | KELLY'S MOBILE HOME PARK | 1 | KELLY'S MHP | B | 02 | DISINFECT/HYPOCHLORIN
2124399 | TOWN OF FORT WHITE | 1 | FORT WHITE | F | 23 | ORGN-RMVL/GAC ADDITION
2124399 | TOWN OF FORT WHITE | 1 | FORT WHITE | I | 23 | COLOR RML/GAC ADDITION
2124399 | TOWN OF FORT WHITE | 1 | FORT WHITE | G | 18 | IRON RMVL/SEQUESTATION
2124399 | TOWN OF FORT WHITE | 1 | FORT WHITE | G | 31 | IRON RMVL/PERMANGANATE
2124399 | TOWN OF FORT WHITE | 1 | FORT WHITE | G | 30 | IRON RMVL/GREENSAND FILTR
2124399 | TOWN OF FORT WHITE | 1 | FORT WHITE | B | 02 | DISINFECT/HYPOCHLORIN
2124400 | WEE CARE PRESCHOOL & DAYCARE | 1 | WEE CARE | B | 02 | DISINFECT/HYPOCHLORIN
2124401 | SPRING FOOD STORE | 1 | SPRING FOOD STORE | B | 02 | DISINFECT/HYPOCHLORIN
2124402 | STOP N' GO QUICKSTOP | 1 | STOP N GO QUICKSTOP | B | 02 | DISINFECT/HYPOCHLORIN
2124404 | LAKE CITY CHRISTIAN ACADEMY | 1 | LAKE CITY CHRISTIAN WTP | B | 02 | DISINFECT/HYPOCHLORIN
2124405 | LAKE CITY RV RESORT | 1 | LAKE CITY RV RESORT | B | 02 | DISINFECT/HYPOCHLORIN
2124406 | TOM NEHL TRUCK COMPANY | 1 | TOM NEHL WTP | B | 02 | DISINFECT/HYPOCHLORIN
2124408 | FUTTERS 4 OAKS RV PARK | 1 | PLANT 1 | B | 02 | DISINFECT/HYPOCHLORIN
2124409 | LANCE WATER | 1 | LANCE WATER | B | 02 | DISINFECT/HYPOCHLORIN
2124410 | SARA'S BREWHAUS & GRILL | 1 | THE RETRO CLUB | B | 02 | DISINFECT/HYPOCHLORIN
2124411 | SHOP SMART #2 | 1 | SHOP SMART #2 | B | 02 | DISINFECT/HYPOCHLORIN
2124412 | CASTLE HILL ACADEMY | 1 | CASTLE HILL ACADEMY | B | 02 | DISINFECT/HYPOCHLORIN
2124413 | COLUMBIA COUNTY WATER SYSTEM | 1 | ELLISVILLE WATER PLANT | B | 02 | DISINFECT/HYPOCHLORIN
2124413 | COLUMBIA COUNTY WATER SYSTEM | 1 | ELLISVILLE WATER PLANT | B | 04 | DISINFECT/CHLORAMINES
2124414 | THREE RIVERS STORE (FKA M&M DISCOUNT) | 1 | M&M STORE #3 | B | 02 | DISINFECT/HYPOCHLORIN
2124415 | GREATER TRUEVINE BAPTIST CHURCH | 1 | GREATER TRUVINE BAPTIST CHURCH | B | 02 | DISINFECT/HYPOCHLORIN
2124416 | ORCHARD COMMUNITY CHURCH WTP | 1 | ORCHARD | B | 02 | DISINFECT/HYPOCHLORIN
2124416 | ORCHARD COMMUNITY CHURCH WTP | 1 | ORCHARD | Z | 12 | OTHER/SEDIMENTATION
2124416 | ORCHARD COMMUNITY CHURCH WTP | 1 | ORCHARD | G | 36 | IRON RMVL/CORROSION INHIB
2124416 | ORCHARD COMMUNITY CHURCH WTP | 1 | ORCHARD | G | 18 | IRON RMVL/SEQUESTATION
2124417 | DOLLAR GENERAL #17873 - LAKE CITY | 1 | PLANT NO. 1 | B | 02 | DISINFECT/HYPOCHLORIN
2124418 | CAL-MAINE FOODS, INC. | 1 | PLANT NO. 1 | S | 41 | ARSENIC REMOVAL/ADSORPTIVE MEDIA
2124418 | CAL-MAINE FOODS, INC. | 1 | PLANT NO. 1 | H | 25 | SOFTENING/ION EXCHANGE
2124418 | CAL-MAINE FOODS, INC. | 1 | PLANT NO. 1 | B | 02 | DISINFECT/HYPOCHLORIN
2124419 | DOLLAR GENERAL #18371 | 1 | DOLLAR GENERAL LAKE CITY SR 47 | B | 02 | DISINFECT/HYPOCHLORIN
2124420 | DOLLAR GENERAL 19930 | 1 | DOLLAR GENERAL LAKE CITY BIRLE | B | 02 | DISINFECT/HYPOCHLORIN
2124422 | DOLLAR GENERAL LAKE CITY CR242 - #23068 | 1 | DOLLAR GENERAL LAKE CITY CR242 | B | 02 | DISINFECT/HYPOCHLORIN
2150031 | SUWANNEE RIVER KOA | 1 | SUWANNEE RIVER KOA | B | 02 | DISINFECT/HYPOCHLORIN
2150242 | CROSS CITY CORRECTIONAL | 1 |  | G | 20 | IRON RMVL/AERATION
2150242 | CROSS CITY CORRECTIONAL | 1 |  | B | 01 | DISINFECT/GASEOUS CHLORIN
2150242 | CROSS CITY CORRECTIONAL | 1 |  | C | 14 | PART-RMVL/RAPID SAND FIL
2150242 | CROSS CITY CORRECTIONAL | 1 |  | E | 20 | T-O CTRL/AERATION
2150243 | CROSS CITY WTP | 1 | CROSS CITY WTP | X | 43 | DECHLORINATION/BISULFATE ADDITION
2150243 | CROSS CITY WTP | 1 | CROSS CITY WTP | D | 18 | CORR-CTRL/SEQUESTATION
2150243 | CROSS CITY WTP | 1 | CROSS CITY WTP | F | 29 | ORGN-RMVL/CARTRIDGE FILTR
2150243 | CROSS CITY WTP | 1 | CROSS CITY WTP | Z | 19 | OTHER/PH ADJUSTMENT
2150243 | CROSS CITY WTP | 1 | CROSS CITY WTP | G | 20 | IRON RMVL/AERATION
2150243 | CROSS CITY WTP | 1 | CROSS CITY WTP | B | 02 | DISINFECT/HYPOCHLORIN
2150243 | CROSS CITY WTP | 1 | CROSS CITY WTP | F | 38 | ORGN-RMVL/NANOFILTRATION
2150243 | CROSS CITY WTP | 1 | CROSS CITY WTP | G | 30 | IRON RMVL/GREENSAND FILTR
2150243 | CROSS CITY WTP | 1 | CROSS CITY WTP | F | 28 | ORGN-RMVL/PACKED TWR-AERA
2150414 | GEORGIA PACIFIC CHIP-N-SAW | 1 |  | B | 02 | DISINFECT/HYPOCHLORIN
2150414 | GEORGIA PACIFIC CHIP-N-SAW | 1 |  | H | 25 | SOFTENING/ION EXCHANGE
2150414 | GEORGIA PACIFIC CHIP-N-SAW | 1 |  | G | 15 | IRON RMVL/PRESS SAND FILT
2150512 | HORSESHOE BEACH WTP | 1 | HORSESHOE BEACH WTP | F | 26 | ORGN-RMVL/REVERSE OSMOSIS
2150512 | HORSESHOE BEACH WTP | 1 | HORSESHOE BEACH WTP | B | 02 | DISINFECT/HYPOCHLORIN
2150512 | HORSESHOE BEACH WTP | 1 | HORSESHOE BEACH WTP | D | 36 | CORR-CTRL/CORROSION INHIB
2150512 | HORSESHOE BEACH WTP | 1 | HORSESHOE BEACH WTP | Z | 19 | OTHER/PH ADJUSTMENT
2150512 | HORSESHOE BEACH WTP | 1 | HORSESHOE BEACH WTP | C | 12 | PART-RMVL/SEDIMENTATION
2150760 | SUWANNEE RIVER YACHT CLUB | 1 |  | B | 02 | DISINFECT/HYPOCHLORIN
2150840 | OLD TOWN SCHOOL | 1 | OLD TOWN SCHOOL | B | 02 | DISINFECT/HYPOCHLORIN
2150840 | OLD TOWN SCHOOL | 1 | OLD TOWN SCHOOL | D | 18 | CORR-CTRL/SEQUESTATION
2150840 | OLD TOWN SCHOOL | 1 | OLD TOWN SCHOOL | G | 15 | IRON RMVL/PRESS SAND FILT
2151026 | SHADY OAKS RV AND MHP | 1 | SHADY OAKS RV & MHP | D | 18 | CORR-CTRL/SEQUESTATION
2151026 | SHADY OAKS RV AND MHP | 1 | SHADY OAKS RV & MHP | B | 02 | DISINFECT/HYPOCHLORIN
2151132 | SUWANNEE GABLES RESTAURANT | 1 | SUWANNEE GABLES RESTAURANT | B | 02 | DISINFECT/HYPOCHLORIN
2151140 | SUWANNEE WATER & SEWER DISTRICT | 1 | SUWANNEE WATER & WATER DISTRIC | B | 02 | DISINFECT/HYPOCHLORIN
2151140 | SUWANNEE WATER & SEWER DISTRICT | 1 | SUWANNEE WATER & WATER DISTRIC | C | 12 | PART-RMVL/SEDIMENTATION
2151140 | SUWANNEE WATER & SEWER DISTRICT | 1 | SUWANNEE WATER & WATER DISTRIC | F | 26 | ORGN-RMVL/REVERSE OSMOSIS
2151140 | SUWANNEE WATER & SEWER DISTRICT | 1 | SUWANNEE WATER & WATER DISTRIC | Z | 19 | OTHER/PH ADJUSTMENT
2151404 | SUWANNEE LUMBER COMPANY | 1 |  | B | 02 | DISINFECT/HYPOCHLORIN
2151404 | SUWANNEE LUMBER COMPANY | 1 |  | G | 12 | IRON RMVL/SEDIMENTATION
2151404 | SUWANNEE LUMBER COMPANY | 1 |  | G | 14 | IRON RMVL/RAPID SAND FIL
2151404 | SUWANNEE LUMBER COMPANY | 1 |  | G | 18 | IRON RMVL/SEQUESTATION
2151405 | BONEY'S DIXIE DINER | 1 |  | A |  | NO TRTMT
2151406 | COTTAGE CAFE | 1 | GAIL'S CAFE WTP | B | 02 | DISINFECT/HYPOCHLORIN
2151407 | SUWANNEE FOREST PARK HILLS | 1 |  | B | 02 | DISINFECT/HYPOCHLORIN
2151408 | DANA'S RESTAURANT | 1 | DANA'S RESTAURANT | B | 02 | DISINFECT/HYPOCHLORIN
2151409 | ORIGINAL SUWANNEE RIVER CAMPGROUND | 1 | ORIGINAL SUWANNEE RIVER CMPGRD | B | 02 | DISINFECT/HYPOCHLORIN
2151410 | SUWANNEE BELLE LANDING | 1 | SUWANNEE BELLE LANDING | B | 02 | DISINFECT/HYPOCHLORIN
2151411 | GREAT BEAR INDUSTRIES | 1 |  | B | 02 | DISINFECT/HYPOCHLORIN
2151412 | YELLOW JACKET RV RESORT | 1 | YELLOW JACKET RV RESORT WTP | B | 02 | DISINFECT/HYPOCHLORIN
2151412 | YELLOW JACKET RV RESORT | 1 | YELLOW JACKET RV RESORT WTP | G | 18 | IRON RMVL/SEQUESTATION
2151412 | YELLOW JACKET RV RESORT | 1 | YELLOW JACKET RV RESORT WTP | G | 14 | IRON RMVL/RAPID SAND FIL
2151413 | TENDER LOVING CARE # 2 | 1 |  | A |  | NO TRTMT
2151414 | SUWANNEE PLANTATION CG | 1 |  | A |  | NO TRTMT
2151415 | CARR'S RESTAURANT | 1 |  | B | 02 | DISINFECT/HYPOCHLORIN
2151416 | HUDSON FOOD STORE - OLD TOWN JIFFY | 1 | HUDSON FOOD STORE - JIFFY | S | 41 | ARSENIC REMOVAL/ADSORPTIVE MEDIA
2151416 | HUDSON FOOD STORE - OLD TOWN JIFFY | 1 | HUDSON FOOD STORE - JIFFY | B | 02 | DISINFECT/HYPOCHLORIN
2151416 | HUDSON FOOD STORE - OLD TOWN JIFFY | 1 | HUDSON FOOD STORE - JIFFY | G | 12 | IRON RMVL/SEDIMENTATION
2151417 | STOP N GO #3 - OLD TOWN | 1 | STOP N GO #3 - OLD TOWN | B | 02 | DISINFECT/HYPOCHLORIN
2151418 | LOST IN TIME LOUNGE | 1 |  | B | 02 | DISINFECT/HYPOCHLORIN
2151419 | HORSESHOE BEACH TARS | 1 |  | B | 02 | DISINFECT/HYPOCHLORIN
2151420 | RAY'S FOOD LANE | 1 |  | A |  | NO TRTMT
2151421 | DIXIE REALTY SQUARE | 1 |  | B | 02 | DISINFECT/HYPOCHLORIN
2151422 | HITCHCOCK'S FOOD WAY | 2 | HITCHCOCKS MARKETS (NEW) | B | 02 | DISINFECT/HYPOCHLORIN
2151422 | HITCHCOCK'S FOOD WAY | 1 | HITCHCOCK'S | B | 02 | DISINFECT/HYPOCHLORIN
2151423 | CHARLIE'S BAR | 1 | CHARLIE'S BAR | B | 02 | DISINFECT/HYPOCHLORIN
2151424 | HUDSON PROPERTIES - OLD TOWN | 1 | HUDSON PROPERTIES OLD TOWN WTP | B | 02 | DISINFECT/HYPOCHLORIN
2151424 | HUDSON PROPERTIES - OLD TOWN | 1 | HUDSON PROPERTIES OLD TOWN WTP | G | 15 | IRON RMVL/PRESS SAND FILT
2151425 | HINTON OIL - OLD TOWN | 1 | HINTON OIL - OLD TOWN WTP | Z | 29 | OTHER/CARTRIDGE FILTR
2151425 | HINTON OIL - OLD TOWN | 1 | HINTON OIL - OLD TOWN WTP | B | 02 | DISINFECT/HYPOCHLORIN
2151426 | MOMMA'S DIXIE KITCHEN | 1 | MOMMA'S DIXIE KITCHEN (FKA OLD | B | 02 | DISINFECT/HYPOCHLORIN
2151427 | DO'S PITSTOP | 1 | OLD DIXIE PRODUCE | B | 02 | DISINFECT/HYPOCHLORIN
2151428 | CROSS CITY RV PARK (FKA SOUTHERN COMFORT | 1 | WTP | B | 02 | DISINFECT/HYPOCHLORIN
2151429 | SUWANNEE GABLES MOTEL & MARINA | 1 | SUWANNEE GABLES MOTEL | B | 02 | DISINFECT/HYPOCHLORIN
2151430 | MARY'S COUNTRY DELI | 1 | MARY'S COUNTRY DELI | C | 29 | PART-RMVL/CARTRIDGE FILTR
2151430 | MARY'S COUNTRY DELI | 1 | MARY'S COUNTRY DELI | B | 02 | DISINFECT/HYPOCHLORIN
2151432 | TAMMY SAND BAR | 1 | TAMMY SAND BAR | B | 02 | DISINFECT/HYPOCHLORIN
2151433 | OLD TOWN CAMPGROUND WS | 2 | FRONT PLANT | Z | 29 | OTHER/CARTRIDGE FILTR
2151433 | OLD TOWN CAMPGROUND WS | 1 | BACK PLANT | Z | 29 | OTHER/CARTRIDGE FILTR
2151433 | OLD TOWN CAMPGROUND WS | 1 | BACK PLANT | B | 02 | DISINFECT/HYPOCHLORIN
2151433 | OLD TOWN CAMPGROUND WS | 2 | FRONT PLANT | B | 02 | DISINFECT/HYPOCHLORIN
2151435 | LILY CREEK GENERAL STORE | 1 | LILY CREEK GENERAL STORE WTP | C | 29 | PART-RMVL/CARTRIDGE FILTR
2151435 | LILY CREEK GENERAL STORE | 1 | LILY CREEK GENERAL STORE WTP | H | 29 | SOFTENING/CARTRIDGE FILTR
2151435 | LILY CREEK GENERAL STORE | 1 | LILY CREEK GENERAL STORE WTP | G | 29 | IRON RMVL/CARTRIDGE FILTR
2151435 | LILY CREEK GENERAL STORE | 1 | LILY CREEK GENERAL STORE WTP | B | 02 | DISINFECT/HYPOCHLORIN
2151436 | JIFFY FOOD 1569 FKA STEPHENSONS 349 EXPR | 1 | WTP | B | 02 | DISINFECT/HYPOCHLORIN
2151436 | JIFFY FOOD 1569 FKA STEPHENSONS 349 EXPR | 1 | WTP | Z | 29 | OTHER/CARTRIDGE FILTR
2151438 | OLDCASTLE LAWN AND GARDEN - SOUTH | 1 | OLD CASTLE LAWN AND GARDEN - S | B | 02 | DISINFECT/HYPOCHLORIN
2151439 | TRADING POST | 2 | TRADING POST | Z | 29 | OTHER/CARTRIDGE FILTR
2151439 | TRADING POST | 2 | TRADING POST | B | 02 | DISINFECT/HYPOCHLORIN
2151440 | DIXIE ONE STOP | 1 | DIXIE ONE STOP WTP | B | 02 | DISINFECT/HYPOCHLORIN
2151441 | LUCKY CHARM RV PARK | 1 | LUCKY CHARM RV PARK WTP | B | 02 | DISINFECT/HYPOCHLORIN
2151442 | CHARLIE'S LANDING | 1 | CHARLIE'S LANDING | B | 02 | DISINFECT/HYPOCHLORIN
2151443 | FRATERNAL ORDER OF EAGLES 4520 | 1 | FOE | B | 02 | DISINFECT/HYPOCHLORIN
2151444 | DOLLAR GENERAL #4715 - OLD TOWN | 1 | DOLLAR GENERAL OLD TOWN | B | 02 | DISINFECT/HYPOCHLORIN
2151446 | TWO SISTERS COUNTRY STORE | 1 | TWO SISTERS COUNTRY STORE | G | 29 | IRON RMVL/CARTRIDGE FILTR
2151446 | TWO SISTERS COUNTRY STORE | 1 | TWO SISTERS COUNTRY STORE | B | 02 | DISINFECT/HYPOCHLORIN
2151447 | DOLLAR GENERAL 18193 - OLD TOWN | 1 | DOLLAR GENERAL | B | 02 | DISINFECT/HYPOCHLORIN
2151448 | OLD TOWN DOLLAR GENERAL 22089 | 1 | OLD TOWN DOLLAR GENERAL | B | 02 | DISINFECT/HYPOCHLORIN
2160006 | A & M TRAILER PARK | 1 | A & M TRAILER PARK | E | 20 | T-O CTRL/AERATION
2160006 | A & M TRAILER PARK | 1 | A & M TRAILER PARK | B | 02 | DISINFECT/HYPOCHLORIN
2160013 | AIR BASE TRAILER PARK | 1 | AIRBASE MOBILE HOME PARK | B | 01 | DISINFECT/GASEOUS CHLORIN
2160013 | AIR BASE TRAILER PARK | 1 | AIRBASE MOBILE HOME PARK | E | 20 | T-O CTRL/AERATION
2160014 | AIRPORT MOTOR INN | 1 | AIRPORT MOTOR INN | B | 02 | DISINFECT/HYPOCHLORIN
2160014 | AIRPORT MOTOR INN | 1 | AIRPORT MOTOR INN | E | 20 | T-O CTRL/AERATION
2160015 | JEA: AIRPORT SYSTEM WTP | 1 | SAME | E | 20 | T-O CTRL/AERATION
2160015 | JEA: AIRPORT SYSTEM WTP | 1 | SAME | B | 01 | DISINFECT/GASEOUS CHLORIN
2160025 | COUNTRY ROADS MHP | 1 | COUNTRY ROADS MHP | E | 20 | T-O CTRL/AERATION
2160025 | COUNTRY ROADS MHP | 1 | COUNTRY ROADS MHP | B | 01 | DISINFECT/GASEOUS CHLORIN
2160026 | AMERICANA MOBILE HOME PARK | 1 | JACKSONVILLE | B | 02 | DISINFECT/HYPOCHLORIN
2160037 | ARGYLE FOREST WTP | 1 | ARGYLE FOREST WTP | B | 01 | DISINFECT/GASEOUS CHLORIN
2160037 | ARGYLE FOREST WTP | 1 | ARGYLE FOREST WTP | E | 01 | T-O CTRL/GASEOUS CHLORIN
2160037 | ARGYLE FOREST WTP | 1 | ARGYLE FOREST WTP | E | 20 | T-O CTRL/AERATION
2160038 | ARLINGTON COUNTRY DAY SCHOOL | 1 | ARLINGTON COUNTRY DAY SCHOOL | B | 02 | DISINFECT/HYPOCHLORIN
2160039 | ARLINGTON FAMILY YMCA | 1 | ARLINGTON FAMILY YMCA | B | 02 | DISINFECT/HYPOCHLORIN
2160039 | ARLINGTON FAMILY YMCA | 1 | ARLINGTON FAMILY YMCA | E | 20 | T-O CTRL/AERATION
2160046 | BAE SYSTEMS SE SHIPYARDS JAX, LLC | 1 | BAE SYSTEMS SHIPYARD | E | 20 | T-O CTRL/AERATION
2160046 | BAE SYSTEMS SE SHIPYARDS JAX, LLC | 1 | BAE SYSTEMS SHIPYARD | B | 02 | DISINFECT/HYPOCHLORIN
2160049 | BFE, INC. | 1 | B F E MACHINISTS | B | 02 | DISINFECT/HYPOCHLORIN
2160053 | BALDWIN WATER SYSTEM | 1 | BALDWIN WATER SYSTEM | E | 20 | T-O CTRL/AERATION
2160053 | BALDWIN WATER SYSTEM | 1 | BALDWIN WATER SYSTEM | B | 01 | DISINFECT/GASEOUS CHLORIN
2160054 | BAPTIST HOME FOR CHILDREN | 1 | BAPTIST HOME FOR CHILDREN | E | 20 | T-O CTRL/AERATION
2160054 | BAPTIST HOME FOR CHILDREN | 1 | BAPTIST HOME FOR CHILDREN | B | 02 | DISINFECT/HYPOCHLORIN
2160064 | JEA: BEACON HILLS/COBBLESTONE | 1 | BEACON HILLS WTP | E | 20 | T-O CTRL/AERATION
2160064 | JEA: BEACON HILLS/COBBLESTONE | 2 | COBBLESTONE WTP | B | 20 | DISINFECT/AERATION
2160064 | JEA: BEACON HILLS/COBBLESTONE | 1 | BEACON HILLS WTP | B | 01 | DISINFECT/GASEOUS CHLORIN
2160064 | JEA: BEACON HILLS/COBBLESTONE | 2 | COBBLESTONE WTP | E | 20 | T-O CTRL/AERATION
2160065 | BEAUCLERC BAY APARTMENTS | 1 | SAME | E | 20 | T-O CTRL/AERATION
2160065 | BEAUCLERC BAY APARTMENTS | 1 | SAME | B | 02 | DISINFECT/HYPOCHLORIN
2160067 | BEAUCLERC GARDENS WTP | 1 | SAME | E | 20 | T-O CTRL/AERATION
2160067 | BEAUCLERC GARDENS WTP | 1 | SAME | E | 01 | T-O CTRL/GASEOUS CHLORIN
2160067 | BEAUCLERC GARDENS WTP | 1 | SAME | B | 02 | DISINFECT/HYPOCHLORIN
2160068 | BRIERWOOD WTP/BEAUCLERC PLAZA | 1 | BRIERWOOD WTP | B | 01 | DISINFECT/GASEOUS CHLORIN
2160068 | BRIERWOOD WTP/BEAUCLERC PLAZA | 1 | BRIERWOOD WTP | D | 19 | CORR-CTRL/PH ADJUSTMENT
2160068 | BRIERWOOD WTP/BEAUCLERC PLAZA | 1 | BRIERWOOD WTP | E | 20 | T-O CTRL/AERATION
2160068 | BRIERWOOD WTP/BEAUCLERC PLAZA | 2 | BEAUCLERC PLAZA | B | 01 | DISINFECT/GASEOUS CHLORIN
2160068 | BRIERWOOD WTP/BEAUCLERC PLAZA | 2 | BEAUCLERC PLAZA | D | 19 | CORR-CTRL/PH ADJUSTMENT
2160068 | BRIERWOOD WTP/BEAUCLERC PLAZA | 2 | BEAUCLERC PLAZA | E | 20 | T-O CTRL/AERATION
2160069 | ARLINGTON EXECUTIVE PARK | 1 | ARLINGTON EXECUTIVE PARK | B | 02 | DISINFECT/HYPOCHLORIN
2160073 | MOODY, INC. (ATLANTIC BLVD) | 1 | KEY HOUSTON INC. | B | 02 | DISINFECT/HYPOCHLORIN
2160074 | BENNETT ESTATES WTP | 1 | JACKSONVILLE | B | 02 | DISINFECT/HYPOCHLORIN
2160091 | BLANDING BLVD MOBILE HOME PARK | 1 | BLANDING MHP | B | 02 | DISINFECT/HYPOCHLORIN
2160091 | BLANDING BLVD MOBILE HOME PARK | 1 | BLANDING MHP | E | 20 | T-O CTRL/AERATION
2160092 | JEA: BLANDING SYSTEM | 1 | BLANDING SYSTEM | B | 01 | DISINFECT/GASEOUS CHLORIN
2160092 | JEA: BLANDING SYSTEM | 1 | BLANDING SYSTEM | E | 20 | T-O CTRL/AERATION
2160093 | JEA: BLOUNT ISLAND WTP | 1 | ILOUNT ISLAND WTP | A |  | NO TRTMT
2160098 | BOLLES SCHOOL | 1 | SAME | B | 01 | DISINFECT/GASEOUS CHLORIN
2160098 | BOLLES SCHOOL | 1 | SAME | E | 20 | T-O CTRL/AERATION
2160099 | UWF: BON AIR WTP | 1 | CONSECUTIVE SYSTEM | B | 01 | DISINFECT/GASEOUS CHLORIN
2160099 | UWF: BON AIR WTP | 1 | CONSECUTIVE SYSTEM | D | 19 | CORR-CTRL/PH ADJUSTMENT
2160099 | UWF: BON AIR WTP | 1 | CONSECUTIVE SYSTEM | E | 20 | T-O CTRL/AERATION
2160100 | BONANZA TERRACE MHP | 1 | SAME | B | 02 | DISINFECT/HYPOCHLORIN
2160103 | BOWL A RAMA | 1 | JACKSONVILLE | E | 20 | T-O CTRL/AERATION
2160103 | BOWL A RAMA | 1 | JACKSONVILLE | B | 02 | DISINFECT/HYPOCHLORIN
2160104 | YOUTH DEV. CENTER FOR BOYS | 1 | BOY'S HOME | B | 01 | DISINFECT/GASEOUS CHLORIN
2160105 | UWF: BRACKRIDGE WTP | 1 | CONSECUTIVE SYSTEM | D | 19 | CORR-CTRL/PH ADJUSTMENT
2160105 | UWF: BRACKRIDGE WTP | 1 | CONSECUTIVE SYSTEM | B | 01 | DISINFECT/GASEOUS CHLORIN
2160105 | UWF: BRACKRIDGE WTP | 1 | CONSECUTIVE SYSTEM | E | 20 | T-O CTRL/AERATION
2160108 | MUSTANG MHP | 1 | MUSTANG MHP | B | 02 | DISINFECT/HYPOCHLORIN
2160110 | SUNNY PINES | 1 | SUNNY OAKS | B | 02 | DISINFECT/HYPOCHLORIN
2160110 | SUNNY PINES | 1 | SUNNY OAKS | E | 20 | T-O CTRL/AERATION
2160114 | BROOKVIEW TRAILER PARK | 1 | BROOKVIEW TRAILER PARK | B | 02 | DISINFECT/HYPOCHLORIN
2160114 | BROOKVIEW TRAILER PARK | 1 | BROOKVIEW TRAILER PARK | E | 01 | T-O CTRL/GASEOUS CHLORIN
2160115 | HAMPTON OAKS MHP | 1 | PLANT 1 | B | 02 | DISINFECT/HYPOCHLORIN
2160116 | BROTHERS MOTEL AND MHP | 1 | BROTHERS MOTEL & MHP | B | 02 | DISINFECT/HYPOCHLORIN
2160119 | BROWNING FERRIS INC | 1 | SAME | B | 02 | DISINFECT/HYPOCHLORIN
2160119 | BROWNING FERRIS INC | 1 | SAME | E | 20 | T-O CTRL/AERATION
2160123 | BUCCANEER TRAILER PARK | 1 | SAME | B | 02 | DISINFECT/HYPOCHLORIN
2160123 | BUCCANEER TRAILER PARK | 1 | SAME | E | 20 | T-O CTRL/AERATION
2160125 | ATL BCH: BUCCANEER WS | 1 | 902 ASSISI LANE (WTP #3) | B | 01 | DISINFECT/GASEOUS CHLORIN
2160125 | ATL BCH: BUCCANEER WS | 1 | 902 ASSISI LANE (WTP #3) | D | 19 | CORR-CTRL/PH ADJUSTMENT
2160125 | ATL BCH: BUCCANEER WS | 2 | 2848 MAYPORT ROAD (WTP#4) | B | 01 | DISINFECT/GASEOUS CHLORIN
2160125 | ATL BCH: BUCCANEER WS | 2 | 2848 MAYPORT ROAD (WTP#4) | D | 19 | CORR-CTRL/PH ADJUSTMENT
2160125 | ATL BCH: BUCCANEER WS | 2 | 2848 MAYPORT ROAD (WTP#4) | E | 20 | T-O CTRL/AERATION
2160125 | ATL BCH: BUCCANEER WS | 1 | 902 ASSISI LANE (WTP #3) | E | 20 | T-O CTRL/AERATION
2160149 | BOOTLEGGER'S | 1 | CAMP ALAMACANI | B | 02 | DISINFECT/HYPOCHLORIN
2160149 | BOOTLEGGER'S | 1 | CAMP ALAMACANI | E | 20 | T-O CTRL/AERATION
2160162 | CAMP WILLEMA | 1 | CAMP WILLEMA | B | 02 | DISINFECT/HYPOCHLORIN
2160168 | CARDINAL VILLAGE MHP | 1 | SAME | B | 02 | DISINFECT/HYPOCHLORIN
2160170 | CARR TRAILER PARK | 1 | CARR TRAILER PARK | B | 02 | DISINFECT/HYPOCHLORIN
2160174 | BACARDI BOTTLING CORPORATION | 1 | BACARDI BOTTLING CORP | E | 20 | T-O CTRL/AERATION
2160174 | BACARDI BOTTLING CORPORATION | 1 | BACARDI BOTTLING CORP | B | 01 | DISINFECT/GASEOUS CHLORIN
2160175 | HARBOR HOUSE | 1 | SAME | B | 02 | DISINFECT/HYPOCHLORIN
2160179 | RIVER SHACK | 1 | RIVER SHACK | B | 01 | DISINFECT/GASEOUS CHLORIN
2160187 | SOUTHSIDE VILLA | 1 | JACKSONVILLE | B | 02 | DISINFECT/HYPOCHLORIN
2160190 | CREATIVE CHILDREN'S ACADEMY, INC. | 1 | CREATIVE LITTLE HANDS | E | 20 | T-O CTRL/AERATION
2160190 | CREATIVE CHILDREN'S ACADEMY, INC. | 1 | CREATIVE LITTLE HANDS | B | 02 | DISINFECT/HYPOCHLORIN
2160192 | CHOPSTICK CHARLIE & JOE MOTEL | 1 | CHOPSTICK CHARLIE & JOE MOTEL | B | 02 | DISINFECT/HYPOCHLORIN
2160197 | CIMARRON APARTMENTS | 1 | SAME | E | 20 | T-O CTRL/AERATION
2160197 | CIMARRON APARTMENTS | 1 | SAME | B | 01 | DISINFECT/GASEOUS CHLORIN
2160198 | GRAZING MEADOWS/CIRCLE 11 MHP | 1 | GRAZING MEADOWS/CIRCLE 11 MHP/ | B | 02 | DISINFECT/HYPOCHLORIN
2160198 | GRAZING MEADOWS/CIRCLE 11 MHP | 1 | GRAZING MEADOWS/CIRCLE 11 MHP/ | E | 20 | T-O CTRL/AERATION
2160200 | ATLANTIC BEACH WATER SYSTEM | 1 | WTP #1 - 469 11TH STREET | B | 01 | DISINFECT/GASEOUS CHLORIN
2160200 | ATLANTIC BEACH WATER SYSTEM | 1 | WTP #1 - 469 11TH STREET | E | 20 | T-O CTRL/AERATION
2160200 | ATLANTIC BEACH WATER SYSTEM | 2 | WTP #2 - 2301 MAYPORT ROAD | B | 01 | DISINFECT/GASEOUS CHLORIN
2160200 | ATLANTIC BEACH WATER SYSTEM | 2 | WTP #2 - 2301 MAYPORT ROAD | E | 20 | T-O CTRL/AERATION
2160200 | ATLANTIC BEACH WATER SYSTEM | 3 | WTP#3 - 902 ASSISI LANE | B | 01 | DISINFECT/GASEOUS CHLORIN
2160200 | ATLANTIC BEACH WATER SYSTEM | 3 | WTP#3 - 902 ASSISI LANE | E | 20 | T-O CTRL/AERATION
2160200 | ATLANTIC BEACH WATER SYSTEM | 4 | WTP#4 - 2848 MAYPORT ROAD | B | 01 | DISINFECT/GASEOUS CHLORIN
2160200 | ATLANTIC BEACH WATER SYSTEM | 4 | WTP#4 - 2848 MAYPORT ROAD | E | 20 | T-O CTRL/AERATION
2160200 | ATLANTIC BEACH WATER SYSTEM | 3 | WTP#3 - 902 ASSISI LANE | D | 18 | CORR-CTRL/SEQUESTATION
2160200 | ATLANTIC BEACH WATER SYSTEM | 4 | WTP#4 - 2848 MAYPORT ROAD | D | 18 | CORR-CTRL/SEQUESTATION
2160206 | NEPTUNE BEACH | 1 | NEPTUNE BEACH | B | 02 | DISINFECT/HYPOCHLORIN
2160206 | NEPTUNE BEACH | 1 | NEPTUNE BEACH | E | 20 | T-O CTRL/AERATION
2160219 | G&B OF JACKSONVILLE | 1 | G&B OF JACKSONVILLE | B | 02 | DISINFECT/HYPOCHLORIN
2160219 | G&B OF JACKSONVILLE | 1 | G&B OF JACKSONVILLE | E | 20 | T-O CTRL/AERATION
2160223 | TAYLORS MHP | 1 | TAYLORS MHP | B | 02 | DISINFECT/HYPOCHLORIN
2160223 | TAYLORS MHP | 1 | TAYLORS MHP | E | 20 | T-O CTRL/AERATION
2160226 | COMMERICAL UTIL.(COLONIAL MHP) | 1 | COLONIAL MHP | B | 01 | DISINFECT/GASEOUS CHLORIN
2160226 | COMMERICAL UTIL.(COLONIAL MHP) | 1 | COLONIAL MHP | E | 20 | T-O CTRL/AERATION
2160227 | COLONY MANOR WTP | 1 | SAME | B | 02 | DISINFECT/HYPOCHLORIN
2160227 | COLONY MANOR WTP | 1 | SAME | E | 20 | T-O CTRL/AERATION
2160254 | DANIEL MEMORIAL | 1 | DANIEL MEMORIAL | B | 02 | DISINFECT/HYPOCHLORIN
2160254 | DANIEL MEMORIAL | 1 | DANIEL MEMORIAL | E | 20 | T-O CTRL/AERATION
2160269 | DEERWOOD WATER SYSTEM | 1 | DEERWOOD WTP #1 | B | 01 | DISINFECT/GASEOUS CHLORIN
2160269 | DEERWOOD WATER SYSTEM | 1 | DEERWOOD WTP #1 | E | 20 | T-O CTRL/AERATION
2160269 | DEERWOOD WATER SYSTEM | 2 | DEERWOOD WTP #3 | B | 01 | DISINFECT/GASEOUS CHLORIN
2160269 | DEERWOOD WATER SYSTEM | 2 | DEERWOOD WTP #3 | E | 20 | T-O CTRL/AERATION
2160276 | DINSMORE PUBLIC SCHOOL WTP | 1 | DINSMORE SCHOOL WTP | B | 02 | DISINFECT/HYPOCHLORIN
2160276 | DINSMORE PUBLIC SCHOOL WTP | 1 | DINSMORE SCHOOL WTP | E | 20 | T-O CTRL/AERATION
2160282 | DIXIE EGG CO | 1 | JACKSONVILLE | B | 02 | DISINFECT/HYPOCHLORIN
2160295 | DUCLAY MOBILE HOME PARK | 1 | DUCLAY MHP | B | 02 | DISINFECT/HYPOCHLORIN
2160295 | DUCLAY MOBILE HOME PARK | 1 | DUCLAY MHP | E | 20 | T-O CTRL/AERATION
2160296 | DUNNS CREEK BAPT DAY CARE CTR | 1 | DUNNS CREEK BAPTIST DAYCARE | B | 02 | DISINFECT/HYPOCHLORIN
2160320 | M & F TRAILER PARK | 1 | M & F TRAILER PARK | B | 02 | DISINFECT/HYPOCHLORIN
2160329 | FAMOUS AMOS RESTAURANT | 1 | SAME | B | 02 | DISINFECT/HYPOCHLORIN
2160330 | FAMOUS AMOS RESTAURANT | 1 | SAME | B | 02 | DISINFECT/HYPOCHLORIN
2160353 | FLEETWOOD MOBILE HOME PARK | 1 | FLEETWOOD M/H/P | B | 02 | DISINFECT/HYPOCHLORIN
2160374 | DURA-BOND | 1 | DURA-BOND . | B | 02 | DISINFECT/HYPOCHLORIN
2160374 | DURA-BOND | 1 | DURA-BOND . | E | 20 | T-O CTRL/AERATION
2160375 | CMC STEEL FLORIDA, MAIN | 1 | MAIN PLANT | B | 02 | DISINFECT/HYPOCHLORIN
2160375 | CMC STEEL FLORIDA, MAIN | 1 | MAIN PLANT | E | 20 | T-O CTRL/AERATION
2160381 | UWF: FOREST BROOK WTP | 1 | FOREST BROOK WTP | B | 01 | DISINFECT/GASEOUS CHLORIN
2160381 | UWF: FOREST BROOK WTP | 1 | FOREST BROOK WTP | E | 20 | T-O CTRL/AERATION
2160384 | FORT GEORGE ISLAND GOLF CLUB | 1 | SAME | E | 20 | T-O CTRL/AERATION
2160384 | FORT GEORGE ISLAND GOLF CLUB | 1 | SAME | B | 02 | DISINFECT/HYPOCHLORIN
2160386 | SPANISH OAKS APARTMENTS | 1 | SPANISH OAKS APARTMENTS | B | 02 | DISINFECT/HYPOCHLORIN
2160386 | SPANISH OAKS APARTMENTS | 1 | SPANISH OAKS APARTMENTS | E | 20 | T-O CTRL/AERATION
2160388 | FLEAS ARE US(FOX DRIVE) | 1 | FOX DRIVE IN THEATER | B | 02 | DISINFECT/HYPOCHLORIN
2160390 | CRYSTAL SPRINGS ESTATES MHP | 1 | CRYSTAL SPRINGS MHP | E | 20 | T-O CTRL/AERATION
2160390 | CRYSTAL SPRINGS ESTATES MHP | 1 | CRYSTAL SPRINGS MHP | B | 02 | DISINFECT/HYPOCHLORIN
2160398 | FT CAROLINE NATIONAL MONUMENT | 1 | SAME | B | 02 | DISINFECT/HYPOCHLORIN
2160407 | GARDEN CITY PUBLIC SCHOOL 59 | 1 | SAME | B | 02 | DISINFECT/HYPOCHLORIN
2160411 | GENERAL MOTORS PARTS DIVISION | 1 | SAME | B | 02 | DISINFECT/HYPOCHLORIN
2160434 | GRANNYS KUNTRY KITCHEN | 1 | SAME | B | 02 | DISINFECT/HYPOCHLORIN
2160438 | UWF: GREENFIELD WTP | 1 | GREENFIELD MANOR | E | 20 | T-O CTRL/AERATION
2160438 | UWF: GREENFIELD WTP | 1 | GREENFIELD MANOR | B | 01 | DISINFECT/GASEOUS CHLORIN
2160438 | UWF: GREENFIELD WTP | 1 | GREENFIELD MANOR | D | 19 | CORR-CTRL/PH ADJUSTMENT
2160442 | COLE'S MHP | 1 | GREENWOOD MHP | E | 20 | T-O CTRL/AERATION
2160442 | COLE'S MHP | 1 | GREENWOOD MHP | B | 02 | DISINFECT/HYPOCHLORIN
2160454 | HALLS TRAILER PARK | 1 | SAME | B | 02 | DISINFECT/HYPOCHLORIN
2160465 | HANNA PARK | 1 | HANNA PARK | E | 20 | T-O CTRL/AERATION
2160465 | HANNA PARK | 1 | HANNA PARK | B | 01 | DISINFECT/GASEOUS CHLORIN
2160471 | HARBOR LIGHTS | 1 | SAME | E | 20 | T-O CTRL/AERATION
2160471 | HARBOR LIGHTS | 1 | SAME | B | 02 | DISINFECT/HYPOCHLORIN
2160472 | HARBORVIEW WTP | 1 | HARBORVIEW | B | 01 | DISINFECT/GASEOUS CHLORIN
2160479 | HENRY F KITE #37 | 1 | HENRY F KITE #37 | B | 02 | DISINFECT/HYPOCHLORIN
2160481 | HERLONG WTP | 1 | CONSECUTIVE SYSTEM | D | 19 | CORR-CTRL/PH ADJUSTMENT
2160481 | HERLONG WTP | 1 | CONSECUTIVE SYSTEM | B | 01 | DISINFECT/GASEOUS CHLORIN
2160481 | HERLONG WTP | 1 | CONSECUTIVE SYSTEM | E | 20 | T-O CTRL/AERATION
2160490 | HIGHLANDS JR HIGH #244 | 1 | SAME | B | 01 | DISINFECT/GASEOUS CHLORIN
2160493 | HILLIARD ROAD SYSTEM | 1 | HILLARD ROAD SYSTEM WTP | E | 20 | T-O CTRL/AERATION
2160493 | HILLIARD ROAD SYSTEM | 1 | HILLARD ROAD SYSTEM WTP | B | 02 | DISINFECT/HYPOCHLORIN
2160496 | HOLIDAY ESTATES MHP | 1 | HOLIDAY ESTATES MOBILE WTP | B | 02 | DISINFECT/HYPOCHLORIN
2160501 | KINGS INN | 1 | KINGS INN WTP | E | 20 | T-O CTRL/AERATION
2160501 | KINGS INN | 1 | KINGS INN WTP | B | 02 | DISINFECT/HYPOCHLORIN
2160505 | BUILDERS FIRST SOURCE | 1 | HOLMES LUMBER CO. | E | 20 | T-O CTRL/AERATION
2160505 | BUILDERS FIRST SOURCE | 1 | HOLMES LUMBER CO. | B | 02 | DISINFECT/HYPOCHLORIN
2160507 | HOMESTEAD MOTEL | 1 | SAME | B | 02 | DISINFECT/HYPOCHLORIN
2160507 | HOMESTEAD MOTEL | 1 | SAME | E | 20 | T-O CTRL/AERATION
2160529 | UWF: HYDE GROVE WTP | 1 | SAME | B | 01 | DISINFECT/GASEOUS CHLORIN
2160529 | UWF: HYDE GROVE WTP | 1 | SAME | E | 20 | T-O CTRL/AERATION
2160533 | NATIONAL AUTO TRUCK STOP | 1 | SAME | B | 02 | DISINFECT/HYPOCHLORIN
2160533 | NATIONAL AUTO TRUCK STOP | 1 | SAME | E | 20 | T-O CTRL/AERATION
2160534 | DOT: I-10 REST AREA, EAST | 1 | I-10 REST AREA EASTBOUND | B | 02 | DISINFECT/HYPOCHLORIN
2160547 | MARSH VIEW (JEA) | 2 | MARSH VIEW WTP | D | 36 | CORR-CTRL/CORROSION INHIB
2160547 | MARSH VIEW (JEA) | 2 | MARSH VIEW WTP | B | 01 | DISINFECT/GASEOUS CHLORIN
2160547 | MARSH VIEW (JEA) | 1 | PALM ISLAND WTP | E | 20 | T-O CTRL/AERATION
2160547 | MARSH VIEW (JEA) | 1 | PALM ISLAND WTP | B | 01 | DISINFECT/GASEOUS CHLORIN
2160547 | MARSH VIEW (JEA) | 2 | MARSH VIEW WTP | E | 28 | T-O CTRL/PACKED TWR-AERA
2160554 | REGENCY COURT | 1 | REGENCY COURT | E | 20 | T-O CTRL/AERATION
2160554 | REGENCY COURT | 1 | REGENCY COURT | B | 02 | DISINFECT/HYPOCHLORIN
2160554 | REGENCY COURT | 1 | REGENCY COURT | D | 36 | CORR-CTRL/CORROSION INHIB
2160562 | JOINT HEIRS CHRISTIAN CENTER | 1 | JOINT HEIRS CHRISTIAN CENTER | B | 02 | DISINFECT/HYPOCHLORIN
2160562 | JOINT HEIRS CHRISTIAN CENTER | 1 | JOINT HEIRS CHRISTIAN CENTER | E | 20 | T-O CTRL/AERATION
2160563 | JACKSONVILLE BEACH WTP | 2 | JACKSONVILLE BCH WTP#2 | E | 20 | T-O CTRL/AERATION
2160563 | JACKSONVILLE BEACH WTP | 2 | JACKSONVILLE BCH WTP#2 | B | 01 | DISINFECT/GASEOUS CHLORIN
2160563 | JACKSONVILLE BEACH WTP | 1 | JACKSONVILLE BCH WTP #1 | E | 20 | T-O CTRL/AERATION
2160563 | JACKSONVILLE BEACH WTP | 1 | JACKSONVILLE BCH WTP #1 | B | 01 | DISINFECT/GASEOUS CHLORIN
2160564 | JEA: NORTHSIDE GENERATING STA. | 1 | NORTHSIDE GENERATING STATION | E | 20 | T-O CTRL/AERATION
2160564 | JEA: NORTHSIDE GENERATING STA. | 1 | NORTHSIDE GENERATING STATION | B | 02 | DISINFECT/HYPOCHLORIN
2160565 | UWF: JAX HEIGHTS WS | 1 | GREEN FOREST WTP | E | 20 | T-O CTRL/AERATION
2160565 | UWF: JAX HEIGHTS WS | 1 | GREEN FOREST WTP | D | 36 | CORR-CTRL/CORROSION INHIB
2160565 | UWF: JAX HEIGHTS WS | 2 | WHEAT RD WTP | E | 20 | T-O CTRL/AERATION
2160565 | UWF: JAX HEIGHTS WS | 3 | OAKHILL WTP | B | 01 | DISINFECT/GASEOUS CHLORIN
2160565 | UWF: JAX HEIGHTS WS | 3 | OAKHILL WTP | E | 20 | T-O CTRL/AERATION
2160565 | UWF: JAX HEIGHTS WS | 2 | WHEAT RD WTP | B | 01 | DISINFECT/GASEOUS CHLORIN
2160565 | UWF: JAX HEIGHTS WS | 1 | GREEN FOREST WTP | B | 01 | DISINFECT/GASEOUS CHLORIN
2160566 | JEA: JACKSONVILLE INTL AIRPORT | 1 | SAME | D | 19 | CORR-CTRL/PH ADJUSTMENT
2160566 | JEA: JACKSONVILLE INTL AIRPORT | 1 | SAME | B | 01 | DISINFECT/GASEOUS CHLORIN
2160566 | JEA: JACKSONVILLE INTL AIRPORT | 1 | SAME | E | 20 | T-O CTRL/AERATION
2160567 | JACKSONVILLE JUNIOR ACADEMY | 1 | JACKSONVILLE JUNIOR ACADEMY | E | 20 | T-O CTRL/AERATION
2160567 | JACKSONVILLE JUNIOR ACADEMY | 1 | JACKSONVILLE JUNIOR ACADEMY | B | 02 | DISINFECT/HYPOCHLORIN
2160568 | JACKSONVILLE UNIVERSITY | 1 | JACKSONVILLE U | B | 01 | DISINFECT/GASEOUS CHLORIN
2160568 | JACKSONVILLE UNIVERSITY | 1 | JACKSONVILLE U | E | 20 | T-O CTRL/AERATION
2160571 | MONTGOMERY CORRECTIONAL CENTER | 1 | MONTGOMERY CORRECTIONAL CENTER | E | 20 | T-O CTRL/AERATION
2160571 | MONTGOMERY CORRECTIONAL CENTER | 1 | MONTGOMERY CORRECTIONAL CENTER | B | 02 | DISINFECT/HYPOCHLORIN
2160572 | JAX LIQUORS GOODBY'S LAKE | 1 |  | B | 02 | DISINFECT/HYPOCHLORIN
2160572 | JAX LIQUORS GOODBY'S LAKE | 1 |  | E | 20 | T-O CTRL/AERATION
2160573 | STEPP UTILITIES INC. | 1 | STEPP UTILITIES | B | 02 | DISINFECT/HYPOCHLORIN
2160573 | STEPP UTILITIES INC. | 1 | STEPP UTILITIES | E | 20 | T-O CTRL/AERATION
2160574 | JAX ZOOLOGICAL PARK | 1 | JACKSONVILLE ZOOLOGICAL PARK | B | 02 | DISINFECT/HYPOCHLORIN
2160588 | JIFFY MART | 1 | SAME | B | 02 | DISINFECT/HYPOCHLORIN
2160597 | JULINGTON CREEK MARINA | 1 | JULINGTON CREEK MARINA WTP | B | 02 | DISINFECT/HYPOCHLORIN
2160597 | JULINGTON CREEK MARINA | 1 | JULINGTON CREEK MARINA WTP | E | 20 | T-O CTRL/AERATION
2160601 | YUKON INDUSTRIES, LTD. | 1 | YUKON INDUSTRIES, LTD | B | 02 | DISINFECT/HYPOCHLORIN
2160601 | YUKON INDUSTRIES, LTD. | 1 | YUKON INDUSTRIES, LTD | E | 20 | T-O CTRL/AERATION
2160634 | UWF: LAKE FOREST WTP | 1 | LAKE FOREST WTP | B | 01 | DISINFECT/GASEOUS CHLORIN
2160634 | UWF: LAKE FOREST WTP | 1 | LAKE FOREST WTP | E | 20 | T-O CTRL/AERATION
2160646 | LAMPLIGHTER MOBILE HOME COMM | 1 | SAME | E | 20 | T-O CTRL/AERATION
2160646 | LAMPLIGHTER MOBILE HOME COMM | 1 | SAME | B | 02 | DISINFECT/HYPOCHLORIN
2160654 | STUDY ESTATES MHP | 1 | STUDY ESTATES MHP | B | 02 | DISINFECT/HYPOCHLORIN
2160671 | LINCOLN ESTATES | 1 | LINCOLN ESTATES | B | 01 | DISINFECT/GASEOUS CHLORIN
2160676 | TALBOT ISLAND COMPLEX | 1 | CAMPGROUND | E | 20 | T-O CTRL/AERATION
2160676 | TALBOT ISLAND COMPLEX | 2 | NORTH BEACH | E | 20 | T-O CTRL/AERATION
2160676 | TALBOT ISLAND COMPLEX | 4 | BOAT RAMP | B | 02 | DISINFECT/HYPOCHLORIN
2160676 | TALBOT ISLAND COMPLEX | 10 | PUMPKIN HILL CREEK S.B.P. | B | 02 | DISINFECT/HYPOCHLORIN
2160676 | TALBOT ISLAND COMPLEX | 8 | AMELIA ISLAND RANGER STATION | E | 20 | T-O CTRL/AERATION
2160676 | TALBOT ISLAND COMPLEX | 8 | AMELIA ISLAND RANGER STATION | B | 02 | DISINFECT/HYPOCHLORIN
2160676 | TALBOT ISLAND COMPLEX | 6 | SARABAY CENTER | B | 02 | DISINFECT/HYPOCHLORIN
2160676 | TALBOT ISLAND COMPLEX | 7 | SHOP | E | 20 | T-O CTRL/AERATION
2160676 | TALBOT ISLAND COMPLEX | 7 | SHOP | B | 02 | DISINFECT/HYPOCHLORIN
2160676 | TALBOT ISLAND COMPLEX | 6 | SARABAY CENTER | E | 20 | T-O CTRL/AERATION
2160676 | TALBOT ISLAND COMPLEX | 5 | CANOE AND KAYAK | E | 20 | T-O CTRL/AERATION
2160676 | TALBOT ISLAND COMPLEX | 5 | CANOE AND KAYAK | C | 29 | PART-RMVL/CARTRIDGE FILTR
2160676 | TALBOT ISLAND COMPLEX | 4 | BOAT RAMP | E | 20 | T-O CTRL/AERATION
2160676 | TALBOT ISLAND COMPLEX | 2 | NORTH BEACH | B | 02 | DISINFECT/HYPOCHLORIN
2160676 | TALBOT ISLAND COMPLEX | 1 | CAMPGROUND | B | 02 | DISINFECT/HYPOCHLORIN
2160676 | TALBOT ISLAND COMPLEX | 3 | SOUTH BEACH | B | 02 | DISINFECT/HYPOCHLORIN
2160676 | TALBOT ISLAND COMPLEX | 3 | SOUTH BEACH | E | 20 | T-O CTRL/AERATION
2160676 | TALBOT ISLAND COMPLEX | 5 | CANOE AND KAYAK | B | 02 | DISINFECT/HYPOCHLORIN
2160676 | TALBOT ISLAND COMPLEX | 9 | RIBAULT CLUBHOUSE | B | 02 | DISINFECT/HYPOCHLORIN
2160676 | TALBOT ISLAND COMPLEX | 9 | RIBAULT CLUBHOUSE | E | 20 | T-O CTRL/AERATION
2160676 | TALBOT ISLAND COMPLEX | 7 | SHOP | C | 29 | PART-RMVL/CARTRIDGE FILTR
2160677 | LITTLE TALBOT ISLAND: NORTH BEACH | 1 | LITTLE TALBOT NORTH BEACH | E | 20 | T-O CTRL/AERATION
2160677 | LITTLE TALBOT ISLAND: NORTH BEACH | 1 | LITTLE TALBOT NORTH BEACH | B | 02 | DISINFECT/HYPOCHLORIN
2160678 | LITTLE TALBOT ISLAND: SOUTH BEACH | 1 | LITTLE TALBOT SOUTH BEACH | E | 20 | T-O CTRL/AERATION
2160678 | LITTLE TALBOT ISLAND: SOUTH BEACH | 1 | LITTLE TALBOT SOUTH BEACH | B | 02 | DISINFECT/HYPOCHLORIN
2160683 | LONDONTOWNE APARTMENTS | 1 | SAME | E | 20 | T-O CTRL/AERATION
2160683 | LONDONTOWNE APARTMENTS | 1 | SAME | B | 01 | DISINFECT/GASEOUS CHLORIN
2160686 | LORETTO SCHOOL | 1 | LORETTO SCHOOL WTP | B | 02 | DISINFECT/HYPOCHLORIN
2160691 | GREENFERN WTP | 1 | SAME | E | 20 | T-O CTRL/AERATION
2160691 | GREENFERN WTP | 1 | SAME | B | 01 | DISINFECT/GASEOUS CHLORIN
2160698 | MAC PAPER CONVERTERS INC | 1 | SAME | E | 20 | T-O CTRL/AERATION
2160698 | MAC PAPER CONVERTERS INC | 1 | SAME | B | 02 | DISINFECT/HYPOCHLORIN
2160703 | RIVER REGION HUMAN SERVICES | 1 | JACKSONVILLE | B | 02 | DISINFECT/HYPOCHLORIN
2160708 | UWF: MAGNOLIA GARDENS WTP | 1 | MAGNOLIA GARDENS WTP | B | 01 | DISINFECT/GASEOUS CHLORIN
2160708 | UWF: MAGNOLIA GARDENS WTP | 1 | MAGNOLIA GARDENS WTP | E | 20 | T-O CTRL/AERATION
2160713 | MALABAR MOTEL | 1 | MALABAR MOTEL | B | 02 | DISINFECT/HYPOCHLORIN
2160714 | MALIBU GARDEN APARTMENTS | 1 | MALIBU GARDEN PTS | B | 02 | DISINFECT/HYPOCHLORIN
2160714 | MALIBU GARDEN APARTMENTS | 1 | MALIBU GARDEN PTS | E | 20 | T-O CTRL/AERATION
2160717 | LAVA GRILLE | 1 | LAVA GRILL | B | 02 | DISINFECT/HYPOCHLORIN
2160718 | MANDARIN POINT WTP | 1 | MANDARIN POINT WTP | B | 02 | DISINFECT/HYPOCHLORIN
2160725 | REGENCY RV PARK | 1 | SAME | B | 02 | DISINFECT/HYPOCHLORIN
2160725 | REGENCY RV PARK | 1 | SAME | E | 20 | T-O CTRL/AERATION
2160726 | COLONY PARK UTILITIES | 1 | COLONY PARK MHP | B | 02 | DISINFECT/HYPOCHLORIN
2160733 | MAYPORT MOBILE HOME PARK | 1 | SAME | B | 02 | DISINFECT/HYPOCHLORIN
2160733 | MAYPORT MOBILE HOME PARK | 1 | SAME | E | 20 | T-O CTRL/AERATION
2160734 | N.S. MAYPORT | 1 | NAVAL STATION MAYPORT | E | 20 | T-O CTRL/AERATION
2160734 | N.S. MAYPORT | 1 | NAVAL STATION MAYPORT | B | 02 | DISINFECT/HYPOCHLORIN
2160735 | JEA: MAYPORT WTP | 1 | MAYPORT VILLAGE WTP | B | 02 | DISINFECT/HYPOCHLORIN
2160735 | JEA: MAYPORT WTP | 1 | MAYPORT VILLAGE WTP | E | 20 | T-O CTRL/AERATION
2160746 | HRS CLUSTER HOMES | 1 | HRS CLUSTER HOMES | B | 02 | DISINFECT/HYPOCHLORIN
2160769 | UWF: MILMAR WTP | 1 | CONSECUTIVE SYSTEM | E | 20 | T-O CTRL/AERATION
2160769 | UWF: MILMAR WTP | 1 | CONSECUTIVE SYSTEM | D | 19 | CORR-CTRL/PH ADJUSTMENT
2160769 | UWF: MILMAR WTP | 1 | CONSECUTIVE SYSTEM | B | 01 | DISINFECT/GASEOUS CHLORIN
2160772 | NORMANDY ESTATES MHP | 1 | NORMANDY EST MHP | B | 02 | DISINFECT/HYPOCHLORIN
2160773 | MONTEREY MOTEL | 1 | SAME | B | 02 | DISINFECT/HYPOCHLORIN
2160776 | PIER 6 (HAUGT PROPERTIES) | 1 | JACKSONVILLE | B | 20 | DISINFECT/AERATION
2160777 | MOOSE LODGE #42 | 1 | SAME | B | 02 | DISINFECT/HYPOCHLORIN
2160777 | MOOSE LODGE #42 | 1 | SAME | E | 20 | T-O CTRL/AERATION
2160788 | NAPOLI MOBILE HOME PARK | 1 | PLANT 1 | B | 02 | DISINFECT/HYPOCHLORIN
2160792 | SNYDER NATIONAL GUARD ARMORY | 1 | SNYDER NATIONAL GUARD ARMORY | B | 02 | DISINFECT/HYPOCHLORIN
2160792 | SNYDER NATIONAL GUARD ARMORY | 1 | SNYDER NATIONAL GUARD ARMORY | E | 20 | T-O CTRL/AERATION
2160795 | JEA: CECIL FIELD (BLDG 16 & 361) | 2 | JEA: CECIL FIELD #2 BLDG 361 | B | 01 | DISINFECT/GASEOUS CHLORIN
2160795 | JEA: CECIL FIELD (BLDG 16 & 361) | 2 | JEA: CECIL FIELD #2 BLDG 361 | E | 20 | T-O CTRL/AERATION
2160795 | JEA: CECIL FIELD (BLDG 16 & 361) | 1 | JEA:CECIL FIELD BLDG #16 | B | 01 | DISINFECT/GASEOUS CHLORIN
2160795 | JEA: CECIL FIELD (BLDG 16 & 361) | 1 | JEA:CECIL FIELD BLDG #16 | E | 20 | T-O CTRL/AERATION
2160810 | NORMANDY PINE MOBILE HOME PARK | 1 | NORMANDY PINES MOBILE HOME PAR | B | 02 | DISINFECT/HYPOCHLORIN
2160811 | NORMANDY VILLAGE UTILITY CO. | 1 | NORMANDY VILLAGE WTP | B | 01 | DISINFECT/GASEOUS CHLORIN
2160811 | NORMANDY VILLAGE UTILITY CO. | 1 | NORMANDY VILLAGE WTP | E | 20 | T-O CTRL/AERATION
2160819 | OAK HABOR WTP | 1 | SAME | B | 01 | DISINFECT/GASEOUS CHLORIN
2160819 | OAK HABOR WTP | 1 | SAME | E | 20 | T-O CTRL/AERATION
2160820 | OAK HILL PARK WTP | 1 | JACKSONVILLE | B | 01 | DISINFECT/GASEOUS CHLORIN
2160824 | MHP JACKSONVILLE AIR, LLC | 1 | OCEANWAY OAKS MOBILE HOME PK | B | 02 | DISINFECT/HYPOCHLORIN
2160831 | OCEANWAY MANOR | 1 | OCEANWAY MANOR | B | 02 | DISINFECT/HYPOCHLORIN
2160832 | OCEANWAY SCHOOL | 1 | SAME | B | 02 | DISINFECT/HYPOCHLORIN
2160836 | JEA: GATE MARITIME | 1 | GATE MARITIME COMPLEX | E | 20 | T-O CTRL/AERATION
2160836 | JEA: GATE MARITIME | 1 | GATE MARITIME COMPLEX | B | 01 | DISINFECT/GASEOUS CHLORIN
2160852 | JEA: ORTEGA HILLS WTP | 1 | SAME | B | 01 | DISINFECT/GASEOUS CHLORIN
2160852 | JEA: ORTEGA HILLS WTP | 1 | SAME | E | 20 | T-O CTRL/AERATION
2160857 | CMC STEEL GROUP, EAST DIVISION | 4 | REBAR AREA/FABRICATION SHOP | B | 02 | DISINFECT/HYPOCHLORIN
2160857 | CMC STEEL GROUP, EAST DIVISION | 3 | OWEN STEEL WTP#3 PAINT AREA | B | 02 | DISINFECT/HYPOCHLORIN
2160857 | CMC STEEL GROUP, EAST DIVISION | 1 | OFFICE PLANT | B | 02 | DISINFECT/HYPOCHLORIN
2160857 | CMC STEEL GROUP, EAST DIVISION | 2 | OWEN STEEL WTP#2 FAB BLDG. | B | 02 | DISINFECT/HYPOCHLORIN
2160875 | PARK WEST MOBILE HOME PARK | 1 | SAME | B | 02 | DISINFECT/HYPOCHLORIN
2160875 | PARK WEST MOBILE HOME PARK | 1 | SAME | E | 20 | T-O CTRL/AERATION
2160884 | GYPSY'S | 1 | SAME | B | 02 | DISINFECT/HYPOCHLORIN
2160888 | PICKETT ELEMENTARY SCHOOL #205 | 1 | SAME | B | 02 | DISINFECT/HYPOCHLORIN
2160891 | PINE BREEZE MOBILE HOME PARK | 1 | PINE BREEZE M/H/P/ | B | 02 | DISINFECT/HYPOCHLORIN
2160893 | PINE OAKS TRAILER PARK | 1 | PINE OAKS | B | 02 | DISINFECT/HYPOCHLORIN
2160894 | PINE VILLA MOBILE HOME PARK | 2 | WELL #2- BEHIND OFFICE | B | 02 | DISINFECT/HYPOCHLORIN
2160894 | PINE VILLA MOBILE HOME PARK | 1 | WELL #1 | B | 02 | DISINFECT/HYPOCHLORIN
2160897 | PINELAND GARDENS | 1 | PINELAND GARDENS | B | 02 | DISINFECT/HYPOCHLORIN
2160906 | CREEKSIDE COMMUNITY PARK MHP | 1 | CREEKSIDE MHP | E | 20 | T-O CTRL/AERATION
2160906 | CREEKSIDE COMMUNITY PARK MHP | 1 | CREEKSIDE MHP | B | 02 | DISINFECT/HYPOCHLORIN
2160906 | CREEKSIDE COMMUNITY PARK MHP | 1 | CREEKSIDE MHP | D | 36 | CORR-CTRL/CORROSION INHIB
2160924 | QUEEN AKERS SYSTEM (JEA) | 2 | HOLLY OAKS WTP | E | 20 | T-O CTRL/AERATION
2160924 | QUEEN AKERS SYSTEM (JEA) | 3 | MONUMENT RD WTP | B | 01 | DISINFECT/GASEOUS CHLORIN
2160924 | QUEEN AKERS SYSTEM (JEA) | 3 | MONUMENT RD WTP | D | 36 | CORR-CTRL/CORROSION INHIB
2160924 | QUEEN AKERS SYSTEM (JEA) | 3 | MONUMENT RD WTP | E | 02 | T-O CTRL/HYPOCHLORIN
2160924 | QUEEN AKERS SYSTEM (JEA) | 1 | QUEEN AKERS WTP | E | 20 | T-O CTRL/AERATION
2160924 | QUEEN AKERS SYSTEM (JEA) | 1 | QUEEN AKERS WTP | D | 36 | CORR-CTRL/CORROSION INHIB
2160924 | QUEEN AKERS SYSTEM (JEA) | 1 | QUEEN AKERS WTP | B | 01 | DISINFECT/GASEOUS CHLORIN
2160924 | QUEEN AKERS SYSTEM (JEA) | 2 | HOLLY OAKS WTP | B | 01 | DISINFECT/GASEOUS CHLORIN
2160932 | SCOTTISH INN | 1 |  | E | 20 | T-O CTRL/AERATION
2160932 | SCOTTISH INN | 1 |  | B | 02 | DISINFECT/HYPOCHLORIN
2160940 | REGENCY BAPTIST TEMPLE | 1 | SAME | B | 02 | DISINFECT/HYPOCHLORIN
2160942 | TOM BUSH AUT0-PLEX | 1 | SAME | B | 02 | DISINFECT/HYPOCHLORIN
2160943 | REGENCY UTILITIES WTP (JEA) | 1 | REGENCY UTILITIES WTP | B | 01 | DISINFECT/GASEOUS CHLORIN
2160943 | REGENCY UTILITIES WTP (JEA) | 1 | REGENCY UTILITIES WTP | D | 36 | CORR-CTRL/CORROSION INHIB
2160943 | REGENCY UTILITIES WTP (JEA) | 1 | REGENCY UTILITIES WTP | E | 20 | T-O CTRL/AERATION
2160954 | UWF: RIDGELAND GARDENS | 1 | RIDGELAND GARDENS | B | 02 | DISINFECT/HYPOCHLORIN
2160961 | RIVER PARK APARTMENTS | 1 | RIVER PARK APARTMENTS | E | 20 | T-O CTRL/AERATION
2160961 | RIVER PARK APARTMENTS | 1 | RIVER PARK APARTMENTS | B | 02 | DISINFECT/HYPOCHLORIN
2160969 | RIVEREDGE | 1 | RIVEREDGE WTP | B | 02 | DISINFECT/HYPOCHLORIN
2160970 | UWF: RIVERVIEW WTP | 1 | CONSECUTIVE SYSTEM | D | 19 | CORR-CTRL/PH ADJUSTMENT
2160970 | UWF: RIVERVIEW WTP | 1 | CONSECUTIVE SYSTEM | B | 01 | DISINFECT/GASEOUS CHLORIN
2160970 | UWF: RIVERVIEW WTP | 1 | CONSECUTIVE SYSTEM | E | 20 | T-O CTRL/AERATION
2160978 | LANIER MANOR | 1 | LANIER MANOR NURSING HOME | B | 01 | DISINFECT/GASEOUS CHLORIN
2160978 | LANIER MANOR | 1 | LANIER MANOR NURSING HOME | E | 20 | T-O CTRL/AERATION
2160980 | UWF: ROYAL LAKES WTP | 1 | ROYAL LAKES WTP | B | 01 | DISINFECT/GASEOUS CHLORIN
2160980 | UWF: ROYAL LAKES WTP | 1 | ROYAL LAKES WTP | D | 36 | CORR-CTRL/CORROSION INHIB
2160980 | UWF: ROYAL LAKES WTP | 1 | ROYAL LAKES WTP | E | 20 | T-O CTRL/AERATION
2160981 | RUDDER CLUB | 1 | RUDDER CLUB | B | 02 | DISINFECT/HYPOCHLORIN
2160981 | RUDDER CLUB | 1 | RUDDER CLUB | E | 20 | T-O CTRL/AERATION
2160984 | TEQUESTA COURT APTS. | 1 | TEQUESTA COURT APTS | E | 20 | T-O CTRL/AERATION
2160984 | TEQUESTA COURT APTS. | 1 | TEQUESTA COURT APTS | B | 02 | DISINFECT/HYPOCHLORIN
2160988 | SACRED HEART SCHOOL | 1 |  | B | 02 | DISINFECT/HYPOCHLORIN
2160992 | SAN JOSE COUNTY CLUB | 1 |  | B | 02 | DISINFECT/HYPOCHLORIN
2160993 | SAN JOSE EPISCOPAL SCHOOL | 1 | SAN JOSE EPISCOPAL SCHOOL | B | 02 | DISINFECT/HYPOCHLORIN
2160994 | JEA: SAN JOSE SHORES WTP | 1 | CONSECUTIVE SYSTEM | B | 01 | DISINFECT/GASEOUS CHLORIN
2160994 | JEA: SAN JOSE SHORES WTP | 1 | CONSECUTIVE SYSTEM | E | 20 | T-O CTRL/AERATION
2160994 | JEA: SAN JOSE SHORES WTP | 1 | CONSECUTIVE SYSTEM | D | 19 | CORR-CTRL/PH ADJUSTMENT
2160995 | SAN JOSE WTP (JEA) | 1 | SAN JOSE WTP | D | 19 | CORR-CTRL/PH ADJUSTMENT
2160995 | SAN JOSE WTP (JEA) | 1 | SAN JOSE WTP | B | 01 | DISINFECT/GASEOUS CHLORIN
2160995 | SAN JOSE WTP (JEA) | 1 | SAN JOSE WTP | E | 20 | T-O CTRL/AERATION
2160998 | SAN MATEO WTP | 1 | SAN MATEO WTP | E | 01 | T-O CTRL/GASEOUS CHLORIN
2160998 | SAN MATEO WTP | 1 | SAN MATEO WTP | E | 20 | T-O CTRL/AERATION
2160998 | SAN MATEO WTP | 1 | SAN MATEO WTP | B | 01 | DISINFECT/GASEOUS CHLORIN
2160999 | JEA: PABLO KEYS | 1 | JACKSONVILLE | B | 02 | DISINFECT/HYPOCHLORIN
2161012 | SCOTT MOBILE HOME PARK | 1 | SCOTT MOBILE HOME PARK | B | 02 | DISINFECT/HYPOCHLORIN
2161014 | SENIOR CITIZENS MOBILE HOME TE | 1 | SENIOR CITIZENS MHP | B | 02 | DISINFECT/HYPOCHLORIN
2161021 | SHADY LANE TRAILER PARK | 1 | SHADY LANE TRAILER PARK | B | 02 | DISINFECT/HYPOCHLORIN
2161022 | SUNNY OAKS | 1 | SUNNY OAKS MHP | B | 02 | DISINFECT/HYPOCHLORIN
2161022 | SUNNY OAKS | 1 | SUNNY OAKS MHP | E | 20 | T-O CTRL/AERATION
2161030 | LOUIS SHEFFIELD SCHOOL #242 | 1 | LOUIS SHEFFIELD | E | 20 | T-O CTRL/AERATION
2161030 | LOUIS SHEFFIELD SCHOOL #242 | 1 | LOUIS SHEFFIELD | B | 02 | DISINFECT/HYPOCHLORIN
2161039 | SHERWOOD FOREST WTP | 1 | SHERWOOD FOREST WTP | B | 01 | DISINFECT/GASEOUS CHLORIN
2161043 | NEW KINGS MHP | 1 | NEW KINGS RD MHP WTP | B | 02 | DISINFECT/HYPOCHLORIN
2161043 | NEW KINGS MHP | 1 | NEW KINGS RD MHP WTP | E | 20 | T-O CTRL/AERATION
2161050 | SMALL WORLD DAY CARE | 1 | SAME | B | 02 | DISINFECT/HYPOCHLORIN
2161051 | IT'S A SMALL WORLD DCC | 1 | IT'S A SMALL WORLD DCC | B | 02 | DISINFECT/HYPOCHLORIN
2161053 | RICHIE'S CHICAGO STYLE DELI | 1 | SAME | B | 02 | DISINFECT/HYPOCHLORIN
2161055 | LANE AVE. SHOPPING CENTER | 1 | LANE AVE. SHOPPING CENTER | B | 02 | DISINFECT/HYPOCHLORIN
2161055 | LANE AVE. SHOPPING CENTER | 1 | LANE AVE. SHOPPING CENTER | E | 20 | T-O CTRL/AERATION
2161057 | SOUTHERN BELL OFFICE | 1 | SAME | B | 02 | DISINFECT/HYPOCHLORIN
2161057 | SOUTHERN BELL OFFICE | 1 | SAME | E | 20 | T-O CTRL/AERATION
2161067 | SOUTHSIDE NURSING CENTER | 1 | JACKSONVILLE | E | 20 | T-O CTRL/AERATION
2161067 | SOUTHSIDE NURSING CENTER | 1 | JACKSONVILLE | B | 02 | DISINFECT/HYPOCHLORIN
2161068 | SOUTHSIDE PLAYSCHOOL | 1 | JACKSONVILLE | B | 02 | DISINFECT/HYPOCHLORIN
2161069 | CHEROKEE VILLAGE | 1 | JACKSONVILLE | B | 02 | DISINFECT/HYPOCHLORIN
2161072 | BAYMEADOWS SALOON | 1 | SAME | B | 02 | DISINFECT/HYPOCHLORIN
2161079 | SPRINGTREE VILLAGE WTP | 1 | SPRINGTREE VILLAGE WTP | E | 20 | T-O CTRL/AERATION
2161079 | SPRINGTREE VILLAGE WTP | 1 | SPRINGTREE VILLAGE WTP | B | 01 | DISINFECT/GASEOUS CHLORIN
2161088 | ST JOSEPH ACADEMY | 1 | SAME | B | 02 | DISINFECT/HYPOCHLORIN
2161091 | GEORGIA PACIFIC CONTAINER DIV | 1 | ST. REGIS CORP. | B | 02 | DISINFECT/HYPOCHLORIN
2161101 | TURNER JONES SPECIALTY | 1 | SAME | B | 02 | DISINFECT/HYPOCHLORIN
2161126 | CANAL GRID | 1 | SUNNI PINES WTP | E | 20 | T-O CTRL/AERATION
2161126 | CANAL GRID | 2 | BEACH HAVEN | B | 20 | DISINFECT/AERATION
2161126 | CANAL GRID | 1 | SUNNI PINES WTP | B | 01 | DISINFECT/GASEOUS CHLORIN
2161126 | CANAL GRID | 3 | ARBOR POINT | B | 20 | DISINFECT/AERATION
2161126 | CANAL GRID | 3 | ARBOR POINT | E | 20 | T-O CTRL/AERATION
2161127 | SUNNY ACRES MHP | 1 | SAME | B | 01 | DISINFECT/GASEOUS CHLORIN
2161127 | SUNNY ACRES MHP | 1 | SAME | E | 20 | T-O CTRL/AERATION
2161130 | SUNTREE MOBILE HOME PARK | 1 | SUNTREE M/H/P | B | 02 | DISINFECT/HYPOCHLORIN
2161150 | TRAILER TERRACE T.P. 1&2 | 1 | TRAILER TERR MHP | B | 02 | DISINFECT/HYPOCHLORIN
2161155 | CHURCH OF GOD OF PROPHECY | 1 | CHURCH OF GOD OF PROPHECY | B | 02 | DISINFECT/HYPOCHLORIN
2161168 | THUNDERBIRD MOBILE HOME PARK | 1 | THUNDERBIRD MOBILE HOME PARK | B | 02 | DISINFECT/HYPOCHLORIN
2161169 | TIMUQUANA ELEM SCH 98 | 1 | JACKSONVILLE | B | 02 | DISINFECT/HYPOCHLORIN
2161170 | TIMUQUANA TRAILER PARK | 1 | SAME | B | 02 | DISINFECT/HYPOCHLORIN
2161170 | TIMUQUANA TRAILER PARK | 1 | SAME | E | 20 | T-O CTRL/AERATION
2161173 | STEVE'S POINT | 1 | SAME | B | 02 | DISINFECT/HYPOCHLORIN
2161176 | TOWN & COUNTRY MOBILE HOME PAR | 1 |  | B | 02 | DISINFECT/HYPOCHLORIN
2161192 | TROUT RIVER MOBILE HOME PARK | 1 | TROUT RIVER MHP | B | 02 | DISINFECT/HYPOCHLORIN
2161192 | TROUT RIVER MOBILE HOME PARK | 1 | TROUT RIVER MHP | E | 20 | T-O CTRL/AERATION
2161203 | UNCLE JOHNS TAVERN | 1 | SAME | B | 02 | DISINFECT/HYPOCHLORIN
2161206 | PENNY PINCHER TRUCK STOP | 1 | PENNY PINCHER TRUCK STOP | B | 02 | DISINFECT/HYPOCHLORIN
2161210 | FLORIDA DAIRY FARMERS ASSOC. | 1 | SAME | E | 20 | T-O CTRL/AERATION
2161210 | FLORIDA DAIRY FARMERS ASSOC. | 1 | SAME | B | 02 | DISINFECT/HYPOCHLORIN
2161212 | N.A.S. JACKSONVILLE | 3 | N.A.S. JACKSONVILLE WTP#4 | E | 20 | T-O CTRL/AERATION
2161212 | N.A.S. JACKSONVILLE | 3 | N.A.S. JACKSONVILLE WTP#4 | B | 01 | DISINFECT/GASEOUS CHLORIN
2161212 | N.A.S. JACKSONVILLE | 2 | N.A.S. JACKSONVILLE WTP#2 | E | 20 | T-O CTRL/AERATION
2161212 | N.A.S. JACKSONVILLE | 2 | N.A.S. JACKSONVILLE WTP#2 | B | 01 | DISINFECT/GASEOUS CHLORIN
2161212 | N.A.S. JACKSONVILLE | 1 | N.A.S. WTP #1 BLDG.127 | E | 20 | T-O CTRL/AERATION
2161212 | N.A.S. JACKSONVILLE | 1 | N.A.S. WTP #1 BLDG.127 | B | 02 | DISINFECT/HYPOCHLORIN
2161214 | NAVY FUEL DEPOT (HECKSCHER DR) | 1 | SAME | E | 20 | T-O CTRL/AERATION
2161214 | NAVY FUEL DEPOT (HECKSCHER DR) | 1 | SAME | B | 02 | DISINFECT/HYPOCHLORIN
2161216 | V BAR (EDGE) TRAILER PARK | 1 | V BAR EDGE TP | B | 02 | DISINFECT/HYPOCHLORIN
2161218 | UWF: VENETIA TERRACE WTP | 1 | SAME | B | 01 | DISINFECT/GASEOUS CHLORIN
2161218 | UWF: VENETIA TERRACE WTP | 1 | SAME | E | 20 | T-O CTRL/AERATION
2161219 | VICTORY CHRISTIAN ACADEMY | 1 | SAME | B | 02 | DISINFECT/HYPOCHLORIN
2161219 | VICTORY CHRISTIAN ACADEMY | 1 | SAME | E | 20 | T-O CTRL/AERATION
2161222 | CARVELLO INVESTMENTS EAST&WEST | 1 | SAME | B | 02 | DISINFECT/HYPOCHLORIN
2161225 | W A DAVIDSON | 1 | W A DAVIDSON | B | 02 | DISINFECT/HYPOCHLORIN
2161226 | W A DAVIDSON WAREHOUSES | 1 | SAME | E | 20 | T-O CTRL/AERATION
2161226 | W A DAVIDSON WAREHOUSES | 1 | SAME | B | 02 | DISINFECT/HYPOCHLORIN
2161231 | WARD'S MOBILE HOME PARK | 1 | WARD'S MHP | G | 29 | IRON RMVL/CARTRIDGE FILTR
2161231 | WARD'S MOBILE HOME PARK | 1 | WARD'S MHP | B | 02 | DISINFECT/HYPOCHLORIN
2161232 | ROYAL COURT MHP #1 (SOUTH) | 1 | ROYAL COURT MHP #1 | B | 02 | DISINFECT/HYPOCHLORIN
2161232 | ROYAL COURT MHP #1 (SOUTH) | 1 | ROYAL COURT MHP #1 | E | 20 | T-O CTRL/AERATION
2161234 | WASHINGTON HEIGHTS WTP | 1 | WASHINGTON HEIGHTS WTP | B | 01 | DISINFECT/GASEOUS CHLORIN
2161249 | WEST MEADOWS MOBILE HOME PARK | 1 | WESTMEADOWS MHP | B | 02 | DISINFECT/HYPOCHLORIN
2161252 | WESTPORT MOBILE HOME PARK | 1 | WESTPORT MHP | B | 02 | DISINFECT/HYPOCHLORIN
2161252 | WESTPORT MOBILE HOME PARK | 1 | WESTPORT MHP | E | 20 | T-O CTRL/AERATION
2161254 | ORTEGA VILLAGE AKA WESTSIDE | 1 | SAME | B | 02 | DISINFECT/HYPOCHLORIN
2161254 | ORTEGA VILLAGE AKA WESTSIDE | 1 | SAME | E | 20 | T-O CTRL/AERATION
2161255 | EXLEY VOLKSWAGEN | 1 | EXLEY VOLKSWAGEN | B | 02 | DISINFECT/HYPOCHLORIN
2161257 | UWF: WESTWOOD WTP | 1 | WESTWOOD WTP | A |  | NO TRTMT
2161262 | WHITE HOUSE ELEMENTARY SCHOOL | 1 | JACKSONVILLE | E | 20 | T-O CTRL/AERATION
2161262 | WHITE HOUSE ELEMENTARY SCHOOL | 1 | JACKSONVILLE | B | 02 | DISINFECT/HYPOCHLORIN
2161275 | WOMETCO VENDING INC | 1 | WOMETCO VENDING CO | B | 02 | DISINFECT/HYPOCHLORIN
2161275 | WOMETCO VENDING INC | 1 | WOMETCO VENDING CO | E | 20 | T-O CTRL/AERATION
2161276 | OAKS OF ATLANTIC BEACH | 1 | OAKS OF ATLANTIC BEACH | E | 20 | T-O CTRL/AERATION
2161276 | OAKS OF ATLANTIC BEACH | 1 | OAKS OF ATLANTIC BEACH | B | 02 | DISINFECT/HYPOCHLORIN
2161278 | JEA: WOODMERE WTP | 1 | WOODMERE | E | 20 | T-O CTRL/AERATION
2161278 | JEA: WOODMERE WTP | 1 | WOODMERE | B | 01 | DISINFECT/GASEOUS CHLORIN
2161326 | ARLINGTON GRID (JEA) | 2 | COLUMBINE WTP | E | 20 | T-O CTRL/AERATION
2161326 | ARLINGTON GRID (JEA) | 6 | UNIVERSITY PARK | E | 20 | T-O CTRL/AERATION
2161326 | ARLINGTON GRID (JEA) | 4 | LAKE LUCINA WTP | D | 19 | CORR-CTRL/PH ADJUSTMENT
2161326 | ARLINGTON GRID (JEA) | 6 | UNIVERSITY PARK | D | 19 | CORR-CTRL/PH ADJUSTMENT
2161326 | ARLINGTON GRID (JEA) | 1 | ALDERMAN PARK | E | 28 | T-O CTRL/PACKED TWR-AERA
2161326 | ARLINGTON GRID (JEA) | 2 | COLUMBINE WTP | D | 19 | CORR-CTRL/PH ADJUSTMENT
2161326 | ARLINGTON GRID (JEA) | 1 | ALDERMAN PARK | B | 01 | DISINFECT/GASEOUS CHLORIN
2161326 | ARLINGTON GRID (JEA) | 2 | COLUMBINE WTP | B | 01 | DISINFECT/GASEOUS CHLORIN
2161326 | ARLINGTON GRID (JEA) | 2 | COLUMBINE WTP | E | 01 | T-O CTRL/GASEOUS CHLORIN
2161326 | ARLINGTON GRID (JEA) | 3 | ELVIA | B | 01 | DISINFECT/GASEOUS CHLORIN
2161326 | ARLINGTON GRID (JEA) | 4 | LAKE LUCINA WTP | B | 01 | DISINFECT/GASEOUS CHLORIN
2161326 | ARLINGTON GRID (JEA) | 4 | LAKE LUCINA WTP | E | 20 | T-O CTRL/AERATION
2161326 | ARLINGTON GRID (JEA) | 5 | GREENFERN WTP | B | 01 | DISINFECT/GASEOUS CHLORIN
2161326 | ARLINGTON GRID (JEA) | 5 | GREENFERN WTP | E | 20 | T-O CTRL/AERATION
2161326 | ARLINGTON GRID (JEA) | 6 | UNIVERSITY PARK | B | 01 | DISINFECT/GASEOUS CHLORIN
2161326 | ARLINGTON GRID (JEA) | 3 | ELVIA | E | 28 | T-O CTRL/PACKED TWR-AERA
2161327 | JEA: NORTH GRID | 17 | ORTEGA HILLS | B | 01 | DISINFECT/GASEOUS CHLORIN
2161327 | JEA: NORTH GRID | 17 | ORTEGA HILLS | E | 20 | T-O CTRL/AERATION
2161327 | JEA: NORTH GRID | 18 | CECIL COMMERCE CENTER WTP | B | 02 | DISINFECT/HYPOCHLORIN
2161327 | JEA: NORTH GRID | 18 | CECIL COMMERCE CENTER WTP | E | 20 | T-O CTRL/AERATION
2161327 | JEA: NORTH GRID | 12 | GREENFIELD MANOR | B | 01 | DISINFECT/GASEOUS CHLORIN
2161327 | JEA: NORTH GRID | 12 | GREENFIELD MANOR | D | 19 | CORR-CTRL/PH ADJUSTMENT
2161327 | JEA: NORTH GRID | 12 | GREENFIELD MANOR | E | 20 | T-O CTRL/AERATION
2161327 | JEA: NORTH GRID | 13 | GATE MARITIME COMPLEX | B | 01 | DISINFECT/GASEOUS CHLORIN
2161327 | JEA: NORTH GRID | 13 | GATE MARITIME COMPLEX | E | 20 | T-O CTRL/AERATION
2161327 | JEA: NORTH GRID | 14 | WHEAT RD WTP | B | 01 | DISINFECT/GASEOUS CHLORIN
2161327 | JEA: NORTH GRID | 14 | WHEAT RD WTP | E | 20 | T-O CTRL/AERATION
2161327 | JEA: NORTH GRID | 15 | OAKHILL WTP | B | 01 | DISINFECT/GASEOUS CHLORIN
2161327 | JEA: NORTH GRID | 15 | OAKHILL WTP | E | 20 | T-O CTRL/AERATION
2161327 | JEA: NORTH GRID | 3 | HIGHLANDS WTP | D | 19 | CORR-CTRL/PH ADJUSTMENT
2161327 | JEA: NORTH GRID | 4 | FAIRFAX WTP | D | 19 | CORR-CTRL/PH ADJUSTMENT
2161327 | JEA: NORTH GRID | 5 | NORWOOD WTP | D | 19 | CORR-CTRL/PH ADJUSTMENT
2161327 | JEA: NORTH GRID | 6 | ARGYLE FOREST WTP | B | 01 | DISINFECT/GASEOUS CHLORIN
2161327 | JEA: NORTH GRID | 5 | NORWOOD WTP | E | 20 | T-O CTRL/AERATION
2161327 | JEA: NORTH GRID | 5 | NORWOOD WTP | B | 01 | DISINFECT/GASEOUS CHLORIN
2161327 | JEA: NORTH GRID | 6 | ARGYLE FOREST WTP | D | 19 | CORR-CTRL/PH ADJUSTMENT
2161327 | JEA: NORTH GRID | 7 | SOUTHWEST WTP | D | 19 | CORR-CTRL/PH ADJUSTMENT
2161327 | JEA: NORTH GRID | 8 | LAKESHORE WTP | D | 19 | CORR-CTRL/PH ADJUSTMENT
2161327 | JEA: NORTH GRID | 9 | MARIETTA WTP | D | 19 | CORR-CTRL/PH ADJUSTMENT
2161327 | JEA: NORTH GRID | 11 | BLANDING/ORTEGA | B | 02 | DISINFECT/HYPOCHLORIN
2161327 | JEA: NORTH GRID | 11 | BLANDING/ORTEGA | E | 20 | T-O CTRL/AERATION
2161327 | JEA: NORTH GRID | 1 | MAIN ST WTP | B | 01 | DISINFECT/GASEOUS CHLORIN
2161327 | JEA: NORTH GRID | 1 | MAIN ST WTP | D | 19 | CORR-CTRL/PH ADJUSTMENT
2161327 | JEA: NORTH GRID | 1 | MAIN ST WTP | E | 20 | T-O CTRL/AERATION
2161327 | JEA: NORTH GRID | 2 | MCDUFF WTP | B | 01 | DISINFECT/GASEOUS CHLORIN
2161327 | JEA: NORTH GRID | 2 | MCDUFF WTP | D | 19 | CORR-CTRL/PH ADJUSTMENT
2161327 | JEA: NORTH GRID | 2 | MCDUFF WTP | E | 20 | T-O CTRL/AERATION
2161327 | JEA: NORTH GRID | 3 | HIGHLANDS WTP | B | 01 | DISINFECT/GASEOUS CHLORIN
2161327 | JEA: NORTH GRID | 3 | HIGHLANDS WTP | E | 20 | T-O CTRL/AERATION
2161327 | JEA: NORTH GRID | 4 | FAIRFAX WTP | B | 01 | DISINFECT/GASEOUS CHLORIN
2161327 | JEA: NORTH GRID | 4 | FAIRFAX WTP | E | 20 | T-O CTRL/AERATION
2161327 | JEA: NORTH GRID | 6 | ARGYLE FOREST WTP | E | 20 | T-O CTRL/AERATION
2161327 | JEA: NORTH GRID | 7 | SOUTHWEST WTP | B | 01 | DISINFECT/GASEOUS CHLORIN
2161327 | JEA: NORTH GRID | 7 | SOUTHWEST WTP | E | 20 | T-O CTRL/AERATION
2161327 | JEA: NORTH GRID | 8 | LAKESHORE WTP | B | 01 | DISINFECT/GASEOUS CHLORIN
2161327 | JEA: NORTH GRID | 8 | LAKESHORE WTP | E | 20 | T-O CTRL/AERATION
2161327 | JEA: NORTH GRID | 9 | MARIETTA WTP | B | 01 | DISINFECT/GASEOUS CHLORIN
2161327 | JEA: NORTH GRID | 9 | MARIETTA WTP | E | 20 | T-O CTRL/AERATION
2161327 | JEA: NORTH GRID | 10 | SPRINGTREE VILLAGE WTP | B | 01 | DISINFECT/GASEOUS CHLORIN
2161327 | JEA: NORTH GRID | 10 | SPRINGTREE VILLAGE WTP | D | 19 | CORR-CTRL/PH ADJUSTMENT
2161327 | JEA: NORTH GRID | 10 | SPRINGTREE VILLAGE WTP | E | 20 | T-O CTRL/AERATION
2161328 | JEA MAJOR GRID | 13 | PICKWICK PARK | E | 19 | T-O CTRL/PH ADJUSTMENT
2161328 | JEA MAJOR GRID | 25 | MARSH VIEW WTP | D | 36 | CORR-CTRL/CORROSION INHIB
2161328 | JEA MAJOR GRID | 25 | MARSH VIEW WTP | E | 28 | T-O CTRL/PACKED TWR-AERA
2161328 | JEA MAJOR GRID | 26 | ALDERMAN PARK | B | 01 | DISINFECT/GASEOUS CHLORIN
2161328 | JEA MAJOR GRID | 26 | ALDERMAN PARK | E | 28 | T-O CTRL/PACKED TWR-AERA
2161328 | JEA MAJOR GRID | 27 | COLUMBINE WTP | B | 01 | DISINFECT/GASEOUS CHLORIN
2161328 | JEA MAJOR GRID | 27 | COLUMBINE WTP | E | 01 | T-O CTRL/GASEOUS CHLORIN
2161328 | JEA MAJOR GRID | 27 | COLUMBINE WTP | D | 19 | CORR-CTRL/PH ADJUSTMENT
2161328 | JEA MAJOR GRID | 27 | COLUMBINE WTP | E | 20 | T-O CTRL/AERATION
2161328 | JEA MAJOR GRID | 28 | ELVIA | B | 01 | DISINFECT/GASEOUS CHLORIN
2161328 | JEA MAJOR GRID | 28 | ELVIA | E | 28 | T-O CTRL/PACKED TWR-AERA
2161328 | JEA MAJOR GRID | 29 | LAKE LUCINA WTP | B | 01 | DISINFECT/GASEOUS CHLORIN
2161328 | JEA MAJOR GRID | 29 | LAKE LUCINA WTP | E | 20 | T-O CTRL/AERATION
2161328 | JEA MAJOR GRID | 29 | LAKE LUCINA WTP | D | 19 | CORR-CTRL/PH ADJUSTMENT
2161328 | JEA MAJOR GRID | 30 | UNIVERSITY PARK | B | 01 | DISINFECT/GASEOUS CHLORIN
2161328 | JEA MAJOR GRID | 30 | UNIVERSITY PARK | E | 20 | T-O CTRL/AERATION
2161328 | JEA MAJOR GRID | 30 | UNIVERSITY PARK | D | 19 | CORR-CTRL/PH ADJUSTMENT
2161328 | JEA MAJOR GRID | 31 | SAN JOSE WTP | B | 01 | DISINFECT/GASEOUS CHLORIN
2161328 | JEA MAJOR GRID | 31 | SAN JOSE WTP | E | 20 | T-O CTRL/AERATION
2161328 | JEA MAJOR GRID | 18 | BON AIR WTP (UWF) | B | 01 | DISINFECT/GASEOUS CHLORIN
2161328 | JEA MAJOR GRID | 18 | BON AIR WTP (UWF) | D | 19 | CORR-CTRL/PH ADJUSTMENT
2161328 | JEA MAJOR GRID | 18 | BON AIR WTP (UWF) | E | 20 | T-O CTRL/AERATION
2161328 | JEA MAJOR GRID | 19 | RIDGELAND GARDENS | B | 02 | DISINFECT/HYPOCHLORIN
2161328 | JEA MAJOR GRID | 20 | REGENCY UTILITIES WTP | B | 01 | DISINFECT/GASEOUS CHLORIN
2161328 | JEA MAJOR GRID | 20 | REGENCY UTILITIES WTP | D | 36 | CORR-CTRL/CORROSION INHIB
2161328 | JEA MAJOR GRID | 20 | REGENCY UTILITIES WTP | E | 20 | T-O CTRL/AERATION
2161328 | JEA MAJOR GRID | 21 | JULINGTON CREEK PLANTATION | E | 20 | T-O CTRL/AERATION
2161328 | JEA MAJOR GRID | 22 | ST. JOHNS NORTH | E | 20 | T-O CTRL/AERATION
2161328 | JEA MAJOR GRID | 31 | SAN JOSE WTP | D | 19 | CORR-CTRL/PH ADJUSTMENT
2161328 | JEA MAJOR GRID | 1 | HENDRICKS AVE. | E | 20 | T-O CTRL/AERATION
2161328 | JEA MAJOR GRID | 2 | ARLINGTON WTP | E | 20 | T-O CTRL/AERATION
2161328 | JEA MAJOR GRID | 5 | SUNNI PINES | B | 01 | DISINFECT/GASEOUS CHLORIN
2161328 | JEA MAJOR GRID | 5 | SUNNI PINES | D | 19 | CORR-CTRL/PH ADJUSTMENT
2161328 | JEA MAJOR GRID | 5 | SUNNI PINES | E | 20 | T-O CTRL/AERATION
2161328 | JEA MAJOR GRID | 6 | OAKRIDGE WTP | E | 20 | T-O CTRL/AERATION
2161328 | JEA MAJOR GRID | 13 | PICKWICK PARK | E | 20 | T-O CTRL/AERATION
2161328 | JEA MAJOR GRID | 14 | OLD BRIERWOOD WTP | B | 01 | DISINFECT/GASEOUS CHLORIN
2161328 | JEA MAJOR GRID | 14 | OLD BRIERWOOD WTP | D | 19 | CORR-CTRL/PH ADJUSTMENT
2161328 | JEA MAJOR GRID | 14 | OLD BRIERWOOD WTP | E | 20 | T-O CTRL/AERATION
2161328 | JEA MAJOR GRID | 15 | BRIERWOOD PLAZA | B | 01 | DISINFECT/GASEOUS CHLORIN
2161328 | JEA MAJOR GRID | 15 | BRIERWOOD PLAZA | D | 19 | CORR-CTRL/PH ADJUSTMENT
2161328 | JEA MAJOR GRID | 15 | BRIERWOOD PLAZA | E | 20 | T-O CTRL/AERATION
2161328 | JEA MAJOR GRID | 16 | RIDENOUR WTP | E | 20 | T-O CTRL/AERATION
2161328 | JEA MAJOR GRID | 10 | DEERWOOD #1 | D | 19 | CORR-CTRL/PH ADJUSTMENT
2161328 | JEA MAJOR GRID | 11 | DEERWOOD #3 | B | 02 | DISINFECT/HYPOCHLORIN
2161328 | JEA MAJOR GRID | 17 | BRIERWOOD WTP | B | 02 | DISINFECT/HYPOCHLORIN
2161328 | JEA MAJOR GRID | 17 | BRIERWOOD WTP | E | 20 | T-O CTRL/AERATION
2161328 | JEA MAJOR GRID | 43 | MARIETTA WTP | B | 02 | DISINFECT/HYPOCHLORIN
2161328 | JEA MAJOR GRID | 41 | SOUTHWEST WTP | B | 02 | DISINFECT/HYPOCHLORIN
2161328 | JEA MAJOR GRID | 44 | WESTLAKE WTP | B | 02 | DISINFECT/HYPOCHLORIN
2161328 | JEA MAJOR GRID | 44 | WESTLAKE WTP | E | 20 | T-O CTRL/AERATION
2161328 | JEA MAJOR GRID | 2 | ARLINGTON WTP | B | 02 | DISINFECT/HYPOCHLORIN
2161328 | JEA MAJOR GRID | 35 | WOODMERE | B | 02 | DISINFECT/HYPOCHLORIN
2161328 | JEA MAJOR GRID | 34 | COBBLESTONE WTP | B | 02 | DISINFECT/HYPOCHLORIN
2161328 | JEA MAJOR GRID | 33 | BEACON HILLS WTP | B | 02 | DISINFECT/HYPOCHLORIN
2161328 | JEA MAJOR GRID | 23 | MONUMENT RD WTP | B | 02 | DISINFECT/HYPOCHLORIN
2161328 | JEA MAJOR GRID | 32 | ST. JOHNS FOREST | E | 20 | T-O CTRL/AERATION
2161328 | JEA MAJOR GRID | 33 | BEACON HILLS WTP | E | 20 | T-O CTRL/AERATION
2161328 | JEA MAJOR GRID | 34 | COBBLESTONE WTP | B | 20 | DISINFECT/AERATION
2161328 | JEA MAJOR GRID | 34 | COBBLESTONE WTP | E | 20 | T-O CTRL/AERATION
2161328 | JEA MAJOR GRID | 35 | WOODMERE | E | 20 | T-O CTRL/AERATION
2161328 | JEA MAJOR GRID | 36 | MAIN ST WTP | E | 20 | T-O CTRL/AERATION
2161328 | JEA MAJOR GRID | 38 | HIGHLANDS WTP | E | 20 | T-O CTRL/AERATION
2161328 | JEA MAJOR GRID | 40 | NORWOOD WTP | E | 20 | T-O CTRL/AERATION
2161328 | JEA MAJOR GRID | 41 | SOUTHWEST WTP | E | 20 | T-O CTRL/AERATION
2161328 | JEA MAJOR GRID | 45 | CECIL COMMERCE CENTER WTP | B | 02 | DISINFECT/HYPOCHLORIN
2161328 | JEA MAJOR GRID | 45 | CECIL COMMERCE CENTER WTP | E | 20 | T-O CTRL/AERATION
2161328 | JEA MAJOR GRID | 46 | REMINGTON FOREST | B | 01 | DISINFECT/GASEOUS CHLORIN
2161328 | JEA MAJOR GRID | 46 | REMINGTON FOREST | E | 20 | T-O CTRL/AERATION
2161328 | JEA MAJOR GRID | 25 | MARSH VIEW WTP | B | 01 | DISINFECT/GASEOUS CHLORIN
2161328 | JEA MAJOR GRID | 54 | NORTHWEST REGIONAL | E | 20 | T-O CTRL/AERATION
2161328 | JEA MAJOR GRID | 54 | NORTHWEST REGIONAL | B | 02 | DISINFECT/HYPOCHLORIN
2161328 | JEA MAJOR GRID | 50 | GREENLAND WTP | E | 05 | T-O CTRL/OZONATION
2161328 | JEA MAJOR GRID | 50 | GREENLAND WTP | E | 20 | T-O CTRL/AERATION
2161328 | JEA MAJOR GRID | 23 | MONUMENT RD WTP | E | 20 | T-O CTRL/AERATION
2161328 | JEA MAJOR GRID | 40 | NORWOOD WTP | B | 02 | DISINFECT/HYPOCHLORIN
2161328 | JEA MAJOR GRID | 42 | LAKESHORE WTP | B | 02 | DISINFECT/HYPOCHLORIN
2161328 | JEA MAJOR GRID | 32 | ST. JOHNS FOREST | B | 02 | DISINFECT/HYPOCHLORIN
2161328 | JEA MAJOR GRID | 50 | GREENLAND WTP | B | 02 | DISINFECT/HYPOCHLORIN
2161328 | JEA MAJOR GRID | 36 | MAIN ST WTP | E | 05 | T-O CTRL/OZONATION
2161328 | JEA MAJOR GRID | 51 | ARLINGTON BOOSTER | B | 02 | DISINFECT/HYPOCHLORIN
2161328 | JEA MAJOR GRID | 4 | LOVEGROVE WTP | B | 02 | DISINFECT/HYPOCHLORIN
2161328 | JEA MAJOR GRID | 1 | HENDRICKS AVE. | B | 02 | DISINFECT/HYPOCHLORIN
2161328 | JEA MAJOR GRID | 6 | OAKRIDGE WTP | B | 02 | DISINFECT/HYPOCHLORIN
2161328 | JEA MAJOR GRID | 12 | COMMUNITY HALL (MAND) | B | 02 | DISINFECT/HYPOCHLORIN
2161328 | JEA MAJOR GRID | 16 | RIDENOUR WTP | B | 02 | DISINFECT/HYPOCHLORIN
2161328 | JEA MAJOR GRID | 21 | JULINGTON CREEK PLANTATION | B | 02 | DISINFECT/HYPOCHLORIN
2161328 | JEA MAJOR GRID | 22 | ST. JOHNS NORTH | B | 02 | DISINFECT/HYPOCHLORIN
2161328 | JEA MAJOR GRID | 24 | ROYAL LAKES WTP | B | 02 | DISINFECT/HYPOCHLORIN
2161328 | JEA MAJOR GRID | 37 | MCDUFF WTP | B | 02 | DISINFECT/HYPOCHLORIN
2161328 | JEA MAJOR GRID | 38 | HIGHLANDS WTP | B | 02 | DISINFECT/HYPOCHLORIN
2161328 | JEA MAJOR GRID | 39 | FAIRFAX WTP | B | 02 | DISINFECT/HYPOCHLORIN
2161328 | JEA MAJOR GRID | 47 | BARTRAM REPUMP | B | 02 | DISINFECT/HYPOCHLORIN
2161328 | JEA MAJOR GRID | 52 | US-1 BOOSTER STATION | B | 02 | DISINFECT/HYPOCHLORIN
2161328 | JEA MAJOR GRID | 36 | MAIN ST WTP | B | 02 | DISINFECT/HYPOCHLORIN
2161328 | JEA MAJOR GRID | 7 | ARBOR POINT | B | 01 | DISINFECT/GASEOUS CHLORIN
2161328 | JEA MAJOR GRID | 7 | ARBOR POINT | D | 19 | CORR-CTRL/PH ADJUSTMENT
2161328 | JEA MAJOR GRID | 7 | ARBOR POINT | E | 20 | T-O CTRL/AERATION
2161328 | JEA MAJOR GRID | 8 | BEACH HAVEN WTP | B | 01 | DISINFECT/GASEOUS CHLORIN
2161328 | JEA MAJOR GRID | 8 | BEACH HAVEN WTP | E | 20 | T-O CTRL/AERATION
2161328 | JEA MAJOR GRID | 9 | SOUTHEAST REGIONAL WTP | B | 02 | DISINFECT/HYPOCHLORIN
2161328 | JEA MAJOR GRID | 9 | SOUTHEAST REGIONAL WTP | E | 20 | T-O CTRL/AERATION
2161328 | JEA MAJOR GRID | 10 | DEERWOOD #1 | B | 01 | DISINFECT/GASEOUS CHLORIN
2161328 | JEA MAJOR GRID | 10 | DEERWOOD #1 | E | 20 | T-O CTRL/AERATION
2161328 | JEA MAJOR GRID | 11 | DEERWOOD #3 | E | 20 | T-O CTRL/AERATION
2161328 | JEA MAJOR GRID | 12 | COMMUNITY HALL (MAND) | E | 20 | T-O CTRL/AERATION
2161328 | JEA MAJOR GRID | 13 | PICKWICK PARK | B | 01 | DISINFECT/GASEOUS CHLORIN
2161329 | AZALEA MHP | 1 | AZALEA MHP | E | 20 | T-O CTRL/AERATION
2161329 | AZALEA MHP | 1 | AZALEA MHP | B | 02 | DISINFECT/HYPOCHLORIN
2161331 | BAYWOOD ESTATES | 1 | SAME | E | 20 | T-O CTRL/AERATION
2161331 | BAYWOOD ESTATES | 1 | SAME | B | 01 | DISINFECT/GASEOUS CHLORIN
2161332 | BLACKHAWK BLUFF SUBDIVISON | 1 | SAME | E | 20 | T-O CTRL/AERATION
2161332 | BLACKHAWK BLUFF SUBDIVISON | 1 | SAME | B | 01 | DISINFECT/GASEOUS CHLORIN
2161333 | BLAIR ROAD APARTMENTS | 1 | BLAIR RD. APTS | E | 20 | T-O CTRL/AERATION
2161333 | BLAIR ROAD APARTMENTS | 1 | BLAIR RD. APTS | B | 02 | DISINFECT/HYPOCHLORIN
2161336 | CEDAR SHORES APTS. | 1 | JACKSONVILLR | B | 02 | DISINFECT/HYPOCHLORIN
2161337 | BARCELONA APARTMENTS | 1 | BARCELONA APTS WTP | E | 20 | T-O CTRL/AERATION
2161337 | BARCELONA APARTMENTS | 1 | BARCELONA APTS WTP | B | 02 | DISINFECT/HYPOCHLORIN
2161338 | WOODLAKE APTS. | 1 | WOODLAKE APTS. | E | 20 | T-O CTRL/AERATION
2161338 | WOODLAKE APTS. | 1 | WOODLAKE APTS. | B | 02 | DISINFECT/HYPOCHLORIN
2161340 | GATEWAY COMMUNITY CENTER | 1 | GATEWAY COMMUNITY CENTER | B | 02 | DISINFECT/HYPOCHLORIN
2161340 | GATEWAY COMMUNITY CENTER | 1 | GATEWAY COMMUNITY CENTER | E | 20 | T-O CTRL/AERATION
2161340 | GATEWAY COMMUNITY CENTER | 1 | GATEWAY COMMUNITY CENTER | E | 01 | T-O CTRL/GASEOUS CHLORIN
2161342 | HORNES TRAILER PARK | 1 | HORNES TRAILER PARK | E | 20 | T-O CTRL/AERATION
2161342 | HORNES TRAILER PARK | 1 | HORNES TRAILER PARK | B | 02 | DISINFECT/HYPOCHLORIN
2161343 | INDIAN TRAIL | 1 | SAME | E | 20 | T-O CTRL/AERATION
2161343 | INDIAN TRAIL | 1 | SAME | B | 01 | DISINFECT/GASEOUS CHLORIN
2161344 | CITY OF JAX-MANDARIN GRID | 1 | MANDARIN TERRACE | B | 01 | DISINFECT/GASEOUS CHLORIN
2161344 | CITY OF JAX-MANDARIN GRID | 1 | MANDARIN TERRACE | E | 20 | T-O CTRL/AERATION
2161344 | CITY OF JAX-MANDARIN GRID | 2 | SOUTHWOOD WTP | B | 02 | DISINFECT/HYPOCHLORIN
2161344 | CITY OF JAX-MANDARIN GRID | 2 | SOUTHWOOD WTP | E | 20 | T-O CTRL/AERATION
2161344 | CITY OF JAX-MANDARIN GRID | 3 | HOOD LANDING | B | 02 | DISINFECT/HYPOCHLORIN
2161344 | CITY OF JAX-MANDARIN GRID | 3 | HOOD LANDING | E | 20 | T-O CTRL/AERATION
2161344 | CITY OF JAX-MANDARIN GRID | 4 | JULINGTON HILLS | B | 02 | DISINFECT/HYPOCHLORIN
2161344 | CITY OF JAX-MANDARIN GRID | 4 | JULINGTON HILLS | E | 20 | T-O CTRL/AERATION
2161344 | CITY OF JAX-MANDARIN GRID | 5 | MANDARIN POINT | B | 02 | DISINFECT/HYPOCHLORIN
2161344 | CITY OF JAX-MANDARIN GRID | 5 | MANDARIN POINT | E | 20 | T-O CTRL/AERATION
2161344 | CITY OF JAX-MANDARIN GRID | 6 | PICKWICK WTP | B | 02 | DISINFECT/HYPOCHLORIN
2161344 | CITY OF JAX-MANDARIN GRID | 6 | PICKWICK WTP | E | 20 | T-O CTRL/AERATION
2161344 | CITY OF JAX-MANDARIN GRID | 7 | COMMUNITY HALL | B | 02 | DISINFECT/HYPOCHLORIN
2161344 | CITY OF JAX-MANDARIN GRID | 7 | COMMUNITY HALL | E | 20 | T-O CTRL/AERATION
2161347 | GREENWOOD APTS. | 1 | GREENWOOD APTS. | B | 02 | DISINFECT/HYPOCHLORIN
2161349 | N.A.S.-MAYPORT HOUSING | 1 | MAYPORT | B | 01 | DISINFECT/GASEOUS CHLORIN
2161351 | SUNRAY SHELTERED CARE | 1 | JACKSONVILLE | B | 02 | DISINFECT/HYPOCHLORIN
2161352 | TIMUQUANA DEVELOPMENT | 1 | JACKSONVILLE | B | 01 | DISINFECT/GASEOUS CHLORIN
2161354 | WESTSIDE MHP #2 | 1 | SAME | B | 02 | DISINFECT/HYPOCHLORIN
2161354 | WESTSIDE MHP #2 | 1 | SAME | E | 20 | T-O CTRL/AERATION
2164003 | SADDLE BROOK LANDINGS | 1 | SADDLE BROOK LANDINGS | B | 02 | DISINFECT/HYPOCHLORIN
2164003 | SADDLE BROOK LANDINGS | 1 | SADDLE BROOK LANDINGS | E | 20 | T-O CTRL/AERATION
2164136 | J.P.A. NORMANDY | 1 | JPA NORMANDY WTP | B | 02 | DISINFECT/HYPOCHLORIN
2164136 | J.P.A. NORMANDY | 1 | JPA NORMANDY WTP | E | 20 | T-O CTRL/AERATION
2164150 | ANGEL'S CARE CENTER | 1 | ANGEL'S CARE CENTER | B | 02 | DISINFECT/HYPOCHLORIN
2164151 | BURRELL'S CAMP CHIPPEWA | 1 | BURRELL'S CAMP CHIPPEWA | E | 20 | T-O CTRL/AERATION
2164151 | BURRELL'S CAMP CHIPPEWA | 1 | BURRELL'S CAMP CHIPPEWA | B | 02 | DISINFECT/HYPOCHLORIN
2164152 | JEWISH COMMUNITY PRE-SCHOOL | 1 | SAME | B | 02 | DISINFECT/HYPOCHLORIN
2164152 | JEWISH COMMUNITY PRE-SCHOOL | 1 | SAME | E | 20 | T-O CTRL/AERATION
2164153 | KINDERCARE | 1 | JACKSONVILLE | B | 02 | DISINFECT/HYPOCHLORIN
2164154 | LYON'S SPECIAL CARE | 1 | JACKSONVILLE | B | 02 | DISINFECT/HYPOCHLORIN
2164155 | SHEPPARDS DAY CARE | 1 | JACKSONVILLE | B | 02 | DISINFECT/HYPOCHLORIN
2164156 | WOODSIDE NURSERY AND DAY CARE | 1 | JACKSONVILLE | E | 20 | T-O CTRL/AERATION
2164156 | WOODSIDE NURSERY AND DAY CARE | 1 | JACKSONVILLE | B | 02 | DISINFECT/HYPOCHLORIN
2164168 | SCOTT MILL LANE PRESCHOOL | 1 | JACKSONVILLE | B | 02 | DISINFECT/HYPOCHLORIN
2164170 | GERRIE'S LULLABY & DCC | 1 | SAME | B | 02 | DISINFECT/HYPOCHLORIN
2164171 | SCOTT MILL LANE KINDERGARTEN | 1 | SCOTT MILL LANE KINDERGARTEN | B | 02 | DISINFECT/HYPOCHLORIN
2164172 | STANDARD PRECAST-PHILLIPS HWY. | 1 | JACKSONVILLE | B | 02 | DISINFECT/HYPOCHLORIN
2164172 | STANDARD PRECAST-PHILLIPS HWY. | 1 | JACKSONVILLE | E | 20 | T-O CTRL/AERATION
2164180 | MERRILL ROAD DAY SCHOOL, INC. | 1 | MERRILL ROAD DAY SCHOOL | B | 02 | DISINFECT/HYPOCHLORIN
2164180 | MERRILL ROAD DAY SCHOOL, INC. | 1 | MERRILL ROAD DAY SCHOOL | E | 20 | T-O CTRL/AERATION
2164181 | FT. CAROLINE LEARNING TREE DCC | 1 | SAME | B | 02 | DISINFECT/HYPOCHLORIN
2164182 | HAPPY ACRES RANCH | 1 | HAPPY ACRES RANCH | B | 02 | DISINFECT/HYPOCHLORIN
2164182 | HAPPY ACRES RANCH | 1 | HAPPY ACRES RANCH | E | 20 | T-O CTRL/AERATION
2164183 | JACKSONVILLE MARINE INSTITUTE | 1 | SAME | B | 02 | DISINFECT/HYPOCHLORIN
2164184 | LA PETITE ACADEMY | 1 | SAME | B | 02 | DISINFECT/HYPOCHLORIN
2164184 | LA PETITE ACADEMY | 1 | SAME | E | 20 | T-O CTRL/AERATION
2164185 | PIZZA INN RESTAURANT | 1 | SAME | B | 02 | DISINFECT/HYPOCHLORIN
2164186 | HYDRO CONDUIT | 1 | HYDRO CONDUIT | E | 20 | T-O CTRL/AERATION
2164186 | HYDRO CONDUIT | 1 | HYDRO CONDUIT | B | 02 | DISINFECT/HYPOCHLORIN
2164187 | SUNNY ACRES PARK & SERVICES | 1 | SAME | B | 02 | DISINFECT/HYPOCHLORIN
2164188 | TERRY PARKER BAPTIST DCC | 1 | SAME | B | 02 | DISINFECT/HYPOCHLORIN
2164190 | WOODLAND ACRES BOYS' CLUB | 1 | SAME | B | 02 | DISINFECT/HYPOCHLORIN
2164195 | COLONIAL VILLAGE APARTMENTS | 1 | COLONIAL VILLAGE APTS | B | 02 | DISINFECT/HYPOCHLORIN
2164195 | COLONIAL VILLAGE APARTMENTS | 1 | COLONIAL VILLAGE APTS | E | 20 | T-O CTRL/AERATION
2164196 | CHOPPERS BAR & GRILL (FKA FAST FREDDIES) | 1 | WTP | B | 02 | DISINFECT/HYPOCHLORIN
2164198 | HOBBY HOUSE RESTAURANT | 1 | SAME | B | 02 | DISINFECT/HYPOCHLORIN
2164199 | HUMPTY DUMPTY DAY CARE CENTER | 1 | SAME | B | 02 | DISINFECT/HYPOCHLORIN
2164200 | INTERNATIONAL BALER CORP. | 1 | INTERNATIONAL BALER | B | 02 | DISINFECT/HYPOCHLORIN
2164200 | INTERNATIONAL BALER CORP. | 1 | INTERNATIONAL BALER | E | 20 | T-O CTRL/AERATION
2164201 | KIDDIE HAVEN DAY CARE CENTER | 1 | JACKSONVILLE | B | 02 | DISINFECT/HYPOCHLORIN
2164202 | ONE TO GROW ON | 1 | KIDDIE HOP DAY CARE CENTER | B | 02 | DISINFECT/HYPOCHLORIN
2164203 | LINCOLN VILLAS COMMUNITY CNT. | 1 | SAME | B | 02 | DISINFECT/HYPOCHLORIN
2164204 | WESTSIDE COUNTRY ACADEMY | 1 | SAME | B | 02 | DISINFECT/HYPOCHLORIN
2164205 | MOOSE LODGE #455 | 1 | JACKSONVILLE | B | 02 | DISINFECT/HYPOCHLORIN
2164218 | BABES -N- DOLLS | 1 | JACKSONVILLE | B | 02 | DISINFECT/HYPOCHLORIN
2164219 | SOUTHEAST-ATLANTIC CORP. | 1 | SOUTHEAST-ATLANTIC CORP | B | 02 | DISINFECT/HYPOCHLORIN
2164219 | SOUTHEAST-ATLANTIC CORP. | 1 | SOUTHEAST-ATLANTIC CORP | E | 20 | T-O CTRL/AERATION
2164220 | CASEY'S BP | 1 | CASEY'S INC | B | 02 | DISINFECT/HYPOCHLORIN
2164221 | CERTAINTEED | 1 | CELOTEX CORP | B | 02 | DISINFECT/HYPOCHLORIN
2164221 | CERTAINTEED | 1 | CELOTEX CORP | E | 20 | T-O CTRL/AERATION
2164221 | CERTAINTEED | 1 | CELOTEX CORP | D | 18 | CORR-CTRL/SEQUESTATION
2164222 | YELLOW ROSE CAFE | 1 | YELLOW ROSE CAFE | B | 02 | DISINFECT/HYPOCHLORIN
2164224 | COUNTRY CARE DAY CARE CENTER | 1 | SAME | B | 02 | DISINFECT/HYPOCHLORIN
2164225 | CROWN PRODUCTS | 1 | CROWN PRODUCTS | B | 02 | DISINFECT/HYPOCHLORIN
2164225 | CROWN PRODUCTS | 1 | CROWN PRODUCTS | E | 20 | T-O CTRL/AERATION
2164226 | ELECTROMATE | 1 | ELECTROMATE | B | 02 | DISINFECT/HYPOCHLORIN
2164226 | ELECTROMATE | 1 | ELECTROMATE | E | 20 | T-O CTRL/AERATION
2164227 | BOSS HOG'S SANDWICHES | 1 | JACKSONVILLE | B | 02 | DISINFECT/HYPOCHLORIN
2164228 | JIFFY # 6 | 1 |  | B | 02 | DISINFECT/HYPOCHLORIN
2164229 | NICKS LOUNGE | 1 | SAME | B | 02 | DISINFECT/HYPOCHLORIN
2164230 | LIL CHAMP #1147 | 1 | LIL CHAMP# 1147-5553 ST.AUGUST | B | 02 | DISINFECT/HYPOCHLORIN
2164230 | LIL CHAMP #1147 | 1 | LIL CHAMP# 1147-5553 ST.AUGUST | E | 20 | T-O CTRL/AERATION
2164234 | OCEANWAY COMMUNITY CENTER | 1 | OCEANWAY COMMUNITY CENTER | B | 02 | DISINFECT/HYPOCHLORIN
2164234 | OCEANWAY COMMUNITY CENTER | 1 | OCEANWAY COMMUNITY CENTER | E | 20 | T-O CTRL/AERATION
2164235 | OCEANWAY PLAZA | 1 | SAME | B | 01 | DISINFECT/GASEOUS CHLORIN
2164235 | OCEANWAY PLAZA | 1 | SAME | E | 20 | T-O CTRL/AERATION
2164236 | OLA'S DAY CARE CENTER | 1 | JACKSONVILLE | B | 02 | DISINFECT/HYPOCHLORIN
2164237 | PENNY PINCHER - 76 TRUCK STOP | 1 | JACKSONVILLE | B | 02 | DISINFECT/HYPOCHLORIN
2164239 | POPEYE'S RESTAURANT | 1 | SAME | B | 02 | DISINFECT/HYPOCHLORIN
2164239 | POPEYE'S RESTAURANT | 1 | SAME | E | 20 | T-O CTRL/AERATION
2164240 | RIVERFRONT RV PARK | 1 | RIVERFRONT RV PARK | B | 02 | DISINFECT/HYPOCHLORIN
2164240 | RIVERFRONT RV PARK | 1 | RIVERFRONT RV PARK | E | 20 | T-O CTRL/AERATION
2164241 | SUNRISE DAY CARE CENTER | 1 | SUNRISE DAY CARE CENTER | E | 20 | T-O CTRL/AERATION
2164241 | SUNRISE DAY CARE CENTER | 1 | SUNRISE DAY CARE CENTER | B | 02 | DISINFECT/HYPOCHLORIN
2164242 | U.S. POST OFFICE - POTTSBURG | 1 | US POST OFFICE - POTTSBURG STA | B | 02 | DISINFECT/HYPOCHLORIN
2164242 | U.S. POST OFFICE - POTTSBURG | 1 | US POST OFFICE - POTTSBURG STA | E | 20 | T-O CTRL/AERATION
2164243 | WATSON REALTY | 1 | JACKSONVILLE | B | 02 | DISINFECT/HYPOCHLORIN
2164243 | WATSON REALTY | 1 | JACKSONVILLE | E | 20 | T-O CTRL/AERATION
2164244 | WINGATE BAPTIST CHURCH DCC | 1 | SAME | B | 02 | DISINFECT/HYPOCHLORIN
2164257 | SISTERS CREEK MARINA | 1 | SISTERS CREEK MARINA | B | 02 | DISINFECT/HYPOCHLORIN
2164257 | SISTERS CREEK MARINA | 1 | SISTERS CREEK MARINA | E | 20 | T-O CTRL/AERATION
2164258 | LIL MA'S GROCERY | 1 | LIL MA'S GROCERY | B | 02 | DISINFECT/HYPOCHLORIN
2164260 | CHILDREN'S WORLD DAY CARE CNT. | 1 | SAME | B | 02 | DISINFECT/HYPOCHLORIN
2164262 | EASTPORT HEADSTART | 1 | SAME | B | 02 | DISINFECT/HYPOCHLORIN
2164262 | EASTPORT HEADSTART | 1 | SAME | E | 20 | T-O CTRL/AERATION
2164263 | G & K FOOD STORE | 1 | PLANT 1 | B | 02 | DISINFECT/HYPOCHLORIN
2164263 | G & K FOOD STORE | 1 | PLANT 1 | E | 20 | T-O CTRL/AERATION
2164263 | G & K FOOD STORE | 1 | PLANT 1 | C | 29 | PART-RMVL/CARTRIDGE FILTR
2164264 | MCDONALD'S RESTAURANT | 1 | MCDONALD'S RESTAURANT | B | 02 | DISINFECT/HYPOCHLORIN
2164264 | MCDONALD'S RESTAURANT | 1 | MCDONALD'S RESTAURANT | E | 20 | T-O CTRL/AERATION
2164265 | LECHONERA LOS FLORES | 1 | PLANT 1 | B | 02 | DISINFECT/HYPOCHLORIN
2164266 | LILY PAD CAFE | 1 | PLANT 1 | B | 02 | DISINFECT/HYPOCHLORIN
2164266 | LILY PAD CAFE | 1 | PLANT 1 | E | 20 | T-O CTRL/AERATION
2164267 | PLAYTIME DRIVE IN | 1 | PLAYTIME DRIVE IN | B | 02 | DISINFECT/HYPOCHLORIN
2164268 | PUTT-PUTT GOLF & GAMES | 1 |  | E | 20 | T-O CTRL/AERATION
2164268 | PUTT-PUTT GOLF & GAMES | 1 |  | B | 02 | DISINFECT/HYPOCHLORIN
2164269 | REGENCY RACQUET COURTS | 1 | JACKSONVILLE | B | 02 | DISINFECT/HYPOCHLORIN
2164270 | SMURFIT - STONE CORP. | 1 | SAME | B | 02 | DISINFECT/HYPOCHLORIN
2164271 | SPA LADY | 1 | JACKSONVILLE | B | 02 | DISINFECT/HYPOCHLORIN
2164274 | CHURCHS' FRIED CHICKEN | 1 | SAME | B | 02 | DISINFECT/HYPOCHLORIN
2164279 | NEIGHBORHOOD UTILITIES (TIMBER CREEK) | 1 | TIMBER CREEK WTP | B | 02 | DISINFECT/HYPOCHLORIN
2164279 | NEIGHBORHOOD UTILITIES (TIMBER CREEK) | 1 | TIMBER CREEK WTP | E | 20 | T-O CTRL/AERATION
2164281 | JEA: YELLOW WATER WEAPONS | 1 | BUILDING 609 - Y.W.W. | B | 01 | DISINFECT/GASEOUS CHLORIN
2164281 | JEA: YELLOW WATER WEAPONS | 1 | BUILDING 609 - Y.W.W. | E | 20 | T-O CTRL/AERATION
2164283 | TRUTH FOR LIVING | 1 | TRUTH FOR LIVING WTP | B | 02 | DISINFECT/HYPOCHLORIN
2164286 | BENNETT'S BEACH MOTEL | 1 | SAME | B | 02 | DISINFECT/HYPOCHLORIN
2164286 | BENNETT'S BEACH MOTEL | 1 | SAME | E | 20 | T-O CTRL/AERATION
2164287 | BROWN'S CREEK FISH CAMP | 1 | SAME | B | 02 | DISINFECT/HYPOCHLORIN
2164288 | BUFFALO TANK DIVISION | 1 | BUFFALO TANK DIVISION | B | 02 | DISINFECT/HYPOCHLORIN
2164288 | BUFFALO TANK DIVISION | 1 | BUFFALO TANK DIVISION | E | 20 | T-O CTRL/AERATION
2164289 | CLUB 17 NORTH | 1 | JACKSONVILLE | B | 02 | DISINFECT/HYPOCHLORIN
2164290 | CHEVRON USA, INC. | 1 | JACKSONVILLE | B | 02 | DISINFECT/HYPOCHLORIN
2164291 | IVY BUILDING ASSOCIATION | 1 | SOUTHSIDE RENTALS | B | 02 | DISINFECT/HYPOCHLORIN
2164291 | IVY BUILDING ASSOCIATION | 1 | SOUTHSIDE RENTALS | E | 20 | T-O CTRL/AERATION
2164292 | CONVENIENT FOOD MART | 1 | SAME | B | 02 | DISINFECT/HYPOCHLORIN
2164293 | COOPER'S AQCADEMY | 1 | C00PER'S ACADEMY | B | 02 | DISINFECT/HYPOCHLORIN
2164294 | THE COUNTRY SCHOOL | 1 | SAME | B | 02 | DISINFECT/HYPOCHLORIN
2164298 | LIQUOR MART | 1 | LIQUOR MART | B | 02 | DISINFECT/HYPOCHLORIN
2164298 | LIQUOR MART | 1 | LIQUOR MART | E | 20 | T-O CTRL/AERATION
2164299 | DIVISION OF DRIVER'S LICENSE | 1 | JACKSONVILLE | B | 02 | DISINFECT/HYPOCHLORIN
2164299 | DIVISION OF DRIVER'S LICENSE | 1 | JACKSONVILLE | E | 20 | T-O CTRL/AERATION
2164300 | DUNNS CREEK FISH CAMP | 1 | DUNNS CREEK FISH CAMP | B | 02 | DISINFECT/HYPOCHLORIN
2164300 | DUNNS CREEK FISH CAMP | 1 | DUNNS CREEK FISH CAMP | E | 20 | T-O CTRL/AERATION
2164301 | ENGLEWOOD CHRISTIAN DCC | 1 | JACKSONVILLE | E | 20 | T-O CTRL/AERATION
2164301 | ENGLEWOOD CHRISTIAN DCC | 1 | JACKSONVILLE | B | 02 | DISINFECT/HYPOCHLORIN
2164302 | ETZ CHAIM SYNAGOGUE (DDC) | 1 | JACKSONVILLE | E | 20 | T-O CTRL/AERATION
2164302 | ETZ CHAIM SYNAGOGUE (DDC) | 1 | JACKSONVILLE | B | 02 | DISINFECT/HYPOCHLORIN
2164305 | HIDDEN HILLS COUNTRY CLUB | 1 | SAME | B | 02 | DISINFECT/HYPOCHLORIN
2164306 | HIWAY LIQUORS & AUGIE'S PLACE | 1 | SAME | B | 02 | DISINFECT/HYPOCHLORIN
2164307 | HOGAN'S LANE DCC | 1 | JACKSONVILLE | B | 02 | DISINFECT/HYPOCHLORIN
2164308 | JIFFY FOOD STORE | 1 |  | B | 02 | DISINFECT/HYPOCHLORIN
2164309 | JORDAN'S CHRISTIAN DCC | 1 | SAME | B | 02 | DISINFECT/HYPOCHLORIN
2164310 | K C DAY CARE CENTER | 1 | K C DAY CARE CENTER | B | 02 | DISINFECT/HYPOCHLORIN
2164312 | LITTLE ANGELS DCC | 1 | SAME | B | 02 | DISINFECT/HYPOCHLORIN
2164314 | MALABAR RESTAURANT | 1 | MALABAR RESTAURANT | B | 02 | DISINFECT/HYPOCHLORIN
2164315 | MANDARIN STATION POST OFFICE | 1 | JACKSONVILLE | B | 02 | DISINFECT/HYPOCHLORIN
2164317 | MILLIGAN CENTER | 1 | JACKSONVILLE | B | 02 | DISINFECT/HYPOCHLORIN
2164318 | NATIONAL GUARD ARMORY | 1 | SAME | B | 02 | DISINFECT/HYPOCHLORIN
2164319 | OGILVIE ELECTRONICS INC. #1 | 1 | JACKSONVILLE | B | 02 | DISINFECT/HYPOCHLORIN
2164321 | PALMS FISH CAMP RESTAURANT | 1 | PALMS FISH CAMP | E | 20 | T-O CTRL/AERATION
2164321 | PALMS FISH CAMP RESTAURANT | 1 | PALMS FISH CAMP | B | 02 | DISINFECT/HYPOCHLORIN
2164322 | PAPPA'S | 1 | JACKSONVILLE | B | 02 | DISINFECT/HYPOCHLORIN
2164323 | PERCY'S LOUNGE #II | 1 | JACKSONVILLE | B | 02 | DISINFECT/HYPOCHLORIN
2164324 | PUNKIN'S PLACE DCC | 1 | SAME | B | 02 | DISINFECT/HYPOCHLORIN
2164326 | SPURLIN SCHOOL | 1 | SAME | B | 02 | DISINFECT/HYPOCHLORIN
2164327 | U.S. COAST GUARD BASE | 1 | SAME | E | 20 | T-O CTRL/AERATION
2164327 | U.S. COAST GUARD BASE | 1 | SAME | B | 01 | DISINFECT/GASEOUS CHLORIN
2164328 | VICTORY CHRISTIAN DCC | 1 | JACKSONVILLE | B | 02 | DISINFECT/HYPOCHLORIN
2164329 | W.A. DAVIDSON WAREHOUSE | 1 | SAME | E | 20 | T-O CTRL/AERATION
2164329 | W.A. DAVIDSON WAREHOUSE | 1 | SAME | B | 02 | DISINFECT/HYPOCHLORIN
2164330 | WHEELIN IN | 1 | JACKSONVILLE | B | 02 | DISINFECT/HYPOCHLORIN
2164331 | JEA: ST JOHNS RIVER POWER PARK | 1 | ST JOHNS RIVER POWER PARK | E | 20 | T-O CTRL/AERATION
2164331 | JEA: ST JOHNS RIVER POWER PARK | 1 | ST JOHNS RIVER POWER PARK | B | 01 | DISINFECT/GASEOUS CHLORIN
2164332 | TRADER JOHN'S | 1 | TRADER JOHN'S | E | 20 | T-O CTRL/AERATION
2164332 | TRADER JOHN'S | 1 | TRADER JOHN'S | B | 02 | DISINFECT/HYPOCHLORIN
2164333 | SMOKE HOUSE DELI | 1 | SAME | B | 02 | DISINFECT/HYPOCHLORIN
2164334 | SHERROD VANS, INC. | 1 | SHERROD VANS, INC. | B | 02 | DISINFECT/HYPOCHLORIN
2164335 | KIDS R' KIDS | 1 | KIDS R' KIDS | E | 20 | T-O CTRL/AERATION
2164335 | KIDS R' KIDS | 1 | KIDS R' KIDS | B | 02 | DISINFECT/HYPOCHLORIN
2164336 | OAK VILLA MOTEL | 1 | OAK VILLA MOTEL | B | 02 | DISINFECT/HYPOCHLORIN
2164337 | JIMMIE'S FAMOUS ICE CREAM | 1 | JIMMIE'S FAMOUS ICE CREAM | H | 25 | SOFTENING/ION EXCHANGE
2164337 | JIMMIE'S FAMOUS ICE CREAM | 1 | JIMMIE'S FAMOUS ICE CREAM | B | 02 | DISINFECT/HYPOCHLORIN
2164338 | PUTT PUTT GOLF | 1 |  | B | 02 | DISINFECT/HYPOCHLORIN
2164339 | SOUTHWEST VILLA APTS.WTP | 1 | SOUTHWEST VILLA APTS.WTP | E | 20 | T-O CTRL/AERATION
2164339 | SOUTHWEST VILLA APTS.WTP | 1 | SOUTHWEST VILLA APTS.WTP | B | 01 | DISINFECT/GASEOUS CHLORIN
2164340 | BIMINI BAR | 1 |  | E | 20 | T-O CTRL/AERATION
2164340 | BIMINI BAR | 1 |  | B | 02 | DISINFECT/HYPOCHLORIN
2164341 | CEDAR BAY SEAFOOD & CHICKEN | 1 | CEDAR BAY SEAFOOD & CHICKEN | B | 02 | DISINFECT/HYPOCHLORIN
2164342 | SPRINT # 6147 | 1 | SPRINT #6147 | B | 02 | DISINFECT/HYPOCHLORIN
2164343 | SPRINT # 199 | 1 | SPRINT #199 | B | 02 | DISINFECT/HYPOCHLORIN
2164344 | CACTUS BAR-B-Q | 1 | CACTUS BAR-B-QUE | B | 02 | DISINFECT/HYPOCHLORIN
2164345 | LIL CHAMP # 80 | 1 | LIL'CHAMP#80 | B | 02 | DISINFECT/HYPOCHLORIN
2164346 | LITTLE PEOPLES DAY CARE | 1 | LITTLE PEOPLES DAY CARE | B | 02 | DISINFECT/HYPOCHLORIN
2164347 | NEW COVENANT MINISTRIES SCHOOL | 1 | NEW COVENANT MINISTRIES SCHOOL | E | 20 | T-O CTRL/AERATION
2164347 | NEW COVENANT MINISTRIES SCHOOL | 1 | NEW COVENANT MINISTRIES SCHOOL | B | 02 | DISINFECT/HYPOCHLORIN
2164348 | BEVERLY HILLS DEVELOPMENT CENTER | 1 | BEVERLY HILLS DAYCARE | B | 02 | DISINFECT/HYPOCHLORIN
2164349 | BRANDY BRANCH CAFE & RV PARK | 1 | BRANDY BRANCH CAFE & RV PARK | B | 02 | DISINFECT/HYPOCHLORIN
2164350 | FLORIDA MOTEL | 1 | FLORIDA MOTEL | E | 20 | T-O CTRL/AERATION
2164350 | FLORIDA MOTEL | 1 | FLORIDA MOTEL | B | 02 | DISINFECT/HYPOCHLORIN
2164351 | CSX-TRANSPORTATION | 1 | SEABOARD RR - TOFC FACILITY | E | 20 | T-O CTRL/AERATION
2164351 | CSX-TRANSPORTATION | 1 | SEABOARD RR - TOFC FACILITY | B | 01 | DISINFECT/GASEOUS CHLORIN
2164352 | MAXVILLE COMMUNITY CENTER | 1 | MAXVILLE COMMUNITY CENTER | E | 20 | T-O CTRL/AERATION
2164352 | MAXVILLE COMMUNITY CENTER | 1 | MAXVILLE COMMUNITY CENTER | B | 02 | DISINFECT/HYPOCHLORIN
2164353 | DOT: I-10 REST AREA, WEST | 1 | DOT REST AREA I-10 WESTBOUND | E | 20 | T-O CTRL/AERATION
2164353 | DOT: I-10 REST AREA, WEST | 1 | DOT REST AREA I-10 WESTBOUND | B | 02 | DISINFECT/HYPOCHLORIN
2164354 | THE MARKET PLACE | 2 | MARKET PLACE - SHED PLANT | B | 02 | DISINFECT/HYPOCHLORIN
2164354 | THE MARKET PLACE | 1 | MARKET PLACE - KITCHEN PLANT | B | 02 | DISINFECT/HYPOCHLORIN
2164354 | THE MARKET PLACE | 3 | MARKET PLACE - WEST PLANT | B | 02 | DISINFECT/HYPOCHLORIN
2164355 | OPEN ARMS CHRISTIAN FELLOWSHIP | 1 | OPEN ARMS CHRISTIAN FELLOWSHIP | B | 02 | DISINFECT/HYPOCHLORIN
2164356 | PABLO CREEK MARINA | 1 | PABLO CREEK MARINA | E | 20 | T-O CTRL/AERATION
2164356 | PABLO CREEK MARINA | 1 | PABLO CREEK MARINA | B | 02 | DISINFECT/HYPOCHLORIN
2164357 | CLEO'S RESTAURANT | 1 | CLEO'S RESTAURANT | B | 01 | DISINFECT/GASEOUS CHLORIN
2164358 | LA CAMINA DAYCARE CENTER | 1 | LA CAMINA DAYCARE CENTER | B | 02 | DISINFECT/HYPOCHLORIN
2164359 | WAFFLE HOUSE | 1 | WAFFLE HOUSE | E | 20 | T-O CTRL/AERATION
2164359 | WAFFLE HOUSE | 1 | WAFFLE HOUSE | B | 02 | DISINFECT/HYPOCHLORIN
2164360 | MARDANT ELECTRICAL CONST. CO. | 1 | MARDANT ELECTRICAL CONST. CO. | E | 20 | T-O CTRL/AERATION
2164360 | MARDANT ELECTRICAL CONST. CO. | 1 | MARDANT ELECTRICAL CONST. CO. | B | 02 | DISINFECT/HYPOCHLORIN
2164361 | PIRATE'S COVE FISH CAMP | 1 | PIRATE'S COVE FISH CAMP | E | 20 | T-O CTRL/AERATION
2164361 | PIRATE'S COVE FISH CAMP | 1 | PIRATE'S COVE FISH CAMP | B | 02 | DISINFECT/HYPOCHLORIN
2164362 | BARGAIN HOUSE OF FLEAS | 1 | BARGAIN HOUSE OF FLEAS | B | 02 | DISINFECT/HYPOCHLORIN
2164363 | CITY OF JAX - MAIN STREET WTP | 1 | MAIN STREET WTP | B | 01 | DISINFECT/GASEOUS CHLORIN
2164363 | CITY OF JAX - MAIN STREET WTP | 1 | MAIN STREET WTP | E | 20 | T-O CTRL/AERATION
2164364 | CITY OF JAX- MCDUFF WTP | 1 | MCDUFF WTP | E | 20 | T-O CTRL/AERATION
2164364 | CITY OF JAX- MCDUFF WTP | 1 | MCDUFF WTP | B | 01 | DISINFECT/GASEOUS CHLORIN
2164365 | CITY OF JAX - WHEAT RD WTP | 1 | SOUTHWEST WTP - WHEAT RD | E | 20 | T-O CTRL/AERATION
2164365 | CITY OF JAX - WHEAT RD WTP | 1 | SOUTHWEST WTP - WHEAT RD | B | 01 | DISINFECT/GASEOUS CHLORIN
2164366 | CITY OF JAX - FAIRFAX WTP | 1 | FAIRFAX WTP | E | 20 | T-O CTRL/AERATION
2164366 | CITY OF JAX - FAIRFAX WTP | 1 | FAIRFAX WTP | B | 01 | DISINFECT/GASEOUS CHLORIN
2164367 | CITY OF JAX - MARIETTA WTP | 1 | MARIETTA WTP | B | 01 | DISINFECT/GASEOUS CHLORIN
2164367 | CITY OF JAX - MARIETTA WTP | 1 | MARIETTA WTP | E | 20 | T-O CTRL/AERATION
2164368 | CITY OF JAX - NORWOOD WTP | 1 | NORWOOD WTP | B | 01 | DISINFECT/GASEOUS CHLORIN
2164368 | CITY OF JAX - NORWOOD WTP | 1 | NORWOOD WTP | E | 20 | T-O CTRL/AERATION
2164369 | CITY OF JAX - LAKESHORE WTP | 1 | LAKESHORE WTP | B | 01 | DISINFECT/GASEOUS CHLORIN
2164369 | CITY OF JAX - LAKESHORE WTP | 1 | LAKESHORE WTP | B | 20 | DISINFECT/AERATION
2164370 | CITY OF JAX - HIGHLANDS WTP | 1 | HIGHLANDS WTP | B | 01 | DISINFECT/GASEOUS CHLORIN
2164370 | CITY OF JAX - HIGHLANDS WTP | 1 | HIGHLANDS WTP | E | 20 | T-O CTRL/AERATION
2164371 | CITY OF JAX - HENDRICKS WTP | 1 | HENDRICK AVE WTP #2 | B | 01 | DISINFECT/GASEOUS CHLORIN
2164371 | CITY OF JAX - HENDRICKS WTP | 1 | HENDRICK AVE WTP #2 | E | 20 | T-O CTRL/AERATION
2164372 | CITY OF JAX - RIVER OAKS WTP | 1 | RIVER OAKS WTP | B | 01 | DISINFECT/GASEOUS CHLORIN
2164372 | CITY OF JAX - RIVER OAKS WTP | 1 | RIVER OAKS WTP | E | 20 | T-O CTRL/AERATION
2164373 | CITY OF JAX - OAKRIDGE WTP | 1 | OAKRIDGE WTP | B | 01 | DISINFECT/GASEOUS CHLORIN
2164373 | CITY OF JAX - OAKRIDGE WTP | 1 | OAKRIDGE WTP | E | 20 | T-O CTRL/AERATION
2164374 | CITY OF JAX - LOVEGROVE WTP | 1 | LOVEGROVE WTP | B | 01 | DISINFECT/GASEOUS CHLORIN
2164374 | CITY OF JAX - LOVEGROVE WTP | 1 | LOVEGROVE WTP | E | 20 | T-O CTRL/AERATION
2164375 | CITY OF JAX - ARLINGTON WTP | 1 | ARLINGTON WTP | B | 01 | DISINFECT/GASEOUS CHLORIN
2164375 | CITY OF JAX - ARLINGTON WTP | 1 | ARLINGTON WTP | E | 20 | T-O CTRL/AERATION
2164376 | CITY OF JAX - COMMUNITY HALL | 1 | COMMUNITY HALL WTP | B | 01 | DISINFECT/GASEOUS CHLORIN
2164376 | CITY OF JAX - COMMUNITY HALL | 1 | COMMUNITY HALL WTP | E | 20 | T-O CTRL/AERATION
2164377 | CITY OF JAX - HOOD LANDING | 1 | HOOD LANDING WTP | B | 01 | DISINFECT/GASEOUS CHLORIN
2164377 | CITY OF JAX - HOOD LANDING | 1 | HOOD LANDING WTP | E | 20 | T-O CTRL/AERATION
2164378 | CITY OF JAX-JULINGTON HILLS | 1 | JULINGTON HILLS WTP | B | 01 | DISINFECT/GASEOUS CHLORIN
2164378 | CITY OF JAX-JULINGTON HILLS | 1 | JULINGTON HILLS WTP | E | 20 | T-O CTRL/AERATION
2164379 | CITY OF JAX-MANDARIN POINT WTP | 1 | MANDARIN POINT WTP | B | 01 | DISINFECT/GASEOUS CHLORIN
2164379 | CITY OF JAX-MANDARIN POINT WTP | 1 | MANDARIN POINT WTP | E | 20 | T-O CTRL/AERATION
2164380 | CITY OF JAX-MANDARIN TERRACE | 1 | MANDARIN TERRACE WTP | B | 01 | DISINFECT/GASEOUS CHLORIN
2164380 | CITY OF JAX-MANDARIN TERRACE | 1 | MANDARIN TERRACE WTP | E | 20 | T-O CTRL/AERATION
2164381 | CITY OF JAX-PICKWICK PARK | 1 | PICKWICK PARK WTP | B | 01 | DISINFECT/GASEOUS CHLORIN
2164381 | CITY OF JAX-PICKWICK PARK | 1 | PICKWICK PARK WTP | E | 20 | T-O CTRL/AERATION
2164382 | CITY OF JAX-SOUTHWOOD | 1 | SOUTHWOOD WTP | B | 01 | DISINFECT/GASEOUS CHLORIN
2164382 | CITY OF JAX-SOUTHWOOD | 1 | SOUTHWOOD WTP | E | 20 | T-O CTRL/AERATION
2164383 | UNITED GYMNASTICS ACADEMY | 1 | UNITED GYMNASTICS ACADEMY | B | 02 | DISINFECT/HYPOCHLORIN
2164384 | CINDY'S HOME DAY CARE | 1 | CINDY'S HOME DAY CARE | B | 02 | DISINFECT/HYPOCHLORIN
2164385 | WHITEHOUSE BAPTIST CHURCH ANNX | 1 | WHITEHOUSE BAPTIST CHURCH ANNX | B | 02 | DISINFECT/HYPOCHLORIN
2164386 | VFW POST 7909 | 1 | VFW POST 7909 | B | 02 | DISINFECT/HYPOCHLORIN
2164387 | ROLLING HILLS BAPTIST CHURCH | 1 | ROLLING HILLS BAPTIST CHURCH | B | 02 | DISINFECT/HYPOCHLORIN
2164388 | SAN PABLO BAPTIST CHURCH | 1 | SAN PABLO BAPTIST CHURCH | B | 02 | DISINFECT/HYPOCHLORIN
2164388 | SAN PABLO BAPTIST CHURCH | 1 | SAN PABLO BAPTIST CHURCH | E | 20 | T-O CTRL/AERATION
2164389 | LIL CHAMP # 196 | 1 | LIL CHAMP #196 | B | 02 | DISINFECT/HYPOCHLORIN
2164390 | HOOTERS RESTAURANT | 1 | HOOTERS RESTAURANT | B | 02 | DISINFECT/HYPOCHLORIN
2164390 | HOOTERS RESTAURANT | 1 | HOOTERS RESTAURANT | E | 20 | T-O CTRL/AERATION
2164391 | CITY OF JAX - SAN MATEO WTP | 1 | SAN MATEO WTP | B | 01 | DISINFECT/GASEOUS CHLORIN
2164391 | CITY OF JAX - SAN MATEO WTP | 1 | SAN MATEO WTP | E | 20 | T-O CTRL/AERATION
2164392 | CONNIE JEAN MOBILE HOME PARK | 1 | CONNIE JEAN MOBILE HOME WTP | B | 01 | DISINFECT/GASEOUS CHLORIN
2164392 | CONNIE JEAN MOBILE HOME PARK | 1 | CONNIE JEAN MOBILE HOME WTP | E | 20 | T-O CTRL/AERATION
2164393 | CHAMPION FOREST S/D | 1 | CHAMPION FOREST WTP | E | 01 | T-O CTRL/GASEOUS CHLORIN
2164393 | CHAMPION FOREST S/D | 1 | CHAMPION FOREST WTP | E | 20 | T-O CTRL/AERATION
2164394 | JACKSONVILLE SKEET AND TRAP CLUB, INC. | 1 | JACKSONVILLE GUN CLUB | B | 02 | DISINFECT/HYPOCHLORIN
2164394 | JACKSONVILLE SKEET AND TRAP CLUB, INC. | 1 | JACKSONVILLE GUN CLUB | E | 20 | T-O CTRL/AERATION
2164395 | MCDONALD'S RESTAURANT | 1 |  | B | 02 | DISINFECT/HYPOCHLORIN
2164395 | MCDONALD'S RESTAURANT | 1 |  | B | 20 | DISINFECT/AERATION
2164396 | SWEET HOME APARTMENTS | 1 | SWEET HOME APARTMENTS | B | 02 | DISINFECT/HYPOCHLORIN
2164396 | SWEET HOME APARTMENTS | 1 | SWEET HOME APARTMENTS | E | 20 | T-O CTRL/AERATION
2164397 | GRIMES COMPANIES | 1 | COMMERCIAL WAREHOUSE WTP | B | 02 | DISINFECT/HYPOCHLORIN
2164397 | GRIMES COMPANIES | 1 | COMMERCIAL WAREHOUSE WTP | E | 20 | T-O CTRL/AERATION
2164398 | WEST MEADOWS BAPTIST CHURCH | 1 | PLANT 1 | B | 02 | DISINFECT/HYPOCHLORIN
2164399 | THORNS COUNTRY HOME | 1 | THORNS COUNTRY HOME | B | 02 | DISINFECT/HYPOCHLORIN
2164399 | THORNS COUNTRY HOME | 1 | THORNS COUNTRY HOME | E | 20 | T-O CTRL/AERATION
2164400 | BELLE OAKS WTP | 1 | BELLE OAKS WTP | E | 20 | T-O CTRL/AERATION
2164400 | BELLE OAKS WTP | 1 | BELLE OAKS WTP | B | 02 | DISINFECT/HYPOCHLORIN
2164401 | TRANSITION HOUSE AT DINSMORE | 1 | DINSMORE COMM. CORREC. WTP | E | 20 | T-O CTRL/AERATION
2164401 | TRANSITION HOUSE AT DINSMORE | 1 | DINSMORE COMM. CORREC. WTP | B | 02 | DISINFECT/HYPOCHLORIN
2164402 | A. L. LEWIS BRANCH YWCA | 1 | A.L. LEWIS BRANCH YWCA | E | 20 | T-O CTRL/AERATION
2164402 | A. L. LEWIS BRANCH YWCA | 1 | A.L. LEWIS BRANCH YWCA | B | 01 | DISINFECT/GASEOUS CHLORIN
2164403 | BEST WESTERN MOTEL | 1 | BEST WESTERN WTP | B | 02 | DISINFECT/HYPOCHLORIN
2164403 | BEST WESTERN MOTEL | 1 | BEST WESTERN WTP | E | 20 | T-O CTRL/AERATION
2164404 | PINE LAKES GOLF CLUB | 1 | PINE LAKES GOLF CLUB | B | 02 | DISINFECT/HYPOCHLORIN
2164405 | CIRCLE K #1253 | 1 | CIRCLE K #1253 | E | 20 | T-O CTRL/AERATION
2164405 | CIRCLE K #1253 | 1 | CIRCLE K #1253 | B | 02 | DISINFECT/HYPOCHLORIN
2164406 | COBBLESTONE WTP | 1 | DEEP WELL 950+ FT. | E | 20 | T-O CTRL/AERATION
2164406 | COBBLESTONE WTP | 1 | DEEP WELL 950+ FT. | B | 01 | DISINFECT/GASEOUS CHLORIN
2164407 | LIL CHAMP # 293 | 1 | JIFFY TRUCKSTOP #293 | E | 20 | T-O CTRL/AERATION
2164407 | LIL CHAMP # 293 | 1 | JIFFY TRUCKSTOP #293 | B | 02 | DISINFECT/HYPOCHLORIN
2164408 | WESTSIDE LEARNING CENTER | 1 | WESTSIDE LEARNING CENTER | B | 02 | DISINFECT/HYPOCHLORIN
2164409 | BAPTIST DOCTOR'S OFFICE | 1 | BAPTIST DOCTOR'S OFFICE | B | 02 | DISINFECT/HYPOCHLORIN
2164410 | RACETRAC PETROLEUM (NEW KINGS) | 1 | RACETRAC PETROLEUM | E | 20 | T-O CTRL/AERATION
2164410 | RACETRAC PETROLEUM (NEW KINGS) | 1 | RACETRAC PETROLEUM | B | 02 | DISINFECT/HYPOCHLORIN
2164411 | LEFTIES RESTAURANT | 1 | LEFTIES RESTAURANT | E | 20 | T-O CTRL/AERATION
2164411 | LEFTIES RESTAURANT | 1 | LEFTIES RESTAURANT | B | 01 | DISINFECT/GASEOUS CHLORIN
2164412 | FIRST UNITED PENTECOSTAL CHURCH | 1 | FIRST UNITED PENTECOSTAL | E | 20 | T-O CTRL/AERATION
2164412 | FIRST UNITED PENTECOSTAL CHURCH | 1 | FIRST UNITED PENTECOSTAL | B | 02 | DISINFECT/HYPOCHLORIN
2164413 | CIRCLE K #6518 | 1 | CIRCLE K #6518 | B | 02 | DISINFECT/HYPOCHLORIN
2164414 | VIRGIL ALLISON | 1 | VIRGIL ALLISON | B | 02 | DISINFECT/HYPOCHLORIN
2164415 | JIFFY # 61 (NORM. BLDV.) | 1 |  | B | 02 | DISINFECT/HYPOCHLORIN
2164416 | ROYAL COURT MHP #2 (NORTH) | 1 | ROYAL COURT MHP#2 | E | 20 | T-O CTRL/AERATION
2164416 | ROYAL COURT MHP #2 (NORTH) | 1 | ROYAL COURT MHP#2 | B | 02 | DISINFECT/HYPOCHLORIN
2164417 | WORDS OF LIGHT CHURCH | 1 | WORDS OF LIGHT CHURCH | B | 02 | DISINFECT/HYPOCHLORIN
2164418 | JACKSONVILLE YACHT BASIN | 1 | JACKSONVILLE YACHT BASIN | B | 02 | DISINFECT/HYPOCHLORIN
2164419 | HEAVENLY HEIGHTS BAPT.CHURCH | 1 | HEAVENLY HEIGHTS BAPTIST CHURC | E | 20 | T-O CTRL/AERATION
2164419 | HEAVENLY HEIGHTS BAPT.CHURCH | 1 | HEAVENLY HEIGHTS BAPTIST CHURC | B | 02 | DISINFECT/HYPOCHLORIN
2164420 | I-10 REST AREA WEST BOUND | 1 | I-10 REST AREA WESTBOUND | B | 20 | DISINFECT/AERATION
2164421 | NUTRI TURF | 1 | NUTRI TURF | E | 20 | T-O CTRL/AERATION
2164421 | NUTRI TURF | 1 | NUTRI TURF | B | 02 | DISINFECT/HYPOCHLORIN
2164422 | TRAILER BRIDGE | 1 | TRAILER BRIDGE AKA ALLIED | E | 20 | T-O CTRL/AERATION
2164422 | TRAILER BRIDGE | 1 | TRAILER BRIDGE AKA ALLIED | B | 02 | DISINFECT/HYPOCHLORIN
2164423 | GREGG MOTOR CARS,INC. | 1 | GREGG MOTOR CARS, INC. | E | 20 | T-O CTRL/AERATION
2164423 | GREGG MOTOR CARS,INC. | 1 | GREGG MOTOR CARS, INC. | B | 02 | DISINFECT/HYPOCHLORIN
2164424 | SIMPLEX INC. | 2 | SIMPLEX INC. WTP#2 | B | 02 | DISINFECT/HYPOCHLORIN
2164424 | SIMPLEX INC. | 1 | SIMPLEX INC. | B | 02 | DISINFECT/HYPOCHLORIN
2164425 | NEWARK PAPERBOARD PRODUCTS | 1 | PAPER BOARD CORES | E | 20 | T-O CTRL/AERATION
2164425 | NEWARK PAPERBOARD PRODUCTS | 1 | PAPER BOARD CORES | B | 02 | DISINFECT/HYPOCHLORIN
2164426 | STARRETT ROAD CHRISTIAN CHURCH | 1 | STARRETT ROAD CHRISTIAN CHURCH | B | 02 | DISINFECT/HYPOCHLORIN
2164427 | MONTGOMERY CORRECTIONAL AGRIC | 1 | MONGOMERY CORRECTIONAL AGRIC | E | 20 | T-O CTRL/AERATION
2164427 | MONTGOMERY CORRECTIONAL AGRIC | 1 | MONGOMERY CORRECTIONAL AGRIC | B | 02 | DISINFECT/HYPOCHLORIN
2164428 | JEA: SHEFFIELD VILLAGE WTP | 1 | SHEFFIELD VILLAGE WTP | B | 02 | DISINFECT/HYPOCHLORIN
2164428 | JEA: SHEFFIELD VILLAGE WTP | 1 | SHEFFIELD VILLAGE WTP | E | 20 | T-O CTRL/AERATION
2164428 | JEA: SHEFFIELD VILLAGE WTP | 1 | SHEFFIELD VILLAGE WTP | D | 19 | CORR-CTRL/PH ADJUSTMENT
2164429 | BIG TREE R.V. PARK | 1 | BIG TREE R.V. PARK | E | 20 | T-O CTRL/AERATION
2164429 | BIG TREE R.V. PARK | 1 | BIG TREE R.V. PARK | B | 20 | DISINFECT/AERATION
2164430 | DISTRICT II REGIONAL PARK | 1 | DUNES GOLF CLUB WTP | E | 20 | T-O CTRL/AERATION
2164430 | DISTRICT II REGIONAL PARK | 1 | DUNES GOLF CLUB WTP | B | 02 | DISINFECT/HYPOCHLORIN
2164431 | CIRCLE K #6049 | 1 | CIRCLE K #6049 | B | 02 | DISINFECT/HYPOCHLORIN
2164432 | GATOR LANDING | 1 |  | E | 20 | T-O CTRL/AERATION
2164432 | GATOR LANDING | 1 |  | B | 02 | DISINFECT/HYPOCHLORIN
2164433 | TERRY BUICK | 1 | TERRY BUICK WTP | B | 02 | DISINFECT/HYPOCHLORIN
2164434 | SANDOLLAR RESTAURANT | 1 | SANDOLLAR RESTAURANT | E | 20 | T-O CTRL/AERATION
2164434 | SANDOLLAR RESTAURANT | 1 | SANDOLLAR RESTAURANT | B | 02 | DISINFECT/HYPOCHLORIN
2164435 | GROUP RIDERS | 1 | GROUP RIDERS | E | 20 | T-O CTRL/AERATION
2164435 | GROUP RIDERS | 1 | GROUP RIDERS | B | 02 | DISINFECT/HYPOCHLORIN
2164437 | HECKSCHER DRIVE PARKS AND RECS | 1 | HECKSCHER DRIVE PARKS AND RECS | E | 20 | T-O CTRL/AERATION
2164437 | HECKSCHER DRIVE PARKS AND RECS | 1 | HECKSCHER DRIVE PARKS AND RECS | E | 02 | T-O CTRL/HYPOCHLORIN
2164438 | JACKSONVILLE YOUTH ACADEMY | 1 | JACKSONVILLE YOUTH ACADEMY | E | 20 | T-O CTRL/AERATION
2164438 | JACKSONVILLE YOUTH ACADEMY | 1 | JACKSONVILLE YOUTH ACADEMY | B | 02 | DISINFECT/HYPOCHLORIN
2164439 | HUGUENOT MEMORIAL PARK #2 (CAMPGROUND) | 1 | HUGUENOT MEMORIAL PARK | E | 20 | T-O CTRL/AERATION
2164439 | HUGUENOT MEMORIAL PARK #2 (CAMPGROUND) | 1 | HUGUENOT MEMORIAL PARK | B | 02 | DISINFECT/HYPOCHLORIN
2164440 | FLAMINGO LAKES RV PARK | 1 | FLAMINGO LAKES RV PARK | E | 20 | T-O CTRL/AERATION
2164440 | FLAMINGO LAKES RV PARK | 1 | FLAMINGO LAKES RV PARK | B | 02 | DISINFECT/HYPOCHLORIN
2164441 | KINGDOM HALL OF JEHOVAH'S WITNESS | 1 | KINGDOM HALL | B | 02 | DISINFECT/HYPOCHLORIN
2164442 | TOM BUSH MAZADA/VW/BMW | 1 | TOM BUSH MAZADA/VW | B | 02 | DISINFECT/HYPOCHLORIN
2164442 | TOM BUSH MAZADA/VW/BMW | 2 | TOM BUSH BMW | B | 02 | DISINFECT/HYPOCHLORIN
2164442 | TOM BUSH MAZADA/VW/BMW | 1 | TOM BUSH MAZADA/VW | E | 20 | T-O CTRL/AERATION
2164443 | JEA: WHITE SHELL BAY | 1 | WHITE SHELL BAY WTP | B | 02 | DISINFECT/HYPOCHLORIN
2164443 | JEA: WHITE SHELL BAY | 1 | WHITE SHELL BAY WTP | E | 20 | T-O CTRL/AERATION
2164444 | AMERICAN INSULATORS INC. | 1 | AMERICAN INSULATORS INC., | B | 02 | DISINFECT/HYPOCHLORIN
2164445 | A&B HARDWOOD FLOORING | 1 | A&B HARDWOOD FLOORING | B | 02 | DISINFECT/HYPOCHLORIN
2164446 | PITA KING | 1 | MARE'S FAMOUS SANDWHICHES | E | 20 | T-O CTRL/AERATION
2164446 | PITA KING | 1 | MARE'S FAMOUS SANDWHICHES | B | 02 | DISINFECT/HYPOCHLORIN
2164447 | GATE STATION #168 | 1 | GATE #168 | E | 20 | T-O CTRL/AERATION
2164447 | GATE STATION #168 | 1 | GATE #168 | B | 02 | DISINFECT/HYPOCHLORIN
2164448 | AMERICA'S AUTO AUCTION | 1 | JACKSONVILLE AUTO AUCTION | B | 02 | DISINFECT/HYPOCHLORIN
2164448 | AMERICA'S AUTO AUCTION | 1 | JACKSONVILLE AUTO AUCTION | Z | 20 | OTHER/AERATION
2164449 | MANNA PROVISION ATTN:MR.HORCHER | 1 | MANNA PROVISION | B | 20 | DISINFECT/AERATION
2164450 | TUBEL SERVICE CENTER | 1 | TUBEL SERVICE CENTER | B | 02 | DISINFECT/HYPOCHLORIN
2164451 | FOOD POST-GATE | 1 | FOOD POST-GATE | B | 02 | DISINFECT/HYPOCHLORIN
2164452 | MARANATHA BAPTIST | 1 | MARANATHA BAPTIST CHURCH | B | 02 | DISINFECT/HYPOCHLORIN
2164453 | CHEVRON | 1 | CHEVRON WTP | B | 02 | DISINFECT/HYPOCHLORIN
2164454 | INTERNATIONAL TIRE | 1 | INTERNATIONAL TIRE | B | 02 | DISINFECT/HYPOCHLORIN
2164455 | WILLIAMS & TUCKER ELECTRIC CO. | 1 | WILLIAMS & TUCKER ELECTIRC CO. | B | 02 | DISINFECT/HYPOCHLORIN
2164456 | SUPER TRANSPORT INC. | 1 | SUPER TRANSPORT INC. | B | 02 | DISINFECT/HYPOCHLORIN
2164457 | SERVICE PLUS TRANSPORTATION | 1 | SERVICE PLUS TRANSPORTATION | B | 02 | DISINFECT/HYPOCHLORIN
2164458 | RUSTY ACRES AUTOMOTIVE INC. | 1 | RUSTY ACRES AUTOMOTIVE INC. | B | 02 | DISINFECT/HYPOCHLORIN
2164459 | PIPING & EQUIPMENT INC. | 1 | PIPING & EQUIPMENT | B | 02 | DISINFECT/HYPOCHLORIN
2164460 | PAT SALMON & SON OF FLORIDA | 1 | PAT SALMON & SON OF FLORIDA | B | 02 | DISINFECT/HYPOCHLORIN
2164461 | O&O CONSTRUCTION INC., | 1 | O&O CONSTRUCTION INC., | B | 02 | DISINFECT/HYPOCHLORIN
2164462 | NORTH FLORIDA OPER.ENGINEERS | 1 | NORTH FLORIDA OPER. ENGINEERS | B | 02 | DISINFECT/HYPOCHLORIN
2164463 | KIRKLAND MEAT PACKING | 1 | KIRKLAND MEAT PACKING | B | 02 | DISINFECT/HYPOCHLORIN
2164464 | HYDRAULIC SERVICES OF AMERICA | 1 | HYDRAULIC SERVICES OF AMERICA | B | 02 | DISINFECT/HYPOCHLORIN
2164465 | G&C CARTAGE COMPANY INC., | 1 | G&C CARTAGE COMPANY INC., | B | 02 | DISINFECT/HYPOCHLORIN
2164466 | GATE PETROLEUM #131 | 1 | GATE PETROLEUM #131 | B | 02 | DISINFECT/HYPOCHLORIN
2164467 | HECKSCHER DRIVE BAPTIST CHURCH | 1 | HECKSCHER DRIVE BAPTIST CHURCH | B | 02 | DISINFECT/HYPOCHLORIN
2164467 | HECKSCHER DRIVE BAPTIST CHURCH | 1 | HECKSCHER DRIVE BAPTIST CHURCH | E | 20 | T-O CTRL/AERATION
2164468 | HECKSCHER DR RECREATION CENTER | 1 | HECKSCHER DRIVE RECREATION CTR | E | 20 | T-O CTRL/AERATION
2164468 | HECKSCHER DR RECREATION CENTER | 1 | HECKSCHER DRIVE RECREATION CTR | B | 02 | DISINFECT/HYPOCHLORIN
2164469 | WOODMAN OF THE WORLD | 1 | WOODMAN OF THE WORLD | B | 02 | DISINFECT/HYPOCHLORIN
2164470 | GATOR FREIGHTWAYS | 1 | GATOR FREIGHTWAYS | B | 02 | DISINFECT/HYPOCHLORIN
2164471 | WALT'S AUTO PARTS | 1 | WALT'S AUTO PARTS | B | 02 | DISINFECT/HYPOCHLORIN
2164472 | DEWITT INSULATION INC., | 1 | DEWITT INSULATION INC., | B | 02 | DISINFECT/HYPOCHLORIN
2164474 | BLACK SHADOW AVIATION | 1 | BLACK SHADOW AVIATION | B | 02 | DISINFECT/HYPOCHLORIN
2164475 | JENKINS CONSTRUCTION INC., | 1 | JENKINS CONSTRUCTION INC., | B | 02 | DISINFECT/HYPOCHLORIN
2164476 | ALL FENCE INC., | 1 | ALL FENCE INC., | B | 02 | DISINFECT/HYPOCHLORIN
2164477 | CTC TRANSPORTATION | 1 | CTC TRANSPORTATION | B | 02 | DISINFECT/HYPOCHLORIN
2164478 | BATSON COOKE | 1 | BATSON COOKE | B | 02 | DISINFECT/HYPOCHLORIN
2164479 | MANDARIN SERVICE | 1 | MANDARIN SERVICE | B | 02 | DISINFECT/HYPOCHLORIN
2164480 | RACEWAY PETROLEUM #956 | 1 | RACEWAY #953 | B | 02 | DISINFECT/HYPOCHLORIN
2164481 | SALVAGE GROCERY | 1 | SALVAGE GROCERY | B | 02 | DISINFECT/HYPOCHLORIN
2164482 | FAA SECTOR ARSR BLDG. | 1 | FAA SECTOR ARSR BLDG. | B | 02 | DISINFECT/HYPOCHLORIN
2164483 | PINE GROVE MHP | 1 | PINE GROVE MHP | B | 02 | DISINFECT/HYPOCHLORIN
2164484 | WHITEHOUSE BAPTIST CHURCH | 1 | WHITEHOUSE BAPTIST CHURC | B | 02 | DISINFECT/HYPOCHLORIN
2164485 | WHITE SHELL FISH CAMP | 1 | WHITE SHELL FISH CAMP | B | 02 | DISINFECT/HYPOCHLORIN
2164486 | STOCKADE STORAGE | 1 | STOCKADE STORAGE | B | 02 | DISINFECT/HYPOCHLORIN
2164487 | THOMAS CREEK PARK | 1 | THOMAS CREEK PARK | E | 20 | T-O CTRL/AERATION
2164487 | THOMAS CREEK PARK | 1 | THOMAS CREEK PARK | B | 02 | DISINFECT/HYPOCHLORIN
2164488 | BAYWOOD ANIMAL HOSPITAL | 1 | BAYWOOD ANIMAL HOSPITAL | B | 02 | DISINFECT/HYPOCHLORIN
2164489 | TRU-GREEN | 1 | TRU-GREEN WTP | B | 02 | DISINFECT/HYPOCHLORIN
2164490 | GIRVAN CO. | 1 |  | B | 02 | DISINFECT/HYPOCHLORIN
2164491 | JEPSEN TOOL | 1 | JEPSEN TOOL WTP | B | 02 | DISINFECT/HYPOCHLORIN
2164492 | TEXACO GAS STATION #364 | 1 | TEXACO GAS STATION | B | 02 | DISINFECT/HYPOCHLORIN
2164492 | TEXACO GAS STATION #364 | 1 | TEXACO GAS STATION | E | 20 | T-O CTRL/AERATION
2164493 | WEST MEADOWS GOLF CLUB | 1 | WEST MEADOWS GOLF CLUB | B | 02 | DISINFECT/HYPOCHLORIN
2164494 | NORMANDY RYZE LLC | 1 | BAILEY'S MHP NORTH | D | 18 | CORR-CTRL/SEQUESTATION
2164494 | NORMANDY RYZE LLC | 1 | BAILEY'S MHP NORTH | B | 02 | DISINFECT/HYPOCHLORIN
2164495 | WESTERN AUTO | 1 | WESTERN AUTO WTP | B | 02 | DISINFECT/HYPOCHLORIN
2164496 | KNIGHTS OF COLUMBUS #648 | 1 | KNIGHTS OF COLUMBUS #648 | B | 02 | DISINFECT/HYPOCHLORIN
2164497 | HOPE CHAPEL | 1 | HOPE CHAPEL WTP | B | 02 | DISINFECT/HYPOCHLORIN
2164497 | HOPE CHAPEL | 1 | HOPE CHAPEL WTP | E | 20 | T-O CTRL/AERATION
2164498 | RIVER CITY PLASTICS | 1 | RIVER CITY PLASTICS | B | 02 | DISINFECT/HYPOCHLORIN
2164498 | RIVER CITY PLASTICS | 1 | RIVER CITY PLASTICS | E | 20 | T-O CTRL/AERATION
2164499 | HERLONG AIRPORT(JPA) | 1 | HERLONG AIRPORT (JPA) | B | 02 | DISINFECT/HYPOCHLORIN
2164500 | MARTIN'S SANDWICH SHOP | 1 | MARTIN'S SANDWHICH SHOP | B | 02 | DISINFECT/HYPOCHLORIN
2164501 | LIL CHAMP #1270 | 1 | LIL CHAMP#1270 | B | 02 | DISINFECT/HYPOCHLORIN
2164501 | LIL CHAMP #1270 | 1 | LIL CHAMP#1270 | E | 20 | T-O CTRL/AERATION
2164502 | BAYMEADOWS SQUARE I&II | 1 | BAYMEADOWS SQUARE I&II | B | 02 | DISINFECT/HYPOCHLORIN
2164502 | BAYMEADOWS SQUARE I&II | 2 | BAYMEADOWS SQUARE #II | B | 02 | DISINFECT/HYPOCHLORIN
2164502 | BAYMEADOWS SQUARE I&II | 1 | BAYMEADOWS SQUARE I&II | E | 20 | T-O CTRL/AERATION
2164503 | NEW KINGS PLAZA | 1 | NEW KINGS PLAZA | E | 20 | T-O CTRL/AERATION
2164503 | NEW KINGS PLAZA | 1 | NEW KINGS PLAZA | B | 02 | DISINFECT/HYPOCHLORIN
2164504 | RECLAIM BAPTIST CHURCH | 1 | LAKESIDE BAPTIST | B | 20 | DISINFECT/AERATION
2164504 | RECLAIM BAPTIST CHURCH | 1 | LAKESIDE BAPTIST | B | 02 | DISINFECT/HYPOCHLORIN
2164505 | PELOTES ISLAND PRESERVE-BLDG. #1 | 1 | PELOTES ISLAND PRESERVE | B | 20 | DISINFECT/AERATION
2164505 | PELOTES ISLAND PRESERVE-BLDG. #1 | 1 | PELOTES ISLAND PRESERVE | B | 02 | DISINFECT/HYPOCHLORIN
2164506 | BURGER KING-U.S.301 BALDWIN | 1 | BURGER KING-U.S. 301 BALDWIN | B | 20 | DISINFECT/AERATION
2164506 | BURGER KING-U.S.301 BALDWIN | 1 | BURGER KING-U.S. 301 BALDWIN | B | 02 | DISINFECT/HYPOCHLORIN
2164507 | ENVIRO COMP SERVICES, INC., | 1 | ENVIRO COMP SERVICES,INC., | E | 20 | T-O CTRL/AERATION
2164507 | ENVIRO COMP SERVICES, INC., | 1 | ENVIRO COMP SERVICES,INC., | B | 02 | DISINFECT/HYPOCHLORIN
2164508 | SOUTHEASTERN FREIGHT | 1 | SOUTHEASTERN FREIGHT | E | 20 | T-O CTRL/AERATION
2164508 | SOUTHEASTERN FREIGHT | 1 | SOUTHEASTERN FREIGHT | B | 02 | DISINFECT/HYPOCHLORIN
2164509 | WHITEHOUSE ASSEMBLY OF GOD | 1 | WHITEHOUSE ASSEMBLY OF GOD | B | 02 | DISINFECT/HYPOCHLORIN
2164510 | MERRILL LYNCH OPER.CENTER | 1 | MERRILL LYNCH OPER. CENTER | B | 02 | DISINFECT/HYPOCHLORIN
2164511 | JACKSONVILLE MARKET PLACE | 1 | JACKSONVILLE MARKET PLACE | B | 02 | DISINFECT/HYPOCHLORIN
2164512 | BARZ LIQUORS | 1 | BARZ LIQUORS | E | 20 | T-O CTRL/AERATION
2164512 | BARZ LIQUORS | 1 | BARZ LIQUORS | B | 02 | DISINFECT/HYPOCHLORIN
2164513 | HRS - MENTAL HEALTH RESOURCE CENTER | 1 | MENTAL HEALTH RESOURCE CENTER | B | 02 | DISINFECT/HYPOCHLORIN
2164514 | STARVIN MARVIN | 1 | STARVIN MARVIN | E | 20 | T-O CTRL/AERATION
2164514 | STARVIN MARVIN | 1 | STARVIN MARVIN | B | 02 | DISINFECT/HYPOCHLORIN
2164515 | AMOCO OIL COMPANY TERMINAL | 1 | AMOCO OIL COMPANY TERMINAL | B | 02 | DISINFECT/HYPOCHLORIN
2164516 | MONCRIEF LIQUORS & LOUNGE | 1 | MONCRIEF LIQUORS & LOUNGE | B | 02 | DISINFECT/HYPOCHLORIN
2164517 | FAITH BAPTIST CHURCH | 1 | FAITH BAPTIST CHURCH | E | 20 | T-O CTRL/AERATION
2164517 | FAITH BAPTIST CHURCH | 1 | FAITH BAPTIST CHURCH | B | 02 | DISINFECT/HYPOCHLORIN
2164518 | FLASH FOOD-TEXACO | 1 | FLASH FOOD STORE #125 | B | 02 | DISINFECT/HYPOCHLORIN
2164519 | LIL CHAMP # 1150 | 1 |  | B | 02 | DISINFECT/HYPOCHLORIN
2164520 | BETHEL AME CHURCH | 1 | BETHEL AME CHURCH | B | 02 | DISINFECT/HYPOCHLORIN
2164521 | SHEPHERD NURSERY | 1 | SHEPHERD NURSERY | E | 20 | T-O CTRL/AERATION
2164521 | SHEPHERD NURSERY | 1 | SHEPHERD NURSERY | B | 02 | DISINFECT/HYPOCHLORIN
2164522 | TRAIL RIDGE LANDFILL | 1 | TRAILRIDGE LANDFILL | E | 20 | T-O CTRL/AERATION
2164522 | TRAIL RIDGE LANDFILL | 1 | TRAILRIDGE LANDFILL | B | 02 | DISINFECT/HYPOCHLORIN
2164523 | BUCCANEER RESTAURANT | 1 | BUCCANEER RESTAURANT | E | 20 | T-O CTRL/AERATION
2164523 | BUCCANEER RESTAURANT | 1 | BUCCANEER RESTAURANT | B | 02 | DISINFECT/HYPOCHLORIN
2164524 | WEST FRASER WHITEHOUSE | 1 | WTP 1 | E | 20 | T-O CTRL/AERATION
2164524 | WEST FRASER WHITEHOUSE | 1 | WTP 1 | B | 02 | DISINFECT/HYPOCHLORIN
2164525 | WAYMAN CHAPEL WTP | 1 | LIVING BREAD MINISTRIES | E | 20 | T-O CTRL/AERATION
2164525 | WAYMAN CHAPEL WTP | 1 | LIVING BREAD MINISTRIES | B | 02 | DISINFECT/HYPOCHLORIN
2164526 | COUNTRY SCHOOL III | 1 | COUNTRY SCHOOL III | E | 20 | T-O CTRL/AERATION
2164526 | COUNTRY SCHOOL III | 1 | COUNTRY SCHOOL III | B | 02 | DISINFECT/HYPOCHLORIN
2164527 | MANDARIN LUTHERAN CHURCH | 1 | MANDARIN LUTHERAN CHURCH | E | 20 | T-O CTRL/AERATION
2164527 | MANDARIN LUTHERAN CHURCH | 1 | MANDARIN LUTHERAN CHURCH | B | 02 | DISINFECT/HYPOCHLORIN
2164528 | REALCO WRECKING | 1 | REALCO WRECKING | E | 20 | T-O CTRL/AERATION
2164528 | REALCO WRECKING | 1 | REALCO WRECKING | B | 02 | DISINFECT/HYPOCHLORIN
2164529 | RACETRAC PETROLEUM #309 | 1 | RACETRAC#369 | B | 02 | DISINFECT/HYPOCHLORIN
2164530 | LIL CHAMP #1086 | 1 | LIL CHAMP# 1086 | B | 02 | DISINFECT/HYPOCHLORIN
2164531 | LIL CHAMP #1148 | 1 | LIL CHAMP #1148 | B | 02 | DISINFECT/HYPOCHLORIN
2164532 | LIL CHAMP #1177 | 1 | LIL CHAMP#1177 | B | 02 | DISINFECT/HYPOCHLORIN
2164533 | MARKET MASTERS #5 | 1 | MARKET MASTERS #5 WTP | B | 02 | DISINFECT/HYPOCHLORIN
2164534 | KANGAROO EXPRESS #1215 | 1 | LIL CHAMP#1215 | B | 02 | DISINFECT/HYPOCHLORIN
2164534 | KANGAROO EXPRESS #1215 | 1 | LIL CHAMP#1215 | E | 20 | T-O CTRL/AERATION
2164535 | LIL CHAMP#1080 | 1 | LIL CHAMP#1080 | B | 02 | DISINFECT/HYPOCHLORIN
2164536 | LIL CHAMP #1133 | 1 | LIL CHAMP#1133 | B | 02 | DISINFECT/HYPOCHLORIN
2164537 | GOODBY'S EXECUTIVE OFFICE | 1 | GOODBY'S OFFICE COMPLEX | E | 20 | T-O CTRL/AERATION
2164537 | GOODBY'S EXECUTIVE OFFICE | 1 | GOODBY'S OFFICE COMPLEX | B | 02 | DISINFECT/HYPOCHLORIN
2164538 | SPRINT #1212 | 1 | LIL CHAMP#1212 | B | 02 | DISINFECT/HYPOCHLORIN
2164539 | LIL CHAMP#116 | 1 | LIL CHAMP#116 | E | 20 | T-O CTRL/AERATION
2164539 | LIL CHAMP#116 | 1 | LIL CHAMP#116 | B | 02 | DISINFECT/HYPOCHLORIN
2164540 | SUBARU REGENCY | 1 | SUBARU REGENCY | B | 02 | DISINFECT/HYPOCHLORIN
2164541 | LIL CHAMP # 72 | 1 | LIL'CHAMP# 1072 | B | 02 | DISINFECT/HYPOCHLORIN
2164542 | MOSQUITO CONTROL | 1 | MOSQUITO CONTROL | E | 20 | T-O CTRL/AERATION
2164542 | MOSQUITO CONTROL | 1 | MOSQUITO CONTROL | B | 02 | DISINFECT/HYPOCHLORIN
2164543 | AVENUES GOLF RANGE | 1 | AVENUES GOLF RANGE | E | 20 | T-O CTRL/AERATION
2164543 | AVENUES GOLF RANGE | 1 | AVENUES GOLF RANGE | B | 02 | DISINFECT/HYPOCHLORIN
2164544 | NEW TESTMNT CHURCH OF THE REDE | 1 | NEW TESTMNT CHURCH OF THE REDE | B | 02 | DISINFECT/HYPOCHLORIN
2164545 | KANGAROO EXPRESS #1222 | 1 | KANGAROO EXPRESS #1222 | B | 02 | DISINFECT/HYPOCHLORIN
2164546 | SUNRISE FOODS #14 | 1 | BASS FOOD STORE | B | 02 | DISINFECT/HYPOCHLORIN
2164547 | LIL CHAMP # 247 | 1 | LIL CHAMP#247 | B | 02 | DISINFECT/HYPOCHLORIN
2164548 | JONES ROAD FOOD MART | 1 | PLANT 1 | E | 20 | T-O CTRL/AERATION
2164548 | JONES ROAD FOOD MART | 1 | PLANT 1 | B | 02 | DISINFECT/HYPOCHLORIN
2164549 | VICTORY CHURCH OF GOD | 1 | SILO CHURCH OF GOOD | B | 02 | DISINFECT/HYPOCHLORIN
2164550 | LIL CHAMP#1246 | 1 | LIL CHAMP#1246 | E | 20 | T-O CTRL/AERATION
2164550 | LIL CHAMP#1246 | 1 | LIL CHAMP#1246 | B | 02 | DISINFECT/HYPOCHLORIN
2164551 | GATEWAY RIFLE AND PISTOL CLUB | 1 | GATEWAY RIFLE& PISTOL CLUB | B | 02 | DISINFECT/HYPOCHLORIN
2164552 | SAN MARCO FOOD STORE #3 | 1 | LIL CHAMP#1043 | B | 02 | DISINFECT/HYPOCHLORIN
2164553 | NAPA DISTRIBUTION CENTER | 1 | NAPA WTP | B | 20 | DISINFECT/AERATION
2164553 | NAPA DISTRIBUTION CENTER | 1 | NAPA WTP | B | 02 | DISINFECT/HYPOCHLORIN
2164554 | MARIETTA PUBLIC HEALTH CLINIC | 1 | MARIETTA PUBLIC HEALTH CLINIC | B | 02 | DISINFECT/HYPOCHLORIN
2164555 | LIL' CHAMP# 1056 | 1 | LIL'CHAMP#1056 | B | 02 | DISINFECT/HYPOCHLORIN
2164556 | DAMES POINT PARK | 1 | DAMES POINT PARK | B | 02 | DISINFECT/HYPOCHLORIN
2164556 | DAMES POINT PARK | 1 | DAMES POINT PARK | E | 20 | T-O CTRL/AERATION
2164557 | LIL CHAMP #1173 | 1 | LIL CHAMP#1173 | E | 20 | T-O CTRL/AERATION
2164557 | LIL CHAMP #1173 | 1 | LIL CHAMP#1173 | B | 02 | DISINFECT/HYPOCHLORIN
2164558 | MIDNIGHT CRY MINISTRY CHURCH | 1 | MIDNIGHT CRY MINISTRY CHURCH | B | 02 | DISINFECT/HYPOCHLORIN
2164559 | JEA: DISTRICT II | 1 | DISTRICT II | E | 20 | T-O CTRL/AERATION
2164559 | JEA: DISTRICT II | 1 | DISTRICT II | B | 20 | DISINFECT/AERATION
2164560 | BENT CREEK PLAZA | 1 | BENT CREEK PLAZA | B | 02 | DISINFECT/HYPOCHLORIN
2164561 | AMOCO FOOD STORE | 1 | AMOCO FOOD STORE | E | 20 | T-O CTRL/AERATION
2164562 | GATE STATION #1171 | 1 | GATE# 1171 | B | 02 | DISINFECT/HYPOCHLORIN
2164563 | SUNOCO #2442 | 1 | SUNOCO #2442 | B | 02 | DISINFECT/HYPOCHLORIN
2164564 | SMOKERS EXPRESS #1257 | 1 | LIL CHAMP#1257 | B | 02 | DISINFECT/HYPOCHLORIN
2164565 | CRAIG AIR CENTER | 1 | CRAIG AIR CENTER | B | 02 | DISINFECT/HYPOCHLORIN
2164566 | CIRCLE K #1174 | 1 | CIRCLE K #1174 | E | 20 | T-O CTRL/AERATION
2164566 | CIRCLE K #1174 | 1 | CIRCLE K #1174 | B | 02 | DISINFECT/HYPOCHLORIN
2164567 | LLHE #71 (JOLLY C STORE) | 1 | LIL CHAMP#71 | B | 02 | DISINFECT/HYPOCHLORIN
2164568 | SPRINT #6076 | 1 | LIL' CHAMP#76 | B | 02 | DISINFECT/HYPOCHLORIN
2164569 | LIL'CHAMP#1127 | 1 | LIL'CHAMP#1127 | B | 02 | DISINFECT/HYPOCHLORIN
2164570 | BLACK HAMMOCK PARK | 1 | BLACK HAMMOCK PARK | E | 20 | T-O CTRL/AERATION
2164570 | BLACK HAMMOCK PARK | 1 | BLACK HAMMOCK PARK | B | 02 | DISINFECT/HYPOCHLORIN
2164571 | JAX RACEWAYS | 1 | JAX RACEWAY | B | 02 | DISINFECT/HYPOCHLORIN
2164572 | TRUE HOUSE | 1 | TRUE TRUSS | B | 02 | DISINFECT/HYPOCHLORIN
2164573 | LIL CHAMP#1052 | 1 | LIL CHAMP#1052 | B | 02 | DISINFECT/HYPOCHLORIN
2164574 | CHOWDER TED'S | 1 | CHOWDER TED'S | B | 02 | DISINFECT/HYPOCHLORIN
2164574 | CHOWDER TED'S | 1 | CHOWDER TED'S | E | 20 | T-O CTRL/AERATION
2164575 | JONES RD. GENERAL STORE | 1 | JONES RD. GENERAL STORE | B | 02 | DISINFECT/HYPOCHLORIN
2164576 | GATE STATION #293 (9-A) | 1 | GATE STATION 9A | B | 02 | DISINFECT/HYPOCHLORIN
2164576 | GATE STATION #293 (9-A) | 1 | GATE STATION 9A | E | 20 | T-O CTRL/AERATION
2164577 | GREATER ZION GROVE BAPT.CHURCH | 1 | GREATER ZION GROVE BAPT.CHURCH | B | 02 | DISINFECT/HYPOCHLORIN
2164577 | GREATER ZION GROVE BAPT.CHURCH | 1 | GREATER ZION GROVE BAPT.CHURCH | E | 20 | T-O CTRL/AERATION
2164578 | BAYARD ROOSTER | 1 | BAYARD ROOSTER | B | 02 | DISINFECT/HYPOCHLORIN
2164578 | BAYARD ROOSTER | 1 | BAYARD ROOSTER | E | 20 | T-O CTRL/AERATION
2164579 | CAMP TRANSPORTATION | 1 | CAMP TRANSPORTATION | B | 02 | DISINFECT/HYPOCHLORIN
2164579 | CAMP TRANSPORTATION | 1 | CAMP TRANSPORTATION | E | 20 | T-O CTRL/AERATION
2164581 | MT. ZION UNITED METHODIST CHURCH | 1 | MT.ZION UNITED METH. CHURCH | B | 02 | DISINFECT/HYPOCHLORIN
2164581 | MT. ZION UNITED METHODIST CHURCH | 1 | MT.ZION UNITED METH. CHURCH | E | 20 | T-O CTRL/AERATION
2164582 | LANNIE ROAD PARK | 1 | LANNIE ROAD PARK | B | 02 | DISINFECT/HYPOCHLORIN
2164582 | LANNIE ROAD PARK | 1 | LANNIE ROAD PARK | E | 20 | T-O CTRL/AERATION
2164583 | LIL CHAMP #1207 | 1 | LIL CHAMP#1207 | B | 02 | DISINFECT/HYPOCHLORIN
2164584 | THOMAS MARSHALL PARK | 1 | THOMAS MARSHALL PARK | B | 02 | DISINFECT/HYPOCHLORIN
2164585 | UNF POLICE STATION | 1 | UNF POLICE STATION | B | 02 | DISINFECT/HYPOCHLORIN
2164585 | UNF POLICE STATION | 1 | UNF POLICE STATION | E | 20 | T-O CTRL/AERATION
2164586 | ALAMO RENT A CAR INC. | 1 | ALAMO RENT A CAR INC. | B | 02 | DISINFECT/HYPOCHLORIN
2164586 | ALAMO RENT A CAR INC. | 1 | ALAMO RENT A CAR INC. | E | 20 | T-O CTRL/AERATION
2164587 | FIRST COAST INTERMODAL | 1 | FIRST COAST INTERMODAL | B | 02 | DISINFECT/HYPOCHLORIN
2164587 | FIRST COAST INTERMODAL | 1 | FIRST COAST INTERMODAL | E | 20 | T-O CTRL/AERATION
2164588 | SOUTHPOINT BAPTIST CHURCH | 1 | SOUTHPOINT BAPTIST CHURCH | E | 20 | T-O CTRL/AERATION
2164588 | SOUTHPOINT BAPTIST CHURCH | 1 | SOUTHPOINT BAPTIST CHURCH | B | 02 | DISINFECT/HYPOCHLORIN
2164589 | MULLINIKS CONSTRUCTION CO. INC | 1 | MULLINIKS CONSTRUCTION CO. INC | B | 20 | DISINFECT/AERATION
2164589 | MULLINIKS CONSTRUCTION CO. INC | 1 | MULLINIKS CONSTRUCTION CO. INC | B | 02 | DISINFECT/HYPOCHLORIN
2164590 | RAMSEY'S OLD PLANTATION LOUNGE | 1 | RAMSEY'S OLD PLANTATION LOUNGE | B | 02 | DISINFECT/HYPOCHLORIN
2164591 | NEW HOPE CHURCH OF THE NAZARENE | 1 | NEW HOPE NAZARENE | B | 02 | DISINFECT/HYPOCHLORIN
2164591 | NEW HOPE CHURCH OF THE NAZARENE | 1 | NEW HOPE NAZARENE | B | 20 | DISINFECT/AERATION
2164592 | JOE CARLUCCI SISTERS CREEK BOAT RAMP | 1 | JOE CARLUCCI BOAT RAMP | E | 20 | T-O CTRL/AERATION
2164592 | JOE CARLUCCI SISTERS CREEK BOAT RAMP | 1 | JOE CARLUCCI BOAT RAMP | B | 02 | DISINFECT/HYPOCHLORIN
2164593 | POLYPURE INC. | 1 | POLYPURE INC. | B | 02 | DISINFECT/HYPOCHLORIN
2164594 | COMMERCE PARK | 1 | COMMERCE PARK | B | 02 | DISINFECT/HYPOCHLORIN
2164594 | COMMERCE PARK | 1 | COMMERCE PARK | E | 20 | T-O CTRL/AERATION
2164595 | ADVANCED AUTO PARTS #9286 (DISCOUNT#96) | 1 | DISCOUNT AUTO PARTS #96 | B | 02 | DISINFECT/HYPOCHLORIN
2164595 | ADVANCED AUTO PARTS #9286 (DISCOUNT#96) | 1 | DISCOUNT AUTO PARTS #96 | E | 20 | T-O CTRL/AERATION
2164596 | ADVANCED AUTO PARTS #9292 (DISCOUNT#211) | 1 | DISCOUNT AUTO PARTS#211 | B | 02 | DISINFECT/HYPOCHLORIN
2164597 | SHANE'S SANDWICH SHOP | 1 | SHANES SANDWHICH SHOP | B | 02 | DISINFECT/HYPOCHLORIN
2164597 | SHANE'S SANDWICH SHOP | 1 | SHANES SANDWHICH SHOP | E | 20 | T-O CTRL/AERATION
2164598 | ENNIS, INC. | 1 | PARK AND FLY INC. | B | 02 | DISINFECT/HYPOCHLORIN
2164599 | MILLENNIA INDUSTRIES | 1 | MILLENNIA INDUSTRIES | B | 02 | DISINFECT/HYPOCHLORIN
2164600 | U-HAUL | 1 | U-HAUL | B | 02 | DISINFECT/HYPOCHLORIN
2164600 | U-HAUL | 1 | U-HAUL | E | 20 | T-O CTRL/AERATION
2164601 | BEARD EQUIPMENT | 1 | BEARD EQUIPMENT | E | 20 | T-O CTRL/AERATION
2164601 | BEARD EQUIPMENT | 1 | BEARD EQUIPMENT | B | 02 | DISINFECT/HYPOCHLORIN
2164602 | METALPLATE GALVANIZING, LP | 1 | METAL PLATE GALVANIZING | B | 02 | DISINFECT/HYPOCHLORIN
2164602 | METALPLATE GALVANIZING, LP | 1 | METAL PLATE GALVANIZING | E | 20 | T-O CTRL/AERATION
2164603 | CONGLOBAL INDUSTRIES | 1 | ITEL TERMINALS | B | 02 | DISINFECT/HYPOCHLORIN
2164603 | CONGLOBAL INDUSTRIES | 1 | ITEL TERMINALS | E | 20 | T-O CTRL/AERATION
2164604 | PABLO CREEK GOLF CLUB | 1 | PABLO CREEK GOLF CLUB | E | 20 | T-O CTRL/AERATION
2164604 | PABLO CREEK GOLF CLUB | 1 | PABLO CREEK GOLF CLUB | B | 02 | DISINFECT/HYPOCHLORIN
2164605 | FIRST COAST CHRISTIAN CENTER | 1 | FIRST COAST CHRISTIAN CENTER | B | 02 | DISINFECT/HYPOCHLORIN
2164605 | FIRST COAST CHRISTIAN CENTER | 1 | FIRST COAST CHRISTIAN CENTER | E | 20 | T-O CTRL/AERATION
2164606 | OLD KINGS ROAD TERMINAL, LLC | 1 | NEW | B | 02 | DISINFECT/HYPOCHLORIN
2164607 | WATKINS ENGINEERS & CONTRACTOR | 1 | WATKINS ENGINEERS & CONTRACTOR | B | 02 | DISINFECT/HYPOCHLORIN
2164607 | WATKINS ENGINEERS & CONTRACTOR | 1 | WATKINS ENGINEERS & CONTRACTOR | E | 20 | T-O CTRL/AERATION
2164608 | SUNESTA CANVAS PRODUCTS | 1 | SUNESTA CANVAS PRODUCTS | E | 20 | T-O CTRL/AERATION
2164608 | SUNESTA CANVAS PRODUCTS | 1 | SUNESTA CANVAS PRODUCTS | B | 02 | DISINFECT/HYPOCHLORIN
2164609 | AUTO WORLD BODY & PAINT | 1 |  | B | 02 | DISINFECT/HYPOCHLORIN
2164610 | HUGUENOT PARK OFFICE | 1 | HUGUENOT PARK OFFICE | E | 20 | T-O CTRL/AERATION
2164610 | HUGUENOT PARK OFFICE | 1 | HUGUENOT PARK OFFICE | B | 02 | DISINFECT/HYPOCHLORIN
2164611 | CITGO \ DIXIE OIL | 1 |  | B | 02 | DISINFECT/HYPOCHLORIN
2164612 | FIFTH GEAR | 1 | FIFTH GEAR | B | 02 | DISINFECT/HYPOCHLORIN
2164613 | KNIGHTS OF COLUMBUS #4727 | 1 |  | A |  | NO TRTMT
2164614 | PUBLIC STORAGE II(8701) | 1 | PUBLIC STORAGE II | B | 02 | DISINFECT/HYPOCHLORIN
2164614 | PUBLIC STORAGE II(8701) | 1 | PUBLIC STORAGE II | E | 20 | T-O CTRL/AERATION
2164615 | PUBLIC STORAGE I (8727) | 1 | PUBLIC STORAGE I | E | 20 | T-O CTRL/AERATION
2164615 | PUBLIC STORAGE I (8727) | 1 | PUBLIC STORAGE I | B | 02 | DISINFECT/HYPOCHLORIN
2164616 | DEJANA TRUCK AND UTILITY | 1 | WELL 1 | E | 20 | T-O CTRL/AERATION
2164616 | DEJANA TRUCK AND UTILITY | 1 | WELL 1 | B | 02 | DISINFECT/HYPOCHLORIN
2164617 | OLD CASTLE PRECAST | 1 | OLD CASTLE PRECAST | E | 20 | T-O CTRL/AERATION
2164617 | OLD CASTLE PRECAST | 1 | OLD CASTLE PRECAST | B | 02 | DISINFECT/HYPOCHLORIN
2164618 | LANIER AND LUCAS INC | 1 | LANIER AND LUCAS INC WTP | B | 02 | DISINFECT/HYPOCHLORIN
2164619 | NORTHSIDE BUSINESS CENTER | 1 | NORTHSIDE BUSINESS CENTER | B | 02 | DISINFECT/HYPOCHLORIN
2164620 | RIVER CITY FAMILY CHURCH | 1 | RIVER CITY FAMILY CHURCH | E | 20 | T-O CTRL/AERATION
2164620 | RIVER CITY FAMILY CHURCH | 1 | RIVER CITY FAMILY CHURCH | B | 02 | DISINFECT/HYPOCHLORIN
2164621 | NORFOLK SOUTHERN RAILROAD | 1 | NORFOLK SOUTHERN RAILROAD | E | 20 | T-O CTRL/AERATION
2164621 | NORFOLK SOUTHERN RAILROAD | 1 | NORFOLK SOUTHERN RAILROAD | B | 02 | DISINFECT/HYPOCHLORIN
2164622 | PURCELL'S MOTORCYCLE & MARINE | 1 | PURCELL'S | B | 02 | DISINFECT/HYPOCHLORIN
2164623 | TEMPLE BAPTIST CHURCH | 1 |  | B | 02 | DISINFECT/HYPOCHLORIN
2164624 | MANDARIN HOLIDAY MARINA | 1 | MANDARIN HOLIDAY MARINA | B | 02 | DISINFECT/HYPOCHLORIN
2164625 | GATE FUEL SERVICE | 1 | GATE FUEL SERVICE | E | 20 | T-O CTRL/AERATION
2164625 | GATE FUEL SERVICE | 1 | GATE FUEL SERVICE | B | 02 | DISINFECT/HYPOCHLORIN
2164626 | SUNBELT RENTALS | 1 | SUNBELT RENTALS | E | 20 | T-O CTRL/AERATION
2164626 | SUNBELT RENTALS | 1 | SUNBELT RENTALS | B | 02 | DISINFECT/HYPOCHLORIN
2164628 | PELOTES ISLAND BUILDING #2 | 1 | PELOTES ISLAND BUILDING #2 | B | 02 | DISINFECT/HYPOCHLORIN
2164628 | PELOTES ISLAND BUILDING #2 | 1 | PELOTES ISLAND BUILDING #2 | E | 20 | T-O CTRL/AERATION
2164629 | MAXVILLE FOOD MART | 1 | MAXVILLE FOOD MART | B | 02 | DISINFECT/HYPOCHLORIN
2164630 | NORTH JAX WIC & NUTRITION CENTER | 1 | PLANT 1 | B | 02 | DISINFECT/HYPOCHLORIN
2164631 | POPE DUVAL PARK | 1 | POPE DUVAL PARK | B | 02 | DISINFECT/HYPOCHLORIN
2164631 | POPE DUVAL PARK | 1 | POPE DUVAL PARK | E | 20 | T-O CTRL/AERATION
2164633 | GATES OF SOUTHPOINT | 1 | PLANT 1 | B | 02 | DISINFECT/HYPOCHLORIN
2164635 | AGAPE BAPTIST CHURCH | 1 | AGAPE BAPTIST CHURCH | B | 02 | DISINFECT/HYPOCHLORIN
2164636 | CMC STEEL JAX SHREDDER | 3 | PLANT #3 (PROCESSING PLANT) | B | 02 | DISINFECT/HYPOCHLORIN
2164636 | CMC STEEL JAX SHREDDER | 2 | PLANT #2 (LOCKER ROOM/SUPPLY) | B | 02 | DISINFECT/HYPOCHLORIN
2164636 | CMC STEEL JAX SHREDDER | 1 | PLANT #1 - SCALES | B | 02 | DISINFECT/HYPOCHLORIN
2164639 | EPISCOPAL CHURCH OF OUR SAVIOR | 1 | EPISCOPAL COOS | E | 20 | T-O CTRL/AERATION
2164639 | EPISCOPAL CHURCH OF OUR SAVIOR | 1 | EPISCOPAL COOS | B | 02 | DISINFECT/HYPOCHLORIN
2164640 | CREATIVE WORLD CHILD CARE CENTER | 1 | CREATIVE WORLD CHILD CARE | B | 02 | DISINFECT/HYPOCHLORIN
2164641 | TALBOT ISLAND CANOE AND KAYAK CONCESSION | 1 | TALBOT ISLAND CANOE AND KAYAK | B | 02 | DISINFECT/HYPOCHLORIN
2164641 | TALBOT ISLAND CANOE AND KAYAK CONCESSION | 1 | TALBOT ISLAND CANOE AND KAYAK | B | 20 | DISINFECT/AERATION
2164641 | TALBOT ISLAND CANOE AND KAYAK CONCESSION | 1 | TALBOT ISLAND CANOE AND KAYAK | Z | 20 | OTHER/AERATION
2164641 | TALBOT ISLAND CANOE AND KAYAK CONCESSION | 1 | TALBOT ISLAND CANOE AND KAYAK | C | 20 | PART-RMVL/AERATION
2164642 | KINGSLEY PLANTATION | 1 | KINGSLEY PLANTATION | B | 02 | DISINFECT/HYPOCHLORIN
2164642 | KINGSLEY PLANTATION | 1 | KINGSLEY PLANTATION | E | 20 | T-O CTRL/AERATION
2164643 | SHAW ENVIRONMENTAL & INFRASTRUCTURE INC | 1 | SHAW ENVIRONMENTAL | B | 02 | DISINFECT/HYPOCHLORIN
2164645 | OLD PLANK ROAD BAPTIST CHURCH | 1 | OLD PLANK ROAD BAPTIST CHURCH | I | 23 | COLOR RML/GAC ADDITION
2164645 | OLD PLANK ROAD BAPTIST CHURCH | 1 | OLD PLANK ROAD BAPTIST CHURCH | B | 02 | DISINFECT/HYPOCHLORIN
2164645 | OLD PLANK ROAD BAPTIST CHURCH | 1 | OLD PLANK ROAD BAPTIST CHURCH | E | 20 | T-O CTRL/AERATION
2164649 | ALIMACANI FISH CAMP | 1 | ALIMACANI FISH CAMP | B | 02 | DISINFECT/HYPOCHLORIN
2164649 | ALIMACANI FISH CAMP | 1 | ALIMACANI FISH CAMP | E | 20 | T-O CTRL/AERATION
2164650 | JACKSONVILLE NATIONAL CEMETERY | 1 | PLANT 1 (SOUTH) | B | 02 | DISINFECT/HYPOCHLORIN
2164650 | JACKSONVILLE NATIONAL CEMETERY | 1 | PLANT 1 (SOUTH) | E | 20 | T-O CTRL/AERATION
2164650 | JACKSONVILLE NATIONAL CEMETERY | 2 | PLANT 2 (NORTH) | E | 20 | T-O CTRL/AERATION
2164650 | JACKSONVILLE NATIONAL CEMETERY | 2 | PLANT 2 (NORTH) | B | 02 | DISINFECT/HYPOCHLORIN
2164651 | FT. GEORGE ISLAND MARINA | 1 | FT. GEORGE ISLAND MARINA | E | 20 | T-O CTRL/AERATION
2164651 | FT. GEORGE ISLAND MARINA | 1 | FT. GEORGE ISLAND MARINA | B | 02 | DISINFECT/HYPOCHLORIN
2164652 | ENGLEWOOD APARTMENTS | 1 | ENGLEWOOD APARTMENTS | B | 02 | DISINFECT/HYPOCHLORIN
2164652 | ENGLEWOOD APARTMENTS | 1 | ENGLEWOOD APARTMENTS | E | 20 | T-O CTRL/AERATION
2164653 | SAL TAYLOR PARK WTP | 1 | SAL TAYLOR PARK | E | 20 | T-O CTRL/AERATION
2164653 | SAL TAYLOR PARK WTP | 1 | SAL TAYLOR PARK | B | 02 | DISINFECT/HYPOCHLORIN
2164654 | DOLL HOUSE | 1 | WELL 1 | B | 02 | DISINFECT/HYPOCHLORIN
2164655 | DYNAREX WAREHOUSE WTP | 1 | 14500 HYATT ROAD | B | 02 | DISINFECT/HYPOCHLORIN
2164656 | SAN MATEO LITTLE LEAGUE OF JAX | 1 | WTP | B | 02 | DISINFECT/HYPOCHLORIN
2164657 | FIRST BAPTIST CHURCH OF MAXVILLE | 1 | PLANT 1 | B | 02 | DISINFECT/HYPOCHLORIN
2164657 | FIRST BAPTIST CHURCH OF MAXVILLE | 1 | PLANT 1 | E | 20 | T-O CTRL/AERATION
2164660 | THOMPSON MILL RV PARK | 1 | THOMPSON MILL RV PARK | E | 20 | T-O CTRL/AERATION
2164660 | THOMPSON MILL RV PARK | 1 | THOMPSON MILL RV PARK | B | 02 | DISINFECT/HYPOCHLORIN
2180002 | BEVERLY BEACH WATER SYSTEM | 1 | FLAGLER-BY-THE-SEA 0.025 MGD | B | 02 | DISINFECT/HYPOCHLORIN
2180002 | BEVERLY BEACH WATER SYSTEM | 1 | FLAGLER-BY-THE-SEA 0.025 MGD | E | 20 | T-O CTRL/AERATION
2180002 | BEVERLY BEACH WATER SYSTEM | 1 | FLAGLER-BY-THE-SEA 0.025 MGD | F | 26 | ORGN-RMVL/REVERSE OSMOSIS
2180002 | BEVERLY BEACH WATER SYSTEM | 2 | MILLER WTP - 0.08 MGD | B | 02 | DISINFECT/HYPOCHLORIN
2180002 | BEVERLY BEACH WATER SYSTEM | 3 | INTERCONNECTION | B | 04 | DISINFECT/CHLORAMINES
2180002 | BEVERLY BEACH WATER SYSTEM | 2 | MILLER WTP - 0.08 MGD | F | 26 | ORGN-RMVL/REVERSE OSMOSIS
2180002 | BEVERLY BEACH WATER SYSTEM | 2 | MILLER WTP - 0.08 MGD | E | 20 | T-O CTRL/AERATION
2180002 | BEVERLY BEACH WATER SYSTEM | 3 | INTERCONNECTION | B | 02 | DISINFECT/HYPOCHLORIN
2180087 | BINGS TOWNCIENDA | 1 | HAMMOCK AREA | B | 02 | DISINFECT/HYPOCHLORIN
2180132 | BULOW PLANTATION | 1 | BULOW PLANTATION | E | 20 | T-O CTRL/AERATION
2180132 | BULOW PLANTATION | 1 | BULOW PLANTATION | B | 04 | DISINFECT/CHLORAMINES
2180133 | BULOW RUINS STATE PARK | 1 | BULOW RUINS STATE HIST. SITE | E | 20 | T-O CTRL/AERATION
2180133 | BULOW RUINS STATE PARK | 1 | BULOW RUINS STATE HIST. SITE | B | 02 | DISINFECT/HYPOCHLORIN
2180134 | BUNNELL WATER PLANT | 1 | BUNNELL WATER PLANT | B | 02 | DISINFECT/HYPOCHLORIN
2180134 | BUNNELL WATER PLANT | 1 | BUNNELL WATER PLANT | E | 25 | T-O CTRL/ION EXCHANGE
2180134 | BUNNELL WATER PLANT | 1 | BUNNELL WATER PLANT | D | 18 | CORR-CTRL/SEQUESTATION
2180134 | BUNNELL WATER PLANT | 1 | BUNNELL WATER PLANT | E | 20 | T-O CTRL/AERATION
2180134 | BUNNELL WATER PLANT | 1 | BUNNELL WATER PLANT | C | 14 | PART-RMVL/RAPID SAND FIL
2180134 | BUNNELL WATER PLANT | 1 | BUNNELL WATER PLANT | B | 04 | DISINFECT/CHLORAMINES
2180349 | FLAGLER BEACH WTP | 1 | FLAGLER BEACH | B | 01 | DISINFECT/GASEOUS CHLORIN
2180349 | FLAGLER BEACH WTP | 2 | FLAGLER BEACH RO | Z | 18 | OTHER/SEQUESTATION
2180349 | FLAGLER BEACH WTP | 2 | FLAGLER BEACH RO | C | 29 | PART-RMVL/CARTRIDGE FILTR
2180349 | FLAGLER BEACH WTP | 2 | FLAGLER BEACH RO | F | 38 | ORGN-RMVL/NANOFILTRATION
2180349 | FLAGLER BEACH WTP | 2 | FLAGLER BEACH RO | Z | 20 | OTHER/AERATION
2180349 | FLAGLER BEACH WTP | 2 | FLAGLER BEACH RO | B | 02 | DISINFECT/HYPOCHLORIN
2180349 | FLAGLER BEACH WTP | 1 | FLAGLER BEACH | C | 13 | PART-RMVL/SLOW SAND FILTR
2180349 | FLAGLER BEACH WTP | 1 | FLAGLER BEACH | H | 10 | SOFTENING/COAGULATION
2180349 | FLAGLER BEACH WTP | 1 | FLAGLER BEACH | H | 25 | SOFTENING/ION EXCHANGE
2180349 | FLAGLER BEACH WTP | 2 | FLAGLER BEACH RO | Z | 19 | OTHER/PH ADJUSTMENT
2180349 | FLAGLER BEACH WTP | 1 | FLAGLER BEACH | D | 36 | CORR-CTRL/CORROSION INHIB
2180349 | FLAGLER BEACH WTP | 1 | FLAGLER BEACH | B | 02 | DISINFECT/HYPOCHLORIN
2180349 | FLAGLER BEACH WTP | 1 | FLAGLER BEACH | B | 04 | DISINFECT/CHLORAMINES
2180351 | OCEAN CITY UTILITIES WTP | 1 |  | F | 26 | ORGN-RMVL/REVERSE OSMOSIS
2180351 | OCEAN CITY UTILITIES WTP | 1 |  | E | 20 | T-O CTRL/AERATION
2180351 | OCEAN CITY UTILITIES WTP | 1 |  | B | 02 | DISINFECT/HYPOCHLORIN
2180551 | ITT RAYONIER LUMBER DIVISION | 1 |  | B | 02 | DISINFECT/HYPOCHLORIN
2180595 | PINE LANDINGS MHP | 1 |  | E | 20 | T-O CTRL/AERATION
2180595 | PINE LANDINGS MHP | 1 |  | B | 02 | DISINFECT/HYPOCHLORIN
2180722 | MARINE PARK OF FLAGLER LP | 1 |  | B | 02 | DISINFECT/HYPOCHLORIN
2180722 | MARINE PARK OF FLAGLER LP | 1 |  | D | 18 | CORR-CTRL/SEQUESTATION
2180722 | MARINE PARK OF FLAGLER LP | 1 |  | E | 20 | T-O CTRL/AERATION
2180722 | MARINE PARK OF FLAGLER LP | 1 |  | H | 24 | SOFTENING/LIME-SODA
2180722 | MARINE PARK OF FLAGLER LP | 1 |  | H | 26 | SOFTENING/REVERSE OSMOSIS
2180729 | CAPRI MHP | 1 | CAPRI MHP | B | 02 | DISINFECT/HYPOCHLORIN
2180863 | PALM COAST UTILITY | 1 | WTP#1 LIME SOFTENING PLANT | C | 11 | PART-RMVL/FLOCCULATION
2180863 | PALM COAST UTILITY | 1 | WTP#1 LIME SOFTENING PLANT | D | 18 | CORR-CTRL/SEQUESTATION
2180863 | PALM COAST UTILITY | 1 | WTP#1 LIME SOFTENING PLANT | H | 24 | SOFTENING/LIME-SODA
2180863 | PALM COAST UTILITY | 2 | WTP #2 | B | 02 | DISINFECT/HYPOCHLORIN
2180863 | PALM COAST UTILITY | 2 | WTP #2 | Z | 18 | OTHER/SEQUESTATION
2180863 | PALM COAST UTILITY | 2 | WTP #2 | H | 38 | SOFTENING/NANOFILTRATION
2180863 | PALM COAST UTILITY | 4 | WTP#3 RO | B | 04 | DISINFECT/CHLORAMINES
2180863 | PALM COAST UTILITY | 4 | WTP#3 RO | B | 02 | DISINFECT/HYPOCHLORIN
2180863 | PALM COAST UTILITY | 4 | WTP#3 RO | F | 26 | ORGN-RMVL/REVERSE OSMOSIS
2180863 | PALM COAST UTILITY | 1 | WTP#1 LIME SOFTENING PLANT | B | 02 | DISINFECT/HYPOCHLORIN
2180863 | PALM COAST UTILITY | 2 | WTP #2 | C | 10 | PART-RMVL/COAGULATION
2180863 | PALM COAST UTILITY | 2 | WTP #2 | F | 38 | ORGN-RMVL/NANOFILTRATION
2180863 | PALM COAST UTILITY | 1 | WTP#1 LIME SOFTENING PLANT | Z | 19 | OTHER/PH ADJUSTMENT
2180863 | PALM COAST UTILITY | 2 | WTP #2 | H | 24 | SOFTENING/LIME-SODA
2180863 | PALM COAST UTILITY | 1 | WTP#1 LIME SOFTENING PLANT | C | 10 | PART-RMVL/COAGULATION
2180863 | PALM COAST UTILITY | 2 | WTP #2 | C | 29 | PART-RMVL/CARTRIDGE FILTR
2180863 | PALM COAST UTILITY | 2 | WTP #2 | C | 08 | PART-RMVL/MICROSCREENING
2180863 | PALM COAST UTILITY | 2 | WTP #2 | E | 28 | T-O CTRL/PACKED TWR-AERA
2180863 | PALM COAST UTILITY | 4 | WTP#3 RO | C | 08 | PART-RMVL/MICROSCREENING
2180863 | PALM COAST UTILITY | 4 | WTP#3 RO | E | 28 | T-O CTRL/PACKED TWR-AERA
2180863 | PALM COAST UTILITY | 4 | WTP#3 RO | Z | 18 | OTHER/SEQUESTATION
2180863 | PALM COAST UTILITY | 2 | WTP #2 | Z | 19 | OTHER/PH ADJUSTMENT
2180863 | PALM COAST UTILITY | 4 | WTP#3 RO | C | 29 | PART-RMVL/CARTRIDGE FILTR
2180863 | PALM COAST UTILITY | 4 | WTP#3 RO | Z | 19 | OTHER/PH ADJUSTMENT
2180863 | PALM COAST UTILITY | 2 | WTP #2 | B | 04 | DISINFECT/CHLORAMINES
2180863 | PALM COAST UTILITY | 1 | WTP#1 LIME SOFTENING PLANT | B | 04 | DISINFECT/CHLORAMINES
2180863 | PALM COAST UTILITY | 1 | WTP#1 LIME SOFTENING PLANT | G | 14 | IRON RMVL/RAPID SAND FIL
2181141 | A1A HAMMOCK PALMS RV PARK | 1 | A1A HAMMOCK PALMS RV PARK | A |  | NO TRTMT
2181197 | TWIN OAKS RESTAURANT | 1 | HAMMOCK AREA | H | 25 | SOFTENING/ION EXCHANGE
2181197 | TWIN OAKS RESTAURANT | 1 | HAMMOCK AREA | B | 02 | DISINFECT/HYPOCHLORIN
2181235 | WASHINGTON OAKS STATE GARDENS | 1 |  | B | 02 | DISINFECT/HYPOCHLORIN
2181235 | WASHINGTON OAKS STATE GARDENS | 1 |  | E | 20 | T-O CTRL/AERATION
2181235 | WASHINGTON OAKS STATE GARDENS | 1 |  | G | 15 | IRON RMVL/PRESS SAND FILT
2181288 | HOLIDAY TRAVEL PARK | 1 | HOLIDAY TRAVEL PARK | G | 18 | IRON RMVL/SEQUESTATION
2181288 | HOLIDAY TRAVEL PARK | 1 | HOLIDAY TRAVEL PARK | E | 20 | T-O CTRL/AERATION
2181288 | HOLIDAY TRAVEL PARK | 1 | HOLIDAY TRAVEL PARK | B | 04 | DISINFECT/CHLORAMINES
2181295 | PALM COAST UTIL CORP SECT 57 | 1 |  | B | 02 | DISINFECT/HYPOCHLORIN
2181295 | PALM COAST UTIL CORP SECT 57 | 1 |  | B | 01 | DISINFECT/GASEOUS CHLORIN
2181439 | PALM COAST LODGE | 1 | HAMMOCK AREA | B | 02 | DISINFECT/HYPOCHLORIN
2181439 | PALM COAST LODGE | 1 | HAMMOCK AREA | Z | 26 | OTHER/REVERSE OSMOSIS
2181440 | GRANADA CAMPGROUNDS | 1 |  | B | 02 | DISINFECT/HYPOCHLORIN
2181442 | PICNICKER'S REST. & CAMPGRNDS | 1 |  | B | 01 | DISINFECT/GASEOUS CHLORIN
2181442 | PICNICKER'S REST. & CAMPGRNDS | 1 |  | E | 20 | T-O CTRL/AERATION
2181442 | PICNICKER'S REST. & CAMPGRNDS | 1 |  | Z | 26 | OTHER/REVERSE OSMOSIS
2184126 | BAYBERRY VILLAGE INC. | 1 | KORONA | B | 02 | DISINFECT/HYPOCHLORIN
2184127 | ADAM'S RIB | 1 | BEVERLY BEACH | B | 02 | DISINFECT/HYPOCHLORIN
2184128 | TIDE'S INN | 1 | FORMERLY BEACHBUMS RESTAURANT | B | 02 | DISINFECT/HYPOCHLORIN
2184249 | PONDEROSA MHP | 1 |  | B | 02 | DISINFECT/HYPOCHLORIN
2184250 | BULL CREEK FISH CAMP | 1 | BULL CREEK | Z | 26 | OTHER/REVERSE OSMOSIS
2184250 | BULL CREEK FISH CAMP | 1 | BULL CREEK | E | 20 | T-O CTRL/AERATION
2184250 | BULL CREEK FISH CAMP | 1 | BULL CREEK | B | 02 | DISINFECT/HYPOCHLORIN
2184250 | BULL CREEK FISH CAMP | 1 | BULL CREEK | C | 29 | PART-RMVL/CARTRIDGE FILTR
2184251 | FGUA - PLANTATION BAY WTP | 1 | PLANTATION BAY WTP | D | 36 | CORR-CTRL/CORROSION INHIB
2184251 | FGUA - PLANTATION BAY WTP | 1 | PLANTATION BAY WTP | C | 14 | PART-RMVL/RAPID SAND FIL
2184251 | FGUA - PLANTATION BAY WTP | 1 | PLANTATION BAY WTP | C | 10 | PART-RMVL/COAGULATION
2184251 | FGUA - PLANTATION BAY WTP | 1 | PLANTATION BAY WTP | E | 20 | T-O CTRL/AERATION
2184251 | FGUA - PLANTATION BAY WTP | 1 | PLANTATION BAY WTP | H | 24 | SOFTENING/LIME-SODA
2184251 | FGUA - PLANTATION BAY WTP | 1 | PLANTATION BAY WTP | D | 19 | CORR-CTRL/PH ADJUSTMENT
2184251 | FGUA - PLANTATION BAY WTP | 1 | PLANTATION BAY WTP | B | 04 | DISINFECT/CHLORAMINES
2184251 | FGUA - PLANTATION BAY WTP | 1 | PLANTATION BAY WTP | B | 02 | DISINFECT/HYPOCHLORIN
2184252 | WHITE EAGLE LOUNGE | 1 | WHITE EAGLE LOUNGE | Z | 29 | OTHER/CARTRIDGE FILTR
2184252 | WHITE EAGLE LOUNGE | 1 | WHITE EAGLE LOUNGE | H | 25 | SOFTENING/ION EXCHANGE
2184252 | WHITE EAGLE LOUNGE | 1 | WHITE EAGLE LOUNGE | B | 02 | DISINFECT/HYPOCHLORIN
2184253 | P. J. HALEY'S | 1 | P. J. HALEY'S WTP | B | 02 | DISINFECT/HYPOCHLORIN
2184254 | CROSBY'S SUPER MARKET | 1 |  | A |  | NO TRTMT
2184255 | AFRIDI INVESTMENTS/HESS STATION | 1 | AFRIDI INVESTMENTS | B | 02 | DISINFECT/HYPOCHLORIN
2184256 | COYOTE II (FKA FAT MAN'S RIB EXPRESS) | 1 |  | B | 02 | DISINFECT/HYPOCHLORIN
2184256 | COYOTE II (FKA FAT MAN'S RIB EXPRESS) | 1 |  | G | 25 | IRON RMVL/ION EXCHANGE
2184257 | QUICK KING #26 | 1 | PLANT 1 | B | 02 | DISINFECT/HYPOCHLORIN
2184258 | BIMINI BAR | 1 | I | B | 02 | DISINFECT/HYPOCHLORIN
2184259 | DUNES COMMUNITY DEVELOPMENT DISTRICT | 1 | CONSECUTIVE CONNECTION | B | 01 | DISINFECT/GASEOUS CHLORIN
2184259 | DUNES COMMUNITY DEVELOPMENT DISTRICT | 2 | DUNES COMMUNITY DEV. DISTRICT | Z | 19 | OTHER/PH ADJUSTMENT
2184259 | DUNES COMMUNITY DEVELOPMENT DISTRICT | 2 | DUNES COMMUNITY DEV. DISTRICT | B | 02 | DISINFECT/HYPOCHLORIN
2184259 | DUNES COMMUNITY DEVELOPMENT DISTRICT | 2 | DUNES COMMUNITY DEV. DISTRICT | F | 26 | ORGN-RMVL/REVERSE OSMOSIS
2184259 | DUNES COMMUNITY DEVELOPMENT DISTRICT | 2 | DUNES COMMUNITY DEV. DISTRICT | D | 36 | CORR-CTRL/CORROSION INHIB
2184259 | DUNES COMMUNITY DEVELOPMENT DISTRICT | 2 | DUNES COMMUNITY DEV. DISTRICT | C | 20 | PART-RMVL/AERATION
2184259 | DUNES COMMUNITY DEVELOPMENT DISTRICT | 2 | DUNES COMMUNITY DEV. DISTRICT | C | 29 | PART-RMVL/CARTRIDGE FILTR
2184260 | ARTESIA GARDENS II | 1 |  | A |  | NO TRTMT
2184261 | PLANTATION BP STATION | 1 | PLANTATION BP STATION | E | 20 | T-O CTRL/AERATION
2184261 | PLANTATION BP STATION | 1 | PLANTATION BP STATION | B | 02 | DISINFECT/HYPOCHLORIN
2184262 | GRAND HAVEN | 1 | INTERCONNECT | A |  | NO TRTMT
2184265 | COUNTRY COOLER | 1 | COUNTRY COOLER | H | 02 | SOFTENING/HYPOCHLORIN
2184265 | COUNTRY COOLER | 1 | COUNTRY COOLER | B | 02 | DISINFECT/HYPOCHLORIN
2184268 | EAGLE LAKES WTP | 1 | EAGLE LAKES INTERIM WTP | B | 02 | DISINFECT/HYPOCHLORIN
2184268 | EAGLE LAKES WTP | 1 | EAGLE LAKES INTERIM WTP | Z | 26 | OTHER/REVERSE OSMOSIS
2184269 | FAVORETTA BUSINESS PARK WTP | 1 | FAVORETTA BUSINESS PARK WTP | B | 02 | DISINFECT/HYPOCHLORIN
2184269 | FAVORETTA BUSINESS PARK WTP | 1 | FAVORETTA BUSINESS PARK WTP | G | 18 | IRON RMVL/SEQUESTATION
2184271 | CHRIST THE KING LUTHERAN PRESCHOOL | 1 | WTP | B | 02 | DISINFECT/HYPOCHLORIN
2184272 | FIRST FARMS WORKER HOUSING | 1 | FIRST FARMS WORKER HOUSING | B | 02 | DISINFECT/HYPOCHLORIN
2184273 | CARMELITE MONASTERY | 1 | CARMELITE MONASTERY | H | 29 | SOFTENING/CARTRIDGE FILTR
2184273 | CARMELITE MONASTERY | 1 | CARMELITE MONASTERY | B | 02 | DISINFECT/HYPOCHLORIN
2184274 | CODY'S CORNER GENERAL STORE | 1 | CODY'S CORNER | B | 02 | DISINFECT/HYPOCHLORIN
2184276 | SUNLIGHT FOOD MART #3 | 1 | SUNSHINE FOOD MART #275 | B | 02 | DISINFECT/HYPOCHLORIN
2184276 | SUNLIGHT FOOD MART #3 | 1 | SUNSHINE FOOD MART #275 | Z | 20 | OTHER/AERATION
2184276 | SUNLIGHT FOOD MART #3 | 1 | SUNSHINE FOOD MART #275 | G | 18 | IRON RMVL/SEQUESTATION
2184277 | PAX TRAX | 1 | PAX TRAX | B | 02 | DISINFECT/HYPOCHLORIN
2184278 | DAYTONA NORTH WATER SYSTEM | 1 | DAYTONA NORTH WATER SYSTEM | G | 29 | IRON RMVL/CARTRIDGE FILTR
2184278 | DAYTONA NORTH WATER SYSTEM | 1 | DAYTONA NORTH WATER SYSTEM | C | 23 | PART-RMVL/GAC ADDITION
2184278 | DAYTONA NORTH WATER SYSTEM | 1 | DAYTONA NORTH WATER SYSTEM | B | 02 | DISINFECT/HYPOCHLORIN
2184278 | DAYTONA NORTH WATER SYSTEM | 1 | DAYTONA NORTH WATER SYSTEM | Z | 19 | OTHER/PH ADJUSTMENT
2184278 | DAYTONA NORTH WATER SYSTEM | 1 | DAYTONA NORTH WATER SYSTEM | F | 26 | ORGN-RMVL/REVERSE OSMOSIS
2184279 | OLD SKOOL BAR AND GRILL | 1 | OLD SKOOL BAR AND GRILL | B | 02 | DISINFECT/HYPOCHLORIN
2184280 | DOLLAR GENERAL BUNNELL | 1 | DOLLAR GENERAL FLAGLER | B | 02 | DISINFECT/HYPOCHLORIN
2184282 | MIGRANT WORKFORCE HOUSING | 1 | MIGRANT WORKFORCE HOUSING | B | 02 | DISINFECT/HYPOCHLORIN
2184283 | DOLLAR GENERAL KORONA | 1 | DOLLAR GENERAL KORONA | B | 02 | DISINFECT/HYPOCHLORIN
2184284 | GARDEN OF FAITH PRESCHOOL | 1 | GOD'S FAMILY BIBLE CHURCH | B | 02 | DISINFECT/HYPOCHLORIN
2210072 | BELL HIGH SCHOOL | 1 | BELL HIGH SCHOOL | B | 02 | DISINFECT/HYPOCHLORIN
2210072 | BELL HIGH SCHOOL | 1 | BELL HIGH SCHOOL | D | 36 | CORR-CTRL/CORROSION INHIB
2210095 | BLUE SPRINGS CAMPGROUND | 1 | SHOP / CONC. STAND / BARN | B | 02 | DISINFECT/HYPOCHLORIN
2210095 | BLUE SPRINGS CAMPGROUND | 2 | CAMPGROUND / BATH HOUSE | B | 02 | DISINFECT/HYPOCHLORIN
2210143 | CADILLAC MOTEL | 1 | CADILLAC MOTEL | B | 02 | DISINFECT/HYPOCHLORIN
2210143 | CADILLAC MOTEL | 1 | CADILLAC MOTEL | E | 01 | T-O CTRL/GASEOUS CHLORIN
2210193 | LIGHTHOUSE RESTAURANT | 1 | LIGHTHOUSE RESTAURANT | E | 01 | T-O CTRL/GASEOUS CHLORIN
2210193 | LIGHTHOUSE RESTAURANT | 1 | LIGHTHOUSE RESTAURANT | B | 02 | DISINFECT/HYPOCHLORIN
2210419 | GINNIE SPRINGS OUTDOOR | 2 | GINNIE SPRINGS #2 | B | 02 | DISINFECT/HYPOCHLORIN
2210419 | GINNIE SPRINGS OUTDOOR | 1 | GINNIE SPRINGS #1 | B | 02 | DISINFECT/HYPOCHLORIN
2210475 | HART SPRINGS CAMPGROUND | 1 | HART SPRINGS CAMPGROUND | C | 13 | PART-RMVL/SLOW SAND FILTR
2210475 | HART SPRINGS CAMPGROUND | 1 | HART SPRINGS CAMPGROUND | B | 02 | DISINFECT/HYPOCHLORIN
2210647 | LANCASTER CORRECTIONAL INSTITUTE | 1 | LANCASTER CORRECTIONAL | B | 01 | DISINFECT/GASEOUS CHLORIN
2210855 | FOR VETS / OTTER SPRING CAMPGROUND | 1 | OTTER SPRINGS WTP | B | 02 | DISINFECT/HYPOCHLORIN
2211117 | TEXTILE TOWN | 1 |  | B | 02 | DISINFECT/HYPOCHLORIN
2211188 | TRENTON WATER DEPARTMENT | 2 | TRENTON WTP #2 (WELL #3) | D | 36 | CORR-CTRL/CORROSION INHIB
2211188 | TRENTON WATER DEPARTMENT | 2 | TRENTON WTP #2 (WELL #3) | B | 02 | DISINFECT/HYPOCHLORIN
2211188 | TRENTON WATER DEPARTMENT | 1 | TRENTON WTP #1 (WELLS 1&2) | D | 36 | CORR-CTRL/CORROSION INHIB
2211188 | TRENTON WATER DEPARTMENT | 1 | TRENTON WTP #1 (WELLS 1&2) | B | 02 | DISINFECT/HYPOCHLORIN
2214174 | PEGASUS RESTAURANT | 1 | TROTTERS RESTAURANT | B | 02 | DISINFECT/HYPOCHLORIN
2214175 | RIC -N- RIC'S RESTAURANT | 1 | RIC -N- RIC'S RESTAURANT | E | 01 | T-O CTRL/GASEOUS CHLORIN
2214175 | RIC -N- RIC'S RESTAURANT | 1 | RIC -N- RIC'S RESTAURANT | B | 02 | DISINFECT/HYPOCHLORIN
2214176 | FANNING SPRINGS REST AREA | 1 | REST AREA US 19 | B | 02 | DISINFECT/HYPOCHLORIN
2214177 | BELLS COUNTRY COOKING | 1 | BELLS COUNTRY COOKING | B | 02 | DISINFECT/HYPOCHLORIN
2214178 | FLEA COUNTRY USA | 1 | FLEA COUNTRY USA | B | 02 | DISINFECT/HYPOCHLORIN
2214179 | UNCLE TOM'S | 1 |  | A |  | NO TRTMT
2214180 | MA N PA EXPRESS | 1 | MA N PA EXPRESS | B | 02 | DISINFECT/HYPOCHLORIN
2214181 | GILCHRIST CO. SWTS WTP | 1 |  | G | 30 | IRON RMVL/GREENSAND FILTR
2214181 | GILCHRIST CO. SWTS WTP | 1 |  | B | 02 | DISINFECT/HYPOCHLORIN
2214182 | ESTHER'S SCHOOL | 1 | WTP | B | 02 | DISINFECT/HYPOCHLORIN
2214183 | CCDA WATERS, LLC | 1 | CCDA WATERS | B | 02 | DISINFECT/HYPOCHLORIN
2214184 | AKINS BBQ | 1 | AKINS BBQ | B | 02 | DISINFECT/HYPOCHLORIN
2214185 | BP COUNTRY QUICK STOP | 1 | BP COUNTRY QUICK STOP | B | 02 | DISINFECT/HYPOCHLORIN
2214186 | ELLIE RAY'S RIVER LANDING | 1 | ELLIE RAY'S RIVER LANDING | C | 29 | PART-RMVL/CARTRIDGE FILTR
2214186 | ELLIE RAY'S RIVER LANDING | 1 | ELLIE RAY'S RIVER LANDING | H | 07 | SOFTENING/OTHER DISINFECT
2214186 | ELLIE RAY'S RIVER LANDING | 1 | ELLIE RAY'S RIVER LANDING | B | 02 | DISINFECT/HYPOCHLORIN
2214187 | CJ'S SANTA FE SALOON | 1 | CJ'S SANTA FE SALOON | B | 02 | DISINFECT/HYPOCHLORIN
2214188 | S & S #350 | 1 | S&S #350 | B | 02 | DISINFECT/HYPOCHLORIN
2214189 | JIFFY FOOD STORE # 316 | 1 | JIFFY FOOD STORE #316 | B | 02 | DISINFECT/HYPOCHLORIN
2214190 | MARATHON (FKA BP QUICK STORE) | 1 | QUICK STORE | B | 02 | DISINFECT/HYPOCHLORIN
2214191 | COUNTRYSIDE BAPTIST/RIVERSIDE CHRISTIAN | 1 | WELL 1 | B | 02 | DISINFECT/HYPOCHLORIN
2214192 | HITCHING POST BAR | 1 | HITCHING POST BAR WTP | B | 02 | DISINFECT/HYPOCHLORIN
2214193 | FUN 4 KIDS | 1 | FUN 4 KIDS WTP | B | 02 | DISINFECT/HYPOCHLORIN
2214194 | CENTRAL CAMPUS | 1 | CENTRAL CAMPUS | B | 02 | DISINFECT/HYPOCHLORIN
2214195 | PALMS MEDICAL - BELL FAMILY HEALTH CARE | 1 | BELL FAMILY HEALTH CARE WTP | B | 02 | DISINFECT/HYPOCHLORIN
2214197 | BURGER SPOT | 1 | PLANT 1 | B | 02 | DISINFECT/HYPOCHLORIN
2214199 | GILCHRIST CLUB | 1 | WELL 1 | B | 02 | DISINFECT/HYPOCHLORIN
2214199 | GILCHRIST CLUB | 2 | WELL 3 | B | 02 | DISINFECT/HYPOCHLORIN
2214200 | MOON ROCK BLUFF STORE | 1 | WELL 1 | B | 02 | DISINFECT/HYPOCHLORIN
2214201 | FAMILY DOLLAR #10718 - BELL | 1 | FAMILY DOLLAR - BELL | B | 02 | DISINFECT/HYPOCHLORIN
2214202 | JIFFY #1580 HUDSON FOOD STORE | 1 | HUDSON FOODS | B | 02 | DISINFECT/HYPOCHLORIN
2214204 | BRA LONNI'S BED AND BREAKFAST | 1 | BRA LONNI'S BED AND BREAKFAST | B | 02 | DISINFECT/HYPOCHLORIN
2214205 | DOLLAR GENERAL - BELL | 1 | DOLLAR GENERAL BELL FLORIDA | B | 02 | DISINFECT/HYPOCHLORIN
2214208 | GETAWAY GILCHRIST SPRINGS | 1 | GETAWAY | B | 02 | DISINFECT/HYPOCHLORIN
2240023 | SHEFFIELD'S COUNTRY KITCHEN | 1 | SHEFFIELDS TRUCK STOP WTP | B | 02 | DISINFECT/HYPOCHLORIN
2240290 | DOT I-75 & 135 NORTHBOUND | 1 | HAMILTON COUNTY | B | 02 | DISINFECT/HYPOCHLORIN
2240443 | GREENWOOD SCHOOL CENTER | 1 | GREENWOOD SCHOOL | B | 02 | DISINFECT/HYPOCHLORIN
2240444 | SCOTTISH INN ANNEX | 1 |  | B | 02 | DISINFECT/HYPOCHLORIN
2240510 | JOHNSON & JOHNSON #14 (HUDDLE HOUSE) | 1 | JOHNSON & HOHNSON # 14 | B | 02 | DISINFECT/HYPOCHLORIN
2240569 | SCOTTISH INN -HAMILTON | 1 |  | B | 02 | DISINFECT/HYPOCHLORIN
2240570 | JASPER WTP | 1 | JASPER WTP | G | 18 | IRON RMVL/SEQUESTATION
2240570 | JASPER WTP | 1 | JASPER WTP | E | 20 | T-O CTRL/AERATION
2240570 | JASPER WTP | 1 | JASPER WTP | B | 01 | DISINFECT/GASEOUS CHLORIN
2240579 | JENNINGS WTP | 1 | JENNINGS | E | 20 | T-O CTRL/AERATION
2240579 | JENNINGS WTP | 1 | JENNINGS | Z | 18 | OTHER/SEQUESTATION
2240579 | JENNINGS WTP | 1 | JENNINGS | B | 01 | DISINFECT/GASEOUS CHLORIN
2240738 | U.S. 41 MHP | 1 |  | B | 02 | DISINFECT/HYPOCHLORIN
2240782 | MOTEL 8 (SR 6 & I-75) | 1 | WELL # 1 | B | 02 | DISINFECT/HYPOCHLORIN
2240826 | NUTRIEN-SUWANNEE RIVER CHEMICAL COMPLEX | 1 | NORTH PLANT | B | 02 | DISINFECT/HYPOCHLORIN
2240826 | NUTRIEN-SUWANNEE RIVER CHEMICAL COMPLEX | 1 | NORTH PLANT | F | 29 | ORGN-RMVL/CARTRIDGE FILTR
2240826 | NUTRIEN-SUWANNEE RIVER CHEMICAL COMPLEX | 3 | SOUTH PLANT - BACK UP | B | 02 | DISINFECT/HYPOCHLORIN
2240826 | NUTRIEN-SUWANNEE RIVER CHEMICAL COMPLEX | 2 | OXYCHEM, BACKUP PLANT | B | 01 | DISINFECT/GASEOUS CHLORIN
2240827 | NUTRIEN-SWIFT CREEK MINE | 1 | PCS SWIFT CREEK MINES | F | 29 | ORGN-RMVL/CARTRIDGE FILTR
2240827 | NUTRIEN-SWIFT CREEK MINE | 1 | PCS SWIFT CREEK MINES | B | 02 | DISINFECT/HYPOCHLORIN
2240828 | NUTRIEN-ADMINISTRATION BLDG | 1 | ADMINISTRATION BLDG | D | 18 | CORR-CTRL/SEQUESTATION
2240828 | NUTRIEN-ADMINISTRATION BLDG | 1 | ADMINISTRATION BLDG | B | 02 | DISINFECT/HYPOCHLORIN
2240828 | NUTRIEN-ADMINISTRATION BLDG | 1 | ADMINISTRATION BLDG | F | 29 | ORGN-RMVL/CARTRIDGE FILTR
2240829 | PCS-SR MINES SPRVSR TRAILER | 1 | OXYCHEM | B | 02 | DISINFECT/HYPOCHLORIN
2240830 | NUTRIEN-SUWANNEE RIVER MINE | 1 | PCS - SUWANNEE RIVER MINES | B | 02 | DISINFECT/HYPOCHLORIN
2240830 | NUTRIEN-SUWANNEE RIVER MINE | 1 | PCS - SUWANNEE RIVER MINES | D | 36 | CORR-CTRL/CORROSION INHIB
2241020 | MCDONALD'S TRAILER PARK | 1 |  | B | 02 | DISINFECT/HYPOCHLORIN
2241137 | SUWANNEE RIVER TEXACO | 1 |  | B | 02 | DISINFECT/HYPOCHLORIN
2241244 | DOT I-75 & BORDER, WELCOME CTR | 1 | DOT I-75 & BORDER WELCOME WTP | B | 01 | DISINFECT/GASEOUS CHLORIN
2241264 | WHITE SPRINGS WTP | 2 | PLANT 2 | B | 01 | DISINFECT/GASEOUS CHLORIN
2241264 | WHITE SPRINGS WTP | 2 | PLANT 2 | G | 18 | IRON RMVL/SEQUESTATION
2241264 | WHITE SPRINGS WTP | 2 | PLANT 2 | E | 20 | T-O CTRL/AERATION
2241264 | WHITE SPRINGS WTP | 1 | WHITE SPRINGS | E | 20 | T-O CTRL/AERATION
2241264 | WHITE SPRINGS WTP | 1 | WHITE SPRINGS | B | 01 | DISINFECT/GASEOUS CHLORIN
2244129 | NUTRIEN-SWIFT CREEK CHEMICAL COMPLEX | 1 | SWIFT CREEK CHEMICAL COMPLEX | D | 36 | CORR-CTRL/CORROSION INHIB
2244129 | NUTRIEN-SWIFT CREEK CHEMICAL COMPLEX | 1 | SWIFT CREEK CHEMICAL COMPLEX | F | 29 | ORGN-RMVL/CARTRIDGE FILTR
2244129 | NUTRIEN-SWIFT CREEK CHEMICAL COMPLEX | 1 | SWIFT CREEK CHEMICAL COMPLEX | B | 02 | DISINFECT/HYPOCHLORIN
2244130 | SWIFT CREEK OLD MOBILE SHOP | 1 | WHITE SPRINGS-OXYCHEM | B | 01 | DISINFECT/GASEOUS CHLORIN
2244130 | SWIFT CREEK OLD MOBILE SHOP | 1 | WHITE SPRINGS-OXYCHEM | B | 02 | DISINFECT/HYPOCHLORIN
2244132 | SEVEN OAKS INN (FORM. DAYS INN) | 1 |  | B | 02 | DISINFECT/HYPOCHLORIN
2244133 | PSC-RECLAMATION CENTER | 1 |  | H | 25 | SOFTENING/ION EXCHANGE
2244133 | PSC-RECLAMATION CENTER | 1 |  | B | 02 | DISINFECT/HYPOCHLORIN
2244133 | PSC-RECLAMATION CENTER | 1 |  | E | 20 | T-O CTRL/AERATION
2244134 | S & S #30 -SHELL STATION | 1 | S & S # 30 | B | 02 | DISINFECT/HYPOCHLORIN
2244135 | SES (FKA MERLENE'S RESTAURANT) | 1 |  | B | 02 | DISINFECT/HYPOCHLORIN
2244136 | S & S #49 | 1 |  | B | 02 | DISINFECT/HYPOCHLORIN
2244136 | S & S #49 | 1 |  | H | 25 | SOFTENING/ION EXCHANGE
2244137 | QUICKWAY FOOD STORE | 1 |  | B | 02 | DISINFECT/HYPOCHLORIN
2244137 | QUICKWAY FOOD STORE | 1 |  | C | 15 | PART-RMVL/PRESS SAND FILT
2244138 | JOHNSON & JOHNSON #3- (BURGER KING & BP) | 1 | JOHNSON & JOHNSON # 3 | B | 02 | DISINFECT/HYPOCHLORIN
2244139 | RACEWAY #845 FOOD STORE | 1 | RACEWAY | B | 02 | DISINFECT/HYPOCHLORIN
2244140 | PACIFIC TOMATO GROWERS | 1 |  | B | 02 | DISINFECT/HYPOCHLORIN
2244141 | TOWN & COUNTRY MHP | 1 | TOWN & COUNTRY MHP | B | 02 | DISINFECT/HYPOCHLORIN
2244142 | SUNOCO MINI-MART | 1 |  | B | 02 | DISINFECT/HYPOCHLORIN
2244143 | JENNINGS LABOR CAMP/FARMHAND LEASING | 1 | CIRCLE C. PRODUCE FARMERS CAMP | B | 02 | DISINFECT/HYPOCHLORIN
2244143 | JENNINGS LABOR CAMP/FARMHAND LEASING | 1 | CIRCLE C. PRODUCE FARMERS CAMP | G | 15 | IRON RMVL/PRESS SAND FILT
2244144 | DOT. I-75 WEIGH IN MOTION (NORTH BOUND) | 1 | I75 WEIGH IN MOTION NORTH WTP | B | 02 | DISINFECT/HYPOCHLORIN
2244144 | DOT. I-75 WEIGH IN MOTION (NORTH BOUND) | 1 | I75 WEIGH IN MOTION NORTH WTP | B | 20 | DISINFECT/AERATION
2244145 | DOT. I-75 WEIGHT IN MOTION (SO. BOUND) | 1 | I75 WEIGH IN MOTION SOUTH WTP | B | 20 | DISINFECT/AERATION
2244145 | DOT. I-75 WEIGHT IN MOTION (SO. BOUND) | 1 | I75 WEIGH IN MOTION SOUTH WTP | B | 02 | DISINFECT/HYPOCHLORIN
2244146 | KUZZENS SHADY GROVE LABOR CAMP | 1 | KUZZENS SHADY GROVE LABOR CAMP | B | 02 | DISINFECT/HYPOCHLORIN
2244147 | SRWT - HOLTON CREEK RIVER CAMP | 1 | HOLTON CREEK RIVER CAMP | B | 02 | DISINFECT/HYPOCHLORIN
2244149 | SENIOR PREMIER LIVING | 1 | FL GATEWAY RV RESORT | B | 02 | DISINFECT/HYPOCHLORIN
2244150 | SR-6 / I-75 HAMILTON COUNTY WTP | 1 | SR-6 / I-75 HAMILTON COUNTY WA | Z | 23 | OTHER/GAC ADDITION
2244150 | SR-6 / I-75 HAMILTON COUNTY WTP | 1 | SR-6 / I-75 HAMILTON COUNTY WA | B | 03 | DISINFECT/CHLORINEDIOX
2244150 | SR-6 / I-75 HAMILTON COUNTY WTP | 1 | SR-6 / I-75 HAMILTON COUNTY WA | I | 25 | COLOR RML/ION EXCHANGE
2244150 | SR-6 / I-75 HAMILTON COUNTY WTP | 1 | SR-6 / I-75 HAMILTON COUNTY WA | Z | 20 | OTHER/AERATION
2244150 | SR-6 / I-75 HAMILTON COUNTY WTP | 1 | SR-6 / I-75 HAMILTON COUNTY WA | B | 02 | DISINFECT/HYPOCHLORIN
2244150 | SR-6 / I-75 HAMILTON COUNTY WTP | 1 | SR-6 / I-75 HAMILTON COUNTY WA | G | 30 | IRON RMVL/GREENSAND FILTR
2244150 | SR-6 / I-75 HAMILTON COUNTY WTP | 1 | SR-6 / I-75 HAMILTON COUNTY WA | G | 20 | IRON RMVL/AERATION
2244151 | ECMHS DAYCARE AT JENNINGS | 1 | ECHMS DAYCARE AT JENNINGS | B | 02 | DISINFECT/HYPOCHLORIN
2244152 | CORINTH CHRISTIAN ACADEMY | 1 | PLANT 1 | B | 02 | DISINFECT/HYPOCHLORIN
2244153 | CROSSROADS MOTOX AND CAFE | 1 | CAFE PLANT | B | 02 | DISINFECT/HYPOCHLORIN
2244154 | SUWANNEE HOLINESS CHURCH CAMP | 1 | CAMP PLANT | B | 02 | DISINFECT/HYPOCHLORIN
2331182 | AUCILLA CHRISTIAN ACADEMY | 1 | AUCILLA CHRISTIAN ACADEMY | B | 02 | DISINFECT/HYPOCHLORIN
2331183 | AUCILLA CHRISTIAN ACADEMY | 1 |  | B | 02 | DISINFECT/HYPOCHLORIN
2331184 | FDOT I-10 REST AREA - JEFFERSON | 1 | JEFFERSON COUNTY REST AREA | B | 02 | DISINFECT/HYPOCHLORIN
2331184 | FDOT I-10 REST AREA - JEFFERSON | 1 | JEFFERSON COUNTY REST AREA | E | 20 | T-O CTRL/AERATION
2331185 | JEFFERSON CORRECTIONAL INSTITUTION | 1 | JEFFERSON CORRECTIONAL INST. | D | 36 | CORR-CTRL/CORROSION INHIB
2331185 | JEFFERSON CORRECTIONAL INSTITUTION | 1 | JEFFERSON CORRECTIONAL INST. | B | 01 | DISINFECT/GASEOUS CHLORIN
2331186 | WACISSA METHODIST CHURCH | 1 | WAXISSA METHODIST CHURCH | B | 02 | DISINFECT/HYPOCHLORIN
2331187 | TA'RA SPORTING RESORT | 1 |  | B | 02 | DISINFECT/HYPOCHLORIN
2331188 | FAST TRACK #334 | 1 |  | B | 02 | DISINFECT/HYPOCHLORIN
2331189 | KWICKY FOOD MART | 1 |  | A |  | NO TRTMT
2331190 | LAMONT FOOD STORE | 1 |  | B | 02 | DISINFECT/HYPOCHLORIN
2331191 | CENTRAL BAPTIST CHURCH AUCILLA | 1 |  | B | 02 | DISINFECT/HYPOCHLORIN
2331192 | ORCHARD MEADOWS | 1 | ORCHARD MEADOWS WTP | B | 02 | DISINFECT/HYPOCHLORIN
2341181 | MAYO WTP | 1 | MAYO WATER DEPT. | D | 36 | CORR-CTRL/CORROSION INHIB
2341181 | MAYO WTP | 1 | MAYO WATER DEPT. | B | 02 | DISINFECT/HYPOCHLORIN
2341182 | MAYO CORRECTIONAL INSTITUTION | 1 | MAYO CORRECTIONAL WTP | B | 02 | DISINFECT/HYPOCHLORIN
2341182 | MAYO CORRECTIONAL INSTITUTION | 1 | MAYO CORRECTIONAL WTP | D | 36 | CORR-CTRL/CORROSION INHIB
2341182 | MAYO CORRECTIONAL INSTITUTION | 1 | MAYO CORRECTIONAL WTP | B | 04 | DISINFECT/CHLORAMINES
2341182 | MAYO CORRECTIONAL INSTITUTION | 1 | MAYO CORRECTIONAL WTP | G | 15 | IRON RMVL/PRESS SAND FILT
2341182 | MAYO CORRECTIONAL INSTITUTION | 1 | MAYO CORRECTIONAL WTP | G | 31 | IRON RMVL/PERMANGANATE
2341183 | JIFFY FOOD STORE #324 | 1 | JIFFY FOOD STORE #324 | B | 02 | DISINFECT/HYPOCHLORIN
2341184 | SUWANNEE RIVER RENDEZVOUS | 1 | PLANT #1 | B | 02 | DISINFECT/HYPOCHLORIN
2341184 | SUWANNEE RIVER RENDEZVOUS | 2 | OLD PLANT #2 | B | 02 | DISINFECT/HYPOCHLORIN
2341184 | SUWANNEE RIVER RENDEZVOUS | 3 | PLANT #2 | B | 02 | DISINFECT/HYPOCHLORIN
2341185 | LIGHTHOUSE CHRISTIAN CENTER | 1 | LIGHTHOUSE CHRISTIAN CENTER | B | 02 | DISINFECT/HYPOCHLORIN
2341187 | TROY SPRINGS STATE PARK | 2 | PLANT #2 - BARN | B | 02 | DISINFECT/HYPOCHLORIN
2341187 | TROY SPRINGS STATE PARK | 1 | PLANT #1 - MAIN PARK | B | 02 | DISINFECT/HYPOCHLORIN
2341189 | BUCKVILLE MOTEL & RV PARK | 1 | BUCKVILLE MOTEL WTP | B | 02 | DISINFECT/HYPOCHLORIN
2341190 | COOKS HAMMOCK GENERAL STORE | 1 | COOKS HAMMOCK GENERAL STORE | B | 02 | DISINFECT/HYPOCHLORIN
2341191 | LAFAYETTE BLUE SPRINGS STATE PARK | 1 | LAFAYETTE BLUE SPRINGS WTP#1 | B | 02 | DISINFECT/HYPOCHLORIN
2341191 | LAFAYETTE BLUE SPRINGS STATE PARK | 2 | PLANT #2 | B | 02 | DISINFECT/HYPOCHLORIN
2341192 | SRWT - ADAMS TRACT PRIMITIVE CAMPSITE | 1 | ADAMS TRACT WTP | B | 02 | DISINFECT/HYPOCHLORIN
2341193 | SRWT-DOWLING PARK PRIMITIVE CAMPSITE | 1 | SRWT-DOWLING PARK | B | 02 | DISINFECT/HYPOCHLORIN
2341194 | ALLEN MILL POND | 1 | ALLEN MILL POND WTP | B | 02 | DISINFECT/HYPOCHLORIN
2341195 | R.O. RANCH EQUESTRIAN PARK | 1 | RO RANCH | B | 02 | DISINFECT/HYPOCHLORIN
2380178 | CEDAR KEY WTP | 1 | CEDAR KEY | Z | 25 | OTHER/ION EXCHANGE
2380178 | CEDAR KEY WTP | 1 | CEDAR KEY | C | 14 | PART-RMVL/RAPID SAND FIL
2380178 | CEDAR KEY WTP | 1 | CEDAR KEY | B | 02 | DISINFECT/HYPOCHLORIN
2380178 | CEDAR KEY WTP | 1 | CEDAR KEY | F | 23 | ORGN-RMVL/GAC ADDITION
2380178 | CEDAR KEY WTP | 1 | CEDAR KEY | H | 24 | SOFTENING/LIME-SODA
2380188 | MANATEE UTILITIES | 1 | MANATEE UTILITIES | B | 02 | DISINFECT/HYPOCHLORIN
2380189 | CITY OF CHIEFLAND WTP | 1 | WTP #1 | B | 02 | DISINFECT/HYPOCHLORIN
2380189 | CITY OF CHIEFLAND WTP | 2 | WTP #2 | B | 01 | DISINFECT/GASEOUS CHLORIN
2380189 | CITY OF CHIEFLAND WTP | 3 | WTP #3 | B | 02 | DISINFECT/HYPOCHLORIN
2380189 | CITY OF CHIEFLAND WTP | 4 | WTP#4 | B | 02 | DISINFECT/HYPOCHLORIN
2380387 | FOWLERS BLUFF WTP | 2 | NANOFILTRATION WTP | D | 36 | CORR-CTRL/CORROSION INHIB
2380387 | FOWLERS BLUFF WTP | 2 | NANOFILTRATION WTP | C | 29 | PART-RMVL/CARTRIDGE FILTR
2380387 | FOWLERS BLUFF WTP | 2 | NANOFILTRATION WTP | B | 02 | DISINFECT/HYPOCHLORIN
2380387 | FOWLERS BLUFF WTP | 2 | NANOFILTRATION WTP | C | 14 | PART-RMVL/RAPID SAND FIL
2380387 | FOWLERS BLUFF WTP | 2 | NANOFILTRATION WTP | X | 43 | DECHLORINATION/BISULFATE ADDITION
2380387 | FOWLERS BLUFF WTP | 2 | NANOFILTRATION WTP | F | 38 | ORGN-RMVL/NANOFILTRATION
2380387 | FOWLERS BLUFF WTP | 1 | FOWLERS BLUFF WTP | G | 10 | IRON RMVL/COAGULATION
2380387 | FOWLERS BLUFF WTP | 1 | FOWLERS BLUFF WTP | C | 13 | PART-RMVL/SLOW SAND FILTR
2380387 | FOWLERS BLUFF WTP | 1 | FOWLERS BLUFF WTP | B | 02 | DISINFECT/HYPOCHLORIN
2380485 | FIMC HIDEAWAY | 1 |  | B | 02 | DISINFECT/HYPOCHLORIN
2380854 | OTTER CREEK | 1 | OTTER CREEK WTP | Z | 28 | OTHER/PACKED TWR-AERA
2380854 | OTTER CREEK | 1 | OTTER CREEK WTP | D | 18 | CORR-CTRL/SEQUESTATION
2380854 | OTTER CREEK | 1 | OTTER CREEK WTP | G | 14 | IRON RMVL/RAPID SAND FIL
2380854 | OTTER CREEK | 1 | OTTER CREEK WTP | B | 02 | DISINFECT/HYPOCHLORIN
2380854 | OTTER CREEK | 1 | OTTER CREEK WTP | B | 04 | DISINFECT/CHLORAMINES
2381178 | BRONSON WTP | 1 | BRONSON | B | 01 | DISINFECT/GASEOUS CHLORIN
2381178 | BRONSON WTP | 3 | BRONSON WTP #3 | B | 02 | DISINFECT/HYPOCHLORIN
2381208 | UNIVERSITY OAKS MHP | 2 |  | B | 02 | DISINFECT/HYPOCHLORIN
2381208 | UNIVERSITY OAKS MHP | 1 | PLANT 1 | B | 02 | DISINFECT/HYPOCHLORIN
2381377 | FUN 4 KIDS # 2 | 1 | FUN 4 KIDS #2 | B | 02 | DISINFECT/HYPOCHLORIN
2381378 | BETTS BIG T RESTAURANT | 1 | MARY'S LITTLE T RESTAURANT | B | 02 | DISINFECT/HYPOCHLORIN
2381379 | ODYSSEY CAMPGROUND | 1 |  | B | 02 | DISINFECT/HYPOCHLORIN
2381379 | ODYSSEY CAMPGROUND | 1 |  | G | 25 | IRON RMVL/ION EXCHANGE
2381379 | ODYSSEY CAMPGROUND | 1 |  | H | 25 | SOFTENING/ION EXCHANGE
2381381 | HOLIDAY TIMES MOTEL | 1 |  | B | 02 | DISINFECT/HYPOCHLORIN
2381383 | MANATEE SPRINGS STATE PARK | 1 | MANATEE SPRINGS STATE PARK WTP | B | 02 | DISINFECT/HYPOCHLORIN
2381384 | BLACK DIAMOND RESTAURANT | 1 | BLACK DIAMOND RESTAURANT | B | 02 | DISINFECT/HYPOCHLORIN
2381409 | FIMC HIDEAWAY INC | 1 | FIMC HIDEAWAY INC | B | 02 | DISINFECT/HYPOCHLORIN
2381410 | BREEZY ACRES CAMPGROUND | 1 |  | B | 02 | DISINFECT/HYPOCHLORIN
2381411 | FANNING SPRINGS WS | 1 | CITY HALL (STANDY-BY: UDI) | B | 02 | DISINFECT/HYPOCHLORIN
2381411 | FANNING SPRINGS WS | 2 | KIKAHA | B | 02 | DISINFECT/HYPOCHLORIN
2381412 | ROSES RESTAURANT | 1 |  | B | 02 | DISINFECT/HYPOCHLORIN
2381414 | LEVY FORESTRY WORK CAMP | 1 | LEVY FORESTRY WORK CAMP | B | 02 | DISINFECT/HYPOCHLORIN
2381414 | LEVY FORESTRY WORK CAMP | 1 | LEVY FORESTRY WORK CAMP | E | 20 | T-O CTRL/AERATION
2381415 | CEDAR BLESSINGS RV | 1 | RAINBOW COUNTRY R.V. CAMPGROUN | B | 02 | DISINFECT/HYPOCHLORIN
2381416 | BRONSON SPEEDWAY | 1 |  | A |  | NO TRTMT
2381419 | CEDAR KEY RV AND STORE | 2 | CEDAR KEY RV PARK | B | 02 | DISINFECT/HYPOCHLORIN
2381419 | CEDAR KEY RV AND STORE | 1 | GENERAL STORE | B | 02 | DISINFECT/HYPOCHLORIN
2381420 | ABC'S&123'S CARING FOR KIDS LEARNING CTR | 1 |  | B | 02 | DISINFECT/HYPOCHLORIN
2381421 | IMAGINATION STATION I | 1 | IMAGINATION STATION I | B | 02 | DISINFECT/HYPOCHLORIN
2381422 | FL SCH FOR YOUTH ACHIEVEMENT | 1 |  | B | 02 | DISINFECT/HYPOCHLORIN
2381423 | MANATEE JIFFY #2280 / HUDSON FOOD STORE | 1 | PLANT | B | 02 | DISINFECT/HYPOCHLORIN
2381424 | COUNTRY STORE, THE | 1 |  | A |  | NO TRTMT
2381425 | CROSSROADS COUNTRY STORE | 1 |  | A |  | NO TRTMT
2381426 | THE OTHER PLACE, TOO | 1 |  | A |  | NO TRTMT
2381427 | RAINBOWL ALLEYS | 1 |  | A |  | NO TRTMT
2381428 | THE BEEF HOUSE | 1 |  | A |  | NO TRTMT
2381429 | J & R LIQUORS | 1 |  | A |  | NO TRTMT
2381430 | LONG POND BAPTIST CHURCH | 1 |  | A |  | NO TRTMT
2381431 | KINGDOM HALL/JEHOVAH'S WITNESS | 1 |  | A |  | NO TRTMT
2381432 | FAITH ASSEMBLY OF GOD | 1 |  | A |  | NO TRTMT
2381433 | FULL GOSPEL OUTREACH, INC. | 1 |  | A |  | NO TRTMT
2381434 | CONCORD BAPTIST CHURCH | 1 |  | A |  | NO TRTMT
2381435 | PINE GROVE BAPTIST CHURCH | 1 | PINE GROVE BAPTIST CHURCH | G | 29 | IRON RMVL/CARTRIDGE FILTR
2381435 | PINE GROVE BAPTIST CHURCH | 1 | PINE GROVE BAPTIST CHURCH | H | 29 | SOFTENING/CARTRIDGE FILTR
2381435 | PINE GROVE BAPTIST CHURCH | 1 | PINE GROVE BAPTIST CHURCH | B | 02 | DISINFECT/HYPOCHLORIN
2381436 | DISCOUNT FOOD STORE | 1 | DISCOUNT FOOD MART | B | 02 | DISINFECT/HYPOCHLORIN
2381437 | CHIEFLAND BILLIARDS | 1 | BILLIARDS FAMILY FUN CENTER | B | 02 | DISINFECT/HYPOCHLORIN
2381438 | SOUTH LEVY RECREATION PARK | 1 | SOUTH LEVY REC. PARK WTP | B | 02 | DISINFECT/HYPOCHLORIN
2381439 | WHISPERING WINDS CHARTER SCHOOL | 1 | WHISPERING WINDS CHARTER SCH | B | 02 | DISINFECT/HYPOCHLORIN
2381440 | IMAGINATION STATION CENTER II | 1 |  | B | 02 | DISINFECT/HYPOCHLORIN
2381441 | WILLISTON - AIRPORT ROAD WTP | 1 | WILLISTON AIRPORT | B | 02 | DISINFECT/HYPOCHLORIN
2381444 | CENTRAL FLORIDA ELECTRIC COOPERATIVE | 1 | CFEC #1 | B | 02 | DISINFECT/HYPOCHLORIN
2381445 | BLUE GROTTO | 1 | BLUE GROTTO | B | 02 | DISINFECT/HYPOCHLORIN
2381446 | UNITY TEMPLE OF DELIVERANCE | 1 | UNITY TEMPLE | B | 02 | DISINFECT/HYPOCHLORIN
2381447 | H&R SHOP AND HOP | 1 | H&R SHOP N HOP | B | 02 | DISINFECT/HYPOCHLORIN
2381448 | CHIEFLAND DAYCARE AND LEARNING CENTER | 1 | WTP | B | 02 | DISINFECT/HYPOCHLORIN
2381449 | RALEIGH CONVENIENCE STORE | 1 | RALEIGH GENERAL STORE | F | 23 | ORGN-RMVL/GAC ADDITION
2381449 | RALEIGH CONVENIENCE STORE | 1 | RALEIGH GENERAL STORE | B | 02 | DISINFECT/HYPOCHLORIN
2381452 | WILLARD'S RESTAURANT & BAR | 1 | WILLARD'S RESTAURANT & BAR | B | 02 | DISINFECT/HYPOCHLORIN
2381453 | LIGHTHOUSE WORD CHURCH | 1 | LIGHTHOUSE WORD CHURCH | B | 02 | DISINFECT/HYPOCHLORIN
2381454 | SUNRAY SALOON | 1 | SUNRAY SALOON | B | 02 | DISINFECT/HYPOCHLORIN
2381455 | BIG BASS VILLAGE CAMPGROUND | 1 | BIG BASS VILLAGE CAMPGROUND | B | 02 | DISINFECT/HYPOCHLORIN
2381456 | NATURE COAST MIDDLE SCHOOL | 1 | NATURE COAST MIDDLE SCHOOL | B | 02 | DISINFECT/HYPOCHLORIN
2381457 | ROBINSON'S SEAFOOD & RESTAURANT | 1 | ROBINSON'S SEAFOOD & RESTAURAN | B | 02 | DISINFECT/HYPOCHLORIN
2381459 | CLYATT HOUSE LEARNING CENTER | 1 | CLYATT HOUSE LEARNING CENTER | B | 02 | DISINFECT/HYPOCHLORIN
2381460 | JIFFY 1590 - CARTER'S CROSSROADS STORE | 1 | JIFFY #1590 | B | 02 | DISINFECT/HYPOCHLORIN
2381462 | BELL'S RESTAURANT | 1 | BELL'S | B | 02 | DISINFECT/HYPOCHLORIN
2381463 | GOETHE TRAILHEAD RANCH RV CAMPGROUND | 1 | TRAILHEAD RANCH | B | 02 | DISINFECT/HYPOCHLORIN
2381465 | LEVY COUNTY SOLID WASTE MGMT | 1 | LEVY COUNTY SOLID WASTE MGMT | B | 02 | DISINFECT/HYPOCHLORIN
2381466 | AMVETS POST 444 | 1 | AMVET POST 444 | B | 02 | DISINFECT/HYPOCHLORIN
2381467 | AMVETS POST 88 | 1 | AMVET POST 88 | B | 02 | DISINFECT/HYPOCHLORIN
2381468 | SHELLMOUND RV PARK | 1 | SHELLMOUND RV PARK | B | 02 | DISINFECT/HYPOCHLORIN
2381469 | VISION CHRISTIAN ACADEMY | 1 | PLANT 1 | B | 02 | DISINFECT/HYPOCHLORIN
2381470 | LEVY BEEF O' BRADYS | 1 | LEVY BEEF O' BRADYS | B | 02 | DISINFECT/HYPOCHLORIN
2381471 | MORRISTON BAPTIST CHURCH WTP | 1 | MORRISTON BAPTIST CHURCH WTP | E | 20 | T-O CTRL/AERATION
2381471 | MORRISTON BAPTIST CHURCH WTP | 1 | MORRISTON BAPTIST CHURCH WTP | B | 02 | DISINFECT/HYPOCHLORIN
2381472 | TEMPLO DE LA ALABANZA | 1 | TEMPLO DE ALABANZA | B | 02 | DISINFECT/HYPOCHLORIN
2381473 | RAFTER CROSS COWBOY CHURCH | 1 | THE CROSS BRAND COWBOY CHURCH | B | 02 | DISINFECT/HYPOCHLORIN
2381474 | FAMILY DOLLAR - MORRISTON | 1 | FAMILY DOLLAR - MORRISTON | B | 02 | DISINFECT/HYPOCHLORIN
2381475 | DOLLAR GENERAL 17309 MORRISTON | 1 | DOLLAR GENERAL MORRISTON | B | 02 | DISINFECT/HYPOCHLORIN
2381476 | DOLLAR GENERAL #19646 | 1 | DOLLAR GENERAL WILLISTON | B | 02 | DISINFECT/HYPOCHLORIN
2381477 | BLACK PRONG EQUESTRIAN VILLAGE WTP | 1 | BLACK PRONG EQUESTRIAN VILLAGE | B | 02 | DISINFECT/HYPOCHLORIN
2381478 | LANDMARK CHURCH / NEXT GENERATION SCHOOL | 1 | LANDMARK APOSTOLIC CHURCH | B | 02 | DISINFECT/HYPOCHLORIN
2400185 | CHERRY LAKE UTILITIES | 1 | CHERRY LAKE UTILITIES | B | 02 | DISINFECT/HYPOCHLORIN
2400205 | MADISON WATER DEPARTMENT | 3 | CHASON | G | 18 | IRON RMVL/SEQUESTATION
2400205 | MADISON WATER DEPARTMENT | 3 | CHASON | Z | 27 | OTHER/FLUORIDATION
2400205 | MADISON WATER DEPARTMENT | 1 | BARRS FIELD | G | 18 | IRON RMVL/SEQUESTATION
2400205 | MADISON WATER DEPARTMENT | 1 | BARRS FIELD | B | 02 | DISINFECT/HYPOCHLORIN
2400205 | MADISON WATER DEPARTMENT | 1 | BARRS FIELD | Z | 27 | OTHER/FLUORIDATION
2400205 | MADISON WATER DEPARTMENT | 2 | COODY | B | 01 | DISINFECT/GASEOUS CHLORIN
2400205 | MADISON WATER DEPARTMENT | 2 | COODY | G | 18 | IRON RMVL/SEQUESTATION
2400205 | MADISON WATER DEPARTMENT | 2 | COODY | Z | 27 | OTHER/FLUORIDATION
2400205 | MADISON WATER DEPARTMENT | 3 | CHASON | B | 01 | DISINFECT/GASEOUS CHLORIN
2400233 | CONWAY QUARTERS | 1 | MADISON | B | 02 | DISINFECT/HYPOCHLORIN
2400256 | DAVE'S TRUCK STOP RESTAURANT | 1 | MADISON | B | 02 | DISINFECT/HYPOCHLORIN
2400362 | FLORIDA PLYWOOD CORP | 1 | FLORIDA PLYWOOD | B | 02 | DISINFECT/HYPOCHLORIN
2400440 | GREENVILLE WTP | 1 | GREENVILLE | G | 20 | IRON RMVL/AERATION
2400440 | GREENVILLE WTP | 1 | GREENVILLE | G | 36 | IRON RMVL/CORROSION INHIB
2400440 | GREENVILLE WTP | 1 | GREENVILLE | B | 01 | DISINFECT/GASEOUS CHLORIN
2400440 | GREENVILLE WTP | 1 | GREENVILLE | G | 14 | IRON RMVL/RAPID SAND FIL
2400652 | LEE SCHOOL | 1 | MADISON | B | 02 | DISINFECT/HYPOCHLORIN
2400704 | MADISON ACADEMY | 1 | MADISON | B | 02 | DISINFECT/HYPOCHLORIN
2400705 | MADISON COUNTRY CLUB | 1 | MADISON | B | 02 | DISINFECT/HYPOCHLORIN
2400706 | DOT: I-10 & CR-255 REST AREA | 1 | D.O.T | B | 02 | DISINFECT/HYPOCHLORIN
2400706 | DOT: I-10 & CR-255 REST AREA | 1 | D.O.T | E | 20 | T-O CTRL/AERATION
2400899 | PINETTA SCHOOL | 1 | PINETTA SCHOOL | B | 02 | DISINFECT/HYPOCHLORIN
2401033 | FAST TRACK #411:HANK'S TEXACO | 1 |  | B | 02 | DISINFECT/HYPOCHLORIN
2401034 | TANK & TUMMY - DAVIS TEXACO | 1 | MADISON | B | 02 | DISINFECT/HYPOCHLORIN
2401038 | SHERROD LUMBER COMPANY | 1 |  | B | 02 | DISINFECT/HYPOCHLORIN
2401070 | DEERWOOD INN | 1 | MADISON | B | 02 | DISINFECT/HYPOCHLORIN
2401287 | YELLOW PINE RESTAURANT | 1 | MADISON | B | 02 | DISINFECT/HYPOCHLORIN
2401288 | CHERRY LAKE HERZOG WTP | 1 | CHERRY LAKES UTILITIES | B | 02 | DISINFECT/HYPOCHLORIN
2401289 | CHERRY LAKE JENKINS/SMITH WTP | 1 | CHERRY LAKES UTILITIES | B | 02 | DISINFECT/HYPOCHLORIN
2401290 | CHERRY LAKE TERRELL/WALTHER WP | 1 | CHERRY LAKES | B | 02 | DISINFECT/HYPOCHLORIN
2401291 | RAGANS MOTEL-DAYS INN, SUPER 8, & DENNYS | 1 |  | B | 02 | DISINFECT/HYPOCHLORIN
2401292 | JIMMIE'S TRUCK STOP | 1 | JIMMIES TRUCK STOP | F | 23 | ORGN-RMVL/GAC ADDITION
2401292 | JIMMIE'S TRUCK STOP | 1 | JIMMIES TRUCK STOP | B | 02 | DISINFECT/HYPOCHLORIN
2401293 | JIMMY'S AUTO & TRUCK CENTER | 1 |  | B | 02 | DISINFECT/HYPOCHLORIN
2401294 | DISC VILLAGE | 1 | DISC VILLAGE | B | 02 | DISINFECT/HYPOCHLORIN
2401295 | BLUE SPRINGS CAMPGROUND | 1 | WELL 1 | B | 02 | DISINFECT/HYPOCHLORIN
2401296 | LEE WTP | 1 | TOWN OF LEE | E | 20 | T-O CTRL/AERATION
2401296 | LEE WTP | 1 | TOWN OF LEE | B | 02 | DISINFECT/HYPOCHLORIN
2401297 | FAST TRACK #428 | 1 | FAST TRACK #428 | B | 02 | DISINFECT/HYPOCHLORIN
2401298 | RANCH HOUSE RESTAURANT I-10&53 | 1 |  | B | 02 | DISINFECT/HYPOCHLORIN
2401299 | JELLYSTONE PARK WTP | 1 | JELLYSTONE PARK | D | 36 | CORR-CTRL/CORROSION INHIB
2401299 | JELLYSTONE PARK WTP | 1 | JELLYSTONE PARK | B | 02 | DISINFECT/HYPOCHLORIN
2401300 | MADISON ENVIRONMENTAL SERVICES | 1 | MADISON ENVIRONMENTAL SERVICES | B | 02 | DISINFECT/HYPOCHLORIN
2401301 | EXXON #5 | 1 |  | B | 02 | DISINFECT/HYPOCHLORIN
2401303 | NESTLE WATERS NORTH AMERICA INC. | 1 | NESTLE WATERS NORTH AMERICA | C | 39 | PARTICLE REMOVAL/ULTRAFILTRATION
2401303 | NESTLE WATERS NORTH AMERICA INC. | 1 | NESTLE WATERS NORTH AMERICA | C | 40 | PARTICLE REMOVAL/MICROFILTRATION
2401303 | NESTLE WATERS NORTH AMERICA INC. | 1 | NESTLE WATERS NORTH AMERICA | B | 02 | DISINFECT/HYPOCHLORIN
2401304 | MADE TO ORDER | 1 | MADE TO ORDER | B | 02 | DISINFECT/HYPOCHLORIN
2401307 | DEER & HOG HUNTING CAMP | 1 | DEER & HOG HUNTING CAMP | B | 02 | DISINFECT/HYPOCHLORIN
2401309 | MADISON LUNCHBOX | 1 | MADISON LUNCHBOX | B | 02 | DISINFECT/HYPOCHLORIN
2401311 | HONEY LAKE CLINIC | 1 | HONEY LAKE PLANTATION WTP | B | 02 | DISINFECT/HYPOCHLORIN
2401312 | FUMCH-MADISON YOUTH RANCH | 1 | FUMCH- MADISON YOUTH RANCH WTP | B | 02 | DISINFECT/HYPOCHLORIN
2401313 | DOLLAR GENERAL PINETTA #17301 | 1 | DOLLAR GENERAL PINETTA | B | 02 | DISINFECT/HYPOCHLORIN
2401314 | J & J RESTAURANT | 1 | PLANT NO. 1 | B | 02 | DISINFECT/HYPOCHLORIN
2401315 | NEW TESTAMENT CHRISTIAN CENTER | 1 | NEW TESTAMENT CHRISTIAN CENTER | B | 02 | DISINFECT/HYPOCHLORIN
2401316 | MADISON COUNTY GOLF AND COUNTRY CLUB RV | 1 | MADISON COUNTY GOLF RV PARK | B | 02 | DISINFECT/HYPOCHLORIN
2401317 | TRULIEVE MADISON | 1 | TRULIEVE MADISON | B | 02 | DISINFECT/HYPOCHLORIN
2450020 | ALOHA MOTOR LODGE | 1 |  | B | 02 | DISINFECT/HYPOCHLORIN
2450022 | NASSAU-AMELIA UTILITIES | 1 | NASSAU-AMELIA WTP | E | 20 | T-O CTRL/AERATION
2450022 | NASSAU-AMELIA UTILITIES | 1 | NASSAU-AMELIA WTP | D | 18 | CORR-CTRL/SEQUESTATION
2450022 | NASSAU-AMELIA UTILITIES | 1 | NASSAU-AMELIA WTP | B | 02 | DISINFECT/HYPOCHLORIN
2450122 | BRYCEVILLE ELEMENTARY SCHOOL | 1 | BRYCEVILLE ELEMENTARY SCHOOL | D | 36 | CORR-CTRL/CORROSION INHIB
2450122 | BRYCEVILLE ELEMENTARY SCHOOL | 1 | BRYCEVILLE ELEMENTARY SCHOOL | B | 04 | DISINFECT/CHLORAMINES
2450122 | BRYCEVILLE ELEMENTARY SCHOOL | 1 | BRYCEVILLE ELEMENTARY SCHOOL | E | 20 | T-O CTRL/AERATION
2450145 | CALLAHAN INTERMEDIATE SCHOOL | 1 | CALLAHAN INTERMEDIATE WTP | B | 02 | DISINFECT/HYPOCHLORIN
2450145 | CALLAHAN INTERMEDIATE SCHOOL | 1 | CALLAHAN INTERMEDIATE WTP | E | 20 | T-O CTRL/AERATION
2450146 | CALLAHAN WTP | 1 | CALLAHAN | B | 01 | DISINFECT/GASEOUS CHLORIN
2450146 | CALLAHAN WTP | 1 | CALLAHAN | E | 20 | T-O CTRL/AERATION
2450173 | CASEY'S SNACK BAR | 1 |  | B | 02 | DISINFECT/HYPOCHLORIN
2450268 | DEERFIELD LAKES COUNTRY CLUB | 1 | DEERFIELD COUNTRY CLUB | B | 02 | DISINFECT/HYPOCHLORIN
2450268 | DEERFIELD LAKES COUNTRY CLUB | 1 | DEERFIELD COUNTRY CLUB | E | 20 | T-O CTRL/AERATION
2450286 | DORSEYS RESTAURANT | 1 |  | B | 02 | DISINFECT/HYPOCHLORIN
2450303 | EASTWOOD OAKS APARTMENTS | 1 | HILLIARD | E | 20 | T-O CTRL/AERATION
2450303 | EASTWOOD OAKS APARTMENTS | 1 | HILLIARD | B | 01 | DISINFECT/GASEOUS CHLORIN
2450321 | FAA AIR TRAFFIC CONTROL CENTER | 1 | HILLARD | E | 20 | T-O CTRL/AERATION
2450321 | FAA AIR TRAFFIC CONTROL CENTER | 1 | HILLARD | B | 02 | DISINFECT/HYPOCHLORIN
2450358 | FLORIDA ALLIGATOR FARM | 1 |  | B | 02 | DISINFECT/HYPOCHLORIN
2450364 | FERNANDINA BEACH WTP | 3 | PLANT 3: AIRPORT ROAD | E | 20 | T-O CTRL/AERATION
2450364 | FERNANDINA BEACH WTP | 2 | WATER WORKS #2: 2203 RYAN RD | B | 01 | DISINFECT/GASEOUS CHLORIN
2450364 | FERNANDINA BEACH WTP | 1 | WATER WKS #1: N. 11TH & ATL AV | B | 01 | DISINFECT/GASEOUS CHLORIN
2450364 | FERNANDINA BEACH WTP | 2 | WATER WORKS #2: 2203 RYAN RD | E | 20 | T-O CTRL/AERATION
2450364 | FERNANDINA BEACH WTP | 3 | PLANT 3: AIRPORT ROAD | B | 01 | DISINFECT/GASEOUS CHLORIN
2450364 | FERNANDINA BEACH WTP | 1 | WATER WKS #1: N. 11TH & ATL AV | E | 20 | T-O CTRL/AERATION
2450376 | D.O.T. REST AREA, HILLIARD | 1 | YULEE | B | 01 | DISINFECT/GASEOUS CHLORIN
2450376 | D.O.T. REST AREA, HILLIARD | 1 | YULEE | E | 20 | T-O CTRL/AERATION
2450376 | D.O.T. REST AREA, HILLIARD | 1 | YULEE | B | 02 | DISINFECT/HYPOCHLORIN
2450427 | GOLDKIST (HILLANDALE) EGGS WTP | 1 | HILLIARD | B | 02 | DISINFECT/HYPOCHLORIN
2450427 | GOLDKIST (HILLANDALE) EGGS WTP | 1 | HILLIARD | E | 20 | T-O CTRL/AERATION
2450431 | DUCK POND MHP (FKA AMELIA PINES MHP) | 1 | DUCK POND PARK | G | 18 | IRON RMVL/SEQUESTATION
2450431 | DUCK POND MHP (FKA AMELIA PINES MHP) | 1 | DUCK POND PARK | B | 02 | DISINFECT/HYPOCHLORIN
2450452 | OPPORTUNITY HOMES | 1 | OPPORTUNITY HOMES | E | 20 | T-O CTRL/AERATION
2450452 | OPPORTUNITY HOMES | 1 | OPPORTUNITY HOMES | B | 02 | DISINFECT/HYPOCHLORIN
2450789 | NEW LIFE BAPTIST CHURCH | 1 | NBTS WTP | B | 02 | DISINFECT/HYPOCHLORIN
2450790 | NASSAU COUNTY ROAD DEPARTMENT | 1 |  | B | 02 | DISINFECT/HYPOCHLORIN
2450791 | NASSAU HOLIDAY MOTEL | 1 | SAME | B | 02 | DISINFECT/HYPOCHLORIN
2450791 | NASSAU HOLIDAY MOTEL | 1 | SAME | E | 20 | T-O CTRL/AERATION
2450913 | BUCCANEER RESTAURANT | 1 |  | B | 02 | DISINFECT/HYPOCHLORIN
2450923 | SHIP INN MOTEL | 1 | SHIP INN MOTEL WTP | B | 02 | DISINFECT/HYPOCHLORIN
2450923 | SHIP INN MOTEL | 1 | SHIP INN MOTEL WTP | E | 20 | T-O CTRL/AERATION
2450925 | GRAN-MAWS KITCHEN | 1 | MARY COOK | B | 02 | DISINFECT/HYPOCHLORIN
2450925 | GRAN-MAWS KITCHEN | 1 | MARY COOK | H | 25 | SOFTENING/ION EXCHANGE
2450933 | FLORIDA MOTEL INC. | 1 | DAYS INN | B | 02 | DISINFECT/HYPOCHLORIN
2450933 | FLORIDA MOTEL INC. | 1 | DAYS INN | E | 20 | T-O CTRL/AERATION
2450933 | FLORIDA MOTEL INC. | 2 | FLORIDA MOTEL-NEW | B | 02 | DISINFECT/HYPOCHLORIN
2450933 | FLORIDA MOTEL INC. | 2 | FLORIDA MOTEL-NEW | E | 20 | T-O CTRL/AERATION
2451000 | SANDBAR RESTAURANT | 1 |  | B | 02 | DISINFECT/HYPOCHLORIN
2451002 | SANDPIPER MOBILE HOME PARK | 1 | SANDPIPER MHP WTP | B | 02 | DISINFECT/HYPOCHLORIN
2451107 | STEVENS MOTEL & GAS | 1 |  | B | 02 | DISINFECT/HYPOCHLORIN
2451115 | STUCKEY'S (I-95 & A1A) | 1 | STUCKEY'S | B | 02 | DISINFECT/HYPOCHLORIN
2451115 | STUCKEY'S (I-95 & A1A) | 1 | STUCKEY'S | E | 20 | T-O CTRL/AERATION
2451119 | D.L. CONVENINCE STORE | 1 | STUCKEYS #3 | B | 02 | DISINFECT/HYPOCHLORIN
2451147 | TEAKWOOD MHP | 1 | TEAKWOOD MHP WTP | B | 02 | DISINFECT/HYPOCHLORIN
2451149 | STONE CONTAINER CORPORATION | 1 |  | B | 02 | DISINFECT/HYPOCHLORIN
2451179 | HILLIARD WTP | 1 | HILLIARD WTP | B | 01 | DISINFECT/GASEOUS CHLORIN
2451179 | HILLIARD WTP | 1 | HILLIARD WTP | E | 20 | T-O CTRL/AERATION
2451185 | TRADERS VILLAGE | 1 |  | B | 02 | DISINFECT/HYPOCHLORIN
2451238 | YULEE MARKET | 1 | YULEE MARKET | B | 02 | DISINFECT/HYPOCHLORIN
2451238 | YULEE MARKET | 1 | YULEE MARKET | E | 20 | T-O CTRL/AERATION
2451245 | D.O.T. WELCOME CENTER | 1 | DOT WELCOME STATION I-95 | B | 02 | DISINFECT/HYPOCHLORIN
2451245 | D.O.T. WELCOME CENTER | 1 | DOT WELCOME STATION I-95 | E | 20 | T-O CTRL/AERATION
2451258 | WHISPERING PINES | 1 | WHISPERING PINES MHP WTP | B | 02 | DISINFECT/HYPOCHLORIN
2451258 | WHISPERING PINES | 1 | WHISPERING PINES MHP WTP | E | 20 | T-O CTRL/AERATION
2451289 | YULEE COMMUNITY EDUCATION SCHOOL | 1 | YULEE COMMUNITY ED. SCHOOL | B | 02 | DISINFECT/HYPOCHLORIN
2451290 | YULEE ELEMENTARY SCHOOL | 1 | YULEE | B | 02 | DISINFECT/HYPOCHLORIN
2451322 | MARSH COVE CONDOS | 1 | MARSH COVE APTS. WTP | E | 20 | T-O CTRL/AERATION
2451322 | MARSH COVE CONDOS | 1 | MARSH COVE APTS. WTP | B | 02 | DISINFECT/HYPOCHLORIN
2451323 | NASSAU ACRES MHP | 1 | NASSAU ACRES WTP | E | 20 | T-O CTRL/AERATION
2451323 | NASSAU ACRES MHP | 1 | NASSAU ACRES WTP | B | 02 | DISINFECT/HYPOCHLORIN
2454135 | NASSAU CO. DETENTION FACILITY | 1 | NASSAU COUNTY DETENTION | B | 01 | DISINFECT/GASEOUS CHLORIN
2454135 | NASSAU CO. DETENTION FACILITY | 1 | NASSAU COUNTY DETENTION | B | 02 | DISINFECT/HYPOCHLORIN
2454135 | NASSAU CO. DETENTION FACILITY | 1 | NASSAU COUNTY DETENTION | E | 20 | T-O CTRL/AERATION
2454138 | DAYSPRING VILLAGE | 1 | DAYSPRING VILLAGE | B | 02 | DISINFECT/HYPOCHLORIN
2454138 | DAYSPRING VILLAGE | 1 | DAYSPRING VILLAGE | E | 20 | T-O CTRL/AERATION
2454177 | SUNSHINE TRUCK PLAZA | 1 | SUNSHINE TRUCK PLAZA | B | 02 | DISINFECT/HYPOCHLORIN
2454177 | SUNSHINE TRUCK PLAZA | 1 | SUNSHINE TRUCK PLAZA | E | 20 | T-O CTRL/AERATION
2454210 | BELL SOUTH WTP | 1 |  | B | 02 | DISINFECT/HYPOCHLORIN
2454280 | WAFFLE HOUSE (I-95 & A1A) | 1 | YULEE | B | 02 | DISINFECT/HYPOCHLORIN
2454280 | WAFFLE HOUSE (I-95 & A1A) | 1 | YULEE | E | 20 | T-O CTRL/AERATION
2454281 | CARY STATE FOREST | 1 | BRYCEVILLE | B | 02 | DISINFECT/HYPOCHLORIN
2454282 | YULEE VILLAS APARTMENTS | 1 | YULEE VILLAS APARTMENTS WTP | B | 02 | DISINFECT/HYPOCHLORIN
2454282 | YULEE VILLAS APARTMENTS | 1 | YULEE VILLAS APARTMENTS WTP | E | 20 | T-O CTRL/AERATION
2454284 | BOW & ARROW CAMPGROUND | 1 | BOW & ARROW CAMPGROUND | B | 02 | DISINFECT/HYPOCHLORIN
2454284 | BOW & ARROW CAMPGROUND | 2 | BOW&ARROW (NEW PLANT) | B | 02 | DISINFECT/HYPOCHLORIN
2454285 | YULEE PRIMARY SCHOOL | 1 | YULEE PRIMARY SCHOOL | E | 20 | T-O CTRL/AERATION
2454285 | YULEE PRIMARY SCHOOL | 1 | YULEE PRIMARY SCHOOL | B | 02 | DISINFECT/HYPOCHLORIN
2454286 | OTTER RUN WTP | 1 |  | E | 20 | T-O CTRL/AERATION
2454286 | OTTER RUN WTP | 1 |  | B | 01 | DISINFECT/GASEOUS CHLORIN
2454287 | WALL'S IGA | 1 | YULEE IGA | B | 02 | DISINFECT/HYPOCHLORIN
2454287 | WALL'S IGA | 1 | YULEE IGA | E | 20 | T-O CTRL/AERATION
2454288 | FERN. BEACH MUNICIPAL AIRFIELD | 1 | FERN. BEACH AIRFIELD WTP | E | 20 | T-O CTRL/AERATION
2454288 | FERN. BEACH MUNICIPAL AIRFIELD | 1 | FERN. BEACH AIRFIELD WTP | B | 02 | DISINFECT/HYPOCHLORIN
2454289 | NASSAU ASSN. RETARDED CITIZENS | 1 | NASSAU ARC | B | 02 | DISINFECT/HYPOCHLORIN
2454290 | HOLIDAY TERRACE MOTEL & REST. | 1 | HOLIDAY TERRACE WTP | B | 02 | DISINFECT/HYPOCHLORIN
2454290 | HOLIDAY TERRACE MOTEL & REST. | 1 | HOLIDAY TERRACE WTP | E | 20 | T-O CTRL/AERATION
2454291 | HARDEE'S RESTAURANT #0653 | 1 | HARDEE'S YULEE | B | 02 | DISINFECT/HYPOCHLORIN
2454291 | HARDEE'S RESTAURANT #0653 | 1 | HARDEE'S YULEE | E | 20 | T-O CTRL/AERATION
2454292 | YULEE BAPTIST CHURCH | 1 | YULEE BAPTIST CHURCH | B | 02 | DISINFECT/HYPOCHLORIN
2454292 | YULEE BAPTIST CHURCH | 1 | YULEE BAPTIST CHURCH | E | 20 | T-O CTRL/AERATION
2454293 | PROJECT STEP-HURRICANE ISL OUTWARD BOUND | 1 | PROJECT STEP WTP | E | 20 | T-O CTRL/AERATION
2454293 | PROJECT STEP-HURRICANE ISL OUTWARD BOUND | 1 | PROJECT STEP WTP | B | 02 | DISINFECT/HYPOCHLORIN
2454294 | OAK HILL RV RESORT | 1 | OAK HILL WTP | B | 02 | DISINFECT/HYPOCHLORIN
2454295 | DOWN UNDER RESTAURANT | 1 | DOWN UNDER RESTAURANT WTP | B | 02 | DISINFECT/HYPOCHLORIN
2454295 | DOWN UNDER RESTAURANT | 1 | DOWN UNDER RESTAURANT WTP | E | 20 | T-O CTRL/AERATION
2454296 | MULCH MANUFACTURING | 1 | MULCH MANUFACTURING WTP | B | 02 | DISINFECT/HYPOCHLORIN
2454297 | NASSAU BOWLING CENTER | 1 |  | B | 02 | DISINFECT/HYPOCHLORIN
2454297 | NASSAU BOWLING CENTER | 1 |  | E | 20 | T-O CTRL/AERATION
2454298 | CASEY'S LIQUORS | 1 | CASEY'S LIQUORS WTP | B | 02 | DISINFECT/HYPOCHLORIN
2454298 | CASEY'S LIQUORS | 1 | CASEY'S LIQUORS WTP | E | 20 | T-O CTRL/AERATION
2454299 | BIG DADDY'S BARBECUE | 1 | BIG DADDY'S BBQ WTP | B | 02 | DISINFECT/HYPOCHLORIN
2454300 | GREEN ACRES OF YULEE | 1 | GREEN ACRES OF YULEE WTP | B | 02 | DISINFECT/HYPOCHLORIN
2454300 | GREEN ACRES OF YULEE | 1 | GREEN ACRES OF YULEE WTP | E | 20 | T-O CTRL/AERATION
2454301 | AMELIA ISLAND FOODS INC | 1 | AIFS WTP | B | 02 | DISINFECT/HYPOCHLORIN
2454302 | CJ'S COUNTRY STORE | 1 |  | E | 20 | T-O CTRL/AERATION
2454302 | CJ'S COUNTRY STORE | 1 |  | B | 02 | DISINFECT/HYPOCHLORIN
2454303 | KANGAROO EXPRESS #6088 | 1 |  | B | 02 | DISINFECT/HYPOCHLORIN
2454304 | WINN DIXIE | 1 |  | B | 02 | DISINFECT/HYPOCHLORIN
2454305 | CIRCLE K #6109 | 1 | CIRCLE K #6109 WTP | E | 20 | T-O CTRL/AERATION
2454305 | CIRCLE K #6109 | 1 | CIRCLE K #6109 WTP | B | 02 | DISINFECT/HYPOCHLORIN
2454306 | KANGAROO EXPRESS #6041 | 1 | LIL' CHAMP #6041 WTP | B | 02 | DISINFECT/HYPOCHLORIN
2454307 | HUNGRY JACKS FOOD STORE | 1 | HUNGRY JACKS FOOD STORE | E | 20 | T-O CTRL/AERATION
2454307 | HUNGRY JACKS FOOD STORE | 1 | HUNGRY JACKS FOOD STORE | B | 02 | DISINFECT/HYPOCHLORIN
2454308 | J & M QUICK STOP | 1 |  | A |  | NO TRTMT
2454309 | CIRCLE K #6056 | 1 | CIRCLE K #6056 WTP | B | 02 | DISINFECT/HYPOCHLORIN
2454310 | HESS STATION (JEA) | 1 |  | B | 02 | DISINFECT/HYPOCHLORIN
2454311 | ARMSTRONG SHELL (#3555521) | 1 |  | B | 02 | DISINFECT/HYPOCHLORIN
2454312 | STATELINE SHELL | 1 |  | B | 02 | DISINFECT/HYPOCHLORIN
2454313 | BILL'S STOP-N-GO | 1 |  | B | 02 | DISINFECT/HYPOCHLORIN
2454314 | LIL CHAMP # 1191 | 1 |  | E | 20 | T-O CTRL/AERATION
2454314 | LIL CHAMP # 1191 | 1 |  | B | 02 | DISINFECT/HYPOCHLORIN
2454315 | FLASH FOODS #106 | 1 |  | B | 02 | DISINFECT/HYPOCHLORIN
2454316 | SPEEDWAY FOOD STORE | 1 |  | B | 02 | DISINFECT/HYPOCHLORIN
2454317 | MURRAY'S STORE & SERVICE STA. | 1 |  | B | 02 | DISINFECT/HYPOCHLORIN
2454318 | O'NEAL GENERAL STORE | 1 |  | A |  | NO TRTMT
2454319 | AMELIA ISLAND MARINA | 1 | AMELIA ISLAND YACHT BASIN | E | 20 | T-O CTRL/AERATION
2454319 | AMELIA ISLAND MARINA | 1 | AMELIA ISLAND YACHT BASIN | B | 02 | DISINFECT/HYPOCHLORIN
2454320 | FLASH FOOD #171 | 1 |  | B | 02 | DISINFECT/HYPOCHLORIN
2454321 | LIL CHAMP # 1070 | 1 |  | B | 02 | DISINFECT/HYPOCHLORIN
2454322 | FLASH FOODS #97 | 1 | FLASH FOODS #97 | B | 02 | DISINFECT/HYPOCHLORIN
2454323 | FIVE POINTS PANTRY | 1 | FIVE POINTS PANTRY WTP | E | 20 | T-O CTRL/AERATION
2454323 | FIVE POINTS PANTRY | 1 | FIVE POINTS PANTRY WTP | B | 02 | DISINFECT/HYPOCHLORIN
2454324 | EZELL COMMERCIAL PROPERTY | 1 | EZELL COMMERCIAL PROPERTY | B | 02 | DISINFECT/HYPOCHLORIN
2454325 | SHELLY'S WHITEHOUSE BARBECUE | 1 |  | B | 02 | DISINFECT/HYPOCHLORIN
2454326 | WEST NASSAU CHURCH OF CHRIST | 1 |  | B | 02 | DISINFECT/HYPOCHLORIN
2454327 | EASTWOOD BAPTIST CHURCH | 1 |  | A |  | NO TRTMT
2454328 | FPL CALLAHAN SERVICE CENTER | 1 |  | B | 02 | DISINFECT/HYPOCHLORIN
2454329 | KANGAROO EXPRESS AKA CIRCLE K #6095 | 1 | CIRCLE K #6095 WTP | B | 02 | DISINFECT/HYPOCHLORIN
2454330 | CIRCLE K #6284 | 1 | CIRCLE K 6284 | E | 20 | T-O CTRL/AERATION
2454330 | CIRCLE K #6284 | 1 | CIRCLE K 6284 | B | 02 | DISINFECT/HYPOCHLORIN
2454331 | HORNE LAKE RV PARK | 1 | HORNE RV PARK | B | 02 | DISINFECT/HYPOCHLORIN
2454332 | KELLY'S COUNTRYSIDE RV PARK | 1 | KELLY'S COUNTRYSIDE RV PARK | E | 20 | T-O CTRL/AERATION
2454332 | KELLY'S COUNTRYSIDE RV PARK | 1 | KELLY'S COUNTRYSIDE RV PARK | B | 02 | DISINFECT/HYPOCHLORIN
2454333 | CHRIST FELLOWSHIP OF NE FLORIDA, INC. | 1 | NEW BEGINNINGS | B | 02 | DISINFECT/HYPOCHLORIN
2454333 | CHRIST FELLOWSHIP OF NE FLORIDA, INC. | 1 | NEW BEGINNINGS | B | 20 | DISINFECT/AERATION
2454334 | KINGS FERRY COUNTRY STORE | 1 | KINGS FERRY COUNTRY STORE WTP | B | 02 | DISINFECT/HYPOCHLORIN
2454335 | BOULOGNE COMM. HOLINESS CHURCH | 1 |  | B | 02 | DISINFECT/HYPOCHLORIN
2454336 | O'NEAL MEMORIAL BAPTIST CHURCH | 1 | O'NEAL MBC WTP | B | 02 | DISINFECT/HYPOCHLORIN
2454337 | BREAD OF LIFE CHURCH | 1 | U | B | 02 | DISINFECT/HYPOCHLORIN
2454338 | LOFTON OAKS GRID | 2 | OTTER RUN | B | 02 | DISINFECT/HYPOCHLORIN
2454338 | LOFTON OAKS GRID | 1 | LOFTON OAKS | B | 02 | DISINFECT/HYPOCHLORIN
2454338 | LOFTON OAKS GRID | 4 | WEST NASSAU | B | 02 | DISINFECT/HYPOCHLORIN
2454338 | LOFTON OAKS GRID | 3 | NASSAU REGIONAL WTP | E | 20 | T-O CTRL/AERATION
2454338 | LOFTON OAKS GRID | 1 | LOFTON OAKS | E | 20 | T-O CTRL/AERATION
2454338 | LOFTON OAKS GRID | 2 | OTTER RUN | E | 20 | T-O CTRL/AERATION
2454338 | LOFTON OAKS GRID | 3 | NASSAU REGIONAL WTP | B | 02 | DISINFECT/HYPOCHLORIN
2454338 | LOFTON OAKS GRID | 4 | WEST NASSAU | E | 20 | T-O CTRL/AERATION
2454339 | YULEE CHURCH OF GOD | 1 | YULEE CHURCH OF GOD | B | 02 | DISINFECT/HYPOCHLORIN
2454340 | LIBERTY BAPTIST CHURCH | 1 |  | B | 02 | DISINFECT/HYPOCHLORIN
2454341 | TROPIC MOTEL (HEDGES MEAT MARKET) | 1 | TROPIC MOTEL | E | 20 | T-O CTRL/AERATION
2454341 | TROPIC MOTEL (HEDGES MEAT MARKET) | 1 | TROPIC MOTEL | B | 02 | DISINFECT/HYPOCHLORIN
2454342 | LIL' TOTS DAY CARE | 1 | LIL' TOTS DAY CARE | B | 02 | DISINFECT/HYPOCHLORIN
2454343 | WHITE OAK CONSERVATION | 1 | WHITE OAK WTP | Z | 18 | OTHER/SEQUESTATION
2454343 | WHITE OAK CONSERVATION | 1 | WHITE OAK WTP | E | 20 | T-O CTRL/AERATION
2454343 | WHITE OAK CONSERVATION | 1 | WHITE OAK WTP | B | 02 | DISINFECT/HYPOCHLORIN
2454344 | OYSTER BAY WTP | 1 |  | E | 20 | T-O CTRL/AERATION
2454344 | OYSTER BAY WTP | 1 |  | B | 02 | DISINFECT/HYPOCHLORIN
2454345 | HILLIARD CONG. JEHOVAHS WITNSS | 1 |  | B | 02 | DISINFECT/HYPOCHLORIN
2454346 | YULEE UNITED METHODIST CHURCH | 1 |  | E | 20 | T-O CTRL/AERATION
2454346 | YULEE UNITED METHODIST CHURCH | 1 |  | B | 02 | DISINFECT/HYPOCHLORIN
2454347 | AMERICAN BEACH VILLAS | 1 | AMERICAN BEACH VILLAS | B | 02 | DISINFECT/HYPOCHLORIN
2454347 | AMERICAN BEACH VILLAS | 1 | AMERICAN BEACH VILLAS | E | 20 | T-O CTRL/AERATION
2454348 | HESS EXPRESS | 1 |  | E | 20 | T-O CTRL/AERATION
2454348 | HESS EXPRESS | 1 |  | B | 02 | DISINFECT/HYPOCHLORIN
2454349 | OREMC | 1 | OREMC | B | 02 | DISINFECT/HYPOCHLORIN
2454349 | OREMC | 1 | OREMC | E | 20 | T-O CTRL/AERATION
2454350 | YULEE BALL PARK | 1 | YULEE BALL PARK WTP | B | 02 | DISINFECT/HYPOCHLORIN
2454351 | BIBLE BAPTIST CHURCH | 1 |  | E | 20 | T-O CTRL/AERATION
2454351 | BIBLE BAPTIST CHURCH | 1 |  | B | 02 | DISINFECT/HYPOCHLORIN
2454352 | HILLIARD CAMP/RETREAT FACILITY | 1 |  | E | 20 | T-O CTRL/AERATION
2454352 | HILLIARD CAMP/RETREAT FACILITY | 1 |  | B | 02 | DISINFECT/HYPOCHLORIN
2454353 | MCDONALDS - YULEE | 1 |  | E | 20 | T-O CTRL/AERATION
2454353 | MCDONALDS - YULEE | 1 |  | B | 02 | DISINFECT/HYPOCHLORIN
2454354 | SHUCKERS OYSTER BAR | 1 | SHUCKERS OYSTER BAR | E | 20 | T-O CTRL/AERATION
2454354 | SHUCKERS OYSTER BAR | 1 | SHUCKERS OYSTER BAR | B | 02 | DISINFECT/HYPOCHLORIN
2454355 | FLORIDA COMMUNITY COLLEGE | 1 | FLORIDA COMMUNITY COLLEGE | M | 20 | MANGANESE RMVL/AERATION
2454355 | FLORIDA COMMUNITY COLLEGE | 1 | FLORIDA COMMUNITY COLLEGE | B | 01 | DISINFECT/GASEOUS CHLORIN
2454356 | STARTING POINT BEHAVIORAL HEALTH | 1 | SUTTON PLACE | B | 02 | DISINFECT/HYPOCHLORIN
2454357 | CALLAHAN SPORTS COMPLEX | 1 | CALLAHAN SPORTS COMPLEX | B | 02 | DISINFECT/HYPOCHLORIN
2454359 | YULEE COUNTY BUILDING | 1 | NASSAU COUNTY BUILDING | E | 20 | T-O CTRL/AERATION
2454359 | YULEE COUNTY BUILDING | 1 | NASSAU COUNTY BUILDING | B | 02 | DISINFECT/HYPOCHLORIN
2454361 | HILLIARD PUBLIC WORKS (ROAD & BRIDGE) | 1 | HILLIARD PUBLIC WORKS | B | 02 | DISINFECT/HYPOCHLORIN
2454362 | YULEE MINI MALL | 1 | YULEE MINI MALL | B | 02 | DISINFECT/HYPOCHLORIN
2454363 | BRYCEVILLE COMMUNITY CENTER | 1 | BRYCEVILLE COMMUNITY CENTER | B | 02 | DISINFECT/HYPOCHLORIN
2454363 | BRYCEVILLE COMMUNITY CENTER | 1 | BRYCEVILLE COMMUNITY CENTER | E | 20 | T-O CTRL/AERATION
2454364 | DOT I-95 NORTHBOUND WEIGH-IN-MOTION | 1 | PLANT 1 | B | 02 | DISINFECT/HYPOCHLORIN
2454364 | DOT I-95 NORTHBOUND WEIGH-IN-MOTION | 1 | PLANT 1 | E | 20 | T-O CTRL/AERATION
2454365 | DOT I-95 SOUTHBOUND WEIGH-IN-MOTION | 1 | PLANT 1 | E | 20 | T-O CTRL/AERATION
2454365 | DOT I-95 SOUTHBOUND WEIGH-IN-MOTION | 1 | PLANT 1 | B | 02 | DISINFECT/HYPOCHLORIN
2454367 | SUNSHINE EXPRESS #315 | 1 | PLANT 1 | E | 20 | T-O CTRL/AERATION
2454367 | SUNSHINE EXPRESS #315 | 1 | PLANT 1 | B | 02 | DISINFECT/HYPOCHLORIN
2454369 | ST. MARY'S RIVER FISH CAMP | 1 | ST. MARY'S RIVER FISHCAMP | B | 02 | DISINFECT/HYPOCHLORIN
2454369 | ST. MARY'S RIVER FISH CAMP | 1 | ST. MARY'S RIVER FISHCAMP | E | 20 | T-O CTRL/AERATION
2454371 | COUNTRYSIDE FOOD STORE | 1 | SUNBAY FOOD MART WTP | B | 02 | DISINFECT/HYPOCHLORIN
2454371 | COUNTRYSIDE FOOD STORE | 1 | SUNBAY FOOD MART WTP | B | 20 | DISINFECT/AERATION
2454372 | SET FREE BY THE SEA | 1 | SET FREE BY THE SEA | B | 02 | DISINFECT/HYPOCHLORIN
2454375 | THE ANCHOR/LIGHTHOUSE CHRISTIAN SCHOOL | 1 | LIGHTHOUSE CHRISTIAN SCHOOL | B | 02 | DISINFECT/HYPOCHLORIN
2454375 | THE ANCHOR/LIGHTHOUSE CHRISTIAN SCHOOL | 1 | LIGHTHOUSE CHRISTIAN SCHOOL | E | 20 | T-O CTRL/AERATION
2454377 | AMERICAN INN YULEE | 1 | AMERICAN INN YULEE | E | 20 | T-O CTRL/AERATION
2454377 | AMERICAN INN YULEE | 1 | AMERICAN INN YULEE | B | 02 | DISINFECT/HYPOCHLORIN
2454378 | DAYSPRING SENIOR LIVING | 1 | DAYSPRING HEALTH PWS | E | 20 | T-O CTRL/AERATION
2454378 | DAYSPRING SENIOR LIVING | 1 | DAYSPRING HEALTH PWS | B | 02 | DISINFECT/HYPOCHLORIN
2454380 | A VERY SPECIAL JOURNEY EARLY LEARNING | 1 | A VERY SPECIAL JOURNEY EARLY | B | 02 | DISINFECT/HYPOCHLORIN
2454381 | DOLLAR GENERAL CALLAHAN | 1 | DOLLAR GENERAL CALLAHAN | B | 02 | DISINFECT/HYPOCHLORIN
2454382 | DOLLAR GENERAL STORE #19601 | 1 | DOLLAR GENERAL - NASSAUVILLE | B | 02 | DISINFECT/HYPOCHLORIN
2454383 | DOLLAR GENERAL BRYCEVILLE | 1 | DOLLAR GENERAL BRYCEVILLE | B | 02 | DISINFECT/HYPOCHLORIN
2540034 | ANGLER'S PARADISE LODGE | 1 | MOTEL SYSTEM | B | 02 | DISINFECT/HYPOCHLORIN
2540034 | ANGLER'S PARADISE LODGE | 2 | RESTAURANT SYSTEM | B | 02 | DISINFECT/HYPOCHLORIN
2540050 | CAMP SHANDS SCOUT RESERVATION | 1 | CAMP SHANDS | B | 02 | DISINFECT/HYPOCHLORIN
2540058 | BASS CAPITAL MHP | 1 | BASS CAPITAL | B | 02 | DISINFECT/HYPOCHLORIN
2540111 | E.H.MILLER EXCEPTIONAL ED SCH | 1 | PALATKA, HWY 20 | B | 02 | DISINFECT/HYPOCHLORIN
2540111 | E.H.MILLER EXCEPTIONAL ED SCH | 1 | PALATKA, HWY 20 | E | 20 | T-O CTRL/AERATION
2540117 | PUTNAM CO. SCHOOL BD. MAINT. | 1 | EAST PALATKA | B | 02 | DISINFECT/HYPOCHLORIN
2540120 | GATEWAY SCHOOL | 1 | EAST PALATKA | B | 02 | DISINFECT/HYPOCHLORIN
2540120 | GATEWAY SCHOOL | 1 | EAST PALATKA | E | 20 | T-O CTRL/AERATION
2540155 | CAMP HENRY | 1 | CAMP HENRY | B | 02 | DISINFECT/HYPOCHLORIN
2540160 | CAMP SHALOM | 1 |  | B | 02 | DISINFECT/HYPOCHLORIN
2540160 | CAMP SHALOM | 1 |  | E | 20 | T-O CTRL/AERATION
2540161 | LAKEVIEW LODGE | 1 | X | B | 02 | DISINFECT/HYPOCHLORIN
2540161 | LAKEVIEW LODGE | 1 | X | E | 20 | T-O CTRL/AERATION
2540167 | SOME PLACE ELSE | 1 | EAST PALATKA | B | 02 | DISINFECT/HYPOCHLORIN
2540172 | RYANS TRAILER PARK | 1 |  | B | 02 | DISINFECT/HYPOCHLORIN
2540172 | RYANS TRAILER PARK | 1 |  | E | 20 | T-O CTRL/AERATION
2540225 | WRIGHTWOOD APARTMENTS | 1 | WRIGHTWOOD APTS | B | 02 | DISINFECT/HYPOCHLORIN
2540237 | CRESCENT CITY JUNIOR/SENIOR HI | 1 | CRESCENT CITY | B | 02 | DISINFECT/HYPOCHLORIN
2540238 | CRESCENT CITY CHERRY BLOSSOM CAMPGROUND | 1 | WTP | B | 02 | DISINFECT/HYPOCHLORIN
2540238 | CRESCENT CITY CHERRY BLOSSOM CAMPGROUND | 1 | WTP | E | 20 | T-O CTRL/AERATION
2540239 | CRESCENT CITY WTP | 1 | CRECENT CITY WTP | B | 02 | DISINFECT/HYPOCHLORIN
2540239 | CRESCENT CITY WTP | 1 | CRECENT CITY WTP | E | 20 | T-O CTRL/AERATION
2540239 | CRESCENT CITY WTP | 1 | CRECENT CITY WTP | Z | 19 | OTHER/PH ADJUSTMENT
2540270 | ECONOMY INN | 1 | ECONOMY INN | E | 20 | T-O CTRL/AERATION
2540270 | ECONOMY INN | 1 | ECONOMY INN | B | 02 | DISINFECT/HYPOCHLORIN
2540297 | DUNNS CREEK FISHING RESORT | 1 |  | B | 02 | DISINFECT/HYPOCHLORIN
2540297 | DUNNS CREEK FISHING RESORT | 1 |  | E | 20 | T-O CTRL/AERATION
2540389 | ROBINSON'S RIVERIA | 1 |  | B | 02 | DISINFECT/HYPOCHLORIN
2540467 | HAPP'S RESTAURNAT | 1 |  | B | 02 | DISINFECT/HYPOCHLORIN
2540474 | HART POINT/BEST WESTERN MOTEL | 1 | HART POINT MOTEL | B | 02 | DISINFECT/HYPOCHLORIN
2540482 | HERMITS COVE WATER SYSTEM | 1 | HERMITS COVE WTP | B | 02 | DISINFECT/HYPOCHLORIN
2540482 | HERMITS COVE WATER SYSTEM | 1 | HERMITS COVE WTP | E | 20 | T-O CTRL/AERATION
2540489 | ST. JOHNS HIGHLANDS #5 | 1 |  | B | 01 | DISINFECT/GASEOUS CHLORIN
2540489 | ST. JOHNS HIGHLANDS #5 | 1 |  | E | 20 | T-O CTRL/AERATION
2540497 | HALF SHELL RESORT | 1 | HALF SHELL RESORT | B | 02 | DISINFECT/HYPOCHLORIN
2540497 | HALF SHELL RESORT | 1 | HALF SHELL RESORT | E | 20 | T-O CTRL/AERATION
2540521 | GEORGIA PACIFIC PAPER MILL | 1 | GP - PAPER MILL | B | 02 | DISINFECT/HYPOCHLORIN
2540521 | GEORGIA PACIFIC PAPER MILL | 1 | GP - PAPER MILL | E | 20 | T-O CTRL/AERATION
2540521 | GEORGIA PACIFIC PAPER MILL | 1 | GP - PAPER MILL | G | 36 | IRON RMVL/CORROSION INHIB
2540545 | INTERLACHEN LAKE ESTATES | 1 | INTERLACHEN LAKE ESTATES | E | 20 | T-O CTRL/AERATION
2540545 | INTERLACHEN LAKE ESTATES | 1 | INTERLACHEN LAKE ESTATES | B | 02 | DISINFECT/HYPOCHLORIN
2540631 | LAKE COMO WATER ASSOCIATION | 1 | PALMER RD PLANT | B | 02 | DISINFECT/HYPOCHLORIN
2540641 | LAKE SWAN CAMP | 2 | LAKE SWAN CAMP | B | 02 | DISINFECT/HYPOCHLORIN
2540641 | LAKE SWAN CAMP | 1 | LAKE ROSA SIDE | B | 02 | DISINFECT/HYPOCHLORIN
2540737 | MCBRIDE'S LABOR CAMP | 1 |  | B | 02 | DISINFECT/HYPOCHLORIN
2540742 | MELROSE COMMUNITY SCHOOL | 1 |  | B | 02 | DISINFECT/HYPOCHLORIN
2540862 | PALATKA WTP | 1 |  | B | 01 | DISINFECT/GASEOUS CHLORIN
2540862 | PALATKA WTP | 1 |  | D | 19 | CORR-CTRL/PH ADJUSTMENT
2540862 | PALATKA WTP | 1 |  | E | 20 | T-O CTRL/AERATION
2540865 | PALM PORT SUBDIVISION | 1 | PALM PORT | B | 02 | DISINFECT/HYPOCHLORIN
2540865 | PALM PORT SUBDIVISION | 1 | PALM PORT | E | 20 | T-O CTRL/AERATION
2540873 | PARK MANOR S/D | 1 | INTERLACHEN | B | 02 | DISINFECT/HYPOCHLORIN
2540877 | COOPER LAKE MHP #2 | 1 | INTERLACHEN | B | 02 | DISINFECT/HYPOCHLORIN
2540881 | PENIEL BAPTIST ACADEMY | 1 |  | B | 02 | DISINFECT/HYPOCHLORIN
2540881 | PENIEL BAPTIST ACADEMY | 1 |  | E | 20 | T-O CTRL/AERATION
2540881 | PENIEL BAPTIST ACADEMY | 2 | PENIEL WTP | B | 02 | DISINFECT/HYPOCHLORIN
2540881 | PENIEL BAPTIST ACADEMY | 2 | PENIEL WTP | E | 20 | T-O CTRL/AERATION
2540905 | POMONA PARK WATER SYSTEM | 1 | POMONA PARK WTP | B | 02 | DISINFECT/HYPOCHLORIN
2540905 | POMONA PARK WATER SYSTEM | 1 | POMONA PARK WTP | D | 36 | CORR-CTRL/CORROSION INHIB
2540911 | PORT BUENA VISTA | 1 | PORT BUENA VISTA | G | 14 | IRON RMVL/RAPID SAND FIL
2540911 | PORT BUENA VISTA | 1 | PORT BUENA VISTA | E | 20 | T-O CTRL/AERATION
2540911 | PORT BUENA VISTA | 1 | PORT BUENA VISTA | B | 02 | DISINFECT/HYPOCHLORIN
2540962 | RIVER PARK S/D - UNIT #1 | 1 |  | B | 02 | DISINFECT/HYPOCHLORIN
2540963 | RIVER PARK T/P - UNIT #2 | 1 |  | B | 02 | DISINFECT/HYPOCHLORIN
2540964 | RPUMA | 1 | RPUMA | B | 02 | DISINFECT/HYPOCHLORIN
2540964 | RPUMA | 1 | RPUMA | E | 20 | T-O CTRL/AERATION
2540964 | RPUMA | 1 | RPUMA | G | 14 | IRON RMVL/RAPID SAND FIL
2540968 | RIVERCREST TRAILER PARK | 1 | EAST PALATKA | E | 20 | T-O CTRL/AERATION
2540968 | RIVERCREST TRAILER PARK | 1 | EAST PALATKA | B | 02 | DISINFECT/HYPOCHLORIN
2540974 | RODEHEAVER BOYS RANCH | 2 | PLANT #2 | E | 20 | T-O CTRL/AERATION
2540974 | RODEHEAVER BOYS RANCH | 1 | PLANT #1 | E | 20 | T-O CTRL/AERATION
2540974 | RODEHEAVER BOYS RANCH | 1 | PLANT #1 | B | 02 | DISINFECT/HYPOCHLORIN
2540974 | RODEHEAVER BOYS RANCH | 2 | PLANT #2 | B | 02 | DISINFECT/HYPOCHLORIN
2541008 | SARATOGA HARBOR | 1 | SARATOGA HARBOR WTP | E | 20 | T-O CTRL/AERATION
2541008 | SARATOGA HARBOR | 1 | SARATOGA HARBOR WTP | B | 02 | DISINFECT/HYPOCHLORIN
2541046 | SIMMON'S LABOR CAMP | 1 |  | B | 02 | DISINFECT/HYPOCHLORIN
2541077 | SPORTSMAN'S HARBOR | 1 |  | B | 01 | DISINFECT/GASEOUS CHLORIN
2541086 | ST. JOHN'S HARBOR | 2 | ST. JOHNS HARBOR | F | 26 | ORGN-RMVL/REVERSE OSMOSIS
2541086 | ST. JOHN'S HARBOR | 1 | PLANT #1 | B | 02 | DISINFECT/HYPOCHLORIN
2541086 | ST. JOHN'S HARBOR | 1 | PLANT #1 | E | 20 | T-O CTRL/AERATION
2541086 | ST. JOHN'S HARBOR | 2 | ST. JOHNS HARBOR | F | 28 | ORGN-RMVL/PACKED TWR-AERA
2541086 | ST. JOHN'S HARBOR | 2 | ST. JOHNS HARBOR | B | 02 | DISINFECT/HYPOCHLORIN
2541087 | SAINT JOHNS CAMPGROUND | 1 | SAINT JOHNS CAMPGROUND | E | 20 | T-O CTRL/AERATION
2541087 | SAINT JOHNS CAMPGROUND | 1 | SAINT JOHNS CAMPGROUND | B | 02 | DISINFECT/HYPOCHLORIN
2541143 | TANGERINE COVE | 1 |  | B | 02 | DISINFECT/HYPOCHLORIN
2541156 | CLOCK RESTAURANT | 1 |  | B | 02 | DISINFECT/HYPOCHLORIN
2541180 | INTERLACHEN WS | 2 | STRICKLAND WTP | B | 02 | DISINFECT/HYPOCHLORIN
2541180 | INTERLACHEN WS | 1 | TREMONT PLANT | B | 02 | DISINFECT/HYPOCHLORIN
2541186 | TRAILBOSS CAMPGROUND | 1 |  | E | 20 | T-O CTRL/AERATION
2541186 | TRAILBOSS CAMPGROUND | 1 |  | B | 02 | DISINFECT/HYPOCHLORIN
2541200 | RIVER VILLAS | 1 | RIVER VILLAS WTP | B | 02 | DISINFECT/HYPOCHLORIN
2541242 | WELAKA MHP | 1 | WELAKA MHP | B | 02 | DISINFECT/HYPOCHLORIN
2541280 | WOOTEN'S MHP | 1 | WOOTENS MHP | E | 20 | T-O CTRL/AERATION
2541280 | WOOTEN'S MHP | 1 | WOOTENS MHP | F | 23 | ORGN-RMVL/GAC ADDITION
2541280 | WOOTEN'S MHP | 1 | WOOTENS MHP | B | 02 | DISINFECT/HYPOCHLORIN
2541324 | MARC'S VILLA | 1 | SAN MATEO | B | 02 | DISINFECT/HYPOCHLORIN
2541387 | SAN MATEO SEAFOOD | 1 | SAN MATEO RESTAURANT | B | 02 | DISINFECT/HYPOCHLORIN
2541436 | LYNCH'S LANDING | 1 | SAN MATEO | B | 02 | DISINFECT/HYPOCHLORIN
2541436 | LYNCH'S LANDING | 1 | SAN MATEO | E | 20 | T-O CTRL/AERATION
2541450 | SEMINOLE ELECTRIC COOPERATIVE, INC. | 1 | SEMINOLE ELECTRIC | E | 28 | T-O CTRL/PACKED TWR-AERA
2541450 | SEMINOLE ELECTRIC COOPERATIVE, INC. | 1 | SEMINOLE ELECTRIC | B | 02 | DISINFECT/HYPOCHLORIN
2541468 | PUTNAM BARGE PORT | 1 |  | E | 20 | T-O CTRL/AERATION
2541468 | PUTNAM BARGE PORT | 1 |  | B | 02 | DISINFECT/HYPOCHLORIN
2544008 | COOPER LAKE MHP | 2 | COOPER LAKE MHP WTP #2 | B | 02 | DISINFECT/HYPOCHLORIN
2544008 | COOPER LAKE MHP | 1 | COOPER LAKE MHP WTP #1 | B | 02 | DISINFECT/HYPOCHLORIN
2544133 | KELLY SMITH ELEMENTARY SCHOOL | 1 |  | B | 02 | DISINFECT/HYPOCHLORIN
2544191 | HIAWATHA CONDOMINIUMS | 1 | EAST PALATKA | B | 01 | DISINFECT/GASEOUS CHLORIN
2544191 | HIAWATHA CONDOMINIUMS | 1 | EAST PALATKA | E | 20 | T-O CTRL/AERATION
2544192 | NAT ROBINSON'S LABOR CAMP | 1 | EAST PALATKA | B | 02 | DISINFECT/HYPOCHLORIN
2544250 | HIDEAWAY COVE | 1 | WAS MICKS COVE; A&M FISH CAMP | E | 20 | T-O CTRL/AERATION
2544250 | HIDEAWAY COVE | 1 | WAS MICKS COVE; A&M FISH CAMP | B | 02 | DISINFECT/HYPOCHLORIN
2544251 | BENNY'S STEAK SEAFOOD & CHICKN | 1 | EAST PALATKA | B | 02 | DISINFECT/HYPOCHLORIN
2544251 | BENNY'S STEAK SEAFOOD & CHICKN | 1 | EAST PALATKA | H | 25 | SOFTENING/ION EXCHANGE
2544251 | BENNY'S STEAK SEAFOOD & CHICKN | 1 | EAST PALATKA | E | 20 | T-O CTRL/AERATION
2544252 | FLORIDA PACKING & PROVISION | 1 | FLORIDA PACKING & PROVISION | B | 02 | DISINFECT/HYPOCHLORIN
2544253 | FLORIDA POWER & LIGHT COMPANY | 1 | FPL EAST PALATKA | D | 36 | CORR-CTRL/CORROSION INHIB
2544253 | FLORIDA POWER & LIGHT COMPANY | 1 | FPL EAST PALATKA | E | 20 | T-O CTRL/AERATION
2544253 | FLORIDA POWER & LIGHT COMPANY | 1 | FPL EAST PALATKA | B | 02 | DISINFECT/HYPOCHLORIN
2544254 | HOLIDAY HOUSE RESTAURANT | 1 | HOLIDAY HOUSE RESTAURANT | E | 20 | T-O CTRL/AERATION
2544254 | HOLIDAY HOUSE RESTAURANT | 1 | HOLIDAY HOUSE RESTAURANT | B | 02 | DISINFECT/HYPOCHLORIN
2544255 | MELROSE WTP | 1 | MELROSE WTP | B | 02 | DISINFECT/HYPOCHLORIN
2544256 | HENRI'S RESTAURANT | 1 | HENRI'S RESTAURANT | E | 20 | T-O CTRL/AERATION
2544256 | HENRI'S RESTAURANT | 1 | HENRI'S RESTAURANT | B | 02 | DISINFECT/HYPOCHLORIN
2544257 | CRESCENT HILLS SUBDIVISION | 1 | CRESCENT HILLS SUBDIVISION | B | 02 | DISINFECT/HYPOCHLORIN
2544258 | SILVER LAKE OAKS MHP | 1 | SILVER LAKE OAKS MHV | E | 20 | T-O CTRL/AERATION
2544258 | SILVER LAKE OAKS MHP | 1 | SILVER LAKE OAKS MHV | B | 02 | DISINFECT/HYPOCHLORIN
2544259 | PUTNAM CORRECTIONAL INSTITUTE | 1 |  | B | 02 | DISINFECT/HYPOCHLORIN
2544259 | PUTNAM CORRECTIONAL INSTITUTE | 1 |  | E | 20 | T-O CTRL/AERATION
2544259 | PUTNAM CORRECTIONAL INSTITUTE | 1 |  | C | 13 | PART-RMVL/SLOW SAND FILTR
2544260 | R. C. WILLIS WTP (CITY OF PALATKA) | 1 | R. C. WILLIS WTP | D | 18 | CORR-CTRL/SEQUESTATION
2544260 | R. C. WILLIS WTP (CITY OF PALATKA) | 1 | R. C. WILLIS WTP | E | 20 | T-O CTRL/AERATION
2544260 | R. C. WILLIS WTP (CITY OF PALATKA) | 1 | R. C. WILLIS WTP | B | 02 | DISINFECT/HYPOCHLORIN
2544260 | R. C. WILLIS WTP (CITY OF PALATKA) | 1 | R. C. WILLIS WTP | P | 32 | DISINF BY-PROD CONTRO/PEROXIDE
2544261 | BURGER KING | 1 | EAST PALATKA | E | 20 | T-O CTRL/AERATION
2544261 | BURGER KING | 1 | EAST PALATKA | B | 02 | DISINFECT/HYPOCHLORIN
2544262 | POINSETTA TRAILER PARK | 1 |  | B | 02 | DISINFECT/HYPOCHLORIN
2544263 | PUTNAM LANES | 1 |  | E | 20 | T-O CTRL/AERATION
2544263 | PUTNAM LANES | 1 |  | B | 02 | DISINFECT/HYPOCHLORIN
2544264 | PUTNAM BARGE PORT | 1 |  | E | 20 | T-O CTRL/AERATION
2544264 | PUTNAM BARGE PORT | 1 |  | B | 02 | DISINFECT/HYPOCHLORIN
2544265 | MOUNT ROYAL COMMON PROPERTY, LLC | 2 | MOUNT ROYAL | B | 02 | DISINFECT/HYPOCHLORIN
2544265 | MOUNT ROYAL COMMON PROPERTY, LLC | 1 | MOUNT ROYAL S/D | E | 20 | T-O CTRL/AERATION
2544265 | MOUNT ROYAL COMMON PROPERTY, LLC | 1 | MOUNT ROYAL S/D | B | 02 | DISINFECT/HYPOCHLORIN
2544265 | MOUNT ROYAL COMMON PROPERTY, LLC | 2 | MOUNT ROYAL | B | 20 | DISINFECT/AERATION
2544266 | ST. JOHN'S RIVER CLUB UTILITIES | 1 | ST. JOHNS RIVER CLUB UTILITIES | B | 02 | DISINFECT/HYPOCHLORIN
2544266 | ST. JOHN'S RIVER CLUB UTILITIES | 1 | ST. JOHNS RIVER CLUB UTILITIES | E | 20 | T-O CTRL/AERATION
2544267 | KEN'S OAK HAVEN | 1 | KEN'S OAK HAVEN MHP | E | 20 | T-O CTRL/AERATION
2544267 | KEN'S OAK HAVEN | 1 | KEN'S OAK HAVEN MHP | B | 02 | DISINFECT/HYPOCHLORIN
2544268 | BAINBRIDGE MOBILE HOME PARK | 1 | BAINBRIDGE MHP WTP | B | 02 | DISINFECT/HYPOCHLORIN
2544269 | OAKS LANDING | 1 | STEVENSEN'S TP WTP | B | 02 | DISINFECT/HYPOCHLORIN
2544270 | SCOTTY'S STORE #39 | 1 |  | B | 02 | DISINFECT/HYPOCHLORIN
2544271 | WELAKA TOWN HALL | 1 |  | A |  | NO TRTMT
2544272 | PUTNAM CO. MAINTENANCE YARD | 1 |  | E | 20 | T-O CTRL/AERATION
2544272 | PUTNAM CO. MAINTENANCE YARD | 1 |  | B | 02 | DISINFECT/HYPOCHLORIN
2544273 | FLORIDA HIGHWAY PATROL | 1 |  | A |  | NO TRTMT
2544274 | LIL HILLTOP MOBILE HOME & RV PARK | 1 | LIL HILL TOP MHP | B | 02 | DISINFECT/HYPOCHLORIN
2544275 | PARADISE VIEW | 1 | PARADISE VIEW ESTATES | B | 02 | DISINFECT/HYPOCHLORIN
2544276 | LAZZARO'S ADULT MOBILE HOME PK | 1 | LAZZARO'S ADULT MHP | B | 02 | DISINFECT/HYPOCHLORIN
2544277 | MAX E CORPORATION | 1 |  | B | 02 | DISINFECT/HYPOCHLORIN
2544278 | HIDE-A-WAY ACRES | 1 | HIDE-A-WAY ACRES | B | 02 | DISINFECT/HYPOCHLORIN
2544279 | EASTGATE SQUARE SHOPPING CENT. | 1 |  | B | 02 | DISINFECT/HYPOCHLORIN
2544279 | EASTGATE SQUARE SHOPPING CENT. | 1 |  | E | 20 | T-O CTRL/AERATION
2544279 | EASTGATE SQUARE SHOPPING CENT. | 1 |  | D | 18 | CORR-CTRL/SEQUESTATION
2544280 | SOUTHERN DOOR LITE | 1 |  | E | 20 | T-O CTRL/AERATION
2544281 | HWY 19 SOUTH WATER SYSTEM, LLC. | 1 | HWY 19 SOUTH WTP | F | 23 | ORGN-RMVL/GAC ADDITION
2544281 | HWY 19 SOUTH WATER SYSTEM, LLC. | 1 | HWY 19 SOUTH WTP | E | 20 | T-O CTRL/AERATION
2544281 | HWY 19 SOUTH WATER SYSTEM, LLC. | 1 | HWY 19 SOUTH WTP | B | 02 | DISINFECT/HYPOCHLORIN
2544282 | CAMP KATERI (GATEWAY GIRL SCOUT COUNCIL) | 2 | NORTH | B | 02 | DISINFECT/HYPOCHLORIN
2544282 | CAMP KATERI (GATEWAY GIRL SCOUT COUNCIL) | 1 | MAIN | B | 02 | DISINFECT/HYPOCHLORIN
2544282 | CAMP KATERI (GATEWAY GIRL SCOUT COUNCIL) | 3 | EAST | E | 20 | T-O CTRL/AERATION
2544282 | CAMP KATERI (GATEWAY GIRL SCOUT COUNCIL) | 3 | EAST | B | 02 | DISINFECT/HYPOCHLORIN
2544283 | PALATKA BAPTIST TEMPLE | 1 | PALATKA BAPTIST | B | 02 | DISINFECT/HYPOCHLORIN
2544284 | NEW LIFE ACRES | 1 | NEW LIFE ACRES WTP | B | 02 | DISINFECT/HYPOCHLORIN
2544285 | GEORGETOWN SPORTSMANS / LUNKER LODGE | 1 | GEORGETOWN SPORTSMAN | B | 02 | DISINFECT/HYPOCHLORIN
2544285 | GEORGETOWN SPORTSMANS / LUNKER LODGE | 2 | LUNKER LODGE PLANT | B | 02 | DISINFECT/HYPOCHLORIN
2544286 | FISH INN RESORT | 1 |  | B | 02 | DISINFECT/HYPOCHLORIN
2544287 | FIRST BAPTIST CHURCH OF HOLLISTER | 1 | HOLLISTER BAPTIST ACADEMY | B | 02 | DISINFECT/HYPOCHLORIN
2544288 | CALVARY BAPTIST CHURCH | 1 | CALVARY BAPTIST CHURCH | B | 02 | DISINFECT/HYPOCHLORIN
2544288 | CALVARY BAPTIST CHURCH | 1 | CALVARY BAPTIST CHURCH | G | 29 | IRON RMVL/CARTRIDGE FILTR
2544289 | WATTS MOBILE HOME PARK | 1 |  | A |  | NO TRTMT
2544290 | BARNETT'S TRAILER PARK | 1 |  | B | 02 | DISINFECT/HYPOCHLORIN
2544291 | COMEN'S TRAILER PARK | 1 |  | A |  | NO TRTMT
2544292 | WOLFE'S MOBILE HOME PARK | 1 | WOLFE'S MHP WTP | E | 20 | T-O CTRL/AERATION
2544292 | WOLFE'S MOBILE HOME PARK | 1 | WOLFE'S MHP WTP | B | 02 | DISINFECT/HYPOCHLORIN
2544293 | ANDERSON'S LODGE | 1 | ANDERSON'S LODGE WTP | E | 20 | T-O CTRL/AERATION
2544293 | ANDERSON'S LODGE | 1 | ANDERSON'S LODGE WTP | B | 02 | DISINFECT/HYPOCHLORIN
2544294 | NE FLA EDUCATIONAL CONSORTIUM | 1 |  | E | 20 | T-O CTRL/AERATION
2544294 | NE FLA EDUCATIONAL CONSORTIUM | 1 |  | B | 02 | DISINFECT/HYPOCHLORIN
2544295 | SAN MATEO ESTATES | 1 | JAN'S MODULAR ESTATES | B | 02 | DISINFECT/HYPOCHLORIN
2544296 | CAPTAIN JOE'S | 1 | CAPT JOE'S | B | 02 | DISINFECT/HYPOCHLORIN
2544297 | OLD SATSUMA GARDENS RESTAURANT | 1 | OLD SATSUMA GARDENS WTP | A |  | NO TRTMT
2544298 | GRASSY LAKES WTP | 1 | GRASSY LAKE WTP | B | 02 | DISINFECT/HYPOCHLORIN
2544299 | IDLE AWHILE RIVER RESORT | 1 | PORKY'S LANDING AND MARINA | B | 02 | DISINFECT/HYPOCHLORIN
2544301 | CSX CONFERENCE CENTER | 1 | CSX CONFERENCE CENTER WTP | B | 02 | DISINFECT/HYPOCHLORIN
2544301 | CSX CONFERENCE CENTER | 1 | CSX CONFERENCE CENTER WTP | E | 20 | T-O CTRL/AERATION
2544302 | CHICO'S MEXICAN RESTAURANT | 1 |  | B | 02 | DISINFECT/HYPOCHLORIN
2544304 | BROWNING PEARCE ELEMENTARY | 1 |  | E | 20 | T-O CTRL/AERATION
2544304 | BROWNING PEARCE ELEMENTARY | 1 |  | B | 02 | DISINFECT/HYPOCHLORIN
2544305 | INTERLACHEN ELEMENTARY SCHOOL | 1 |  | B | 02 | DISINFECT/HYPOCHLORIN
2544305 | INTERLACHEN ELEMENTARY SCHOOL | 1 |  | E | 20 | T-O CTRL/AERATION
2544306 | GEORGIA PACIFIC - HAWTHORNE PLYWOOD | 1 | GP- HAWTHORNE PLYWOOD | D | 36 | CORR-CTRL/CORROSION INHIB
2544306 | GEORGIA PACIFIC - HAWTHORNE PLYWOOD | 1 | GP- HAWTHORNE PLYWOOD | B | 02 | DISINFECT/HYPOCHLORIN
2544307 | WESTOVER MHP | 1 |  | B | 02 | DISINFECT/HYPOCHLORIN
2544308 | FAITH BAPTIST CHURCH | 1 | FAITH BAPTIST CHURCH WTP | B | 20 | DISINFECT/AERATION
2544308 | FAITH BAPTIST CHURCH | 1 | FAITH BAPTIST CHURCH WTP | E | 20 | T-O CTRL/AERATION
2544308 | FAITH BAPTIST CHURCH | 1 | FAITH BAPTIST CHURCH WTP | B | 02 | DISINFECT/HYPOCHLORIN
2544308 | FAITH BAPTIST CHURCH | 1 | FAITH BAPTIST CHURCH WTP | A |  | NO TRTMT
2544309 | THE HOWLIN' WOLF BAR | 1 | BIKER'S HOWLIN' WOLF | B | 02 | DISINFECT/HYPOCHLORIN
2544310 | CHRIST IND. METHODIST CHURCH | 1 | CHRIST IND. METH. CHURCH | B | 02 | DISINFECT/HYPOCHLORIN
2544311 | NICOLE DRIVE S/D | 1 |  | B | 02 | DISINFECT/HYPOCHLORIN
2544311 | NICOLE DRIVE S/D | 1 |  | E | 20 | T-O CTRL/AERATION
2544312 | THELMA'S CAROUSEL RESTAURANT | 1 | ED'S PLACE RESTAURANT WTP | B | 02 | DISINFECT/HYPOCHLORIN
2544313 | GEORGETOWN MARINA & LODGE | 1 | GEORGETOWN MARINA & LODGE | B | 02 | DISINFECT/HYPOCHLORIN
2544314 | THE PALMS MHP | 1 | THE PALMS MHP WTP | B | 02 | DISINFECT/HYPOCHLORIN
2544315 | WESTWOOD APARTMENTS | 1 | WESTWOOD APARTMENTS | B | 02 | DISINFECT/HYPOCHLORIN
2544316 | PORT COVE RV PARK & MARINA | 1 |  | B | 02 | DISINFECT/HYPOCHLORIN
2544317 | SOUTHSIDE BAPTIST CHURCH | 1 | SOUTHSIDE BAPTIST CHURCH WTP | E | 20 | T-O CTRL/AERATION
2544317 | SOUTHSIDE BAPTIST CHURCH | 1 | SOUTHSIDE BAPTIST CHURCH WTP | B | 02 | DISINFECT/HYPOCHLORIN
2544318 | L&M LABOR CAMP | 1 | L&M LABOR CAMP | B | 02 | DISINFECT/HYPOCHLORIN
2544318 | L&M LABOR CAMP | 1 | L&M LABOR CAMP | E | 20 | T-O CTRL/AERATION
2544319 | CAMPBELL'S MIGRANT LABOR CAMP | 1 | CAMPBELL'S LABOR CAMP WTP | B | 02 | DISINFECT/HYPOCHLORIN
2544320 | SUWANNEE SWIFTY #308 | 1 |  | B | 02 | DISINFECT/HYPOCHLORIN
2544321 | CRESCENT CITY CONG OF JEHOVAH'S | 1 | CRES CITY CONG OF JEHOVAH'S WI | B | 02 | DISINFECT/HYPOCHLORIN
2544322 | CHEVRON FOOD MART | 1 | CHEVRON FOOD MART PLANT | B | 02 | DISINFECT/HYPOCHLORIN
2544323 | PINERIDGE MHP | 1 |  | B | 02 | DISINFECT/HYPOCHLORIN
2544324 | FIRST CHOICE FOOD MART | 1 | FIRST CHOICE FOOD MART | B | 02 | DISINFECT/HYPOCHLORIN
2544324 | FIRST CHOICE FOOD MART | 1 | FIRST CHOICE FOOD MART | E | 20 | T-O CTRL/AERATION
2544327 | BUD'S GROCERY | 1 |  | A |  | NO TRTMT
2544328 | COWPEN GROCERY | 1 |  | A |  | NO TRTMT
2544329 | LUCKY WAY FOOD STORE | 1 |  | B | 02 | DISINFECT/HYPOCHLORIN
2544331 | CIRCLE K #2329 | 1 | WTP | B | 02 | DISINFECT/HYPOCHLORIN
2544332 | KANGAROO EXPRESS #2478 | 1 |  | B | 02 | DISINFECT/HYPOCHLORIN
2544333 | CIRCLE K # 2109 (FKA KANGAROO EXPRESS) | 1 | WTP | E | 20 | T-O CTRL/AERATION
2544333 | CIRCLE K # 2109 (FKA KANGAROO EXPRESS) | 1 | WTP | B | 02 | DISINFECT/HYPOCHLORIN
2544334 | CIRCLE K #2006 | 1 | CIRCLE K #2006 | B | 02 | DISINFECT/HYPOCHLORIN
2544335 | KANGAROO EXPRESS # 2235 | 1 |  | E | 20 | T-O CTRL/AERATION
2544335 | KANGAROO EXPRESS # 2235 | 1 |  | B | 02 | DISINFECT/HYPOCHLORIN
2544336 | CIRCLE K #2577 | 1 | CIRCLE K #2577 | B | 02 | DISINFECT/HYPOCHLORIN
2544337 | LIL CHAMP #6080 / MILLER MAINTENANCE | 1 |  | B | 02 | DISINFECT/HYPOCHLORIN
2544338 | HANSON'S BAIT & TACKLE | 1 |  | A |  | NO TRTMT
2544339 | SAFEWAY DISCOUNT | 1 | SAFEWAY DISCOUNT | B | 02 | DISINFECT/HYPOCHLORIN
2544339 | SAFEWAY DISCOUNT | 1 | SAFEWAY DISCOUNT | E | 20 | T-O CTRL/AERATION
2544340 | HAWTHORNE FOOD STORE | 1 | HAWTHORNE FOOD STORE | B | 02 | DISINFECT/HYPOCHLORIN
2544341 | JIFFY # 64 | 1 |  | B | 02 | DISINFECT/HYPOCHLORIN
2544342 | LIL CHAMP #68 | 1 |  | B | 02 | DISINFECT/HYPOCHLORIN
2544342 | LIL CHAMP #68 | 1 |  | E | 20 | T-O CTRL/AERATION
2544343 | SPRINGSIDE GROCERY | 1 |  | A |  | NO TRTMT
2544344 | MCKINLEY'S BARDIN GROCERY | 1 | BARDIN GROCERY STORE | B | 02 | DISINFECT/HYPOCHLORIN
2544345 | MELROSE GROCERY STORE | 1 |  | A |  | NO TRTMT
2544346 | MILLER'S SUPERMARKET - INTERLA | 1 |  | A |  | NO TRTMT
2544347 | MILLER'S SUPERMARKET - WESTGAT | 1 |  | A |  | NO TRTMT
2544348 | CHAS' CUSTOM MEATS | 1 |  | A |  | NO TRTMT
2544349 | SILVER LAKE GROCERY | 1 |  | B | 02 | DISINFECT/HYPOCHLORIN
2544350 | SMITH'S GROCERY | 1 |  | A |  | NO TRTMT
2544351 | WESTSIDE BAIT & TACKLE | 1 |  | A |  | NO TRTMT
2544352 | ISLAND FOOD STORE #117 | 1 | ISLAND FOOD STORE #117 | B | 02 | DISINFECT/HYPOCHLORIN
2544353 | AUSTIN'S GROCERY | 1 |  | B | 02 | DISINFECT/HYPOCHLORIN
2544354 | B & M MARKET | 1 |  | B | 02 | DISINFECT/HYPOCHLORIN
2544355 | BOSTWICK COMMUNITY STORE | 1 |  | B | 02 | DISINFECT/HYPOCHLORIN
2544356 | COUNTY LINE MARKET | 1 | COUNTY LINE MARKET WTP | B | 02 | DISINFECT/HYPOCHLORIN
2544357 | CREWS FISH HOUSE | 1 |  | A |  | NO TRTMT
2544358 | DENTZ STORE | 1 |  | A |  | NO TRTMT
2544359 | QUICK KING #28 | 1 | QUICK KING #28 | E | 20 | T-O CTRL/AERATION
2544359 | QUICK KING #28 | 1 | QUICK KING #28 | B | 02 | DISINFECT/HYPOCHLORIN
2544360 | EASTSIDE B & T | 1 | EASTSIDE BAIT AND TACKLE | E | 20 | T-O CTRL/AERATION
2544361 | EAST PALATKA FRUIT | 1 |  | A |  | NO TRTMT
2544362 | HALL'S SUPERETTE | 1 | HALL'S SUPERETTE | B | 02 | DISINFECT/HYPOCHLORIN
2544363 | HANDY WAY # 777 | 1 |  | A |  | NO TRTMT
2544364 | KANGAROO EXPRESS #2307 | 1 |  | B | 02 | DISINFECT/HYPOCHLORIN
2544365 | HANDY WAY # 1114 - PALATKA | 1 |  | E | 20 | T-O CTRL/AERATION
2544365 | HANDY WAY # 1114 - PALATKA | 1 |  | B | 02 | DISINFECT/HYPOCHLORIN
2544366 | HANDY WAY # 4402 - E PALATKA | 1 |  | B | 02 | DISINFECT/HYPOCHLORIN
2544367 | HANDY WAY # 1157 - WELAKA | 1 |  | B | 02 | DISINFECT/HYPOCHLORIN
2544368 | HANDY WAY # 2399 | 1 |  | B | 02 | DISINFECT/HYPOCHLORIN
2544369 | MOBIL/AMI 89 | 1 | MOBILE/AMI 89 | B | 02 | DISINFECT/HYPOCHLORIN
2544370 | CIRCLE K #2428 | 1 | CIRCLE K #2428 | E | 20 | T-O CTRL/AERATION
2544370 | CIRCLE K #2428 | 1 | CIRCLE K #2428 | B | 02 | DISINFECT/HYPOCHLORIN
2544371 | IN & OUT STORE #1 | 1 | IN & OUT STORE #1 | B | 02 | DISINFECT/HYPOCHLORIN
2544372 | CIRCLE K #2053 | 1 | CIRCLE K #2053 | B | 02 | DISINFECT/HYPOCHLORIN
2544373 | SUNOCO # 2450 | 1 | SUNOCO #2450 | B | 02 | DISINFECT/HYPOCHLORIN
2544374 | LIL CHAMP #3 | 1 |  | B | 02 | DISINFECT/HYPOCHLORIN
2544376 | KANGAROO EXPRESS #6289 | 1 |  | E | 20 | T-O CTRL/AERATION
2544376 | KANGAROO EXPRESS #6289 | 1 |  | B | 02 | DISINFECT/HYPOCHLORIN
2544377 | KANGAROO EXPRESS #6272 | 1 |  | E | 20 | T-O CTRL/AERATION
2544377 | KANGAROO EXPRESS #6272 | 1 |  | B | 02 | DISINFECT/HYPOCHLORIN
2544378 | KELLY ICE | 1 |  | A |  | NO TRTMT
2544379 | MERITA BREAD STORE | 1 |  | A |  | NO TRTMT
2544380 | MILLER STORE # 2861 | 1 |  | A |  | NO TRTMT
2544381 | PEN ICE | 1 |  | B | 02 | DISINFECT/HYPOCHLORIN
2544382 | SATSUMA STORE | 1 |  | A |  | NO TRTMT
2544383 | ST. JOHNS CRAB | 1 |  | B | 02 | DISINFECT/HYPOCHLORIN
2544384 | WORLD OF GOD | 1 |  | A |  | NO TRTMT
2544385 | SNACK SHACK | 1 |  | A |  | NO TRTMT
2544386 | LOVELY FOOD MART | 1 |  | B | 02 | DISINFECT/HYPOCHLORIN
2544387 | WELDON'S SKINNING | 1 |  | A |  | NO TRTMT
2544388 | OFFSHORE SHIPBUILDING INC. | 1 |  | B | 02 | DISINFECT/HYPOCHLORIN
2544388 | OFFSHORE SHIPBUILDING INC. | 1 |  | E | 20 | T-O CTRL/AERATION
2544389 | FAST TRACK #313 | 1 | FAST TRACK #313 | B | 02 | DISINFECT/HYPOCHLORIN
2544389 | FAST TRACK #313 | 2 | NEW PLANT | B | 02 | DISINFECT/HYPOCHLORIN
2544390 | FAST TRACK #325 | 1 | FAST TRACK #325 | B | 02 | DISINFECT/HYPOCHLORIN
2544392 | TOWN OF WELAKA | 2 | OLD WELAKA ROAD | A |  | NO TRTMT
2544392 | TOWN OF WELAKA | 1 | CITRUS CIRCLE | D | 18 | CORR-CTRL/SEQUESTATION
2544392 | TOWN OF WELAKA | 1 | CITRUS CIRCLE | B | 02 | DISINFECT/HYPOCHLORIN
2544392 | TOWN OF WELAKA | 1 | CITRUS CIRCLE | E | 20 | T-O CTRL/AERATION
2544393 | SUGAR BEAR DEN | 1 |  | B | 02 | DISINFECT/HYPOCHLORIN
2544394 | PONDEROSA INN | 1 |  | A |  | NO TRTMT
2544395 | CROSS ROAD WATER SYSTEM | 1 |  | A |  | NO TRTMT
2544396 | RAYE'S BBQ | 1 |  | B | 02 | DISINFECT/HYPOCHLORIN
2544397 | VONS PLACE/YOUR PLACE ON LAKE | 1 |  | B | 02 | DISINFECT/HYPOCHLORIN
2544398 | PARADISE INN | 1 |  | A |  | NO TRTMT
2544399 | MEMA & CO. | 1 | MEMA'S | B | 02 | DISINFECT/HYPOCHLORIN
2544399 | MEMA & CO. | 2 | PLANT #2 (CONSTRUCTED 2018) | B | 02 | DISINFECT/HYPOCHLORIN
2544400 | HOT SPOT BAR AND GRILL | 1 |  | B | 02 | DISINFECT/HYPOCHLORIN
2544401 | SATSUMA INN | 1 |  | B | 02 | DISINFECT/HYPOCHLORIN
2544402 | CREDIT AUTO SALES | 1 |  | B | 02 | DISINFECT/HYPOCHLORIN
2544403 | BBQ JUNCTION | 1 |  | B | 02 | DISINFECT/HYPOCHLORIN
2544404 | LIT'L CAESARS | 1 | LIT'L CAESARS | B | 02 | DISINFECT/HYPOCHLORIN
2544405 | SUNOCO # 2431 | 1 | SUNOCO #2431 | B | 02 | DISINFECT/HYPOCHLORIN
2544407 | LAKESIDE FISH CAMP | 1 |  | B | 02 | DISINFECT/HYPOCHLORIN
2544408 | JOE'S GENERAL STORE | 1 |  | B | 02 | DISINFECT/HYPOCHLORIN
2544409 | INDIAN LAKE FOREST RETREAT & C | 1 |  | B | 02 | DISINFECT/HYPOCHLORIN
2544410 | FLORIDA RACING OF PUTNAM COUNTY | 1 | FLORIDA RACING OF PUTNAM COUNT | B | 02 | DISINFECT/HYPOCHLORIN
2544411 | FRONTIER DANCE HALL | 1 | FRONTIER DANCE HALL | B | 02 | DISINFECT/HYPOCHLORIN
2544412 | SOUTHERN EXPOSURE NIGHTCLUB | 1 |  | A |  | NO TRTMT
2544413 | COW CATCHER LOUNGE | 1 | PLANT 1 | B | 02 | DISINFECT/HYPOCHLORIN
2544414 | MCCAULEY'S TAVERN | 1 | MCCAULEY'S TAVERN | B | 02 | DISINFECT/HYPOCHLORIN
2544415 | CHURCH OF THE NAZARENE | 1 | CHURCH OF THE NAZARENE | B | 02 | DISINFECT/HYPOCHLORIN
2544416 | OCHWILLA ELEMENTARY SCHOOL | 1 | OCHWILLA ELEMENTARY SCHOOL | E | 20 | T-O CTRL/AERATION
2544416 | OCHWILLA ELEMENTARY SCHOOL | 1 | OCHWILLA ELEMENTARY SCHOOL | B | 02 | DISINFECT/HYPOCHLORIN
2544417 | PUTNAM COUNTY FAMILY YMCA | 1 |  | B | 02 | DISINFECT/HYPOCHLORIN
2544418 | GEORGIA PACIFIC WFS LLC | 1 | GP WFS LLC | B | 02 | DISINFECT/HYPOCHLORIN
2544419 | US VETERANS POST #104 | 1 | US VERTERANS POST #104 | B | 02 | DISINFECT/HYPOCHLORIN
2544420 | LIVING HOPE FAMILY WORSHIP CENTER | 1 | LIVING HOPE FWC | B | 02 | DISINFECT/HYPOCHLORIN
2544421 | PUTNAM COUNTY AGRICULTURAL CEN | 1 |  | E | 20 | T-O CTRL/AERATION
2544421 | PUTNAM COUNTY AGRICULTURAL CEN | 1 |  | B | 02 | DISINFECT/HYPOCHLORIN
2544422 | CHEYENNE SALOON | 1 |  | E | 20 | T-O CTRL/AERATION
2544422 | CHEYENNE SALOON | 1 |  | B | 02 | DISINFECT/HYPOCHLORIN
2544423 | ICE CREAM STATION | 1 | ICE CREAM STATION | E | 20 | T-O CTRL/AERATION
2544423 | ICE CREAM STATION | 1 | ICE CREAM STATION | B | 02 | DISINFECT/HYPOCHLORIN
2544424 | SHELL HARBOUR | 2 | SHELL HARBOUR LLC | B | 02 | DISINFECT/HYPOCHLORIN
2544424 | SHELL HARBOUR | 1 | ABANDONED PLANT | E | 20 | T-O CTRL/AERATION
2544424 | SHELL HARBOUR | 1 | ABANDONED PLANT | B | 02 | DISINFECT/HYPOCHLORIN
2544425 | BASS WORLD LODGE AND MARINA | 1 | BASS WORLD LODGE | E | 20 | T-O CTRL/AERATION
2544425 | BASS WORLD LODGE AND MARINA | 1 | BASS WORLD LODGE | B | 02 | DISINFECT/HYPOCHLORIN
2544426 | CHURCH OF JESUS CHRIST - LDS | 1 |  | B | 02 | DISINFECT/HYPOCHLORIN
2544427 | OAKS GOLF & COUNTRY CLUB | 1 | GOLF COURSE | B | 02 | DISINFECT/HYPOCHLORIN
2544429 | MOOSE LODGE #1641 | 1 |  | B | 02 | DISINFECT/HYPOCHLORIN
2544430 | ACOSTA CREEK MARINA | 1 | ACOSTA CREEK HARBOR | B | 02 | DISINFECT/HYPOCHLORIN
2544430 | ACOSTA CREEK MARINA | 1 | ACOSTA CREEK HARBOR | E | 20 | T-O CTRL/AERATION
2544431 | BEST WESTERN INN OF PALATKA | 1 | BEST WESTERN PLANT | E | 20 | T-O CTRL/AERATION
2544431 | BEST WESTERN INN OF PALATKA | 1 | BEST WESTERN PLANT | B | 02 | DISINFECT/HYPOCHLORIN
2544432 | CROSSROADS SALOON | 1 | CROSSROADS SALOON | B | 02 | DISINFECT/HYPOCHLORIN
2544432 | CROSSROADS SALOON | 1 | CROSSROADS SALOON | B | 20 | DISINFECT/AERATION
2544433 | OAKS MOTEL | 1 |  | E | 20 | T-O CTRL/AERATION
2544433 | OAKS MOTEL | 1 |  | B | 02 | DISINFECT/HYPOCHLORIN
2544434 | WESTWOOD VILLAGE APARTMENTS | 1 | WESTWOOD VILLAGE APARTMENTS | B | 02 | DISINFECT/HYPOCHLORIN
2544435 | RODMAN WATER SYSTEM (DAM & CAMPGROUND) | 2 | RODMAN CAMPGROUND WTP | B | 02 | DISINFECT/HYPOCHLORIN
2544435 | RODMAN WATER SYSTEM (DAM & CAMPGROUND) | 1 | KIRKPATRICK DAM WTP (BATHRMS) | B | 02 | DISINFECT/HYPOCHLORIN
2544435 | RODMAN WATER SYSTEM (DAM & CAMPGROUND) | 1 | KIRKPATRICK DAM WTP (BATHRMS) | E | 20 | T-O CTRL/AERATION
2544435 | RODMAN WATER SYSTEM (DAM & CAMPGROUND) | 2 | RODMAN CAMPGROUND WTP | E | 20 | T-O CTRL/AERATION
2544436 | S.E.C.I. PAVILLION WTP | 1 |  | E | 20 | T-O CTRL/AERATION
2544436 | S.E.C.I. PAVILLION WTP | 1 |  | B | 02 | DISINFECT/HYPOCHLORIN
2544437 | SKINNERS WHOLESALE NURSERY | 1 |  | B | 02 | DISINFECT/HYPOCHLORIN
2544438 | MATHEWS INDUSTRIAL PARK | 1 |  | A |  | NO TRTMT
2544439 | THUNDER ALLEY RACEWAY | 1 |  | B | 02 | DISINFECT/HYPOCHLORIN
2544440 | PHILLIPS FISH FARM | 1 |  | B | 02 | DISINFECT/HYPOCHLORIN
2544441 | OPEN BIBLE BAPTIST CHURCH | 1 |  | E | 20 | T-O CTRL/AERATION
2544441 | OPEN BIBLE BAPTIST CHURCH | 1 |  | B | 02 | DISINFECT/HYPOCHLORIN
2544442 | SHRINERS CLUB (@ PUTNAM COUNTY) | 1 |  | E | 20 | T-O CTRL/AERATION
2544442 | SHRINERS CLUB (@ PUTNAM COUNTY) | 1 |  | B | 02 | DISINFECT/HYPOCHLORIN
2544443 | D J'S DELI | 1 |  | B | 02 | DISINFECT/HYPOCHLORIN
2544443 | D J'S DELI | 1 |  | E | 20 | T-O CTRL/AERATION
2544444 | EAST PUTNAM REGIONAL | 1 | EAST PUTNAM | F | 26 | ORGN-RMVL/REVERSE OSMOSIS
2544444 | EAST PUTNAM REGIONAL | 1 | EAST PUTNAM | Z | 28 | OTHER/PACKED TWR-AERA
2544444 | EAST PUTNAM REGIONAL | 1 | EAST PUTNAM | B | 02 | DISINFECT/HYPOCHLORIN
2544444 | EAST PUTNAM REGIONAL | 1 | EAST PUTNAM | Z | 19 | OTHER/PH ADJUSTMENT
2544445 | BLUE POND PLAZA | 1 |  | B | 02 | DISINFECT/HYPOCHLORIN
2544446 | DISABLED AMERICAN VETERANS #56 | 1 |  | E | 20 | T-O CTRL/AERATION
2544446 | DISABLED AMERICAN VETERANS #56 | 1 |  | B | 02 | DISINFECT/HYPOCHLORIN
2544447 | LUTHER SPRINGS | 1 | LUTHER SPRINGS | B | 02 | DISINFECT/HYPOCHLORIN
2544448 | CARIBBEAN PLAZA | 1 | CARIBBEAN PLAZA | B | 02 | DISINFECT/HYPOCHLORIN
2544449 | KANGAROO EXPRESS # 2117 | 1 |  | B | 20 | DISINFECT/AERATION
2544449 | KANGAROO EXPRESS # 2117 | 1 |  | B | 02 | DISINFECT/HYPOCHLORIN
2544450 | RIVER'S EDGE RV PARK | 1 | RIVERWOOD RV VILLAGE | B | 02 | DISINFECT/HYPOCHLORIN
2544451 | HARLEY PAIUTE'S CAMPING VILLAGE | 1 | HARLEY PAIUTE'S CAMPING VILLAG | B | 02 | DISINFECT/HYPOCHLORIN
2544452 | SOCADA HEALTH AND FITNESS STUDIOS | 1 |  | E | 20 | T-O CTRL/AERATION
2544452 | SOCADA HEALTH AND FITNESS STUDIOS | 1 |  | B | 02 | DISINFECT/HYPOCHLORIN
2544453 | QUICK MART # 2- (PATATKA VELERO) | 1 |  | E | 20 | T-O CTRL/AERATION
2544453 | QUICK MART # 2- (PATATKA VELERO) | 1 |  | B | 02 | DISINFECT/HYPOCHLORIN
2544454 | RCMA WALKER HEAD START CENTER | 1 | WALKER HEAD START CENTER | B | 02 | DISINFECT/HYPOCHLORIN
2544455 | FRANCIS BAPTIST CHURCH | 1 | FRANCIS BAPTIST CHURCH | B | 02 | DISINFECT/HYPOCHLORIN
2544457 | RCNAL, LLC | 1 | ALF OF POMONA PARK | B | 02 | DISINFECT/HYPOCHLORIN
2544458 | GATEWAY FISHING CAMP | 1 | GATEWAY FISHING CAMP | E | 20 | T-O CTRL/AERATION
2544458 | GATEWAY FISHING CAMP | 1 | GATEWAY FISHING CAMP | B | 02 | DISINFECT/HYPOCHLORIN
2544460 | CERTAINTEED GYPSUM LLC | 1 | LAFARGE GYPSUM MFG FACILITY | D | 36 | CORR-CTRL/CORROSION INHIB
2544460 | CERTAINTEED GYPSUM LLC | 1 | LAFARGE GYPSUM MFG FACILITY | B | 02 | DISINFECT/HYPOCHLORIN
2544461 | ABUNDANT LIFE MINISTRIES | 1 | ABUNDANT LIFE MINISTRIES | B | 02 | DISINFECT/HYPOCHLORIN
2544461 | ABUNDANT LIFE MINISTRIES | 1 | ABUNDANT LIFE MINISTRIES | E | 20 | T-O CTRL/AERATION
2544462 | PALOMA HARVESTING CAMP | 1 | ANZUALDA MIGRANT LABOR CAMP | E | 20 | T-O CTRL/AERATION
2544462 | PALOMA HARVESTING CAMP | 1 | ANZUALDA MIGRANT LABOR CAMP | B | 02 | DISINFECT/HYPOCHLORIN
2544463 | TRINITY BAPTIST CHURCH | 1 | TRINITY BAPTIST CHURCH | B | 02 | DISINFECT/HYPOCHLORIN
2544464 | PLANET KIDZ | 1 | PLANET KIDZ | B | 02 | DISINFECT/HYPOCHLORIN
2544465 | RIVER PUB | 1 | RIVER PUB | B | 02 | DISINFECT/HYPOCHLORIN
2544466 | DUNNS CREEK BAPTIST CHURCH | 1 | DUNNS CREEK BAPTIST CHURCH | B | 20 | DISINFECT/AERATION
2544466 | DUNNS CREEK BAPTIST CHURCH | 1 | DUNNS CREEK BAPTIST CHURCH | B | 02 | DISINFECT/HYPOCHLORIN
2544467 | EDGAR MINERALS, INC. | 1 | EDGAR MINERALS | B | 02 | DISINFECT/HYPOCHLORIN
2544468 | Q.I. ROBERTS MIDDLE SCHOOL | 1 | Q.I. ROBERTS MIDDLE SCHOOL | B | 02 | DISINFECT/HYPOCHLORIN
2544469 | GATOR LANDING RESTAURANT | 1 | GATOR LANDING RESTAURANT | B | 02 | DISINFECT/HYPOCHLORIN
2544470 | LITTLE CHILD STEPS | 1 | LITTLE CHILD STEPS | B | 02 | DISINFECT/HYPOCHLORIN
2544471 | SIMMONS LABOR CAMP | 1 | SIMMONS LABOR CAMP | B | 02 | DISINFECT/HYPOCHLORIN
2544472 | DOLLAR GENERAL STORE | 1 | DOLLAR GENERAL STORE | B | 02 | DISINFECT/HYPOCHLORIN
2544473 | CHURCH OF LDS-CRESCENT CITY | 1 | PLANT # 1 | E | 20 | T-O CTRL/AERATION
2544473 | CHURCH OF LDS-CRESCENT CITY | 1 | PLANT # 1 | B | 02 | DISINFECT/HYPOCHLORIN
2544475 | STAY-N-PLAY DAYCARE | 1 | PLANT 1 | B | 20 | DISINFECT/AERATION
2544475 | STAY-N-PLAY DAYCARE | 1 | PLANT 1 | B | 02 | DISINFECT/HYPOCHLORIN
2544476 | CRAB STOP | 1 | PLANT #1 | E | 20 | T-O CTRL/AERATION
2544476 | CRAB STOP | 1 | PLANT #1 | B | 02 | DISINFECT/HYPOCHLORIN
2544477 | BIG D'S SMOKEHOUSE | 1 | BIG D'S SMOKEHOUSE | E | 20 | T-O CTRL/AERATION
2544477 | BIG D'S SMOKEHOUSE | 1 | BIG D'S SMOKEHOUSE | B | 02 | DISINFECT/HYPOCHLORIN
2544478 | SUPER SMOKE SHOP | 1 | PLANT #1 | B | 02 | DISINFECT/HYPOCHLORIN
2544479 | A K FOOD STORE | 1 | PLANT | E | 20 | T-O CTRL/AERATION
2544479 | A K FOOD STORE | 1 | PLANT | B | 02 | DISINFECT/HYPOCHLORIN
2544480 | BACKWOODS SMOKEHOUSE | 1 | BACKWOODS SMOKEHOUSE | B | 02 | DISINFECT/HYPOCHLORIN
2544482 | SOUTH PUTNAM CHURCH | 1 | SOUTH PUTNAM CHURCH | B | 02 | DISINFECT/HYPOCHLORIN
2544483 | CROSS ROAD COMMUNITY CHURCH | 1 | LIVING WORD BAPTIST CHURCH WEL | B | 02 | DISINFECT/HYPOCHLORIN
2544483 | CROSS ROAD COMMUNITY CHURCH | 1 | LIVING WORD BAPTIST CHURCH WEL | E | 20 | T-O CTRL/AERATION
2544484 | DOLLAR GENERAL - FLORAHOME | 1 | DOLLAR GENERAL FLORAHOME | B | 02 | DISINFECT/HYPOCHLORIN
2544485 | DUNHAM WOODS BAPTIST CHURCH | 1 | DUNHAM WOODS BAPTIST CHURCH | B | 02 | DISINFECT/HYPOCHLORIN
2544486 | DOLLAR GENERAL - SATSUMA | 1 | DOLLAR GENERAL SATSUMA WTP | B | 02 | DISINFECT/HYPOCHLORIN
2544487 | CRESCENT CITY CHRISTIAN ACADEMY | 2 | PLANT 2 | E | 20 | T-O CTRL/AERATION
2544487 | CRESCENT CITY CHRISTIAN ACADEMY | 2 | PLANT 2 | B | 02 | DISINFECT/HYPOCHLORIN
2544488 | KIRKWOOD ESTATES | 1 | KIRKWOOD ESTATES | E | 20 | T-O CTRL/AERATION
2544488 | KIRKWOOD ESTATES | 1 | KIRKWOOD ESTATES | B | 02 | DISINFECT/HYPOCHLORIN
2544489 | DOLLAR GENERAL 13897 - POMONA PARK | 1 | DG-POMONA PARK | B | 02 | DISINFECT/HYPOCHLORIN
2544490 | DOLLAR GENERAL - BOSTWICK | 1 | DOLLAR GENERAL BOSTWICK | B | 02 | DISINFECT/HYPOCHLORIN
2544491 | DOLLAR GENERAL #14096 (INTERLACHEN) | 1 | DG #14096 (INTERLACHEN) | B | 02 | DISINFECT/HYPOCHLORIN
2544492 | DOLLAR GENERAL @ PENIEL ROAD | 1 | DOLLAR GENERAL@PENIEL ROAD | B | 02 | DISINFECT/HYPOCHLORIN
2544493 | DOLLAR GENERAL HOLLISTER | 1 | DG-HOLLISTER | B | 02 | DISINFECT/HYPOCHLORIN
2544494 | HARMONY FOOD STORE(FKA MELROSE FOOD MRT) | 1 | HARMONY FOOD STORE | B | 02 | DISINFECT/HYPOCHLORIN
2544495 | INTERLACHEN LDS MEETINGHOUSE | 1 | INTERLACHEN LDS MEETINGHOUSE | B | 02 | DISINFECT/HYPOCHLORIN
2544496 | DOLLAR GENERAL CRESCENT CITY | 1 | PLANT NO. 1 | B | 02 | DISINFECT/HYPOCHLORIN
2544497 | HOG WALLER MUD BOG WTP | 1 | HOG WALLER MUD BOG | B | 02 | DISINFECT/HYPOCHLORIN
2544497 | HOG WALLER MUD BOG WTP | 1 | HOG WALLER MUD BOG | G | 29 | IRON RMVL/CARTRIDGE FILTR
2544498 | ST. JOHN THE BAPTIST CATHOLIC CHURCH | 1 | ST. JOHN THE BAPTIST PARISH | B | 02 | DISINFECT/HYPOCHLORIN
2544500 | SEMINOLE ELECTRIC COMBINED-CYCLE | 1 | COMBINED CYCLE FACILITY | B | 02 | DISINFECT/HYPOCHLORIN
2544500 | SEMINOLE ELECTRIC COMBINED-CYCLE | 1 | COMBINED CYCLE FACILITY | E | 19 | T-O CTRL/PH ADJUSTMENT
2544500 | SEMINOLE ELECTRIC COMBINED-CYCLE | 1 | COMBINED CYCLE FACILITY | B | 30 | DISINFECT/GREENSAND FILTR
2544501 | PORT COVE MARINA AND RV RESORT | 1 | PORT COVE MARINA AND RESORT | B | 02 | DISINFECT/HYPOCHLORIN
2550008 | CHARLIE T'S TRUCK STOP | 1 |  | E | 20 | T-O CTRL/AERATION
2550008 | CHARLIE T'S TRUCK STOP | 1 |  | B | 02 | DISINFECT/HYPOCHLORIN
2550029 | ANASTASIA ISLAND WTP | 1 |  | C | 14 | PART-RMVL/RAPID SAND FIL
2550029 | ANASTASIA ISLAND WTP | 1 |  | H | 24 | SOFTENING/LIME-SODA
2550029 | ANASTASIA ISLAND WTP | 1 |  | E | 20 | T-O CTRL/AERATION
2550029 | ANASTASIA ISLAND WTP | 1 |  | C | 10 | PART-RMVL/COAGULATION
2550029 | ANASTASIA ISLAND WTP | 1 |  | B | 01 | DISINFECT/GASEOUS CHLORIN
2550060 | ST. JOHNS GREYHOUND PARK | 1 |  | B | 02 | DISINFECT/HYPOCHLORIN
2550062 | BEACHCOMBER CAMPGRD | 1 |  | B | 02 | DISINFECT/HYPOCHLORIN
2550077 | SCOTTISH INN | 1 |  | G | 15 | IRON RMVL/PRESS SAND FILT
2550077 | SCOTTISH INN | 1 |  | B | 02 | DISINFECT/HYPOCHLORIN
2550077 | SCOTTISH INN | 1 |  | H | 25 | SOFTENING/ION EXCHANGE
2550163 | RED CARPET INN | 1 |  | B | 02 | DISINFECT/HYPOCHLORIN
2550163 | RED CARPET INN | 1 |  | H | 25 | SOFTENING/ION EXCHANGE
2550163 | RED CARPET INN | 1 |  | G | 15 | IRON RMVL/PRESS SAND FILT
2550210 | ST. AUGUSTINE WS | 1 | LIME SOFTENING PLANT | E | 20 | T-O CTRL/AERATION
2550210 | ST. AUGUSTINE WS | 2 | WTP # 2 (RO) | F | 26 | ORGN-RMVL/REVERSE OSMOSIS
2550210 | ST. AUGUSTINE WS | 1 | LIME SOFTENING PLANT | C | 14 | PART-RMVL/RAPID SAND FIL
2550210 | ST. AUGUSTINE WS | 2 | WTP # 2 (RO) | Z | 19 | OTHER/PH ADJUSTMENT
2550210 | ST. AUGUSTINE WS | 2 | WTP # 2 (RO) | Z | 20 | OTHER/AERATION
2550210 | ST. AUGUSTINE WS | 3 | NORTH BOOSTER STATION | B | 02 | DISINFECT/HYPOCHLORIN
2550210 | ST. AUGUSTINE WS | 2 | WTP # 2 (RO) | B | 04 | DISINFECT/CHLORAMINES
2550210 | ST. AUGUSTINE WS | 2 | WTP # 2 (RO) | Z | 18 | OTHER/SEQUESTATION
2550210 | ST. AUGUSTINE WS | 1 | LIME SOFTENING PLANT | B | 02 | DISINFECT/HYPOCHLORIN
2550210 | ST. AUGUSTINE WS | 4 | SOUTH BOOSTER STATION | A |  | NO TRTMT
2550210 | ST. AUGUSTINE WS | 3 | NORTH BOOSTER STATION | B | 04 | DISINFECT/CHLORAMINES
2550210 | ST. AUGUSTINE WS | 2 | WTP # 2 (RO) | C | 29 | PART-RMVL/CARTRIDGE FILTR
2550250 | CYPRESS LANDING WTP | 1 | CYPRESS LANDING WTP | E | 20 | T-O CTRL/AERATION
2550250 | CYPRESS LANDING WTP | 1 | CYPRESS LANDING WTP | B | 02 | DISINFECT/HYPOCHLORIN
2550252 | FLORIDA VISITORS CENTER | 1 |  | B | 02 | DISINFECT/HYPOCHLORIN
2550252 | FLORIDA VISITORS CENTER | 1 |  | F | 23 | ORGN-RMVL/GAC ADDITION
2550257 | DAVID JOHNSON'S REST.-HWY 1 | 1 |  | B | 02 | DISINFECT/HYPOCHLORIN
2550262 | DAYS INN | 1 |  | H | 25 | SOFTENING/ION EXCHANGE
2550262 | DAYS INN | 1 |  | B | 02 | DISINFECT/HYPOCHLORIN
2550272 | DELEON SHORES WTP | 1 |  | B | 01 | DISINFECT/GASEOUS CHLORIN
2550272 | DELEON SHORES WTP | 1 |  | E | 20 | T-O CTRL/AERATION
2550287 | DOT I-95 & 210 SOUTHBOUND | 1 |  | B | 02 | DISINFECT/HYPOCHLORIN
2550288 | DOT I-95 & 210 NORTHBOUND | 1 |  | B | 02 | DISINFECT/HYPOCHLORIN
2550304 | SUNSHINE INN | 1 |  | H | 25 | SOFTENING/ION EXCHANGE
2550304 | SUNSHINE INN | 1 |  | B | 02 | DISINFECT/HYPOCHLORIN
2550332 | FAVER-DYKES STATE PARK | 2 | CAMPGROUND | B | 02 | DISINFECT/HYPOCHLORIN
2550332 | FAVER-DYKES STATE PARK | 1 | PICNIC AREA | B | 02 | DISINFECT/HYPOCHLORIN
2550332 | FAVER-DYKES STATE PARK | 3 | OFFICE (NOT PUBLIC SUPPLY) | A |  | NO TRTMT
2550393 | FROG HOLLOW MOTEL & MHP | 1 |  | E | 20 | T-O CTRL/AERATION
2550393 | FROG HOLLOW MOTEL & MHP | 1 |  | B | 02 | DISINFECT/HYPOCHLORIN
2550401 | JAX SOUTH TRAVEL CENTER | 1 |  | B | 02 | DISINFECT/HYPOCHLORIN
2550401 | JAX SOUTH TRAVEL CENTER | 1 |  | E | 20 | T-O CTRL/AERATION
2550453 | HALLS SUBDIVISION | 1 |  | B | 02 | DISINFECT/HYPOCHLORIN
2550473 | SJCU-HARMONY VILLAGE | 1 | HARMONY VILLAGE | B | 02 | DISINFECT/HYPOCHLORIN
2550476 | SJCU-HASTINGS WTP | 1 | HASTINGS WTP | Z | 19 | OTHER/PH ADJUSTMENT
2550476 | SJCU-HASTINGS WTP | 1 | HASTINGS WTP | F | 26 | ORGN-RMVL/REVERSE OSMOSIS
2550476 | SJCU-HASTINGS WTP | 1 | HASTINGS WTP | B | 02 | DISINFECT/HYPOCHLORIN
2550476 | SJCU-HASTINGS WTP | 1 | HASTINGS WTP | E | 28 | T-O CTRL/PACKED TWR-AERA
2550499 | QUALITY INN | 1 |  | B | 02 | DISINFECT/HYPOCHLORIN
2550515 | HOWARD JOHNSONS | 1 |  | B | 02 | DISINFECT/HYPOCHLORIN
2550515 | HOWARD JOHNSONS | 1 |  | D | 18 | CORR-CTRL/SEQUESTATION
2550515 | HOWARD JOHNSONS | 1 |  | H | 25 | SOFTENING/ION EXCHANGE
2550598 | JULINGTON CREEK ELEMENTARY | 1 |  | B | 02 | DISINFECT/HYPOCHLORIN
2550598 | JULINGTON CREEK ELEMENTARY | 1 |  | E | 20 | T-O CTRL/AERATION
2550617 | GOOD OLE DAZE KOA CAMPGROUND | 1 |  | B | 02 | DISINFECT/HYPOCHLORIN
2550617 | GOOD OLE DAZE KOA CAMPGROUND | 1 |  | E | 20 | T-O CTRL/AERATION
2550649 | LAZY "C" MHP AND CAMPGROUND | 1 | LAZY C WTP | B | 02 | DISINFECT/HYPOCHLORIN
2550723 | MARINERS WATCH | 1 |  | B | 02 | DISINFECT/HYPOCHLORIN
2550761 | SONNY'S BBQ OF ST. AUGUSTINE | 1 |  | B | 02 | DISINFECT/HYPOCHLORIN
2550762 | DENNY'S RESTAURNAT | 1 |  | B | 02 | DISINFECT/HYPOCHLORIN
2550767 | OLD MILL CREEK ELEM. SCH. WTP | 1 |  | B | 02 | DISINFECT/HYPOCHLORIN
2550767 | OLD MILL CREEK ELEM. SCH. WTP | 1 |  | E | 20 | T-O CTRL/AERATION
2550803 | CORAL SANDS MOTEL | 1 |  | B | 02 | DISINFECT/HYPOCHLORIN
2550803 | CORAL SANDS MOTEL | 1 |  | E | 20 | T-O CTRL/AERATION
2550812 | NORTH BEACH UTILITIES | 1 | NORTH BEACH UTILITIES | E | 20 | T-O CTRL/AERATION
2550812 | NORTH BEACH UTILITIES | 1 | NORTH BEACH UTILITIES | B | 02 | DISINFECT/HYPOCHLORIN
2550812 | NORTH BEACH UTILITIES | 1 | NORTH BEACH UTILITIES | F | 26 | ORGN-RMVL/REVERSE OSMOSIS
2550838 | OLD CITY MHP | 1 |  | E | 20 | T-O CTRL/AERATION
2550838 | OLD CITY MHP | 1 |  | B | 02 | DISINFECT/HYPOCHLORIN
2550859 | TROUT CREEK MARINA | 1 | PACETTI'S MARINA AND CAMPGRD | B | 02 | DISINFECT/HYPOCHLORIN
2550859 | TROUT CREEK MARINA | 1 | PACETTI'S MARINA AND CAMPGRD | E | 20 | T-O CTRL/AERATION
2550866 | JEA: PALM VALLEY WS | 3 | PALM VALLEY - SOUTH PLANT | E | 20 | T-O CTRL/AERATION
2550866 | JEA: PALM VALLEY WS | 3 | PALM VALLEY - SOUTH PLANT | B | 01 | DISINFECT/GASEOUS CHLORIN
2550866 | JEA: PALM VALLEY WS | 2 | PALM VALLEY - MIDDLE PLANT | E | 20 | T-O CTRL/AERATION
2550866 | JEA: PALM VALLEY WS | 2 | PALM VALLEY - MIDDLE PLANT | B | 01 | DISINFECT/GASEOUS CHLORIN
2550866 | JEA: PALM VALLEY WS | 1 | PALM VALLEY - NORTH PLANT | B | 01 | DISINFECT/GASEOUS CHLORIN
2550866 | JEA: PALM VALLEY WS | 1 | PALM VALLEY - NORTH PLANT | E | 20 | T-O CTRL/AERATION
2550868 | PALMO FISH CAMP | 1 |  | A |  | NO TRTMT
2550880 | PELLICER CREEK CAMPGROUND | 1 | PELLICER CREEK CAMPGROUND | B | 02 | DISINFECT/HYPOCHLORIN
2550880 | PELLICER CREEK CAMPGROUND | 1 | PELLICER CREEK CAMPGROUND | E | 20 | T-O CTRL/AERATION
2550908 | JEA: PONTE VEDRA GRID | 1 | PONTE VEDRA NORTH WTP | E | 20 | T-O CTRL/AERATION
2550908 | JEA: PONTE VEDRA GRID | 2 | CORONA WTP | E | 20 | T-O CTRL/AERATION
2550908 | JEA: PONTE VEDRA GRID | 2 | CORONA WTP | B | 02 | DISINFECT/HYPOCHLORIN
2550908 | JEA: PONTE VEDRA GRID | 1 | PONTE VEDRA NORTH WTP | B | 02 | DISINFECT/HYPOCHLORIN
2550909 | PONTE VEDRA-PALM VALLEY SCHOOL | 1 |  | B | 02 | DISINFECT/HYPOCHLORIN
2551004 | SJCU-SAWGRASS GRID | 2 | PLANTATION WTP | E | 20 | T-O CTRL/AERATION
2551004 | SJCU-SAWGRASS GRID | 1 | SAWGRASS WTP | D | 36 | CORR-CTRL/CORROSION INHIB
2551004 | SJCU-SAWGRASS GRID | 1 | SAWGRASS WTP | B | 02 | DISINFECT/HYPOCHLORIN
2551004 | SJCU-SAWGRASS GRID | 2 | PLANTATION WTP | B | 02 | DISINFECT/HYPOCHLORIN
2551004 | SJCU-SAWGRASS GRID | 2 | PLANTATION WTP | D | 36 | CORR-CTRL/CORROSION INHIB
2551004 | SJCU-SAWGRASS GRID | 1 | SAWGRASS WTP | E | 20 | T-O CTRL/AERATION
2551017 | SEVEN PINES | 1 |  | B | 02 | DISINFECT/HYPOCHLORIN
2551042 | SIESTA CAMPGROUND | 1 | I | B | 02 | DISINFECT/HYPOCHLORIN
2551071 | SPANISH TRAIL MHP | 1 |  | H | 25 | SOFTENING/ION EXCHANGE
2551071 | SPANISH TRAIL MHP | 1 |  | B | 01 | DISINFECT/GASEOUS CHLORIN
2551083 | ST. AUGUSTINE SHORES | 1 |  | H | 24 | SOFTENING/LIME-SODA
2551083 | ST. AUGUSTINE SHORES | 1 |  | D | 18 | CORR-CTRL/SEQUESTATION
2551083 | ST. AUGUSTINE SHORES | 1 |  | C | 14 | PART-RMVL/RAPID SAND FIL
2551083 | ST. AUGUSTINE SHORES | 1 |  | B | 01 | DISINFECT/GASEOUS CHLORIN
2551113 | FLORIDA CITRUS CENTER #10 | 1 |  | B | 02 | DISINFECT/HYPOCHLORIN
2551120 | SJCU-BARTRAM OAKS WTP | 2 | NEW PLANT | B | 02 | DISINFECT/HYPOCHLORIN
2551120 | SJCU-BARTRAM OAKS WTP | 2 | NEW PLANT | E | 20 | T-O CTRL/AERATION
2551120 | SJCU-BARTRAM OAKS WTP | 1 | BARTRAM OAKS MHP | B | 02 | DISINFECT/HYPOCHLORIN
2551157 | FOUNTAIN CONDOMINIUMS | 1 |  | B | 02 | DISINFECT/HYPOCHLORIN
2551157 | FOUNTAIN CONDOMINIUMS | 1 |  | E | 20 | T-O CTRL/AERATION
2551165 | INLET BEACH | 1 | INLET BEACH WTP | E | 20 | T-O CTRL/AERATION
2551165 | INLET BEACH | 1 | INLET BEACH WTP | B | 01 | DISINFECT/GASEOUS CHLORIN
2551228 | WAGON WHEEL MHP | 1 | WAGON WHEEL MHP | B | 02 | DISINFECT/HYPOCHLORIN
2551248 | WESTMINSTER WOODS ON JULINGTON CREEK | 1 |  | B | 01 | DISINFECT/GASEOUS CHLORIN
2551248 | WESTMINSTER WOODS ON JULINGTON CREEK | 1 |  | E | 20 | T-O CTRL/AERATION
2551270 | WILBURS TRAILER PARK | 1 |  | B | 02 | DISINFECT/HYPOCHLORIN
2551270 | WILBURS TRAILER PARK | 1 |  | E | 20 | T-O CTRL/AERATION
2551325 | SOUTH PONTE VEDRA BEACH WTP | 1 | PLANT # 3 (NORTH PLANT) | B | 01 | DISINFECT/GASEOUS CHLORIN
2551325 | SOUTH PONTE VEDRA BEACH WTP | 1 | PLANT # 3 (NORTH PLANT) | E | 20 | T-O CTRL/AERATION
2551325 | SOUTH PONTE VEDRA BEACH WTP | 2 | PLANT # 4 (SOUTH PLANT) | B | 01 | DISINFECT/GASEOUS CHLORIN
2551325 | SOUTH PONTE VEDRA BEACH WTP | 2 | PLANT # 4 (SOUTH PLANT) | E | 20 | T-O CTRL/AERATION
2551367 | CRESCENT COVE S/D | 1 |  | B | 02 | DISINFECT/HYPOCHLORIN
2551370 | WILDWOOD WATER SYSTEM | 1 | WILDWOOD WATER SYSTEM | B | 02 | DISINFECT/HYPOCHLORIN
2551372 | MOULTRIE TRAILS | 1 |  | B | 02 | DISINFECT/HYPOCHLORIN
2551372 | MOULTRIE TRAILS | 1 |  | H | 24 | SOFTENING/LIME-SODA
2551372 | MOULTRIE TRAILS | 1 |  | C | 14 | PART-RMVL/RAPID SAND FIL
2551373 | ST. AUGUSTINE CNTR FOR LIVING | 1 |  | B | 02 | DISINFECT/HYPOCHLORIN
2551398 | DAIRY QUEEN OF MARINELAND | 1 | DAIRY QUEEN OF MARINELAND | B | 02 | DISINFECT/HYPOCHLORIN
2551398 | DAIRY QUEEN OF MARINELAND | 1 | DAIRY QUEEN OF MARINELAND | E | 20 | T-O CTRL/AERATION
2551399 | VILANO BEACH MOTEL | 1 | VILANO BEACH MOTEL | B | 02 | DISINFECT/HYPOCHLORIN
2551399 | VILANO BEACH MOTEL | 1 | VILANO BEACH MOTEL | E | 20 | T-O CTRL/AERATION
2551437 | SEAHORSE MHP | 1 |  | B | 02 | DISINFECT/HYPOCHLORIN
2551437 | SEAHORSE MHP | 1 |  | E | 20 | T-O CTRL/AERATION
2551449 | FIDDLERS GREEN | 1 |  | B | 02 | DISINFECT/HYPOCHLORIN
2551449 | FIDDLERS GREEN | 1 |  | H | 25 | SOFTENING/ION EXCHANGE
2551451 | HAPPY DAYS | 1 |  | B | 02 | DISINFECT/HYPOCHLORIN
2551459 | ST. AUGUSTINE RV PARK (FKA SHAMROCK) | 1 | ST. AUGUSTINE RV PK | B | 02 | DISINFECT/HYPOCHLORIN
2551469 | BREEZY BRAE TRAILER PARK | 1 |  | B | 02 | DISINFECT/HYPOCHLORIN
2554005 | HOLTZ DAYCARE CENTER | 1 |  | B | 02 | DISINFECT/HYPOCHLORIN
2554132 | CAFE EROTICA | 1 |  | H | 25 | SOFTENING/ION EXCHANGE
2554132 | CAFE EROTICA | 1 |  | B | 02 | DISINFECT/HYPOCHLORIN
2554139 | TOWN & COUNTRY MOTEL (SURFSIDE VILLAGE) | 1 | TOWN & COUNTRY MOTEL | E | 20 | T-O CTRL/AERATION
2554139 | TOWN & COUNTRY MOTEL (SURFSIDE VILLAGE) | 1 | TOWN & COUNTRY MOTEL | B | 02 | DISINFECT/HYPOCHLORIN
2554157 | MAINLAND WATER SYSTEM | 1 |  | B | 01 | DISINFECT/GASEOUS CHLORIN
2554157 | MAINLAND WATER SYSTEM | 1 |  | H | 19 | SOFTENING/PH ADJUSTMENT
2554157 | MAINLAND WATER SYSTEM | 1 |  | H | 24 | SOFTENING/LIME-SODA
2554165 | ALLEN D NEASE JR/SR HIGH SCH | 1 |  | E | 20 | T-O CTRL/AERATION
2554165 | ALLEN D NEASE JR/SR HIGH SCH | 1 |  | B | 02 | DISINFECT/HYPOCHLORIN
2554166 | CAMACHEE COVE YACHT HARBOR WTP | 1 | CAMACHEE COVE WTP | B | 02 | DISINFECT/HYPOCHLORIN
2554166 | CAMACHEE COVE YACHT HARBOR WTP | 1 | CAMACHEE COVE WTP | E | 20 | T-O CTRL/AERATION
2554166 | CAMACHEE COVE YACHT HARBOR WTP | 1 | CAMACHEE COVE WTP | F | 26 | ORGN-RMVL/REVERSE OSMOSIS
2554215 | KENTUCKY FRIED CHICKEN | 1 |  | B | 02 | DISINFECT/HYPOCHLORIN
2554216 | STUCKEY'S CR-210 & I-95 | 1 |  | B | 02 | DISINFECT/HYPOCHLORIN
2554216 | STUCKEY'S CR-210 & I-95 | 1 |  | E | 20 | T-O CTRL/AERATION
2554217 | STARVIN MARVIN (WAFFLE HOUSE) | 1 |  | B | 02 | DISINFECT/HYPOCHLORIN
2554245 | SCHILLING'S COTTAGES | 1 |  | B | 02 | DISINFECT/HYPOCHLORIN
2554332 | OAK HAVEN RETIREMENT VILLAGE | 1 | OAK HAVEN RETIREMENT VILLAGE | B | 02 | DISINFECT/HYPOCHLORIN
2554332 | OAK HAVEN RETIREMENT VILLAGE | 1 | OAK HAVEN RETIREMENT VILLAGE | G | 18 | IRON RMVL/SEQUESTATION
2554332 | OAK HAVEN RETIREMENT VILLAGE | 1 | OAK HAVEN RETIREMENT VILLAGE | B | 04 | DISINFECT/CHLORAMINES
2554333 | LAZY "J" TRAILER RANCH | 1 |  | A |  | NO TRTMT
2554334 | JEA: PONCE DE LEON GRID | 1 | 3152 A1A: PONCE DELEON WTP | B | 02 | DISINFECT/HYPOCHLORIN
2554334 | JEA: PONCE DE LEON GRID | 2 | 2722 A1A - A1A SOUTH WTP | B | 02 | DISINFECT/HYPOCHLORIN
2554334 | JEA: PONCE DE LEON GRID | 3 | 2494 A1A - A1A NORTH WTP | E | 20 | T-O CTRL/AERATION
2554334 | JEA: PONCE DE LEON GRID | 1 | 3152 A1A: PONCE DELEON WTP | E | 20 | T-O CTRL/AERATION
2554334 | JEA: PONCE DE LEON GRID | 2 | 2722 A1A - A1A SOUTH WTP | E | 20 | T-O CTRL/AERATION
2554334 | JEA: PONCE DE LEON GRID | 3 | 2494 A1A - A1A NORTH WTP | B | 02 | DISINFECT/HYPOCHLORIN
2554335 | PONTE VEDRA LAKES WTP | 1 |  | E | 20 | T-O CTRL/AERATION
2554335 | PONTE VEDRA LAKES WTP | 1 |  | B | 01 | DISINFECT/GASEOUS CHLORIN
2554336 | DUPONT FARMS TP | 1 | DUPONT FARMS TP | B | 02 | DISINFECT/HYPOCHLORIN
2554337 | HOMEOWNERS UTILITIES INC. | 1 | HOMEOWNER UTILITIES | E | 20 | T-O CTRL/AERATION
2554337 | HOMEOWNERS UTILITIES INC. | 1 | HOMEOWNER UTILITIES | B | 02 | DISINFECT/HYPOCHLORIN
2554338 | MC DONALDS | 1 |  | B | 02 | DISINFECT/HYPOCHLORIN
2554339 | ST. JOHNS MARKET PLACE | 1 |  | B | 02 | DISINFECT/HYPOCHLORIN
2554340 | FOUR SEASONS RV PARK | 1 | FOUR SEASONS RV PARK | B | 02 | DISINFECT/HYPOCHLORIN
2554341 | EPICOR INDUSTRIES, INC. | 1 | PARKER HANNIFIN | B | 02 | DISINFECT/HYPOCHLORIN
2554341 | EPICOR INDUSTRIES, INC. | 1 | PARKER HANNIFIN | F | 26 | ORGN-RMVL/REVERSE OSMOSIS
2554341 | EPICOR INDUSTRIES, INC. | 1 | PARKER HANNIFIN | D | 18 | CORR-CTRL/SEQUESTATION
2554342 | MARYWOOD RETREAT #1 (CAMP ST. JOHNS) | 1 | CAMP ST. JOHNS | E | 20 | T-O CTRL/AERATION
2554342 | MARYWOOD RETREAT #1 (CAMP ST. JOHNS) | 1 | CAMP ST. JOHNS | B | 02 | DISINFECT/HYPOCHLORIN
2554343 | SJCU-PONTE VEDRA WS | 2 | INNLET BEACH WTP | D | 36 | CORR-CTRL/CORROSION INHIB
2554343 | SJCU-PONTE VEDRA WS | 1 | MARSH LANDING WTP | B | 02 | DISINFECT/HYPOCHLORIN
2554343 | SJCU-PONTE VEDRA WS | 2 | INNLET BEACH WTP | E | 20 | T-O CTRL/AERATION
2554343 | SJCU-PONTE VEDRA WS | 1 | MARSH LANDING WTP | D | 36 | CORR-CTRL/CORROSION INHIB
2554343 | SJCU-PONTE VEDRA WS | 1 | MARSH LANDING WTP | E | 20 | T-O CTRL/AERATION
2554343 | SJCU-PONTE VEDRA WS | 2 | INNLET BEACH WTP | B | 02 | DISINFECT/HYPOCHLORIN
2554344 | BAYSIDE ESTATES WTP | 1 | BAYSIDE ESTATES | B | 02 | DISINFECT/HYPOCHLORIN
2554345 | ST. JOHNS NORTH UTILITIES | 1 |  | E | 20 | T-O CTRL/AERATION
2554345 | ST. JOHNS NORTH UTILITIES | 1 |  | B | 01 | DISINFECT/GASEOUS CHLORIN
2554346 | OAKS AT WILDWOOD | 1 | OAKS OF WILDWOOD | E | 20 | T-O CTRL/AERATION
2554346 | OAKS AT WILDWOOD | 1 | OAKS OF WILDWOOD | B | 02 | DISINFECT/HYPOCHLORIN
2554346 | OAKS AT WILDWOOD | 1 | OAKS OF WILDWOOD | G | 14 | IRON RMVL/RAPID SAND FIL
2554347 | JULINGTON CREEK WTP | 1 |  | E | 20 | T-O CTRL/AERATION
2554347 | JULINGTON CREEK WTP | 1 |  | B | 01 | DISINFECT/GASEOUS CHLORIN
2554348 | ST. AUGUSTINE COUNTRY DAY SCH | 1 |  | B | 02 | DISINFECT/HYPOCHLORIN
2554349 | TENSOLITE | 1 |  | H | 25 | SOFTENING/ION EXCHANGE
2554349 | TENSOLITE | 1 |  | B | 02 | DISINFECT/HYPOCHLORIN
2554350 | PIZZA HUT | 1 |  | E | 20 | T-O CTRL/AERATION
2554350 | PIZZA HUT | 1 |  | B | 02 | DISINFECT/HYPOCHLORIN
2554351 | DOT I-95 & 206 NORTHBOUND | 1 |  | E | 20 | T-O CTRL/AERATION
2554351 | DOT I-95 & 206 NORTHBOUND | 1 |  | B | 02 | DISINFECT/HYPOCHLORIN
2554352 | DOT I-95 & 206 SOUTHBOUND | 1 |  | E | 20 | T-O CTRL/AERATION
2554352 | DOT I-95 & 206 SOUTHBOUND | 1 |  | B | 02 | DISINFECT/HYPOCHLORIN
2554353 | SJCU-EAGLE CREEK WS | 1 | EAGLE CREEK WTP | E | 20 | T-O CTRL/AERATION
2554353 | SJCU-EAGLE CREEK WS | 1 | EAGLE CREEK WTP | B | 02 | DISINFECT/HYPOCHLORIN
2554354 | ADAMS ACRES, INC. | 1 |  | H | 25 | SOFTENING/ION EXCHANGE
2554354 | ADAMS ACRES, INC. | 1 |  | B | 02 | DISINFECT/HYPOCHLORIN
2554355 | C.J.'S BAR AND TRAILER PARK | 1 |  | E | 20 | T-O CTRL/AERATION
2554355 | C.J.'S BAR AND TRAILER PARK | 1 |  | B | 02 | DISINFECT/HYPOCHLORIN
2554357 | SIX MILE MARINA | 1 |  | E | 20 | T-O CTRL/AERATION
2554357 | SIX MILE MARINA | 1 |  | B | 02 | DISINFECT/HYPOCHLORIN
2554358 | ECONO LODGE - ELKTON | 1 |  | H | 25 | SOFTENING/ION EXCHANGE
2554358 | ECONO LODGE - ELKTON | 1 |  | B | 02 | DISINFECT/HYPOCHLORIN
2554359 | WAFFLE HOUSE (I-95 & US 1) | 1 | WAFFLE HOUSE WTP | B | 02 | DISINFECT/HYPOCHLORIN
2554360 | LIGHTHOUSE CHURCH OF GOD | 1 | LIGHTHOUSE CHURCH OF GOD | D | 36 | CORR-CTRL/CORROSION INHIB
2554360 | LIGHTHOUSE CHURCH OF GOD | 1 | LIGHTHOUSE CHURCH OF GOD | B | 04 | DISINFECT/CHLORAMINES
2554361 | REMINGTON FOREST WTP | 1 | REMINGTON FOREST | E | 20 | T-O CTRL/AERATION
2554361 | REMINGTON FOREST WTP | 1 | REMINGTON FOREST | B | 01 | DISINFECT/GASEOUS CHLORIN
2554362 | MARYWOOD RETREAT #2 | 1 | MARYWOOD RETREAT #2 | E | 20 | T-O CTRL/AERATION
2554362 | MARYWOOD RETREAT #2 | 1 | MARYWOOD RETREAT #2 | B | 02 | DISINFECT/HYPOCHLORIN
2554363 | SMITTY'S PLACE | 1 |  | E | 20 | T-O CTRL/AERATION
2554363 | SMITTY'S PLACE | 1 |  | B | 02 | DISINFECT/HYPOCHLORIN
2554364 | RAVENSWOOD FOREST | 1 |  | B | 02 | DISINFECT/HYPOCHLORIN
2554365 | BELL SOUTH MATERIALS DIST CENT | 1 |  | E | 20 | T-O CTRL/AERATION
2554365 | BELL SOUTH MATERIALS DIST CENT | 1 |  | B | 01 | DISINFECT/GASEOUS CHLORIN
2554366 | MILL CREEK BAPTIST CHURCH | 1 | PLANT 1 | B | 02 | DISINFECT/HYPOCHLORIN
2554366 | MILL CREEK BAPTIST CHURCH | 1 | PLANT 1 | E | 15 | T-O CTRL/PRESS SAND FILT
2554367 | KOUNTRY KIDS DAYCARE | 1 |  | A |  | NO TRTMT
2554368 | ST. JOHNS FOREST # 1 | 1 |  | E | 20 | T-O CTRL/AERATION
2554368 | ST. JOHNS FOREST # 1 | 1 |  | B | 01 | DISINFECT/GASEOUS CHLORIN
2554369 | CARE-A-LOT | 1 |  | B | 02 | DISINFECT/HYPOCHLORIN
2554370 | JACK WRIGHT ISLAND | 1 | WELL 1 | A |  | NO TRTMT
2554370 | JACK WRIGHT ISLAND | 3 | WELL 3 | A |  | NO TRTMT
2554370 | JACK WRIGHT ISLAND | 2 | WELL 2 | A |  | NO TRTMT
2554371 | UNITED PARCEL SERVICE | 1 |  | B | 01 | DISINFECT/GASEOUS CHLORIN
2554372 | TRINITY FREEDOM FARM | 1 | TRINITY FREEDOM FARM WTP | E | 20 | T-O CTRL/AERATION
2554372 | TRINITY FREEDOM FARM | 1 | TRINITY FREEDOM FARM WTP | B | 02 | DISINFECT/HYPOCHLORIN
2554373 | HIGH CHAPPERAL | 1 |  | B | 02 | DISINFECT/HYPOCHLORIN
2554374 | BIG CYPRESS FISH CAMP | 1 |  | A |  | NO TRTMT
2554375 | BRIDGE MARKET & BISTRO | 1 | BRIDGE MARKET & BISTRO | B | 02 | DISINFECT/HYPOCHLORIN
2554375 | BRIDGE MARKET & BISTRO | 1 | BRIDGE MARKET & BISTRO | E | 20 | T-O CTRL/AERATION
2554376 | BDR FAST FOOD | 1 | BDR FAST STOP | B | 02 | DISINFECT/HYPOCHLORIN
2554376 | BDR FAST FOOD | 1 | BDR FAST STOP | E | 20 | T-O CTRL/AERATION
2554377 | CYPRESS ROAD TRAILER PARK | 1 | NO. 1 | B | 02 | DISINFECT/HYPOCHLORIN
2554377 | CYPRESS ROAD TRAILER PARK | 2 | NO. 2 | B | 02 | DISINFECT/HYPOCHLORIN
2554377 | CYPRESS ROAD TRAILER PARK | 3 | NO. 3 | B | 02 | DISINFECT/HYPOCHLORIN
2554377 | CYPRESS ROAD TRAILER PARK | 4 | NO. 4 | B | 02 | DISINFECT/HYPOCHLORIN
2554378 | EPISCOPAL CH OF RECONCILATION | 1 |  | B | 02 | DISINFECT/HYPOCHLORIN
2554379 | JIFFY # 57 | 1 |  | B | 02 | DISINFECT/HYPOCHLORIN
2554379 | JIFFY # 57 | 1 |  | E | 20 | T-O CTRL/AERATION
2554380 | HANDY WAY # 4291 | 1 |  | B | 02 | DISINFECT/HYPOCHLORIN
2554380 | HANDY WAY # 4291 | 1 |  | E | 20 | T-O CTRL/AERATION
2554381 | LIL CHAMP #0571 | 1 |  | B | 02 | DISINFECT/HYPOCHLORIN
2554381 | LIL CHAMP #0571 | 1 |  | E | 20 | T-O CTRL/AERATION
2554382 | KANGAROO #6084 FWA CIRCLE K | 1 | CIRCLE K #6084 | B | 02 | DISINFECT/HYPOCHLORIN
2554382 | KANGAROO #6084 FWA CIRCLE K | 1 | CIRCLE K #6084 | E | 20 | T-O CTRL/AERATION
2554383 | JIFFY # 276 | 1 |  | B | 02 | DISINFECT/HYPOCHLORIN
2554384 | LIL CHAMP # 1034 | 1 |  | B | 02 | DISINFECT/HYPOCHLORIN
2554385 | WEEDMAN'S EXPRESS | 1 | WEEDMAN'S EXPRESS | B | 02 | DISINFECT/HYPOCHLORIN
2554385 | WEEDMAN'S EXPRESS | 1 | WEEDMAN'S EXPRESS | E | 20 | T-O CTRL/AERATION
2554386 | LIL CHAMP # 1040 | 1 |  | B | 02 | DISINFECT/HYPOCHLORIN
2554387 | LIL CHAMP # 1060 | 1 |  | A |  | NO TRTMT
2554388 | LIL CHAMP # 1069 | 1 |  | A |  | NO TRTMT
2554389 | COMPLETE FAMILY EYE CARE | 1 | COMPLETE FAMILY EYE CARE | B | 02 | DISINFECT/HYPOCHLORIN
2554389 | COMPLETE FAMILY EYE CARE | 1 | COMPLETE FAMILY EYE CARE | E | 20 | T-O CTRL/AERATION
2554390 | LIL CHAMP # 1214 | 1 |  | A |  | NO TRTMT
2554391 | LIL CHAMP # 1255 | 1 |  | A |  | NO TRTMT
2554392 | MOULTRIE, INC. | 1 |  | A |  | NO TRTMT
2554393 | WEEDMAN'S GENERAL STORE | 1 | WEEDMAN'S GENERAL STORE | B | 02 | DISINFECT/HYPOCHLORIN
2554393 | WEEDMAN'S GENERAL STORE | 1 | WEEDMAN'S GENERAL STORE | E | 20 | T-O CTRL/AERATION
2554394 | LIGHTHOUSE BAPTIST CHURCH | 1 |  | B | 02 | DISINFECT/HYPOCHLORIN
2554394 | LIGHTHOUSE BAPTIST CHURCH | 1 |  | G | 29 | IRON RMVL/CARTRIDGE FILTR
2554394 | LIGHTHOUSE BAPTIST CHURCH | 1 |  | G | 05 | IRON RMVL/OZONATION
2554395 | FISH ISLAND MARINA | 1 |  | A |  | NO TRTMT
2554396 | REMINGTON PARK | 1 |  | A |  | NO TRTMT
2554397 | STAGE COACH R.V. PARK | 1 |  | B | 02 | DISINFECT/HYPOCHLORIN
2554397 | STAGE COACH R.V. PARK | 1 |  | E | 20 | T-O CTRL/AERATION
2554398 | CAMPGROUND OF AMERICA | 1 |  | B | 02 | DISINFECT/HYPOCHLORIN
2554398 | CAMPGROUND OF AMERICA | 1 |  | E | 20 | T-O CTRL/AERATION
2554399 | COLEE COVE JUNCTION | 1 | COLEE COVE CENTER | B | 02 | DISINFECT/HYPOCHLORIN
2554399 | COLEE COVE JUNCTION | 1 | COLEE COVE CENTER | E | 20 | T-O CTRL/AERATION
2554400 | BUDDY BOYS COUNTRY STORE | 1 | BUDDY BOYS COUNTRY STORE | B | 02 | DISINFECT/HYPOCHLORIN
2554400 | BUDDY BOYS COUNTRY STORE | 1 | BUDDY BOYS COUNTRY STORE | E | 20 | T-O CTRL/AERATION
2554401 | GERNER'S TRAILER PARK | 1 |  | B | 02 | DISINFECT/HYPOCHLORIN
2554401 | GERNER'S TRAILER PARK | 2 |  | E | 20 | T-O CTRL/AERATION
2554401 | GERNER'S TRAILER PARK | 2 |  | B | 02 | DISINFECT/HYPOCHLORIN
2554401 | GERNER'S TRAILER PARK | 1 |  | E | 20 | T-O CTRL/AERATION
2554402 | COOK'S PLANTATION FOODS CO. | 1 |  | A |  | NO TRTMT
2554403 | RUSSELL'S PLACE | 1 |  | A |  | NO TRTMT
2554404 | CROSSROADS RESTAURANT | 1 |  | A |  | NO TRTMT
2554405 | LAZY SAND'S BAR | 1 |  | A |  | NO TRTMT
2554406 | O & S TRUCK STOP | 1 |  | A |  | NO TRTMT
2554407 | PETE'S VILANO DELI | 1 |  | A |  | NO TRTMT
2554408 | SMITH'S GENERAL STORE | 1 |  | A |  | NO TRTMT
2554409 | STATE OF FLORIDA OFFICE | 1 |  | A |  | NO TRTMT
2554412 | PONCE DE LEON TRAILER PARK | 1 |  | A |  | NO TRTMT
2554413 | HILLTOP MOBILE HOME PARK | 1 |  | A |  | NO TRTMT
2554414 | TRAPINI AND SON'S T.P. | 1 |  | A |  | NO TRTMT
2554415 | COCHRANS MOBILE HOME PARK | 1 |  | A |  | NO TRTMT
2554416 | AZALEA MOBILE HOME PARK | 1 |  | A |  | NO TRTMT
2554417 | AMITY MARINA, LLC | 1 | AMITY MARINA, LLC | E | 20 | T-O CTRL/AERATION
2554417 | AMITY MARINA, LLC | 1 | AMITY MARINA, LLC | B | 02 | DISINFECT/HYPOCHLORIN
2554418 | SONRISE TRAILER PARK | 1 |  | A |  | NO TRTMT
2554419 | BETHUNE-COOKMAN UNIVERSITY-MILLER CENTER | 1 | PLANT 1 | E | 20 | T-O CTRL/AERATION
2554419 | BETHUNE-COOKMAN UNIVERSITY-MILLER CENTER | 1 | PLANT 1 | B | 02 | DISINFECT/HYPOCHLORIN
2554420 | CITGO GAS AND SHOP | 1 |  | A |  | NO TRTMT
2554421 | FINA QUICK SERVE | 1 |  | B | 02 | DISINFECT/HYPOCHLORIN
2554422 | FLORIDA PECAN SHOPPE | 1 |  | A |  | NO TRTMT
2554423 | GETHSEMANE MISSIONARY BAP. CH. | 1 |  | A |  | NO TRTMT
2554424 | HAYWARD MIGRANT LABOR CAMP | 1 | HAYWARD | B | 02 | DISINFECT/HYPOCHLORIN
2554425 | HASTINGS LABOR CAMP / SPUDS | 1 | HASTINGS LABOR CAMP / SPUDS | B | 02 | DISINFECT/HYPOCHLORIN
2554426 | G.L. OARHOUSE | 1 |  | E | 20 | T-O CTRL/AERATION
2554426 | G.L. OARHOUSE | 1 |  | B | 02 | DISINFECT/HYPOCHLORIN
2554427 | FREEMAN-MCDONALD MIGRANT CAMP | 1 |  | B | 02 | DISINFECT/HYPOCHLORIN
2554428 | ORANGEDALE PACKAGE | 1 |  | E | 20 | T-O CTRL/AERATION
2554429 | PIZZA BLUE | 1 |  | E | 20 | T-O CTRL/AERATION
2554430 | OZ LEARNING CENTER | 1 |  | H | 25 | SOFTENING/ION EXCHANGE
2554430 | OZ LEARNING CENTER | 1 |  | B | 02 | DISINFECT/HYPOCHLORIN
2554431 | PHYSICIAN'S ALT. BIRTHING HOME | 1 |  | H | 25 | SOFTENING/ION EXCHANGE
2554431 | PHYSICIAN'S ALT. BIRTHING HOME | 1 |  | B | 02 | DISINFECT/HYPOCHLORIN
2554432 | TEANN'S TAVERN | 1 |  | A |  | NO TRTMT
2554433 | ST. AUGUSTINE ROD AND GUN CLUB | 1 |  | B | 02 | DISINFECT/HYPOCHLORIN
2554434 | LIL CHAMP # 1161 | 1 |  | B | 02 | DISINFECT/HYPOCHLORIN
2554435 | SWISS COVE CHRISTIAN CHURCH | 1 |  | A |  | NO TRTMT
2554436 | BEEFALO VILLAGE | 1 |  | E | 20 | T-O CTRL/AERATION
2554437 | I-95 CONVIENENT STORE | 1 |  | A |  | NO TRTMT
2554438 | CHEVRON, CR-210 | 1 |  | B | 02 | DISINFECT/HYPOCHLORIN
2554438 | CHEVRON, CR-210 | 1 |  | E | 20 | T-O CTRL/AERATION
2554439 | JENNINGS TEXACO | 1 |  | E | 20 | T-O CTRL/AERATION
2554439 | JENNINGS TEXACO | 1 |  | B | 02 | DISINFECT/HYPOCHLORIN
2554440 | T & S SERVICE | 1 |  | A |  | NO TRTMT
2554441 | PELLICER MOBILE HOME PARK | 1 |  | A |  | NO TRTMT
2554442 | GENEVA PRESBYTERIAN CHURCH | 1 | GENEVA PRESBYTERIAN CHURCH | E | 20 | T-O CTRL/AERATION
2554442 | GENEVA PRESBYTERIAN CHURCH | 1 | GENEVA PRESBYTERIAN CHURCH | B | 02 | DISINFECT/HYPOCHLORIN
2554443 | FOUNTAIN OF YOUTH | 1 | FOUNTAIN OF YOUTH | B | 02 | DISINFECT/HYPOCHLORIN
2554444 | WARD'S CREEK BAPTIST CHURCH | 1 |  | E | 20 | T-O CTRL/AERATION
2554444 | WARD'S CREEK BAPTIST CHURCH | 1 |  | B | 02 | DISINFECT/HYPOCHLORIN
2554445 | MILL CREEK ELEMENTARY SCHOOL | 1 |  | E | 20 | T-O CTRL/AERATION
2554445 | MILL CREEK ELEMENTARY SCHOOL | 1 |  | B | 02 | DISINFECT/HYPOCHLORIN
2554446 | TOCOI FISH CAMP | 1 |  | E | 20 | T-O CTRL/AERATION
2554446 | TOCOI FISH CAMP | 1 |  | B | 02 | DISINFECT/HYPOCHLORIN
2554447 | SJCU-CR214 MAINLAND WTP | 1 | LIME-SOFTENING WTP | B | 04 | DISINFECT/CHLORAMINES
2554447 | SJCU-CR214 MAINLAND WTP | 1 | LIME-SOFTENING WTP | C | 14 | PART-RMVL/RAPID SAND FIL
2554447 | SJCU-CR214 MAINLAND WTP | 1 | LIME-SOFTENING WTP | D | 19 | CORR-CTRL/PH ADJUSTMENT
2554447 | SJCU-CR214 MAINLAND WTP | 1 | LIME-SOFTENING WTP | E | 20 | T-O CTRL/AERATION
2554447 | SJCU-CR214 MAINLAND WTP | 2 | REVERSE OSMOSIS WTP | B | 04 | DISINFECT/CHLORAMINES
2554447 | SJCU-CR214 MAINLAND WTP | 2 | REVERSE OSMOSIS WTP | F | 26 | ORGN-RMVL/REVERSE OSMOSIS
2554447 | SJCU-CR214 MAINLAND WTP | 2 | REVERSE OSMOSIS WTP | C | 29 | PART-RMVL/CARTRIDGE FILTR
2554447 | SJCU-CR214 MAINLAND WTP | 2 | REVERSE OSMOSIS WTP | Z | 19 | OTHER/PH ADJUSTMENT
2554447 | SJCU-CR214 MAINLAND WTP | 2 | REVERSE OSMOSIS WTP | Z | 28 | OTHER/PACKED TWR-AERA
2554447 | SJCU-CR214 MAINLAND WTP | 1 | LIME-SOFTENING WTP | H | 24 | SOFTENING/LIME-SODA
2554448 | SWITZERLAND POINT MIDDLE SCH. | 1 |  | E | 20 | T-O CTRL/AERATION
2554448 | SWITZERLAND POINT MIDDLE SCH. | 1 |  | B | 02 | DISINFECT/HYPOCHLORIN
2554449 | ARC WORKSHOP | 1 |  | B | 02 | DISINFECT/HYPOCHLORIN
2554450 | CALVARY ASSEMBLY OF GOD | 1 |  | B | 02 | DISINFECT/HYPOCHLORIN
2554451 | VICTORY TABERNACLE | 1 | VICTORY TABERNACLE | B | 02 | DISINFECT/HYPOCHLORIN
2554452 | JACKSON'S B.P. SERVICE | 1 |  | B | 02 | DISINFECT/HYPOCHLORIN
2554453 | KINGSHEAD PUB | 1 |  | B | 02 | DISINFECT/HYPOCHLORIN
2554453 | KINGSHEAD PUB | 1 |  | E | 20 | T-O CTRL/AERATION
2554453 | KINGSHEAD PUB | 1 |  | H | 25 | SOFTENING/ION EXCHANGE
2554454 | CHARLIE T'S MOTEL | 1 |  | E | 20 | T-O CTRL/AERATION
2554454 | CHARLIE T'S MOTEL | 1 |  | B | 02 | DISINFECT/HYPOCHLORIN
2554455 | WHITE CASTLE BAPTIST CHURCH | 1 |  | A |  | NO TRTMT
2554456 | JOHN'S TEXACO | 1 |  | A |  | NO TRTMT
2554457 | ST. PATRICK'S EPISCOPAL CHURCH | 1 | ST. PATRICK'S | B | 02 | DISINFECT/HYPOCHLORIN
2554457 | ST. PATRICK'S EPISCOPAL CHURCH | 1 | ST. PATRICK'S | E | 20 | T-O CTRL/AERATION
2554458 | ALLEN'S BP STATION | 1 |  | A |  | NO TRTMT
2554459 | 2600 PLAZA | 1 |  | B | 02 | DISINFECT/HYPOCHLORIN
2554460 | FRUIT COVE MEDICAL CENTER | 1 |  | B | 02 | DISINFECT/HYPOCHLORIN
2554460 | FRUIT COVE MEDICAL CENTER | 1 |  | E | 20 | T-O CTRL/AERATION
2554461 | FRUIT COVE BAPTIST CHURCH | 1 |  | E | 20 | T-O CTRL/AERATION
2554462 | CIMARRONE GOLF & COUNTRY CLUB | 1 | ST JOHNS FOREST #1 | A |  | NO TRTMT
2554463 | SEGOVIA OAKS (FKA BAYSIDE VILLAGE) | 1 | WTP | E | 20 | T-O CTRL/AERATION
2554463 | SEGOVIA OAKS (FKA BAYSIDE VILLAGE) | 1 | WTP | B | 02 | DISINFECT/HYPOCHLORIN
2554464 | SWITZERLAND COMMUNITY CHURCH | 1 |  | B | 02 | DISINFECT/HYPOCHLORIN
2554465 | DOT MAINTENANCE YARD | 1 |  | E | 20 | T-O CTRL/AERATION
2554465 | DOT MAINTENANCE YARD | 1 |  | H | 25 | SOFTENING/ION EXCHANGE
2554465 | DOT MAINTENANCE YARD | 1 |  | B | 02 | DISINFECT/HYPOCHLORIN
2554466 | DOMINEX L. C. | 1 |  | B | 02 | DISINFECT/HYPOCHLORIN
2554467 | LORI'S GOURMET CAFE | 1 |  | E | 20 | T-O CTRL/AERATION
2554467 | LORI'S GOURMET CAFE | 1 |  | B | 02 | DISINFECT/HYPOCHLORIN
2554468 | CHAMPION'S CLUB | 1 |  | E | 20 | T-O CTRL/AERATION
2554468 | CHAMPION'S CLUB | 1 |  | B | 02 | DISINFECT/HYPOCHLORIN
2554469 | JIM'S PLACE | 1 | JIM'S PLACE | B | 02 | DISINFECT/HYPOCHLORIN
2554470 | SAN JUAN DEL RIO CATH. CHURCH | 1 |  | E | 20 | T-O CTRL/AERATION
2554470 | SAN JUAN DEL RIO CATH. CHURCH | 1 |  | B | 02 | DISINFECT/HYPOCHLORIN
2554471 | SJCU-NORTHWEST UTILITIES WTP | 1 | NORTHWEST UTILITIES | Z | 28 | OTHER/PACKED TWR-AERA
2554471 | SJCU-NORTHWEST UTILITIES WTP | 1 | NORTHWEST UTILITIES | B | 02 | DISINFECT/HYPOCHLORIN
2554471 | SJCU-NORTHWEST UTILITIES WTP | 1 | NORTHWEST UTILITIES | E | 20 | T-O CTRL/AERATION
2554471 | SJCU-NORTHWEST UTILITIES WTP | 1 | NORTHWEST UTILITIES | Z | 19 | OTHER/PH ADJUSTMENT
2554472 | ST. JOHNS GRAMMAR SCHOOL | 1 | ST. JOHNS GRAMMAR SCHOOL | E | 20 | T-O CTRL/AERATION
2554472 | ST. JOHNS GRAMMAR SCHOOL | 1 | ST. JOHNS GRAMMAR SCHOOL | B | 02 | DISINFECT/HYPOCHLORIN
2554475 | SJCU-NORTHEAST UTILITIES WS | 1 | NORTHEAST UTILITIES | B | 04 | DISINFECT/CHLORAMINES
2554475 | SJCU-NORTHEAST UTILITIES WS | 1 | NORTHEAST UTILITIES | E | 20 | T-O CTRL/AERATION
2554480 | ELKTON ACADEMY | 1 | ELKTON ACADEMY | B | 02 | DISINFECT/HYPOCHLORIN
2554481 | BUZZMART | 1 | WTP | B | 02 | DISINFECT/HYPOCHLORIN
2554482 | FLORIDA CITRUS CENTER #10 | 1 | FLORIDA CITRUS CENTER #10 | B | 02 | DISINFECT/HYPOCHLORIN
2554483 | LIVING WATERS PRESCHOOL | 1 | LIVING WATERS PRESCHOOL | E | 20 | T-O CTRL/AERATION
2554483 | LIVING WATERS PRESCHOOL | 1 | LIVING WATERS PRESCHOOL | B | 02 | DISINFECT/HYPOCHLORIN
2554485 | YU AN FARMS | 1 | YU AN FARMS WTP | B | 02 | DISINFECT/HYPOCHLORIN
2554489 | SOUTH WOODS ELEMENTARY SCHOOL | 1 | SOUTH WOODS ELEMENTARY SCHOOL | F | 26 | ORGN-RMVL/REVERSE OSMOSIS
2554489 | SOUTH WOODS ELEMENTARY SCHOOL | 1 | SOUTH WOODS ELEMENTARY SCHOOL | E | 28 | T-O CTRL/PACKED TWR-AERA
2554489 | SOUTH WOODS ELEMENTARY SCHOOL | 1 | SOUTH WOODS ELEMENTARY SCHOOL | B | 02 | DISINFECT/HYPOCHLORIN
2554489 | SOUTH WOODS ELEMENTARY SCHOOL | 1 | SOUTH WOODS ELEMENTARY SCHOOL | Z | 19 | OTHER/PH ADJUSTMENT
2554490 | OUR LADY OF GOOD COUNSEL | 1 | OUR LADY OF GOOD COUNSEL | B | 02 | DISINFECT/HYPOCHLORIN
2554490 | OUR LADY OF GOOD COUNSEL | 1 | OUR LADY OF GOOD COUNSEL | E | 20 | T-O CTRL/AERATION
2554492 | SOUTH LOGAN HOUSING | 1 | SOUTH LOGAN HOUSING | B | 02 | DISINFECT/HYPOCHLORIN
2554493 | CJCLDS - ST. JOHNS BUILDING | 1 | CJCLDS - ST. JOHNS BUILDING | E | 20 | T-O CTRL/AERATION
2554493 | CJCLDS - ST. JOHNS BUILDING | 1 | CJCLDS - ST. JOHNS BUILDING | B | 02 | DISINFECT/HYPOCHLORIN
2554494 | VILANO BEACH BOAT RAMP | 1 | WTP | B | 02 | DISINFECT/HYPOCHLORIN
2554494 | VILANO BEACH BOAT RAMP | 1 | WTP | E | 20 | T-O CTRL/AERATION
2554495 | JEN SAR PRODUCE | 1 | JEN SAR PRODUCE | E | 20 | T-O CTRL/AERATION
2554495 | JEN SAR PRODUCE | 1 | JEN SAR PRODUCE | B | 02 | DISINFECT/HYPOCHLORIN
2554496 | MOLASSES JUNCTION | 1 | MOLASSES JUNCTION | E | 20 | T-O CTRL/AERATION
2554496 | MOLASSES JUNCTION | 1 | MOLASSES JUNCTION | B | 02 | DISINFECT/HYPOCHLORIN
2554497 | DOLLAR GENERAL - FLAGLER ESTATES | 1 | DOLLAR GENERAL@FLAGLER ESTATES | B | 02 | DISINFECT/HYPOCHLORIN
2554498 | CORNWELL'S MARKET | 1 | CORNWELL'S MARKET | B | 02 | DISINFECT/HYPOCHLORIN
2554498 | CORNWELL'S MARKET | 1 | CORNWELL'S MARKET | E | 20 | T-O CTRL/AERATION
2554499 | WOODPECKER'S BACKYARD BBQ | 1 | PLANT | B | 02 | DISINFECT/HYPOCHLORIN
2554499 | WOODPECKER'S BACKYARD BBQ | 1 | PLANT | E | 20 | T-O CTRL/AERATION
2554500 | 4 LAKES CAMPGROUND | 1 | WELL 1 | B | 02 | DISINFECT/HYPOCHLORIN
2554500 | 4 LAKES CAMPGROUND | 1 | WELL 1 | E | 20 | T-O CTRL/AERATION
2554501 | SR 207 (VERMONT HEIGHTS) TRAILHEAD WTP | 1 | WTP | B | 02 | DISINFECT/HYPOCHLORIN
2610012 | ADVENT CHRISTIAN VILLAGE | 1 | ADVENT CHRISTIAN VILLAGE | B | 02 | DISINFECT/HYPOCHLORIN
2610012 | ADVENT CHRISTIAN VILLAGE | 1 | ADVENT CHRISTIAN VILLAGE | Z | 10 | OTHER/COAGULATION
2610012 | ADVENT CHRISTIAN VILLAGE | 1 | ADVENT CHRISTIAN VILLAGE | G | 18 | IRON RMVL/SEQUESTATION
2610012 | ADVENT CHRISTIAN VILLAGE | 1 | ADVENT CHRISTIAN VILLAGE | C | 13 | PART-RMVL/SLOW SAND FILTR
2610012 | ADVENT CHRISTIAN VILLAGE | 1 | ADVENT CHRISTIAN VILLAGE | Z | 19 | OTHER/PH ADJUSTMENT
2610012 | ADVENT CHRISTIAN VILLAGE | 1 | ADVENT CHRISTIAN VILLAGE | H | 24 | SOFTENING/LIME-SODA
2610012 | ADVENT CHRISTIAN VILLAGE | 1 | ADVENT CHRISTIAN VILLAGE | E | 20 | T-O CTRL/AERATION
2610051 | BADCOCK WAREHOUSE | 1 |  | B | 02 | DISINFECT/HYPOCHLORIN
2610109 | BRANFORD WTP | 1 | BRANFORD WTP | G | 18 | IRON RMVL/SEQUESTATION
2610109 | BRANFORD WTP | 1 | BRANFORD WTP | B | 02 | DISINFECT/HYPOCHLORIN
2610136 | SOUTHERN RELOAD EXPRESS | 1 |  | B | 02 | DISINFECT/HYPOCHLORIN
2610203 | LIVE OAK WTP | 3 | LIVE OAK WTP-GW (NEW) | D | 36 | CORR-CTRL/CORROSION INHIB
2610203 | LIVE OAK WTP | 3 | LIVE OAK WTP-GW (NEW) | Z | 27 | OTHER/FLUORIDATION
2610203 | LIVE OAK WTP | 2 | SUWANNEE C.I. | Z | 27 | OTHER/FLUORIDATION
2610203 | LIVE OAK WTP | 2 | SUWANNEE C.I. | B | 02 | DISINFECT/HYPOCHLORIN
2610203 | LIVE OAK WTP | 3 | LIVE OAK WTP-GW (NEW) | B | 02 | DISINFECT/HYPOCHLORIN
2610220 | COLONIAL HOUSE INN | 1 | WHITE SPRINGS | B | 02 | DISINFECT/HYPOCHLORIN
2610363 | DUKE ENERGY FLORIDA, INC. | 1 | DUKE ENERGY | B | 02 | DISINFECT/HYPOCHLORIN
2610370 | FLORIDA SHERIFF'S BOYS RANCH | 1 | FLORIDA SHERIFFS BOYS RANCH | G | 18 | IRON RMVL/SEQUESTATION
2610370 | FLORIDA SHERIFF'S BOYS RANCH | 1 | FLORIDA SHERIFFS BOYS RANCH | E | 20 | T-O CTRL/AERATION
2610370 | FLORIDA SHERIFF'S BOYS RANCH | 1 | FLORIDA SHERIFFS BOYS RANCH | B | 04 | DISINFECT/CHLORAMINES
2610428 | PILGRIM'S PRIDE WTP | 1 | PILGRIM'S PRIDE WTP | Z | 20 | OTHER/AERATION
2610428 | PILGRIM'S PRIDE WTP | 1 | PILGRIM'S PRIDE WTP | C | 10 | PART-RMVL/COAGULATION
2610428 | PILGRIM'S PRIDE WTP | 1 | PILGRIM'S PRIDE WTP | B | 04 | DISINFECT/CHLORAMINES
2610428 | PILGRIM'S PRIDE WTP | 1 | PILGRIM'S PRIDE WTP | F | 14 | ORGN-RMVL/RAPID SAND FIL
2610428 | PILGRIM'S PRIDE WTP | 1 | PILGRIM'S PRIDE WTP | B | 02 | DISINFECT/HYPOCHLORIN
2610428 | PILGRIM'S PRIDE WTP | 1 | PILGRIM'S PRIDE WTP | C | 11 | PART-RMVL/FLOCCULATION
2610541 | ICHETUCKNEE SPRINGS STATE PARK-NORTH | 1 | WELL 2 - N PICNIC AREA | B | 02 | DISINFECT/HYPOCHLORIN
2610541 | ICHETUCKNEE SPRINGS STATE PARK-NORTH | 2 | WELL 3 - CANOE LAUNCH | B | 02 | DISINFECT/HYPOCHLORIN
2610779 | MORGAN'S TRAILER PARK | 1 | MORGAN'S TRAILER PARK | B | 02 | DISINFECT/HYPOCHLORIN
2610979 | ROSS TRAILER PARK | 1 |  | B | 02 | DISINFECT/HYPOCHLORIN
2611003 | SANDY POINT MOTEL & CAMPGROUND | 1 | SANDY POINT T.P. & CAMPGROUND | B | 02 | DISINFECT/HYPOCHLORIN
2611105 | AMERICA'S BEST VALUE INN | 1 | AMERICA'S BEST VALUE INN | B | 02 | DISINFECT/HYPOCHLORIN
2611131 | SUWANNEE COUNTRY CLUB | 1 | SUWANNEE COUNTRY CLUB | B | 02 | DISINFECT/HYPOCHLORIN
2611134 | SUWANNEE RIVER COVE CAMPGROUND | 1 | SUWANNEE RIVER COVE CAMPGROUND | B | 02 | DISINFECT/HYPOCHLORIN
2611135 | DOT I-75 & 135 SOUTHBOUND | 1 |  | B | 02 | DISINFECT/HYPOCHLORIN
2611136 | SUWANNEE RIVER STATE PARK | 1 | SUWANNEE RIVER STATE PARK | B | 02 | DISINFECT/HYPOCHLORIN
2611139 | SUWANNEE VALLEY ELECTRIC COOP | 1 |  | B | 02 | DISINFECT/HYPOCHLORIN
2611239 | WAYNE FRIER'S TRAILER PARK | 1 | WAYNE FRIER'S TRAILER PARK | B | 02 | DISINFECT/HYPOCHLORIN
2611246 | WELLBORN WATER WTP | 1 | WELLBORN WTP | B | 02 | DISINFECT/HYPOCHLORIN
2611392 | MCDONALD'S - LIVE OAK | 1 |  | B | 02 | DISINFECT/HYPOCHLORIN
2611406 | SPIRIT OF THE SUWANNEE CAMPGROUND | 2 | PLANT 2 (NEW WTP) | B | 02 | DISINFECT/HYPOCHLORIN
2611406 | SPIRIT OF THE SUWANNEE CAMPGROUND | 1 | PLANT 1 (OLD WTP) | B | 02 | DISINFECT/HYPOCHLORIN
2614000 | SHERIFFS RANCHES ENTERPRISES | 1 | SHERIFFS RANCHES ENTERPRISES | B | 02 | DISINFECT/HYPOCHLORIN
2614148 | GATE STATION 136 | 1 | GATE STATION 136 | N | 25 | NITRATE REMOVAL/ION EXCHANGE
2614148 | GATE STATION 136 | 1 | GATE STATION 136 | B | 02 | DISINFECT/HYPOCHLORIN
2614148 | GATE STATION 136 | 1 | GATE STATION 136 | E | 20 | T-O CTRL/AERATION
2614178 | CAMP WEED AND CERVENY CONFERENCE CENTER | 1 | CAMP WEED | B | 02 | DISINFECT/HYPOCHLORIN
2614178 | CAMP WEED AND CERVENY CONFERENCE CENTER | 1 | CAMP WEED | E | 20 | T-O CTRL/AERATION
2614211 | WENDY'S - LIVE OAK | 1 |  | H | 25 | SOFTENING/ION EXCHANGE
2614211 | WENDY'S - LIVE OAK | 1 |  | B | 02 | DISINFECT/HYPOCHLORIN
2614212 | OAK HOLLOW APARTMENTS | 1 | OAK HOLLOW APARTMENTS | B | 02 | DISINFECT/HYPOCHLORIN
2614213 | SUWANNEE RIVER WATER MGT DISTR | 1 | SRWMD | B | 02 | DISINFECT/HYPOCHLORIN
2614213 | SUWANNEE RIVER WATER MGT DISTR | 1 | SRWMD | D | 18 | CORR-CTRL/SEQUESTATION
2614214 | ECONO LODGE - LIVE OAK | 1 | ECONO LODGE - LIVE OAK | B | 02 | DISINFECT/HYPOCHLORIN
2614215 | SUWANNEE VALLEY FARMERS MARKET | 3 | PLANT 3 | B | 02 | DISINFECT/HYPOCHLORIN
2614215 | SUWANNEE VALLEY FARMERS MARKET | 5 | PLANT 5 | B | 02 | DISINFECT/HYPOCHLORIN
2614215 | SUWANNEE VALLEY FARMERS MARKET | 1 | PLANT 1 | B | 02 | DISINFECT/HYPOCHLORIN
2614215 | SUWANNEE VALLEY FARMERS MARKET | 2 | PLANT 2 | B | 02 | DISINFECT/HYPOCHLORIN
2614215 | SUWANNEE VALLEY FARMERS MARKET | 4 | PLANT 4 | B | 02 | DISINFECT/HYPOCHLORIN
2614216 | PIT STOP TRUCK PLAZA | 1 |  | B | 02 | DISINFECT/HYPOCHLORIN
2614217 | SOUTH CONG. OF JEHOVAHS WIT. | 1 | SOUTH CONG. OF JEHOVAHS WT | B | 02 | DISINFECT/HYPOCHLORIN
2614218 | LURAVILLE STORE AND DELI | 1 | LURAVILLE STORE AND DELI | B | 02 | DISINFECT/HYPOCHLORIN
2614219 | LAKEWOOD APARTMENTS | 1 | LAKEWOOD APARTMENTS | A |  | NO TRTMT
2614220 | SPRING SYSTEMS DIVE SHOP | 1 |  | B | 02 | DISINFECT/HYPOCHLORIN
2614221 | MCDONALDS - WHITE SPRINGS | 1 | MCDONALDS-WHITE SPRINGS | B | 02 | DISINFECT/HYPOCHLORIN
2614222 | QUALITY INN & SUITES | 1 | QUALITY INN & SUITES | B | 02 | DISINFECT/HYPOCHLORIN
2614223 | MOUNT OLIVE CHURCH OF CHRIST | 1 | MOUNT OLIVE CHURCH OF CHRIST | B | 02 | DISINFECT/HYPOCHLORIN
2614224 | ICHETUCKNEE RIVER BAPT. CHURCH | 1 |  | B | 02 | DISINFECT/HYPOCHLORIN
2614225 | PENN OIL COMPANY | 1 | PENN OIL WTP | B | 02 | DISINFECT/HYPOCHLORIN
2614226 | RHODEN'S CHEVRON | 1 | RHODEN CHEVRON WTP | B | 02 | DISINFECT/HYPOCHLORIN
2614227 | TEXACO | 1 |  | B | 02 | DISINFECT/HYPOCHLORIN
2614228 | JIFFY STORE #321 | 1 | JIFFY #321 WTP | B | 02 | DISINFECT/HYPOCHLORIN
2614229 | ONE STOP STORE #7 | 1 | ONE STOP 7 | B | 02 | DISINFECT/HYPOCHLORIN
2614230 | RIVER RUN CAMPGROUND | 1 | RIVER RUN CAMPGROUND | B | 02 | DISINFECT/HYPOCHLORIN
2614231 | THE KEG ROOM | 1 | THE KEG ROOM | B | 02 | DISINFECT/HYPOCHLORIN
2614232 | S & S #22 | 1 |  | B | 02 | DISINFECT/HYPOCHLORIN
2614233 | S & S #325 | 1 | S & S STORE #325 | B | 02 | DISINFECT/HYPOCHLORIN
2614234 | S & S #335 | 1 | S & S #335 | B | 02 | DISINFECT/HYPOCHLORIN
2614235 | S & S #319 | 1 | S & S STORE #319 | B | 02 | DISINFECT/HYPOCHLORIN
2614236 | S & S #353 | 1 | S & S #353 | B | 02 | DISINFECT/HYPOCHLORIN
2614237 | TAYLOR'S GROCERY | 1 | TAYLORS GROCERY WTP | B | 02 | DISINFECT/HYPOCHLORIN
2614238 | JIFFY FOOD STORE #311 | 1 | JIFFY #311 WTP | B | 02 | DISINFECT/HYPOCHLORIN
2614239 | MAHI MAHI DISCOUNT STORE | 1 | MAHI MAHI DISCOUNT STORE | B | 02 | DISINFECT/HYPOCHLORIN
2614240 | READY FREDDY #3 | 1 | READY FREDDY #3 | B | 02 | DISINFECT/HYPOCHLORIN
2614241 | WELLBORN GENERAL STORE | 1 | WELLBORN GENERAL STORE | B | 02 | DISINFECT/HYPOCHLORIN
2614242 | JIFFY # 310 | 1 | JIFFY STORE #310 WTP | B | 02 | DISINFECT/HYPOCHLORIN
2614243 | B & B # 5 | 1 | B & B #5 | B | 02 | DISINFECT/HYPOCHLORIN
2614245 | SUWANNEE RIVER CAMP (FARMS) - LABOR CAMP | 1 | SUWANNEE FARMS-LABOR CAMP | B | 02 | DISINFECT/HYPOCHLORIN
2614246 | TACO BELL | 1 |  | B | 02 | DISINFECT/HYPOCHLORIN
2614247 | WAFFLE HOUSE | 1 | WAFFLE HOUSE WTP | B | 02 | DISINFECT/HYPOCHLORIN
2614248 | S & S #347 | 1 | S & S #347 | B | 02 | DISINFECT/HYPOCHLORIN
2614249 | S & S #45 | 1 | S & S STORE #45 | B | 02 | DISINFECT/HYPOCHLORIN
2614250 | S & S #346 | 1 | S & S STORE #346 | Z | 29 | OTHER/CARTRIDGE FILTR
2614250 | S & S #346 | 1 | S & S STORE #346 | B | 02 | DISINFECT/HYPOCHLORIN
2614251 | FALMOUTH CROSSING | 1 | JAYVEER FOOD MART #1 | B | 02 | DISINFECT/HYPOCHLORIN
2614252 | MELODY CHRISTIAN CENTER (SCHOOL) | 1 | MELODY CHRISTIAN WTP | B | 02 | DISINFECT/HYPOCHLORIN
2614252 | MELODY CHRISTIAN CENTER (SCHOOL) | 1 | MELODY CHRISTIAN WTP | G | 25 | IRON RMVL/ION EXCHANGE
2614253 | SRWT-WOODS FERRY | 1 | SRWT - WOODS FERRY | B | 02 | DISINFECT/HYPOCHLORIN
2614254 | STOUDEMIRE'S RESTAURANT | 1 | STOUDEMIRE'S RESTAURANT | B | 02 | DISINFECT/HYPOCHLORIN
2614255 | JAYVEER FOOD MART 2-DOWLING PARK | 1 | JAYVEER FOOD MART #2 | B | 02 | DISINFECT/HYPOCHLORIN
2614256 | SRWT-PEACOCK SLOUGH | 1 | SWRT-PEACOCK SLOUGH | B | 02 | DISINFECT/HYPOCHLORIN
2614257 | FIRST BAPTIST CHURCH OF DOWLING PARK | 1 | FBC OF DOWLING PARK | E | 23 | T-O CTRL/GAC ADDITION
2614257 | FIRST BAPTIST CHURCH OF DOWLING PARK | 1 | FBC OF DOWLING PARK | B | 02 | DISINFECT/HYPOCHLORIN
2614257 | FIRST BAPTIST CHURCH OF DOWLING PARK | 1 | FBC OF DOWLING PARK | G | 23 | IRON RMVL/GAC ADDITION
2614258 | SOLDIERS GRILL | 1 | SOLDIERS GRILL | B | 02 | DISINFECT/HYPOCHLORIN
2614259 | DOWLING PARK CHURCH OF GOD | 1 | DOWLING PARK CHURCH OF GOD | B | 02 | DISINFECT/HYPOCHLORIN
2614261 | JAYVEER FOOD MART 1 - US 90 | 1 | JAYVEER FOOD MART 1 | B | 02 | DISINFECT/HYPOCHLORIN
2614263 | ASH GROVE CEMENT PLANT, LLC | 1 | SUWANNEE AMERICAN CEMENT | B | 02 | DISINFECT/HYPOCHLORIN
2614264 | SUWANNEE CATALYST SITE | 1 | SUWANNEE CATALYST SITE | B | 02 | DISINFECT/HYPOCHLORIN
2614265 | DOLLAR GENERAL STORE #16349 | 1 | DOLLAR GENERAL DOWLING PARK | B | 02 | DISINFECT/HYPOCHLORIN
2614266 | DOLLAR GENERAL STORE #16350 | 1 | DOLLAR GENERAL MCALPIN | B | 02 | DISINFECT/HYPOCHLORIN
2614267 | SUWANNEE VALLEY ELECTRIC COOPERATIVE | 1 | SVEC PLANT | B | 02 | DISINFECT/HYPOCHLORIN
2614268 | SUWANNEE CORRECTIONAL INSTITUTE | 1 | SUWANNEE CORRECTION INSTITUTE | B | 02 | DISINFECT/HYPOCHLORIN
2614268 | SUWANNEE CORRECTIONAL INSTITUTE | 1 | SUWANNEE CORRECTION INSTITUTE | Z | 27 | OTHER/FLUORIDATION
2614269 | DOLLAR GENERAL #19593 | 1 | DOLLAR GENERAL #19593 | B | 02 | DISINFECT/HYPOCHLORIN
2614270 | CR 136 WATER TREATMENT PLANT | 1 | WTP 1 | B | 02 | DISINFECT/HYPOCHLORIN
2614271 | SHOPS OF MAPLE GROVE | 1 | SHOPS OF MAPLE GROVE | B | 02 | DISINFECT/HYPOCHLORIN
2614272 | DOLLAR GENERAL BRANFORD #22936 | 1 | DOLLAR GENERAL BRANFORD | B | 02 | DISINFECT/HYPOCHLORIN
2614273 | HOLY CROSS CHRISTIAN ACADEMY | 1 | HOLY CROSS CHRISTIAN ACADEMY | B | 02 | DISINFECT/HYPOCHLORIN
2614273 | HOLY CROSS CHRISTIAN ACADEMY | 1 | HOLY CROSS CHRISTIAN ACADEMY | G | 29 | IRON RMVL/CARTRIDGE FILTR
2620127 | BUCKEYE FLORIDA, L.P. | 1 |  | B | 01 | DISINFECT/GASEOUS CHLORIN
2620127 | BUCKEYE FLORIDA, L.P. | 1 |  | C | 13 | PART-RMVL/SLOW SAND FILTR
2620127 | BUCKEYE FLORIDA, L.P. | 1 |  | E | 20 | T-O CTRL/AERATION
2620127 | BUCKEYE FLORIDA, L.P. | 1 |  | C | 10 | PART-RMVL/COAGULATION
2620127 | BUCKEYE FLORIDA, L.P. | 1 |  | H | 24 | SOFTENING/LIME-SODA
2620127 | BUCKEYE FLORIDA, L.P. | 1 |  | D | 19 | CORR-CTRL/PH ADJUSTMENT
2620177 | CEDAR ISLAND | 1 | CEDAR ISLAND | B | 02 | DISINFECT/HYPOCHLORIN
2620208 | PERRY WATER SYSTEM | 2 | WTP #2 (NEW PLANT WELL 7) | E | 20 | T-O CTRL/AERATION
2620208 | PERRY WATER SYSTEM | 1 | WTP #1 (OLD PLANT - WELL 2) | G | 18 | IRON RMVL/SEQUESTATION
2620208 | PERRY WATER SYSTEM | 1 | WTP #1 (OLD PLANT - WELL 2) | B | 01 | DISINFECT/GASEOUS CHLORIN
2620208 | PERRY WATER SYSTEM | 2 | WTP #2 (NEW PLANT WELL 7) | P | 32 | DISINF BY-PROD CONTRO/PEROXIDE
2620208 | PERRY WATER SYSTEM | 2 | WTP #2 (NEW PLANT WELL 7) | B | 01 | DISINFECT/GASEOUS CHLORIN
2620208 | PERRY WATER SYSTEM | 1 | WTP #1 (OLD PLANT - WELL 2) | Z | 27 | OTHER/FLUORIDATION
2620208 | PERRY WATER SYSTEM | 3 | WTP #3 (WELL 3) | B | 01 | DISINFECT/GASEOUS CHLORIN
2620208 | PERRY WATER SYSTEM | 1 | WTP #1 (OLD PLANT - WELL 2) | C | 14 | PART-RMVL/RAPID SAND FIL
2620208 | PERRY WATER SYSTEM | 3 | WTP #3 (WELL 3) | Z | 27 | OTHER/FLUORIDATION
2620208 | PERRY WATER SYSTEM | 3 | WTP #3 (WELL 3) | G | 18 | IRON RMVL/SEQUESTATION
2620208 | PERRY WATER SYSTEM | 2 | WTP #2 (NEW PLANT WELL 7) | G | 18 | IRON RMVL/SEQUESTATION
2620208 | PERRY WATER SYSTEM | 2 | WTP #2 (NEW PLANT WELL 7) | Z | 27 | OTHER/FLUORIDATION
2620208 | PERRY WATER SYSTEM | 2 | WTP #2 (NEW PLANT WELL 7) | C | 14 | PART-RMVL/RAPID SAND FIL
2620255 | DARK ISLAND INC. | 1 | DARK ISLAND | B | 02 | DISINFECT/HYPOCHLORIN
2620265 | DEALS FAMOUS OYSTER BAR | 1 | DEALS FAMOUS OYSTER BAR | B | 02 | DISINFECT/HYPOCHLORIN
2620271 | DEKLE BEACH WATER DEPARTMENT | 1 | DEKLE BEACH | B | 02 | DISINFECT/HYPOCHLORIN
2620307 | PINE VALLEY MHP | 1 |  | B | 02 | DISINFECT/HYPOCHLORIN
2620328 | SWAINS FAMILY RESTAURANT | 1 |  | B | 02 | DISINFECT/HYPOCHLORIN
2620367 | FLORIDA REPTILELAND | 1 | FLORIDA REPTILELAND | B | 02 | DISINFECT/HYPOCHLORIN
2620603 | KEATON BEACH WTP | 1 | KEATON BEACH WTP | B | 01 | DISINFECT/GASEOUS CHLORIN
2620727 | MARTIN ELECTRONICS INC | 1 |  | B | 02 | DISINFECT/HYPOCHLORIN
2620730 | INTERNATIONAL ORDINANCE CO. | 1 | MARYLAND ASSEMBLIS | A |  | NO TRTMT
2620885 | PORTER'S SEAFOOD #2 | 1 | PORTER'S SEAFOOD #2 | B | 02 | DISINFECT/HYPOCHLORIN
2621102 | BIG BEND WATER AUTHORITY | 1 | BIG BEND WATER AUTHORITY | P | 32 | DISINF BY-PROD CONTRO/PEROXIDE
2621102 | BIG BEND WATER AUTHORITY | 1 | BIG BEND WATER AUTHORITY | Z | 28 | OTHER/PACKED TWR-AERA
2621102 | BIG BEND WATER AUTHORITY | 1 | BIG BEND WATER AUTHORITY | F | 23 | ORGN-RMVL/GAC ADDITION
2621102 | BIG BEND WATER AUTHORITY | 1 | BIG BEND WATER AUTHORITY | G | 18 | IRON RMVL/SEQUESTATION
2621102 | BIG BEND WATER AUTHORITY | 1 | BIG BEND WATER AUTHORITY | Z | 19 | OTHER/PH ADJUSTMENT
2621102 | BIG BEND WATER AUTHORITY | 1 | BIG BEND WATER AUTHORITY | B | 02 | DISINFECT/HYPOCHLORIN
2621102 | BIG BEND WATER AUTHORITY | 1 | BIG BEND WATER AUTHORITY | F | 14 | ORGN-RMVL/RAPID SAND FIL
2621279 | WOODS GULF BREEZE | 1 | STEINHATCHEE | B | 02 | DISINFECT/HYPOCHLORIN
2621295 | DEBBIES COUNTRY RESTAURANT | 1 | SAME | B | 02 | DISINFECT/HYPOCHLORIN
2624141 | ATHENA MOTEL & RESTAURANT | 1 |  | B | 01 | DISINFECT/GASEOUS CHLORIN
2624142 | AIRPORT MOTEL | 1 |  | B | 01 | DISINFECT/GASEOUS CHLORIN
2624144 | FAITH CHRISTIAN ACADEMY | 1 |  | B | 01 | DISINFECT/GASEOUS CHLORIN
2624164 | DOT - PERRY REST AREA | 1 | FDOT PERRY REST AREA | G | 14 | IRON RMVL/RAPID SAND FIL
2624164 | DOT - PERRY REST AREA | 1 | FDOT PERRY REST AREA | B | 02 | DISINFECT/HYPOCHLORIN
2624165 | TAYLOR COASTAL WATER & SEWER DISTRICT | 1 | TAYLOR COASTAL | B | 02 | DISINFECT/HYPOCHLORIN
2624165 | TAYLOR COASTAL WATER & SEWER DISTRICT | 1 | TAYLOR COASTAL | D | 36 | CORR-CTRL/CORROSION INHIB
2624166 | COASTAL RIVER RV (FKA STEINHATCHEE OP) | 1 | STEINHATCHEE OUTPOST | B | 02 | DISINFECT/HYPOCHLORIN
2624167 | ECONFINA WATER SYSTEM | 1 | ECONFINA WATER SYSTEM | Z | 20 | OTHER/AERATION
2624167 | ECONFINA WATER SYSTEM | 1 | ECONFINA WATER SYSTEM | F | 15 | ORGN-RMVL/PRESS SAND FILT
2624167 | ECONFINA WATER SYSTEM | 1 | ECONFINA WATER SYSTEM | G | 18 | IRON RMVL/SEQUESTATION
2624167 | ECONFINA WATER SYSTEM | 1 | ECONFINA WATER SYSTEM | E | 32 | TASTE-ODOR CONTROL/PEROXIDE
2624167 | ECONFINA WATER SYSTEM | 1 | ECONFINA WATER SYSTEM | G | 15 | IRON RMVL/PRESS SAND FILT
2624167 | ECONFINA WATER SYSTEM | 1 | ECONFINA WATER SYSTEM | B | 02 | DISINFECT/HYPOCHLORIN
2624168 | DARK ISLAND WTP | 1 | DARK ISLAND | B | 02 | DISINFECT/HYPOCHLORIN
2624169 | GRAVES DRIVE-IN | 1 | GRAVES DRIVE-IN | B | 02 | DISINFECT/HYPOCHLORIN
2624170 | NAFEE CAMPGROUND | 1 | NAFEE CAMPGROUND | B | 02 | DISINFECT/HYPOCHLORIN
2624171 | SAN PEDRO CHEVRON | 1 |  | A |  | NO TRTMT
2624172 | TAYLOR CORRECTIONAL INSTITUTIO | 1 | CITY OF PERRY WTP | B | 01 | DISINFECT/GASEOUS CHLORIN
2624173 | NAMMO PERRY INC | 1 | NAMMO PERRY INC. | B | 02 | DISINFECT/HYPOCHLORIN
2624174 | MIT'S MART | 1 | ROCKY'S SHADY GROVE GROCERY | B | 02 | DISINFECT/HYPOCHLORIN
2624175 | 221 GAS AND GRILL | 1 | 221 GAS AND GRILL | B | 02 | DISINFECT/HYPOCHLORIN
2624176 | JIFFY FOOD STORE #322 | 1 | JIFFY STORE #322 | B | 02 | DISINFECT/HYPOCHLORIN
2624177 | BEACH BAR | 1 | BEACH BAR | B | 02 | DISINFECT/HYPOCHLORIN
2624178 | CAPTAIN CRUSTY'S | 1 | CAPTAIN CRUSTY'S | B | 02 | DISINFECT/HYPOCHLORIN
2624179 | WACO #30 | 1 | WACO #30 | G | 18 | IRON RMVL/SEQUESTATION
2624179 | WACO #30 | 1 | WACO #30 | B | 02 | DISINFECT/HYPOCHLORIN
2624180 | SUNOCO #19 | 1 | WACO #19 | B | 02 | DISINFECT/HYPOCHLORIN
2624180 | SUNOCO #19 | 1 | WACO #19 | Z | 29 | OTHER/CARTRIDGE FILTR
2624181 | WALTER B'S | 1 | WALTER B'S | B | 02 | DISINFECT/HYPOCHLORIN
2624181 | WALTER B'S | 1 | WALTER B'S | G | 23 | IRON RMVL/GAC ADDITION
2624182 | BAPTIST PURITY CHURCH | 1 | BAPTIST PURITY CHURCH | B | 02 | DISINFECT/HYPOCHLORIN
2624183 | NOWHERE GRILL | 1 | NOWHERE GRILL WTP | B | 02 | DISINFECT/HYPOCHLORIN
2624184 | ERIDU COUNTRY STORE | 1 | USA COUNTRY MART | B | 02 | DISINFECT/HYPOCHLORIN
2624184 | ERIDU COUNTRY STORE | 1 | USA COUNTRY MART | G | 29 | IRON RMVL/CARTRIDGE FILTR
2624185 | PACEM-DEFENSE | 1 | PACEM | G | 02 | IRON RMVL/HYPOCHLORIN
2624185 | PACEM-DEFENSE | 1 | PACEM | B | 02 | DISINFECT/HYPOCHLORIN
2624186 | BOYS & GIRLS CLUB NCFL | 1 | PLANT NO. 1 | B | 02 | DISINFECT/HYPOCHLORIN
2624187 | FUN IN A BUN WTP | 1 | PLANT NO. 1 | B | 02 | DISINFECT/HYPOCHLORIN
2624188 | COUNTY LINE BAR AND PACKAGE | 1 | COUNTY LINE BAR AND PACKAGE | B | 02 | DISINFECT/HYPOCHLORIN
2624189 | OLD HIGHWAY 19 RV PARK | 1 | THE OLD REPUBLIC RV PARK | B | 02 | DISINFECT/HYPOCHLORIN
2624190 | DOLLAR GENERAL 23981 - SHADY GROVE | 1 | DOLLAR GENERAL 23981 SHADY GRO | B | 02 | DISINFECT/HYPOCHLORIN
2624190 | DOLLAR GENERAL 23981 - SHADY GROVE | 1 | DOLLAR GENERAL 23981 SHADY GRO | G | 10 | IRON RMVL/COAGULATION
2630202 | LAKE BUTLER WTP | 1 | LAKE BUTLER | E | 20 | T-O CTRL/AERATION
2630202 | LAKE BUTLER WTP | 1 | LAKE BUTLER | B | 01 | DISINFECT/GASEOUS CHLORIN
2634212 | WEST FRASER LUMBER MILL (FKA GILMAN BP) | 1 | WTP | B | 02 | DISINFECT/HYPOCHLORIN
2634213 | PACKAGING CORP. OF AMERICA | 1 |  | B | 02 | DISINFECT/HYPOCHLORIN
2634214 | A & M DISCOUNT BEVERAGE | 1 |  | B | 02 | DISINFECT/HYPOCHLORIN
2634215 | CIRCLE K #2842 | 1 | CIRCLE K #2842 | B | 02 | DISINFECT/HYPOCHLORIN
2634216 | SPRINGTOWN SALOON | 1 | WELL 1 | B | 02 | DISINFECT/HYPOCHLORIN
2634217 | INDUSTRIAL COMPLEX OF RAIFORD | 1 | INDUSTRIAL COMPLEX OF RAIFORD | B | 02 | DISINFECT/HYPOCHLORIN
2634218 | BROWN'S, INC. | 1 |  | A |  | NO TRTMT
2634219 | S & S #336 | 1 | PLANT 1 | B | 02 | DISINFECT/HYPOCHLORIN
2634220 | FAST TRACK #214 | 1 | FAST TRACK #214 | B | 02 | DISINFECT/HYPOCHLORIN
2634221 | PLAYPORT DAY CARE | 1 |  | B | 02 | DISINFECT/HYPOCHLORIN
2634222 | RECEPTION AND MEDICAL CENTER | 1 | RECEPTION AND MEDICAL CENTER | B | 01 | DISINFECT/GASEOUS CHLORIN
2634222 | RECEPTION AND MEDICAL CENTER | 1 | RECEPTION AND MEDICAL CENTER | E | 20 | T-O CTRL/AERATION
2634223 | SARDIS BAPTIST CHURCH | 1 |  | E | 20 | T-O CTRL/AERATION
2634224 | FIRST BAPTIST CHURCH / RAIFORD | 1 |  | A |  | NO TRTMT
2634225 | FELLOWSHIP BAPTIST CHURCH | 1 | WTP | B | 02 | DISINFECT/HYPOCHLORIN
2634226 | JOHNSTOWN BAPTIST CHURCH | 1 |  | A |  | NO TRTMT
2634227 | BEAMER'S | 1 |  | B | 02 | DISINFECT/HYPOCHLORIN
2634228 | OLD PROVIDENCE BAPTIST CHURCH | 1 |  | A |  | NO TRTMT
2634229 | PROVIDENCE VILLAGE BAPTIST CH | 1 |  | A |  | NO TRTMT
2634230 | NEW RIVER METHODIST CHURCH | 1 |  | A |  | NO TRTMT
2634231 | HARMONY FREE WILL BAPTIST CH | 1 |  | A |  | NO TRTMT
2634232 | CJCLDS-UNION COUNTY | 1 | CHURCH OF LATTER DAY SAINTS | B | 02 | DISINFECT/HYPOCHLORIN
2634232 | CJCLDS-UNION COUNTY | 1 | CHURCH OF LATTER DAY SAINTS | H | 29 | SOFTENING/CARTRIDGE FILTR
2634233 | UNION JUVENILE RESIDENTIAL FACILITY | 1 | UNION JUVENILE | B | 02 | DISINFECT/HYPOCHLORIN
2634235 | VILLAGE GRILL (POP POP'S PIZZA BOX) | 1 | KDJ'S CAGE WTP | B | 02 | DISINFECT/HYPOCHLORIN
2634236 | DOLLAR GENERAL-RAIFORD (#12716) | 1 | WTP | B | 02 | DISINFECT/HYPOCHLORIN
2634237 | DOLLAR GENERAL-WORTHINGTON SPRGS(#12840) | 1 | WTP | B | 02 | DISINFECT/HYPOCHLORIN
3050023 | ALLEN'S BAY SERVICE | 1 |  | B | 02 | DISINFECT/HYPOCHLORIN
3050031 | NEW ENGLAND EATERY AND PUB | 1 | NEW ENGLAND EATERY & PUB | E | 20 | T-O CTRL/AERATION
3050031 | NEW ENGLAND EATERY AND PUB | 1 | NEW ENGLAND EATERY & PUB | B | 02 | DISINFECT/HYPOCHLORIN
3050057 | BAREFOOT BAY | 1 | BAREFOOT BAY | C | 12 | PART-RMVL/SEDIMENTATION
3050057 | BAREFOOT BAY | 1 | BAREFOOT BAY | D | 19 | CORR-CTRL/PH ADJUSTMENT
3050057 | BAREFOOT BAY | 1 | BAREFOOT BAY | C | 14 | PART-RMVL/RAPID SAND FIL
3050057 | BAREFOOT BAY | 1 | BAREFOOT BAY | B | 04 | DISINFECT/CHLORAMINES
3050057 | BAREFOOT BAY | 1 | BAREFOOT BAY | H | 24 | SOFTENING/LIME-SODA
3050057 | BAREFOOT BAY | 1 | BAREFOOT BAY | C | 11 | PART-RMVL/FLOCCULATION
3050057 | BAREFOOT BAY | 1 | BAREFOOT BAY | C | 10 | PART-RMVL/COAGULATION
3050086 | BIG OAK MOBILE HOME PARK | 1 |  | B | 02 | DISINFECT/HYPOCHLORIN
3050088 | BILL'S BAR AND GROCERY | 1 |  | B | 02 | DISINFECT/HYPOCHLORIN
3050108 | BREEZEWAY TRAILER PARK | 1 | BREEZEWAY TRAILER PARK | B | 02 | DISINFECT/HYPOCHLORIN
3050108 | BREEZEWAY TRAILER PARK | 1 | BREEZEWAY TRAILER PARK | E | 20 | T-O CTRL/AERATION
3050123 | BUCKHORN LOUNGE | 1 |  | B | 02 | DISINFECT/HYPOCHLORIN
3050131 | CAMELOT RV PARK INC | 2 | CAMELOT RO PLANT | D | 19 | CORR-CTRL/PH ADJUSTMENT
3050131 | CAMELOT RV PARK INC | 2 | CAMELOT RO PLANT | B | 02 | DISINFECT/HYPOCHLORIN
3050131 | CAMELOT RV PARK INC | 2 | CAMELOT RO PLANT | H | 38 | SOFTENING/NANOFILTRATION
3050131 | CAMELOT RV PARK INC | 2 | CAMELOT RO PLANT | E | 20 | T-O CTRL/AERATION
3050131 | CAMELOT RV PARK INC | 2 | CAMELOT RO PLANT | Z | 18 | OTHER/SEQUESTATION
3050131 | CAMELOT RV PARK INC | 2 | CAMELOT RO PLANT | C | 29 | PART-RMVL/CARTRIDGE FILTR
3050134 | CAMP HOLLY | 1 | CAMP HOLLY | B | 02 | DISINFECT/HYPOCHLORIN
3050157 | CASA LOMA MOBILE HOME PARK | 1 |  | B | 02 | DISINFECT/HYPOCHLORIN
3050218 | TROPICAL LOUNGE | 1 |  | B | 02 | DISINFECT/HYPOCHLORIN
3050223 | COCOA, CITY OF | 1 | CLAUDE H. DYAL WATER PLANT | C | 12 | PART-RMVL/SEDIMENTATION
3050223 | COCOA, CITY OF | 1 | CLAUDE H. DYAL WATER PLANT | H | 24 | SOFTENING/LIME-SODA
3050223 | COCOA, CITY OF | 1 | CLAUDE H. DYAL WATER PLANT | Z | 27 | OTHER/FLUORIDATION
3050223 | COCOA, CITY OF | 1 | CLAUDE H. DYAL WATER PLANT | C | 14 | PART-RMVL/RAPID SAND FIL
3050223 | COCOA, CITY OF | 1 | CLAUDE H. DYAL WATER PLANT | E | 20 | T-O CTRL/AERATION
3050223 | COCOA, CITY OF | 2 | COCOA SFC WATER PLANT | C | 12 | PART-RMVL/SEDIMENTATION
3050223 | COCOA, CITY OF | 2 | COCOA SFC WATER PLANT | Z | 19 | OTHER/PH ADJUSTMENT
3050223 | COCOA, CITY OF | 1 | CLAUDE H. DYAL WATER PLANT | Z | 19 | OTHER/PH ADJUSTMENT
3050223 | COCOA, CITY OF | 1 | CLAUDE H. DYAL WATER PLANT | B | 02 | DISINFECT/HYPOCHLORIN
3050223 | COCOA, CITY OF | 2 | COCOA SFC WATER PLANT | B | 01 | DISINFECT/GASEOUS CHLORIN
3050223 | COCOA, CITY OF | 2 | COCOA SFC WATER PLANT | B | 04 | DISINFECT/CHLORAMINES
3050223 | COCOA, CITY OF | 2 | COCOA SFC WATER PLANT | C | 14 | PART-RMVL/RAPID SAND FIL
3050223 | COCOA, CITY OF | 2 | COCOA SFC WATER PLANT | Z | 27 | OTHER/FLUORIDATION
3050223 | COCOA, CITY OF | 2 | COCOA SFC WATER PLANT | B | 05 | DISINFECT/OZONATION
3050223 | COCOA, CITY OF | 2 | COCOA SFC WATER PLANT | C | 09 | PART-RMVL/RAPID MIX
3050223 | COCOA, CITY OF | 2 | COCOA SFC WATER PLANT | C | 10 | PART-RMVL/COAGULATION
3050223 | COCOA, CITY OF | 2 | COCOA SFC WATER PLANT | C | 11 | PART-RMVL/FLOCCULATION
3050223 | COCOA, CITY OF | 1 | CLAUDE H. DYAL WATER PLANT | B | 04 | DISINFECT/CHLORAMINES
3050223 | COCOA, CITY OF | 1 | CLAUDE H. DYAL WATER PLANT | C | 10 | PART-RMVL/COAGULATION
3050223 | COCOA, CITY OF | 1 | CLAUDE H. DYAL WATER PLANT | C | 11 | PART-RMVL/FLOCCULATION
3050242 | NEW HAVEN MOBILE HOME PARK | 1 |  | B | 02 | DISINFECT/HYPOCHLORIN
3050341 | ENCHANTED LAKES ESTATES | 1 | ENCHANTED LAKES ESTATES | F | 23 | ORGN-RMVL/GAC ADDITION
3050341 | ENCHANTED LAKES ESTATES | 1 | ENCHANTED LAKES ESTATES | B | 04 | DISINFECT/CHLORAMINES
3050347 | EVERGREEN TRAILER PARK | 1 |  | B | 02 | DISINFECT/HYPOCHLORIN
3050441 | PORT ST. JOHN C/O G.D.U. | 1 |  | B | 01 | DISINFECT/GASEOUS CHLORIN
3050442 | PALM BAY, CITY OF | 1 | LIME SOFTENING PLANT | F | 28 | ORGN-RMVL/PACKED TWR-AERA
3050442 | PALM BAY, CITY OF | 1 | LIME SOFTENING PLANT | H | 24 | SOFTENING/LIME-SODA
3050442 | PALM BAY, CITY OF | 4 | ASR WELL | B | 02 | DISINFECT/HYPOCHLORIN
3050442 | PALM BAY, CITY OF | 1 | LIME SOFTENING PLANT | B | 04 | DISINFECT/CHLORAMINES
3050442 | PALM BAY, CITY OF | 2 | R.O. PLANT | B | 04 | DISINFECT/CHLORAMINES
3050442 | PALM BAY, CITY OF | 2 | R.O. PLANT | K | 26 | DESALINAT/REVERSE OSMOSIS
3050442 | PALM BAY, CITY OF | 2 | R.O. PLANT | E | 28 | T-O CTRL/PACKED TWR-AERA
3050442 | PALM BAY, CITY OF | 2 | R.O. PLANT | Z | 18 | OTHER/SEQUESTATION
3050442 | PALM BAY, CITY OF | 1 | LIME SOFTENING PLANT | Z | 27 | OTHER/FLUORIDATION
3050442 | PALM BAY, CITY OF | 3 | SOUTH REGIONAL R.O. WTP | C | 29 | PART-RMVL/CARTRIDGE FILTR
3050442 | PALM BAY, CITY OF | 3 | SOUTH REGIONAL R.O. WTP | Z | 18 | OTHER/SEQUESTATION
3050442 | PALM BAY, CITY OF | 3 | SOUTH REGIONAL R.O. WTP | Z | 19 | OTHER/PH ADJUSTMENT
3050442 | PALM BAY, CITY OF | 3 | SOUTH REGIONAL R.O. WTP | K | 26 | DESALINAT/REVERSE OSMOSIS
3050442 | PALM BAY, CITY OF | 3 | SOUTH REGIONAL R.O. WTP | D | 19 | CORR-CTRL/PH ADJUSTMENT
3050442 | PALM BAY, CITY OF | 3 | SOUTH REGIONAL R.O. WTP | D | 36 | CORR-CTRL/CORROSION INHIB
3050442 | PALM BAY, CITY OF | 3 | SOUTH REGIONAL R.O. WTP | E | 28 | T-O CTRL/PACKED TWR-AERA
3050442 | PALM BAY, CITY OF | 3 | SOUTH REGIONAL R.O. WTP | B | 02 | DISINFECT/HYPOCHLORIN
3050442 | PALM BAY, CITY OF | 3 | SOUTH REGIONAL R.O. WTP | B | 04 | DISINFECT/CHLORAMINES
3050442 | PALM BAY, CITY OF | 3 | SOUTH REGIONAL R.O. WTP | Z | 27 | OTHER/FLUORIDATION
3050442 | PALM BAY, CITY OF | 2 | R.O. PLANT | Z | 27 | OTHER/FLUORIDATION
3050442 | PALM BAY, CITY OF | 2 | R.O. PLANT | C | 29 | PART-RMVL/CARTRIDGE FILTR
3050442 | PALM BAY, CITY OF | 1 | LIME SOFTENING PLANT | C | 14 | PART-RMVL/RAPID SAND FIL
3050442 | PALM BAY, CITY OF | 1 | LIME SOFTENING PLANT | B | 02 | DISINFECT/HYPOCHLORIN
3050442 | PALM BAY, CITY OF | 1 | LIME SOFTENING PLANT | Z | 19 | OTHER/PH ADJUSTMENT
3050442 | PALM BAY, CITY OF | 1 | LIME SOFTENING PLANT | H | 10 | SOFTENING/COAGULATION
3050442 | PALM BAY, CITY OF | 1 | LIME SOFTENING PLANT | H | 12 | SOFTENING/SEDIMENTATION
3050442 | PALM BAY, CITY OF | 1 | LIME SOFTENING PLANT | D | 18 | CORR-CTRL/SEQUESTATION
3050442 | PALM BAY, CITY OF | 2 | R.O. PLANT | Z | 19 | OTHER/PH ADJUSTMENT
3050499 | HAROLD'S PLACE | 1 |  | B | 02 | DISINFECT/HYPOCHLORIN
3050522 | HIBISCUS MOBILE HAVEN | 1 |  | B | 02 | DISINFECT/HYPOCHLORIN
3050525 | RIVER VIEW R.V PARK | 1 | US-1 EAU GALLIE | B | 02 | DISINFECT/HYPOCHLORIN
3050579 | HURRY-KANE INN | 1 |  | B | 02 | DISINFECT/HYPOCHLORIN
3050582 | I-95 NORTH BOUND REST AREA | 1 | I-95 NORTH BOUND REST AREA | B | 01 | DISINFECT/GASEOUS CHLORIN
3050583 | I-95 SOUTH BOUND REST AREA | 1 | I-95 SOUTH BOUND REST AREA | B | 02 | DISINFECT/HYPOCHLORIN
3050596 | INDIAN RIVER SHORES MHP | 1 | INDIAN RIVER SHORES MHP | B | 04 | DISINFECT/CHLORAMINES
3050596 | INDIAN RIVER SHORES MHP | 1 | INDIAN RIVER SHORES MHP | G | 18 | IRON RMVL/SEQUESTATION
3050596 | INDIAN RIVER SHORES MHP | 1 | INDIAN RIVER SHORES MHP | F | 23 | ORGN-RMVL/GAC ADDITION
3050596 | INDIAN RIVER SHORES MHP | 1 | INDIAN RIVER SHORES MHP | F | 13 | ORGN-RMVL/SLOW SAND FILTR
3050596 | INDIAN RIVER SHORES MHP | 1 | INDIAN RIVER SHORES MHP | C | 12 | PART-RMVL/SEDIMENTATION
3050597 | INDIAN RIVER TRAILER PARK | 1 | U | B | 02 | DISINFECT/HYPOCHLORIN
3050609 | J-BABY'S CASTLE | 1 |  | B | 02 | DISINFECT/HYPOCHLORIN
3050626 | JIMS PLACE | 1 |  | B | 02 | DISINFECT/HYPOCHLORIN
3050752 | LIGHTHOUSE LOUNGE | 1 |  | B | 02 | DISINFECT/HYPOCHLORIN
3050773 | LONGPOINT RECREATION PARK (2 WPS) | 1 | LONGPOINT #1 | B | 02 | DISINFECT/HYPOCHLORIN
3050773 | LONGPOINT RECREATION PARK (2 WPS) | 2 | LONGPOINT #2 | B | 02 | DISINFECT/HYPOCHLORIN
3050788 | MAC'S DINER | 1 |  | B | 02 | DISINFECT/HYPOCHLORIN
3050834 | MIMS WATER TREATMENT / NORTH BREVARD CO. | 1 | MIMS | B | 04 | DISINFECT/CHLORAMINES
3050834 | MIMS WATER TREATMENT / NORTH BREVARD CO. | 1 | MIMS | E | 20 | T-O CTRL/AERATION
3050834 | MIMS WATER TREATMENT / NORTH BREVARD CO. | 1 | MIMS | Z | 10 | OTHER/COAGULATION
3050834 | MIMS WATER TREATMENT / NORTH BREVARD CO. | 1 | MIMS | B | 07 | DISINFECT/OTHER DISINFECT
3050834 | MIMS WATER TREATMENT / NORTH BREVARD CO. | 1 | MIMS | B | 02 | DISINFECT/HYPOCHLORIN
3050834 | MIMS WATER TREATMENT / NORTH BREVARD CO. | 1 | MIMS | D | 36 | CORR-CTRL/CORROSION INHIB
3050834 | MIMS WATER TREATMENT / NORTH BREVARD CO. | 1 | MIMS | C | 12 | PART-RMVL/SEDIMENTATION
3050834 | MIMS WATER TREATMENT / NORTH BREVARD CO. | 1 | MIMS | C | 10 | PART-RMVL/COAGULATION
3050834 | MIMS WATER TREATMENT / NORTH BREVARD CO. | 1 | MIMS | D | 19 | CORR-CTRL/PH ADJUSTMENT
3050834 | MIMS WATER TREATMENT / NORTH BREVARD CO. | 1 | MIMS | C | 14 | PART-RMVL/RAPID SAND FIL
3050834 | MIMS WATER TREATMENT / NORTH BREVARD CO. | 1 | MIMS | H | 24 | SOFTENING/LIME-SODA
3050841 | INTERCOASTAL ESTATES | 1 | INTERCOASTAL ESTATES | B | 02 | DISINFECT/HYPOCHLORIN
3050841 | INTERCOASTAL ESTATES | 1 | INTERCOASTAL ESTATES | G | 18 | IRON RMVL/SEQUESTATION
3050872 | SEBASTIAN RIVER MARINA & BOAT YARD | 1 | SEB.RIVER MARINA/BOAT YARD | C | 29 | PART-RMVL/CARTRIDGE FILTR
3050872 | SEBASTIAN RIVER MARINA & BOAT YARD | 1 | SEB.RIVER MARINA/BOAT YARD | B | 02 | DISINFECT/HYPOCHLORIN
3050872 | SEBASTIAN RIVER MARINA & BOAT YARD | 1 | SEB.RIVER MARINA/BOAT YARD | H | 25 | SOFTENING/ION EXCHANGE
3050873 | PINEWOOD VILLAGE MHP | 1 | PINEWOOD VILLAGE | G | 15 | IRON RMVL/PRESS SAND FILT
3050873 | PINEWOOD VILLAGE MHP | 1 | PINEWOOD VILLAGE | B | 04 | DISINFECT/CHLORAMINES
3050873 | PINEWOOD VILLAGE MHP | 1 | PINEWOOD VILLAGE | E | 20 | T-O CTRL/AERATION
3050890 | NORTHGATE MOBILE RANCH | 1 | NORTHGATE MHP | B | 04 | DISINFECT/CHLORAMINES
3050890 | NORTHGATE MOBILE RANCH | 1 | NORTHGATE MHP | D | 36 | CORR-CTRL/CORROSION INHIB
3050890 | NORTHGATE MOBILE RANCH | 1 | NORTHGATE MHP | C | 14 | PART-RMVL/RAPID SAND FIL
3050890 | NORTHGATE MOBILE RANCH | 1 | NORTHGATE MHP | E | 20 | T-O CTRL/AERATION
3050905 | OAK PARK TRAILER COURT, LLC | 1 | OAK PARK TRAILER PARK | B | 02 | DISINFECT/HYPOCHLORIN
3050973 | OZZIE'S CRABHOUSE | 1 | OZZIE'S CRABHOUSE | B | 02 | DISINFECT/HYPOCHLORIN
3050979 | PALM BAY, CITY OF (CONSEC) | 1 | PALM BAY, CITY OF(MELBOURNE) | C | 13 | PART-RMVL/SLOW SAND FILTR
3050985 | PALM SHORES RV PARK | 1 | PALM SHORES RV PARK | E | 25 | T-O CTRL/ION EXCHANGE
3050985 | PALM SHORES RV PARK | 1 | PALM SHORES RV PARK | B | 02 | DISINFECT/HYPOCHLORIN
3050985 | PALM SHORES RV PARK | 1 | PALM SHORES RV PARK | E | 20 | T-O CTRL/AERATION
3050996 | PARKWAY FOR MOBILE HOMES | 1 | U | B | 02 | DISINFECT/HYPOCHLORIN
3050998 | HAWG'S PEN | 1 | HAWG'S PEN WTP | B | 02 | DISINFECT/HYPOCHLORIN
3051005 | CHUCK'S STEAK HOUSE | 1 | PEPPER COVE-FORM.CHUCK'S STEAK | Z | 26 | OTHER/REVERSE OSMOSIS
3051005 | CHUCK'S STEAK HOUSE | 1 | PEPPER COVE-FORM.CHUCK'S STEAK | B | 02 | DISINFECT/HYPOCHLORIN
3051017 | PINE LAKES MOBILE HOME ESTATES | 1 | U | B | 02 | DISINFECT/HYPOCHLORIN
3051068 | RED TOP LOUNGE | 1 |  | B | 02 | DISINFECT/HYPOCHLORIN
3051079 | RIVER GROVE I MHP | 1 | RIVER GROVE I MHP | B | 02 | DISINFECT/HYPOCHLORIN
3051084 | HOTEL CALIFORNIA | 1 | HOTEL CALIFORNIA | B | 02 | DISINFECT/HYPOCHLORIN
3051086 | PELICAN BAY | 1 | PELICAN BAY | F | 23 | ORGN-RMVL/GAC ADDITION
3051086 | PELICAN BAY | 1 | PELICAN BAY | B | 04 | DISINFECT/CHLORAMINES
3051086 | PELICAN BAY | 1 | PELICAN BAY | Z | 25 | OTHER/ION EXCHANGE
3051092 | ROBSON'S MOBILE HOME PARK | 1 |  | B | 02 | DISINFECT/HYPOCHLORIN
3051133 | SEAGULL TAVERN | 1 |  | B | 02 | DISINFECT/HYPOCHLORIN
3051138 | SEBASTIAN INN | 1 |  | B | 02 | DISINFECT/HYPOCHLORIN
3051231 | SOUTHGATE TRAILER PARK | 1 | U | B | 02 | DISINFECT/HYPOCHLORIN
3051303 | SUN MANOR TRAILER PARK | 1 |  | B | 02 | DISINFECT/HYPOCHLORIN
3051311 | SOUTH BREVARD WATER CO-OP | 1 | SOUTH BREVARD WATER CO-OP | Z | 19 | OTHER/PH ADJUSTMENT
3051311 | SOUTH BREVARD WATER CO-OP | 1 | SOUTH BREVARD WATER CO-OP | D | 36 | CORR-CTRL/CORROSION INHIB
3051311 | SOUTH BREVARD WATER CO-OP | 1 | SOUTH BREVARD WATER CO-OP | K | 26 | DESALINAT/REVERSE OSMOSIS
3051311 | SOUTH BREVARD WATER CO-OP | 1 | SOUTH BREVARD WATER CO-OP | Z | 18 | OTHER/SEQUESTATION
3051311 | SOUTH BREVARD WATER CO-OP | 1 | SOUTH BREVARD WATER CO-OP | C | 29 | PART-RMVL/CARTRIDGE FILTR
3051311 | SOUTH BREVARD WATER CO-OP | 1 | SOUTH BREVARD WATER CO-OP | E | 28 | T-O CTRL/PACKED TWR-AERA
3051311 | SOUTH BREVARD WATER CO-OP | 1 | SOUTH BREVARD WATER CO-OP | B | 02 | DISINFECT/HYPOCHLORIN
3051367 | TITUSVILLE, CITY OF | 1 | TITUSVILLE, CITY OF | H | 19 | SOFTENING/PH ADJUSTMENT
3051367 | TITUSVILLE, CITY OF | 1 | TITUSVILLE, CITY OF | C | 10 | PART-RMVL/COAGULATION
3051367 | TITUSVILLE, CITY OF | 1 | TITUSVILLE, CITY OF | C | 11 | PART-RMVL/FLOCCULATION
3051367 | TITUSVILLE, CITY OF | 1 | TITUSVILLE, CITY OF | C | 12 | PART-RMVL/SEDIMENTATION
3051367 | TITUSVILLE, CITY OF | 1 | TITUSVILLE, CITY OF | C | 14 | PART-RMVL/RAPID SAND FIL
3051367 | TITUSVILLE, CITY OF | 1 | TITUSVILLE, CITY OF | B | 02 | DISINFECT/HYPOCHLORIN
3051367 | TITUSVILLE, CITY OF | 1 | TITUSVILLE, CITY OF | Z | 27 | OTHER/FLUORIDATION
3051367 | TITUSVILLE, CITY OF | 1 | TITUSVILLE, CITY OF | H | 24 | SOFTENING/LIME-SODA
3051367 | TITUSVILLE, CITY OF | 1 | TITUSVILLE, CITY OF | B | 04 | DISINFECT/CHLORAMINES
3051447 | MELBOURNE, CITY OF | 1 | MELBOURNE SOUTH PLANT | B | 04 | DISINFECT/CHLORAMINES
3051447 | MELBOURNE, CITY OF | 1 | MELBOURNE SOUTH PLANT | C | 11 | PART-RMVL/FLOCCULATION
3051447 | MELBOURNE, CITY OF | 1 | MELBOURNE SOUTH PLANT | C | 14 | PART-RMVL/RAPID SAND FIL
3051447 | MELBOURNE, CITY OF | 1 | MELBOURNE SOUTH PLANT | Z | 27 | OTHER/FLUORIDATION
3051447 | MELBOURNE, CITY OF | 1 | MELBOURNE SOUTH PLANT | C | 10 | PART-RMVL/COAGULATION
3051447 | MELBOURNE, CITY OF | 1 | MELBOURNE SOUTH PLANT | B | 05 | DISINFECT/OZONATION
3051447 | MELBOURNE, CITY OF | 1 | MELBOURNE SOUTH PLANT | E | 05 | T-O CTRL/OZONATION
3051447 | MELBOURNE, CITY OF | 2 | R.O. TREATMENT PLANT | E | 28 | T-O CTRL/PACKED TWR-AERA
3051447 | MELBOURNE, CITY OF | 2 | R.O. TREATMENT PLANT | K | 26 | DESALINAT/REVERSE OSMOSIS
3051447 | MELBOURNE, CITY OF | 2 | R.O. TREATMENT PLANT | Z | 18 | OTHER/SEQUESTATION
3051447 | MELBOURNE, CITY OF | 2 | R.O. TREATMENT PLANT | Z | 27 | OTHER/FLUORIDATION
3051447 | MELBOURNE, CITY OF | 2 | R.O. TREATMENT PLANT | Z | 19 | OTHER/PH ADJUSTMENT
3051447 | MELBOURNE, CITY OF | 2 | R.O. TREATMENT PLANT | D | 19 | CORR-CTRL/PH ADJUSTMENT
3051447 | MELBOURNE, CITY OF | 1 | MELBOURNE SOUTH PLANT | Z | 19 | OTHER/PH ADJUSTMENT
3051447 | MELBOURNE, CITY OF | 1 | MELBOURNE SOUTH PLANT | C | 12 | PART-RMVL/SEDIMENTATION
3051447 | MELBOURNE, CITY OF | 2 | R.O. TREATMENT PLANT | C | 29 | PART-RMVL/CARTRIDGE FILTR
3051447 | MELBOURNE, CITY OF | 2 | R.O. TREATMENT PLANT | B | 02 | DISINFECT/HYPOCHLORIN
3051447 | MELBOURNE, CITY OF | 1 | MELBOURNE SOUTH PLANT | B | 02 | DISINFECT/HYPOCHLORIN
3051460 | WEST MELBOURNE WTR SYS(CONSEC) | 1 | WEST MELBOURNE CONSECUTIVE | A |  | NO TRTMT
3051461 | WEST MELBOURNE, CITY OF | 1 | WEST MELBOURNE, CITY OF | B | 02 | DISINFECT/HYPOCHLORIN
3051488 | TIKI HAVEN MHP [OCEAN BREEZE] | 1 | TIKI HAVEN MOBILE HOME PARK | B | 02 | DISINFECT/HYPOCHLORIN
3051531 | COVE OF SOUTH BEACHES, THE | 1 | COVE OF SOUTH BEACHES, THE | B | 02 | DISINFECT/HYPOCHLORIN
3051531 | COVE OF SOUTH BEACHES, THE | 1 | COVE OF SOUTH BEACHES, THE | Z | 26 | OTHER/REVERSE OSMOSIS
3051538 | STUCKEY'S PECAN SHOP | 1 | STUCKY'S I95 EXIT 82 WTP | E | 20 | T-O CTRL/AERATION
3051538 | STUCKEY'S PECAN SHOP | 1 | STUCKY'S I95 EXIT 82 WTP | B | 02 | DISINFECT/HYPOCHLORIN
3051539 | STUCKEY'S DAIRY QUEEN | 1 | WAYFARA I95 EXIT 82 WTP | B | 02 | DISINFECT/HYPOCHLORIN
3054015 | SOUTHERN COMFORT MHP | 1 | SOUTHERN COMFORT M.H.P. | B | 04 | DISINFECT/CHLORAMINES
3054016 | HOLIDAY VILLAGE RV PARK | 1 |  | B | 02 | DISINFECT/HYPOCHLORIN
3054017 | SUMMIT COVE (STE.ADELE SOUTH) | 1 | SUMMIT COVE (STE.ADELE SOUTH) | D | 36 | CORR-CTRL/CORROSION INHIB
3054017 | SUMMIT COVE (STE.ADELE SOUTH) | 1 | SUMMIT COVE (STE.ADELE SOUTH) | H | 25 | SOFTENING/ION EXCHANGE
3054017 | SUMMIT COVE (STE.ADELE SOUTH) | 1 | SUMMIT COVE (STE.ADELE SOUTH) | B | 02 | DISINFECT/HYPOCHLORIN
3054024 | JOHN F KENNEDY SPACE CENTER (CONSEC) | 1 | JFK BOOSTER W-1 (N6-1007) | B | 04 | DISINFECT/CHLORAMINES
3054047 | SEBASTIAN INLET STATE PARK, NORTH | 1 | SEBASTIAN INLET "NORTHSIDE" | E | 20 | T-O CTRL/AERATION
3054047 | SEBASTIAN INLET STATE PARK, NORTH | 1 | SEBASTIAN INLET "NORTHSIDE" | B | 02 | DISINFECT/HYPOCHLORIN
3054056 | SNUG HARBOR LAKES & VILLAGES | 1 | SNUG HARBOR VILLAGE | B | 04 | DISINFECT/CHLORAMINES
3054056 | SNUG HARBOR LAKES & VILLAGES | 1 | SNUG HARBOR VILLAGE | G | 15 | IRON RMVL/PRESS SAND FILT
3054057 | RIVER GROVE MOBILE HOME VILLAGE | 1 | RIVER GROVE MOBILE HOME VILLAG | Z | 19 | OTHER/PH ADJUSTMENT
3054057 | RIVER GROVE MOBILE HOME VILLAGE | 1 | RIVER GROVE MOBILE HOME VILLAG | P | 32 | DISINF BY-PROD CONTRO/PEROXIDE
3054057 | RIVER GROVE MOBILE HOME VILLAGE | 1 | RIVER GROVE MOBILE HOME VILLAG | B | 01 | DISINFECT/GASEOUS CHLORIN
3054057 | RIVER GROVE MOBILE HOME VILLAGE | 1 | RIVER GROVE MOBILE HOME VILLAG | E | 20 | T-O CTRL/AERATION
3054057 | RIVER GROVE MOBILE HOME VILLAGE | 1 | RIVER GROVE MOBILE HOME VILLAG | I | 15 | COLOR RML/PRESS SAND FILT
3054058 | LIGHTHOUSE COVE | 1 | LIGHTHOUSE COVE | C | 29 | PART-RMVL/CARTRIDGE FILTR
3054058 | LIGHTHOUSE COVE | 1 | LIGHTHOUSE COVE | G | 07 | IRON RMVL/OTHER DISINFECT
3054058 | LIGHTHOUSE COVE | 1 | LIGHTHOUSE COVE | D | 18 | CORR-CTRL/SEQUESTATION
3054058 | LIGHTHOUSE COVE | 1 | LIGHTHOUSE COVE | E | 20 | T-O CTRL/AERATION
3054058 | LIGHTHOUSE COVE | 1 | LIGHTHOUSE COVE | B | 02 | DISINFECT/HYPOCHLORIN
3054058 | LIGHTHOUSE COVE | 1 | LIGHTHOUSE COVE | D | 19 | CORR-CTRL/PH ADJUSTMENT
3054058 | LIGHTHOUSE COVE | 1 | LIGHTHOUSE COVE | H | 26 | SOFTENING/REVERSE OSMOSIS
3054059 | L3HARRIS TECHNOLOGIES, INC | 1 | HARRIS CORPORATION-MALABAR WTP | C | 29 | PART-RMVL/CARTRIDGE FILTR
3054059 | L3HARRIS TECHNOLOGIES, INC | 1 | HARRIS CORPORATION-MALABAR WTP | B | 02 | DISINFECT/HYPOCHLORIN
3054059 | L3HARRIS TECHNOLOGIES, INC | 1 | HARRIS CORPORATION-MALABAR WTP | Z | 18 | OTHER/SEQUESTATION
3054059 | L3HARRIS TECHNOLOGIES, INC | 1 | HARRIS CORPORATION-MALABAR WTP | H | 26 | SOFTENING/REVERSE OSMOSIS
3054059 | L3HARRIS TECHNOLOGIES, INC | 1 | HARRIS CORPORATION-MALABAR WTP | D | 19 | CORR-CTRL/PH ADJUSTMENT
3054060 | AQUARINA UTILITIES | 1 | AQUARINA R.O. WTP | D | 36 | CORR-CTRL/CORROSION INHIB
3054060 | AQUARINA UTILITIES | 1 | AQUARINA R.O. WTP | B | 02 | DISINFECT/HYPOCHLORIN
3054060 | AQUARINA UTILITIES | 1 | AQUARINA R.O. WTP | K | 26 | DESALINAT/REVERSE OSMOSIS
3054060 | AQUARINA UTILITIES | 1 | AQUARINA R.O. WTP | E | 28 | T-O CTRL/PACKED TWR-AERA
3054060 | AQUARINA UTILITIES | 1 | AQUARINA R.O. WTP | C | 29 | PART-RMVL/CARTRIDGE FILTR
3054061 | COUCH PUMP CO. | 1 | COUCH PUMP CO. | B | 02 | DISINFECT/HYPOCHLORIN
3054062 | SOUTH SHORES UTILITY ASSOCIATION | 1 | SOUTH SHORES UTILITY ASSOC | H | 19 | SOFTENING/PH ADJUSTMENT
3054062 | SOUTH SHORES UTILITY ASSOCIATION | 1 | SOUTH SHORES UTILITY ASSOC | D | 36 | CORR-CTRL/CORROSION INHIB
3054062 | SOUTH SHORES UTILITY ASSOCIATION | 1 | SOUTH SHORES UTILITY ASSOC | H | 26 | SOFTENING/REVERSE OSMOSIS
3054062 | SOUTH SHORES UTILITY ASSOCIATION | 1 | SOUTH SHORES UTILITY ASSOC | C | 29 | PART-RMVL/CARTRIDGE FILTR
3054062 | SOUTH SHORES UTILITY ASSOCIATION | 1 | SOUTH SHORES UTILITY ASSOC | E | 20 | T-O CTRL/AERATION
3054062 | SOUTH SHORES UTILITY ASSOCIATION | 1 | SOUTH SHORES UTILITY ASSOC | Z | 19 | OTHER/PH ADJUSTMENT
3054062 | SOUTH SHORES UTILITY ASSOCIATION | 1 | SOUTH SHORES UTILITY ASSOC | B | 02 | DISINFECT/HYPOCHLORIN
3054062 | SOUTH SHORES UTILITY ASSOCIATION | 1 | SOUTH SHORES UTILITY ASSOC | Z | 18 | OTHER/SEQUESTATION
3054063 | J P PLUMBING | 1 | J P PLUMBING | B | 02 | DISINFECT/HYPOCHLORIN
3054064 | HUNTLEY JIFFY-W ROAD 514 | 1 | HUNTLEY JIFFY-WEST ROAD 514 | B | 02 | DISINFECT/HYPOCHLORIN
3054065 | ZIPPY MART-MALABAR | 1 | ZIPPY MART-MALABAR | B | 02 | DISINFECT/HYPOCHLORIN
3054066 | SEBASTIAN HARBORVIEW MOTEL | 1 | HARBOR VIEW MOTEL | B | 02 | DISINFECT/HYPOCHLORIN
3054066 | SEBASTIAN HARBORVIEW MOTEL | 1 | HARBOR VIEW MOTEL | E | 20 | T-O CTRL/AERATION
3054067 | TEED OFF MINIATURE GOLF | 1 | TEED OFF MINIATURE GOLF | B | 02 | DISINFECT/HYPOCHLORIN
3054068 | CENTRAL FLORIDA TREATMENT CTR | 1 | CENTRAL FLORIDA TREATMENT CTR | B | 02 | DISINFECT/HYPOCHLORIN
3054069 | FIRST FREE WILL BAPTIST CHURCH | 1 | FIRST FREE WILL BAPTIST CHURCH | B | 02 | DISINFECT/HYPOCHLORIN
3054070 | ST. LUKE'S CATHOLIC CHURCH | 1 | ST LUKE'S CATHOLIC CHURCH | B | 02 | DISINFECT/HYPOCHLORIN
3054070 | ST. LUKE'S CATHOLIC CHURCH | 1 | ST LUKE'S CATHOLIC CHURCH | H | 25 | SOFTENING/ION EXCHANGE
3054071 | THE ROCK CHURCH | 1 | FIRST BAPTIST CHURCH | A |  | NO TRTMT
3054074 | KNIGHTS OF COLUMBUS #7408 | 1 | KNIGHTS OF COLUMBUS | B | 02 | DISINFECT/HYPOCHLORIN
3054075 | OUTWARD BOUND DISCOVERY | 1 | OUTWARD BOUND | B | 02 | DISINFECT/HYPOCHLORIN
3054076 | CARRY OUT RESTAURANT | 1 | CARRY OUT RESTAURANT | B | 02 | DISINFECT/HYPOCHLORIN
3054077 | THE LI'L SHACK | 1 | THE LI'L SHACK | B | 02 | DISINFECT/HYPOCHLORIN
3054078 | STEP SAVER #18 | 1 | STEP SAVER #18 | B | 02 | DISINFECT/HYPOCHLORIN
3054079 | BLUE CLAW RESTAURANT | 1 | BLUE CLAW RESTAURANT | B | 02 | DISINFECT/HYPOCHLORIN
3054080 | CAFE COCONUT COVE | 1 | CAFE COCONUT COVE | B | 02 | DISINFECT/HYPOCHLORIN
3054081 | DETABLAN PLAZA | 1 | DETABLAN PLAZA | B | 02 | DISINFECT/HYPOCHLORIN
3054082 | ZIPPY MART-GRANT | 1 | ZIPPY MART-GRANT | B | 02 | DISINFECT/HYPOCHLORIN
3054083 | ALLIS CHALMERS | 1 | ALLIS CHALMERS | B | 02 | DISINFECT/HYPOCHLORIN
3054084 | S BABCOCK ST BAPTIST CHURCH | 1 | S BABCOCK ST BAPTIST CHURCH | B | 02 | DISINFECT/HYPOCHLORIN
3054085 | KUNTRY KIDS DAY CARE CENTER | 1 | KUNTRY KIDS DAY CARE CENTER | B | 02 | DISINFECT/HYPOCHLORIN
3054086 | SUMMIT VIEW GOLF COURSE | 1 | SUMMIT VIEW GOLF COURSE | H | 25 | SOFTENING/ION EXCHANGE
3054086 | SUMMIT VIEW GOLF COURSE | 1 | SUMMIT VIEW GOLF COURSE | B | 02 | DISINFECT/HYPOCHLORIN
3054087 | LITTLE SCHOLARS | 1 | LITTLE SCHOLARS | C | 08 | PART-RMVL/MICROSCREENING
3054087 | LITTLE SCHOLARS | 1 | LITTLE SCHOLARS | B | 02 | DISINFECT/HYPOCHLORIN
3054088 | POLY-CARE'S APOLLO PRESCHOOL#3 | 1 | APOLLO PRE-SCH#3 AKA POLY-CARE | B | 02 | DISINFECT/HYPOCHLORIN
3054089 | CHRIST CATHEDRAL SCHOOL | 1 | BIBLE FELLOWSHIP | A |  | NO TRTMT
3054090 | COUNTRY BEGINNINGS OF PALM BAY | 1 | COUNTRY BEGINNINGS | B | 02 | DISINFECT/HYPOCHLORIN
3054091 | APOLLO PRE-SCHOOL #2 | 1 | APOLLO PRE-SCHOOL #2 | B | 02 | DISINFECT/HYPOCHLORIN
3054092 | BAYSIDE DISCOVERY CENTER INC | 1 | BAYSIDE DISCOVERY CENTER | B | 02 | DISINFECT/HYPOCHLORIN
3054093 | KUNTRY KIDS | 1 | KUNTRY KIDS | B | 02 | DISINFECT/HYPOCHLORIN
3054093 | KUNTRY KIDS | 1 | KUNTRY KIDS | D | 36 | CORR-CTRL/CORROSION INHIB
3054094 | RAINBOW SUNSHINE CHILD CARE CT | 1 | WEE CARE DAY CARE CENTER | H | 25 | SOFTENING/ION EXCHANGE
3054094 | RAINBOW SUNSHINE CHILD CARE CT | 1 | WEE CARE DAY CARE CENTER | B | 02 | DISINFECT/HYPOCHLORIN
3054095 | MAPCO EXPRESS(STEP-SAVER)#6118 | 1 | STEP SAVER/MAPCO EXPRESS #6118 | B | 02 | DISINFECT/HYPOCHLORIN
3054096 | GRANT FOOD MART | 1 | GRANT FOOD MART | B | 02 | DISINFECT/HYPOCHLORIN
3054097 | CAPE SOUTH | 1 | CAPE SOUTH | A |  | NO TRTMT
3054098 | CIRCLE K #2111 | 1 | KANGAROO EXPRESS #2111 | B | 02 | DISINFECT/HYPOCHLORIN
3054098 | CIRCLE K #2111 | 1 | KANGAROO EXPRESS #2111 | H | 25 | SOFTENING/ION EXCHANGE
3054099 | CUMBERLAND FARMS - MICCO | 1 | CUMBERLAND FARMS #9747 | E | 25 | T-O CTRL/ION EXCHANGE
3054099 | CUMBERLAND FARMS - MICCO | 1 | CUMBERLAND FARMS #9747 | B | 02 | DISINFECT/HYPOCHLORIN
3054099 | CUMBERLAND FARMS - MICCO | 1 | CUMBERLAND FARMS #9747 | C | 29 | PART-RMVL/CARTRIDGE FILTR
3054100 | OAKWOOD MANOR(CONSEC.TO MIMS) | 1 | OAKWOOD | A |  | NO TRTMT
3054101 | KINGSWOOD MANOR(CONSEC.TO MIMS | 1 | KINGSWOOD | A |  | NO TRTMT
3054103 | AMERICAN LEGION POST #117 | 1 | PALM BAY AMERICAN LEGION #117 | B | 02 | DISINFECT/HYPOCHLORIN
3054104 | VALIANT AIR COMMAND | 1 | VALIANT AIR COMMAND | B | 02 | DISINFECT/HYPOCHLORIN
3054105 | GLORY BOUND CH OF GOD NEW TEST | 1 | CHURCH OF CHRIST | B | 02 | DISINFECT/HYPOCHLORIN
3054106 | RIVER'S EDGE INN | 1 | RIVER'S EDGE INN | B | 02 | DISINFECT/HYPOCHLORIN
3054106 | RIVER'S EDGE INN | 1 | RIVER'S EDGE INN | H | 25 | SOFTENING/ION EXCHANGE
3054106 | RIVER'S EDGE INN | 1 | RIVER'S EDGE INN | C | 29 | PART-RMVL/CARTRIDGE FILTR
3054107 | HABITAT GOLF COURSE CLUBHOUSE | 1 | HABITAT GOLF COURSE | B | 02 | DISINFECT/HYPOCHLORIN
3054107 | HABITAT GOLF COURSE CLUBHOUSE | 1 | HABITAT GOLF COURSE | E | 20 | T-O CTRL/AERATION
3054108 | PINEDA FOOD & BEV/ZIPPY MART | 1 | ZIPPY MART #515 | B | 20 | DISINFECT/AERATION
3054109 | SUNSHINE FOOD MART #41 | 1 | SUNSHINE FOOD MART #41) | B | 02 | DISINFECT/HYPOCHLORIN
3054109 | SUNSHINE FOOD MART #41 | 1 | SUNSHINE FOOD MART #41) | E | 29 | T-O CTRL/CARTRIDGE FILTR
3054110 | SUNSHINE FOOD MART #81 | 1 | SUNSHINE FOOD MART #81 | B | 02 | DISINFECT/HYPOCHLORIN
3054111 | SUNSHINE FOOD MART#44/CITGO OF MALABAR | 1 | SUNSHINE FOOD MART 44/CITGO | B | 02 | DISINFECT/HYPOCHLORIN
3054112 | BOTTOM'S UP RESTAURANT | 1 | BOTTOM'S UP | B | 02 | DISINFECT/HYPOCHLORIN
3054113 | PINEDA GOLF AND PANTRY | 1 | PINEDA GOLF AND PANTRY | B | 02 | DISINFECT/HYPOCHLORIN
3054114 | CHRIST UNITED METHODIST CHURCH | 1 | CHRIST UNITED METHODIST CHURCH | B | 02 | DISINFECT/HYPOCHLORIN
3054115 | OUC INDIAN RIVER PLANT | 1 | OUC INDIAN RIVER PLANT | B | 04 | DISINFECT/CHLORAMINES
3054115 | OUC INDIAN RIVER PLANT | 1 | OUC INDIAN RIVER PLANT | C | 09 | PART-RMVL/RAPID MIX
3054115 | OUC INDIAN RIVER PLANT | 1 | OUC INDIAN RIVER PLANT | C | 10 | PART-RMVL/COAGULATION
3054115 | OUC INDIAN RIVER PLANT | 1 | OUC INDIAN RIVER PLANT | C | 11 | PART-RMVL/FLOCCULATION
3054115 | OUC INDIAN RIVER PLANT | 1 | OUC INDIAN RIVER PLANT | C | 14 | PART-RMVL/RAPID SAND FIL
3054115 | OUC INDIAN RIVER PLANT | 1 | OUC INDIAN RIVER PLANT | H | 24 | SOFTENING/LIME-SODA
3054115 | OUC INDIAN RIVER PLANT | 1 | OUC INDIAN RIVER PLANT | B | 02 | DISINFECT/HYPOCHLORIN
3054115 | OUC INDIAN RIVER PLANT | 1 | OUC INDIAN RIVER PLANT | C | 12 | PART-RMVL/SEDIMENTATION
3054115 | OUC INDIAN RIVER PLANT | 1 | OUC INDIAN RIVER PLANT | H | 19 | SOFTENING/PH ADJUSTMENT
3054116 | STEPPING STONES ACADEMY | 1 | STEPPING STONES | B | 02 | DISINFECT/HYPOCHLORIN
3054117 | FRATERNAL ORDER OF ORIOLES #272 | 1 | FRATERNAL ORDER OF ORIOLES | B | 02 | DISINFECT/HYPOCHLORIN
3054118 | DON'S RIVERSIDE RESTAURANT | 1 | KZ'S II RIVERS INN | B | 02 | DISINFECT/HYPOCHLORIN
3054119 | CIRCLE K #2005 | 1 | CIRCLE K #2005 | B | 02 | DISINFECT/HYPOCHLORIN
3054119 | CIRCLE K #2005 | 1 | CIRCLE K #2005 | E | 25 | T-O CTRL/ION EXCHANGE
3054120 | OUR LADY OF GRACE CHURCH | 1 | OUR LADY OF GRACE CHURCH | B | 02 | DISINFECT/HYPOCHLORIN
3054121 | SEA DUNES RESORT | 1 | SEA DUNES RESORT | B | 02 | DISINFECT/HYPOCHLORIN
3054122 | SOUTH BREVARD GYMNASTICS | 1 | EVARD GYMNASTICS | A |  | NO TRTMT
3054123 | PALM BAY HEAD START | 1 | PALM BAY HEAD START | B | 02 | DISINFECT/HYPOCHLORIN
3054123 | PALM BAY HEAD START | 1 | PALM BAY HEAD START | F | 23 | ORGN-RMVL/GAC ADDITION
3054124 | GIZMO'S REEF DOCKSIDE RESTAURA | 1 | GIZMO'S RESTAURANT | B | 02 | DISINFECT/HYPOCHLORIN
3054125 | RIVERHOUSE TAVERN | 1 | RIVERHOUSE TAVERN WTP | B | 02 | DISINFECT/HYPOCHLORIN
3054126 | MOOSE LODGE # 1767 | 1 | MOOSE LODGE # 1767 | B | 02 | DISINFECT/HYPOCHLORIN
3054126 | MOOSE LODGE # 1767 | 1 | MOOSE LODGE # 1767 | E | 20 | T-O CTRL/AERATION
3054127 | SUMMIT PLAZA | 1 | SUMMIT PLAZA | B | 02 | DISINFECT/HYPOCHLORIN
3054127 | SUMMIT PLAZA | 1 | SUMMIT PLAZA | E | 20 | T-O CTRL/AERATION
3054128 | PATRICK AIR FORCE BASE(CONSEC) | 1 | PATRICK AIR FORCE BASE | B | 04 | DISINFECT/CHLORAMINES
3054128 | PATRICK AIR FORCE BASE(CONSEC) | 1 | PATRICK AIR FORCE BASE | B | 01 | DISINFECT/GASEOUS CHLORIN
3054129 | BOMBARDIER CORP. | 1 | BOMBARDIER WTP | B | 02 | DISINFECT/HYPOCHLORIN
3054129 | BOMBARDIER CORP. | 1 | BOMBARDIER WTP | D | 36 | CORR-CTRL/CORROSION INHIB
3054130 | INDIAN RIVER LAGOON EAGLES #4527 | 2 | BOATHOUSE PUB | B | 02 | DISINFECT/HYPOCHLORIN
3054130 | INDIAN RIVER LAGOON EAGLES #4527 | 2 | BOATHOUSE PUB | H | 25 | SOFTENING/ION EXCHANGE
3054131 | SHARPE BROS. GROCERY | 1 | SHARPE BROS. GROCERY | A |  | NO TRTMT
3054132 | VICTORIO'S RESTAURANT | 1 | VICTORIO'S RESTAURANT | B | 02 | DISINFECT/HYPOCHLORIN
3054133 | "THE FISH HOUSE" | 1 | "THE FISH HOUSE" | B | 02 | DISINFECT/HYPOCHLORIN
3054134 | MALABAR MO'S | 1 | MALABAR MO'S | B | 02 | DISINFECT/HYPOCHLORIN
3054136 | MIM'S SOUTHERN BBQ | 1 | LOUIS'S BAR-B-Q | B | 02 | DISINFECT/HYPOCHLORIN
3054137 | TEXACO MART #638 | 1 | TEXACO MART #638 | B | 02 | DISINFECT/HYPOCHLORIN
3054138 | OUR PLACE SALOON | 1 | OUR PLACE SALOON | B | 02 | DISINFECT/HYPOCHLORIN
3054139 | NEVINS FRUIT CO, INC | 1 | NEVINS FRUIT CO, INC | A |  | NO TRTMT
3054140 | CAPE CANAVERAL AFS (CONSEC) | 1 | CCAFS PUMP STATION #2 | B | 04 | DISINFECT/CHLORAMINES
3054140 | CAPE CANAVERAL AFS (CONSEC) | 2 | CCAFS PUMP STATION #6 | B | 04 | DISINFECT/CHLORAMINES
3054140 | CAPE CANAVERAL AFS (CONSEC) | 3 | PUMP STATION #3 | B | 02 | DISINFECT/HYPOCHLORIN
3054140 | CAPE CANAVERAL AFS (CONSEC) | 3 | PUMP STATION #3 | B | 04 | DISINFECT/CHLORAMINES
3054140 | CAPE CANAVERAL AFS (CONSEC) | 2 | CCAFS PUMP STATION #6 | B | 02 | DISINFECT/HYPOCHLORIN
3054141 | VALKARIA DIS. TACKLE & MARINE | 1 | LITTLE PECKERS SUB SHOP | A |  | NO TRTMT
3054143 | HONEYSUCKLE RESTAURANT | 1 | HONEYSUCKLE | B | 02 | DISINFECT/HYPOCHLORIN
3054144 | RJ'S PUB | 1 | RJ'S PUB | B | 02 | DISINFECT/HYPOCHLORIN
3054145 | OCEAN SHORE MOTEL | 1 | OCEAN SHORE MOTEL WTP | A |  | NO TRTMT
3054146 | WINGATE RESERVE SUBDIVISION | 1 | WINGATE RESERVE SUBDIVISION | B | 02 | DISINFECT/HYPOCHLORIN
3054146 | WINGATE RESERVE SUBDIVISION | 1 | WINGATE RESERVE SUBDIVISION | C | 29 | PART-RMVL/CARTRIDGE FILTR
3054146 | WINGATE RESERVE SUBDIVISION | 1 | WINGATE RESERVE SUBDIVISION | D | 19 | CORR-CTRL/PH ADJUSTMENT
3054146 | WINGATE RESERVE SUBDIVISION | 1 | WINGATE RESERVE SUBDIVISION | E | 20 | T-O CTRL/AERATION
3054146 | WINGATE RESERVE SUBDIVISION | 1 | WINGATE RESERVE SUBDIVISION | H | 26 | SOFTENING/REVERSE OSMOSIS
3054147 | TASTE OF CUBA | 1 | TASTE OF CUBA(AKA SOMERSET CAF | B | 02 | DISINFECT/HYPOCHLORIN
3054148 | WATERMARK GRILL | 1 | WATERMARK GRILL | B | 02 | DISINFECT/HYPOCHLORIN
3054148 | WATERMARK GRILL | 1 | WATERMARK GRILL | C | 29 | PART-RMVL/CARTRIDGE FILTR
3054148 | WATERMARK GRILL | 1 | WATERMARK GRILL | E | 25 | T-O CTRL/ION EXCHANGE
3054149 | DATA MANAGEMENT ASSOCIATES | 1 | DATA MANAGEMENT ASSOCIATES | B | 02 | DISINFECT/HYPOCHLORIN
3054149 | DATA MANAGEMENT ASSOCIATES | 1 | DATA MANAGEMENT ASSOCIATES | B | 25 | DISINFECT/ION EXCHANGE
3054149 | DATA MANAGEMENT ASSOCIATES | 1 | DATA MANAGEMENT ASSOCIATES | F | 23 | ORGN-RMVL/GAC ADDITION
3054150 | MALABAR,TOWN OF(CONSEC.) | 1 | TOWN OF MALABAR | A |  | NO TRTMT
3054151 | TEMPORARY LIVING CENTER | 1 | BROKEN GLASS,INC AKA TEMPORARY | B | 02 | DISINFECT/HYPOCHLORIN
3054151 | TEMPORARY LIVING CENTER | 1 | BROKEN GLASS,INC AKA TEMPORARY | E | 20 | T-O CTRL/AERATION
3054151 | TEMPORARY LIVING CENTER | 1 | BROKEN GLASS,INC AKA TEMPORARY | H | 25 | SOFTENING/ION EXCHANGE
3054152 | MICCO RIDGE CENTER | 1 | MICCO RIDGE WTP | B | 02 | DISINFECT/HYPOCHLORIN
3054152 | MICCO RIDGE CENTER | 1 | MICCO RIDGE WTP | H | 25 | SOFTENING/ION EXCHANGE
3054153 | MR K FOOD STORE | 1 | MR. K FOOD STORE WTP | B | 02 | DISINFECT/HYPOCHLORIN
3054153 | MR K FOOD STORE | 1 | MR. K FOOD STORE WTP | E | 25 | T-O CTRL/ION EXCHANGE
3054154 | PALM BAY RD/I-95 SHELL STATION | 1 | PALM BAY RD/I-95 SHELL WTP | B | 02 | DISINFECT/HYPOCHLORIN
3054155 | SUNRISE VILLAGE MHP | 1 | SUNRISE VILLAGE CONS TO COCOA | A |  | NO TRTMT
3054156 | INDIAN RIVER LAGOON EAGLES #4527 | 1 | INDIAN RIVER LAGOON EAGLES | B | 02 | DISINFECT/HYPOCHLORIN
3054156 | INDIAN RIVER LAGOON EAGLES #4527 | 1 | INDIAN RIVER LAGOON EAGLES | E | 20 | T-O CTRL/AERATION
3054157 | CRYSTAL LAKE RV PARK | 1 | CRYSTAL LAKE RV PARK | B | 02 | DISINFECT/HYPOCHLORIN
3054159 | NEW HOPE SANCTUARY | 1 | NEW HOPE SANCTUARY WTP | B | 04 | DISINFECT/CHLORAMINES
3054160 | MAX K RODES PARK WTPS | 1 | KINGERY BLDG WATER SYSTEM | A |  | NO TRTMT
3054160 | MAX K RODES PARK WTPS | 2 | COMMUNITY CENTER WATER SYSTEM | A |  | NO TRTMT
3054161 | FILL-IN-STATION | 1 | FILL-IN-STATION WTP | B | 02 | DISINFECT/HYPOCHLORIN
3054161 | FILL-IN-STATION | 1 | FILL-IN-STATION WTP | Z | 23 | OTHER/GAC ADDITION
3054162 | SURFCASTER'S MOTEL & DEANGELO'S | 1 | SURFCASTER WTP | B | 02 | DISINFECT/HYPOCHLORIN
3054162 | SURFCASTER'S MOTEL & DEANGELO'S | 1 | SURFCASTER WTP | E | 20 | T-O CTRL/AERATION
3054163 | FIRST BAPTIST CHURCH OF AURANTIA | 1 | 1ST BAPTIST CHURCH OF AURANTIA | B | 02 | DISINFECT/HYPOCHLORIN
3054163 | FIRST BAPTIST CHURCH OF AURANTIA | 1 | 1ST BAPTIST CHURCH OF AURANTIA | H | 25 | SOFTENING/ION EXCHANGE
3054164 | ORBIT RV PARK INC | 1 | ORBIT CAMP SITE | B | 02 | DISINFECT/HYPOCHLORIN
3054164 | ORBIT RV PARK INC | 1 | ORBIT CAMP SITE | E | 20 | T-O CTRL/AERATION
3054165 | SMOKIN ICE HOUSE | 1 | SMOKIN ICE HOUSE | B | 02 | DISINFECT/HYPOCHLORIN
3054165 | SMOKIN ICE HOUSE | 1 | SMOKIN ICE HOUSE | E | 20 | T-O CTRL/AERATION
3054166 | SOUTH MAINLAND COMMUNITY CTR | 1 | SOUTH MAINLAND COMM. CENTER | B | 02 | DISINFECT/HYPOCHLORIN
3054166 | SOUTH MAINLAND COMMUNITY CTR | 1 | SOUTH MAINLAND COMM. CENTER | H | 25 | SOFTENING/ION EXCHANGE
3054166 | SOUTH MAINLAND COMMUNITY CTR | 1 | SOUTH MAINLAND COMM. CENTER | I | 25 | COLOR RML/ION EXCHANGE
3054167 | FLORIDA CITRUS CENTER #90 | 1 | SAME | B | 02 | DISINFECT/HYPOCHLORIN
3054168 | MARINA CAFE | 1 | MARINA CAFE | B | 02 | DISINFECT/HYPOCHLORIN
3054168 | MARINA CAFE | 1 | MARINA CAFE | E | 20 | T-O CTRL/AERATION
3054168 | MARINA CAFE | 1 | MARINA CAFE | H | 25 | SOFTENING/ION EXCHANGE
3054169 | PALM BAY CONGR. OF JEHOVAH'S WITNESSES | 1 | PALM BAY CONGREGATION OF JEHOV | B | 02 | DISINFECT/HYPOCHLORIN
3054170 | SAN SEBASTIAN WOODS | 1 | SAN SEBASTIAN WOODS | E | 20 | T-O CTRL/AERATION
3054170 | SAN SEBASTIAN WOODS | 1 | SAN SEBASTIAN WOODS | C | 29 | PART-RMVL/CARTRIDGE FILTR
3054170 | SAN SEBASTIAN WOODS | 1 | SAN SEBASTIAN WOODS | D | 36 | CORR-CTRL/CORROSION INHIB
3054170 | SAN SEBASTIAN WOODS | 1 | SAN SEBASTIAN WOODS | B | 04 | DISINFECT/CHLORAMINES
3054170 | SAN SEBASTIAN WOODS | 1 | SAN SEBASTIAN WOODS | B | 02 | DISINFECT/HYPOCHLORIN
3054171 | LONG POINT BAIT AND TACKLE | 1 | LONG POINT BAIT AND TACKLE | B | 02 | DISINFECT/HYPOCHLORIN
3054171 | LONG POINT BAIT AND TACKLE | 1 | LONG POINT BAIT AND TACKLE | E | 20 | T-O CTRL/AERATION
3054172 | PALM BAY ESTATES MHP (CONSEC.) | 1 | PALM BAY ESTATES MHP | A |  | NO TRTMT
3054174 | OUTRIGGERS BAR & GRILL | 1 | OUTRIGGERS | H | 25 | SOFTENING/ION EXCHANGE
3054174 | OUTRIGGERS BAR & GRILL | 1 | OUTRIGGERS | B | 02 | DISINFECT/HYPOCHLORIN
3054178 | LOUGHMAN LAKE LODGE | 1 | LOUGHMAN LAKE LODGE | B | 02 | DISINFECT/HYPOCHLORIN
3054178 | LOUGHMAN LAKE LODGE | 1 | LOUGHMAN LAKE LODGE | K | 26 | DESALINAT/REVERSE OSMOSIS
3054178 | LOUGHMAN LAKE LODGE | 1 | LOUGHMAN LAKE LODGE | C | 15 | PART-RMVL/PRESS SAND FILT
3054178 | LOUGHMAN LAKE LODGE | 1 | LOUGHMAN LAKE LODGE | C | 12 | PART-RMVL/SEDIMENTATION
3054178 | LOUGHMAN LAKE LODGE | 1 | LOUGHMAN LAKE LODGE | D | 19 | CORR-CTRL/PH ADJUSTMENT
3054178 | LOUGHMAN LAKE LODGE | 1 | LOUGHMAN LAKE LODGE | Z | 18 | OTHER/SEQUESTATION
3054178 | LOUGHMAN LAKE LODGE | 1 | LOUGHMAN LAKE LODGE | C | 29 | PART-RMVL/CARTRIDGE FILTR
3054179 | MICCO PARK | 1 | MICCO PARK | B | 02 | DISINFECT/HYPOCHLORIN
3054179 | MICCO PARK | 1 | MICCO PARK | E | 20 | T-O CTRL/AERATION
3054179 | MICCO PARK | 1 | MICCO PARK | H | 25 | SOFTENING/ION EXCHANGE
3054180 | GRANT CONVENIENCE STORE | 1 | GRANT CONVENIENCE STORE | H | 25 | SOFTENING/ION EXCHANGE
3054180 | GRANT CONVENIENCE STORE | 1 | GRANT CONVENIENCE STORE | B | 02 | DISINFECT/HYPOCHLORIN
3054180 | GRANT CONVENIENCE STORE | 1 | GRANT CONVENIENCE STORE | E | 20 | T-O CTRL/AERATION
3054181 | ST. SEBASTIAN RIVER PRESERVE VISITOR CTR | 1 | PLANT #1 | B | 02 | DISINFECT/HYPOCHLORIN
3054181 | ST. SEBASTIAN RIVER PRESERVE VISITOR CTR | 1 | PLANT #1 | E | 23 | T-O CTRL/GAC ADDITION
3054181 | ST. SEBASTIAN RIVER PRESERVE VISITOR CTR | 1 | PLANT #1 | H | 25 | SOFTENING/ION EXCHANGE
3054183 | BARRIER ISLAND ECOSYSTEM CENTER | 1 | BARRIER ISLAND ECOSYSTEM CTR | B | 02 | DISINFECT/HYPOCHLORIN
3054183 | BARRIER ISLAND ECOSYSTEM CENTER | 1 | BARRIER ISLAND ECOSYSTEM CTR | E | 20 | T-O CTRL/AERATION
3054183 | BARRIER ISLAND ECOSYSTEM CENTER | 1 | BARRIER ISLAND ECOSYSTEM CTR | C | 29 | PART-RMVL/CARTRIDGE FILTR
3054184 | LIARS PUB FKA TROPICAL SPOT TIKI BAR | 1 | PLANT 1 | B | 02 | DISINFECT/HYPOCHLORIN
3054185 | THE OLD FISH HOUSE | 1 | TREASURE COAST MARINA/THE OLD | B | 02 | DISINFECT/HYPOCHLORIN
3054186 | GRANT STATION RESTAURANT & STORE | 1 | GRANT STATION RESTAURANT & STO | B | 02 | DISINFECT/HYPOCHLORIN
3054186 | GRANT STATION RESTAURANT & STORE | 1 | GRANT STATION RESTAURANT & STO | I | 29 | COLOR RML/CARTRIDGE FILTR
3054189 | DOLLAR GENERAL MIMS | 1 | DOLLAR GENERAL MIMS | B | 02 | DISINFECT/HYPOCHLORIN
3054190 | VALKARIA AIRPORT TERMINAL | 1 | VALKARIA AIRPORT TEMINAL WTP | B | 02 | DISINFECT/HYPOCHLORIN
3054190 | VALKARIA AIRPORT TERMINAL | 1 | VALKARIA AIRPORT TEMINAL WTP | F | 25 | ORGN-RMVL/ION EXCHANGE
3054190 | VALKARIA AIRPORT TERMINAL | 1 | VALKARIA AIRPORT TEMINAL WTP | C | 29 | PART-RMVL/CARTRIDGE FILTR
3054191 | INDIAN RIVER INN | 1 | WATER TREATMENT PLANT | B | 02 | DISINFECT/HYPOCHLORIN
3054191 | INDIAN RIVER INN | 1 | WATER TREATMENT PLANT | B | 20 | DISINFECT/AERATION
3054191 | INDIAN RIVER INN | 1 | WATER TREATMENT PLANT | B | 25 | DISINFECT/ION EXCHANGE
3054191 | INDIAN RIVER INN | 1 | WATER TREATMENT PLANT | E | 23 | T-O CTRL/GAC ADDITION
3310110 | IRCU/BREEZY VILLAGE MHP & SD | 1 | BREEZY VILLAGE MHP & SD | B | 02 | DISINFECT/HYPOCHLORIN
3310110 | IRCU/BREEZY VILLAGE MHP & SD | 1 | BREEZY VILLAGE MHP & SD | B | 20 | DISINFECT/AERATION
3310198 | CITRUS ELEMENTARY SCHOOL | 1 | CITRUS ELEMENTARY SCHOOL | B | 02 | DISINFECT/HYPOCHLORIN
3310206 | VERO BEACH, CITY OF | 1 | VERO BEACH LIME SOFTENING WTP | B | 04 | DISINFECT/CHLORAMINES
3310206 | VERO BEACH, CITY OF | 2 | VERO BEACH 3.3MGD R.O. WTP | C | 29 | PART-RMVL/CARTRIDGE FILTR
3310206 | VERO BEACH, CITY OF | 1 | VERO BEACH LIME SOFTENING WTP | H | 24 | SOFTENING/LIME-SODA
3310206 | VERO BEACH, CITY OF | 1 | VERO BEACH LIME SOFTENING WTP | Z | 27 | OTHER/FLUORIDATION
3310206 | VERO BEACH, CITY OF | 2 | VERO BEACH 3.3MGD R.O. WTP | D | 19 | CORR-CTRL/PH ADJUSTMENT
3310206 | VERO BEACH, CITY OF | 2 | VERO BEACH 3.3MGD R.O. WTP | E | 20 | T-O CTRL/AERATION
3310206 | VERO BEACH, CITY OF | 1 | VERO BEACH LIME SOFTENING WTP | C | 14 | PART-RMVL/RAPID SAND FIL
3310206 | VERO BEACH, CITY OF | 2 | VERO BEACH 3.3MGD R.O. WTP | Z | 18 | OTHER/SEQUESTATION
3310206 | VERO BEACH, CITY OF | 2 | VERO BEACH 3.3MGD R.O. WTP | B | 01 | DISINFECT/GASEOUS CHLORIN
3310206 | VERO BEACH, CITY OF | 2 | VERO BEACH 3.3MGD R.O. WTP | H | 26 | SOFTENING/REVERSE OSMOSIS
3310206 | VERO BEACH, CITY OF | 1 | VERO BEACH LIME SOFTENING WTP | B | 01 | DISINFECT/GASEOUS CHLORIN
3310206 | VERO BEACH, CITY OF | 1 | VERO BEACH LIME SOFTENING WTP | C | 10 | PART-RMVL/COAGULATION
3310206 | VERO BEACH, CITY OF | 1 | VERO BEACH LIME SOFTENING WTP | C | 11 | PART-RMVL/FLOCCULATION
3310206 | VERO BEACH, CITY OF | 1 | VERO BEACH LIME SOFTENING WTP | C | 12 | PART-RMVL/SEDIMENTATION
3310206 | VERO BEACH, CITY OF | 1 | VERO BEACH LIME SOFTENING WTP | F | 28 | ORGN-RMVL/PACKED TWR-AERA
3310206 | VERO BEACH, CITY OF | 1 | VERO BEACH LIME SOFTENING WTP | H | 19 | SOFTENING/PH ADJUSTMENT
3310206 | VERO BEACH, CITY OF | 2 | VERO BEACH 3.3MGD R.O. WTP | B | 04 | DISINFECT/CHLORAMINES
3310221 | COACHLAND COURT MHP | 1 | COACHLAND COURT MHP | E | 20 | T-O CTRL/AERATION
3310221 | COACHLAND COURT MHP | 1 | COACHLAND COURT MHP | B | 02 | DISINFECT/HYPOCHLORIN
3310274 | DAYS INN | 1 |  | B | 02 | DISINFECT/HYPOCHLORIN
3310300 | DONALD MACDONALD'S PARK | 1 | DONALD MACDONALD'S PARK | B | 02 | DISINFECT/HYPOCHLORIN
3310305 | DOUGLAS ELEMENTARY SCHOOL | 1 |  | B | 02 | DISINFECT/HYPOCHLORIN
3310334 | EL CAPITAN MOBILE HOME PARK | 1 | EL CAPITAN MOBILE HOME PARK | B | 02 | DISINFECT/HYPOCHLORIN
3310358 | FAT BOYS BAR B-Q | 1 |  | B | 02 | DISINFECT/HYPOCHLORIN
3310363 | SUN-AG MHP | 1 | SUN-AG MHP | B | 01 | DISINFECT/GASEOUS CHLORIN
3310363 | SUN-AG MHP | 1 | SUN-AG MHP | E | 20 | T-O CTRL/AERATION
3310364 | SUN-AG PACKING HOUSE | 1 | FELLSMERE PACKING HOUSE | B | 02 | DISINFECT/HYPOCHLORIN
3310364 | SUN-AG PACKING HOUSE | 1 | FELLSMERE PACKING HOUSE | E | 20 | T-O CTRL/AERATION
3310365 | FELLSMERE TRAILER PARK | 1 |  | B | 02 | DISINFECT/HYPOCHLORIN
3310371 | FERNDALE LODGE | 1 |  | B | 02 | DISINFECT/HYPOCHLORIN
3310376 | FINA STATION | 1 | FINA STATION | B | 02 | DISINFECT/HYPOCHLORIN
3310402 | FLORIDA MEDICAL ENTOMOLOGY LAB | 1 | FLA. MEDICAL ENTOMOLOGICAL LAB | A |  | NO TRTMT
3310477 | GULF SERVICE STATION | 1 |  | B | 02 | DISINFECT/HYPOCHLORIN
3310514 | HERITAGE VILLAGE MHP | 1 | HERITAGE VILLAGE MHP | B | 02 | DISINFECT/HYPOCHLORIN
3310543 | IRCU/HOBART LANDING S/D | 1 | HOBART LANDING S/D | C | 15 | PART-RMVL/PRESS SAND FILT
3310543 | IRCU/HOBART LANDING S/D | 1 | HOBART LANDING S/D | E | 20 | T-O CTRL/AERATION
3310543 | IRCU/HOBART LANDING S/D | 1 | HOBART LANDING S/D | B | 01 | DISINFECT/GASEOUS CHLORIN
3310552 | HOLIDAY INN WEST | 1 |  | B | 02 | DISINFECT/HYPOCHLORIN
3310554 | HOLIDAY VILLAGE | 1 | U | B | 02 | DISINFECT/HYPOCHLORIN
3310561 | D J'S RESTAURANT | 1 | D J'S RESTAURANT | B | 02 | DISINFECT/HYPOCHLORIN
3310562 | NO NAME BAR (AKA MORGAN HORSE) | 1 | MORGAN HORSE LOUNGE | B | 02 | DISINFECT/HYPOCHLORIN
3310565 | HORNES | 1 |  | B | 02 | DISINFECT/HYPOCHLORIN
3310593 | IND RIVER CO CORRECTIONAL INST | 1 | INDIAN R.CO.CORR. | Z | 19 | OTHER/PH ADJUSTMENT
3310593 | IND RIVER CO CORRECTIONAL INST | 1 | INDIAN R.CO.CORR. | K | 26 | DESALINAT/REVERSE OSMOSIS
3310593 | IND RIVER CO CORRECTIONAL INST | 1 | INDIAN R.CO.CORR. | B | 01 | DISINFECT/GASEOUS CHLORIN
3310593 | IND RIVER CO CORRECTIONAL INST | 1 | INDIAN R.CO.CORR. | C | 08 | PART-RMVL/MICROSCREENING
3310593 | IND RIVER CO CORRECTIONAL INST | 1 | INDIAN R.CO.CORR. | E | 20 | T-O CTRL/AERATION
3310593 | IND RIVER CO CORRECTIONAL INST | 1 | INDIAN R.CO.CORR. | Z | 18 | OTHER/SEQUESTATION
3310594 | INDIAN RIVER CO. UTIL.NORTH | 1 | VERO BEACH | B | 01 | DISINFECT/GASEOUS CHLORIN
3310607 | IXORA PARK SD | 1 |  | B | 02 | DISINFECT/HYPOCHLORIN
3310629 | PELICAN'S LANDING | 1 | PELICAN'S LANDING | B | 02 | DISINFECT/HYPOCHLORIN
3310629 | PELICAN'S LANDING | 1 | PELICAN'S LANDING | E | 20 | T-O CTRL/AERATION
3310653 | CRAB COVE | 1 | CRAB COVE | B | 02 | DISINFECT/HYPOCHLORIN
3310653 | CRAB COVE | 1 | CRAB COVE | H | 25 | SOFTENING/ION EXCHANGE
3310661 | KIWANIS HOBART PK(INDIAN R CO) | 1 | KIWANIS HOBART PARK | B | 02 | DISINFECT/HYPOCHLORIN
3310731 | NEW HORIZONS MHP | 1 | NEW HORIZONS MHP | B | 02 | DISINFECT/HYPOCHLORIN
3310737 | LAURELWOOD SUBDIVISION | 1 |  | B | 02 | DISINFECT/HYPOCHLORIN
3310751 | LIFE FOR YOUTH RANCH | 1 | LIFE FOR YOUTH RANCH | B | 02 | DISINFECT/HYPOCHLORIN
3310789 | MAGGIE RUNYON MOBILE HOME PARK | 1 |  | B | 02 | DISINFECT/HYPOCHLORIN
3310802 | MAMA MIA'S KITCHEN | 1 | MAMA MIA'S KITCHEN | B | 02 | DISINFECT/HYPOCHLORIN
3310817 | MCKEE JUNGLE GARDENS CAMPSITES | 1 |  | B | 02 | DISINFECT/HYPOCHLORIN
3310821 | MECCA CONVALESCENT HOME | 1 |  | B | 02 | DISINFECT/HYPOCHLORIN
3310827 | INDIAN RIVER CO. UTIL.SOUTH | 1 | ROCKRIDGE | B | 01 | DISINFECT/GASEOUS CHLORIN
3310982 | PALM PARADISE MOBILE HOME PARK | 1 | PALM PARADISE MOBILE HOME PARK | B | 02 | DISINFECT/HYPOCHLORIN
3310982 | PALM PARADISE MOBILE HOME PARK | 1 | PALM PARADISE MOBILE HOME PARK | E | 20 | T-O CTRL/AERATION
3310989 | VERO BEACH KAMP | 1 | VERO BEACH KAMP | B | 02 | DISINFECT/HYPOCHLORIN
3310995 | PARKS MOBILE HOME COURT | 1 | PARKS MOBILE HOME PARK | B | 02 | DISINFECT/HYPOCHLORIN
3311004 | PENNWOOD MOTOR LODGE | 1 | PENNWOOD MOTOR LODGE WTP | B | 02 | DISINFECT/HYPOCHLORIN
3311004 | PENNWOOD MOTOR LODGE | 1 | PENNWOOD MOTOR LODGE WTP | E | 20 | T-O CTRL/AERATION
3311058 | RANCHLAND MOBILE HOME PARK | 1 | RANCHLAND MOBILE HOME PARK | B | 02 | DISINFECT/HYPOCHLORIN
3311064 | CARLANA PARK | 1 |  | B | 02 | DISINFECT/HYPOCHLORIN
3311085 | RIVERVIEW MOBILE HOME PARK-SEB | 1 | RIVERVIEW TRAILER PARK-SEB | B | 02 | DISINFECT/HYPOCHLORIN
3311116 | SANDRIFT MOTEL | 1 |  | B | 02 | DISINFECT/HYPOCHLORIN
3311135 | SEBASTIAN CITY HALL | 1 | SEBASTIAN CITY HALL WTP | D | 36 | CORR-CTRL/CORROSION INHIB
3311135 | SEBASTIAN CITY HALL | 1 | SEBASTIAN CITY HALL WTP | B | 02 | DISINFECT/HYPOCHLORIN
3311136 | SEBASTIAN HIGHLANDS S/D | 1 | SEBASTIAN HIGHLANDS S/D | B | 01 | DISINFECT/GASEOUS CHLORIN
3311136 | SEBASTIAN HIGHLANDS S/D | 1 | SEBASTIAN HIGHLANDS S/D | C | 14 | PART-RMVL/RAPID SAND FIL
3311136 | SEBASTIAN HIGHLANDS S/D | 1 | SEBASTIAN HIGHLANDS S/D | E | 20 | T-O CTRL/AERATION
3311136 | SEBASTIAN HIGHLANDS S/D | 1 | SEBASTIAN HIGHLANDS S/D | H | 24 | SOFTENING/LIME-SODA
3311137 | SEBASTIAN INLET STATE PARK SOUTH | 1 | SEBASTIAN INLET SOUTHSIDE | E | 20 | T-O CTRL/AERATION
3311137 | SEBASTIAN INLET STATE PARK SOUTH | 1 | SEBASTIAN INLET SOUTHSIDE | B | 02 | DISINFECT/HYPOCHLORIN
3311139 | SEBASTIAN RIVER MEDICAL CENTER | 1 | SEBASTIAN HOSPITAL | B | 01 | DISINFECT/GASEOUS CHLORIN
3311139 | SEBASTIAN RIVER MEDICAL CENTER | 1 | SEBASTIAN HOSPITAL | E | 20 | T-O CTRL/AERATION
3311140 | SEBASTIAN TRAILER PARK | 1 | SEBASTIAN TRAILER PARK | B | 02 | DISINFECT/HYPOCHLORIN
3311140 | SEBASTIAN TRAILER PARK | 1 | SEBASTIAN TRAILER PARK | E | 20 | T-O CTRL/AERATION
3311156 | SHADY REST MOBILE HOME PARK | 1 | SHADY REST MHP | B | 01 | DISINFECT/GASEOUS CHLORIN
3311167 | SHILOH YOUTH RANCH | 1 | SHILOH YOUTH RANCH | B | 02 | DISINFECT/HYPOCHLORIN
3311167 | SHILOH YOUTH RANCH | 1 | SHILOH YOUTH RANCH | C | 29 | PART-RMVL/CARTRIDGE FILTR
3311244 | SPORTSMAN LODGE & MARINA | 1 |  | B | 02 | DISINFECT/HYPOCHLORIN
3311244 | SPORTSMAN LODGE & MARINA | 1 |  | E | 20 | T-O CTRL/AERATION
3311258 | SQUIRE VILLAGE MHP | 1 | SQUIRE VILLAGE | B | 01 | DISINFECT/GASEOUS CHLORIN
3311265 | CHEVRON SERVICE STATION | 1 |  | B | 02 | DISINFECT/HYPOCHLORIN
3311279 | STEIL SERVICE STATION | 1 | STEIL SERVICE STATION | B | 02 | DISINFECT/HYPOCHLORIN
3311330 | TANGLEWOOD VILLAGE MHP | 1 |  | B | 02 | DISINFECT/HYPOCHLORIN
3311332 | TASTY FREEZ RESTAURANT | 1 |  | B | 02 | DISINFECT/HYPOCHLORIN
3311337 | TEXACO CARWASH WEST | 1 | TEXACO CARWASH WEST | B | 02 | DISINFECT/HYPOCHLORIN
3311351 | THE LEMON TREE | 1 |  | B | 02 | DISINFECT/HYPOCHLORIN
3311396 | TWI LITE MHP | 1 |  | B | 02 | DISINFECT/HYPOCHLORIN
3311397 | LAKEWOOD VILLAGE MHP | 1 | LAKEWOOD VILLAGE MHP | B | 01 | DISINFECT/GASEOUS CHLORIN
3311397 | LAKEWOOD VILLAGE MHP | 1 | LAKEWOOD VILLAGE MHP | B | 02 | DISINFECT/HYPOCHLORIN
3311403 | COURTESY HOUSE TRUCK PLAZA | 1 | SR 60 @ I-95 | B | 02 | DISINFECT/HYPOCHLORIN
3311427 | VERO BEACH HIGHLANDS C/O GAC | 1 |  | B | 01 | DISINFECT/GASEOUS CHLORIN
3311429 | VI'S SURF & TURF RESTAURANT | 1 |  | B | 02 | DISINFECT/HYPOCHLORIN
3311432 | VILLAGE GREEN EAST | 1 | VILLAGE GREEN EAST | E | 20 | T-O CTRL/AERATION
3311432 | VILLAGE GREEN EAST | 1 | VILLAGE GREEN EAST | Z | 12 | OTHER/SEDIMENTATION
3311432 | VILLAGE GREEN EAST | 1 | VILLAGE GREEN EAST | D | 19 | CORR-CTRL/PH ADJUSTMENT
3311432 | VILLAGE GREEN EAST | 1 | VILLAGE GREEN EAST | Z | 26 | OTHER/REVERSE OSMOSIS
3311432 | VILLAGE GREEN EAST | 1 | VILLAGE GREEN EAST | B | 01 | DISINFECT/GASEOUS CHLORIN
3311432 | VILLAGE GREEN EAST | 1 | VILLAGE GREEN EAST | D | 18 | CORR-CTRL/SEQUESTATION
3311436 | VISTA ROYALE WATER PLANT | 1 | VISTA ROYALE | B | 02 | DISINFECT/HYPOCHLORIN
3311441 | WABASSO SCHOOL FOR EXCEPTIONAL | 1 |  | B | 02 | DISINFECT/HYPOCHLORIN
3311441 | WABASSO SCHOOL FOR EXCEPTIONAL | 1 |  | G | 18 | IRON RMVL/SEQUESTATION
3311442 | ROYAL OAKS MHP | 1 | ROYAL OAKS MHP | B | 02 | DISINFECT/HYPOCHLORIN
3311446 | WASHINGTON SHOPPING PLAZA | 1 | WASHINGTON SHOPPING PLAZA | B | 02 | DISINFECT/HYPOCHLORIN
3311468 | WHISPERING PALMS MHP | 1 | WHISPERING PALMS #1 (NORTH) | B | 01 | DISINFECT/GASEOUS CHLORIN
3311468 | WHISPERING PALMS MHP | 2 | WHISPERING PALMS TOO #2(SOUTH) | B | 01 | DISINFECT/GASEOUS CHLORIN
3311469 | ASPEN-WHISPERING PALMS TOO MHP | 1 | SEBASTIAN | B | 02 | DISINFECT/HYPOCHLORIN
3311479 | WINTER BEACH HEAD START SCHOOL | 1 | WINTER BEACH HEAD START SCHOOL | B | 02 | DISINFECT/HYPOCHLORIN
3311486 | WOODLAWN MANOR MOBILE HOME PK | 1 |  | B | 02 | DISINFECT/HYPOCHLORIN
3311508 | IRCU/RIVERS EDGE | 1 | RIVERS EDGE | B | 01 | DISINFECT/GASEOUS CHLORIN
3311508 | IRCU/RIVERS EDGE | 1 | RIVERS EDGE | C | 08 | PART-RMVL/MICROSCREENING
3311508 | IRCU/RIVERS EDGE | 1 | RIVERS EDGE | D | 19 | CORR-CTRL/PH ADJUSTMENT
3311508 | IRCU/RIVERS EDGE | 1 | RIVERS EDGE | Z | 26 | OTHER/REVERSE OSMOSIS
3311508 | IRCU/RIVERS EDGE | 1 | RIVERS EDGE | E | 28 | T-O CTRL/PACKED TWR-AERA
3311521 | FRIARS DONUTS | 1 | CHINESE SIAM EXPRESS | B | 02 | DISINFECT/HYPOCHLORIN
3311522 | SEBASTIAN RIVER MIDDLE JR H S | 1 | SEBASTIAN RIVER MIDDLE JR H.S. | B | 02 | DISINFECT/HYPOCHLORIN
3311533 | ROSELAND SHOPPING CENTER | 1 | US 1/ROSELAND | B | 01 | DISINFECT/GASEOUS CHLORIN
3311557 | SANDRIFT MOTEL | 1 | SANDRIFT MOTEL WTP | E | 20 | T-O CTRL/AERATION
3311557 | SANDRIFT MOTEL | 1 | SANDRIFT MOTEL WTP | B | 02 | DISINFECT/HYPOCHLORIN
3311580 | INLET TRAILER PARK | 1 | SEBASTIAN | B | 02 | DISINFECT/HYPOCHLORIN
3311590 | INDIAN RIVER CO/BENT PINE | 1 | WINTER BEACH | B | 02 | DISINFECT/HYPOCHLORIN
3314007 | OYSTER POINTE/OYSTER BAY RESORT | 1 | OYSTER POINT/OYSTER BAY WTP | B | 01 | DISINFECT/GASEOUS CHLORIN
3314008 | TRADE WINDS SKATING CENTER | 1 | SKATETOWN U.S.A. | B | 02 | DISINFECT/HYPOCHLORIN
3314037 | FELLSMERE ELEMENTARY SCHOOL | 1 | FELLSMERE ELEMENTARY SCHOOL | B | 01 | DISINFECT/GASEOUS CHLORIN
3314040 | HERCULES INCORPORATED | 1 |  | B | 02 | DISINFECT/HYPOCHLORIN
3314051 | SEBASTIAN GOLF COURSE | 1 | SEBASTIAN GOLF COURSE WTP | B | 01 | DISINFECT/GASEOUS CHLORIN
3314052 | INDIAN RIVER COUNTY UTILITIES (2 WTPS) | 1 | SOUTH COUNTY R.O. | E | 28 | T-O CTRL/PACKED TWR-AERA
3314052 | INDIAN RIVER COUNTY UTILITIES (2 WTPS) | 2 | NORTH HOBART RO | Z | 27 | OTHER/FLUORIDATION
3314052 | INDIAN RIVER COUNTY UTILITIES (2 WTPS) | 2 | NORTH HOBART RO | B | 02 | DISINFECT/HYPOCHLORIN
3314052 | INDIAN RIVER COUNTY UTILITIES (2 WTPS) | 1 | SOUTH COUNTY R.O. | C | 29 | PART-RMVL/CARTRIDGE FILTR
3314052 | INDIAN RIVER COUNTY UTILITIES (2 WTPS) | 2 | NORTH HOBART RO | C | 29 | PART-RMVL/CARTRIDGE FILTR
3314052 | INDIAN RIVER COUNTY UTILITIES (2 WTPS) | 1 | SOUTH COUNTY R.O. | D | 18 | CORR-CTRL/SEQUESTATION
3314052 | INDIAN RIVER COUNTY UTILITIES (2 WTPS) | 1 | SOUTH COUNTY R.O. | D | 19 | CORR-CTRL/PH ADJUSTMENT
3314052 | INDIAN RIVER COUNTY UTILITIES (2 WTPS) | 1 | SOUTH COUNTY R.O. | H | 26 | SOFTENING/REVERSE OSMOSIS
3314052 | INDIAN RIVER COUNTY UTILITIES (2 WTPS) | 1 | SOUTH COUNTY R.O. | Z | 18 | OTHER/SEQUESTATION
3314052 | INDIAN RIVER COUNTY UTILITIES (2 WTPS) | 1 | SOUTH COUNTY R.O. | Z | 27 | OTHER/FLUORIDATION
3314052 | INDIAN RIVER COUNTY UTILITIES (2 WTPS) | 2 | NORTH HOBART RO | D | 18 | CORR-CTRL/SEQUESTATION
3314052 | INDIAN RIVER COUNTY UTILITIES (2 WTPS) | 2 | NORTH HOBART RO | D | 19 | CORR-CTRL/PH ADJUSTMENT
3314052 | INDIAN RIVER COUNTY UTILITIES (2 WTPS) | 2 | NORTH HOBART RO | E | 28 | T-O CTRL/PACKED TWR-AERA
3314052 | INDIAN RIVER COUNTY UTILITIES (2 WTPS) | 2 | NORTH HOBART RO | H | 26 | SOFTENING/REVERSE OSMOSIS
3314052 | INDIAN RIVER COUNTY UTILITIES (2 WTPS) | 2 | NORTH HOBART RO | Z | 18 | OTHER/SEQUESTATION
3314052 | INDIAN RIVER COUNTY UTILITIES (2 WTPS) | 1 | SOUTH COUNTY R.O. | B | 02 | DISINFECT/HYPOCHLORIN
3314053 | WAYFARA RESTAURANT | 1 | WAYFARA RESTAURANT | B | 02 | DISINFECT/HYPOCHLORIN
3314053 | WAYFARA RESTAURANT | 1 | WAYFARA RESTAURANT | H | 25 | SOFTENING/ION EXCHANGE
3314053 | WAYFARA RESTAURANT | 1 | WAYFARA RESTAURANT | E | 20 | T-O CTRL/AERATION
3314055 | COUNTRYSIDE NORTH MHP | 1 | COUNTRYSIDE NORTH MHP | B | 02 | DISINFECT/HYPOCHLORIN
3314055 | COUNTRYSIDE NORTH MHP | 1 | COUNTRYSIDE NORTH MHP | K | 26 | DESALINAT/REVERSE OSMOSIS
3314055 | COUNTRYSIDE NORTH MHP | 1 | COUNTRYSIDE NORTH MHP | Z | 12 | OTHER/SEDIMENTATION
3314055 | COUNTRYSIDE NORTH MHP | 1 | COUNTRYSIDE NORTH MHP | D | 19 | CORR-CTRL/PH ADJUSTMENT
3314055 | COUNTRYSIDE NORTH MHP | 1 | COUNTRYSIDE NORTH MHP | E | 20 | T-O CTRL/AERATION
3314055 | COUNTRYSIDE NORTH MHP | 1 | COUNTRYSIDE NORTH MHP | D | 18 | CORR-CTRL/SEQUESTATION
3314056 | BAYTREE R/O WATER PLANT | 1 | BAYTREE R/O WATER PLANT | B | 02 | DISINFECT/HYPOCHLORIN
3314056 | BAYTREE R/O WATER PLANT | 1 | BAYTREE R/O WATER PLANT | Z | 26 | OTHER/REVERSE OSMOSIS
3314056 | BAYTREE R/O WATER PLANT | 1 | BAYTREE R/O WATER PLANT | E | 20 | T-O CTRL/AERATION
3314056 | BAYTREE R/O WATER PLANT | 1 | BAYTREE R/O WATER PLANT | D | 18 | CORR-CTRL/SEQUESTATION
3314057 | IRCU/NORTH BEACH PLANT | 1 | NORTH BEACH R.O.PLANT | B | 01 | DISINFECT/GASEOUS CHLORIN
3314057 | IRCU/NORTH BEACH PLANT | 1 | NORTH BEACH R.O.PLANT | C | 29 | PART-RMVL/CARTRIDGE FILTR
3314057 | IRCU/NORTH BEACH PLANT | 1 | NORTH BEACH R.O.PLANT | D | 19 | CORR-CTRL/PH ADJUSTMENT
3314057 | IRCU/NORTH BEACH PLANT | 1 | NORTH BEACH R.O.PLANT | Z | 19 | OTHER/PH ADJUSTMENT
3314057 | IRCU/NORTH BEACH PLANT | 1 | NORTH BEACH R.O.PLANT | H | 18 | SOFTENING/SEQUESTATION
3314057 | IRCU/NORTH BEACH PLANT | 1 | NORTH BEACH R.O.PLANT | K | 26 | DESALINAT/REVERSE OSMOSIS
3314057 | IRCU/NORTH BEACH PLANT | 1 | NORTH BEACH R.O.PLANT | E | 28 | T-O CTRL/PACKED TWR-AERA
3314058 | HERON CAY | 1 | HERON CAY | B | 01 | DISINFECT/GASEOUS CHLORIN
3314059 | BAY STREET MEDICAL CENTER | 1 | BAY STREET [MEDICAL] CENTER | E | 20 | T-O CTRL/AERATION
3314059 | BAY STREET MEDICAL CENTER | 1 | BAY STREET [MEDICAL] CENTER | B | 02 | DISINFECT/HYPOCHLORIN
3314060 | IRCU/PELICAN POINTE | 1 | PELICAN POINTE | B | 01 | DISINFECT/GASEOUS CHLORIN
3314060 | IRCU/PELICAN POINTE | 1 | PELICAN POINTE | C | 08 | PART-RMVL/MICROSCREENING
3314060 | IRCU/PELICAN POINTE | 1 | PELICAN POINTE | Z | 26 | OTHER/REVERSE OSMOSIS
3314060 | IRCU/PELICAN POINTE | 1 | PELICAN POINTE | E | 20 | T-O CTRL/AERATION
3314060 | IRCU/PELICAN POINTE | 1 | PELICAN POINTE | D | 19 | CORR-CTRL/PH ADJUSTMENT
3314061 | MARSH ISLAND R.O. W.T.P. | 1 | MARSH ISLAND R.O. W.T.P. | B | 02 | DISINFECT/HYPOCHLORIN
3314061 | MARSH ISLAND R.O. W.T.P. | 1 | MARSH ISLAND R.O. W.T.P. | C | 26 | PART-RMVL/REVERSE OSMOSIS
3314061 | MARSH ISLAND R.O. W.T.P. | 1 | MARSH ISLAND R.O. W.T.P. | Z | 26 | OTHER/REVERSE OSMOSIS
3314061 | MARSH ISLAND R.O. W.T.P. | 1 | MARSH ISLAND R.O. W.T.P. | E | 20 | T-O CTRL/AERATION
3314061 | MARSH ISLAND R.O. W.T.P. | 1 | MARSH ISLAND R.O. W.T.P. | D | 18 | CORR-CTRL/SEQUESTATION
3314062 | GUISEPPE'S PIZZA #2 | 1 | GUISEPPE'S PIZZA #2 | B | 02 | DISINFECT/HYPOCHLORIN
3314063 | ROYAL'S TRAILER PARK | 1 | ROYAL'S T/P, HAROLD & BEA | B | 02 | DISINFECT/HYPOCHLORIN
3314064 | BETHEL FOOD MARKET | 1 | BETHEL FOOD MARKET | B | 02 | DISINFECT/HYPOCHLORIN
3314065 | CALVARY BAPTIST CHURCH | 1 | CALVERY BAPTIST CHURCH | A |  | NO TRTMT
3314066 | CALVARY TEMPLE ASSEMBLY OF GOD | 1 | CALVERY TEMPLE ASSEMBLY OF GOD | B | 02 | DISINFECT/HYPOCHLORIN
3314067 | CHURCH OF CHRIST HOLINESS | 1 | CHURCH OF CHRIST HOLINESS | B | 02 | DISINFECT/HYPOCHLORIN
3314069 | CHURCH OF THE NAZARENE | 1 | CHURCH OF THE NAZARENE | B | 02 | DISINFECT/HYPOCHLORIN
3314070 | CHARLIE'S BAR-B-QUE | 1 | CHARLIE'S BAR-B-QUE | B | 02 | DISINFECT/HYPOCHLORIN
3314071 | CARL'S PLACE | 1 | CARL'S PLACE | B | 02 | DISINFECT/HYPOCHLORIN
3314075 | CUMBERLAND FARMS #9529 | 1 | CUMBERLAND FARMS #9529 | H | 25 | SOFTENING/ION EXCHANGE
3314075 | CUMBERLAND FARMS #9529 | 1 | CUMBERLAND FARMS #9529 | B | 02 | DISINFECT/HYPOCHLORIN
3314077 | EARL'S HIDEAWAY BAR&RESTAURANT | 1 | EARL'S HIDEWAY BAR & RESTAUR'T | B | 02 | DISINFECT/HYPOCHLORIN
3314078 | FAITH BAPTIST CHURCH | 1 | FAITH BAPTIST CHURCH | B | 02 | DISINFECT/HYPOCHLORIN
3314079 | FIRST BAPTIST CHURCH / WABASSO | 1 | FIRST BAPTIST CHURCH / WABASSO | B | 02 | DISINFECT/HYPOCHLORIN
3314080 | RYANWOOD FELLOWSHIP | 1 | FIRST FREE WILL BAPTIST CHURCH | B | 02 | DISINFECT/HYPOCHLORIN
3314081 | FIRST BAPTIST CHURCH | 1 | FIRST BAPTIST CHURCH | B | 02 | DISINFECT/HYPOCHLORIN
3314082 | FIRST BAPTIST CH./WINTER BEACH | 1 | FIRST BAPTIST CH./WINTER BEACH | A |  | NO TRTMT
3314083 | TRUTH TABERNACLE CHURCH | 1 | TRUTH TABERNACLE CHURCH | A |  | NO TRTMT
3314084 | FIRST UNION OF IRC/VERO BEACH | 1 | FIRST UNION OF IRC/VERO BCH. | B | 02 | DISINFECT/HYPOCHLORIN
3314085 | FIRST UNION OF IRC/SEBASTIAN | 1 | FIRST UNION OF IRC/SEBASTIAN | B | 02 | DISINFECT/HYPOCHLORIN
3314086 | FIRST UNION OF IRC/VERO I-95 | 1 | FIRST UNION OF IRC/VERO BCH. | B | 02 | DISINFECT/HYPOCHLORIN
3314087 | FIRST UNION OF IRC/VERO WEST | 1 | FIRST UNION OF IRC/VERO BCH. | B | 02 | DISINFECT/HYPOCHLORIN
3314088 | FELLSMERE HEAD START | 1 | REC GENERATED--UPDATE REQD | B | 02 | DISINFECT/HYPOCHLORIN
3314089 | FELLSMERE BAPTIST CHURCH | 1 | FELLSMERE BAPTIST CHURCH | B | 02 | DISINFECT/HYPOCHLORIN
3314090 | FELLSMERE CASH GROCERY | 1 | FELLSMERE CASH GROCERY | B | 02 | DISINFECT/HYPOCHLORIN
3314091 | RCMA FELLSMERE CHILD DEVELOP. | 1 | FELLSMERE UNITED METHODIST CH. | B | 02 | DISINFECT/HYPOCHLORIN
3314092 | FELLSMERE CHURCH OF GOD | 1 | FELLSMERE CHURCH OF GOD | B | 02 | DISINFECT/HYPOCHLORIN
3314093 | FELLSMERE COMMUNITY CHURCH | 1 | FELLSMERE COMMUNITY CHURCH | A |  | NO TRTMT
3314095 | B J'S B.B.Q | 1 | BJ'S B.B.Q. | B | 02 | DISINFECT/HYPOCHLORIN
3314095 | B J'S B.B.Q | 1 | BJ'S B.B.Q. | H | 25 | SOFTENING/ION EXCHANGE
3314096 | FISCHER MEDICAL COMPLEX & T/P | 1 | REC GENERATED--UPDATE REQD | B | 02 | DISINFECT/HYPOCHLORIN
3314098 | GREYHOUND BUS LINES | 1 | GREYHOUND BUS LINES | B | 02 | DISINFECT/HYPOCHLORIN
3314099 | GLENDALE BAPTIST CHURCH | 1 | GLENDALE BAPTIST CHURCH | B | 02 | DISINFECT/HYPOCHLORIN
3314100 | GRACE UNITED METHODIST CHURCH | 1 | GRACE UNITED METHODIST CHURCH | B | 02 | DISINFECT/HYPOCHLORIN
3314101 | SEBASTIAN CHURCH OF GOD | 1 | HIGHLANDS CHAPEL CHURCH OF GOD | B | 02 | DISINFECT/HYPOCHLORIN
3314103 | BARBER ST PLAZA/MONTE'SKITCHEN | 1 | MONTE'S KITCHEN | B | 02 | DISINFECT/HYPOCHLORIN
3314104 | HOBART KIWANIS PARK(IND.R.CO.) | 1 | HOBART KIWANIS PARK | A |  | NO TRTMT
3314105 | INDIAN RIVER VILLAS | 1 | REC GENERATED--UPDATE REQD | A |  | NO TRTMT
3314107 | KEEN'S FOODTOWN, INC. # 2 | 1 | KEEN'S FOODTOWN | B | 02 | DISINFECT/HYPOCHLORIN
3314107 | KEEN'S FOODTOWN, INC. # 2 | 1 | KEEN'S FOODTOWN | H | 25 | SOFTENING/ION EXCHANGE
3314109 | KENTUCKY FRIED CHICKEN | 1 | KENTUCKY FRIED CHICKEN | B | 02 | DISINFECT/HYPOCHLORIN
3314110 | KITTY'S TRAILER PARK & APTS. | 1 | KITTY'S TRAILER PARK & APTS. | B | 02 | DISINFECT/HYPOCHLORIN
3314111 | KING'S BAPTIST CHURCH | 1 | KING'S BAPTIST CHURCH | B | 02 | DISINFECT/HYPOCHLORIN
3314112 | WABASSO GRILL (PKA DO STOP IN) | 1 | WABASSO GRILL | B | 02 | DISINFECT/HYPOCHLORIN
3314113 | LUTHERAN CHURCH O/THE REDEEMER | 1 | LUTHERAN CHURCH O/THE REDEEMER | B | 02 | DISINFECT/HYPOCHLORIN
3314114 | MAITLAND FARM PRESCHOOL | 1 | MAITLAND FARM PRESCHOOL | B | 02 | DISINFECT/HYPOCHLORIN
3314116 | ST. SEBASTIAN CATHOLIC CHURCH | 1 | ST. SEBASTIAN CATHOLIC CHURCH | B | 02 | DISINFECT/HYPOCHLORIN
3314116 | ST. SEBASTIAN CATHOLIC CHURCH | 1 | ST. SEBASTIAN CATHOLIC CHURCH | H | 25 | SOFTENING/ION EXCHANGE
3314117 | RIVER OAKS CONDOMINIUM | 1 | RIVER OAKS CONDOMINIUM | B | 02 | DISINFECT/HYPOCHLORIN
3314117 | RIVER OAKS CONDOMINIUM | 1 | RIVER OAKS CONDOMINIUM | E | 20 | T-O CTRL/AERATION
3314118 | YOUNG'S MOBILE HOME PARK | 1 | YOUNG'S MOBILE HOME PARK | B | 02 | DISINFECT/HYPOCHLORIN
3314119 | MOOSE LODGE #1822 | 1 | REC GENERATED--UPDATE REQD | B | 02 | DISINFECT/HYPOCHLORIN
3314120 | 2003 RESTAURANT;%JEAN O'ROURKE | 1 | MY MOTHER'S KITCHEN-SEBASTIAN | B | 02 | DISINFECT/HYPOCHLORIN
3314121 | MRS B'S FAMILY INN | 1 | REC GENERATED--UPDATE REQD | B | 02 | DISINFECT/HYPOCHLORIN
3314122 | OSLO SHOPPING CENTER | 1 | REC GENERATED--UPDATE REQD | B | 02 | DISINFECT/HYPOCHLORIN
3314123 | PINK FLAMINGO COTTAGES (PELICAN ISLAND) | 1 | PINK FLAMINGO | B | 02 | DISINFECT/HYPOCHLORIN
3314123 | PINK FLAMINGO COTTAGES (PELICAN ISLAND) | 1 | PINK FLAMINGO | E | 20 | T-O CTRL/AERATION
3314124 | PELICAN PUB | 1 | PELICAN PUB WTP | B | 02 | DISINFECT/HYPOCHLORIN
3314124 | PELICAN PUB | 1 | PELICAN PUB WTP | E | 20 | T-O CTRL/AERATION
3314125 | WAL-MART STORAGE | 1 | U.S.ARMY RESERVE AKA WAL-MART | B | 02 | DISINFECT/HYPOCHLORIN
3314125 | WAL-MART STORAGE | 1 | U.S.ARMY RESERVE AKA WAL-MART | H | 25 | SOFTENING/ION EXCHANGE
3314126 | RAMPMASTER, INC. | 1 | RAMPMASTER,INC. | E | 20 | T-O CTRL/AERATION
3314128 | RICHARDSON'S RESTAURANT | 1 | RICHARDSON'S RESTAURANT | B | 02 | DISINFECT/HYPOCHLORIN
3314129 | ROSELAND UNITED METHODIST CH | 1 | ROSELAND UN METHODIST CHURCH | B | 02 | DISINFECT/HYPOCHLORIN
3314130 | RONALD MCDONALD PARK | 1 | RONALD MCDONALD PARK | B | 02 | DISINFECT/HYPOCHLORIN
3314132 | SEVEN ELEVEN #57 | 1 | SEVEN ELEVEN #57 | B | 02 | DISINFECT/HYPOCHLORIN
3314133 | SPORTSMAN'S LODGE & LOUNGE | 1 | SPORTSMAN'S LODGE & LOUNGE | B | 02 | DISINFECT/HYPOCHLORIN
3314134 | SURDI'S SANDWICH SHOP | 1 | SURDI'S SANDWICH SHOP | B | 02 | DISINFECT/HYPOCHLORIN
3314135 | SUNOCO #2589 | 1 | STARVIN' MARVIN SPEEDWAY #8370 | B | 02 | DISINFECT/HYPOCHLORIN
3314143 | FIRST UNION BANK | 1 | FIRST UNION/SEB(WAS SE BANK NA | B | 02 | DISINFECT/HYPOCHLORIN
3314144 | SEBASTIAN CHURCH OF CHRIST | 1 | SEBASTIAN CHURCH OF CHRIST | B | 02 | DISINFECT/HYPOCHLORIN
3314145 | SEBASTIAN UNITED METHODIST CH | 1 | SEBASTIAN UN METHODIST CHURCH | B | 02 | DISINFECT/HYPOCHLORIN
3314146 | SOUTHSIDE CHURCH OF GOD | 1 | SOUTHSIDE CHURCH OF GOD | B | 02 | DISINFECT/HYPOCHLORIN
3314147 | FIRST CHURCH OF NAZARENE-SEB.H | 1 | FIRST CHURCH OF NAZARENE | H | 25 | SOFTENING/ION EXCHANGE
3314148 | STEW QUE; C/O MARIA STEWART | 1 | STEW QUE | B | 02 | DISINFECT/HYPOCHLORIN
3314149 | SMITH GROCERY | 1 | SMITH GROCERY | B | 02 | DISINFECT/HYPOCHLORIN
3314150 | THE ICE CREAM SHOPPE | 1 | THE ICE CREAM SHOPPE | B | 02 | DISINFECT/HYPOCHLORIN
3314151 | THE TRADING POST | 1 | THE TRADING POST | B | 02 | DISINFECT/HYPOCHLORIN
3314152 | TACO VIVA INC | 1 | TACO VIVA INC | B | 02 | DISINFECT/HYPOCHLORIN
3314153 | COUNTRY HAM & EGGS | 1 | COUNTRY HAM & EGGS | B | 02 | DISINFECT/HYPOCHLORIN
3314154 | TABERNACLE BAPTIST CHURCH | 1 | TABERNACLE BAPTIST CHURCH | B | 02 | DISINFECT/HYPOCHLORIN
3314155 | TRINITY HOLINESS CHURCH | 1 | TRINITY HOLINESS CHURCH | A |  | NO TRTMT
3314156 | TONY'S PLACE | 1 | TONY'S PLACE | B | 02 | DISINFECT/HYPOCHLORIN
3314157 | VINING TRAILER PARK | 1 | VINING TRAILER PARK | B | 02 | DISINFECT/HYPOCHLORIN
3314158 | SEBASTIAN HILLTOP DINER | 1 | VENETIAN GARDENS RESTAURANT | B | 02 | DISINFECT/HYPOCHLORIN
3314159 | VICTOR BUILDING | 1 | VICTOR BUILDING | B | 02 | DISINFECT/HYPOCHLORIN
3314160 | VI'S SURF & TURF | 1 | VI'S SURF & TURF | B | 02 | DISINFECT/HYPOCHLORIN
3314161 | VERO CHRISTIAN CHURCH | 1 | VERO CHRISTIAN CHURCH | B | 02 | DISINFECT/HYPOCHLORIN
3314162 | WABASSO HEAD START | 1 | WABASSO HEAD START | B | 02 | DISINFECT/HYPOCHLORIN
3314163 | WABASSO BEACH MARKET | 1 | WABASSO BEACH MARKET | B | 02 | DISINFECT/HYPOCHLORIN
3314164 | WABASSO COMMUNITY CENTER | 1 | WABASSO COMMUNITY CENTER | B | 02 | DISINFECT/HYPOCHLORIN
3314165 | WABASSO CHURCH OF GOD | 1 | WABASSO CHURCH OF GOD | A |  | NO TRTMT
3314166 | WASHINGTON'S BAR | 1 | WASHINGTON'S BAR | B | 02 | DISINFECT/HYPOCHLORIN
3314167 | WESLEYAN METHODIST CHURCH | 1 | WESLEYAN METHODIST CHURCH | A |  | NO TRTMT
3314168 | GOOD SHEPHERD CHURCH OF GOD | 1 | GOOD SHEPHERD CH. OF GOD WTP | B | 02 | DISINFECT/HYPOCHLORIN
3314169 | WINSTON'S PLACE | 1 | WINSTON'S PLACE | B | 02 | DISINFECT/HYPOCHLORIN
3314170 | COUNTY LINE FOOD STORE | 1 | COUNTY LINE CITGO/ZIPPYMRT#155 | B | 02 | DISINFECT/HYPOCHLORIN
3314171 | FELLSMERE FOOD MART | 1 | ZIPPY MART #139-FELLSMERE | B | 02 | DISINFECT/HYPOCHLORIN
3314173 | ZIPPY MART STORE #140 | 1 | ZIPPY MART STORE #140 | B | 02 | DISINFECT/HYPOCHLORIN
3314174 | NATIONAL FOOD MART #15 | 1 | ZIPPY MART #141-ROSELAND | B | 02 | DISINFECT/HYPOCHLORIN
3314174 | NATIONAL FOOD MART #15 | 1 | ZIPPY MART #141-ROSELAND | H | 25 | SOFTENING/ION EXCHANGE
3314175 | ZIPPY MART STORE #153 | 1 | ZIPPY MART STORE #153 | B | 02 | DISINFECT/HYPOCHLORIN
3314176 | WABASSO BEACH PARK | 1 | WABASSO BEACH PARK | B | 02 | DISINFECT/HYPOCHLORIN
3314177 | OASIS LOUNGE & RESTAURANT | 1 | OASIS LOUNGE AND RESTAURANT | B | 02 | DISINFECT/HYPOCHLORIN
3314178 | WESTSIDE RACQUET CLUB | 1 | WESTSIDE RACQUET CLUB | B | 02 | DISINFECT/HYPOCHLORIN
3314179 | WEST GATE TRAILER PARK | 1 | WEST GATE TRAILER PARK | B | 02 | DISINFECT/HYPOCHLORIN
3314180 | RIVERWALK SHOPPING PLAZA | 1 | RIVERWALK SHOPPING PLAZA | B | 01 | DISINFECT/GASEOUS CHLORIN
3314181 | PARK PLACE; %CITY OF SEBASTIAN | 1 | PARK PLACE | B | 01 | DISINFECT/GASEOUS CHLORIN
3314181 | PARK PLACE; %CITY OF SEBASTIAN | 1 | PARK PLACE | E | 20 | T-O CTRL/AERATION
3314182 | POLISH AMERICAN CLUB | 1 | POLISH AMERICAN CLUB | B | 02 | DISINFECT/HYPOCHLORIN
3314183 | XL VISIONS | 1 | HETRA | B | 02 | DISINFECT/HYPOCHLORIN
3314185 | SEBASTIAN SQUARE SHOPPING CTR. | 1 | SEBASTIAN SQUARE SHOPPING CTR. | B | 02 | DISINFECT/HYPOCHLORIN
3314186 | RIVER PARK PLAZA | 1 | RIVER PARK PLAZA | B | 02 | DISINFECT/HYPOCHLORIN
3314188 | SUNSHINE TRAVEL RESORTS | 1 | SUNSHINE TRAVEL RESORTS | B | 01 | DISINFECT/GASEOUS CHLORIN
3314188 | SUNSHINE TRAVEL RESORTS | 1 | SUNSHINE TRAVEL RESORTS | E | 20 | T-O CTRL/AERATION
3314189 | JOHN'S ISLAND WEST GOLF COURSE | 1 | JOHN'S ISLAND WEST GOLF COURSE | B | 02 | DISINFECT/HYPOCHLORIN
3314189 | JOHN'S ISLAND WEST GOLF COURSE | 1 | JOHN'S ISLAND WEST GOLF COURSE | H | 25 | SOFTENING/ION EXCHANGE
3314190 | NEW HORIZONS/ALCO HOPE | 1 | NEW HORIZONS | B | 02 | DISINFECT/HYPOCHLORIN
3314191 | AMERICAN LEGION #189 | 1 | AMERICAN LEGION #189 | B | 02 | DISINFECT/HYPOCHLORIN
3314192 | BAY STREET SHOPPING CENTER | 1 | BAY STREET SHOPPING CENTER | B | 02 | DISINFECT/HYPOCHLORIN
3314193 | NOVARTIS CROP PROTECTION INC. | 1 | CIBA-GEIGY CORP | B | 02 | DISINFECT/HYPOCHLORIN
3314194 | CONNECTICUT MOBILE PARK | 1 | CONNECTICUT MOBILE PARK | B | 02 | DISINFECT/HYPOCHLORIN
3314195 | GRAVES BROS. UNIT #3 (G.R.W.) | 1 | DEERFIELD GROVES | B | 02 | DISINFECT/HYPOCHLORIN
3314196 | ERCILDOUNE LANES | 1 | ERCILDOUNE LANES | B | 02 | DISINFECT/HYPOCHLORIN
3314197 | PHILLIPSON'S PLAZA | 1 | FATHER AND SON PLAZA | B | 02 | DISINFECT/HYPOCHLORIN
3314197 | PHILLIPSON'S PLAZA | 1 | FATHER AND SON PLAZA | E | 20 | T-O CTRL/AERATION
3314197 | PHILLIPSON'S PLAZA | 1 | FATHER AND SON PLAZA | H | 25 | SOFTENING/ION EXCHANGE
3314198 | FERNDALE LODGE | 1 | FERNDALE LODGE | B | 02 | DISINFECT/HYPOCHLORIN
3314198 | FERNDALE LODGE | 1 | FERNDALE LODGE | E | 20 | T-O CTRL/AERATION
3314199 | GRAVES BROTHERS COMPANY (UNIT #1) | 1 | GRAVES PACKING HOUSE | B | 02 | DISINFECT/HYPOCHLORIN
3314200 | HALE IND RIV GROVES GIFT SHOP | 1 | HALE INDIAN RVR PCKNG HS(GIFT) | B | 02 | DISINFECT/HYPOCHLORIN
3314201 | HALES PACKING HOUSE (WEST) | 1 | HALES PACKING HOUSE (WEST) | H | 25 | SOFTENING/ION EXCHANGE
3314201 | HALES PACKING HOUSE (WEST) | 1 | HALES PACKING HOUSE (WEST) | E | 20 | T-O CTRL/AERATION
3314202 | HAWKS NEST GOLF COURSE | 1 | HAWKS NEST GOLF COURSE | B | 02 | DISINFECT/HYPOCHLORIN
3314202 | HAWKS NEST GOLF COURSE | 1 | HAWKS NEST GOLF COURSE | C | 16 | PART-RMVL/DIAT-ERTH FILTR
3314202 | HAWKS NEST GOLF COURSE | 1 | HAWKS NEST GOLF COURSE | H | 25 | SOFTENING/ION EXCHANGE
3314203 | INDIAN RIVER EXCHANGE PACKERS | 1 | INDIAN RIVER EXCHANGE PACKERS | H | 25 | SOFTENING/ION EXCHANGE
3314203 | INDIAN RIVER EXCHANGE PACKERS | 1 | INDIAN RIVER EXCHANGE PACKERS | B | 02 | DISINFECT/HYPOCHLORIN
3314204 | JACKIE'S DAIRY & TAKEOUT | 1 | JACKIE'S DAIRY & TAKEOUT | B | 02 | DISINFECT/HYPOCHLORIN
3314205 | SUNSET MOBILE HOME COURT | 1 | SUNSET MOBLIE HOME COURT | B | 02 | DISINFECT/HYPOCHLORIN
3314206 | MAY'S MARINA & APTS | 1 | MAY'S MARINA & APTS | H | 25 | SOFTENING/ION EXCHANGE
3314206 | MAY'S MARINA & APTS | 1 | MAY'S MARINA & APTS | B | 02 | DISINFECT/HYPOCHLORIN
3314207 | COTTAGES, THE | 1 | THE COTTAGES | B | 02 | DISINFECT/HYPOCHLORIN
3314208 | TREE, THE | 1 | THE TREE | B | 02 | DISINFECT/HYPOCHLORIN
3314209 | FELLSMERE SCHOOL FOR CHILDREN | 1 | MOTHER GOOSE CARE CENTER | H | 25 | SOFTENING/ION EXCHANGE
3314209 | FELLSMERE SCHOOL FOR CHILDREN | 1 | MOTHER GOOSE CARE CENTER | B | 02 | DISINFECT/HYPOCHLORIN
3314210 | SANDRIDGE GOLF COURSE(I.R.CO.) | 1 | SANDRIDGE GOLF COURSE | H | 25 | SOFTENING/ION EXCHANGE
3314210 | SANDRIDGE GOLF COURSE(I.R.CO.) | 1 | SANDRIDGE GOLF COURSE | B | 02 | DISINFECT/HYPOCHLORIN
3314211 | SEBASTIAN EXECUTIVE BLDG, INC. | 1 | SEBASTIAN EXECUTIVE BLDG | H | 25 | SOFTENING/ION EXCHANGE
3314211 | SEBASTIAN EXECUTIVE BLDG, INC. | 1 | SEBASTIAN EXECUTIVE BLDG | B | 02 | DISINFECT/HYPOCHLORIN
3314212 | SEBASTIAN RIVER FAMILY CLINIC | 1 | SEBASTIAN FAMILY CARE | B | 02 | DISINFECT/HYPOCHLORIN
3314213 | CAPTAIN HIRAM'S RESTAURANT | 1 | SEBASTIAN INLET RAW BAR(FORMER | B | 06 | DISINFECT/UV RADIATION
3314213 | CAPTAIN HIRAM'S RESTAURANT | 1 | SEBASTIAN INLET RAW BAR(FORMER | H | 25 | SOFTENING/ION EXCHANGE
3314213 | CAPTAIN HIRAM'S RESTAURANT | 1 | SEBASTIAN INLET RAW BAR(FORMER | E | 20 | T-O CTRL/AERATION
3314214 | SEBASTIAN OFFICE CENTER | 1 | SEBASTIAN OFFICE CENTER WTP | B | 02 | DISINFECT/HYPOCHLORIN
3314215 | SEBASTIAN PHYSICIANS MED CTR | 1 | SEBASTIAN PHYSICIANS MED. CTR. | B | 02 | DISINFECT/HYPOCHLORIN
3314216 | SHADY ACRES MOTEL | 1 | SHADY ACRES MOTEL | B | 02 | DISINFECT/HYPOCHLORIN
3314217 | K & M RESTAURANT | 1 | LAURA'S REST; SUGAR SHACK | B | 02 | DISINFECT/HYPOCHLORIN
3314218 | TEM-COLE, INC. | 1 | TEMCO INC | H | 25 | SOFTENING/ION EXCHANGE
3314218 | TEM-COLE, INC. | 1 | TEMCO INC | B | 02 | DISINFECT/HYPOCHLORIN
3314219 | TOM SAWYER GARDENS | 1 | TOM SAWYER GARDENS | B | 02 | DISINFECT/HYPOCHLORIN
3314220 | VFW POST 10210 | 1 | VFW POST 10210 | B | 02 | DISINFECT/HYPOCHLORIN
3314221 | VERO BEACH GROVES | 1 | VERO BEACH GROVES | B | 02 | DISINFECT/HYPOCHLORIN
3314222 | VERO BEACH JAY CEES | 1 | VERO BEACH JAY CEES | B | 02 | DISINFECT/HYPOCHLORIN
3314223 | WAYNES FOOD MART | 1 | WAYNES FOOD MART | H | 25 | SOFTENING/ION EXCHANGE
3314223 | WAYNES FOOD MART | 1 | WAYNES FOOD MART | B | 02 | DISINFECT/HYPOCHLORIN
3314224 | WESTMINISTER PRESBYTERIAN CH | 1 | WESTMINISTER PRESBYTERIAN CH | H | 25 | SOFTENING/ION EXCHANGE
3314224 | WESTMINISTER PRESBYTERIAN CH | 1 | WESTMINISTER PRESBYTERIAN CH | B | 02 | DISINFECT/HYPOCHLORIN
3314225 | SEBASTIAN PRIV ELEM & PRESCH | 1 | EARLY EDUCATION CHILD CARE CTR | B | 02 | DISINFECT/HYPOCHLORIN
3314226 | DOLE CITRUS | 1 | DOLE CITRUS | H | 25 | SOFTENING/ION EXCHANGE
3314227 | SANDRIDGE CENTER/CENTURY PLAZA | 1 | CENTURY PLAZA WTP | B | 02 | DISINFECT/HYPOCHLORIN
3314228 | WESTMINSTER PRESBYTERIAN CHRCH | 1 | WESTMINSTER PRESBYTERIAN CHURC | B | 02 | DISINFECT/HYPOCHLORIN
3314229 | COMMUNITY BAPTIST CHURCH | 1 | COMMUNITY BAPTIST CHURCH | B | 02 | DISINFECT/HYPOCHLORIN
3314230 | PARADISE MARINA | 1 | POOL SIDE MARINA | B | 02 | DISINFECT/HYPOCHLORIN
3314231 | SEBASTIAN RIVER RAW BAR | 1 | SEBASTIAN RIVER RAW BAR | B | 02 | DISINFECT/HYPOCHLORIN
3314232 | VERO PRODUCERS PACKING HOUSE | 1 | VERO PRODUCERS PACKING HOUSE | B | 02 | DISINFECT/HYPOCHLORIN
3314234 | U.S. RUBBER HOSE FACTORY | 1 | DAYCO U.S. RUBBER FACTORY | B | 02 | DISINFECT/HYPOCHLORIN
3314235 | COUNTY FAIRGROUNDS | 1 | INDIAN RIVER CTY FAIR GROUNDS | B | 02 | DISINFECT/HYPOCHLORIN
3314236 | WHISPER LAKES GOLF COURSE | 1 | WHISPER LAKES GOLF COURSE | B | 02 | DISINFECT/HYPOCHLORIN
3314237 | ST ELIZABETH EPISCOPAL CHURCH | 1 | ST ELIZABETH EPISCOPAL CHURCH | H | 25 | SOFTENING/ION EXCHANGE
3314237 | ST ELIZABETH EPISCOPAL CHURCH | 1 | ST ELIZABETH EPISCOPAL CHURCH | B | 02 | DISINFECT/HYPOCHLORIN
3314238 | TEMPLE BETH SHALNN | 1 | TEMPLE BETH SHALNN | B | 02 | DISINFECT/HYPOCHLORIN
3314239 | BUCKAROO CAFE | 1 | BUCKAROO CAFE | B | 02 | DISINFECT/HYPOCHLORIN
3314240 | M&M AUTO PARTS & RETAIL OUTLET | 1 | M&M AUTO PARTS & RETAIL OUTLET | B | 02 | DISINFECT/HYPOCHLORIN
3314241 | KUTSCHINSKIS 18 RENTAL OUTLETS | 1 | KUTSCHINSKIS 18 RENTAL OUTLETS | B | 02 | DISINFECT/HYPOCHLORIN
3314242 | WESTMINSTER PRESBYTERIAN CHRCH | 1 | WESTMINSTER PRESBYTERIAN CHRCH | B | 02 | DISINFECT/HYPOCHLORIN
3314243 | FISCHER OFFICE COMPLEX | 1 | FISCHER OFFICE COMPLEX | E | 20 | T-O CTRL/AERATION
3314243 | FISCHER OFFICE COMPLEX | 1 | FISCHER OFFICE COMPLEX | B | 02 | DISINFECT/HYPOCHLORIN
3314244 | SUN BANK NA SEBASTIAN | 1 | SUN BANK N.A. SEBASTIAN | B | 02 | DISINFECT/HYPOCHLORIN
3314245 | FIRST BANKERS OF INDIAN RIVER | 1 | FIRST BANKERS OF INDIAN RIVER | B | 02 | DISINFECT/HYPOCHLORIN
3314245 | FIRST BANKERS OF INDIAN RIVER | 1 | FIRST BANKERS OF INDIAN RIVER | H | 25 | SOFTENING/ION EXCHANGE
3314245 | FIRST BANKERS OF INDIAN RIVER | 1 | FIRST BANKERS OF INDIAN RIVER | G | 15 | IRON RMVL/PRESS SAND FILT
3314246 | ST WILLIAMS CATHOLIC CHURCH | 1 | ST WILLIAMS CATHOLIC CHURCH | B | 02 | DISINFECT/HYPOCHLORIN
3314247 | EXECUTIVE PLAZA OFFICES | 1 | EXECUTIVE PLAZA OFFICES | B | 02 | DISINFECT/HYPOCHLORIN
3314248 | FATHER AND SON PLAZA | 1 | FATHER AND SON PLAZA | B | 02 | DISINFECT/HYPOCHLORIN
3314249 | WASHINGTON PLAZA | 1 | WASHINGTON PLAZA | B | 02 | DISINFECT/HYPOCHLORIN
3314250 | FIRST PRESBY.CHU.OF SEBASTIAN | 1 | FIRST PRESBY.CHU.OF SEBASTIAN | B | 02 | DISINFECT/HYPOCHLORIN
3314251 | ZALES PLAZA | 1 | ZALES PLAZA | B | 02 | DISINFECT/HYPOCHLORIN
3314251 | ZALES PLAZA | 1 | ZALES PLAZA | H | 25 | SOFTENING/ION EXCHANGE
3314252 | WABASSO PROFESSIONAL PLAZA | 1 | WABASSO PROFESSIONAL PLAZA | B | 02 | DISINFECT/HYPOCHLORIN
3314254 | GRACE LUTHERAN CHURCH | 1 | GRACE LUTHERAN CHURCH | H | 25 | SOFTENING/ION EXCHANGE
3314254 | GRACE LUTHERAN CHURCH | 1 | GRACE LUTHERAN CHURCH | B | 02 | DISINFECT/HYPOCHLORIN
3314255 | RX REVERSE DISTRIBUTORS, INC. | 1 | REVERSE DISTRIBUTORS | B | 02 | DISINFECT/HYPOCHLORIN
3314256 | KNIGHT ENTERPRISES | 1 | KNIGHT ENTERPRISES | B | 02 | DISINFECT/HYPOCHLORIN
3314257 | M & W PUMP CORPORATION | 1 | M&W PUMP-VERO BEACH | B | 02 | DISINFECT/HYPOCHLORIN
3314257 | M & W PUMP CORPORATION | 1 | M&W PUMP-VERO BEACH | C | 08 | PART-RMVL/MICROSCREENING
3314258 | SEBASTIAN SENIOR CENTER | 1 | SEBASTIAN EAGLES CLUB | B | 01 | DISINFECT/GASEOUS CHLORIN
3314259 | RIVERVIEW PARK | 1 | RIVERVIEW PARK WTP | B | 02 | DISINFECT/HYPOCHLORIN
3314260 | IRCU/COPELAND'S LANDING | 1 | COPELAND'S LANDING | B | 01 | DISINFECT/GASEOUS CHLORIN
3314260 | IRCU/COPELAND'S LANDING | 1 | COPELAND'S LANDING | E | 20 | T-O CTRL/AERATION
3314261 | INDIAN RIVR MIG HEADSTART-RCMA | 1 | RCMA HEADSTART | B | 01 | DISINFECT/GASEOUS CHLORIN
3314261 | INDIAN RIVR MIG HEADSTART-RCMA | 1 | RCMA HEADSTART | Z | 25 | OTHER/ION EXCHANGE
3314262 | KASHI RANCH PRESCHOOL | 1 | KASHI RANCH PRESCHOOL | B | 02 | DISINFECT/HYPOCHLORIN
3314263 | FELLESMERE HEADSTART SCHOOL | 1 | FELLESMERE HEADSTART SCHOOL | B | 02 | DISINFECT/HYPOCHLORIN
3314264 | DOUGLAS HEAD START SCHOOL | 1 | DOUGLAS HEAD START SCHOOL | B | 02 | DISINFECT/HYPOCHLORIN
3314265 | SAGO PALM MOBILE HOME PARK | 1 | SAGO PALM MOBILE HOME PARK | B | 02 | DISINFECT/HYPOCHLORIN
3314266 | WINTER BEACH MOBILE HOME PARK | 1 | WINTER BEACH MOBILE HOME PARK | B | 02 | DISINFECT/HYPOCHLORIN
3314267 | ARMADA HESS | 1 | HESS | B | 02 | DISINFECT/HYPOCHLORIN
3314268 | SANDY'S GRILLE | 1 | SANDY'S GRILLE | B | 02 | DISINFECT/HYPOCHLORIN
3314268 | SANDY'S GRILLE | 1 | SANDY'S GRILLE | E | 20 | T-O CTRL/AERATION
3314269 | SEBASTIAN INLET "MUSEUM" | 1 | SEBASTIAN INLET MUSEUM | B | 01 | DISINFECT/GASEOUS CHLORIN
3314269 | SEBASTIAN INLET "MUSEUM" | 1 | SEBASTIAN INLET MUSEUM | E | 20 | T-O CTRL/AERATION
3314270 | FELLSMERE CHILD DEVELOP. CNTR. | 1 | FELLSMERE CHILD DEVELOP. CNTR. | B | 02 | DISINFECT/HYPOCHLORIN
3314270 | FELLSMERE CHILD DEVELOP. CNTR. | 1 | FELLSMERE CHILD DEVELOP. CNTR. | H | 25 | SOFTENING/ION EXCHANGE
3314271 | KID'S PLACE | 1 | KID'S PLACE | E | 20 | T-O CTRL/AERATION
3314271 | KID'S PLACE | 1 | KID'S PLACE | B | 02 | DISINFECT/HYPOCHLORIN
3314271 | KID'S PLACE | 1 | KID'S PLACE | H | 25 | SOFTENING/ION EXCHANGE
3314272 | GREENE RIVER PACKING, INC. | 1 | OCEAN SPRAY | B | 02 | DISINFECT/HYPOCHLORIN
3314273 | KH PLAZA | 1 | COLDWELL BANKERS/ED SCHLITT | B | 02 | DISINFECT/HYPOCHLORIN
3314274 | GRAVES BROS DAYCARE-WABASSO | 1 | RCMA CHILDRENS HSE-GRAVES BROS | B | 02 | DISINFECT/HYPOCHLORIN
3314275 | OUR LADY OF GUADELOUPE CATH CH | 1 | OUR LADY OF GUADELOUPE CATH CH | B | 02 | DISINFECT/HYPOCHLORIN
3314275 | OUR LADY OF GUADELOUPE CATH CH | 1 | OUR LADY OF GUADELOUPE CATH CH | E | 20 | T-O CTRL/AERATION
3314276 | UNITED CHURCH OF SEBASTIAN | 1 | UNITED CHURCH OF SEBASTIAN | B | 02 | DISINFECT/HYPOCHLORIN
3314277 | EL RANCHITO RESTAURANT | 1 | EL RANCHITO RESTAURANT | E | 20 | T-O CTRL/AERATION
3314277 | EL RANCHITO RESTAURANT | 1 | EL RANCHITO RESTAURANT | B | 02 | DISINFECT/HYPOCHLORIN
3314278 | UNITED INDIAN RIVER PACKING | 1 | UNITED INDIAN RIVER PACKING | B | 02 | DISINFECT/HYPOCHLORIN
3314279 | PREMIER CITRUS, LLC | 1 | PREMIER CITRUS | H | 25 | SOFTENING/ION EXCHANGE
3314279 | PREMIER CITRUS, LLC | 1 | PREMIER CITRUS | B | 02 | DISINFECT/HYPOCHLORIN
3314279 | PREMIER CITRUS, LLC | 1 | PREMIER CITRUS | F | 23 | ORGN-RMVL/GAC ADDITION
3314279 | PREMIER CITRUS, LLC | 1 | PREMIER CITRUS | C | 29 | PART-RMVL/CARTRIDGE FILTR
3314280 | FELLSMERE, CITY OF | 1 | TOWN OF FELLSMERE | F | 23 | ORGN-RMVL/GAC ADDITION
3314280 | FELLSMERE, CITY OF | 1 | TOWN OF FELLSMERE | B | 01 | DISINFECT/GASEOUS CHLORIN
3314280 | FELLSMERE, CITY OF | 1 | TOWN OF FELLSMERE | B | 27 | DISINFECT/FLUORIDATION
3314280 | FELLSMERE, CITY OF | 1 | TOWN OF FELLSMERE | B | 04 | DISINFECT/CHLORAMINES
3314281 | TASTE OF PHILLY | 1 | TASTE OF PHILLY | B | 02 | DISINFECT/HYPOCHLORIN
3314282 | DUNKIN DONUTS SEBASTIAN | 1 | DUNKIN DONUTS SEBASTIAN | B | 02 | DISINFECT/HYPOCHLORIN
3314283 | SKYDIVE SEBASTIAN | 1 | SKYDIVE SEBASTIAN | B | 02 | DISINFECT/HYPOCHLORIN
3314284 | E G I PLAZA | 1 | EGI PLAZA WTP | B | 02 | DISINFECT/HYPOCHLORIN
3314285 | KNIGHTS OF COLUMBUS | 1 | COLUMBUS CLUB OF SEBASTIAN | B | 02 | DISINFECT/HYPOCHLORIN
3314285 | KNIGHTS OF COLUMBUS | 1 | COLUMBUS CLUB OF SEBASTIAN | H | 25 | SOFTENING/ION EXCHANGE
3314286 | PAT'S BAIT AND TACKLE | 1 | PAT'S BAIT AND TACKLE | B | 02 | DISINFECT/HYPOCHLORIN
3314286 | PAT'S BAIT AND TACKLE | 1 | PAT'S BAIT AND TACKLE | E | 20 | T-O CTRL/AERATION
3314287 | QUAIL VALLEY GOLF CLUB | 1 | QUAIL VALLEY | H | 25 | SOFTENING/ION EXCHANGE
3314287 | QUAIL VALLEY GOLF CLUB | 1 | QUAIL VALLEY | F | 23 | ORGN-RMVL/GAC ADDITION
3314287 | QUAIL VALLEY GOLF CLUB | 1 | QUAIL VALLEY | C | 29 | PART-RMVL/CARTRIDGE FILTR
3314287 | QUAIL VALLEY GOLF CLUB | 1 | QUAIL VALLEY | D | 19 | CORR-CTRL/PH ADJUSTMENT
3314287 | QUAIL VALLEY GOLF CLUB | 1 | QUAIL VALLEY | B | 02 | DISINFECT/HYPOCHLORIN
3314287 | QUAIL VALLEY GOLF CLUB | 1 | QUAIL VALLEY | F | 25 | ORGN-RMVL/ION EXCHANGE
3314289 | HAWKS NEST GOLF COURSE 2 | 1 | PLANT 1 | E | 25 | T-O CTRL/ION EXCHANGE
3314289 | HAWKS NEST GOLF COURSE 2 | 1 | PLANT 1 | B | 02 | DISINFECT/HYPOCHLORIN
3314290 | LAKESIDE FELLOWSHIP CHURCH | 1 | LAKESIDE FELLOWSHIP CHURCH | B | 02 | DISINFECT/HYPOCHLORIN
3314290 | LAKESIDE FELLOWSHIP CHURCH | 1 | LAKESIDE FELLOWSHIP CHURCH | G | 19 | IRON RMVL/PH ADJUSTMENT
3314291 | B&W QUALITY GROWERS | 1 | B&W QUALITY GOWERS, INC | B | 02 | DISINFECT/HYPOCHLORIN
3314291 | B&W QUALITY GROWERS | 1 | B&W QUALITY GOWERS, INC | F | 23 | ORGN-RMVL/GAC ADDITION
3350005 | FORTY-EIGHT ESTATES | 1 | FORTY-EIGHT ESTATES | B | 02 | DISINFECT/HYPOCHLORIN
3350009 | A. DUDA & SONS/LABOR CAMP | 1 | A. DUDA & SONS/LAKE JEM | B | 01 | DISINFECT/GASEOUS CHLORIN
3350014 | AFRICA INLAND MISSION (MEDIA) | 1 | AFRICA INLAND MISSION | B | 02 | DISINFECT/HYPOCHLORIN
3350016 | AL JANA TRAILER PARK | 1 | AL JANA TRAILER PARK | B | 02 | DISINFECT/HYPOCHLORIN
3350020 | USDA/ALEXANDER SPRGS REC AREA | 1 | USFS/ALEXANDER SPRGS REC AREA | B | 02 | DISINFECT/HYPOCHLORIN
3350021 | FAITH SCHOOL OF THEOLOGY | 1 | FAITH SCHOOL OF THEOLOGY | B | 02 | DISINFECT/HYPOCHLORIN
3350022 | ALL SEASONS RESORT | 1 | ALL SEASONS RESORT | B | 02 | DISINFECT/HYPOCHLORIN
3350027 | ACA CAMP LAKE GENEVA (2 WPS) | 1 | A.C.A. CAMP GENEVA/PRIMARY PLT | B | 02 | DISINFECT/HYPOCHLORIN
3350027 | ACA CAMP LAKE GENEVA (2 WPS) | 2 | A.C.A. CAMP GENEVA/BACKUP PLT | B | 02 | DISINFECT/HYPOCHLORIN
3350044 | ST. JOHN'S RIVER UTILITY INC | 1 | ST JOHN'S RIVER UTILITY INC | G | 20 | IRON RMVL/AERATION
3350044 | ST. JOHN'S RIVER UTILITY INC | 1 | ST JOHN'S RIVER UTILITY INC | C | 14 | PART-RMVL/RAPID SAND FIL
3350044 | ST. JOHN'S RIVER UTILITY INC | 1 | ST JOHN'S RIVER UTILITY INC | B | 04 | DISINFECT/CHLORAMINES
3350044 | ST. JOHN'S RIVER UTILITY INC | 1 | ST JOHN'S RIVER UTILITY INC | D | 36 | CORR-CTRL/CORROSION INHIB
3350049 | FLORIDA SELECT CITRUS (B & W) | 1 | FLORIDA SELECT CITRUS | B | 02 | DISINFECT/HYPOCHLORIN
3350052 | BAILEY SHELL | 1 |  | B | 02 | DISINFECT/HYPOCHLORIN
3350053 | BAIRD MOBILE HOMES SALES | 1 |  | B | 02 | DISINFECT/HYPOCHLORIN
3350056 | BANNING ROAD WATER ASSOCIATION | 1 | TAVARES | B | 02 | DISINFECT/HYPOCHLORIN
3350062 | CYPRESS COVE MHP | 1 | CYPRESS COVE MHP | B | 02 | DISINFECT/HYPOCHLORIN
3350063 | BASSVILLE PARK SHOPPING CENTER | 1 | BASSVILLE PARK SHOPPING CENTER | A |  | NO TRTMT
3350065 | BAY ISLAND COTTAGES | 1 | BAY ISLAND COTTAGES | B | 02 | DISINFECT/HYPOCHLORIN
3350068 | BEACH MOBILE HOME PARK | 1 | TAVARES | B | 02 | DISINFECT/HYPOCHLORIN
3350083 | BIG C LIQUOR | 1 |  | B | 02 | DISINFECT/HYPOCHLORIN
3350087 | BILL SEIDLE'S CHEVROLET-OLDS | 1 | SEIDLE,BILL CHEVROLET | B | 02 | DISINFECT/HYPOCHLORIN
3350090 | CROSS CREEK VILLAGE (BLACK BASS RESORT) | 1 | BLACK BASS RESORT | B | 02 | DISINFECT/HYPOCHLORIN
3350094 | BLUE PARROT RV PARK | 1 | BLUE PARROT RV PARK | B | 02 | DISINFECT/HYPOCHLORIN
3350101 | BOB WADE FORD | 1 |  | B | 02 | DISINFECT/HYPOCHLORIN
3350102 | BONFIRE MOBILE HOME PARK | 1 | BONFIRE MOBILE HOME PARK | B | 02 | DISINFECT/HYPOCHLORIN
3350113 | BREWER'S COUNTRY STORE | 1 |  | B | 02 | DISINFECT/HYPOCHLORIN
3350117 | BRITTANY ESTATES | 1 | BRITTANY ESTATES | B | 02 | DISINFECT/HYPOCHLORIN
3350119 | CHOCOLATE LOUNGE | 1 | OASIS BAR & GRILL/STUCKEY | B | 02 | DISINFECT/HYPOCHLORIN
3350125 | BUENA VISTA SD % L. PHILLIPS | 1 | LEESBURG | B | 02 | DISINFECT/HYPOCHLORIN
3350133 | CAMP CHALLENGE | 1 | CAMP CHALLENGE | B | 02 | DISINFECT/HYPOCHLORIN
3350133 | CAMP CHALLENGE | 1 | CAMP CHALLENGE | G | 18 | IRON RMVL/SEQUESTATION
3350138 | LA-NO-CHE SCOUT RESERVATION | 1 | CAMP LA-NO-CHE SCOUT RESERVAT. | B | 02 | DISINFECT/HYPOCHLORIN
3350138 | LA-NO-CHE SCOUT RESERVATION | 1 | CAMP LA-NO-CHE SCOUT RESERVAT. | E | 20 | T-O CTRL/AERATION
3350139 | CAMP MCQUARRIE | 1 | UMATILLA | B | 02 | DISINFECT/HYPOCHLORIN
3350140 | CHURCH OF GOD YOUTH & RETREAT CNTR | 1 | WTP 1 | B | 02 | DISINFECT/HYPOCHLORIN
3350140 | CHURCH OF GOD YOUTH & RETREAT CNTR | 2 | WTP 2 | B | 02 | DISINFECT/HYPOCHLORIN
3350141 | CAMP OCALA | 1 | 4-H CAMP OCALA | B | 02 | DISINFECT/HYPOCHLORIN
3350152 | CARLTON VILLAGE | 2 | OAKRIDGE DRIVE WTP | B | 02 | DISINFECT/HYPOCHLORIN
3350152 | CARLTON VILLAGE | 1 | ORANGE CIRCLE WTP | B | 02 | DISINFECT/HYPOCHLORIN
3350153 | CLERMONT #2/CARR WATER SYSTEM | 1 | CLERMONT #2/CARR WATER SYSTEM | B | 02 | DISINFECT/HYPOCHLORIN
3350153 | CLERMONT #2/CARR WATER SYSTEM | 1 | CLERMONT #2/CARR WATER SYSTEM | D | 36 | CORR-CTRL/CORROSION INHIB
3350160 | CECIL CLARK CHEVY | 1 |  | B | 02 | DISINFECT/HYPOCHLORIN
3350165 | CENTRAL FLORIDA BIBLE CAMP | 1 | CENTRAL FLORIDA BIBLE CAMP | B | 02 | DISINFECT/HYPOCHLORIN
3350172 | GRAND ISLAND RESORT MHP (2 WPS) | 2 | WTP #2EAST(0.180 MGD) - BACKUP | B | 02 | DISINFECT/HYPOCHLORIN
3350172 | GRAND ISLAND RESORT MHP (2 WPS) | 1 | WTP #1 (WEST) (0.144 MGD) | G | 18 | IRON RMVL/SEQUESTATION
3350172 | GRAND ISLAND RESORT MHP (2 WPS) | 1 | WTP #1 (WEST) (0.144 MGD) | B | 02 | DISINFECT/HYPOCHLORIN
3350172 | GRAND ISLAND RESORT MHP (2 WPS) | 2 | WTP #2EAST(0.180 MGD) - BACKUP | G | 18 | IRON RMVL/SEQUESTATION
3350180 | CHISHOLM TRAIL CAMPGROUND | 1 | CHISHOLM TRAIL CAMPGROUNDS | B | 02 | DISINFECT/HYPOCHLORIN
3350191 | LEISURE MEADOWS MH RANCH | 1 | LEISURE MEADOWS MH RANCH | B | 02 | DISINFECT/HYPOCHLORIN
3350196 | CITRUS BOX #1 | 1 |  | B | 02 | DISINFECT/HYPOCHLORIN
3350207 | SHADY NEST MOBILE HOME PARK | 1 | SHADY NEST MOBILE HOME PARK | B | 02 | DISINFECT/HYPOCHLORIN
3350213 | USDA/CLEARWATER LAKE REC AREA | 1 | USFS/CLEARWATER LAKE REC AREA | B | 02 | DISINFECT/HYPOCHLORIN
3350215 | CLERMONT, CITY OF (2 WPS) | 1 | WTP #1/FOURTH STREET WELL | D | 36 | CORR-CTRL/CORROSION INHIB
3350215 | CLERMONT, CITY OF (2 WPS) | 2 | WTP #2/SEMINOLE AVENUE WELL | B | 01 | DISINFECT/GASEOUS CHLORIN
3350215 | CLERMONT, CITY OF (2 WPS) | 1 | WTP #1/FOURTH STREET WELL | B | 01 | DISINFECT/GASEOUS CHLORIN
3350215 | CLERMONT, CITY OF (2 WPS) | 3 | WTP #3/GRAND AVENUE WELL | B | 01 | DISINFECT/GASEOUS CHLORIN
3350215 | CLERMONT, CITY OF (2 WPS) | 2 | WTP #2/SEMINOLE AVENUE WELL | D | 36 | CORR-CTRL/CORROSION INHIB
3350215 | CLERMONT, CITY OF (2 WPS) | 3 | WTP #3/GRAND AVENUE WELL | D | 36 | CORR-CTRL/CORROSION INHIB
3350225 | COLLAR FURNITURE | 1 |  | B | 02 | DISINFECT/HYPOCHLORIN
3350240 | CORLEY ISLAND MOBILE MANOR | 1 | CORLEY ISLAND MOBILE MANOR | B | 02 | DISINFECT/HYPOCHLORIN
3350249 | BEDROCK COUNTRY SQUIRE | 1 | COUNTRY SQUIRE MOBILE HOME PK | B | 02 | DISINFECT/HYPOCHLORIN
3350254 | CRESCENT VIEW SUBDIVISION | 1 | CLERMONT | B | 02 | DISINFECT/HYPOCHLORIN
3350262 | CYPRESS COVE MARINA | 1 | CYPRESS COVE RESORT-JONES' | B | 02 | DISINFECT/HYPOCHLORIN
3350284 | DEERHAVEN CAMPGROUND, INC. | 1 | DEERHAVEN CAMPGROUND, INC. | G | 18 | IRON RMVL/SEQUESTATION
3350284 | DEERHAVEN CAMPGROUND, INC. | 1 | DEERHAVEN CAMPGROUND, INC. | E | 20 | T-O CTRL/AERATION
3350284 | DEERHAVEN CAMPGROUND, INC. | 1 | DEERHAVEN CAMPGROUND, INC. | B | 02 | DISINFECT/HYPOCHLORIN
3350295 | DIXIE BAR & PACKAGE | 1 |  | B | 02 | DISINFECT/HYPOCHLORIN
3350296 | HICKORY HILL COURT | 1 | HICKORY HILL COURT | B | 02 | DISINFECT/HYPOCHLORIN
3350296 | HICKORY HILL COURT | 1 | HICKORY HILL COURT | G | 15 | IRON RMVL/PRESS SAND FILT
3350296 | HICKORY HILL COURT | 1 | HICKORY HILL COURT | G | 18 | IRON RMVL/SEQUESTATION
3350298 | DONA VISTA BAR | 1 |  | B | 02 | DISINFECT/HYPOCHLORIN
3350299 | DONA VISTA DRIVE IND & MOTEL | 1 |  | B | 02 | DISINFECT/HYPOCHLORIN
3350302 | DORA PINES MOBILE HOME ESTATES | 1 | DORA PINES MOBILE HOME ESTATES | B | 01 | DISINFECT/GASEOUS CHLORIN
3350316 | DURA-STRESS INC | 1 | DURA-STRESS, INC. | B | 02 | DISINFECT/HYPOCHLORIN
3350319 | EAGLES NEST ESTATES, LLC | 1 | EAGLE NEST MOBILE HOME ESTATES | B | 01 | DISINFECT/GASEOUS CHLORIN
3350322 | EAST LAKE HARRIS ESTATES | 1 | EAST LAKE HARRIS ESTATES | B | 02 | DISINFECT/HYPOCHLORIN
3350322 | EAST LAKE HARRIS ESTATES | 1 | EAST LAKE HARRIS ESTATES | D | 18 | CORR-CTRL/SEQUESTATION
3350329 | EDDINS CUSTOM MEAT | 1 |  | B | 02 | DISINFECT/HYPOCHLORIN
3350330 | EDGEWATER BEACH ASSOC | 1 | CLERMONT | B | 02 | DISINFECT/HYPOCHLORIN
3350333 | EDGEWOOD SCHOOL SUBDIVISION | 1 | CLERMONT | B | 02 | DISINFECT/HYPOCHLORIN
3350337 | EL RED MOBILE MANOR | 1 | TAVARES | B | 02 | DISINFECT/HYPOCHLORIN
3350346 | EUSTIS, CITY OF (4 WPS) | 3 | CR 44A WTP [4.608 MGD] | Z | 27 | OTHER/FLUORIDATION
3350346 | EUSTIS, CITY OF (4 WPS) | 3 | CR 44A WTP [4.608 MGD] | E | 20 | T-O CTRL/AERATION
3350346 | EUSTIS, CITY OF (4 WPS) | 2 | ARDICE WTP [6.288 MGD] | Z | 27 | OTHER/FLUORIDATION
3350346 | EUSTIS, CITY OF (4 WPS) | 1 | HASELTON WTP [1.909 MGD] | Z | 27 | OTHER/FLUORIDATION
3350346 | EUSTIS, CITY OF (4 WPS) | 1 | HASELTON WTP [1.909 MGD] | E | 20 | T-O CTRL/AERATION
3350346 | EUSTIS, CITY OF (4 WPS) | 2 | ARDICE WTP [6.288 MGD] | E | 20 | T-O CTRL/AERATION
3350346 | EUSTIS, CITY OF (4 WPS) | 4 | GRAND ISLAND WTP | Z | 27 | OTHER/FLUORIDATION
3350346 | EUSTIS, CITY OF (4 WPS) | 4 | GRAND ISLAND WTP | B | 02 | DISINFECT/HYPOCHLORIN
3350346 | EUSTIS, CITY OF (4 WPS) | 3 | CR 44A WTP [4.608 MGD] | B | 02 | DISINFECT/HYPOCHLORIN
3350346 | EUSTIS, CITY OF (4 WPS) | 1 | HASELTON WTP [1.909 MGD] | B | 02 | DISINFECT/HYPOCHLORIN
3350346 | EUSTIS, CITY OF (4 WPS) | 2 | ARDICE WTP [6.288 MGD] | B | 02 | DISINFECT/HYPOCHLORIN
3350352 | FARM STORE | 1 |  | B | 02 | DISINFECT/HYPOCHLORIN
3350353 | FARM STORE | 1 |  | B | 02 | DISINFECT/HYPOCHLORIN
3350354 | MT. PLYMOUTH LABOR CAMP | 1 | MT. PLYMOUTH LABOR CAMP | B | 01 | DISINFECT/GASEOUS CHLORIN
3350370 | FERN TERRACE SUBDIVISION | 1 | FERN TERRACE SUBDIVISION | B | 02 | DISINFECT/HYPOCHLORIN
3350372 | FERNGRO GROCERY STORE | 1 |  | B | 02 | DISINFECT/HYPOCHLORIN
3350384 | FISHERMAN'S COVE | 1 | FISHERMAN'S COVE | B | 02 | DISINFECT/HYPOCHLORIN
3350385 | LAKE YALE BAPTIST CONFERENCE CTR (2WPS) | 1 | NORTH PLANT | G | 15 | IRON RMVL/PRESS SAND FILT
3350385 | LAKE YALE BAPTIST CONFERENCE CTR (2WPS) | 1 | NORTH PLANT | B | 02 | DISINFECT/HYPOCHLORIN
3350385 | LAKE YALE BAPTIST CONFERENCE CTR (2WPS) | 1 | NORTH PLANT | E | 20 | T-O CTRL/AERATION
3350385 | LAKE YALE BAPTIST CONFERENCE CTR (2WPS) | 2 | SOUTH PLANT | G | 15 | IRON RMVL/PRESS SAND FILT
3350385 | LAKE YALE BAPTIST CONFERENCE CTR (2WPS) | 2 | SOUTH PLANT | B | 02 | DISINFECT/HYPOCHLORIN
3350397 | FLORIDA ANGLERS RESORT | 1 | TAVARES | B | 02 | DISINFECT/HYPOCHLORIN
3350398 | FLORIDA BAPTIST ENCAMPMENT | 1 | FLORIDA BAPTIST ENCAMPMENT | B | 02 | DISINFECT/HYPOCHLORIN
3350400 | FLORIDA CENTRAL ACADEMY | 1 | MOUNT DORA | B | 02 | DISINFECT/HYPOCHLORIN
3350410 | FL UNITED METHODIST YOUTH CAMP | 1 | LEESBURG | B | 02 | DISINFECT/HYPOCHLORIN
3350417 | FORESTER HAVEN II | 1 | FORESTER HAVEN II | B | 02 | DISINFECT/HYPOCHLORIN
3350417 | FORESTER HAVEN II | 1 | FORESTER HAVEN II | C | 29 | PART-RMVL/CARTRIDGE FILTR
3350417 | FORESTER HAVEN II | 1 | FORESTER HAVEN II | D | 18 | CORR-CTRL/SEQUESTATION
3350426 | FRIENDLY CENTER SUBDIVISION | 1 | FRIENDLY CENTER SUBDIVISION | B | 02 | DISINFECT/HYPOCHLORIN
3350427 | FRUITLAND PARK, CITY OF (3 WPS) | 1 | PLANT #1/RR ST (WELLS #3 & 7) | E | 20 | T-O CTRL/AERATION
3350427 | FRUITLAND PARK, CITY OF (3 WPS) | 1 | PLANT #1/RR ST (WELLS #3 & 7) | B | 02 | DISINFECT/HYPOCHLORIN
3350427 | FRUITLAND PARK, CITY OF (3 WPS) | 3 | PLANT #5/SHILOH ST (WELL #5) | B | 01 | DISINFECT/GASEOUS CHLORIN
3350427 | FRUITLAND PARK, CITY OF (3 WPS) | 2 | PLANT #4/OLIVE AVE (WELL #4) | B | 01 | DISINFECT/GASEOUS CHLORIN
3350434 | GALAXY TWO BEAUTY SALON | 1 |  | B | 02 | DISINFECT/HYPOCHLORIN
3350452 | GLENN HAVEN FEEDS | 1 |  | B | 02 | DISINFECT/HYPOCHLORIN
3350454 | FLORIDA'S NATURAL GROWERS | 1 | FLORIDA'S NATURAL GROWERS | B | 02 | DISINFECT/HYPOCHLORIN
3350455 | GOLDEN GROVE CAMPER RESORT | 1 | GOLDEN GROVE CAMPER RESORT | E | 20 | T-O CTRL/AERATION
3350455 | GOLDEN GROVE CAMPER RESORT | 1 | GOLDEN GROVE CAMPER RESORT | B | 02 | DISINFECT/HYPOCHLORIN
3350461 | CENTURY 21 HOMETOWNE PROPERTIES | 1 | THE DALEY DOG ( PITT STOP) | B | 02 | DISINFECT/HYPOCHLORIN
3350464 | GRAND ISLAND TRAILER PARK | 1 | GRAND ISLAND TRAILER PARK | B | 02 | DISINFECT/HYPOCHLORIN
3350467 | GRAYS ORANGE BARN | 1 |  | B | 02 | DISINFECT/HYPOCHLORIN
3350471 | GREEN VALLEY COUNTRY CLUB | 1 | GREEN VALLEY COUNTRY CLUB | B | 02 | DISINFECT/HYPOCHLORIN
3350474 | GRIFFWOOD MOBILE HOME PARK | 1 | GRIFFWOOD MOBILE HOME PARK | B | 02 | DISINFECT/HYPOCHLORIN
3350474 | GRIFFWOOD MOBILE HOME PARK | 1 | GRIFFWOOD MOBILE HOME PARK | G | 18 | IRON RMVL/SEQUESTATION
3350475 | PINE LAKE RETREAT | 1 | PINE LAKE RETREAT | B | 02 | DISINFECT/HYPOCHLORIN
3350476 | GROVELAND WATER DEPARTMENT (3 WPS) | 3 | WTP #5 | B | 02 | DISINFECT/HYPOCHLORIN
3350476 | GROVELAND WATER DEPARTMENT (3 WPS) | 1 | GROVELAND WTP #1/POMELO ST | B | 01 | DISINFECT/GASEOUS CHLORIN
3350476 | GROVELAND WATER DEPARTMENT (3 WPS) | 2 | GROVELAND WTP #2/SAMPEY RD | B | 01 | DISINFECT/GASEOUS CHLORIN
3350480 | HAINES CREEK AMOCO | 1 |  | B | 02 | DISINFECT/HYPOCHLORIN
3350486 | CUMBERLAND FARMS #9729/LEESBRG | 1 | CUMBERLAND FARMS #9729/LEESBRG | B | 02 | DISINFECT/HYPOCHLORIN
3350495 | HARBOR OAKS MOBILE HOME PARK | 1 | HARBOR OAKS MOBILE HOME PARK | B | 01 | DISINFECT/GASEOUS CHLORIN
3350495 | HARBOR OAKS MOBILE HOME PARK | 1 | HARBOR OAKS MOBILE HOME PARK | G | 18 | IRON RMVL/SEQUESTATION
3350506 | HASELTON VILLAGE | 1 | HASELTON VILLAGE | B | 02 | DISINFECT/HYPOCHLORIN
3350507 | HAWTHORNE AT LEESBURG | 1 | HAWTHORNE AT LEESBURG | E | 20 | T-O CTRL/AERATION
3350507 | HAWTHORNE AT LEESBURG | 1 | HAWTHORNE AT LEESBURG | B | 01 | DISINFECT/GASEOUS CHLORIN
3350511 | JAMMERS | 1 | MEMORIES LOUNGE | B | 02 | DISINFECT/HYPOCHLORIN
3350520 | HI ACRES SERVICES INC | 1 |  | B | 02 | DISINFECT/HYPOCHLORIN
3350523 | HICKORY HOLLOW ESTATES | 1 | HICKORY HOLLOW ESTATES | E | 20 | T-O CTRL/AERATION
3350523 | HICKORY HOLLOW ESTATES | 1 | HICKORY HOLLOW ESTATES | B | 02 | DISINFECT/HYPOCHLORIN
3350524 | HICKORY POINT INDUSTRIES | 1 |  | B | 02 | DISINFECT/HYPOCHLORIN
3350529 | HIDE-AWAY-HARBOR MHP | 1 | HIDE-AWAY-HARBOR MHP | B | 02 | DISINFECT/HYPOCHLORIN
3350530 | LAKE HARRIS HIDE-AWAY | 1 | TAVARES | B | 02 | DISINFECT/HYPOCHLORIN
3350536 | HIGHLANDS MOBILE HOME PARK | 1 | HIGHLANDS MOBILE HOME PARK | B | 02 | DISINFECT/HYPOCHLORIN
3350544 | HOBBY HILL SUBDIVISION | 1 | HOBBY HILL SUBDIVISION | B | 02 | DISINFECT/HYPOCHLORIN
3350548 | PALACE INN | 1 | PALACE INN | B | 02 | DISINFECT/HYPOCHLORIN
3350551 | HOLIDAY RV VILLAGE | 1 | HOLIDAY TRAVEL RESORT | B | 01 | DISINFECT/GASEOUS CHLORIN
3350572 | ROMAR ESTATES | 1 | ROMAR ESTATES | B | 02 | DISINFECT/HYPOCHLORIN
3350573 | HOWEY IN THE HILLS (2 WPS) | 2 | HOWEY IN THE HILLS/WELL #3 | B | 01 | DISINFECT/GASEOUS CHLORIN
3350573 | HOWEY IN THE HILLS (2 WPS) | 1 | HOWEY IN THE HILLS/WELL #2 | G | 18 | IRON RMVL/SEQUESTATION
3350573 | HOWEY IN THE HILLS (2 WPS) | 1 | HOWEY IN THE HILLS/WELL #2 | B | 01 | DISINFECT/GASEOUS CHLORIN
3350573 | HOWEY IN THE HILLS (2 WPS) | 1 | HOWEY IN THE HILLS/WELL #2 | C | 20 | PART-RMVL/AERATION
3350577 | HUNGERFORD HOMES | 1 |  | B | 02 | DISINFECT/HYPOCHLORIN
3350584 | IMPERIAL TERRACE WEST | 1 | IMPERIAL TERRACE WEST | B | 02 | DISINFECT/HYPOCHLORIN
3350585 | IMPERIAL MOBILE TERRACE 4-5 | 1 | TAVARES | B | 02 | DISINFECT/HYPOCHLORIN
3350598 | INLAND EQUIPMENT | 1 |  | B | 02 | DISINFECT/HYPOCHLORIN
3350601 | MARGARITA'S LOUNGE | 1 | MARGARITA'S LOUNGE | B | 02 | DISINFECT/HYPOCHLORIN
3350605 | ISOM GULF | 1 |  | B | 02 | DISINFECT/HYPOCHLORIN
3350628 | ORLANDO VACATION RESORTS | 1 | CLERMONT | B | 01 | DISINFECT/GASEOUS CHLORIN
3350636 | JR FOOD STORE | 1 |  | B | 02 | DISINFECT/HYPOCHLORIN
3350637 | JR FOOD STORE #259 | 1 |  | B | 02 | DISINFECT/HYPOCHLORIN
3350638 | JR FOOD STORE 253 | 1 |  | B | 02 | DISINFECT/HYPOCHLORIN
3350645 | KATHLEENS & HORACE HAIR STYLIN | 1 |  | B | 02 | DISINFECT/HYPOCHLORIN
3350647 | KEENE HARVESTING CO LABOR CAMP | 1 | CLERMONT | B | 02 | DISINFECT/HYPOCHLORIN
3350648 | KEENE'S HARVESTING COMPANY | 1 |  | B | 02 | DISINFECT/HYPOCHLORIN
3350655 | KING'S COVE SUBDIVISION | 1 | KING'S COVE SUBDIVISION | B | 02 | DISINFECT/HYPOCHLORIN
3350663 | CITRUS VALLEY CAMPGROUND | 1 | CITRUS VALLEY CAMPGROUND | B | 01 | DISINFECT/GASEOUS CHLORIN
3350679 | LADY LAKE MOBILE HOME PARK | 1 | LADY LAKE MOBILE HOME PARK | B | 02 | DISINFECT/HYPOCHLORIN
3350690 | LAKE CORRECTIONAL INSTITUTION | 1 | LAKE CORRECTIONAL INSTITUTION | B | 01 | DISINFECT/GASEOUS CHLORIN
3350690 | LAKE CORRECTIONAL INSTITUTION | 1 | LAKE CORRECTIONAL INSTITUTION | D | 36 | CORR-CTRL/CORROSION INHIB
3350691 | SUNSHINE PARKWAY SYSTEMS | 1 | SUNSHINE PARKWAY SYSTEMS | B | 01 | DISINFECT/GASEOUS CHLORIN
3350693 | USDA/LAKE DORR REC AREA | 1 | USDA/LAKE DORR REC AREA | B | 02 | DISINFECT/HYPOCHLORIN
3350694 | LAKE DORR MOBILE HOME PARK | 1 | LAKE DORR MOBILE HOME PARK | B | 02 | DISINFECT/HYPOCHLORIN
3350696 | LAKE GERTRUDE MANOR | 1 | LAKE GERTRUDE MANOR | B | 02 | DISINFECT/HYPOCHLORIN
3350697 | LAKE GRIFFIN RESORT | 1 | LAKE GRIFFEN RESORT | B | 02 | DISINFECT/HYPOCHLORIN
3350710 | LAKE PARK TAVERN | 1 | LAKE PARK TAVERN | B | 02 | DISINFECT/HYPOCHLORIN
3350714 | LAKE SUMTER COMMUNITY COLLEGE | 1 | TAVARES | B | 01 | DISINFECT/GASEOUS CHLORIN
3350715 | LAKE SUMTER CONDOMINIUMS | 1 | TAVARES | B | 01 | DISINFECT/GASEOUS CHLORIN
3350716 | LAKE SUSAN LODGE & MARINA | 1 | LAKE SUSAN LODGE & MARINA | B | 02 | DISINFECT/HYPOCHLORIN
3350725 | LAKESIDE COTTAGES | 1 |  | B | 02 | DISINFECT/HYPOCHLORIN
3350728 | LAKESIDE MOTEL | 1 | LEESBURG | B | 02 | DISINFECT/HYPOCHLORIN
3350730 | LAKEVIEW TERRACE RETIREMENT SERVICES | 1 | LAKEVIEW TERR RET. SRVCS., INC | B | 02 | DISINFECT/HYPOCHLORIN
3350734 | LAKE HARRIS LODGE | 1 | LAKE HARRIS LODGE | B | 02 | DISINFECT/HYPOCHLORIN
3350740 | LAZY OAKS RESORT | 1 | LAZY OAKS RESORT | B | 02 | DISINFECT/HYPOCHLORIN
3350744 | LAKESIDE VILLAGE I | 1 | LAKESIDE VILLAGE I | B | 02 | DISINFECT/HYPOCHLORIN
3350745 | LEESBURG, CITY OF | 1 | LEESBURG MAIN SYSTEM | B | 02 | DISINFECT/HYPOCHLORIN
3350760 | LITTLE LAKE HARRIS SHORES ASSOC | 1 | LITTLE LK HARRIS SHORES ASSOC | B | 02 | DISINFECT/HYPOCHLORIN
3350765 | LIVE OAK TRAILER PARK | 1 | LIVE OAK TRAILER PARK | B | 02 | DISINFECT/HYPOCHLORIN
3350783 | YOUTH WITH A MISSION (2WPS) | 1 | NORTH WTP | B | 02 | DISINFECT/HYPOCHLORIN
3350787 | M&W CIRCLE | 1 |  | B | 02 | DISINFECT/HYPOCHLORIN
3350812 | MASCOTTE WATER DEPARTMENT | 2 | MASCOTTE WTP #2/MIDWAY AVE. | B | 01 | DISINFECT/GASEOUS CHLORIN
3350812 | MASCOTTE WATER DEPARTMENT | 2 | MASCOTTE WTP #2/MIDWAY AVE. | G | 18 | IRON RMVL/SEQUESTATION
3350812 | MASCOTTE WATER DEPARTMENT | 1 | MASCOTTE WTP #1/KNIGHT ST. | B | 01 | DISINFECT/GASEOUS CHLORIN
3350812 | MASCOTTE WATER DEPARTMENT | 1 | MASCOTTE WTP #1/KNIGHT ST. | G | 18 | IRON RMVL/SEQUESTATION
3350825 | MID-FLORIDA LAKES YACHT CLUB | 1 | MID-FLORIDA LAKES MHP | B | 02 | DISINFECT/HYPOCHLORIN
3350825 | MID-FLORIDA LAKES YACHT CLUB | 1 | MID-FLORIDA LAKES MHP | B | 04 | DISINFECT/CHLORAMINES
3350825 | MID-FLORIDA LAKES YACHT CLUB | 1 | MID-FLORIDA LAKES MHP | E | 20 | T-O CTRL/AERATION
3350831 | FRUITLAND PARK TRUCK STOP | 1 | FRUITLAND PARK TRUCK STOP | B | 02 | DISINFECT/HYPOCHLORIN
3350836 | MINNEOLA WATER DEPARTMENT (2 WPS) | 3 | EASTRIDGE WTP | B | 01 | DISINFECT/GASEOUS CHLORIN
3350836 | MINNEOLA WATER DEPARTMENT (2 WPS) | 2 | MINNEOLA WTP #5 | B | 01 | DISINFECT/GASEOUS CHLORIN
3350836 | MINNEOLA WATER DEPARTMENT (2 WPS) | 1 | MINNEOLA WTP #4 | B | 01 | DISINFECT/GASEOUS CHLORIN
3350836 | MINNEOLA WATER DEPARTMENT (2 WPS) | 4 | OAK VALLEY WTP | E | 20 | T-O CTRL/AERATION
3350836 | MINNEOLA WATER DEPARTMENT (2 WPS) | 4 | OAK VALLEY WTP | B | 01 | DISINFECT/GASEOUS CHLORIN
3350838 | MISSION INN GOLF & TENNIS RESORT | 1 | MISSION INN RESORT | B | 02 | DISINFECT/HYPOCHLORIN
3350842 | MOLOKAI MOBILE COMMUNITY | 1 | MOLOKAI MOBILE COMMUNITY | B | 02 | DISINFECT/HYPOCHLORIN
3350842 | MOLOKAI MOBILE COMMUNITY | 1 | MOLOKAI MOBILE COMMUNITY | D | 18 | CORR-CTRL/SEQUESTATION
3350843 | MOM & DADS' RESTAURANT | 1 |  | B | 02 | DISINFECT/HYPOCHLORIN
3350846 | MONTVERDE MOBILE HOME SD | 1 | MONTVERDE MOBILE HOME SD | B | 02 | DISINFECT/HYPOCHLORIN
3350847 | MONTVERDE WATER DEPARTMENT (2WPS) | 1 | MONTVERDE WELL #2 WTP | H | 18 | SOFTENING/SEQUESTATION
3350847 | MONTVERDE WATER DEPARTMENT (2WPS) | 1 | MONTVERDE WELL #2 WTP | B | 02 | DISINFECT/HYPOCHLORIN
3350847 | MONTVERDE WATER DEPARTMENT (2WPS) | 2 | MONTVERDE WELL #3 WTP | B | 02 | DISINFECT/HYPOCHLORIN
3350847 | MONTVERDE WATER DEPARTMENT (2WPS) | 2 | MONTVERDE WELL #3 WTP | H | 18 | SOFTENING/SEQUESTATION
3350851 | DUKES LANDING (MORGAN'S MHP & FISH CAMP) | 1 | MORGAN'S MHP & FISH CAMP | B | 02 | DISINFECT/HYPOCHLORIN
3350852 | MORNINGVIEW SUBDIVISION | 1 | MORNINGVIEW SUBDIVISION | B | 02 | DISINFECT/HYPOCHLORIN
3350852 | MORNINGVIEW SUBDIVISION | 1 | MORNINGVIEW SUBDIVISION | D | 18 | CORR-CTRL/SEQUESTATION
3350858 | MOUNT DORA, CITY OF (2WPS) | 2 | ESA WTP (EASTERN SERVICE AREA) | D | 36 | CORR-CTRL/CORROSION INHIB
3350858 | MOUNT DORA, CITY OF (2WPS) | 1 | CITY OF MOUNT DORA WTP | D | 36 | CORR-CTRL/CORROSION INHIB
3350858 | MOUNT DORA, CITY OF (2WPS) | 2 | ESA WTP (EASTERN SERVICE AREA) | E | 20 | T-O CTRL/AERATION
3350858 | MOUNT DORA, CITY OF (2WPS) | 2 | ESA WTP (EASTERN SERVICE AREA) | B | 02 | DISINFECT/HYPOCHLORIN
3350858 | MOUNT DORA, CITY OF (2WPS) | 1 | CITY OF MOUNT DORA WTP | B | 02 | DISINFECT/HYPOCHLORIN
3350858 | MOUNT DORA, CITY OF (2WPS) | 1 | CITY OF MOUNT DORA WTP | E | 20 | T-O CTRL/AERATION
3350863 | E.COM LODGE | 1 | ECONOLODGE | B | 02 | DISINFECT/HYPOCHLORIN
3350866 | PINECASTLE ELECTR WARFARE RGE | 1 | PINECASTLE ELECTR WARFARE RGE | B | 02 | DISINFECT/HYPOCHLORIN
3350895 | OAK GROVE MOBILE HOME S/D | 1 | LEESBURG | B | 02 | DISINFECT/HYPOCHLORIN
3350898 | OAK HILL GOLF COURSE | 1 |  | B | 02 | DISINFECT/HYPOCHLORIN
3350900 | OAK LANE TRAILER PARK | 1 | OAK LANE TRAILER PARK | G | 15 | IRON RMVL/PRESS SAND FILT
3350900 | OAK LANE TRAILER PARK | 1 | OAK LANE TRAILER PARK | B | 02 | DISINFECT/HYPOCHLORIN
3350907 | OAK SPRINGS MOBILE HOME PARK | 1 | OAK SPRINGS MOBILE HOME PARK | B | 02 | DISINFECT/HYPOCHLORIN
3350907 | OAK SPRINGS MOBILE HOME PARK | 1 | OAK SPRINGS MOBILE HOME PARK | E | 20 | T-O CTRL/AERATION
3350936 | OHIO MOTEL | 1 |  | B | 02 | DISINFECT/HYPOCHLORIN
3350942 | VILLAGES OF LAKE-SUMTER - WTPS 1, 3, & 5 | 1 | WTP #1 (WELLS #1A & #2) | B | 02 | DISINFECT/HYPOCHLORIN
3350942 | VILLAGES OF LAKE-SUMTER - WTPS 1, 3, & 5 | 2 | RELOCATED TO WTP #1 (WLS 1&2) | B | 01 | DISINFECT/GASEOUS CHLORIN
3350942 | VILLAGES OF LAKE-SUMTER - WTPS 1, 3, & 5 | 4 | WTP #4 (WELL #4) | B | 01 | DISINFECT/GASEOUS CHLORIN
3350942 | VILLAGES OF LAKE-SUMTER - WTPS 1, 3, & 5 | 5 | WTP #5 (WELL #5) | B | 01 | DISINFECT/GASEOUS CHLORIN
3350972 | SPANISH VILLAGE | 1 | SPANISH VILLAGE COUNTRY CLUB | B | 02 | DISINFECT/HYPOCHLORIN
3350977 | LADY LAKE CENTRAL - WPS 1,2,3 | 1 | LADY LAKE CENTRAL WTP #1 | B | 02 | DISINFECT/HYPOCHLORIN
3350977 | LADY LAKE CENTRAL - WPS 1,2,3 | 2 | LADY LAKE CENTRAL WTP #2 | B | 02 | DISINFECT/HYPOCHLORIN
3350977 | LADY LAKE CENTRAL - WPS 1,2,3 | 3 | LADY LAKE CENTRAL WTP #3 | B | 02 | DISINFECT/HYPOCHLORIN
3350977 | LADY LAKE CENTRAL - WPS 1,2,3 | 3 | LADY LAKE CENTRAL WTP #3 | E | 20 | T-O CTRL/AERATION
3350980 | PALM GARDENS MOBILE HOME PARK | 1 | PALM GARDENS MOBILE HOME PARK | B | 02 | DISINFECT/HYPOCHLORIN
3350981 | PALMS MOBILE HOME ESTATES | 1 | PALMS MOBILE HOME ESTATES | G | 13 | IRON RMVL/SLOW SAND FILTR
3350981 | PALMS MOBILE HOME ESTATES | 1 | PALMS MOBILE HOME ESTATES | B | 02 | DISINFECT/HYPOCHLORIN
3350984 | PALM SHORES RV RESORT | 1 | PALM SHORES RV RESORT | B | 02 | DISINFECT/HYPOCHLORIN
3351002 | PEGS RESTAURANT | 1 |  | A |  | NO TRTMT
3351007 | PEWTER PUB | 1 | LEESBURG | B | 02 | DISINFECT/HYPOCHLORIN
3351009 | PICCIOLA ISLAND SUBDIVISION | 1 | PICCIOLA ISLAND SUBDIVISION | B | 02 | DISINFECT/HYPOCHLORIN
3351015 | PINE ISLAND LABOR CAMP | 1 | CLERMONT | B | 02 | DISINFECT/HYPOCHLORIN
3351021 | PINEY WOODS SUBDIVISION - 2 WTPS | 1 | PINEY WOODS WTP/0.216 MGD | B | 02 | DISINFECT/HYPOCHLORIN
3351021 | PINEY WOODS SUBDIVISION - 2 WTPS | 1 | PINEY WOODS WTP/0.216 MGD | E | 20 | T-O CTRL/AERATION
3351021 | PINEY WOODS SUBDIVISION - 2 WTPS | 2 | SPRING LAKE MANOR WTP/0.108MGD | B | 02 | DISINFECT/HYPOCHLORIN
3351022 | FLORIDIAN GARDENS RESORT AND SPA VILLAGE | 1 | FLORIDAN GARDENS RESORT | B | 02 | DISINFECT/HYPOCHLORIN
3351062 | RAVENSWOOD WATER SYSTEM | 1 | RAVENSWOOD WATER SYSTEM | B | 02 | DISINFECT/HYPOCHLORIN
3351069 | REDWING RESTAURANT | 1 | HAPPS REDWING RESTAURANT | B | 02 | DISINFECT/HYPOCHLORIN
3351095 | ROD 'N REEL ASSOCIATION | 1 | ROD 'N REEL ASSOCIATION | B | 02 | DISINFECT/HYPOCHLORIN
3351110 | SABIN-MULLOY-GARRISON CAMP | 1 | CLERMONT | B | 02 | DISINFECT/HYPOCHLORIN
3351115 | SANDPIPER MOBILE HOME MANOR | 1 | SANDPIPER MOBILE HOME MANOR | B | 02 | DISINFECT/HYPOCHLORIN
3351150 | SHADY ACRES FISHING RESORT | 1 |  | B | 02 | DISINFECT/HYPOCHLORIN
3351153 | SUPREME MASTER CHING/SUMMIT YOUTH CAMP | 1 | SUPREME MASTER CHING HAI INTNL | B | 02 | DISINFECT/HYPOCHLORIN
3351154 | SHADY OAKS MOBILE HOME & RV PARK | 1 | SHADY OAKS MOBILE HOME & RV PK | B | 02 | DISINFECT/HYPOCHLORIN
3351162 | SHELTONS JIFFY FOOD STORE #151 | 1 |  | B | 02 | DISINFECT/HYPOCHLORIN
3351177 | SHORT STOP SHOPPING | 1 |  | B | 02 | DISINFECT/HYPOCHLORIN
3351182 | SILVER LAKE ESTATES | 1 | SILVER LAKE ESTATES | B | 02 | DISINFECT/HYPOCHLORIN
3351189 | SILVER SPRINGS CITRUS LLC | 1 | SILVER SPRINGS CITRUS CO-OP | B | 01 | DISINFECT/GASEOUS CHLORIN
3351205 | SKYCREST SUBDIVISION | 1 | SKYCREST SUBDIVISION | B | 02 | DISINFECT/HYPOCHLORIN
3351206 | SKYLINE HILLS MHP | 1 | LEESBURG | B | 02 | DISINFECT/HYPOCHLORIN
3351221 | SOUTH UMATILLA WATER - 2 WTPS | 2 | SOUTH UMATILLA #2/JAMESTOWN ST | B | 02 | DISINFECT/HYPOCHLORIN
3351238 | SPARKYS FISH CAMP | 1 |  | B | 02 | DISINFECT/HYPOCHLORIN
3351243 | SPILLWAY PARK | 1 | SPILLWAY GRILL & MARINA INC | B | 02 | DISINFECT/HYPOCHLORIN
3351250 | SPRING LAKE MANOR | 1 |  | B | 02 | DISINFECT/HYPOCHLORIN
3351254 | SPRINGS PARK AREA INC | 1 | SPRINGS PARK AREA, INC | B | 02 | DISINFECT/HYPOCHLORIN
3351278 | STEWARD CADILLAC INC | 1 |  | B | 02 | DISINFECT/HYPOCHLORIN
3351282 | STONE MOUNTAIN ESTATES | 1 | STONE MOUNTAIN ESTATES | B | 02 | DISINFECT/HYPOCHLORIN
3351301 | SUN CITY OF FLORIDA INC. | 1 |  | B | 02 | DISINFECT/HYPOCHLORIN
3351306 | SUNLAND TRADING POST | 1 |  | B | 02 | DISINFECT/HYPOCHLORIN
3351317 | SUNSHINE MOBILE HOME PARK | 1 | LEESBURG | B | 02 | DISINFECT/HYPOCHLORIN
3351318 | ALL SEASONS RESORT OF ORLANDO TRAVEL AM | 1 | ALL SEASONS RESORT OF ORLANDO | B | 01 | DISINFECT/GASEOUS CHLORIN
3351331 | TARA VILLAGE | 1 | TARA VILLAGE | B | 02 | DISINFECT/HYPOCHLORIN
3351333 | TAVARES WATER DEPARTMENT (4 WPS) | 4 | TAVARES WTP #4/LANE PARK | B | 01 | DISINFECT/GASEOUS CHLORIN
3351333 | TAVARES WATER DEPARTMENT (4 WPS) | 4 | TAVARES WTP #4/LANE PARK | B | 27 | DISINFECT/FLUORIDATION
3351333 | TAVARES WATER DEPARTMENT (4 WPS) | 2 | TAVARES WTP #2/INGRAHAM AVENUE | Z | 27 | OTHER/FLUORIDATION
3351333 | TAVARES WATER DEPARTMENT (4 WPS) | 3 | TAVARES WTP #3/LAKE HARRIS DR. | Z | 27 | OTHER/FLUORIDATION
3351333 | TAVARES WATER DEPARTMENT (4 WPS) | 1 | TAVARES WTP #1/DISSTON AVENUE | E | 20 | T-O CTRL/AERATION
3351333 | TAVARES WATER DEPARTMENT (4 WPS) | 2 | TAVARES WTP #2/INGRAHAM AVENUE | B | 01 | DISINFECT/GASEOUS CHLORIN
3351333 | TAVARES WATER DEPARTMENT (4 WPS) | 1 | TAVARES WTP #1/DISSTON AVENUE | Z | 27 | OTHER/FLUORIDATION
3351333 | TAVARES WATER DEPARTMENT (4 WPS) | 1 | TAVARES WTP #1/DISSTON AVENUE | B | 01 | DISINFECT/GASEOUS CHLORIN
3351333 | TAVARES WATER DEPARTMENT (4 WPS) | 3 | TAVARES WTP #3/LAKE HARRIS DR. | B | 01 | DISINFECT/GASEOUS CHLORIN
3351333 | TAVARES WATER DEPARTMENT (4 WPS) | 4 | TAVARES WTP #4/LANE PARK | E | 20 | T-O CTRL/AERATION
3351335 | RIDGECREST RESORT COMMUNITY | 1 | RIDGE CREST MOBILE HOME & RV | B | 02 | DISINFECT/HYPOCHLORIN
3351343 | COVE, THE | 1 | COVE TRAILER PARK,THE | B | 02 | DISINFECT/HYPOCHLORIN
3351347 | HAVEN, THE - MOBILE HOME PARK | 1 | LEESBURG | B | 02 | DISINFECT/HYPOCHLORIN
3351348 | HILL, THE | 1 | HILL, THE | B | 01 | DISINFECT/GASEOUS CHLORIN
3351361 | THREE PALMS TRAILER PARK | 1 | THREE PALMS TRAILER PARK | B | 02 | DISINFECT/HYPOCHLORIN
3351366 | TIMBER VILLAGE MOBILE HOME PK | 1 | TIMBER VILLAGE MOBILE HOME PK | B | 02 | DISINFECT/HYPOCHLORIN
3351375 | TOPPER MOTEL | 1 | LEESBURG | B | 02 | DISINFECT/HYPOCHLORIN
3351376 | TORCHLIGHT MOBILE HOME PARK | 1 | TORCHLIGHT TRAILER PARK | G | 18 | IRON RMVL/SEQUESTATION
3351376 | TORCHLIGHT MOBILE HOME PARK | 1 | TORCHLIGHT TRAILER PARK | B | 02 | DISINFECT/HYPOCHLORIN
3351384 | TREADWAY ELEMENTARY SCHOOL | 1 | TREADWAY ELEMENTARY SCHOOL | B | 02 | DISINFECT/HYPOCHLORIN
3351385 | TREASURE ISLAND RESORT | 1 | TREASURE ISLAND RESORT | B | 02 | DISINFECT/HYPOCHLORIN
3351398 | TWIN PALMS TRAILER PARK | 1 | TWIN PALMS TRAILER PARK | B | 02 | DISINFECT/HYPOCHLORIN
3351402 | UMATILLA WATER WORKS (2 WPS) | 1 | UMATILLA WATER WORKS WTP #1 | B | 01 | DISINFECT/GASEOUS CHLORIN
3351402 | UMATILLA WATER WORKS (2 WPS) | 1 | UMATILLA WATER WORKS WTP #1 | Z | 27 | OTHER/FLUORIDATION
3351402 | UMATILLA WATER WORKS (2 WPS) | 1 | UMATILLA WATER WORKS WTP #1 | E | 20 | T-O CTRL/AERATION
3351402 | UMATILLA WATER WORKS (2 WPS) | 2 | UMATILLA WATER WORKS WTP #2 | Z | 27 | OTHER/FLUORIDATION
3351402 | UMATILLA WATER WORKS (2 WPS) | 2 | UMATILLA WATER WORKS WTP #2 | B | 01 | DISINFECT/GASEOUS CHLORIN
3351417 | V S STRICKLAND RENTAL UNITS | 1 |  | B | 02 | DISINFECT/HYPOCHLORIN
3351418 | VACATION VILLAGE CONDOMINIUMS | 1 | VACATION VILLAGE CONDOMINIUMS | D | 36 | CORR-CTRL/CORROSION INHIB
3351418 | VACATION VILLAGE CONDOMINIUMS | 1 | VACATION VILLAGE CONDOMINIUMS | B | 02 | DISINFECT/HYPOCHLORIN
3351421 | VALENCIA TERRACE SUBDIVISION | 1 | VALENCIA TERRACE SUBDIVISION | B | 02 | DISINFECT/HYPOCHLORIN
3351421 | VALENCIA TERRACE SUBDIVISION | 1 | VALENCIA TERRACE SUBDIVISION | D | 18 | CORR-CTRL/SEQUESTATION
3351421 | VALENCIA TERRACE SUBDIVISION | 1 | VALENCIA TERRACE SUBDIVISION | G | 18 | IRON RMVL/SEQUESTATION
3351426 | VENETIAN VILLAGE | 1 | VENETIAN VILLAGE | B | 02 | DISINFECT/HYPOCHLORIN
3351453 | WEEMS RETIREMENT HOME | 1 |  | B | 02 | DISINFECT/HYPOCHLORIN
3351455 | WEKIVA FALLS RESORT | 1 | WEKIVA FALLS RESORT | B | 02 | DISINFECT/HYPOCHLORIN
3351458 | FISHERMAN'S WHARF | 1 | FISHERMAN'S WHARF | B | 02 | DISINFECT/HYPOCHLORIN
3351464 | WESTERN SHORES SUBDIVISION | 1 | WESTERN SHORES SUBDIVISION | B | 02 | DISINFECT/HYPOCHLORIN
3351496 | YALAHA ACRES LAKE SHORE SOUTH | 1 |  | B | 02 | DISINFECT/HYPOCHLORIN
3351530 | LIBERTY BAPTIST CHURCH | 1 | SR 19A TAVARES | B | 02 | DISINFECT/HYPOCHLORIN
3351555 | SUNLAKE ESTATES | 1 |  | B | 02 | DISINFECT/HYPOCHLORIN
3351561 | CYPRESS CREEK | 1 | CYPRESS CREEK | B | 02 | DISINFECT/HYPOCHLORIN
3351562 | WILD WOODS R. V. PARK | 1 | WILD WOODS RV PARK | B | 02 | DISINFECT/HYPOCHLORIN
3351563 | THE WOODLANDS AT CHURCH LAKE | 1 | THE WOODLANDS AT CHURCH LAKE | B | 02 | DISINFECT/HYPOCHLORIN
3351563 | THE WOODLANDS AT CHURCH LAKE | 1 | THE WOODLANDS AT CHURCH LAKE | E | 20 | T-O CTRL/AERATION
3351564 | CITRUS CIRCLE MOBILE HOME S/D | 1 | CITRUS CIRCLE MOBILE HOME S/D | B | 02 | DISINFECT/HYPOCHLORIN
3351565 | FL UNTED METHODIST LIFE ENRC. CENTER | 2 | FLA.UNTD.METHOD.LIFE ENRC-WP#2 | B | 02 | DISINFECT/HYPOCHLORIN
3351565 | FL UNTED METHODIST LIFE ENRC. CENTER | 1 | FLA.UNTD.METHOD.LIFE ENRC-WP#1 | B | 02 | DISINFECT/HYPOCHLORIN
3351566 | LEESBURG EAST (2WPS) | 2 | AIRPORT | B | 02 | DISINFECT/HYPOCHLORIN
3351566 | LEESBURG EAST (2WPS) | 1 | LAKE SQUARE MALL | B | 02 | DISINFECT/HYPOCHLORIN
3351567 | BAYWOOD CONDOMINIUMS | 1 | BAYWOOD CONDOMINIUMS | B | 02 | DISINFECT/HYPOCHLORIN
3351567 | BAYWOOD CONDOMINIUMS | 1 | BAYWOOD CONDOMINIUMS | E | 20 | T-O CTRL/AERATION
3351567 | BAYWOOD CONDOMINIUMS | 1 | BAYWOOD CONDOMINIUMS | B | 01 | DISINFECT/GASEOUS CHLORIN
3351579 | THREE LAKES PARK-TLP WATER INC | 1 | THREE LAKES PARK | B | 02 | DISINFECT/HYPOCHLORIN
3351582 | CLERMONT #1/FOUR WINDS S/D | 1 | CLERMONT #1/FOUR WINDS S/D | B | 02 | DISINFECT/HYPOCHLORIN
3354000 | ASTATULA ELEMENTARY SCHOOL | 1 | ASTATULA ELEMENTARY | G | 18 | IRON RMVL/SEQUESTATION
3354000 | ASTATULA ELEMENTARY SCHOOL | 1 | ASTATULA ELEMENTARY | B | 02 | DISINFECT/HYPOCHLORIN
3354002 | CENTRAL BAPTIST CH YOUTH CAMP | 1 | UMATILLA/DELAND | B | 02 | DISINFECT/HYPOCHLORIN
3354004 | PINE ISLAND FISH CAMP | 1 | PINE ISLAND FISH CAMP | B | 02 | DISINFECT/HYPOCHLORIN
3354005 | COVE WATER SYSTEM, INC. | 1 | COVE WTR SYS(WAS GLENN'S COVE) | B | 02 | DISINFECT/HYPOCHLORIN
3354006 | LADY LAKE CENTRAL #2 | 1 | LEESBURG | B | 02 | DISINFECT/HYPOCHLORIN
3354010 | WATER OAK COUNTRY CLUB ESTATES | 1 | WATER OAK COUNTRY CLUB ESTATES | B | 02 | DISINFECT/HYPOCHLORIN
3354019 | BRUNSWICK CORPORATION | 1 | TAVARES | B | 02 | DISINFECT/HYPOCHLORIN
3354020 | CUTRALE CITRUS JUICES - LEESBURG | 1 | CUTRALE CITRUS JUICES | B | 02 | DISINFECT/HYPOCHLORIN
3354020 | CUTRALE CITRUS JUICES - LEESBURG | 1 | CUTRALE CITRUS JUICES | F | 23 | ORGN-RMVL/GAC ADDITION
3354023 | SQUIRREL POINT SUBDIVISION | 1 | TAVARES | B | 02 | DISINFECT/HYPOCHLORIN
3354027 | CENTURY ESTATES UTILITIES INC. | 1 | CENTURY ESTATES | B | 02 | DISINFECT/HYPOCHLORIN
3354028 | SHANGRI-LA BY THE LAKE UTILITIES, INC. | 1 | SHANGRI-LA BY THE LAKE | B | 02 | DISINFECT/HYPOCHLORIN
3354028 | SHANGRI-LA BY THE LAKE UTILITIES, INC. | 1 | SHANGRI-LA BY THE LAKE | E | 20 | T-O CTRL/AERATION
3354038 | THE MEADOWS OF ASTATULA | 1 | ASTATULA ESTATES MHP | B | 02 | DISINFECT/HYPOCHLORIN
3354043 | BRENDENWOOD WATERWORKS | 1 | BRENDENWOOD UTILITIES, LLC | B | 02 | DISINFECT/HYPOCHLORIN
3354044 | LAKE JOANNA ESTATES | 1 | LAKE JOANNA ESTATES | B | 02 | DISINFECT/HYPOCHLORIN
3354052 | CAMP HORIZON | 1 | CAMP HORIZON | B | 02 | DISINFECT/HYPOCHLORIN
3354053 | CITRUS COVE SUBDIVISION | 1 | CITRUS COVE SUBDIVISION | B | 02 | DISINFECT/HYPOCHLORIN
3354054 | LAKE GRIFFIN ISLES MHP (2 WTPS) | 2 | NORTH PLANT (0.720 MGD) WL#3 | B | 02 | DISINFECT/HYPOCHLORIN
3354054 | LAKE GRIFFIN ISLES MHP (2 WTPS) | 1 | SOUTH PLANT (0.1584 MGD) WL1&2 | B | 02 | DISINFECT/HYPOCHLORIN
3354055 | WATERWOOD SUBDIVISION | 1 | WATERWOOD SUBDIVISION | B | 01 | DISINFECT/GASEOUS CHLORIN
3354060 | GATEWAY JUNIOR ACADEMY | 1 | GATEWAY JUNIOR ACADEMY | B | 02 | DISINFECT/HYPOCHLORIN
3354064 | CAPTAIN APPLEBY'S RESTAURANT | 1 |  | B | 02 | DISINFECT/HYPOCHLORIN
3354084 | YALAHA COMMUNITY CENTER | 1 | YALAHA HEAD START | B | 02 | DISINFECT/HYPOCHLORIN
3354085 | EAST LAKE PLAZA | 1 | EAST LAKE PLAZA | B | 02 | DISINFECT/HYPOCHLORIN
3354091 | MIDWAY MANOR | 1 | MIDWAY MANOR | B | 02 | DISINFECT/HYPOCHLORIN
3354104 | CLERBROOK RV RESORTS (2 WPS) | 2 | PLANT #2 | D | 36 | CORR-CTRL/CORROSION INHIB
3354104 | CLERBROOK RV RESORTS (2 WPS) | 1 | PLANT #1 | D | 36 | CORR-CTRL/CORROSION INHIB
3354104 | CLERBROOK RV RESORTS (2 WPS) | 1 | PLANT #1 | B | 02 | DISINFECT/HYPOCHLORIN
3354104 | CLERBROOK RV RESORTS (2 WPS) | 2 | PLANT #2 | B | 02 | DISINFECT/HYPOCHLORIN
3354106 | BEE'S RV RESORT | 1 | BEE'S RV RESORT | B | 02 | DISINFECT/HYPOCHLORIN
3354107 | LAKE HARRIS LANDING | 1 | LAKE HARRIS LANDING | B | 01 | DISINFECT/GASEOUS CHLORIN
3354108 | BIG PINE ISLAND | 1 | BIG PINE ISLAND | B | 02 | DISINFECT/HYPOCHLORIN
3354108 | BIG PINE ISLAND | 1 | BIG PINE ISLAND | E | 20 | T-O CTRL/AERATION
3354109 | LEESBURG/AIRPORT | 1 | LEESBURG/EAST AIRPORT | B | 01 | DISINFECT/GASEOUS CHLORIN
3354110 | LAKESIDE VILLAGE II | 1 | LAKESIDE VILLAGE II | B | 02 | DISINFECT/HYPOCHLORIN
3354111 | APRIL HILLS SUBDIVISION | 1 | APRIL HILLS SUBDIVISION | B | 01 | DISINFECT/GASEOUS CHLORIN
3354112 | SUMMIT CHASE VILLAS | 1 | SUMMIT CHASE VILLAS | B | 02 | DISINFECT/HYPOCHLORIN
3354113 | MERCER PLASTIC | 1 | MERCER PLASTIC | B | 01 | DISINFECT/GASEOUS CHLORIN
3354114 | MCDONALDS RESTAURANT/LEESBURG | 1 | REC GENERATED--UPDATE REQD | A |  | NO TRTMT
3354115 | CECIL CLARK CHEVROLET | 1 | CECIL CLARK CHEVROLET | B | 02 | DISINFECT/HYPOCHLORIN
3354116 | MOUNT PLYMOUTH GOLF CLUB | 1 | MOUNT PLYMOUTH GOLF CLUB | B | 02 | DISINFECT/HYPOCHLORIN
3354117 | BODIFORD ESTATES | 1 | REC GENERATED--UPDATE REQD | B | 02 | DISINFECT/HYPOCHLORIN
3354118 | NORM'S RIDGE BAR WEST | 1 | NORM'S RIDGE BAR WEST | A |  | NO TRTMT
3354119 | RANDY'S | 1 | HITCHIN' POST RESTAURANT | B | 02 | DISINFECT/HYPOCHLORIN
3354121 | OASIS SALOON AT SORRENTO | 1 | OASIS SALOON AT SORRENTO | B | 02 | DISINFECT/HYPOCHLORIN
3354122 | DEAN'S RESTAURANT | 1 | REC GENERATED--UPDATE REQD | A |  | NO TRTMT
3354124 | MASON JAR RESTAURANT/UMATILLA | 1 | MASON JAR RESTAURANT/UMATILLA | B | 02 | DISINFECT/HYPOCHLORIN
3354125 | GREEN SWAMP COUNTRY STORE | 1 | GREEN SWAMP COUNTRY STORE | B | 02 | DISINFECT/HYPOCHLORIN
3354126 | LAKE HARRIS HIDEAWAY | 1 | LAKE HARRIS HIDEAWAY | B | 02 | DISINFECT/HYPOCHLORIN
3354127 | HALF WAY INN RESTAURANT | 1 | HALF WAY INN RESTAURANT | B | 02 | DISINFECT/HYPOCHLORIN
3354128 | SORRENTO PLAZA | 1 | SORRENTO PLAZA | B | 02 | DISINFECT/HYPOCHLORIN
3354131 | ABC LIQUORS #150/LEESBURG | 1 | ABC LIQUORS #150/LEESBURG | A |  | NO TRTMT
3354132 | NIGHTSTAR | 1 | NIGHTSTAR | A |  | NO TRTMT
3354133 | BLUE KEY GROWERS INC | 1 | REC GENERATED--UPDATE REQD | B | 02 | DISINFECT/HYPOCHLORIN
3354134 | NORM'S BBQ REST. | 1 | REC GENERATED--UPDATE REQD | A |  | NO TRTMT
3354135 | CASEY'S BAR & COUNTRY KITCHEN | 1 | CASEY'S BAR & COUNTRY KITCHEN | A |  | NO TRTMT
3354136 | FRIENDLY CORNER | 1 | FRIENDLY CENTER | B | 02 | DISINFECT/HYPOCHLORIN
3354137 | GEORGE'S MARKET | 1 | REC GENERATED--UPDATE REQD | A |  | NO TRTMT
3354138 | SAMPSON'S GENERAL STORE | 1 | REC GENERATED--UPDATE REQD | A |  | NO TRTMT
3354139 | VILLAGE GROCERY & HARDWARE | 1 | REC GENERATED--UPDATE REQD | A |  | NO TRTMT
3354140 | STEWART CADILLAC | 1 | REC GENERATED--UPDATE REQD | A |  | NO TRTMT
3354141 | FLORIDA TWIN MARKETS (2 WPS) | 2 | FLEA MARKET (32,400 GPD) | B | 02 | DISINFECT/HYPOCHLORIN
3354141 | FLORIDA TWIN MARKETS (2 WPS) | 1 | ANTIQUE MARKET (32,400 GPD) | B | 02 | DISINFECT/HYPOCHLORIN
3354142 | COUNTRY LIFE FAMILY PARK | 1 | COUNTRY LIFE FAMILY PARK | B | 02 | DISINFECT/HYPOCHLORIN
3354644 | PINE HARBOUR WATERWORKS, INC | 1 | PINE HARBOUR WATER UTILITY | B | 02 | DISINFECT/HYPOCHLORIN
3354644 | PINE HARBOUR WATERWORKS, INC | 1 | PINE HARBOUR WATER UTILITY | E | 20 | T-O CTRL/AERATION
3354645 | ORLANDO RV RESORT | 1 | THOUSAND TRAILS CMPGRD/RV PARK | B | 02 | DISINFECT/HYPOCHLORIN
3354646 | ORANGE LAKE MH COMMUNITY | 1 | ORANGE LAKE MH COMMUNITY | E | 20 | T-O CTRL/AERATION
3354646 | ORANGE LAKE MH COMMUNITY | 1 | ORANGE LAKE MH COMMUNITY | B | 02 | DISINFECT/HYPOCHLORIN
3354647 | FOUR LAKES | 1 | FOUR LAKES AND HARBOR OAKS S/D | B | 02 | DISINFECT/HYPOCHLORIN
3354648 | AMBERHILL S/D | 1 | AMBERHILL S/D | B | 02 | DISINFECT/HYPOCHLORIN
3354649 | SILVER LAKE COUNTRY CLUB | 1 | SILVER LAKE COUNTRY CLUB | B | 01 | DISINFECT/GASEOUS CHLORIN
3354650 | LEESBURG/THE PLANTATION | 1 | LEESBURG/THE PLATATION | B | 01 | DISINFECT/GASEOUS CHLORIN
3354650 | LEESBURG/THE PLANTATION | 1 | LEESBURG/THE PLATATION | F | 20 | ORGN-RMVL/AERATION
3354651 | HAINES CREEK RV PARK | 1 | HAINES CREEK RV PARK | B | 02 | DISINFECT/HYPOCHLORIN
3354652 | HIGHLAND POINT | 1 | HIGHLAND POINT | B | 02 | DISINFECT/HYPOCHLORIN
3354653 | PENNBROOKE | 1 | PENNBROOKE FAIRWAYS | B | 02 | DISINFECT/HYPOCHLORIN
3354653 | PENNBROOKE | 1 | PENNBROOKE FAIRWAYS | G | 18 | IRON RMVL/SEQUESTATION
3354654 | CROTHALL LAUNDRY | 1 | CROTHALL LAUNDRY | B | 02 | DISINFECT/HYPOCHLORIN
3354654 | CROTHALL LAUNDRY | 1 | CROTHALL LAUNDRY | F | 23 | ORGN-RMVL/GAC ADDITION
3354655 | CARLTON PALMS EDUCATIONAL CTR | 1 | CARLTON PALMS EDUCATIONAL CTR | B | 02 | DISINFECT/HYPOCHLORIN
3354656 | LAKE IDLEWILD UTILITY COMPANY | 1 | LAKE IDLEWILD ESTATES | B | 02 | DISINFECT/HYPOCHLORIN
3354657 | DIAMOND POINT | 1 | DIAMOND POINT | B | 02 | DISINFECT/HYPOCHLORIN
3354659 | FRANK'S FARM | 1 | FRANK'S FARM | B | 02 | DISINFECT/HYPOCHLORIN
3354660 | SILVER OAKS SUBDIVISION | 1 | SILVER OAKS S/D | B | 02 | DISINFECT/HYPOCHLORIN
3354661 | PICCIOLA LANDING | 1 | PICCIOLA LANDING | B | 02 | DISINFECT/HYPOCHLORIN
3354662 | LAKE BEAUCLAIRE S/D | 1 | LAKE BEAUCLAIRE S/D | B | 02 | DISINFECT/HYPOCHLORIN
3354663 | ALTOONA SCHOOL INC. | 1 | ALTOONA SCHOOL INC. | B | 02 | DISINFECT/HYPOCHLORIN
3354664 | TREASURE COVE | 1 | TREASURE COVE | E | 20 | T-O CTRL/AERATION
3354664 | TREASURE COVE | 1 | TREASURE COVE | B | 02 | DISINFECT/HYPOCHLORIN
3354666 | TRIANGLE INDUSTRIAL PARK | 1 | TRIANGLE INDUSTRIAL PARK | B | 02 | DISINFECT/HYPOCHLORIN
3354667 | CASTELL COMPANY | 1 | CASTELL COMPANY | B | 02 | DISINFECT/HYPOCHLORIN
3354668 | MID LAKE FOOD MART | 1 | FARM STORE #1257/BASSVILLE PK | B | 02 | DISINFECT/HYPOCHLORIN
3354669 | NICKY DEE'S PACKAGE LOUNGE | 1 | NICKY DEE'S PACKAGE LOUNGE | B | 02 | DISINFECT/HYPOCHLORIN
3354670 | ANGELINA LAKESIDE INN | 1 | ANGELINA LAKSESIDE INN | B | 02 | DISINFECT/HYPOCHLORIN
3354671 | SORRENTO ACE HARDWARE | 1 | SORRENTO ACE HARDWARE | B | 02 | DISINFECT/HYPOCHLORIN
3354672 | SHOP AND GO-CASSIA | 1 | SHOP AND GO-CASSIA | B | 02 | DISINFECT/HYPOCHLORIN
3354673 | DEAN'S B-B-Q & FOOD STORE | 1 | DEAN'S B-B-Q & FOOD STORE | B | 02 | DISINFECT/HYPOCHLORIN
3354674 | BASSVILLE PARK ASSEMBLY OF GOD | 1 | BASSVILLE PARK ASSEMBLY OF GOD | B | 02 | DISINFECT/HYPOCHLORIN
3354675 | WISEMAN RESTAURANT & GYM | 1 | WISEMAN RESTAURANT & GYM | B | 02 | DISINFECT/HYPOCHLORIN
3354676 | PIONEER CONSTRUCTION/DAILY COM | 1 | PIONEER CONSTRUCTION | B | 02 | DISINFECT/HYPOCHLORIN
3354677 | WHITNEY BAPTIST CHURCH | 1 | WHITNEY BAPTIST CHURCH | B | 02 | DISINFECT/HYPOCHLORIN
3354678 | LUTHERAN CHURCH | 1 | LUTHERAN CHURCH | B | 02 | DISINFECT/HYPOCHLORIN
3354679 | SOUTHRIDGE INDUSTRIAL PARK | 1 | SOUTHRIDGE INDUSTRIAL PARK | B | 02 | DISINFECT/HYPOCHLORIN
3354680 | VANN GANNAWAY CHEVROLET, INC. | 1 | VANN GANNAWAY CHEVROLET, INC. | B | 02 | DISINFECT/HYPOCHLORIN
3354681 | SUN FIRST NATL BANK LAKE CTY | 1 | SUN FIRST NATL BANK LAKE CTY | B | 02 | DISINFECT/HYPOCHLORIN
3354682 | 84 LUMBER | 1 | 84 LUMBER | B | 02 | DISINFECT/HYPOCHLORIN
3354683 | COUNTY FACILITIES | 1 | COUNTY FACILITIES | B | 02 | DISINFECT/HYPOCHLORIN
3354684 | SHOP AND GO-ASTATULA | 1 | SHOP AND GO-ASTATULA | B | 02 | DISINFECT/HYPOCHLORIN
3354685 | ORANGES S/D, THE | 1 | ORANGES S/D, THE | B | 02 | DISINFECT/HYPOCHLORIN
3354686 | CRESCENT BAY SUBDIVISION | 1 | CRESCENT BAY SUBDIVISION | B | 02 | DISINFECT/HYPOCHLORIN
3354687 | RAINTREE WATERWORKS | 1 | RAINTREE HARBOR | Z | 23 | OTHER/GAC ADDITION
3354687 | RAINTREE WATERWORKS | 1 | RAINTREE HARBOR | B | 02 | DISINFECT/HYPOCHLORIN
3354688 | LAKE YALE ESTATES | 1 | LAKE YALE ESTATES | B | 02 | DISINFECT/HYPOCHLORIN
3354689 | LAKESIDE R.V. PARK | 1 | LAKESIDE R.V. PARK | B | 02 | DISINFECT/HYPOCHLORIN
3354690 | CRESCENT WEST SUBDIVISION | 1 | CRESCENT WEST SUBDIVISION | B | 02 | DISINFECT/HYPOCHLORIN
3354691 | LIGHTHOUSE BAPTIST CHURCH | 1 | FAIRHAVEN CHURCH | B | 02 | DISINFECT/HYPOCHLORIN
3354692 | CUISINE INN & RETAIL SHOPS | 1 | CUISINE INN | B | 02 | DISINFECT/HYPOCHLORIN
3354693 | BRONSON FARMS | 1 | BRONSON EGG FARM | A |  | NO TRTMT
3354694 | SUNDOR BRANDS,INC | 1 | SUNDOR BRANDS,INC | B | 02 | DISINFECT/HYPOCHLORIN
3354695 | LAKE SAUNDERS | 1 | LAKE SAUNDERS ACRES | B | 02 | DISINFECT/HYPOCHLORIN
3354695 | LAKE SAUNDERS | 1 | LAKE SAUNDERS ACRES | G | 15 | IRON RMVL/PRESS SAND FILT
3354697 | GRAND TERRACE SUBDIVISION | 1 | GRAND TERRACE SUBDIVISION | D | 18 | CORR-CTRL/SEQUESTATION
3354697 | GRAND TERRACE SUBDIVISION | 1 | GRAND TERRACE SUBDIVISION | B | 02 | DISINFECT/HYPOCHLORIN
3354698 | GRACE BAPTIST CHURCH/EUSTIS | 1 | GRACE BAPTIST CHURCH/EUSTIS | B | 02 | DISINFECT/HYPOCHLORIN
3354699 | BANK OF AMERICA | 1 | BARNETT BANK | B | 02 | DISINFECT/HYPOCHLORIN
3354700 | WORLD MISSION SOCIETY CHURCH OF GOD | 1 | MID LAKES CHRISTIAN CHURCH | B | 02 | DISINFECT/HYPOCHLORIN
3354701 | WEDGEWOOD SUBDIVISION | 1 | WEDGEWOOD SUBDIVISION | B | 01 | DISINFECT/GASEOUS CHLORIN
3354702 | CASSIA BAPTIST CHURCH | 1 | CASSIA BAPTIST CHURCH | B | 02 | DISINFECT/HYPOCHLORIN
3354703 | BANK FIRST | 1 | BANK FIRST | B | 02 | DISINFECT/HYPOCHLORIN
3354704 | AMOCO #157/MT. PLYMOUTH | 1 | AMOCO #57/MT. PLYMOUTH | B | 02 | DISINFECT/HYPOCHLORIN
3354705 | CIRCLE K #7275/SORRENTO | 1 | CIRCLE K #7275/SORRENTO | B | 02 | DISINFECT/HYPOCHLORIN
3354706 | CIRCLE K #2722799 | 1 | KANGAROO EXPRESS #2799 | B | 02 | DISINFECT/HYPOCHLORIN
3354708 | BP SHOP/BASSVILLE PARK | 1 | HANDY WAY #3313/BASSVILLE PARK | B | 02 | DISINFECT/HYPOCHLORIN
3354709 | DISCOUNT FOOD MART | 1 | ALTOONA FOOD MART | B | 02 | DISINFECT/HYPOCHLORIN
3354710 | STAR FOOD MART #7 | 1 | STAR FOOD MART #7 | B | 02 | DISINFECT/HYPOCHLORIN
3354711 | NAUTILUS FITNESS CENTER | 1 | NAUTILUS FITNESS CENTER | B | 02 | DISINFECT/HYPOCHLORIN
3354712 | 7-11 #25783/192 S CLERMONT | 1 | 7-11 #25783 | B | 02 | DISINFECT/HYPOCHLORIN
3354713 | HYPONEX CORPORATION | 1 | HYPONEX CORPORATION | B | 02 | DISINFECT/HYPOCHLORIN
3354714 | MOBIL FOOD MART | 1 | MOBILE FOOD MART | B | 02 | DISINFECT/HYPOCHLORIN
3354715 | STAR FOOD MART #8 | 1 | STAR FOOD MART #8 | B | 02 | DISINFECT/HYPOCHLORIN
3354716 | LEARN AND PLAY | 1 | LEARN AND PLAY | A |  | NO TRTMT
3354717 | CLASSIC FISH MANUFACTURING | 1 | CLASSIC MANUFACTURING | B | 02 | DISINFECT/HYPOCHLORIN
3354718 | EASY FOOD MART | 1 | EASY FOOD MART | B | 02 | DISINFECT/HYPOCHLORIN
3354719 | LAKE LOUISA STATE PARK | 1 | LAKE LOUISA STATE PARK | B | 02 | DISINFECT/HYPOCHLORIN
3354720 | YALAHA BBQ & GENERAL STORE | 1 | BC'S GENERAL STORE | H | 25 | SOFTENING/ION EXCHANGE
3354720 | YALAHA BBQ & GENERAL STORE | 1 | BC'S GENERAL STORE | B | 02 | DISINFECT/HYPOCHLORIN
3354720 | YALAHA BBQ & GENERAL STORE | 1 | BC'S GENERAL STORE | H | 07 | SOFTENING/OTHER DISINFECT
3354721 | KWIK STOP | 1 | CIRCLE K #7416/ASTATULA | B | 02 | DISINFECT/HYPOCHLORIN
3354721 | KWIK STOP | 1 | CIRCLE K #7416/ASTATULA | H | 25 | SOFTENING/ION EXCHANGE
3354722 | LOS LAURELES COUNTRY STORE | 1 | BREWER'S COUNTRY STORE | B | 02 | DISINFECT/HYPOCHLORIN
3354723 | MCGIBBONS RESTAURANT | 1 | MCGIBBONS RESTAURANT | B | 02 | DISINFECT/HYPOCHLORIN
3354724 | HARMONY HILLS | 1 | RIVENDELL BOY'S RANCH | B | 02 | DISINFECT/HYPOCHLORIN
3354725 | CIRCLE K # 2403 | 1 | KANGAROO EXPRESS #2403 | B | 02 | DISINFECT/HYPOCHLORIN
3354726 | BIG JOHN'S TAVERN AKA EASY RUNNING | 1 | LONGHORN TAVERN | B | 02 | DISINFECT/HYPOCHLORIN
3354727 | KANGAROO EXPRESS # 2292 | 1 | KANGAROO EXPRESS #2292 | B | 02 | DISINFECT/HYPOCHLORIN
3354727 | KANGAROO EXPRESS # 2292 | 1 | KANGAROO EXPRESS #2292 | E | 25 | T-O CTRL/ION EXCHANGE
3354728 | LIL' CHAMP #6233/EUSTIS | 1 | LIL' CHAMP #233/EUSTIS | B | 02 | DISINFECT/HYPOCHLORIN
3354729 | FRONTIER MKT OF LEESBURG | 1 | FARM STORE#1253 | B | 02 | DISINFECT/HYPOCHLORIN
3354730 | USA GROCERY #1159/AJ PETROLEUM #1159 | 1 | FARM STORE #1252/FRUITLAND PK | B | 02 | DISINFECT/HYPOCHLORIN
3354731 | CIRCLE K #7426/PINE LAKES | 1 | CIRCLE K #7426/PINE LAKES | Z | 23 | OTHER/GAC ADDITION
3354731 | CIRCLE K #7426/PINE LAKES | 1 | CIRCLE K #7426/PINE LAKES | B | 02 | DISINFECT/HYPOCHLORIN
3354732 | HESS #212 | 1 | TEXACO FOOD MART #649/LEESBURG | B | 02 | DISINFECT/HYPOCHLORIN
3354733 | MONTCLAIR PLAZA | 1 | MONTCLAIR PLAZA | B | 02 | DISINFECT/HYPOCHLORIN
3354734 | COUNTRY CLUB OF LADY LAKE | 1 | COUNTRY CLUB OF LADY LAKE | B | 02 | DISINFECT/HYPOCHLORIN
3354735 | LEESBURG FIRST ASSEMBLY OF GOD | 1 | LEESBURG FIRST ASSEMBLY OF GOD | B | 02 | DISINFECT/HYPOCHLORIN
3354736 | ST. MARK LUTHERAN CHURCH WELS | 1 | ST.MARKS LUTHERAN CHURCH | A |  | NO TRTMT
3354737 | JIM'S BAIT & TACKLE | 1 | JIM'S BAIT & TACKLE | B | 02 | DISINFECT/HYPOCHLORIN
3354738 | CIRCLE K #1235 | 1 | KANGAR00 EXPRESS #1235 | B | 02 | DISINFECT/HYPOCHLORIN
3354739 | LINKS AT VILLAGE GREEN | 1 | LINKS AT VILLAGE GREEN, THE | B | 02 | DISINFECT/HYPOCHLORIN
3354740 | OHIO MOTEL | 1 | OHIO MOTEL | B | 02 | DISINFECT/HYPOCHLORIN
3354741 | VIP LOUNGE | 1 | VIP LOUNGE | B | 02 | DISINFECT/HYPOCHLORIN
3354742 | S&M FLEA MARKET | 1 | S&M FLEA MARKET | B | 02 | DISINFECT/HYPOCHLORIN
3354743 | WHEELOCK MOTOR COURT | 1 | WHEELOCK MOTOR COURT | B | 02 | DISINFECT/HYPOCHLORIN
3354744 | PLAZA LINCOLN MERCURY | 1 | PLAZA LINCOLN MERCURY | B | 02 | DISINFECT/HYPOCHLORIN
3354745 | MOM & POP'S | 1 | APRIL'S COUNTRY KITCHEN | B | 02 | DISINFECT/HYPOCHLORIN
3354746 | UNCLE BOB'S BARBEQUE | 1 | UNCLE BOB'S BARBEQUE | B | 02 | DISINFECT/HYPOCHLORIN
3354748 | NIGHTSTAR | 1 | NIGHTSTAR | B | 02 | DISINFECT/HYPOCHLORIN
3354749 | FAST STOP SUPERETTE/LEESBURG | 1 | FAST STOP SUPERETTE/LEESBURG | B | 02 | DISINFECT/HYPOCHLORIN
3354750 | EAGLE'S NEST BAPTIST CHURCH | 1 | EAGLE'S NEST BAPTIST CHURCH | B | 02 | DISINFECT/HYPOCHLORIN
3354751 | MAVERICK TAVERN | 1 | THE MAVERICK | A |  | NO TRTMT
3354752 | EAGLE'S CLUB #4273 | 1 | JACK OF DIAMONDS | B | 02 | DISINFECT/HYPOCHLORIN
3354753 | J J'S LOUNGE & PACKAGE | 1 | J J'S LOUNGE & PACKAGE | B | 02 | DISINFECT/HYPOCHLORIN
3354754 | FAST STOP 4 | 1 | GILL GROCERS, INC./FAST STOP 4 | B | 02 | DISINFECT/HYPOCHLORIN
3354755 | LAKESIDE MOTEL | 1 | LAKESIDE MOTEL | B | 02 | DISINFECT/HYPOCHLORIN
3354756 | PAISLEY MART | 1 | PAISLEY MART | B | 02 | DISINFECT/HYPOCHLORIN
3354757 | MOOSE LODGE #1271/LEESBURG | 1 | MOOSE LODGE #1271/LEESBURG | B | 02 | DISINFECT/HYPOCHLORIN
3354758 | CHURCH OF JESUS CHRIST OF LDS | 1 | CHURCH OF JESUS CHRIST OF LDS | B | 02 | DISINFECT/HYPOCHLORIN
3354759 | KEY'S LIQUOR, INC. (AKA KEY'S MARKET) | 1 | KEY'S MARKET, INC. | B | 02 | DISINFECT/HYPOCHLORIN
3354760 | ROACH'S GROCERY | 1 | ROACH'S GROCERY | B | 02 | DISINFECT/HYPOCHLORIN
3354761 | CHILDREN'S HOUSE OF SORRENTO | 1 | CHILDREN'S HOUSE OF SORRENTO | B | 02 | DISINFECT/HYPOCHLORIN
3354762 | FLA.HRS OFFICE BLDG.-TAVARES | 1 | FLA.HRS OFFICE BLDG-TAVARES | B | 02 | DISINFECT/HYPOCHLORIN
3354763 | BARBOUR MOTOR LINES | 1 | BARBOUR MOTOR LINES | A |  | NO TRTMT
3354764 | CEDAR RIVER SEAFOOD | 1 | CEDAR RIVER SEAFOOD | B | 02 | DISINFECT/HYPOCHLORIN
3354765 | FLEETLINE HOMES | 1 | FLEETLINE HOMES | B | 02 | DISINFECT/HYPOCHLORIN
3354766 | FOREST HILLS GROCERY | 1 | FOREST HILLS GROCERY | B | 02 | DISINFECT/HYPOCHLORIN
3354767 | EUSTIS TELEPHONE WORK CENTER | 1 | UNITED TELEPH/EUSTIS WORK CNTR | B | 02 | DISINFECT/HYPOCHLORIN
3354768 | LAKE CO.TEACHER'S CREDIT UNION | 1 | LAKE CO.TEACHER'S CREDIT UNION | A |  | NO TRTMT
3354769 | VILLAGE GROCERY/SORRENTO | 1 | VILLAGE GROCERY/SORRENTO | B | 02 | DISINFECT/HYPOCHLORIN
3354770 | MT. PLYMOUTH GROCERY | 1 | MT. PLYMOUTH GROCERY | B | 02 | DISINFECT/HYPOCHLORIN
3354771 | SPRING OF LIFE SPRING WATER CO | 1 | GARY SHARP BOTTLING | B | 02 | DISINFECT/HYPOCHLORIN
3354772 | FIELDS EQUIPMENT | 1 | FIELDS EQUIPMENT | B | 02 | DISINFECT/HYPOCHLORIN
3354773 | VISTAS SUBDIVISION, THE | 1 | VISTAS SUBDIVISION, THE | B | 02 | DISINFECT/HYPOCHLORIN
3354774 | LAKERIDGE WINERY | 1 | LAKERIDGE WINERY | B | 02 | DISINFECT/HYPOCHLORIN
3354775 | BOB'S MARKET | 1 | GEORGES MARKET | A |  | NO TRTMT
3354776 | ST.PHILLIPS LUTHERAN CHURCH | 1 | ST.PHILLIPS LUTHERAN CHURCH | A |  | NO TRTMT
3354778 | TRINITY CHAPEL | 1 | TRINITY CHAPEL | B | 02 | DISINFECT/HYPOCHLORIN
3354779 | CLERMONT EAST WATER SYSTEM (2 WPS) | 1 | GREATER HILLS WTP | B | 02 | DISINFECT/HYPOCHLORIN
3354779 | CLERMONT EAST WATER SYSTEM (2 WPS) | 2 | HANCOCK WTP | B | 02 | DISINFECT/HYPOCHLORIN
3354779 | CLERMONT EAST WATER SYSTEM (2 WPS) | 4 | SUNBURST LANE | B | 02 | DISINFECT/HYPOCHLORIN
3354779 | CLERMONT EAST WATER SYSTEM (2 WPS) | 4 | SUNBURST LANE | Z | 20 | OTHER/AERATION
3354779 | CLERMONT EAST WATER SYSTEM (2 WPS) | 3 | WELL #4 | B | 02 | DISINFECT/HYPOCHLORIN
3354780 | BUDGET RENT-A-CAR CORP | 1 | BUDGET RENT-A-CAR & SALES | B | 02 | DISINFECT/HYPOCHLORIN
3354781 | HARBOR HILLS - 2 WTPS | 1 | HARBOR HILLS/NORTH PLANT 1 | B | 01 | DISINFECT/GASEOUS CHLORIN
3354781 | HARBOR HILLS - 2 WTPS | 2 | HARBOR HILLS/SOUTH PLANT | B | 01 | DISINFECT/GASEOUS CHLORIN
3354782 | SANDY'S SUPERSTORES | 1 | SANDY'S SUPERSTORES | B | 02 | DISINFECT/HYPOCHLORIN
3354783 | BAY LAKE MISSIONARY BAPTIST CH | 1 | BAY LAKE MISSIONARY BAPTIST CH | H | 25 | SOFTENING/ION EXCHANGE
3354783 | BAY LAKE MISSIONARY BAPTIST CH | 1 | BAY LAKE MISSIONARY BAPTIST CH | B | 02 | DISINFECT/HYPOCHLORIN
3354784 | MONTE VISTA MISSIONARY BAPTIST | 1 | MONTA VISTA MISSIONARY BAPTIST | A |  | NO TRTMT
3354786 | THE CHURCH AT WHISTLING PINES | 1 | GOSPEL TABERNACLE OF UMATILLA | B | 02 | DISINFECT/HYPOCHLORIN
3354787 | GREEN OAKS RETIREMENT PARK | 1 | GREEN OAKS RETIREMENT PARK | B | 02 | DISINFECT/HYPOCHLORIN
3354788 | SPACE MASTER MANUFACTURING | 1 | SPACE MASTER MANUFACTURING | A |  | NO TRTMT
3354789 | TRINITY EVANGELICAL FREE CHRCH | 1 | TRINITY EVANGELICAL FREE CHRCH | B | 02 | DISINFECT/HYPOCHLORIN
3354790 | SOUTH LAKE SHELL | 1 | SOUTH LAKE SHELL | A |  | NO TRTMT
3354791 | SPUR STATION | 1 | BETTY'S SPUR | A |  | NO TRTMT
3354792 | CHURCH OF CHRIST-SORRENTO | 1 | CHURCH OF CHRIST-SORRENTO | A |  | NO TRTMT
3354793 | GRACE BIBLE BAPTIST CHURCH | 1 | GRACE BIBLE BAPTIST CHURCH | B | 02 | DISINFECT/HYPOCHLORIN
3354794 | CALVARY BAPTIST CHURCH | 1 | CALVARY BAPTIST CHURCH | B | 02 | DISINFECT/HYPOCHLORIN
3354794 | CALVARY BAPTIST CHURCH | 1 | CALVARY BAPTIST CHURCH | X | 23 | DECHLORINATION/GAC ADDITION
3354795 | TWENTY ONE CLUB | 1 | TWENTY ONE CLUB | A |  | NO TRTMT
3354796 | CHRISTIAN MISSIONARY ALLIANCE | 1 | CHRISTIAN MISSIONARY ALLIANCE | A |  | NO TRTMT
3354797 | TINY TOTS DAYCARE | 1 | TINY TOTS DAYCARE | A |  | NO TRTMT
3354798 | LAKE PACKING PARTNERSHIP | 1 | B.G.HARMON FRUIT COMPANY | A |  | NO TRTMT
3354799 | LENGEMANN OF FL. INC. | 1 | LENGEMANN OF FL. INC. | A |  | NO TRTMT
3354800 | MT. PLEASANT A.M.E. CHURCH | 1 | MT. PLEASANT A M E CHURCH | B | 02 | DISINFECT/HYPOCHLORIN
3354801 | SORRENTO PRESBYTERIAN CHURCH | 1 | SORRENTO PRESBYTERIAN CHURCH | A |  | NO TRTMT
3354802 | CALVARY CHURCH/SCHOOL | 1 | CALVARY CHURCH/SCHOOL | B | 02 | DISINFECT/HYPOCHLORIN
3354803 | TEDDY BEAR WORLD | 1 | TEDDY BEAR WORLD | B | 02 | DISINFECT/HYPOCHLORIN
3354804 | LEARN & PLAY DAY CARE CENTER | 1 | LEARN & PLAY DAY CARE CENTER | A |  | NO TRTMT
3354805 | N. LAKE DETACHMENT MARINE CORPS LEAGUE | 1 | V.F.W. POST 4705 | B | 02 | DISINFECT/HYPOCHLORIN
3354806 | A. DUDA & SONS/REDI-FOODS | 1 | REDI FOODS | B | 01 | DISINFECT/GASEOUS CHLORIN
3354807 | A. DUDA & SONS-LAKE JEM | 1 | A. DUDA & SONS-LAKE JEM | A |  | NO TRTMT
3354808 | CLUB 27 | 1 | CLUB 27 | B | 02 | DISINFECT/HYPOCHLORIN
3354809 | FIRST NAT'L. BANK OF MT. DORA | 1 | FIRST NAT'L. BANK OF MT. DORA | B | 02 | DISINFECT/HYPOCHLORIN
3354810 | SAINT GERMAIN FOUNDATION | 1 | SAINT GERMAIN FOUNDATION | A |  | NO TRTMT
3354811 | BAY LAKE TRADING POST | 1 | BAY LAKE TRADING POST | A |  | NO TRTMT
3354812 | WOLVERINE ADVANCED MATERIALS | 1 | WOLVERINE ADVANCED MATERIALS | B | 02 | DISINFECT/HYPOCHLORIN
3354813 | LISBON CHURCH OF GOD | 1 | LISBON CHURCH OF GOD | B | 02 | DISINFECT/HYPOCHLORIN
3354814 | DONA VISTA DELIVERANCE CHURCH | 1 | DONA VISTA DELIVERANCE CHURCH | A |  | NO TRTMT
3354815 | CLEMENTS CLASSIC PEST CONTROL | 1 | CLEMENTS CLASSIC PEST CONTROL | B | 02 | DISINFECT/HYPOCHLORIN
3354816 | LAKEWOOD WESLEYAN CHURCH | 1 | LAKEWOOD WESLEYAN CHURCH | A |  | NO TRTMT
3354817 | ACE HARDWARE | 1 | ACE HARDWARE | A |  | NO TRTMT
3354818 | SEMINOLE SPRINGS ELEMENTARY | 1 | SEMINOLE SPRINGS ELEMENTARY | E | 20 | T-O CTRL/AERATION
3354818 | SEMINOLE SPRINGS ELEMENTARY | 1 | SEMINOLE SPRINGS ELEMENTARY | B | 01 | DISINFECT/GASEOUS CHLORIN
3354818 | SEMINOLE SPRINGS ELEMENTARY | 1 | SEMINOLE SPRINGS ELEMENTARY | D | 36 | CORR-CTRL/CORROSION INHIB
3354819 | MT. OLIVE BAPTIST CHURCH | 1 | MT. OLIVE BAPTIST CHURCH | B | 02 | DISINFECT/HYPOCHLORIN
3354820 | SENTINEL PRINTING PLT-SORRENTO | 1 | SENTINEL PRINTING PLT-SORRENTO | B | 02 | DISINFECT/HYPOCHLORIN
3354821 | HIGHLAND LAKES SALES OFFICE | 1 | HIGHLAND LAKES | B | 02 | DISINFECT/HYPOCHLORIN
3354822 | HANDEX OF FLORIDA, INC. | 1 | HANDEX OF FLORIDA, INC. | B | 02 | DISINFECT/HYPOCHLORIN
3354822 | HANDEX OF FLORIDA, INC. | 1 | HANDEX OF FLORIDA, INC. | H | 25 | SOFTENING/ION EXCHANGE
3354823 | SOUTHERN FREIGHTWAYS, INC. | 1 | SOUTHERN FREIGHTWAYS, INC. | B | 02 | DISINFECT/HYPOCHLORIN
3354824 | TOWN AND COUNTRY REFUSE | 1 | TOWN AND COUNTRY REFUSE | B | 02 | DISINFECT/HYPOCHLORIN
3354825 | SIMPSONS TRAINING CENTER | 1 | SIMPSONS TRAINING CENTER | A |  | NO TRTMT
3354826 | FIRST BAPTIST CHURCH OF SORRENTO | 1 | FIRST BAPTIST CH OF SORRENTO | B | 02 | DISINFECT/HYPOCHLORIN
3354827 | ALEXANDER SPRINGS GROCERY | 1 | ALEXANDER SPRINGS GROCERY | A |  | NO TRTMT
3354828 | HESCO U.S.CONTAINER CO. | 1 | HESCO U.S.CONTAINER | A |  | NO TRTMT
3354829 | HAINES CREEK BAPTIST CHURCH | 1 | HAINES CREEK BAPTIST CHURCH | A |  | NO TRTMT
3354830 | ALTOONA UNITED METHODIST CHURCH | 1 | ALTOONA UNITED METHODIST CH | B | 02 | DISINFECT/HYPOCHLORIN
3354831 | FIRST BAPTIST CH OF ALTOONA | 1 | FIRST BAPTIST CH OF ALTOONA | B | 02 | DISINFECT/HYPOCHLORIN
3354832 | SUMTER ELECTRIC CO-OP, INC. | 1 | SUMTER ELECTRIC | B | 02 | DISINFECT/HYPOCHLORIN
3354833 | UNITED SOUTHERN BANK - LEESBURG SOUTH | 1 | UNITED SOUTHERN BANK | B | 02 | DISINFECT/HYPOCHLORIN
3354834 | ALTOONA CONG OF JEH WITNESSES | 1 | ALTOONA CONG OF JEH WITNESSES | B | 02 | DISINFECT/HYPOCHLORIN
3354835 | OKAHUMPKA ADULT FEEDING SITE | 1 | OKAHUMPKA ADULT FEEDING SITE | A |  | NO TRTMT
3354836 | BISHOPS GATE PROPERTY COMPANY, LLC | 1 | BISHOPS GATE PROPERTY COMPANY | B | 02 | DISINFECT/HYPOCHLORIN
3354837 | FIRST BAPTIST CH OF OKAHUMPKA | 1 | FIRST BAPTIST CH OF OKAHUMPKA | B | 02 | DISINFECT/HYPOCHLORIN
3354838 | LOGOS CHRISTIAN CHURCH | 1 | LOGOS CHRISTIAN CHURCH | B | 02 | DISINFECT/HYPOCHLORIN
3354839 | A D ROZIER | 1 | A.D.ROZIER | A |  | NO TRTMT
3354840 | OHM CORPORATION | 1 | OHM CORP. | H | 25 | SOFTENING/ION EXCHANGE
3354840 | OHM CORPORATION | 1 | OHM CORP. | Z | 23 | OTHER/GAC ADDITION
3354841 | FIRST BAPTIST CH OF PAISLEY | 1 | FIRST BAPTIST CH OF PAISLEY | B | 02 | DISINFECT/HYPOCHLORIN
3354842 | ST JOHN LUTHERAN RETREAT CTR | 1 | ST JOHN LUTHERAN RETREAT CTR | B | 02 | DISINFECT/HYPOCHLORIN
3354843 | PAQUETTE PAVING,INC. | 1 | PAQUETTE PAVING | A |  | NO TRTMT
3354844 | CENT.FLA.RESEARCH&EDUC.CENTER | 1 | CENT.FLA.RESEARCH&EDUC.CTR. | A |  | NO TRTMT
3354845 | FERNDALE BAPTIST CHURCH | 1 | FERNDALE BAPTIST CHURCH | B | 02 | DISINFECT/HYPOCHLORIN
3354846 | ASTATULA BAPTIST CHURCH | 2 | ASTATULA BAPTIST CHURCH | B | 02 | DISINFECT/HYPOCHLORIN
3354846 | ASTATULA BAPTIST CHURCH | 1 | INACTIVE | B | 02 | DISINFECT/HYPOCHLORIN
3354847 | SPIRIT LIFE CHURCH | 1 | FERNDALE CHURCH OF GOD | B | 02 | DISINFECT/HYPOCHLORIN
3354848 | CHRISTIAN MINISTRIES WORSHIP CENTER | 1 | CHRISTIAN MINISTRIES WORSHIP | B | 02 | DISINFECT/HYPOCHLORIN
3354848 | CHRISTIAN MINISTRIES WORSHIP CENTER | 1 | CHRISTIAN MINISTRIES WORSHIP | Z | 25 | OTHER/ION EXCHANGE
3354849 | SILVER SAND COMPANY | 1 | SILVER SAND COMPANY | B | 02 | DISINFECT/HYPOCHLORIN
3354850 | MT. BETHEL BAPTIST CHURCH | 1 | MT.BETHEL BAPTIST CHURCH | A |  | NO TRTMT
3354851 | ALTOONA DISCOUNT FOOD STORE | 1 | ALTOONA DISCOUNT FOOD STORE | B | 02 | DISINFECT/HYPOCHLORIN
3354852 | PROPHECY COUNTDOWN | 1 | PROPHECY COUNTDOWN | B | 02 | DISINFECT/HYPOCHLORIN
3354853 | BOUGHAN BROTHERS | 1 | BRONSON FARMS/SORRENTO | B | 02 | DISINFECT/HYPOCHLORIN
3354854 | PLAZA TOYOTA | 1 | TOYOTA OF CENTRAL FLA. | A |  | NO TRTMT
3354855 | NEIL FISCHER REALTY | 1 | NEIL FISCHER REALTY | B | 02 | DISINFECT/HYPOCHLORIN
3354856 | NOLLS PLAZA | 1 | NOLLS PLAZA | B | 02 | DISINFECT/HYPOCHLORIN
3354857 | PAISLEY UNITED METHODIST CHURCH | 1 | PAISLEY UNITED METHODIST CH | B | 02 | DISINFECT/HYPOCHLORIN
3354858 | CHURCH OF GOD BY FAITH | 1 | CHURCH OF GOD BY FAITH | B | 02 | DISINFECT/HYPOCHLORIN
3354859 | SULLIVANS NURSERY | 1 | SULLIVANS NURSERY | A |  | NO TRTMT
3354860 | FIRST BAPTIST CH OF LISBON | 1 | FIRST BAPTIST CH OF LISBON | B | 02 | DISINFECT/HYPOCHLORIN
3354861 | DEWAR FLORAL, LLC | 1 | BAUCOM'S OF FLORIDA | B | 02 | DISINFECT/HYPOCHLORIN
3354862 | YALAHA LANDING MHP | 1 | YALAHA LANDING MHP | B | 02 | DISINFECT/HYPOCHLORIN
3354863 | WHISTLING PINES, INC. | 1 | WHISTLING PINES, INC. | B | 02 | DISINFECT/HYPOCHLORIN
3354864 | ELECTRON MACHINE CORPORATION | 1 | ELECTRON MACHINE CORPORATION | B | 02 | DISINFECT/HYPOCHLORIN
3354865 | TUSCANOOGA BAPTIST CHURCH | 1 | TUSCANNOGA BAPTIST | B | 02 | DISINFECT/HYPOCHLORIN
3354867 | QUAIL RIDGE | 1 | QUAIL RIDGE ESTATES | B | 02 | DISINFECT/HYPOCHLORIN
3354868 | JON'S NURSERY, INC. | 1 | JON'S NURSERY, INC. | B | 02 | DISINFECT/HYPOCHLORIN
3354869 | LEESBURG/HIGHLAND LAKES | 1 | LEESBURG/HIGHLAND LAKES | B | 02 | DISINFECT/HYPOCHLORIN
3354870 | COVANTA LAKE INC | 1 | COVANTA LAKE INC | B | 02 | DISINFECT/HYPOCHLORIN
3354871 | CIRCLE K #2290 | 1 | KANGAROO EXPRESS #2290 | B | 02 | DISINFECT/HYPOCHLORIN
3354873 | A. DUDA & SONS/CLUSTER HOMES | 1 | A. DUDA & SONS, INC. | B | 01 | DISINFECT/GASEOUS CHLORIN
3354874 | RIVER PLAZA SHOPPING CENTER | 1 | RIVER PLAZA SHOPPING CENTER | B | 02 | DISINFECT/HYPOCHLORIN
3354875 | SILVER LAKE COUNTRY CLUB | 1 | SILVER LAKE COUNTRY CLUB | B | 02 | DISINFECT/HYPOCHLORIN
3354876 | FOREMOST FERTILIZER CORP. | 1 | FOREMOST FERTILIZER CORP. | A |  | NO TRTMT
3354878 | HOSPICE OF LAKE AND SUMTER | 1 | HOSPICE OF LAKE AND SUMTER | B | 02 | DISINFECT/HYPOCHLORIN
3354879 | A. DUDA & SONS/MAIN OFFICE | 1 | A. DUDA & SONS/MAIN OFFICE | B | 01 | DISINFECT/GASEOUS CHLORIN
3354881 | LAKE UTILITY SERVICES INC SOUTH | 1 | GREATER GROVES | B | 03 | DISINFECT/CHLORINEDIOX
3354881 | LAKE UTILITY SERVICES INC SOUTH | 1 | GREATER GROVES | B | 02 | DISINFECT/HYPOCHLORIN
3354881 | LAKE UTILITY SERVICES INC SOUTH | 1 | GREATER GROVES | E | 28 | T-O CTRL/PACKED TWR-AERA
3354882 | MCDUFFIE | 1 | MCDUFFIE | A |  | NO TRTMT
3354883 | LAKE UTILITY SERVICES INC NORTH (8 WPS) | 11 | HIGHLAND POINT | B | 02 | DISINFECT/HYPOCHLORIN
3354883 | LAKE UTILITY SERVICES INC NORTH (8 WPS) | 10 | THE ORANGES | B | 02 | DISINFECT/HYPOCHLORIN
3354883 | LAKE UTILITY SERVICES INC NORTH (8 WPS) | 9 | CRESCENT BAY | B | 02 | DISINFECT/HYPOCHLORIN
3354883 | LAKE UTILITY SERVICES INC NORTH (8 WPS) | 8 | CLERMONT #2/CARR | B | 02 | DISINFECT/HYPOCHLORIN
3354883 | LAKE UTILITY SERVICES INC NORTH (8 WPS) | 7 | CLERMONT #1/FOUR WINDS | B | 02 | DISINFECT/HYPOCHLORIN
3354883 | LAKE UTILITY SERVICES INC NORTH (8 WPS) | 6 | AMBERHILL | B | 02 | DISINFECT/HYPOCHLORIN
3354883 | LAKE UTILITY SERVICES INC NORTH (8 WPS) | 5 | LAKE RIDGE CLUB | B | 02 | DISINFECT/HYPOCHLORIN
3354883 | LAKE UTILITY SERVICES INC NORTH (8 WPS) | 4 | CRESCENT WEST | B | 02 | DISINFECT/HYPOCHLORIN
3354883 | LAKE UTILITY SERVICES INC NORTH (8 WPS) | 3 | THE VISTAS | B | 02 | DISINFECT/HYPOCHLORIN
3354883 | LAKE UTILITY SERVICES INC NORTH (8 WPS) | 2 | LAKE LOUISA WTP | B | 02 | DISINFECT/HYPOCHLORIN
3354883 | LAKE UTILITY SERVICES INC NORTH (8 WPS) | 1 | LAKE CRESCENT HILLS | B | 01 | DISINFECT/GASEOUS CHLORIN
3354883 | LAKE UTILITY SERVICES INC NORTH (8 WPS) | 12 | COUNTY ROAD 561 WTP | B | 02 | DISINFECT/HYPOCHLORIN
3354884 | LAKE RIDGE CLUB | 1 | LAKE RIDGE CLUB | B | 02 | DISINFECT/HYPOCHLORIN
3354885 | TOTAL EYE CARE CENTER | 1 | TOTAL EYE CARE CENTER | B | 02 | DISINFECT/HYPOCHLORIN
3354886 | HOLIDAY HAVEN (CONSEC.) | 1 | HOLIDAY HAVEN | A |  | NO TRTMT
3354887 | LONG & SCOTT PRECOOLER | 1 | LONG & SCOTT PRECOOLER | A |  | NO TRTMT
3354888 | MOOSE LODGE #1615/MINNEOLA | 1 | SOUTHLAKE MOOSE (LODGE #1615) | B | 02 | DISINFECT/HYPOCHLORIN
3354889 | SWISS VACATION HOUSES LLC | 1 | SWISS FAIRWAYS | B | 02 | DISINFECT/HYPOCHLORIN
3354890 | ALL AMERICAN NURSERIES | 1 | ALL AMERICAN NURSERIES | A |  | NO TRTMT
3354891 | PRAISE TABERNACLE CHURCH | 1 | PRAISE TABERNACLE CHURCH | B | 02 | DISINFECT/HYPOCHLORIN
3354893 | DOLPHIN MARINE | 1 | STOREY SMOKE HOUSE | B | 02 | DISINFECT/HYPOCHLORIN
3354894 | LILLY'S SUPER SUB | 1 | LILLY'S SUPER SUB | B | 02 | DISINFECT/HYPOCHLORIN
3354895 | EUSTIS CONG OF JEH WITNESSES | 1 | EUSTIS CONG OF JEH WITNESSES | B | 02 | DISINFECT/HYPOCHLORIN
3354896 | NORTH LAKE PRESBYTERIAN CHURCH | 1 | NORTH LAKE PRESBYTERIAN CHURCH | B | 02 | DISINFECT/HYPOCHLORIN
3354897 | COUNTRY CLUB OF MT. DORA | 1 | COUNTRY CLUB OF MT. DORA | A |  | NO TRTMT
3354899 | MERRYGRO FARMS | 1 | WHITE ROSE NURSERY | B | 02 | DISINFECT/HYPOCHLORIN
3354900 | USDA/PITTMAN WORK CENTER | 1 | USFS/PITTMAN WORK CENTER | B | 02 | DISINFECT/HYPOCHLORIN
3354901 | USDA/RIVER FOREST | 1 | USFS/RIVER FOREST | B | 02 | DISINFECT/HYPOCHLORIN
3354902 | SPRING CREEK CHARTER SCHOOL | 1 | SPRING CREEK ELEMENTARY | B | 02 | DISINFECT/HYPOCHLORIN
3354902 | SPRING CREEK CHARTER SCHOOL | 1 | SPRING CREEK ELEMENTARY | G | 18 | IRON RMVL/SEQUESTATION
3354902 | SPRING CREEK CHARTER SCHOOL | 1 | SPRING CREEK ELEMENTARY | E | 20 | T-O CTRL/AERATION
3354903 | 84 LUMBER/LEESBURG | 1 | 84 LUMBER/LEESBURG | B | 02 | DISINFECT/HYPOCHLORIN
3354904 | MACK CONCRETE INDUSTRIES | 1 | MACK CONCRETE INDUSTRIES | B | 02 | DISINFECT/HYPOCHLORIN
3354905 | WISEMAN GYMNASTIC ACADEMY | 1 | WISEMAN GYMNASTIC ACADEMY | B | 02 | DISINFECT/HYPOCHLORIN
3354906 | PINE LAKES DRIVE-IN | 1 | PINE LAKES DRIVE-IN | B | 02 | DISINFECT/HYPOCHLORIN
3354907 | GRACE CITY CHURCH | 1 | SORRENTO CHRISTIAN CENTER | B | 02 | DISINFECT/HYPOCHLORIN
3354908 | LADY LAKE PROFESSIONAL PLAZA | 1 | LADY LAKE PROFESSIONAL PLAZA | B | 02 | DISINFECT/HYPOCHLORIN
3354909 | LAKE COUNTY WELCOME CENTER | 1 | LAKE COUNTY WELCOME CENTER | B | 02 | DISINFECT/HYPOCHLORIN
3354910 | HOLMES GROVES CITRUS BOX | 1 | BRIGES BBQ | B | 02 | DISINFECT/HYPOCHLORIN
3354911 | GRACE BAPTIST CHURCH/MONTVERDE | 1 | GRACE BAPTIST CHURCH/MONTVERDE | B | 02 | DISINFECT/HYPOCHLORIN
3354913 | XYZ TEST SYSTEM | 1 | RECREATION AREA | B | 02 | DISINFECT/HYPOCHLORIN
3354913 | XYZ TEST SYSTEM | 1 | RECREATION AREA | B | 01 | DISINFECT/GASEOUS CHLORIN
3354913 | XYZ TEST SYSTEM | 1 | RECREATION AREA | B | 07 | DISINFECT/OTHER DISINFECT
3354914 | FIRST BAPTIST CHURCH OF PINE LAKES | 1 | PINE LAKES BAPTIST CHURCH | C | 29 | PART-RMVL/CARTRIDGE FILTR
3354914 | FIRST BAPTIST CHURCH OF PINE LAKES | 1 | PINE LAKES BAPTIST CHURCH | B | 02 | DISINFECT/HYPOCHLORIN
3354915 | CLERMONT JEHOVAH'S WITNESSES | 1 | KINGDOM HALL OF JEH.WIT-CLERMN | B | 02 | DISINFECT/HYPOCHLORIN
3354915 | CLERMONT JEHOVAH'S WITNESSES | 1 | KINGDOM HALL OF JEH.WIT-CLERMN | Z | 26 | OTHER/REVERSE OSMOSIS
3354915 | CLERMONT JEHOVAH'S WITNESSES | 1 | KINGDOM HALL OF JEH.WIT-CLERMN | H | 25 | SOFTENING/ION EXCHANGE
3354916 | SOUTHLAKE UTILITIES | 1 | SOUTHLAKE UTILITIES | E | 20 | T-O CTRL/AERATION
3354916 | SOUTHLAKE UTILITIES | 1 | SOUTHLAKE UTILITIES | B | 02 | DISINFECT/HYPOCHLORIN
3354917 | HILLTOP PLAZA | 1 | HILLTOP PLAZA | B | 02 | DISINFECT/HYPOCHLORIN
3354918 | CENTROID ELECTRONIC WARFARE RG | 1 | CENTROID ELECTRONIC WARFARE RG | B | 02 | DISINFECT/HYPOCHLORIN
3354919 | PAISLEY OAKS CHILD LEARNING CTR | 1 | PAISLEY OAKS CHILD LRNING CTR | B | 02 | DISINFECT/HYPOCHLORIN
3354920 | CIRCLE K #2501 | 1 | KANGAROO EXPRESS # 2501 | B | 02 | DISINFECT/HYPOCHLORIN
3354921 | LANGE PLAZA | 1 | LANGE PLAZA | B | 02 | DISINFECT/HYPOCHLORIN
3354922 | CHURCH OF GOD OF PROPHECY | 1 | CHURCH OF GOD OF PROPHECY | B | 02 | DISINFECT/HYPOCHLORIN
3354923 | D.A.V. CHAPTER AND UNIT #87 | 1 | D.A.V. CHAPTER AND UNIT #87 | B | 02 | DISINFECT/HYPOCHLORIN
3354923 | D.A.V. CHAPTER AND UNIT #87 | 1 | D.A.V. CHAPTER AND UNIT #87 | H | 25 | SOFTENING/ION EXCHANGE
3354923 | D.A.V. CHAPTER AND UNIT #87 | 1 | D.A.V. CHAPTER AND UNIT #87 | H | 29 | SOFTENING/CARTRIDGE FILTR
3354924 | YALAHA COUNTRY BAKERY | 1 | YALAHA COUNTRY BAKERY | B | 02 | DISINFECT/HYPOCHLORIN
3354925 | LEESBURG TOLL PLAZA | 1 | LEESBURG TOLL PLAZA | B | 02 | DISINFECT/HYPOCHLORIN
3354926 | THE LAKE OF LADY LAKE HOMEOWNERS ASSOC. | 1 | LAKES OF LADY LAKE EXEC GOLF | B | 02 | DISINFECT/HYPOCHLORIN
3354927 | BLACK BEAR GOLF CLUBHOUSE | 1 | BLACK BEAR GOLF CLUBHOUSE | B | 02 | DISINFECT/HYPOCHLORIN
3354928 | SUNRISE ARC OF LAKE COUNTY | 1 | SUNRISE ARC OF LAKE COUNTY INC | B | 02 | DISINFECT/HYPOCHLORIN
3354929 | LEESBURG/ROYAL HIGHLANDS | 1 | ROYAL HIGHLANDS /LEESBURG | B | 02 | DISINFECT/HYPOCHLORIN
3354930 | BOGGY CREEK GANG CAMP | 1 | BOGGY CREEK GANG CAMP | E | 20 | T-O CTRL/AERATION
3354930 | BOGGY CREEK GANG CAMP | 1 | BOGGY CREEK GANG CAMP | B | 02 | DISINFECT/HYPOCHLORIN
3354931 | CHERRY LAKE FARMS #1 | 1 | CLA/CHERRY LAKE FARMS PLANT 1 | B | 02 | DISINFECT/HYPOCHLORIN
3354932 | CHERRY LAKE FARMS #2 | 1 | CHERRY LAKE #2 (EAST) | B | 02 | DISINFECT/HYPOCHLORIN
3354933 | CIRCLE K #2118 | 1 | KANGAROO EXPRESS #2118 | B | 02 | DISINFECT/HYPOCHLORIN
3354934 | RIVER TOWN TAVERN AKA RAGIN RIVER CAFE | 1 | PIER 44 | B | 02 | DISINFECT/HYPOCHLORIN
3354935 | THE PARK AT WOLF BRANCH OAKS | 1 | THE PARK AT WOLF BRANCH OAKS | B | 02 | DISINFECT/HYPOCHLORIN
3354936 | PALERMO PIZZA | 1 | BIG OAK ITALIAN RESTAURANT | B | 02 | DISINFECT/HYPOCHLORIN
3354937 | FRAT. ORDER OF EAGLES#4273 (EAGLES AIRE) | 1 | FRATERNAL ORDER OF EAGLES#4273 | B | 02 | DISINFECT/HYPOCHLORIN
3354938 | BLACK BEAR RESERVE | 1 | VILLAGES OF BLACK BEAR WTP | B | 02 | DISINFECT/HYPOCHLORIN
3354939 | SORRENTO CHURCH OF GOD | 1 | SORRENTO CHURCH OF GOD | B | 02 | DISINFECT/HYPOCHLORIN
3354941 | SEMINOLE SPRINGS BAPTIST CHURCH | 1 | SEMINOLE SPRINGS BAPTIST CHURC | B | 02 | DISINFECT/HYPOCHLORIN
3354942 | ROUND LAKE CHARTER SCHOOL | 1 | ROUND LAKE ELEMENTARY SCHOOL | B | 02 | DISINFECT/HYPOCHLORIN
3354943 | POMEROSA PARK | 1 | POMEROSA PARK | B | 02 | DISINFECT/HYPOCHLORIN
3354944 | LAS COLINAS WATER PLANT | 1 | LAS COLINAS | B | 01 | DISINFECT/GASEOUS CHLORIN
3354945 | FAIRWAYS AT MOUNT PLYMOUTH | 1 | FAIRWAYS AT MOUNT PLYMOUTH | B | 02 | DISINFECT/HYPOCHLORIN
3354946 | COUNTY MATERIALS CORPORATION | 1 | QUALITY CULVERT INC | B | 02 | DISINFECT/HYPOCHLORIN
3354948 | VISION OF HOPE CHILDREN'S RANCH | 1 | VISION OF HOPE CHILDREN'S RCH | B | 02 | DISINFECT/HYPOCHLORIN
3354950 | REAL LIFE CHRISTIAN CHURCH | 1 | ROUND LAKE CHRISTIAN CHURCH | B | 02 | DISINFECT/HYPOCHLORIN
3354951 | SUNSET LANDING | 1 | SUNSET LANDING | G | 15 | IRON RMVL/PRESS SAND FILT
3354951 | SUNSET LANDING | 1 | SUNSET LANDING | B | 02 | DISINFECT/HYPOCHLORIN
3354952 | HURLEY OFFICE COMPLEX | 1 | HURLEY OFFICE COMPLEX | B | 02 | DISINFECT/HYPOCHLORIN
3354953 | EUSTIS EASTERN WTP | 1 | EUSTIS EASTERN WTP | B | 02 | DISINFECT/HYPOCHLORIN
3354953 | EUSTIS EASTERN WTP | 1 | EUSTIS EASTERN WTP | E | 20 | T-O CTRL/AERATION
3354954 | HEATHROW COUNTRY ESTATES (RED TAIL) | 1 | HEATHROW COUNTRY ESTATE | E | 20 | T-O CTRL/AERATION
3354954 | HEATHROW COUNTRY ESTATES (RED TAIL) | 1 | HEATHROW COUNTRY ESTATE | B | 02 | DISINFECT/HYPOCHLORIN
3354956 | PINE ISLAND | 1 | PINE ISLAND | B | 01 | DISINFECT/GASEOUS CHLORIN
3354958 | UNITED FAITH ASSEMBLY OF GOD | 1 | UNITED FAITH ASSEMBLY | B | 02 | DISINFECT/HYPOCHLORIN
3354959 | WOODLANDS LUTHERAN CHURCH | 1 | WOODLANDS LUTHERAN | B | 02 | DISINFECT/HYPOCHLORIN
3354959 | WOODLANDS LUTHERAN CHURCH | 1 | WOODLANDS LUTHERAN | G | 15 | IRON RMVL/PRESS SAND FILT
3354961 | PINE ISLAND II (DUPLICATE - NO NOT USE!) | 1 | HILLCREST | B | 01 | DISINFECT/GASEOUS CHLORIN
3354962 | HILLCREST | 1 | HILLCREST WTP | B | 01 | DISINFECT/GASEOUS CHLORIN
3354963 | GATOR BAY MARINA | 1 | GATOR BAY MARINA | B | 02 | DISINFECT/HYPOCHLORIN
3354964 | PIRATES PUB | 1 | PIRATES PUB | B | 02 | DISINFECT/HYPOCHLORIN
3354965 | BENTWOOD SUBDIVISION | 1 | BRENTWOOD SUBDIVISION | B | 02 | DISINFECT/HYPOCHLORIN
3354965 | BENTWOOD SUBDIVISION | 1 | BRENTWOOD SUBDIVISION | P | 32 | DISINF BY-PROD CONTRO/PEROXIDE
3354967 | WOLF BRANCH MEADOWS | 1 | WOLF BRANCH MEADOWS | B | 02 | DISINFECT/HYPOCHLORIN
3354968 | SUGARLOAF WATER TREATMENT PLANT | 1 | SUGARLOAF WTP | Z | 20 | OTHER/AERATION
3354968 | SUGARLOAF WATER TREATMENT PLANT | 1 | SUGARLOAF WTP | B | 01 | DISINFECT/GASEOUS CHLORIN
3354969 | COLINA BAY | 1 | Y | B | 02 | DISINFECT/HYPOCHLORIN
3354970 | BUILDING FUTURES ACADEMY | 1 | BUILDING BLOCKS | B | 02 | DISINFECT/HYPOCHLORIN
3354972 | LADY LAKE ASSEMBLY OF GOD | 1 | LADY LAKE ASSEMBLY OF GOD | B | 02 | DISINFECT/HYPOCHLORIN
3354973 | CROSSROADS COMMUNITY CHURCH | 1 | CROSSROADS COMMUNITY CHURCH | B | 02 | DISINFECT/HYPOCHLORIN
3354974 | CHAPEL BAPTIST CHURCH | 1 | CHAPEL BAPTIST CHURCH | H | 25 | SOFTENING/ION EXCHANGE
3354974 | CHAPEL BAPTIST CHURCH | 1 | CHAPEL BAPTIST CHURCH | B | 02 | DISINFECT/HYPOCHLORIN
3354975 | PJ'S HIT-N-RUN | 1 | PJ'S HIT-N-RUN | B | 02 | DISINFECT/HYPOCHLORIN
3354976 | BRIDGE TO ABILITY | 1 | A KEY TO KNOWLEDGE | B | 02 | DISINFECT/HYPOCHLORIN
3354978 | THE GRAND OAKS RESORT | 1 | THE GRAND OAKS RESORT | B | 02 | DISINFECT/HYPOCHLORIN
3354979 | BURKE BBQ RESTAURANT | 1 | BURKE BBQ RESTAURANT | B | 02 | DISINFECT/HYPOCHLORIN
3354980 | HOPE FOREST ACADEMY | 1 | WTP NO. 1 | B | 02 | DISINFECT/HYPOCHLORIN
3354981 | FAMILY DOLLAR STORE #9414 (SORRENTO) | 1 | WTP #1 | B | 02 | DISINFECT/HYPOCHLORIN
3354982 | GRAND OAKS RV EVENT PARKING | 1 | WTP NO. 1 | B | 02 | DISINFECT/HYPOCHLORIN
3354983 | CARLTON PALMS GILBERT CMNTY RESIDENCE | 1 | CARLTON PALMS CMTY RSDNC | B | 02 | DISINFECT/HYPOCHLORIN
3354984 | HILLTOP MANORS | 1 | WTP #1 | B | 02 | DISINFECT/HYPOCHLORIN
3354986 | PHILLIPS MANUFACTURING | 1 | PHILLIPS MANUFACTURING | B | 02 | DISINFECT/HYPOCHLORIN
3354992 | MED MEN | 1 | WTP1 | B | 02 | DISINFECT/HYPOCHLORIN
3354992 | MED MEN | 1 | WTP1 | H | 25 | SOFTENING/ION EXCHANGE
3354993 | SOUTHERN HILL FARMS | 1 | SOUTHERN HILL FARMS | B | 02 | DISINFECT/HYPOCHLORIN
3354995 | GRAND OAKS HAMLETS | 1 | GRAND OAKS HAMLETS WTP | B | 02 | DISINFECT/HYPOCHLORIN
3354996 | CURALEAF MOUNT DORA | 1 | CURALEAF MOUNT DORA | B | 02 | DISINFECT/HYPOCHLORIN
3354998 | AGAVE MANAGEMENT DUPLEXES | 1 | AGAVE MANAGEMENT DUPLEXES | B | 02 | DISINFECT/HYPOCHLORIN
3355001 | DOLLAR GENERAL TAVARES WTP | 1 | DOLLAR GENERAL TAVARES WTP | B | 02 | DISINFECT/HYPOCHLORIN
3355008 | GOLDLEAF FLORIDA | 1 | GOLDLEAF FLORIDA | B | 02 | DISINFECT/HYPOCHLORIN
3420004 | HOG VALLEY SUPPLY & BAR-B-QUE | 1 |  | B | 02 | DISINFECT/HYPOCHLORIN
3420006 | 88 GROCERY STORE | 1 | 88 GROCERY STORE | B | 02 | DISINFECT/HYPOCHLORIN
3420013 | GOLDEN PALMS INN & SUITES | 1 | GOLDEN PALMS INN AND SUITES | B | 02 | DISINFECT/HYPOCHLORIN
3420024 | ALOHA COURT | 1 | ALOHA COURT | B | 02 | DISINFECT/HYPOCHLORIN
3420033 | ANTHONY CHURCH OF CHRIST | 1 |  | B | 02 | DISINFECT/HYPOCHLORIN
3420034 | ANTHONY ELEMENTARY SCHOOL | 1 | ANTHONY ELEMENTARY SCHOOL | B | 02 | DISINFECT/HYPOCHLORIN
3420035 | ANTHONY MEAT MARKET | 1 |  | B | 02 | DISINFECT/HYPOCHLORIN
3420038 | APPLE COURT | 1 |  | B | 02 | DISINFECT/HYPOCHLORIN
3420043 | ARNOLDS STANDARD | 1 |  | B | 02 | DISINFECT/HYPOCHLORIN
3420046 | AUNT SHIRLEYS PLAY SCHOOL | 1 |  | B | 02 | DISINFECT/HYPOCHLORIN
3420058 | COUNTRY ESTATES MOBILE HOME PK | 1 |  | B | 02 | DISINFECT/HYPOCHLORIN
3420070 | BEAU JACKS COUNTRY CORNER | 1 |  | B | 02 | DISINFECT/HYPOCHLORIN
3420072 | GOLDEN POND RV PARK | 1 | GOLDEN POND RV PARK | B | 02 | DISINFECT/HYPOCHLORIN
3420074 | BELLEVIEW, CITY OF (2 WPS) | 2 | BELLEVIEW BACKUP WTP WELL#4 | B | 01 | DISINFECT/GASEOUS CHLORIN
3420074 | BELLEVIEW, CITY OF (2 WPS) | 3 | BELLEVIEW WELL #6 (WTP #2) | B | 02 | DISINFECT/HYPOCHLORIN
3420074 | BELLEVIEW, CITY OF (2 WPS) | 1 | BELLEVIEW MAIN WTP WELL#5 | B | 02 | DISINFECT/HYPOCHLORIN
3420077 | BENEFIELDS I-75 TEXACO STATION | 1 |  | B | 01 | DISINFECT/GASEOUS CHLORIN
3420078 | BENSCH'S RESTAURANT | 1 |  | B | 02 | DISINFECT/HYPOCHLORIN
3420085 | BIG LAKE VILLAGE MHP | 1 |  | Z | 29 | OTHER/CARTRIDGE FILTR
3420085 | BIG LAKE VILLAGE MHP | 1 |  | B | 02 | DISINFECT/HYPOCHLORIN
3420100 | BOB & BARB'S BUFFET | 1 | BELLVIEW | B | 02 | DISINFECT/HYPOCHLORIN
3420116 | BRITT'S GROCERY | 1 |  | B | 02 | DISINFECT/HYPOCHLORIN
3420118 | BROADWAY EXXON | 1 |  | B | 02 | DISINFECT/HYPOCHLORIN
3420121 | BUCK AND DOES STORE | 1 |  | B | 02 | DISINFECT/HYPOCHLORIN
3420124 | BUCKSKIN LAKE MANOR | 1 | BUCKSKIN LAKE MANOR | B | 02 | DISINFECT/HYPOCHLORIN
3420124 | BUCKSKIN LAKE MANOR | 1 | BUCKSKIN LAKE MANOR | D | 18 | CORR-CTRL/SEQUESTATION
3420127 | C & P MINIT MARKET | 1 |  | B | 02 | DISINFECT/HYPOCHLORIN
3420129 | CALVARY BAPTIST CHURCH | 1 |  | B | 02 | DISINFECT/HYPOCHLORIN
3420137 | CAMP KIWANIS | 1 | CAMP KIWANIS | Z | 20 | OTHER/AERATION
3420137 | CAMP KIWANIS | 1 | CAMP KIWANIS | H | 25 | SOFTENING/ION EXCHANGE
3420137 | CAMP KIWANIS | 1 | CAMP KIWANIS | B | 02 | DISINFECT/HYPOCHLORIN
3420146 | CAMPERTOWN R.V. PARK | 1 | CAMPERTOWN | B | 02 | DISINFECT/HYPOCHLORIN
3420151 | CARGO STATION | 1 |  | B | 02 | DISINFECT/HYPOCHLORIN
3420154 | CARROLL FISH CAMP | 1 |  | B | 02 | DISINFECT/HYPOCHLORIN
3420161 | CEDAR CREEK BAPTIST CHURCH | 1 | CEDAR CREEK BAPTIST CHURCH | B | 02 | DISINFECT/HYPOCHLORIN
3420162 | CEDAR HILLS | 1 | CEDAR HILLS | B | 02 | DISINFECT/HYPOCHLORIN
3420163 | BODY SHOT (F. SILVER FOX) ASSOCIATES C | 1 | SILVER FOX (FORM. DIMWITTY'S) | B | 02 | DISINFECT/HYPOCHLORIN
3420166 | CENTRAL FL. COMMUNITY COLLEGE | 1 |  | B | 01 | DISINFECT/GASEOUS CHLORIN
3420170 | NE OCALA, LLC | 1 | ASSOCIATED GROCERS OF FL | B | 02 | DISINFECT/HYPOCHLORIN
3420175 | CHESTER'S MHP & GROCERY STORE | 1 |  | B | 02 | DISINFECT/HYPOCHLORIN
3420176 | CHICKEN KING | 1 |  | B | 02 | DISINFECT/HYPOCHLORIN
3420177 | CHICKEN KING RESTARANT | 1 |  | B | 02 | DISINFECT/HYPOCHLORIN
3420178 | CHILDS HAVEN DAY CARE CENTER | 1 |  | B | 02 | DISINFECT/HYPOCHLORIN
3420182 | CHRISTIAN CH CONFERENCE CENTER | 1 |  | B | 02 | DISINFECT/HYPOCHLORIN
3420185 | CHUCK'S SERVICE AND CITRUS | 1 |  | B | 02 | DISINFECT/HYPOCHLORIN
3420189 | CHURCH OF GOD | 1 |  | B | 02 | DISINFECT/HYPOCHLORIN
3420192 | CITRA METHODIST CHURCH | 1 |  | B | 02 | DISINFECT/HYPOCHLORIN
3420193 | CITRA SERVICE CENTER | 1 |  | B | 02 | DISINFECT/HYPOCHLORIN
3420194 | CITRA SHELL STATION | 1 |  | B | 02 | DISINFECT/HYPOCHLORIN
3420195 | CITRA TRADING POST | 1 |  | B | 02 | DISINFECT/HYPOCHLORIN
3420199 | CITRUS PARK SUBDIVISION | 1 | CITRUS PARK S/D | B | 02 | DISINFECT/HYPOCHLORIN
3420212 | CLEARWATER BAPTIST CHURCH | 1 |  | B | 02 | DISINFECT/HYPOCHLORIN
3420216 | CLIFTWOOD MOBILE HOME PARK | 1 | CLIFTWOOD MHP WATER TRMT PLANT | B | 02 | DISINFECT/HYPOCHLORIN
3420217 | CLOISTER COURT MOTEL | 1 | CLOISTER COURT MOTEL WTP | B | 02 | DISINFECT/HYPOCHLORIN
3420220 | COACH & PADDOCK RESTAURANT | 1 |  | B | 02 | DISINFECT/HYPOCHLORIN
3420227 | COLLEGE PARK APARTMENTS | 1 |  | B | 02 | DISINFECT/HYPOCHLORIN
3420229 | COLLIER (FDLR SPRINGS) ELEM SCHOOL | 1 | F.D.L.R.S. COLLIER | B | 02 | DISINFECT/HYPOCHLORIN
3420235 | ANNIE'S FULLMOON SALOON | 1 | ANNIE'S FULLMOON SALOON | B | 02 | DISINFECT/HYPOCHLORIN
3420244 | COUNTRY BARN | 1 |  | B | 02 | DISINFECT/HYPOCHLORIN
3420247 | COUNTRY KITCHEN | 1 |  | B | 02 | DISINFECT/HYPOCHLORIN
3420250 | COUNTS GROCERY | 1 |  | B | 02 | DISINFECT/HYPOCHLORIN
3420251 | COUNTY LINE SMOKE HOUSE | 1 | COUNTY LINE BAR | B | 02 | DISINFECT/HYPOCHLORIN
3420253 | SCOTTISH INNS | 1 | SR 40 SILV SPGS | B | 02 | DISINFECT/HYPOCHLORIN
3420257 | CROSS COUNTRY MOTOR LODGE & TR | 1 | CROSS COUNTRY MOTOR LODGE | B | 02 | DISINFECT/HYPOCHLORIN
3420266 | DAIRY QUEEN | 1 | DAIRY QUEEN WELL 4"/180' | B | 02 | DISINFECT/HYPOCHLORIN
3420278 | DEANS BAR B QUE;% ALFREDO RUIZ | 1 |  | B | 02 | DISINFECT/HYPOCHLORIN
3420280 | DEE'S MARKET | 1 |  | B | 02 | DISINFECT/HYPOCHLORIN
3420301 | DON'S CHEVRON STATION | 1 |  | B | 02 | DISINFECT/HYPOCHLORIN
3420312 | DRAKE&JOHNS MOBILE HOME PARK | 1 |  | B | 02 | DISINFECT/HYPOCHLORIN
3420313 | DREAMA'S RESTAURANT | 1 |  | B | 02 | DISINFECT/HYPOCHLORIN
3420318 | CAMP SOZO | 1 | CAMP SOZO | D | 36 | CORR-CTRL/CORROSION INHIB
3420318 | CAMP SOZO | 1 | CAMP SOZO | H | 25 | SOFTENING/ION EXCHANGE
3420318 | CAMP SOZO | 1 | CAMP SOZO | B | 02 | DISINFECT/HYPOCHLORIN
3420320 | EARLY AMERICAN MUSEUM | 1 |  | B | 02 | DISINFECT/HYPOCHLORIN
3420323 | EAST MARION ELEMENTARY SCHOOL | 1 | EAST MARION ELEMENTARY | B | 02 | DISINFECT/HYPOCHLORIN
3420325 | EASTERN GAS STATION #017 | 1 |  | B | 02 | DISINFECT/HYPOCHLORIN
3420326 | EATON'S BEACH | 1 |  | B | 02 | DISINFECT/HYPOCHLORIN
3420340 | EMIL-MAR SUBDIVISION | 1 | EMIL-MAR WTP | B | 02 | DISINFECT/HYPOCHLORIN
3420355 | FARMERS TAVERN | 1 |  | A |  | NO TRTMT
3420360 | FAYS GROVE | 1 |  | B | 02 | DISINFECT/HYPOCHLORIN
3420374 | FESSENDEN ELEMENTARY SCHOOL | 1 | FESSEDEN ELEMENTARY | D | 36 | CORR-CTRL/CORROSION INHIB
3420374 | FESSENDEN ELEMENTARY SCHOOL | 1 | FESSEDEN ELEMENTARY | B | 02 | DISINFECT/HYPOCHLORIN
3420378 | FIRST BAPTIST CHURCH/WEIRSDALE | 1 |  | B | 02 | DISINFECT/HYPOCHLORIN
3420380 | FIRST BAPTIST CHURCH OF SALT SPRINGS | 1 | SALT SPRINGS BAPTIST CHURCH | B | 02 | DISINFECT/HYPOCHLORIN
3420381 | FIRST BAPTIST CHURCH SUMMERFIE | 1 |  | B | 02 | DISINFECT/HYPOCHLORIN
3420382 | FIRST CHURCH OF GOD | 1 |  | B | 02 | DISINFECT/HYPOCHLORIN
3420383 | FIRST FREE WILL BAPTIST CHURCH | 1 |  | B | 02 | DISINFECT/HYPOCHLORIN
3420386 | LOWELL CORRECTIONAL INSTITUTION ANNEX | 1 | LOWELL C.I. ANNEX | B | 01 | DISINFECT/GASEOUS CHLORIN
3420386 | LOWELL CORRECTIONAL INSTITUTION ANNEX | 1 | LOWELL C.I. ANNEX | B | 02 | DISINFECT/HYPOCHLORIN
3420387 | MARION CORRECTIONAL INSTITUTION | 1 | MARION CORRECTIONAL INSTITUTIO | Z | 20 | OTHER/AERATION
3420387 | MARION CORRECTIONAL INSTITUTION | 1 | MARION CORRECTIONAL INSTITUTIO | B | 02 | DISINFECT/HYPOCHLORIN
3420387 | MARION CORRECTIONAL INSTITUTION | 1 | MARION CORRECTIONAL INSTITUTIO | P | 32 | DISINF BY-PROD CONTRO/PEROXIDE
3420396 | FLORIDA ADVENTURELAND | 1 |  | B | 02 | DISINFECT/HYPOCHLORIN
3420407 | CAMP SONLIGHT | 1 | CAMP SONLIGHT-FL.PRIM.BAPT CMP | B | 02 | DISINFECT/HYPOCHLORIN
3420408 | SALT SPRINGS VILLAGE | 1 | SALT SPRINGS WATER PLANT | B | 02 | DISINFECT/HYPOCHLORIN
3420411 | FLOYD CLARK SUBDIVISION | 1 | HODGES WATER CO-AKA FLOYD CLRK | B | 02 | DISINFECT/HYPOCHLORIN
3420414 | FOREST ASSEMBLY OF GOD CHURCH | 1 |  | B | 02 | DISINFECT/HYPOCHLORIN
3420418 | FORREST OUTPOST | 1 |  | B | 02 | DISINFECT/HYPOCHLORIN
3420419 | FORT KING FOREST | 1 | FORT KING | B | 02 | DISINFECT/HYPOCHLORIN
3420420 | FORT MCCOY (SALVATION ARMY) | 1 | OLD FT. MCCOY SCHOOL | B | 02 | DISINFECT/HYPOCHLORIN
3420428 | FT MCCOY BAPTIST CHURCH | 1 |  | B | 02 | DISINFECT/HYPOCHLORIN
3420429 | FT MCCOY GULF | 1 |  | B | 02 | DISINFECT/HYPOCHLORIN
3420456 | GOLDEN HOLIDAY MHP (2 WPS) | 1 | PLANT # 1 | B | 02 | DISINFECT/HYPOCHLORIN
3420456 | GOLDEN HOLIDAY MHP (2 WPS) | 2 | PLANT # 2 | B | 02 | DISINFECT/HYPOCHLORIN
3420469 | GREEN ACRES STORE | 1 |  | B | 02 | DISINFECT/HYPOCHLORIN
3420478 | H & J FOOD STORE | 1 |  | A |  | NO TRTMT
3420479 | SOUTHERN POULTRY(GREEN PASTURE | 1 |  | B | 02 | DISINFECT/HYPOCHLORIN
3420483 | SHADOW OAKS MHP | 1 | SHADOW OAKS | B | 02 | DISINFECT/HYPOCHLORIN
3420484 | MILL DAM MHP, LLC | 1 | MILL DAM MH & RV PARK | B | 02 | DISINFECT/HYPOCHLORIN
3420501 | HAROLDS TEXACO | 1 |  | B | 02 | DISINFECT/HYPOCHLORIN
3420509 | HAZEL GARDENS MOBILE HOME PARK | 1 | HAZEL GARDENS MHP | B | 02 | DISINFECT/HYPOCHLORIN
3420510 | HEATWAVE RESTAURANT & LOUNGE | 1 | CLUB CAPRI | B | 02 | DISINFECT/HYPOCHLORIN
3420516 | HESS 09273 | 1 |  | B | 02 | DISINFECT/HYPOCHLORIN
3420531 | WANDERING OAKS RV RESORT (2WPS/1POE) | 1 | NORTH WTP | B | 02 | DISINFECT/HYPOCHLORIN
3420531 | WANDERING OAKS RV RESORT (2WPS/1POE) | 2 | SOUTH WTP | B | 02 | DISINFECT/HYPOCHLORIN
3420533 | HI-CLIFF ESTATES/SLEEPY HOLLOW | 1 | HI-CLIFF ESTATES/SLEEPY HOLLOW | B | 02 | DISINFECT/HYPOCHLORIN
3420533 | HI-CLIFF ESTATES/SLEEPY HOLLOW | 1 | HI-CLIFF ESTATES/SLEEPY HOLLOW | G | 36 | IRON RMVL/CORROSION INHIB
3420538 | HIGHWAY CHRISTIAN CH OF GOD | 1 |  | B | 02 | DISINFECT/HYPOCHLORIN
3420542 | HOE DOWN BAR AND GRILL | 1 | HOE DOWN BAR AND GRILL | B | 02 | DISINFECT/HYPOCHLORIN
3420545 | HOBBY HORSE DAY CARE CENTER | 1 |  | B | 02 | DISINFECT/HYPOCHLORIN
3420550 | HOLIDAY INN-SILVER SPRINGS | 1 |  | B | 02 | DISINFECT/HYPOCHLORIN
3420550 | HOLIDAY INN-SILVER SPRINGS | 1 |  | H | 25 | SOFTENING/ION EXCHANGE
3420567 | HOWARD JOHNSONS M/L-SILVER SPR | 1 | HOJO M/L SILVER SPRGS WTP | B | 02 | DISINFECT/HYPOCHLORIN
3420578 | HUNTLEY JIFFY STORE # 70 | 1 |  | B | 02 | DISINFECT/HYPOCHLORIN
3420590 | OCALA SPRINGS R.V. PARK | 1 |  | B | 02 | DISINFECT/HYPOCHLORIN
3420602 | THE SADDLEBAG PUB | 1 | SADDLEBAG PUB | B | 02 | DISINFECT/HYPOCHLORIN
3420604 | IRVINE STANDARD | 1 |  | B | 02 | DISINFECT/HYPOCHLORIN
3420606 | ITALIAN GARDENS RESTAURANT | 1 |  | B | 02 | DISINFECT/HYPOCHLORIN
3420608 | FORE ACRES | 1 | FORE ACRES | B | 02 | DISINFECT/HYPOCHLORIN
3420611 | JADE PACKAGE & LOUNGE | 1 |  | B | 02 | DISINFECT/HYPOCHLORIN
3420612 | JAMES PACKAGE STORE | 1 |  | B | 02 | DISINFECT/HYPOCHLORIN
3420616 | JEHOVAH'S WITNESSES CHURCH | 1 |  | B | 02 | DISINFECT/HYPOCHLORIN
3420620 | JIFFY FOOD STORE #2500 | 1 |  | B | 02 | DISINFECT/HYPOCHLORIN
3420621 | JIFFY FOOD STORE #2776 | 1 |  | B | 02 | DISINFECT/HYPOCHLORIN
3420622 | JIFFY FOOD STORE NO 2499 | 1 |  | B | 02 | DISINFECT/HYPOCHLORIN
3420623 | JIFFY STORE | 1 |  | B | 02 | DISINFECT/HYPOCHLORIN
3420624 | JIFFY STORE #2788 | 1 |  | B | 02 | DISINFECT/HYPOCHLORIN
3420625 | COLT COUNTRY CAFE & BUFFET | 1 | MJ'S COUNTRY CAFE | B | 02 | DISINFECT/HYPOCHLORIN
3420625 | COLT COUNTRY CAFE & BUFFET | 1 | MJ'S COUNTRY CAFE | H | 25 | SOFTENING/ION EXCHANGE
3420627 | JOES JIFFY | 1 |  | B | 02 | DISINFECT/HYPOCHLORIN
3420632 | JOHNSON'S BEACH | 1 |  | B | 02 | DISINFECT/HYPOCHLORIN
3420635 | JOHNSON'S JOURNEY'S END INC | 1 | JOHNSON'S JOURNEYS END MOTEL | E | 25 | T-O CTRL/ION EXCHANGE
3420635 | JOHNSON'S JOURNEY'S END INC | 1 | JOHNSON'S JOURNEYS END MOTEL | B | 02 | DISINFECT/HYPOCHLORIN
3420639 | JR FOOD STORE #294 | 1 |  | B | 02 | DISINFECT/HYPOCHLORIN
3420640 | USDA/JUNIPER SPRINGS REC. AREA | 1 | JUNIPER SPRINGS REC. AREA | B | 02 | DISINFECT/HYPOCHLORIN
3420651 | KENDRICK BAPTIST CHURCH | 1 |  | B | 02 | DISINFECT/HYPOCHLORIN
3420652 | KENNY'S PLACE | 1 |  | B | 02 | DISINFECT/HYPOCHLORIN
3420666 | KOUNTRY KITCHEN | 1 |  | B | 02 | DISINFECT/HYPOCHLORIN
3420667 | PAPY'S PLACE | 1 | SADDLE RACK CAFE | B | 02 | DISINFECT/HYPOCHLORIN
3420668 | KOUNTRY KORNER STORE | 1 |  | B | 02 | DISINFECT/HYPOCHLORIN
3420670 | KWIK KING | 1 | KWIK KING | B | 02 | DISINFECT/HYPOCHLORIN
3420671 | MCCOY QWIK KING FOOD STORE | 1 | KWIK KING #13/EUREKA | H | 25 | SOFTENING/ION EXCHANGE
3420671 | MCCOY QWIK KING FOOD STORE | 1 | KWIK KING #13/EUREKA | B | 02 | DISINFECT/HYPOCHLORIN
3420672 | KWIK KING # 6/OCALA | 1 | KWIK KING # 6/OCALA | B | 02 | DISINFECT/HYPOCHLORIN
3420673 | KWIK KING FOOD STORE | 1 |  | B | 02 | DISINFECT/HYPOCHLORIN
3420674 | KWIK PICK FOOD STORE #2525 | 1 |  | B | 02 | DISINFECT/HYPOCHLORIN
3420684 | LAKE BOWER MHP | 1 |  | B | 02 | DISINFECT/HYPOCHLORIN
3420701 | LAKE KERR BAR-B-Q | 1 |  | B | 02 | DISINFECT/HYPOCHLORIN
3420702 | T&J SALT SPRINGS SEAFOOD | 1 | SALT SPRINGS SEAFOOD(T&J SALT | B | 02 | DISINFECT/HYPOCHLORIN
3420718 | LAKE WALDENA RESORT | 1 | LAKE WALDENA RESORT | B | 02 | DISINFECT/HYPOCHLORIN
3420719 | LAKE WEIR MIDDLE SCHOOL | 1 | LAKE WEIR MIDDLE SCHOOL | B | 02 | DISINFECT/HYPOCHLORIN
3420720 | LAKE WEIR TRAILER PARK | 1 | A-27 OKLAWAHA | B | 02 | DISINFECT/HYPOCHLORIN
3420726 | LAKESIDE LYNNE CAMP | 1 |  | B | 02 | DISINFECT/HYPOCHLORIN
3420735 | LAURA'S LAKE WEIR COURT | 1 |  | B | 02 | DISINFECT/HYPOCHLORIN
3420738 | LAWS TEXACO | 1 |  | B | 02 | DISINFECT/HYPOCHLORIN
3420754 | LIL' CHAMP FOOD STORE #1039 | 1 | LIL' CHAMP #1039 | B | 02 | DISINFECT/HYPOCHLORIN
3420756 | LINDALE MOBILE HOME PARK | 1 | LINDALE MOBILE HOME PARK | B | 02 | DISINFECT/HYPOCHLORIN
3420761 | LITTLE LAKE WEIR SUBDIVISION | 1 | LITTLE LAKE WEIR S/D | B | 02 | DISINFECT/HYPOCHLORIN
3420763 | LIVE OAKS MOBILE HOME PARK | 1 | LIVE OAK MOBILE HOME PARK | B | 02 | DISINFECT/HYPOCHLORIN
3420776 | LOWE APARTMENTS | 1 |  | B | 02 | DISINFECT/HYPOCHLORIN
3420777 | LT MANNING OFFICE BUILDING | 1 |  | B | 02 | DISINFECT/HYPOCHLORIN
3420778 | LUCAS EXXON | 1 |  | B | 02 | DISINFECT/HYPOCHLORIN
3420780 | LUCKY PENNY RESTAURANT | 1 |  | B | 02 | DISINFECT/HYPOCHLORIN
3420781 | COMMERCE PARK SUN ESTATES 2 | 1 | EDGEWOOD MHP(WAS BARRETT'S MHP | B | 02 | DISINFECT/HYPOCHLORIN
3420796 | MAJIK MARKET #30170 | 1 |  | B | 02 | DISINFECT/HYPOCHLORIN
3420805 | MARIE'S MHP | 1 | MARIE'S MHP | B | 02 | DISINFECT/HYPOCHLORIN
3420806 | MARION COUNTY CITRUS COMPANY | 1 |  | B | 02 | DISINFECT/HYPOCHLORIN
3420808 | MARTIN & PORTER MOTEL | 1 |  | B | 02 | DISINFECT/HYPOCHLORIN
3420813 | MAVERICK MARKET | 1 |  | B | 02 | DISINFECT/HYPOCHLORIN
3420814 | MAVERICK MART (FORE ACRES) | 1 |  | B | 02 | DISINFECT/HYPOCHLORIN
3420824 | MEWBORNES JIFFY STORE #2415 | 1 |  | B | 02 | DISINFECT/HYPOCHLORIN
3420830 | MILLS AUCTION MARKET | 1 |  | B | 02 | DISINFECT/HYPOCHLORIN
3420848 | MOORE'S CORNER STORE | 1 |  | B | 02 | DISINFECT/HYPOCHLORIN
3420853 | OCALA OAKS MHP LLC | 1 | OCALA OAKS MHP LLC | B | 02 | DISINFECT/HYPOCHLORIN
3420854 | MOSS BLUFF BAPTIST CHURCH | 1 | MOSS BLUFF BAPTIST CHURCH | B | 02 | DISINFECT/HYPOCHLORIN
3420855 | MOSS BLUFF CHURCH OF CHRIST | 1 |  | B | 02 | DISINFECT/HYPOCHLORIN
3420857 | MOTOR INN MOTEL AND RV PARK | 2 | PLANT 2 | B | 02 | DISINFECT/HYPOCHLORIN
3420861 | MR PHILS RESTAURANT | 1 |  | B | 02 | DISINFECT/HYPOCHLORIN
3420862 | MT CANAAN BAPTIST CHURCH | 1 |  | B | 02 | DISINFECT/HYPOCHLORIN
3420870 | NELSON'S FISH CAMP | 1 | NELSON'S FISH CAMP | B | 02 | DISINFECT/HYPOCHLORIN
3420871 | NELSON MHP | 1 | NELSON MHP | B | 02 | DISINFECT/HYPOCHLORIN
3420874 | NEW HOPE PRESCHL FOR RETARDED | 1 |  | B | 02 | DISINFECT/HYPOCHLORIN
3420875 | NEW JERUSALEM BAPTIST CHURCH | 1 |  | B | 02 | DISINFECT/HYPOCHLORIN
3420881 | NORM'S GENERAL STORE | 1 |  | B | 02 | DISINFECT/HYPOCHLORIN
3420884 | NORTH MARION HIGH SCHOOL | 1 | NORTH MARION HIGH SCHOOL | B | 02 | DISINFECT/HYPOCHLORIN
3420886 | NORTH MARION MIDDLE SCHOOL | 1 | NORTH MARION MIDDLE | B | 02 | DISINFECT/HYPOCHLORIN
3420886 | NORTH MARION MIDDLE SCHOOL | 1 | NORTH MARION MIDDLE | D | 36 | CORR-CTRL/CORROSION INHIB
3420889 | NORTHGATE PLAZA | 1 |  | B | 02 | DISINFECT/HYPOCHLORIN
3420891 | NORTH WESTERN CHURCH OF CHRIST | 1 |  | B | 02 | DISINFECT/HYPOCHLORIN
3420894 | NUBY'S TEXACO | 1 |  | B | 02 | DISINFECT/HYPOCHLORIN
3420899 | OAK JIFFY STORE | 1 |  | B | 02 | DISINFECT/HYPOCHLORIN
3420904 | OAK PARK VILLAGE | 1 | OAK PARK MH VILLAGE | B | 02 | DISINFECT/HYPOCHLORIN
3420908 | OAK TRAILER PARK | 1 |  | B | 02 | DISINFECT/HYPOCHLORIN
3420909 | OAKCREST MHP | 1 |  | B | 02 | DISINFECT/HYPOCHLORIN
3420914 | OAKMUIR VILLAGE | 1 |  | B | 02 | DISINFECT/HYPOCHLORIN
3420915 | OAKWOOD COTTAGES | 1 |  | B | 02 | DISINFECT/HYPOCHLORIN
3420916 | OAKWOOD MOBILE MANOR | 1 | OAKWOOD MOBILE MANOR | B | 02 | DISINFECT/HYPOCHLORIN
3420921 | OCALA AMERICAN SERVICE STATION | 1 |  | B | 02 | DISINFECT/HYPOCHLORIN
3420922 | OCALA, CITY OF (2 WTPS) | 1 | OCALA WATER PLANT | Z | 19 | OTHER/PH ADJUSTMENT
3420922 | OCALA, CITY OF (2 WTPS) | 2 | OCALA EMERGENCY STANDBY WELL | B | 01 | DISINFECT/GASEOUS CHLORIN
3420922 | OCALA, CITY OF (2 WTPS) | 1 | OCALA WATER PLANT | B | 02 | DISINFECT/HYPOCHLORIN
3420922 | OCALA, CITY OF (2 WTPS) | 1 | OCALA WATER PLANT | Z | 27 | OTHER/FLUORIDATION
3420922 | OCALA, CITY OF (2 WTPS) | 1 | OCALA WATER PLANT | H | 24 | SOFTENING/LIME-SODA
3420922 | OCALA, CITY OF (2 WTPS) | 1 | OCALA WATER PLANT | C | 14 | PART-RMVL/RAPID SAND FIL
3420923 | OCALA DRIVE INN THEATRE INC | 1 | OCALA DRIVE INN THEATER | B | 02 | DISINFECT/HYPOCHLORIN
3420924 | OCALA EAST VILLAS | 1 | OCALA EAST VILLAS | B | 02 | DISINFECT/HYPOCHLORIN
3420925 | OCALA FOREST CAMPGROUND | 1 | OCALA FOREST CAMPGROUND | B | 02 | DISINFECT/HYPOCHLORIN
3420925 | OCALA FOREST CAMPGROUND | 1 | OCALA FOREST CAMPGROUND | G | 18 | IRON RMVL/SEQUESTATION
3420926 | OCALA INTERSTATE SHELL | 1 |  | B | 02 | DISINFECT/HYPOCHLORIN
3420927 | OCALA GAINESVILLE POKER AND JAI-ALAI | 1 | OCALA JAI-ALAI | B | 02 | DISINFECT/HYPOCHLORIN
3420927 | OCALA GAINESVILLE POKER AND JAI-ALAI | 1 | OCALA JAI-ALAI | D | 36 | CORR-CTRL/CORROSION INHIB
3420928 | OCALA MOOSE LODGE 1014 | 1 |  | B | 02 | DISINFECT/HYPOCHLORIN
3420937 | OCKLAWAHA BRIDGE BAPTIST CHURCH | 1 | OKLAWAHA BRIDGE BAPTIST CHURCH | B | 02 | DISINFECT/HYPOCHLORIN
3420938 | OKLAWAHA UNITED METHODIST | 1 |  | B | 02 | DISINFECT/HYPOCHLORIN
3420939 | OCKLAWAHA WATER WORKS (2 WTPS) | 1 | CR 25 PLANT OCKLAWAHA TERRACE | B | 02 | DISINFECT/HYPOCHLORIN
3420939 | OCKLAWAHA WATER WORKS (2 WTPS) | 2 | OCKLAWAHA PINES | B | 02 | DISINFECT/HYPOCHLORIN
3420943 | ORANGE BLOSSOM MOTEL & RV PARK | 1 | ORANGE BLOSSOM MOTEL | B | 02 | DISINFECT/HYPOCHLORIN
3420953 | ORANGE SPRINGS COMMUNITY CHURC | 1 |  | B | 02 | DISINFECT/HYPOCHLORIN
3420954 | ORANGELAND UNION 76 | 1 |  | B | 02 | DISINFECT/HYPOCHLORIN
3420965 | COMMERCE PARK SUN ESTATES 1 | 1 | SUNNY OAKS | B | 02 | DISINFECT/HYPOCHLORIN
3420966 | OSCEOLA TRADING POST | 1 |  | B | 02 | DISINFECT/HYPOCHLORIN
3420969 | RACO 200 PLAZA [TAG-14 PLAZA] | 1 |  | B | 02 | DISINFECT/HYPOCHLORIN
3420975 | P J'S GOODTIME EMPORIUM | 1 |  | B | 02 | DISINFECT/HYPOCHLORIN
3421001 | PEARSON'S MOBILE HOME PARK | 1 | PEARSON'S MOBILE HOME PARK | B | 02 | DISINFECT/HYPOCHLORIN
3421012 | PILOT SERVICE STATION #3750 | 1 |  | B | 02 | DISINFECT/HYPOCHLORIN
3421018 | PINE RIDGE ESTATES | 1 | PINE RIDGE ESTATES | B | 02 | DISINFECT/HYPOCHLORIN
3421029 | PLAZA 200 | 1 |  | B | 02 | DISINFECT/HYPOCHLORIN
3421030 | PLAZA 27 | 1 |  | B | 02 | DISINFECT/HYPOCHLORIN
3421043 | POOR HOUSE BAR & GRILL | 1 |  | B | 02 | DISINFECT/HYPOCHLORIN
3421060 | RATHEL'S TRAILER PARK | 1 |  | B | 02 | DISINFECT/HYPOCHLORIN
3421070 | REDDICK (SALVATION ARMY) | 1 |  | B | 02 | DISINFECT/HYPOCHLORIN
3421071 | REED'S FRUIT AND JUICE | 1 |  | B | 02 | DISINFECT/HYPOCHLORIN
3421074 | REYNOLDS SUBDIVISION | 1 | SILVER SPRINGS | B | 02 | DISINFECT/HYPOCHLORIN
3421077 | RISPOLI'S RESTAURANT | 1 |  | B | 02 | DISINFECT/HYPOCHLORIN
3421078 | RIVER FOREST FULL GOSPEL CHURC | 1 |  | B | 02 | DISINFECT/HYPOCHLORIN
3421090 | ROBERTS MHP | 1 |  | B | 02 | DISINFECT/HYPOCHLORIN
3421098 | ROLLING GREENS VILLAGE | 2 | WTP 2 (SOUTH WELL) | B | 02 | DISINFECT/HYPOCHLORIN
3421098 | ROLLING GREENS VILLAGE | 1 | WTP 1 (NORTH WELL) | B | 02 | DISINFECT/HYPOCHLORIN
3421104 | ROYAL MANOR APARTMENTS | 1 | SILVER SPRINGS | B | 02 | DISINFECT/HYPOCHLORIN
3421106 | RUBY'S RESTURANT & LOUNGE | 1 |  | B | 02 | DISINFECT/HYPOCHLORIN
3421109 | MOCKINGBIRD HILL MHP | 1 |  | B | 02 | DISINFECT/HYPOCHLORIN
3421118 | SANDY ACRES | 1 | LINADALE WATER/SANDY ACRES WTP | B | 02 | DISINFECT/HYPOCHLORIN
3421124 | BELLEVIEW SANTOS ELEM. SCHOOL | 1 | BELLEVIEW SANTOS ELE. | Z | 14 | OTHER/RAPID SAND FIL
3421124 | BELLEVIEW SANTOS ELEM. SCHOOL | 1 | BELLEVIEW SANTOS ELE. | B | 02 | DISINFECT/HYPOCHLORIN
3421125 | SARR TRAILER PARK | 1 |  | B | 02 | DISINFECT/HYPOCHLORIN
3421141 | ROBIN'S NEST RV PARK | 1 | ROBIN'S NEST RV PARK | B | 02 | DISINFECT/HYPOCHLORIN
3421151 | SHADY GROVE BAPTIST CHURCH | 1 | SHADY GROVE BAPTIST CHURCH | B | 02 | DISINFECT/HYPOCHLORIN
3421152 | SHADY GROVE MOBILE HOME PARK | 1 | SHADY GROVE MHP | B | 02 | DISINFECT/HYPOCHLORIN
3421157 | S&B COST CUTTER STORE | 1 | S&B COSTCUTTER STORE | B | 02 | DISINFECT/HYPOCHLORIN
3421159 | SHARPES FERRY MANUFACTURED HOME CMNTY | 1 | SHARPES FERRY MOBILE HOME PARK | B | 02 | DISINFECT/HYPOCHLORIN
3421160 | CHECKERED FLAG TRUCK STOP | 1 | J & D SERVICES (SHEFFIELD'S TS | B | 02 | DISINFECT/HYPOCHLORIN
3421164 | ROYAL MANOR APARTMENTS | 1 |  | B | 02 | DISINFECT/HYPOCHLORIN
3421165 | DAYS INN | 1 | DAYS INN (FORM. OCALA INN) | B | 02 | DISINFECT/HYPOCHLORIN
3421176 | SHOP N SAV GROCERY & GAS | 1 |  | B | 02 | DISINFECT/HYPOCHLORIN
3421178 | SHOWBOAT | 1 |  | B | 02 | DISINFECT/HYPOCHLORIN
3421183 | SILVER PRINCESS MOTEL | 1 |  | B | 02 | DISINFECT/HYPOCHLORIN
3421184 | SILVER SANDS MOTEL | 1 |  | B | 02 | DISINFECT/HYPOCHLORIN
3421185 | MARION PINES (SILVER SKIES) | 1 | MARION PINES | B | 02 | DISINFECT/HYPOCHLORIN
3421186 | SILVER SPGS SHORES BCH & SAIL | 1 |  | B | 02 | DISINFECT/HYPOCHLORIN
3421187 | SILVER SPRIGNS CAMPSITES | 1 |  | B | 02 | DISINFECT/HYPOCHLORIN
3421188 | SILVER SPRINGS CAMPERS GARDEN | 1 | SILV SPRGS CAMPERS GARDEN WTP | B | 02 | DISINFECT/HYPOCHLORIN
3421190 | SILVER SPRINGS FINA | 1 |  | B | 02 | DISINFECT/HYPOCHLORIN
3421192 | SILVER SPRINGS GULF | 1 |  | B | 02 | DISINFECT/HYPOCHLORIN
3421193 | SILVER SPRINGS INC | 1 |  | B | 01 | DISINFECT/GASEOUS CHLORIN
3421196 | SILVER SPRINGS SHELL | 1 |  | B | 02 | DISINFECT/HYPOCHLORIN
3421197 | SILVER SPRINGS SHORES (5 WPS) | 6 | SOUTH OAK S/D WTP | B | 02 | DISINFECT/HYPOCHLORIN
3421197 | SILVER SPRINGS SHORES (5 WPS) | 8 | SILVER SPRINGS REGIONAL | B | 02 | DISINFECT/HYPOCHLORIN
3421197 | SILVER SPRINGS SHORES (5 WPS) | 4 | PLANT "C" | A |  | NO TRTMT
3421197 | SILVER SPRINGS SHORES (5 WPS) | 3 | PLANT 'E' IS OUT OF SERVICE. | A |  | NO TRTMT
3421197 | SILVER SPRINGS SHORES (5 WPS) | 5 | PLANT 'G' | B | 02 | DISINFECT/HYPOCHLORIN
3421197 | SILVER SPRINGS SHORES (5 WPS) | 5 | PLANT 'G' | Z | 20 | OTHER/AERATION
3421197 | SILVER SPRINGS SHORES (5 WPS) | 7 | DEER PATH WTP | B | 02 | DISINFECT/HYPOCHLORIN
3421197 | SILVER SPRINGS SHORES (5 WPS) | 1 | PLANT B/C | B | 02 | DISINFECT/HYPOCHLORIN
3421197 | SILVER SPRINGS SHORES (5 WPS) | 2 | PLANT 'D' | B | 02 | DISINFECT/HYPOCHLORIN
3421198 | SILVER SPRINGS SUNOCO | 1 |  | B | 02 | DISINFECT/HYPOCHLORIN
3421201 | OAKCREST VILLAS/SUN RESORT | 1 | FOX MOUNTAIN AKA SUN RESORT | B | 02 | DISINFECT/HYPOCHLORIN
3421203 | SIX GUN TERRITORY | 1 |  | B | 02 | DISINFECT/HYPOCHLORIN
3421204 | SKELLETT'S GULF STATION | 1 |  | B | 02 | DISINFECT/HYPOCHLORIN
3421209 | SNIGEL'S AUTO CLINIC | 1 |  | B | 02 | DISINFECT/HYPOCHLORIN
3421212 | SNOW'S MOBILE HOME PARK | 1 |  | B | 02 | DISINFECT/HYPOCHLORIN
3421218 | SOUTH OCALA BAPTIST CHURCH | 1 |  | B | 02 | DISINFECT/HYPOCHLORIN
3421226 | ECONOMY INN | 1 | ECONOMY INN | B | 02 | DISINFECT/HYPOCHLORIN
3421234 | SOUTHWOOD BAR | 1 |  | B | 02 | DISINFECT/HYPOCHLORIN
3421236 | SPANISH OAKS MOBILE HOME VILLA | 1 | U | B | 01 | DISINFECT/GASEOUS CHLORIN
3421239 | SPARR BAPTIST CHURCH | 1 |  | B | 02 | DISINFECT/HYPOCHLORIN
3421240 | SPARR ELEMENTARY SCHOOL | 1 | SPARR ELEMENTARY | B | 02 | DISINFECT/HYPOCHLORIN
3421245 | POPS COUNTRY KITCHEN | 1 | KICK N' BACK CAFE | B | 02 | DISINFECT/HYPOCHLORIN
3421251 | SILVER SPRINGS PLAZA | 1 | SPRING PLAZA SHOPPING PLAZA | B | 02 | DISINFECT/HYPOCHLORIN
3421252 | SPRING SIDE MOTEL | 1 | SPRING SIDE MOTEL WTP | B | 02 | DISINFECT/HYPOCHLORIN
3421257 | CIRCLE K #3916 | 1 | KANGAROO EXPRESS #3916 | H | 25 | SOFTENING/ION EXCHANGE
3421257 | CIRCLE K #3916 | 1 | KANGAROO EXPRESS #3916 | Z | 23 | OTHER/GAC ADDITION
3421257 | CIRCLE K #3916 | 1 | KANGAROO EXPRESS #3916 | B | 02 | DISINFECT/HYPOCHLORIN
3421262 | ST MARKS UNITED METHODIST CHUR | 1 |  | B | 02 | DISINFECT/HYPOCHLORIN
3421263 | STAGE STOP INN & RESTAURANT | 1 |  | B | 01 | DISINFECT/GASEOUS CHLORIN
3421264 | STAN'S MINIT MART | 1 |  | B | 02 | DISINFECT/HYPOCHLORIN
3421269 | STANTON - WEIRSDALE ELEMENTARY | 1 | STANTON WEIRSDALE ELEMENTARY | B | 02 | DISINFECT/HYPOCHLORIN
3421269 | STANTON - WEIRSDALE ELEMENTARY | 1 | STANTON WEIRSDALE ELEMENTARY | D | 36 | CORR-CTRL/CORROSION INHIB
3421277 | STEVEN'S MOTEL | 1 | STEVENS MOTEL | B | 02 | DISINFECT/HYPOCHLORIN
3421283 | STONE OAKS MOBILE HOME PARK | 1 | STONE OAKS MOBILE HOME PARK | B | 02 | DISINFECT/HYPOCHLORIN
3421289 | FLORIDA CITRUS CENTER | 1 | FLORIDA CITRUS CTR(STUCKEYS143 | Z | 29 | OTHER/CARTRIDGE FILTR
3421289 | FLORIDA CITRUS CENTER | 1 | FLORIDA CITRUS CTR(STUCKEYS143 | B | 02 | DISINFECT/HYPOCHLORIN
3421300 | SUMMERFIELD COUNTRY STORE | 1 |  | B | 02 | DISINFECT/HYPOCHLORIN
3421304 | SUN PLAZA MOTEL | 1 | SUN PLAZA MOTEL | B | 02 | DISINFECT/HYPOCHLORIN
3421314 | SUN RAY ESTATES | 1 | SUNRAY ESTATES | B | 02 | DISINFECT/HYPOCHLORIN
3421320 | SUPERIOR MOTEL | 1 |  | B | 02 | DISINFECT/HYPOCHLORIN
3421327 | TALL PINES PARK | 1 | TALL PINES PARK | B | 02 | DISINFECT/HYPOCHLORIN
3421342 | THE BUGGER MAN | 1 |  | B | 02 | DISINFECT/HYPOCHLORIN
3421346 | THE FOREST RESTAURANT | 1 |  | B | 02 | DISINFECT/HYPOCHLORIN
3421349 | THE HOUSE OF GOD | 1 |  | B | 02 | DISINFECT/HYPOCHLORIN
3421350 | BACK-40-LOUNGE | 1 |  | B | 02 | DISINFECT/HYPOCHLORIN
3421352 | THE ORANGE SHOP | 1 |  | B | 02 | DISINFECT/HYPOCHLORIN
3421353 | FORT MCCOY GROCERY | 1 | FT MCCOY GROCERY (ALACO ENT.) | B | 02 | DISINFECT/HYPOCHLORIN
3421354 | PALMS BAR, THE | 1 |  | B | 02 | DISINFECT/HYPOCHLORIN
3421356 | THE TRACKS | 1 |  | B | 02 | DISINFECT/HYPOCHLORIN
3421357 | THE UNITED METHODIST CHURCH | 1 |  | B | 02 | DISINFECT/HYPOCHLORIN
3421358 | THE UNITED METHODIST CHURCH | 1 |  | B | 02 | DISINFECT/HYPOCHLORIN
3421363 | ECONO LODGE | 1 | ECONO LODGE SILVER SPRGS WTP | B | 02 | DISINFECT/HYPOCHLORIN
3421368 | TOM & KATE'S TAVERN | 1 |  | B | 02 | DISINFECT/HYPOCHLORIN
3421370 | TOMMY OIL | 1 |  | B | 02 | DISINFECT/HYPOCHLORIN
3421374 | TOM'S TEXACO | 1 |  | B | 01 | DISINFECT/GASEOUS CHLORIN
3421379 | MCINTOSH, TOWN OF | 1 | MCINTOSH/WTP #2 | B | 02 | DISINFECT/HYPOCHLORIN
3421379 | MCINTOSH, TOWN OF | 2 | MCINTOSH/WTP #1 | B | 02 | DISINFECT/HYPOCHLORIN
3421409 | UNITED BAPTIST CHURCH | 1 |  | B | 02 | DISINFECT/HYPOCHLORIN
3421410 | UNITED METHODIST CHURCH | 1 |  | B | 02 | DISINFECT/HYPOCHLORIN
3421411 | UNITED PENTACOSTAL CHURCH | 1 |  | B | 02 | DISINFECT/HYPOCHLORIN
3421412 | UNITED PENTACOSTAL CHURCH CAMP | 1 | UNITED PENTACOSTAL CHURCH CAMP | B | 02 | DISINFECT/HYPOCHLORIN
3421445 | WALLY'S TEXACO | 1 |  | B | 02 | DISINFECT/HYPOCHLORIN
3421449 | WAYFARA RESTAURANT ZUBER | 1 |  | B | 02 | DISINFECT/HYPOCHLORIN
3421450 | WAYFARA SERVICE STATION | 1 |  | B | 02 | DISINFECT/HYPOCHLORIN
3421454 | WEIRSDALE PRESBYTERIAN CHURCH | 1 | WEIRSDALE PRESBYTERIAN CHURCH | A |  | NO TRTMT
3421466 | WESTWOOD APTS | 1 |  | B | 02 | DISINFECT/HYPOCHLORIN
3421467 | WHISPERING OAKS MHP | 1 | WHISPERING OAKS MHP | B | 02 | DISINFECT/HYPOCHLORIN
3421490 | WOODS AND LAKES SUBDIVISION | 1 | WOODS AND LAKES S/D | B | 02 | DISINFECT/HYPOCHLORIN
3421494 | SHADY ACRES MOBILE HOME PARK | 1 | SHADY ACRES | B | 02 | DISINFECT/HYPOCHLORIN
3421495 | COUNTRY OAKS MHP | 1 | COUNTRY OAKS MHP | B | 02 | DISINFECT/HYPOCHLORIN
3421503 | OCALA CONSERVATION CENTER/HUNTER ED CAMP | 2 | YOUTH CONSERVATION CAMP #2 WTP | B | 02 | DISINFECT/HYPOCHLORIN
3421503 | OCALA CONSERVATION CENTER/HUNTER ED CAMP | 1 | OCALA CONSERVATION CAMP | B | 02 | DISINFECT/HYPOCHLORIN
3421509 | PINE GROVE TRAILER PARK | 1 | PINE GROVE TRAILER PARK | B | 02 | DISINFECT/HYPOCHLORIN
3421510 | BASS CHAMPIONS RESTAURANT AND LODGE | 1 | BASS CHAMPIONS REST AND LODGE | B | 02 | DISINFECT/HYPOCHLORIN
3421520 | SUNLIGHT ACRES SUBDIVISION | 1 | SUNLIGHT ACRES SUBDIVISION | B | 02 | DISINFECT/HYPOCHLORIN
3421528 | TALL TIMBER TRAVEL TRAILER PARK | 1 | TALL TIMBER TRAVEL TRAILERPARK | B | 02 | DISINFECT/HYPOCHLORIN
3421532 | COMPTON MOBILE HOME PARK | 1 | BELLEVIEW | B | 02 | DISINFECT/HYPOCHLORIN
3421536 | ORANGE BLOSSOM OPRY | 1 | ORANGE BLOSSOM OPRY | B | 02 | DISINFECT/HYPOCHLORIN
3421537 | NORTHWOOD CENTRAL EL.SCHOOL | 1 | NE 35 ST. OCALA | B | 02 | DISINFECT/HYPOCHLORIN
3421554 | OCALA GARDEN APARTMENTS | 1 | LEMON AVE APTS-SW23ST 6 6TH AV | B | 02 | DISINFECT/HYPOCHLORIN
3421559 | VICTORY MOBILE HOME PARK LLC | 1 | VICTORY MHP | B | 02 | DISINFECT/HYPOCHLORIN
3421560 | OCALA OAKS SUBDIVISION (2 WPS) | 1 | OCALA OAKS SUBDIVISION | B | 02 | DISINFECT/HYPOCHLORIN
3421560 | OCALA OAKS SUBDIVISION (2 WPS) | 2 | WTP #2 OCALA OAKS SD | B | 02 | DISINFECT/HYPOCHLORIN
3421573 | GOLDEN POND VILLAGE MHP | 1 | ON GOLDEN POND MHP | B | 02 | DISINFECT/HYPOCHLORIN
3421574 | SERENITY OAKS MHP | 1 | SERENITY OAKS MHP | B | 02 | DISINFECT/HYPOCHLORIN
3421575 | RAVEN HILL S/D | 1 | OCALA | B | 02 | DISINFECT/HYPOCHLORIN
3421576 | WINDGATE ESTATES | 1 | WINDGATE ESTATES | B | 02 | DISINFECT/HYPOCHLORIN
3421583 | A & M (YOUNG) MOBILE HOME PARK | 1 | BELLEVIEW | B | 02 | DISINFECT/HYPOCHLORIN
3421584 | DAYS INN EAST/OCALA | 1 | SILVER SPRINGS | B | 02 | DISINFECT/HYPOCHLORIN
3424001 | MARION HILLS | 1 | MARION HILLS | B | 02 | DISINFECT/HYPOCHLORIN
3424003 | FOREST RIDGE CAMPSITES | 1 | FOREST RIDGE CAMPSITES | B | 02 | DISINFECT/HYPOCHLORIN
3424009 | WHISPERING SANDS S/D | 1 | WHISPERING SANDS SUBDIVISION | B | 02 | DISINFECT/HYPOCHLORIN
3424012 | AILESE'S DISCO | 1 |  | A |  | NO TRTMT
3424013 | ABIO'S #2 | 1 |  | B | 02 | DISINFECT/HYPOCHLORIN
3424021 | SILVER OAKS CAMPGROUND | 1 |  | B | 02 | DISINFECT/HYPOCHLORIN
3424025 | EVERGREEN S/D | 1 |  | B | 02 | DISINFECT/HYPOCHLORIN
3424029 | CHAPPELL HILLS | 1 | CHAPPELL HILLS | B | 02 | DISINFECT/HYPOCHLORIN
3424031 | FLORIDA HEIGHTS S/D | 1 | FLORIDA HEIGHTS WTP | B | 02 | DISINFECT/HYPOCHLORIN
3424032 | OAKHURST SUBDIVISION | 1 | OAKHURST SUBDIVISION | B | 02 | DISINFECT/HYPOCHLORIN
3424034 | VILLAGES OF OCALA | 1 | VILLAGES OF OCALA | B | 02 | DISINFECT/HYPOCHLORIN
3424035 | HAMMOCK APARTMENTS | 1 | HAMMOCK APARTMENTS | B | 02 | DISINFECT/HYPOCHLORIN
3424036 | WESTVIEW SUBDIVISION (CONSEC) | 1 | WEST VIEW SUBDIVISION | B | 02 | DISINFECT/HYPOCHLORIN
3424041 | QUADVILLA ESTATES S/D | 1 | QUADVILLA ESTATES | B | 02 | DISINFECT/HYPOCHLORIN
3424042 | FAIRFAX HILLS SUBDIVISION | 1 | FAIRFAX HILLS SUBDIVISION | B | 02 | DISINFECT/HYPOCHLORIN
3424045 | DAYCO PRODUCTS INC | 1 | DAYCO PRODUCTS INC | B | 02 | DISINFECT/HYPOCHLORIN
3424046 | QUAIL RUN SUBDIVISION | 1 | QUAILRUN D/D | B | 02 | DISINFECT/HYPOCHLORIN
3424048 | LAKEVIEW MANOR MHP | 1 | LAKEVIEW MANOR | B | 02 | DISINFECT/HYPOCHLORIN
3424061 | PARADISE MHP | 1 | PARADISE MHP | B | 02 | DISINFECT/HYPOCHLORIN
3424062 | PONDEROSA PINES (2 WPS) | 2 | PONDEROSA PINES WTP #2 | B | 02 | DISINFECT/HYPOCHLORIN
3424062 | PONDEROSA PINES (2 WPS) | 1 | PONDEROSA PINES WTP #1 | B | 02 | DISINFECT/HYPOCHLORIN
3424062 | PONDEROSA PINES (2 WPS) | 2 | PONDEROSA PINES WTP #2 | G | 18 | IRON RMVL/SEQUESTATION
3424086 | EVANGELICAL BIBLE MISSION | 1 | EVANGELICAL BIBLE MISSION | B | 02 | DISINFECT/HYPOCHLORIN
3424087 | OAK BEND MHP | 1 | OAK BEND MHP | B | 02 | DISINFECT/HYPOCHLORIN
3424088 | SOUTH OAK SUBDIVISION | 1 | SOUTH OAK S/D | B | 02 | DISINFECT/HYPOCHLORIN
3424099 | ELEVEN OAKS SUBDIVISION | 1 | ELEVEN OAKS | B | 02 | DISINFECT/HYPOCHLORIN
3424099 | ELEVEN OAKS SUBDIVISION | 1 | ELEVEN OAKS | D | 36 | CORR-CTRL/CORROSION INHIB
3424106 | OAK HAVEN QUADRUPLEXES | 1 | OAKHAVEN QUADRAPLEX | B | 02 | DISINFECT/HYPOCHLORIN
3424106 | OAK HAVEN QUADRUPLEXES | 1 | OAKHAVEN QUADRAPLEX | D | 36 | CORR-CTRL/CORROSION INHIB
3424119 | JAMES MUNCH & PUNCH | 1 |  | A |  | NO TRTMT
3424120 | JAN'S COFFEE CORRAL | 1 |  | A |  | NO TRTMT
3424123 | SUNDOWN SALOON AND PACKAGE LIQUOR | 1 | SUNDOWN SALOON AND PACKAGE LIQ | B | 02 | DISINFECT/HYPOCHLORIN
3424125 | LAKE KERR BAR-B-QUE | 1 |  | A |  | NO TRTMT
3424128 | MR G'S-EDDIES PUB | 1 |  | A |  | NO TRTMT
3424129 | VFW N MARION POST 8978 | 1 | VFW N MARION POST 8978 | B | 02 | DISINFECT/HYPOCHLORIN
3424131 | THE PATCHWORK QUILT | 1 |  | A |  | NO TRTMT
3424132 | POLLY'S DONUT & COFFEE SHOP | 1 |  | A |  | NO TRTMT
3424133 | RED TOP CAFE | 1 |  | A |  | NO TRTMT
3424134 | O SOLE MIO | 1 |  | A |  | NO TRTMT
3424135 | SAM & GLADY'S BAR-B-QUE | 1 |  | A |  | NO TRTMT
3424136 | SANDPIPER RESTAURANT | 1 |  | A |  | NO TRTMT
3424137 | SE LIVESTOCK PAVILION | 1 |  | A |  | NO TRTMT
3424138 | SHARPE'S FERRY BAR | 1 |  | A |  | NO TRTMT
3424139 | VFW POST #8083 | 1 | SOUTH MARION VETERANS ASSOC | B | 02 | DISINFECT/HYPOCHLORIN
3424140 | SPARR SUB SHOP | 1 |  | A |  | NO TRTMT
3424141 | STAGHORN BAR | 1 |  | A |  | NO TRTMT
3424142 | SHIVES AUTO CONCESSION | 1 |  | A |  | NO TRTMT
3424143 | THE WESTERN CONNECTION | 1 | DIXIE CROSSROADS | A |  | NO TRTMT
3424146 | ALVINS HAPPY HOUR | 1 | OTHER PLACE | B | 02 | DISINFECT/HYPOCHLORIN
3424147 | TENTH STREET FISH MARKET | 1 |  | A |  | NO TRTMT
3424148 | TERRY'S PLACE | 1 | TERRY'S PLACE | B | 02 | DISINFECT/HYPOCHLORIN
3424151 | TRAILS END | 1 |  | A |  | NO TRTMT
3424152 | V I P CATERING | 1 |  | A |  | NO TRTMT
3424153 | VERAS INN | 1 |  | A |  | NO TRTMT
3424155 | WAYFARA # 2 | 1 |  | A |  | NO TRTMT
3424156 | WOODSIRESTAURANT | 1 |  | A |  | NO TRTMT
3424157 | B&M GROCERY | 1 |  | A |  | NO TRTMT
3424158 | ANTHONY 66 | 1 |  | A |  | NO TRTMT
3424159 | BROOKS BUCK & DOES | 1 |  | A |  | NO TRTMT
3424160 | BUTCHER BLOCK MEATS | 1 |  | A |  | NO TRTMT
3424161 | COUNTRY CUPBOARD | 1 |  | A |  | NO TRTMT
3424162 | EIGHTY EIGHT STORE | 1 |  | A |  | NO TRTMT
3424163 | EVON'S GROCERY & MARKET | 1 |  | A |  | NO TRTMT
3424164 | FAMILY MARKET | 1 |  | A |  | NO TRTMT
3424165 | FOREST GROCERY | 1 |  | B | 02 | DISINFECT/HYPOCHLORIN
3424168 | IRVINE TRAVEL SHOPPE | 1 |  | A |  | NO TRTMT
3424172 | ANTHONY FOOD MART | 1 | ANTHONY FOOD MART | B | 02 | DISINFECT/HYPOCHLORIN
3424175 | JOE'S PRODUCE | 1 |  | A |  | NO TRTMT
3424176 | JOHNSON'S GROCERY | 1 |  | A |  | NO TRTMT
3424181 | KATE & BILL'S COUNTRY STORE | 1 |  | A |  | NO TRTMT
3424183 | QUICK KING #1 | 1 | QUICK KING #1 | H | 23 | SOFTENING/GAC ADDITION
3424183 | QUICK KING #1 | 1 | QUICK KING #1 | B | 02 | DISINFECT/HYPOCHLORIN
3424183 | QUICK KING #1 | 1 | QUICK KING #1 | C | 29 | PART-RMVL/CARTRIDGE FILTR
3424184 | KWIK KING # 8/CITRA | 1 | KWIK KING # 8/CITRA | A |  | NO TRTMT
3424185 | KWIK KING # 14/OCALA | 1 | KWIK KING # 14/OCALA | A |  | NO TRTMT
3424186 | KWIK KING # 18/REDDICK | 1 | KWIK KING # 18/REDDICK | A |  | NO TRTMT
3424188 | LIL CHAMP #4 | 1 |  | A |  | NO TRTMT
3424191 | MARSH'S GROCERY | 1 |  | A |  | NO TRTMT
3424192 | HUNTERS PLACE | 1 | HUNTERS PLACE | B | 02 | DISINFECT/HYPOCHLORIN
3424192 | HUNTERS PLACE | 1 | HUNTERS PLACE | H | 25 | SOFTENING/ION EXCHANGE
3424193 | MAVERICK MARKET #1594 | 1 |  | A |  | NO TRTMT
3424194 | MAVERICK MARKET #2622 | 1 |  | A |  | NO TRTMT
3424195 | MAVERICK MARKET #2788 | 1 |  | A |  | NO TRTMT
3424196 | MAVERICK MARKET #2789 | 1 |  | A |  | NO TRTMT
3424197 | MAVERICK MARKET #2790 | 1 |  | A |  | NO TRTMT
3424198 | MAVERICK MARKET #2924 | 1 |  | A |  | NO TRTMT
3424199 | MAVERICK MARKET #2958 | 1 |  | A |  | NO TRTMT
3424200 | MAVERICK MARKET #3132 | 1 |  | A |  | NO TRTMT
3424201 | NORTH MARION MARKET | 1 |  | A |  | NO TRTMT
3424202 | NUBY'S MEAT & GROCERY | 1 |  | A |  | NO TRTMT
3424203 | OAK MEAT MARKET | 1 |  | A |  | NO TRTMT
3424204 | ORANGE LAKE SHOPPE | 1 |  | B | 02 | DISINFECT/HYPOCHLORIN
3424205 | ORANGE SPRINGS GROCERY | 1 |  | A |  | NO TRTMT
3424206 | PEDRO GROCERY | 1 | PEDRO GROCERY | B | 02 | DISINFECT/HYPOCHLORIN
3424208 | POOR OLE MACS # 13 | 1 |  | A |  | NO TRTMT
3424209 | POOR OLE MACS # 16 | 1 |  | A |  | NO TRTMT
3424210 | QUALITY DISCOUNT MEATS | 1 |  | A |  | NO TRTMT
3424214 | SMITHS CORNER STORE | 1 |  | A |  | NO TRTMT
3424215 | STARDUST CLUB | 1 |  | A |  | NO TRTMT
3424216 | SUNSET HARBOR GROCERY | 1 |  | A |  | NO TRTMT
3424217 | TAK-II | 1 | TAK-II | A |  | NO TRTMT
3424218 | 301 CUSTOM MEAT-CUT & WRAP | 1 |  | A |  | NO TRTMT
3424219 | ALACO | 1 |  | A |  | NO TRTMT
3424220 | TOWN & COUNTRY NUMBER 2166 | 1 |  | A |  | NO TRTMT
3424221 | WEIRSDALE FARMER'S MARKET | 1 |  | A |  | NO TRTMT
3424222 | WEIRSDALE GROCERY | 1 |  | A |  | NO TRTMT
3424223 | WINKLE'S GROCERY | 1 |  | A |  | NO TRTMT
3424224 | REDDICK COLLIER ELEM. K-1 | 1 |  | A |  | NO TRTMT
3424225 | A CHILD'S POINT OF VIEW | 1 | A CHILD'S POINT OF VIEW | B | 02 | DISINFECT/HYPOCHLORIN
3424226 | MAYONIAS GOLDEN AGE GUEST HOME | 1 |  | A |  | NO TRTMT
3424227 | SOUTH PINE APARTMENTS | 1 | SOUTH PINE APTS | B | 02 | DISINFECT/HYPOCHLORIN
3424228 | ANTHONY DAY CARE CENTER | 1 |  | A |  | NO TRTMT
3424229 | BUILDING BLOCKS ACADEMY OF OCALA | 1 | BUILDING BLOCKS OF OCALA | B | 02 | DISINFECT/HYPOCHLORIN
3424231 | HAPPY HAVEN DAY CARE | 1 |  | A |  | NO TRTMT
3424232 | HOBBY HORSE DAY CARE & KIDGRD. | 1 |  | A |  | NO TRTMT
3424233 | HUMPTY DUMPTY DAY CARE CENTER | 1 |  | A |  | NO TRTMT
3424235 | A MOTHERS IMAGE DAY CARE, INC. | 1 |  | A |  | NO TRTMT
3424238 | TWIG CHILD DEVELOPMENT CENTER | 1 |  | A |  | NO TRTMT
3424239 | USDA/BIG BASS LAKE CAMPGROUND | 1 | BIG BASS LAKE CAMPGROUND | B | 02 | DISINFECT/HYPOCHLORIN
3424240 | USDA/BIG SCRUB CAMPGROUND | 1 | BIG SCRUB CAMPGROUND | B | 02 | DISINFECT/HYPOCHLORIN
3424241 | DOE LAKE 4H CAMP (LEROY JONES) | 1 |  | A |  | NO TRTMT
3424242 | FARLES PRARIE CAMP (SEM. R.DT) | 1 |  | A |  | NO TRTMT
3424243 | FORE LAKE ORGANIZATION CAMP | 1 |  | A |  | NO TRTMT
3424244 | USDA/FORE LAKE RECREATION CAMP | 1 | FORE LAKE RECREATION AREA | B | 02 | DISINFECT/HYPOCHLORIN
3424245 | GRASSY POND (LAKE GEORGE R.DT) | 1 |  | A |  | NO TRTMT
3424248 | GIRL SCOUT COUNCIL OF GATEWAY-SEM SPRING | 1 | GIRL SCOUT COUNCIL OF GATEWAY | B | 02 | DISINFECT/HYPOCHLORIN
3424249 | KIWANIS CLUB OF LAKE WEIR | 1 |  | A |  | NO TRTMT
3424250 | THE BLUE GARDENIA | 1 |  | A |  | NO TRTMT
3424251 | CAPTIN'S TABLE | 1 |  | A |  | NO TRTMT
3424252 | CACTUS JACK'S | 1 | CACTUS JACK'S | B | 02 | DISINFECT/HYPOCHLORIN
3424254 | BIG R RESTAURANT | 1 |  | A |  | NO TRTMT
3424255 | BIG DADDY'S | 1 |  | A |  | NO TRTMT
3424257 | COUNTRY KITCHEN | 1 | COUNTRY KITCHEN | B | 02 | DISINFECT/HYPOCHLORIN
3424258 | COLLEGE INN | 1 |  | A |  | NO TRTMT
3424259 | COUNTY LINE BAR | 1 |  | A |  | NO TRTMT
3424262 | DALLAS RESTAURANT | 1 |  | A |  | NO TRTMT
3424269 | BENSCH'S GERMAN KITCHEN | 1 | GERMAN KITCHEN RESTAURANT | B | 02 | DISINFECT/HYPOCHLORIN
3424270 | HAGLE REALTY BUILDING | 1 |  | A |  | NO TRTMT
3424619 | LAKE BRYANT MHP | 1 | LAKE BRYANT MHP | B | 02 | DISINFECT/HYPOCHLORIN
3424620 | TRADEWINDS VILLAGE | 1 | TRADEWINDS VILLAGE | B | 02 | DISINFECT/HYPOCHLORIN
3424621 | BELLEVIEW OAKS ESTATES | 1 | BELLEVIEW OAKS ESTATES | B | 02 | DISINFECT/HYPOCHLORIN
3424622 | SPRINGLAKE VILLAGE | 1 | SPRINGLAKE VILLAGE | B | 02 | DISINFECT/HYPOCHLORIN
3424623 | PHOENIX HOUSE | 1 | PHOENIX HOUSE | B | 02 | DISINFECT/HYPOCHLORIN
3424623 | PHOENIX HOUSE | 1 | PHOENIX HOUSE | H | 25 | SOFTENING/ION EXCHANGE
3424624 | MOSS BLUFF REC. AREA | 1 | MOSS BLUFF REC. AREA/SJRWMD | B | 02 | DISINFECT/HYPOCHLORIN
3424625 | RESIDENTIAL WATER SYSTEMS INC | 1 | HIGH POINTE (RESIDENTIAL W/S) | B | 02 | DISINFECT/HYPOCHLORIN
3424626 | PEPPERTREE VILLAGE | 1 | PEPPERTREE VILLAGE | B | 02 | DISINFECT/HYPOCHLORIN
3424627 | YOUNG LIFE SOUTHWIND | 1 | YOUNG LIFE SOUTHWIND | B | 02 | DISINFECT/HYPOCHLORIN
3424628 | SMITH LAKE SHORES VILLAGE | 1 | SMITH LAKE SHORES M.H.P. | B | 02 | DISINFECT/HYPOCHLORIN
3424629 | GREENFIELDS SUBDIVISION | 1 | GREENFIELDS SUBDIVISION | B | 02 | DISINFECT/HYPOCHLORIN
3424630 | TYRE MOBILE HOME PARK & R. V. | 1 | TYRE MOBILE HOME PARK & R.V. | B | 02 | DISINFECT/HYPOCHLORIN
3424632 | MOSSLEY OAKS MOBILE HOME PARK | 1 | JAMES MHP | B | 02 | DISINFECT/HYPOCHLORIN
3424633 | BEN'S HITCHING POST | 1 | BEN'S HITCHING POST CAMPGROUND | B | 02 | DISINFECT/HYPOCHLORIN
3424634 | THE SPRINGS RV RESORT | 1 | THE SPRINGS RV RESORT | B | 02 | DISINFECT/HYPOCHLORIN
3424635 | WHISPERING PINES RV PARK II | 1 | WHISPERING PINES RV PARK II | B | 02 | DISINFECT/HYPOCHLORIN
3424635 | WHISPERING PINES RV PARK II | 2 | PLANT #2 DELETED | B | 02 | DISINFECT/HYPOCHLORIN
3424636 | ALFIES IRISH PUB & RESTAURANT | 1 | ALFIES IRISH PUB & RESTAURANT | B | 02 | DISINFECT/HYPOCHLORIN
3424637 | SHERI OAKS SUBDIVISION | 1 | SHERI OAKS S/D | B | 02 | DISINFECT/HYPOCHLORIN
3424637 | SHERI OAKS SUBDIVISION | 1 | SHERI OAKS S/D | G | 18 | IRON RMVL/SEQUESTATION
3424638 | OAK CREEK CAVERNS | 1 | OAK CREEK CAVERNS | B | 02 | DISINFECT/HYPOCHLORIN
3424639 | GRAND OAKS MHP | 1 | GRAND OAKS MHP | B | 02 | DISINFECT/HYPOCHLORIN
3424640 | WEIRSDALE POST OFFICE | 1 | WEIRSDALE POST OFFICE | B | 01 | DISINFECT/GASEOUS CHLORIN
3424641 | GARLITS MUSEUM | 1 | GARLITS CAR BUILDING | B | 02 | DISINFECT/HYPOCHLORIN
3424642 | SILVER SPRINGS LAUNDROMAT | 1 | REC GENERATED--UPDATE REQD | A |  | NO TRTMT
3424643 | MCATEER ACRES | 1 | MCATEER ACRES | B | 02 | DISINFECT/HYPOCHLORIN
3424644 | FORE OAKS ESTATES | 1 | FORE OAKS | B | 02 | DISINFECT/HYPOCHLORIN
3424645 | WINDSTREAM & CARRIAGE HILL SUBDIVISIONS | 1 | WINDSTREAM SUBDIVISION | B | 02 | DISINFECT/HYPOCHLORIN
3424647 | QUALITY INN HOTEL & CONFERENCE CENTER | 1 | QUALITY INN | H | 25 | SOFTENING/ION EXCHANGE
3424647 | QUALITY INN HOTEL & CONFERENCE CENTER | 1 | QUALITY INN | B | 02 | DISINFECT/HYPOCHLORIN
3424648 | HILLTOP ESTATES MHP S/D | 1 | HILLTOP ESTATES MO. HM. S/D | B | 02 | DISINFECT/HYPOCHLORIN
3424649 | SUMMERFIELD PINES | 1 | SUMMERFIELD PINES | B | 02 | DISINFECT/HYPOCHLORIN
3424650 | SOUTHERN SUN RV PARK | 1 | SOUTHERN SUN RV PARK | B | 02 | DISINFECT/HYPOCHLORIN
3424651 | OCALA HEIGHTS S/D | 1 | OCALA HEIGHTS | B | 02 | DISINFECT/HYPOCHLORIN
3424652 | SHADY ROAD VILLAS TRAILER PARK | 1 | SHADY ROAD VILLAS TRAILER PARK | B | 02 | DISINFECT/HYPOCHLORIN
3424653 | SOUTH OCALA IND.PARK | 1 | SOUTH OCALA INDUSTRIAL PARK | B | 02 | DISINFECT/HYPOCHLORIN
3424654 | WILDERNESS RV PARK ESTATES | 1 | OKLAWAHA RIVER RV PARK | B | 02 | DISINFECT/HYPOCHLORIN
3424655 | HIGH HOPES MOBILE HOME PARK | 1 | HIGH HOPES | B | 02 | DISINFECT/HYPOCHLORIN
3424656 | OUR HOUSE DAY CARE | 1 | OUR HOUSE DAY CARE | B | 02 | DISINFECT/HYPOCHLORIN
3424657 | COUNTRY WALK | 1 | COUNTRY WALK | B | 02 | DISINFECT/HYPOCHLORIN
3424658 | PADDOCK PARK SOUTH MHP | 1 | PADDOCK PARK SOUTH | B | 02 | DISINFECT/HYPOCHLORIN
3424659 | TROPICANA VILLAGE SUBDIVISION | 1 | TROPICANA VILLAGE | B | 02 | DISINFECT/HYPOCHLORIN
3424660 | SILVER CITY OAKS S/D | 1 | SILVER CITY | B | 02 | DISINFECT/HYPOCHLORIN
3424661 | FOREST CENTER SHOPPING CENTER | 1 | FOREST CENTER SHOPPING CENTER | B | 02 | DISINFECT/HYPOCHLORIN
3424662 | HILLTOP AT LAKE WEIR | 1 | HILLTOP AT LAKE WEIR | B | 02 | DISINFECT/HYPOCHLORIN
3424663 | OCALA SPRINGS ELEMENTARY | 1 | OCALA SPRINGS ELEMENTARY | B | 02 | DISINFECT/HYPOCHLORIN
3424664 | JACK MOBILE HOME PARK | 1 | JACK MOBILE HOME PARK | B | 02 | DISINFECT/HYPOCHLORIN
3424665 | QUICK KING #11 | 1 | QUICK KING #11 | B | 02 | DISINFECT/HYPOCHLORIN
3424665 | QUICK KING #11 | 1 | QUICK KING #11 | H | 25 | SOFTENING/ION EXCHANGE
3424666 | TEXACO #714 | 1 | TENNECO SUPER STOP | B | 02 | DISINFECT/HYPOCHLORIN
3424667 | CROSS BONES GRILL | 1 | CROSS BONES GRILL | B | 02 | DISINFECT/HYPOCHLORIN
3424668 | IST REPUBLIC(F BARNETT) | 1 | BARNETT BANK | B | 02 | DISINFECT/HYPOCHLORIN
3424669 | SILVER SPRINGS SHORES SDA CHURCH | 1 | SEVENTH DAY ADVENTIST CHURCH | B | 02 | DISINFECT/HYPOCHLORIN
3424670 | GFL SOLID WASTE SOUTHEAST LLC | 1 | VEOLIA ENVIRONMENTAL SERVICES | B | 02 | DISINFECT/HYPOCHLORIN
3424671 | SOULS HARBOR CHRISTIAN ACADEMY | 1 | SOUL'S HARBOR PENTECOSTAL | B | 02 | DISINFECT/HYPOCHLORIN
3424672 | FIRST BAPTIST CHURCH OF SUMMERFIELD | 1 | FIRST BAPTIST CHURCH | B | 02 | DISINFECT/HYPOCHLORIN
3424672 | FIRST BAPTIST CHURCH OF SUMMERFIELD | 2 | FIRST BAPTIST CHURCH | B | 02 | DISINFECT/HYPOCHLORIN
3424673 | ANTHONY PLAZA | 1 | ALACO PLAZA | B | 02 | DISINFECT/HYPOCHLORIN
3424674 | QUICK KING #4 | 1 | QUICK KING #4 | B | 02 | DISINFECT/HYPOCHLORIN
3424674 | QUICK KING #4 | 1 | QUICK KING #4 | H | 25 | SOFTENING/ION EXCHANGE
3424675 | FOXY CARPET | 1 | FOXY CARPET | B | 02 | DISINFECT/HYPOCHLORIN
3424676 | SUMMERFIELD QWIK KING FOOD STORE | 1 | SUMMERFIELD QUIK KING | B | 02 | DISINFECT/HYPOCHLORIN
3424676 | SUMMERFIELD QWIK KING FOOD STORE | 1 | SUMMERFIELD QUIK KING | H | 25 | SOFTENING/ION EXCHANGE
3424677 | KINGDOM HALL | 1 | KINGDOM HALL-JEH WIT-PECAN RD. | B | 02 | DISINFECT/HYPOCHLORIN
3424678 | CHRIST THE KING MISSION | 1 | CHRIST THE KING | B | 02 | DISINFECT/HYPOCHLORIN
3424680 | OCALA PROFESSIONAL PLAZA | 1 | OCALA PLAZA | B | 02 | DISINFECT/HYPOCHLORIN
3424683 | GTE FEDERAL CREDIT UNION | 1 | TEACHERS CREDIT UNION | B | 02 | DISINFECT/HYPOCHLORIN
3424684 | SUMMERFIELD OAKS MHP | 1 | SUMMERFIELD OAKS MHP | B | 02 | DISINFECT/HYPOCHLORIN
3424685 | HAWKS POINT SUBDIVISION | 1 | HAWKS POINT | B | 02 | DISINFECT/HYPOCHLORIN
3424686 | U-HAUL STORAGE | 1 | LOCK-SAFE OF OCALA | B | 02 | DISINFECT/HYPOCHLORIN
3424688 | RAY WAYSIDE PARK (OCALA BOAT BASIN) | 1 | OCALA BOAT BASIN | B | 02 | DISINFECT/HYPOCHLORIN
3424689 | SILVER SPRINGS WOODS/VILLAGE | 1 | SILVER SPRINGS WOODS VILLAGE | B | 02 | DISINFECT/HYPOCHLORIN
3424690 | LANDFAIR SUBDIVISION | 1 | LANDFAIR WTP | B | 02 | DISINFECT/HYPOCHLORIN
3424691 | WINDING WATERS | 1 | WINDING WATERS | B | 02 | DISINFECT/HYPOCHLORIN
3424692 | SALT SPRINGS CAMPGROUND | 1 |  | B | 02 | DISINFECT/HYPOCHLORIN
3424693 | SOUTHEAST MILK | 1 | SOUTH EAST MILK | B | 02 | DISINFECT/HYPOCHLORIN
3424694 | SHADY HILL ELEMENTARY SCHOOL | 1 | SHADY HILL ELEM.-ELEM.SCHOOL G | B | 02 | DISINFECT/HYPOCHLORIN
3424695 | MOCKINGBIRD HILL PROFESSNL CTR | 1 | MOCKINGBIRD HILL | B | 02 | DISINFECT/HYPOCHLORIN
3424696 | PREMIUM WATERS | 1 | ORANGE SPRINGS COUNTRY INN | B | 02 | DISINFECT/HYPOCHLORIN
3424696 | PREMIUM WATERS | 2 | PREMIUM WATER | B | 02 | DISINFECT/HYPOCHLORIN
3424697 | MARANO DAY CARE | 1 | MARANO DAY CARE CENTER | B | 02 | DISINFECT/HYPOCHLORIN
3424698 | SUPER 20 TRAVEL MART | 1 | SUPER 20 TRAVEL MART | B | 02 | DISINFECT/HYPOCHLORIN
3424700 | EAGLE PLAZA | 1 | EAGLE PLAZA | B | 02 | DISINFECT/HYPOCHLORIN
3424701 | PALACIO LATINO | 1 | F & S PLUMBING | B | 02 | DISINFECT/HYPOCHLORIN
3424702 | SAM'S PLAZA | 1 | SAM'S PLAZA | Z | 23 | OTHER/GAC ADDITION
3424702 | SAM'S PLAZA | 1 | SAM'S PLAZA | B | 02 | DISINFECT/HYPOCHLORIN
3424703 | CLASSIC GOLF/OCALA LTD. GOLF | 1 | CLASSIC GOLF/OCALA LTD. GOLF | B | 02 | DISINFECT/HYPOCHLORIN
3424704 | MARKET OF MARION | 1 | MARKET OF MARION | B | 02 | DISINFECT/HYPOCHLORIN
3424705 | IMMACULATE HEART OF MARY | 1 | MMACULATE HEART OF MARY | B | 02 | DISINFECT/HYPOCHLORIN
3424706 | KINGDOM OF GOD CHURCH COMPLEX | 1 | KINGDOM OF GOD CHURCH | D | 36 | CORR-CTRL/CORROSION INHIB
3424706 | KINGDOM OF GOD CHURCH COMPLEX | 1 | KINGDOM OF GOD CHURCH | B | 02 | DISINFECT/HYPOCHLORIN
3424707 | SPEEDY FOODS | 1 | KWIK KING # 16/OCALA | B | 02 | DISINFECT/HYPOCHLORIN
3424708 | SHORES CHRISTIAN ACADEMY | 1 | SHORES CHRISTIAN ACADEMY | B | 02 | DISINFECT/HYPOCHLORIN
3424710 | TIECHE COMMISSARY | 1 | TIECHE COMMISSARY | B | 02 | DISINFECT/HYPOCHLORIN
3424711 | BUBBA RACEWAY PARK | 1 | BUBBA RACEWAY PARK | B | 02 | DISINFECT/HYPOCHLORIN
3424712 | DIAMOND OIL #103 | 1 | SPEEDWAY FOOD AND GAS | H | 25 | SOFTENING/ION EXCHANGE
3424712 | DIAMOND OIL #103 | 1 | SPEEDWAY FOOD AND GAS | B | 02 | DISINFECT/HYPOCHLORIN
3424713 | OCALA LIVESTOCK MARKET | 1 | OCALA LIVESTOCK MARKET | B | 02 | DISINFECT/HYPOCHLORIN
3424714 | CORNER STONE BAPTIST CHURCH | 1 | CORNER STONE BAPTIST CHURCH | B | 02 | DISINFECT/HYPOCHLORIN
3424715 | ROCCO'S PIZZA | 1 | ROCCO'S PLAZA | B | 02 | DISINFECT/HYPOCHLORIN
3424716 | KWIK KING-HWY 484 & 55TH AVE | 1 | KWIK KING-HWY 484 & 55TH AVE | B | 02 | DISINFECT/HYPOCHLORIN
3424717 | CEDAR SHORES BUSINESS CENTER | 1 | CEDAR SHORES BUSINESS CENTER | B | 02 | DISINFECT/HYPOCHLORIN
3424718 | ROBERSON CABINETS | 1 | ROBERSON CABINETS | B | 02 | DISINFECT/HYPOCHLORIN
3424719 | NEW ASSMBLY CHRSTIAN BELIEVERS | 1 | NEW ASSMBLY CHRSTIAN BELIEVERS | B | 02 | DISINFECT/HYPOCHLORIN
3424720 | UNITY BAPTIST CHURCH | 1 | UNITY BAPTIST CHURCH | B | 02 | DISINFECT/HYPOCHLORIN
3424721 | B&B LOUNGE | 1 | B&B LOUNGE | B | 02 | DISINFECT/HYPOCHLORIN
3424722 | TORCHIA RESTAURANT | 1 | TORCHIA RESTAURANT | B | 02 | DISINFECT/HYPOCHLORIN
3424723 | KWIK KING-HWY 316 & CR 120 | 1 | KWIK KING-HWY 316 & CR 120 | B | 02 | DISINFECT/HYPOCHLORIN
3424724 | KWIK KING-HWY 49 & NW 36 | 1 | KWIK KING-HWY 49 & NW 36 | B | 02 | DISINFECT/HYPOCHLORIN
3424725 | STOCKTON'S FLEA MARKET | 1 | STOCKTON'S FLEA MARKET | B | 02 | DISINFECT/HYPOCHLORIN
3424726 | DELTA LABORATORIES INC | 1 | DELTA LABORATORIES INC WTP | B | 02 | DISINFECT/HYPOCHLORIN
3424727 | DANIEL SANTOS RESTAURANT | 1 | DANIEL SANTOS RESTAURANT | B | 02 | DISINFECT/HYPOCHLORIN
3424728 | KWIK KING-5TH & CR 484 | 1 | KWIK KING-5TH & CR 484 | B | 02 | DISINFECT/HYPOCHLORIN
3424729 | CHUBBY'S, C/O DAVID JACKLYN | 1 | ICE CREAM STORE | B | 02 | DISINFECT/HYPOCHLORIN
3424730 | MILLERS BOATING CENTER | 1 | MILLER'S BASS PRO & MARINE INC | B | 02 | DISINFECT/HYPOCHLORIN
3424731 | KWIK KING-HWY 301 & 329 | 1 | KWIK KING-HWY 301 & 329 | B | 02 | DISINFECT/HYPOCHLORIN
3424732 | OCALA LIVESTOCK MARKET | 1 | OCALA LIVESTOCK MARKET | B | 02 | DISINFECT/HYPOCHLORIN
3424733 | TENDER HEARTS DAY CARE | 1 | TENDER HEARTS DAY CARE | B | 02 | DISINFECT/HYPOCHLORIN
3424734 | CARLYLE WAREHOUSE & OFFICE | 1 | CARLYLE WAREHOUSE & OFFICE | B | 02 | DISINFECT/HYPOCHLORIN
3424735 | MARION CTY TEACHERS CREDIT UN | 1 | MARION CTY TEACHERS CREDIT UN | B | 02 | DISINFECT/HYPOCHLORIN
3424736 | DAVIS BAR-B-QUE | 1 | DAVIS BAR-B-QUE | B | 02 | DISINFECT/HYPOCHLORIN
3424737 | LIVING WATERS WORSHIP CENTER | 1 | OCALA CHURCH OF GOD(FORMERLY) | B | 02 | DISINFECT/HYPOCHLORIN
3424738 | PLANTATION HOUSE | 1 | PLANTATION HOUSE | B | 02 | DISINFECT/HYPOCHLORIN
3424739 | KWIK KING-HWY 40 & CHURCH LAKE | 1 | KWIK KING-HWY 40 & CHURCH LAKE | B | 02 | DISINFECT/HYPOCHLORIN
3424740 | LAKEWOOD CENTER | 1 | LAKEWOOD CENTER | B | 02 | DISINFECT/HYPOCHLORIN
3424741 | ARNETTE HOUSE INC | 1 | ARNETTE HOUSE INC | B | 02 | DISINFECT/HYPOCHLORIN
3424742 | PARKER TIRE SERVICE | 1 | PARKER TIRE SERVICE | B | 02 | DISINFECT/HYPOCHLORIN
3424743 | WORKMAN'S OFFICE | 1 | WORKMAN'S OFFICE | B | 02 | DISINFECT/HYPOCHLORIN
3424744 | NATIONAL DEVELOPMENT CENTER | 1 | NATIONAL DEVELOPMENT CENTER | B | 02 | DISINFECT/HYPOCHLORIN
3424745 | VICTORY BAPTIST CHURCH | 1 | FELLOWSHIP BAPTIST CHURCH | B | 02 | DISINFECT/HYPOCHLORIN
3424746 | COUNTRY ESTATES PARK | 1 | COUNTRY ESTATES PARK | B | 02 | DISINFECT/HYPOCHLORIN
3424748 | SIT'N BULL RESTAURANT & MOTEL | 1 | SIT'N BULL RESTAURANT & MOTEL | B | 02 | DISINFECT/HYPOCHLORIN
3424749 | COUNTRY BAR & POOL ROOM | 1 | COUNTRY BAR & POOL ROOM | B | 02 | DISINFECT/HYPOCHLORIN
3424750 | WALT'S BRAKE SERVICE | 1 | WALT'S BRAKE SERVICE | B | 02 | DISINFECT/HYPOCHLORIN
3424751 | MERI RESTAURANT | 1 | MERI RESTAURANT | B | 02 | DISINFECT/HYPOCHLORIN
3424752 | DONN PFAFF WAREHOUSE | 1 | DONN PFAFF WAREHOUSE | B | 02 | DISINFECT/HYPOCHLORIN
3424753 | CHURCH OF HOLY CHILD | 1 | CHURCH OF HOLY CHILD | B | 02 | DISINFECT/HYPOCHLORIN
3424754 | IRWIN DAIRY FARM | 1 | IRWIN DAIRY FARM | B | 02 | DISINFECT/HYPOCHLORIN
3424755 | RUSTIC RAIL LOUNGE/RESTAURANT | 1 | RUSTIC RAIL LOUNGE/RESTAURANT | B | 02 | DISINFECT/HYPOCHLORIN
3424756 | STANDARD AUTO PARTS | 1 | STANDARD AUTO PARTS | B | 02 | DISINFECT/HYPOCHLORIN
3424757 | KWIK KING-326 & OLD 301 | 1 | KWIK KING-326 & OLD 301 | B | 02 | DISINFECT/HYPOCHLORIN
3424758 | CORDELL B OSWALD'S WAREHOUSE | 1 | CORDELL B OSWALD'S WAREHOUSE | B | 02 | DISINFECT/HYPOCHLORIN
3424759 | INCARNATION LUTHERAN CHURCH | 1 | INCARNATION LUTHERAN CHURCH | B | 02 | DISINFECT/HYPOCHLORIN
3424760 | BELLVIEW SEVENTH DAY CHURCH | 1 | BELLVIEW SEVENTH DAY CHURCH | B | 02 | DISINFECT/HYPOCHLORIN
3424761 | BRIGG'S BEAUTY SHOP & STORE | 1 | BRIGG'S BEAUTY SHOP & STORE | B | 02 | DISINFECT/HYPOCHLORIN
3424762 | WEIRSDALE BAPTIST CHURCH | 1 | WEIRSDALE BAPTIST CHURCH | B | 02 | DISINFECT/HYPOCHLORIN
3424763 | RUPERT'S RENTAL & SALES | 1 | RUPERT'S RENTAL & SALES | B | 02 | DISINFECT/HYPOCHLORIN
3424764 | DWIGHT'S CORNER | 1 | DWIGHT'S CORNER | B | 02 | DISINFECT/HYPOCHLORIN
3424765 | ANDREA'S DINER | 1 | ANDREA'S DINER | B | 02 | DISINFECT/HYPOCHLORIN
3424766 | KWIK KING-HWY 484 | 1 | KWIK KING-HWY 484 | B | 02 | DISINFECT/HYPOCHLORIN
3424767 | DAV CHAPTER 85 | 1 | D.A.V. CHAPTER 85 | B | 02 | DISINFECT/HYPOCHLORIN
3424768 | MIDSTATE FEDERAL SAVING & LOAN | 1 | MIDSTATE FEDERAL SAVING & LOAN | B | 02 | DISINFECT/HYPOCHLORIN
3424769 | SILVER SPRINGS MOOSE LODGE #1199 | 1 | MOOSE LODGE 1199 SILVR SPRINGS | B | 02 | DISINFECT/HYPOCHLORIN
3424770 | ST ALBANS CHURCH | 1 | ST ALBANS CHURCH | B | 02 | DISINFECT/HYPOCHLORIN
3424771 | ALMEIDA COMMERCIAL RENTAL | 1 | ALMEIDA COMMERCIAL RENTAL | B | 02 | DISINFECT/HYPOCHLORIN
3424772 | TRINITY BAPTIST CHURCH | 1 | TRINITY BAPTIST CHURCH | B | 02 | DISINFECT/HYPOCHLORIN
3424773 | KID'S UNLIMITED | 1 | KID'S UNLIMITED | B | 02 | DISINFECT/HYPOCHLORIN
3424774 | KWIK KING-HWY 301 & 318 | 1 | KWIK KING-HWY 301 & 318 | B | 02 | DISINFECT/HYPOCHLORIN
3424775 | LENA'S SEAFOOD | 1 | LENA'S SEAFOOD | B | 02 | DISINFECT/HYPOCHLORIN
3424776 | GRACE PRESBYTERIAN CHURCH | 1 | GRACE PRESBYTERIAN CHURCH | B | 02 | DISINFECT/HYPOCHLORIN
3424777 | DAVE MOODY STORE | 1 | DAVE MOODY STORE | B | 02 | DISINFECT/HYPOCHLORIN
3424778 | CITRA TABERNACLE | 1 | CITRA TABERNACLE | B | 02 | DISINFECT/HYPOCHLORIN
3424779 | BARNETT BANK-SILVER SPRINGS | 1 | BARNETT BANK-SILVER SPRINGS | B | 02 | DISINFECT/HYPOCHLORIN
3424780 | DAY CARE | 1 | DAY CARE | B | 02 | DISINFECT/HYPOCHLORIN
3424781 | COX-OSCEOLA INDIAN RESERVATION | 1 | COX-OSCEOLA INDIAN RESERVATION | B | 02 | DISINFECT/HYPOCHLORIN
3424782 | KWIK KING # 41 / INACTIVE | 1 | KWIK KING # 41 | B | 02 | DISINFECT/HYPOCHLORIN
3424783 | DIAMOND OIL #104 | 1 | QUICK N-EZ MART | B | 02 | DISINFECT/HYPOCHLORIN
3424783 | DIAMOND OIL #104 | 1 | QUICK N-EZ MART | H | 25 | SOFTENING/ION EXCHANGE
3424784 | KWIK KING # 40 / INACTIVE | 1 | KWIK KING # 40 | B | 02 | DISINFECT/HYPOCHLORIN
3424785 | MEXI-RICAN RESTAURANT | 1 | MEXI-RICAN RESTAURANT | B | 02 | DISINFECT/HYPOCHLORIN
3424786 | JOCKO'S RESTAURANT | 1 | JOCKO'S RESTAURANT | B | 02 | DISINFECT/HYPOCHLORIN
3424787 | RING POWER CORP | 1 | RING POWER CORP | B | 02 | DISINFECT/HYPOCHLORIN
3424787 | RING POWER CORP | 1 | RING POWER CORP | D | 36 | CORR-CTRL/CORROSION INHIB
3424788 | SUSIE Q'S RESTAURANT & LOUNGE | 1 | SUSIE Q'S RESTAURANT & LOUNGE | B | 02 | DISINFECT/HYPOCHLORIN
3424789 | LAKEVIEW WOODS/TRAILS EAST S/D | 1 | LAKEVIEW WOODS S/D | B | 02 | DISINFECT/HYPOCHLORIN
3424789 | LAKEVIEW WOODS/TRAILS EAST S/D | 1 | LAKEVIEW WOODS S/D | E | 32 | TASTE-ODOR CONTROL/PEROXIDE
3424790 | BELLEVIEW PLAYLAND DAYCARE | 1 | BELLEVIEW PLAYLAND DAYCARE | B | 02 | DISINFECT/HYPOCHLORIN
3424791 | GOLD SKILLET | 1 | GOLD SKILLET | B | 02 | DISINFECT/HYPOCHLORIN
3424792 | B&B LOUNGE | 1 | B&B LOUNGE | B | 02 | DISINFECT/HYPOCHLORIN
3424793 | KOOL KAT SALOON | 1 | KOOL KAT SALOON | B | 02 | DISINFECT/HYPOCHLORIN
3424794 | UNITY BAPTIST CHURCH | 1 | UNITY BAPTIST CHURCH | B | 02 | DISINFECT/HYPOCHLORIN
3424795 | MOOSE LODGE 2535 | 1 | MOOSE LODGE 2535 | B | 02 | DISINFECT/HYPOCHLORIN
3424796 | LITTLE ORANGE GROCERIES | 1 | LITTLE ORANGE GROCERIES | B | 02 | DISINFECT/HYPOCHLORIN
3424797 | KWIK KING # 23/OCALA | 1 | KWIK KING # 23/OCALA | B | 02 | DISINFECT/HYPOCHLORIN
3424798 | QUICK KING #2 | 1 | QUICK KING #2 | B | 02 | DISINFECT/HYPOCHLORIN
3424798 | QUICK KING #2 | 1 | QUICK KING #2 | H | 25 | SOFTENING/ION EXCHANGE
3424799 | QUICK KING #5 | 1 | QUICK KING #5 | H | 25 | SOFTENING/ION EXCHANGE
3424799 | QUICK KING #5 | 1 | QUICK KING #5 | B | 02 | DISINFECT/HYPOCHLORIN
3424800 | TABBY'S RESTAURANT | 1 | 40 EAST BBQ | B | 02 | DISINFECT/HYPOCHLORIN
3424802 | WOODLAND PLACE CH OF CHRIST | 1 | WOODLAND PLACE CH OF CHRIST | B | 02 | DISINFECT/HYPOCHLORIN
3424803 | TOWNLEY MANUFACTURING COMPANY | 1 | TOWNLEY MANUFACTURING | B | 02 | DISINFECT/HYPOCHLORIN
3424804 | JOY COMMERCIAL PARK | 1 | JOY COMMERCIAL PARK | B | 02 | DISINFECT/HYPOCHLORIN
3424805 | USDA/SILVER GLENN SPRINGS | 1 | SILVER GLENN SPRINGS WTP | B | 02 | DISINFECT/HYPOCHLORIN
3424806 | OAK-GRINER BAPTIST CHURCH | 1 | OAK GRINER CHRISTIAN SCHOOL | B | 02 | DISINFECT/HYPOCHLORIN
3424807 | WALDBUSSER'S | 1 | WALDBUSSER'S M. H. SUBDIVISION | B | 02 | DISINFECT/HYPOCHLORIN
3424807 | WALDBUSSER'S | 1 | WALDBUSSER'S M. H. SUBDIVISION | G | 18 | IRON RMVL/SEQUESTATION
3424808 | PONDEROSA M.H./SUBDIVISION | 1 | PONDEROSA M.H./SUBDIVISION | B | 02 | DISINFECT/HYPOCHLORIN
3424809 | BRIAR PATCH MOBILE HOME PARK | 1 | BRIAR PATCH MOBILE HOME PARK | B | 02 | DISINFECT/HYPOCHLORIN
3424810 | NORTHEAST CONFERENCE CTR | 1 | NORTHEAST CONFERENCE CTR | B | 02 | DISINFECT/HYPOCHLORIN
3424811 | PENNEY PARK MHP | 1 | WELL #1 | B | 02 | DISINFECT/HYPOCHLORIN
3424812 | FORT MCCOY MIDDLE SCHOOL | 1 | FORT MCCOY MIDDLE SCHOOL (K-8) | D | 36 | CORR-CTRL/CORROSION INHIB
3424812 | FORT MCCOY MIDDLE SCHOOL | 1 | FORT MCCOY MIDDLE SCHOOL (K-8) | B | 02 | DISINFECT/HYPOCHLORIN
3424812 | FORT MCCOY MIDDLE SCHOOL | 1 | FORT MCCOY MIDDLE SCHOOL (K-8) | E | 20 | T-O CTRL/AERATION
3424813 | DUCKS DAM DINER | 1 | DUCKS DAM DINER | B | 02 | DISINFECT/HYPOCHLORIN
3424814 | UNITY CHURCH OF OCALA | 1 | UNITY CHURCH OF OCALA | B | 02 | DISINFECT/HYPOCHLORIN
3424815 | HEAVENLY HOPE CHILD CARE CENTER | 1 | HEAVENLY HOPE CHILD CARE CTR | B | 02 | DISINFECT/HYPOCHLORIN
3424816 | PAPA JOES DRIVE IN | 1 | HOPTON'S DRIVE-IN | B | 02 | DISINFECT/HYPOCHLORIN
3424817 | ABC ACADEMY OF BELLEVIEW | 1 | ABC CHILDREN'S COUNTRY CLUB | B | 02 | DISINFECT/HYPOCHLORIN
3424818 | RCMA ANTHONY DAYCARE | 1 | RCMA ANTHONY DAYCARE | B | 02 | DISINFECT/HYPOCHLORIN
3424819 | SALT SPRINGS PIT STOP | 1 | /SALT SPRINGS PIT STOP | H | 25 | SOFTENING/ION EXCHANGE
3424819 | SALT SPRINGS PIT STOP | 1 | /SALT SPRINGS PIT STOP | B | 02 | DISINFECT/HYPOCHLORIN
3424820 | ATSA PIZZA | 1 | ATSA PIZZA,F. KAY'S | Z | 23 | OTHER/GAC ADDITION
3424820 | ATSA PIZZA | 1 | ATSA PIZZA,F. KAY'S | B | 02 | DISINFECT/HYPOCHLORIN
3424821 | FRATERNAL ORDER OF EAGLES 4216 | 1 | FRATERNAL ORDER OF THE EAGLES | B | 02 | DISINFECT/HYPOCHLORIN
3424822 | HANDY WAY/OCALA | 1 | HANDY WAY/OCALA | B | 02 | DISINFECT/HYPOCHLORIN
3424823 | EVANS U-STORE-IT | 1 | EVANS U-STORE-IT | B | 02 | DISINFECT/HYPOCHLORIN
3424824 | GOOD TIME LOUNGE | 1 | GOOOD TIME LOUNGE | B | 02 | DISINFECT/HYPOCHLORIN
3424825 | VFW POST#10208/SALT SPRINGS | 1 | V.F.W. POST#10208 | B | 02 | DISINFECT/HYPOCHLORIN
3424826 | SPRUCE CREEK SOUTH UTILITIES (2 WPS) | 1 | SPRUCE CREEK SOUTH WTP#1 | B | 02 | DISINFECT/HYPOCHLORIN
3424826 | SPRUCE CREEK SOUTH UTILITIES (2 WPS) | 2 | SPRUCE CREEK SOUTH WTP#2 | B | 02 | DISINFECT/HYPOCHLORIN
3424827 | CITRA HIGHLANDS | 1 | CITRA HIGHLAND | B | 02 | DISINFECT/HYPOCHLORIN
3424828 | FLORIDA STATE FIRE COLLEGE | 1 | FLORIDA STATE FIRE COLLEGE WTP | B | 02 | DISINFECT/HYPOCHLORIN
3424828 | FLORIDA STATE FIRE COLLEGE | 1 | FLORIDA STATE FIRE COLLEGE WTP | H | 25 | SOFTENING/ION EXCHANGE
3424829 | FINSBURY PARK AT MOSS BLUFF | 1 | FINSBURY PARK AT MOSS BLUFF | B | 02 | DISINFECT/HYPOCHLORIN
3424830 | VFW POST 10733 | 1 | ORANGE LAKE PLAZA | B | 02 | DISINFECT/HYPOCHLORIN
3424831 | LHOIST NORTH AMERICA | 1 | FRANKLIN INDUSTRIAL MINERAL | B | 02 | DISINFECT/HYPOCHLORIN
3424832 | ST GEORGE ANGLICAN CHURCH | 1 | ST.GEORGE ANGLICAN CHURCH | B | 02 | DISINFECT/HYPOCHLORIN
3424833 | MILL CREEK BAPTIST CHURCH OF EUREKA | 1 | FIRST BAPTIST CHURCH OF EUREKA | B | 02 | DISINFECT/HYPOCHLORIN
3424834 | FIRST HAITIAN BAPTIST CHURCH | 1 | BELLEVIEW CHURCH OF THE NAZARE | B | 02 | DISINFECT/HYPOCHLORIN
3424835 | WINGS OF FAITH FELLOWSHIP | 1 | WINGS OF FAITH | B | 02 | DISINFECT/HYPOCHLORIN
3424836 | S N FOOD MART | 1 | PETER'S FOOD MART | H | 25 | SOFTENING/ION EXCHANGE
3424836 | S N FOOD MART | 1 | PETER'S FOOD MART | B | 02 | DISINFECT/HYPOCHLORIN
3424837 | VFW POST #4209 | 1 | VFW POST#4209 | B | 02 | DISINFECT/HYPOCHLORIN
3424838 | HARD ROCK CYCLE PARK | 1 | HARD ROCK CYCLE PARK | B | 02 | DISINFECT/HYPOCHLORIN
3424839 | BELLEVIEW HILLS ESTATES | 1 | BELLEVIEW HILLS ESTATES | B | 02 | DISINFECT/HYPOCHLORIN
3424840 | OCALA GRACE BRETHREN CHURCH | 1 | OCALA GRACE BRETHREN CHURCH | B | 02 | DISINFECT/HYPOCHLORIN
3424841 | TURNING POINTE ESTATES | 1 | TURNING POINTE ESTATES | B | 02 | DISINFECT/HYPOCHLORIN
3424842 | OKLAWAHA RIVER COUNTRY STORE | 1 | OKLAWAHA RIVER COUNTRY STORE | B | 02 | DISINFECT/HYPOCHLORIN
3424843 | DAVE'S BARBEQUE (SEE COM) | 1 | DAVE'S BARBEQUE | B | 02 | DISINFECT/HYPOCHLORIN
3424845 | HANDY WAY #3326/LOWELL | 1 | HANDY WAY #3326/LOWELL | B | 02 | DISINFECT/HYPOCHLORIN
3424846 | FOREST UNITED METHODIST CHURCH | 1 | FOREST UNITED METHODIST CHURCH | B | 02 | DISINFECT/HYPOCHLORIN
3424847 | QUICK KING #6 | 1 | QUICK KING #6 | B | 02 | DISINFECT/HYPOCHLORIN
3424849 | DIAMOND OIL #105 | 1 | DIAMOND OIL #105 | B | 02 | DISINFECT/HYPOCHLORIN
3424850 | SILVER MEADOWS REC.CTR.SOUTH | 1 | SILVER MEADOWS | B | 02 | DISINFECT/HYPOCHLORIN
3424851 | OUTLAW SNAX | 1 | PULLEY SALTY SNACKS, LLC | B | 02 | DISINFECT/HYPOCHLORIN
3424852 | REDDICK BAPTIST CHURCH | 1 | REDDICK BAPTIST CHURCH | B | 02 | DISINFECT/HYPOCHLORIN
3424853 | JACK & JILL LEARNING CENTER | 1 | JACK & JILL LEARNING CENTER | B | 02 | DISINFECT/HYPOCHLORIN
3424854 | NANA'S DAYCARE | 1 | OAKCREST DAYCARE, PKA | B | 02 | DISINFECT/HYPOCHLORIN
3424855 | KWIK KING # 4/LYNNE | 1 | KWIK KING # 4/LYNNE | B | 02 | DISINFECT/HYPOCHLORIN
3424856 | MASON JAR RESTAURANT/BELLEVIEW | 1 | MASON JAR RESTAURANT/BELLEVIEW | B | 02 | DISINFECT/HYPOCHLORIN
3424857 | VETERANS OF FOREIGN WARS | 1 | VETERAN OF FOREIGN WARS | B | 02 | DISINFECT/HYPOCHLORIN
3424858 | SKATEBOARD STADIUM WORLD,INC. | 1 | SKATEBOARD STADIUM WORLD | B | 02 | DISINFECT/HYPOCHLORIN
3424859 | LOONEY'S DINER (F. ANNIES DELI) | 1 | LOONEY'S DELI(F. ANNIE'S) | B | 02 | DISINFECT/HYPOCHLORIN
3424860 | QUICK KING #7 | 1 | QUICK KING #7 | H | 25 | SOFTENING/ION EXCHANGE
3424860 | QUICK KING #7 | 1 | QUICK KING #7 | B | 02 | DISINFECT/HYPOCHLORIN
3424861 | USDA/LAKE GEORGE RANGER STATION | 1 | LAKE GEORGE RANGER STATION WTP | B | 02 | DISINFECT/HYPOCHLORIN
3424862 | WING EXCHANGE(F.NIKOS)SEE SC9 | 1 | LEONARDOS ITALIAN RESTAURANT | B | 02 | DISINFECT/HYPOCHLORIN
3424863 | USDA/MILL DAM RECREATIONAL AREA | 1 | MILL DAM CAMPSITES | B | 02 | DISINFECT/HYPOCHLORIN
3424864 | FOREST NEW LIFE CHURCH | 1 | FOREST NEW LIFE CHURCH | B | 02 | DISINFECT/HYPOCHLORIN
3424865 | STUPID'S | 1 | DUFFY'S PLACE | B | 02 | DISINFECT/HYPOCHLORIN
3424866 | GRUMPY JERRY'S FLEA MARKET | 1 | FLEA CITY | B | 02 | DISINFECT/HYPOCHLORIN
3424867 | COUNTRY QUEEN/SEMINOLE FOODS | 1 | COUNTRY QUEEN/SEMINOLE FOODS | A |  | NO TRTMT
3424868 | ANTHONY CONGR. OF JEH. WITNESS | 1 | JEHOVAH WITNESS-ANTHONY | B | 02 | DISINFECT/HYPOCHLORIN
3424869 | REDDICK PRE-K HEADSTART | 1 | REDDICK PRE-K HEADSTART | B | 02 | DISINFECT/HYPOCHLORIN
3424870 | SANDY'S DRIVE-IN BAR-B-Q | 1 | SANDY'S DRIVE-IN BBQ | A |  | NO TRTMT
3424871 | SILVER SPRINGS SHORES VFW POST#4493 | 1 | VFW POST#4493 | B | 02 | DISINFECT/HYPOCHLORIN
3424872 | PLAZA ONE - | 1 | PLAZA ONE | B | 02 | DISINFECT/HYPOCHLORIN
3424873 | VFW POST#10111 | 1 | VFW POST#10111 | B | 02 | DISINFECT/HYPOCHLORIN
3424874 | UNITARIAN UNIVERSALIST CHURCH | 1 | UNITARIAN UNIVERSALIST CHURCH | A |  | NO TRTMT
3424875 | FRATERNAL ORDER OF EAGLES 3656 | 1 | FRATERNAL ORDER OF EAGLES | B | 02 | DISINFECT/HYPOCHLORIN
3424876 | PALACE HOUSE OF JAZZ&BLUES,THE | 1 | FORMERLY PJ'S AT THE CLOISTER | B | 02 | DISINFECT/HYPOCHLORIN
3424876 | PALACE HOUSE OF JAZZ&BLUES,THE | 1 | FORMERLY PJ'S AT THE CLOISTER | E | 20 | T-O CTRL/AERATION
3424876 | PALACE HOUSE OF JAZZ&BLUES,THE | 1 | FORMERLY PJ'S AT THE CLOISTER | Z | 23 | OTHER/GAC ADDITION
3424878 | 301 PLAZA | 1 | 301 PLAZA | B | 02 | DISINFECT/HYPOCHLORIN
3424878 | 301 PLAZA | 2 | 301 PLAZA | B | 02 | DISINFECT/HYPOCHLORIN
3424879 | SUNMART # 31 | 1 | SUNMART # 31 | B | 01 | DISINFECT/GASEOUS CHLORIN
3424880 | FOX CROSSING TAVERN | 1 | FOX CROSSING | B | 02 | DISINFECT/HYPOCHLORIN
3424881 | INTERNAT'L MOTEL&FLEA MARKET | 1 | INTERNAT'L MOTEL | A |  | NO TRTMT
3424882 | KRISHIV FOOD STORE LLC | 1 | NUBY'S TEXACO WTP | B | 02 | DISINFECT/HYPOCHLORIN
3424883 | CIRCLE K #2326 | 1 | HANDY WAY #3326/LOWELL | H | 25 | SOFTENING/ION EXCHANGE
3424883 | CIRCLE K #2326 | 1 | HANDY WAY #3326/LOWELL | B | 02 | DISINFECT/HYPOCHLORIN
3424884 | CIRCLE K # 2314 | 1 | HANDY WAY #2314/SUMMERFIELD | B | 02 | DISINFECT/HYPOCHLORIN
3424885 | CIRCLE K #2902 | 1 | KANGAROO EXPRESS #2902 | B | 02 | DISINFECT/HYPOCHLORIN
3424886 | CIRCLE K #2907 | 1 | KANGAROO EXPRESS # 2907 | B | 02 | DISINFECT/HYPOCHLORIN
3424887 | OCALA SHRINE CLUB | 1 | OCALA SHRINE CLUB | B | 02 | DISINFECT/HYPOCHLORIN
3424888 | CIRCLE K # 2856 | 1 | KANGAROO EXPRESS #2856 | B | 02 | DISINFECT/HYPOCHLORIN
3424889 | CIRCLE K # 2321 | 1 | KANGAROO EXPRESS #2321 | B | 02 | DISINFECT/HYPOCHLORIN
3424890 | FOREST GROCERY | 1 | HANDY WAY #4052(FOREST GROCERY | B | 02 | DISINFECT/HYPOCHLORIN
3424891 | JOYCE CORNER STORE | 1 | OUR CORNER STORE | B | 02 | DISINFECT/HYPOCHLORIN
3424892 | KODY FOODMART/BP(A&M DISC BEV) | 1 | A&M DISCOUNT BEVERAGE 82 | B | 02 | DISINFECT/HYPOCHLORIN
3424893 | SILVER MEADOWS NORTH REC. AREA | 1 | SILVER MEADOWS NORTH | B | 02 | DISINFECT/HYPOCHLORIN
3424894 | BALLARD ACRES | 1 | BALLARD ACRES | B | 02 | DISINFECT/HYPOCHLORIN
3424895 | HARBOUR VIEW ELEMENTARY | 1 | HARBOUR VIEW ELEMENTARY | B | 02 | DISINFECT/HYPOCHLORIN
3424896 | SACRED FIRE MINISTRIES, INC | 1 | KNIGHTS OF COLUMBUS | B | 02 | DISINFECT/HYPOCHLORIN
3424897 | EAST SIDE CONSOLIDATED | 1 | STONECREST | B | 02 | DISINFECT/HYPOCHLORIN
3424897 | EAST SIDE CONSOLIDATED | 8 | PLANT B/C | B | 02 | DISINFECT/HYPOCHLORIN
3424897 | EAST SIDE CONSOLIDATED | 9 | PLANT 'G' | Z | 20 | OTHER/AERATION
3424897 | EAST SIDE CONSOLIDATED | 9 | PLANT 'G' | B | 02 | DISINFECT/HYPOCHLORIN
3424897 | EAST SIDE CONSOLIDATED | 10 | SOUTH OAK S/D WTP | B | 02 | DISINFECT/HYPOCHLORIN
3424897 | EAST SIDE CONSOLIDATED | 11 | DEER PATH WTP | B | 02 | DISINFECT/HYPOCHLORIN
3424897 | EAST SIDE CONSOLIDATED | 12 | SILVER SPRINGS REGIONAL | B | 02 | DISINFECT/HYPOCHLORIN
3424897 | EAST SIDE CONSOLIDATED | 13 | HIGH POINTE (RESIDENTIAL W/S) | B | 02 | DISINFECT/HYPOCHLORIN
3424897 | EAST SIDE CONSOLIDATED | 6 | SPRUCE CREEK G & CC WTP #1 | B | 02 | DISINFECT/HYPOCHLORIN
3424897 | EAST SIDE CONSOLIDATED | 7 | SPRUCE CREEK G & CC WTP #2 | B | 02 | DISINFECT/HYPOCHLORIN
3424897 | EAST SIDE CONSOLIDATED | 2 | SOUTH LAKE WEIR | B | 02 | DISINFECT/HYPOCHLORIN
3424897 | EAST SIDE CONSOLIDATED | 2 | SOUTH LAKE WEIR | C | 08 | PART-RMVL/MICROSCREENING
3424897 | EAST SIDE CONSOLIDATED | 3 | SPRUCE CREEK SOUTH #1 | B | 02 | DISINFECT/HYPOCHLORIN
3424897 | EAST SIDE CONSOLIDATED | 4 | SPRUCE CREEK SOUTH #2 | B | 02 | DISINFECT/HYPOCHLORIN
3424898 | WILSON BUSINESS PLAZA | 1 | WILSON BUSINESS PLAZA | A |  | NO TRTMT
3424899 | FLORIDA ELKS YOUTH CAMP | 1 | FLORIDA ELKS YOUTH CAMP | G | 18 | IRON RMVL/SEQUESTATION
3424899 | FLORIDA ELKS YOUTH CAMP | 1 | FLORIDA ELKS YOUTH CAMP | B | 01 | DISINFECT/GASEOUS CHLORIN
3424900 | FRONTIER PLAZA | 1 | THE NIGHT ZONE | B | 02 | DISINFECT/HYPOCHLORIN
3424901 | FAT BOYS | 1 | PIG-N-WHISTLE RESTAURANT | B | 02 | DISINFECT/HYPOCHLORIN
3424902 | NORTH TRANSPORTATION CENTER | 1 | NORTH TRANSPORTATION CENTER | B | 02 | DISINFECT/HYPOCHLORIN
3424903 | DALLAS INN, INC | 1 | DALLAS BAR | B | 02 | DISINFECT/HYPOCHLORIN
3424905 | BASELINE PLAZA SHOPPING CENTER | 1 | BASELINE PLAZA SHOPPING CENTER | B | 02 | DISINFECT/HYPOCHLORIN
3424906 | CIRCLE K #5048/SILVER SPRINGS | 1 | CIRCLE K #5048/SILVER SPRINGS | B | 02 | DISINFECT/HYPOCHLORIN
3424908 | CIRCLE K #6070 | 1 | KANGAROO EXPRESS #6070 | B | 02 | DISINFECT/HYPOCHLORIN
3424909 | J. P. FOOD MART | 1 | J.P. FOOD MART | B | 02 | DISINFECT/HYPOCHLORIN
3424910 | PACK A SACK #1 | 1 | QUIK TRIP(2525) | B | 02 | DISINFECT/HYPOCHLORIN
3424911 | JR. FOOD STORE(338) | 1 | JR.FOOD STORE(338) | B | 02 | DISINFECT/HYPOCHLORIN
3424912 | QUICK KING #18 | 1 | QUICK KING #18 | B | 02 | DISINFECT/HYPOCHLORIN
3424914 | JIFFY FOOD STORE #2907 | 1 | JOE'S JIFFY FOOD STORE #2907 | H | 25 | SOFTENING/ION EXCHANGE
3424914 | JIFFY FOOD STORE #2907 | 1 | JOE'S JIFFY FOOD STORE #2907 | B | 02 | DISINFECT/HYPOCHLORIN
3424915 | LYNN QWIK KING FOOD STORE | 1 | LYNN QWIK KING FOOD STORE | B | 02 | DISINFECT/HYPOCHLORIN
3424915 | LYNN QWIK KING FOOD STORE | 1 | LYNN QWIK KING FOOD STORE | H | 25 | SOFTENING/ION EXCHANGE
3424916 | FLORIDA SEED CO | 1 | FLORIDA SEED & FEED | B | 02 | DISINFECT/HYPOCHLORIN
3424917 | ANTONIO'S MADE IN ITALY | 1 | ANTONIO'S MADE IN ITALY | B | 02 | DISINFECT/HYPOCHLORIN
3424918 | WEIRSDALE GROCERY | 1 | WEIRSDALE GROCERY | B | 02 | DISINFECT/HYPOCHLORIN
3424918 | WEIRSDALE GROCERY | 1 | WEIRSDALE GROCERY | H | 25 | SOFTENING/ION EXCHANGE
3424919 | MERCADO PUEBLO | 1 | MERCADO PUEBLO | B | 02 | DISINFECT/HYPOCHLORIN
3424921 | BUCK N DOES LLC | 1 | UMATILLA GROCERIES | B | 02 | DISINFECT/HYPOCHLORIN
3424922 | ORANGE LAKE BP | 1 | ORANGE LAKE BP | B | 02 | DISINFECT/HYPOCHLORIN
3424923 | CIRCLE K #1251 | 1 | KANGAROO EXPRESS 1251 | B | 02 | DISINFECT/HYPOCHLORIN
3424924 | CIRCLE K # 1238 | 1 | KANGAROO EXPRESS #1238 | B | 02 | DISINFECT/HYPOCHLORIN
3424925 | CIRCLE K #1259 | 1 | KANGAROO EXPRESS #1259 | B | 02 | DISINFECT/HYPOCHLORIN
3424926 | CITGO (FORMERLY SUNMART #13) | 1 | CITGO (FORMERLY SUMART#13) | B | 02 | DISINFECT/HYPOCHLORIN
3424926 | CITGO (FORMERLY SUNMART #13) | 1 | CITGO (FORMERLY SUMART#13) | H | 25 | SOFTENING/ION EXCHANGE
3424927 | BELLEVIEW FOOD STORE LLC | 1 | QUIK TRIP(2500) | B | 02 | DISINFECT/HYPOCHLORIN
3424928 | CIRCLE K #1242 | 1 | KANGAROO EXPRESS #1242 | B | 02 | DISINFECT/HYPOCHLORIN
3424929 | F.O.E. EAGLE'S CLUB #4251 | 1 | FRATERNAL ORDER OF EAGLES#4251 | B | 02 | DISINFECT/HYPOCHLORIN
3424931 | SILVER RIVER STATE PARK/MUSEUM | 1 | SILVER RIVER STATE PARK | B | 02 | DISINFECT/HYPOCHLORIN
3424932 | SUGAR CREEK STORE | 1 | SUG | B | 02 | DISINFECT/HYPOCHLORIN
3424933 | RITZ FOOD MART | 1 | RITZ FOOD MART | B | 02 | DISINFECT/HYPOCHLORIN
3424934 | EUREKA GROCERY STORE | 1 | EUREKA GROCERY STORE | B | 02 | DISINFECT/HYPOCHLORIN
3424936 | COCA-COLA DISTRIBUTION CENTER | 1 | COCA-COLA DISTRIBUTION CENTER | A |  | NO TRTMT
3424937 | BIDDY'S PLACE | 1 | BIDDY'S PLACE | B | 02 | DISINFECT/HYPOCHLORIN
3424938 | PURL GROCERY | 1 | PURL GROCERY | B | 02 | DISINFECT/HYPOCHLORIN
3424939 | ORANGE BLOSSOM HILLS COMM.CTR. | 1 | OBH COMM.CENTER | B | 02 | DISINFECT/HYPOCHLORIN
3424940 | LAKE OKLAWAHA RV RESORT | 1 | LAKE OKLAWAHA RV RESORT | B | 02 | DISINFECT/HYPOCHLORIN
3424941 | PROGRESS ENERGY (OCALA CENTER) | 1 | FL. POWER CORP.(OCALA CENTER) | B | 02 | DISINFECT/HYPOCHLORIN
3424942 | AMERICAN PANEL CORPORATION | 1 | AMERICAN PANEL CORPORATION | B | 02 | DISINFECT/HYPOCHLORIN
3424945 | EXXON (GATE) | 1 | EXXON | B | 02 | DISINFECT/HYPOCHLORIN
3424945 | EXXON (GATE) | 1 | EXXON | Z | 20 | OTHER/AERATION
3424946 | ORANGE SPRINGS GROCERY | 1 | ORANGE SPRINGS GROCERY | B | 02 | DISINFECT/HYPOCHLORIN
3424947 | DAYS END MOTEL AND MHP | 1 | DAYS END MOTEL AND MHP | B | 02 | DISINFECT/HYPOCHLORIN
3424948 | D.P.CLIFFORD'S AUTOMOTIVE | 1 | CLIFFORD'S AUTO REPAIR | B | 02 | DISINFECT/HYPOCHLORIN
3424950 | RODMAN RESERVOIR SPORTS PUB | 1 | RODMAN RESERVOIR SPORTS PUB | B | 02 | DISINFECT/HYPOCHLORIN
3424951 | ORANGE BLOSSOM INN | 1 | ORANGE BLOSSOM INN | A |  | NO TRTMT
3424952 | FAITH BAPTIST CHURCH | 1 | FAITH BAPTIST CHURCH | B | 02 | DISINFECT/HYPOCHLORIN
3424953 | PORTER'S DO IT CENTER | 1 | PORTER'S DO IT CENTER | A |  | NO TRTMT
3424954 | SILVER SPRINGS PLAZA | 1 | SILVER SPRINGS PLAZA | B | 02 | DISINFECT/HYPOCHLORIN
3424955 | GRAND LAKES RESORT & GOLF COURSE | 1 | GRAND LAKES RV RESORT | B | 02 | DISINFECT/HYPOCHLORIN
3424955 | GRAND LAKES RESORT & GOLF COURSE | 1 | GRAND LAKES RV RESORT | G | 18 | IRON RMVL/SEQUESTATION
3424956 | PURPLE HAZE/ CLUB DIVERSITY | 1 | PURPLE HAZE/CLUB DIVERSITY | B | 02 | DISINFECT/HYPOCHLORIN
3424957 | HOSPICE OF MARION | 1 | HOSPICE OF MARION COUNTY | B | 02 | DISINFECT/HYPOCHLORIN
3424958 | NORTH MARION BAPTIST CHURCH | 1 | NORTH MARION BAPTIST CHURCH | B | 02 | DISINFECT/HYPOCHLORIN
3424960 | HACKAWAY DRIVING RANGE | 1 | HACKAWAY DRIVING RANGE | B | 02 | DISINFECT/HYPOCHLORIN
3424961 | ORANGE LAKE CITGO | 1 | ORANGE LAKE CITGO | B | 02 | DISINFECT/HYPOCHLORIN
3424962 | ASHLEY HEIGHTS S/D | 1 | ASHLEY HEIGHTS | B | 02 | DISINFECT/HYPOCHLORIN
3424964 | A & R DISCOUNT | 1 | N & R QUICK STOP | B | 02 | DISINFECT/HYPOCHLORIN
3424965 | LIL' CHAMP #1010(QUIK STOP) | 1 | LIL'CHAMP #1010 | B | 02 | DISINFECT/HYPOCHLORIN
3424966 | MARION METAL WORKS, INC | 1 | OCALA ANTIQUE MALL | A |  | NO TRTMT
3424967 | DSP OF MARION INC. | 1 | DSP OF MARION COUNTY | B | 02 | DISINFECT/HYPOCHLORIN
3424968 | REDDICK ELEMENTARY | 1 | REDDICK ELEMENTARY SCHOOL | B | 02 | DISINFECT/HYPOCHLORIN
3424968 | REDDICK ELEMENTARY | 1 | REDDICK ELEMENTARY SCHOOL | H | 25 | SOFTENING/ION EXCHANGE
3424968 | REDDICK ELEMENTARY | 1 | REDDICK ELEMENTARY SCHOOL | D | 36 | CORR-CTRL/CORROSION INHIB
3424968 | REDDICK ELEMENTARY | 1 | REDDICK ELEMENTARY SCHOOL | G | 15 | IRON RMVL/PRESS SAND FILT
3424969 | DINGLE WATER PLANT | 1 | DINGLE WATER PLANT | B | 02 | DISINFECT/HYPOCHLORIN
3424970 | AMVET POST #19 | 1 | VFW POST#10733 (AKA AMVET #19) | B | 02 | DISINFECT/HYPOCHLORIN
3424971 | ROGER'S RAINBARREL/PERRY'S PUB | 1 | ROGER'S RAINBARREL/BRUNO'S PUB | B | 02 | DISINFECT/HYPOCHLORIN
3424972 | OCALA SPRINGS PLAZA | 1 | OCALA SPRINGS SHOPPING CENTER | B | 02 | DISINFECT/HYPOCHLORIN
3424973 | BROWN MULE SALOON | 1 | BROWN MULE SALOON | B | 02 | DISINFECT/HYPOCHLORIN
3424974 | SHADY HOLLOW ADULT HOME | 1 | SHADY HOLLOW ADULT HOME | B | 02 | DISINFECT/HYPOCHLORIN
3424975 | MID-FLORIDA MINING | 1 | MID-FLORIDA MINING WTP | B | 02 | DISINFECT/HYPOCHLORIN
3424976 | CARNEY ISLAND RECREATION AREA | 1 | CARNEY ISLAND | B | 02 | DISINFECT/HYPOCHLORIN
3424976 | CARNEY ISLAND RECREATION AREA | 1 | CARNEY ISLAND | E | 20 | T-O CTRL/AERATION
3424977 | LIL'CHAMP STORE # 1039 | 1 | LIL,CHAMP STORE # 1039 | B | 02 | DISINFECT/HYPOCHLORIN
3424978 | SUWANNEE SWIFTY STORE #232 | 1 | SUWANNEE SWIFTY STORE #232 | B | 02 | DISINFECT/HYPOCHLORIN
3424979 | CJK ENTERPRISES-GEORGIE'S GIRL LOUNGE | 1 | GEORGIE'S GIRL LOUNGE | B | 02 | DISINFECT/HYPOCHLORIN
3424980 | NOWHERE LOUNGE | 1 | NOWHERE LOUNGE | B | 02 | DISINFECT/HYPOCHLORIN
3424981 | COUNTRY CLUB OF OCALA | 1 | COUNTRY CLUB OF OCALA | B | 02 | DISINFECT/HYPOCHLORIN
3424982 | FIRST BAPTIST CHURCH OF ORANGE SPRINGS | 1 | ORANGE SPRINGS BAPTIST CHURCH | B | 02 | DISINFECT/HYPOCHLORIN
3424983 | SKATE MANIA | 1 | SKATE MANIA | B | 02 | DISINFECT/HYPOCHLORIN
3424984 | A&I COUNTRY COOKING | 1 | SANDY'S BBQ | B | 02 | DISINFECT/HYPOCHLORIN
3424985 | FIRST BAPTIST CHURCH OF SPARR | 1 | FIRST BAPTIST CHURCH OF SPARR | B | 02 | DISINFECT/HYPOCHLORIN
3424986 | BOAT'S DELI | 1 | BOAT'S DELI | B | 02 | DISINFECT/HYPOCHLORIN
3424987 | USDA/DOE LAKE RECREATION AREA | 1 | DOE LAKE RECREATION AREA | B | 02 | DISINFECT/HYPOCHLORIN
3424988 | FORT MCCOY & EUREKA COMM. CENTER | 1 | FT. MCCOY/EUREKA COMM. CTR. | B | 02 | DISINFECT/HYPOCHLORIN
3424988 | FORT MCCOY & EUREKA COMM. CENTER | 1 | FT. MCCOY/EUREKA COMM. CTR. | H | 25 | SOFTENING/ION EXCHANGE
3424989 | MARION YOUTH ACADEMY | 1 | MARION JUVENILE FACILITY | B | 02 | DISINFECT/HYPOCHLORIN
3424991 | ANTHONY FIRST BAPTIST CHURCH | 1 | ANTHONY FIRST BAPTIST CHURCH | B | 02 | DISINFECT/HYPOCHLORIN
3424992 | GARLITS WATER PLANT SONNY'S BAR B Q | 1 | GARLITS WATER PLANT,F. SONNYS | B | 02 | DISINFECT/HYPOCHLORIN
3424993 | DEEP WOODS MHP (PKA SILVER SPRINGS MHP) | 1 | SILVER SPRINGS MHP | B | 02 | DISINFECT/HYPOCHLORIN
3424994 | KRUMM INDUSTRIAL PARK | 1 | KRUMM INDUSTRIAL | A |  | NO TRTMT
3424995 | ANTHONY LITTLE LEAGUE | 1 | ANTHONY LITTLE LEAGUE | B | 02 | DISINFECT/HYPOCHLORIN
3424995 | ANTHONY LITTLE LEAGUE | 4 |  | B | 02 | DISINFECT/HYPOCHLORIN
3424996 | PETRO STOPPING CENTER | 1 | PETRO STOPPING CENTER | B | 02 | DISINFECT/HYPOCHLORIN
3424996 | PETRO STOPPING CENTER | 1 | PETRO STOPPING CENTER | E | 15 | T-O CTRL/PRESS SAND FILT
3424997 | CLUB NIGHT OWL | 1 |  | A |  | NO TRTMT
3424998 | HEART OF FLORIDA YOUTH RANCH | 1 | HEART OF FLORIDA YOUTH RANCH | B | 02 | DISINFECT/HYPOCHLORIN
3424999 | WHISPERING PINES RV PARK I | 1 | WHISPERING PINES RV PARK I | B | 02 | DISINFECT/HYPOCHLORIN
3425000 | MEDX CORPORATION | 1 | MEDX | B | 02 | DISINFECT/HYPOCHLORIN
3425001 | FRATERNAL ORDER OF EAGLES 4347 | 1 |  | B | 02 | DISINFECT/HYPOCHLORIN
3425002 | RUSS DISCOUNT GROCERY | 1 |  | A |  | NO TRTMT
3425003 | COEHADJOE PARK | 1 | COEHADJOE PARK | B | 02 | DISINFECT/HYPOCHLORIN
3425005 | ALL AMERICAN OIL, LLC | 1 | JIM'S PIT BAR-B-Q | B | 02 | DISINFECT/HYPOCHLORIN
3425006 | GREENFIELDS/INDIAN PINES | 1 | GREENFIELDS/INDIAN PINES | B | 02 | DISINFECT/HYPOCHLORIN
3425007 | SUNCOAST INSULATORS | 1 | SUNCOAST INSULATORS | B | 02 | DISINFECT/HYPOCHLORIN
3425008 | EATON'S BEACH | 1 | EATON'S BEACH | B | 02 | DISINFECT/HYPOCHLORIN
3425009 | NOW CHURCH | 1 | NOW CHURCH | B | 02 | DISINFECT/HYPOCHLORIN
3425011 | SHARPES FERRY TRAILHEAD | 1 | SHARPES FERRY | B | 02 | DISINFECT/HYPOCHLORIN
3425012 | HANDY WAY #5105 | 1 | HANDY WAY | B | 02 | DISINFECT/HYPOCHLORIN
3425013 | SILVER SPRINGS REGIONAL | 1 | SILVER SPRINGS REGIONAL | B | 02 | DISINFECT/HYPOCHLORIN
3425014 | SOUTHWOOD MOTEL | 1 |  | B | 02 | DISINFECT/HYPOCHLORIN
3425015 | BROOKS BUCK & DOE GROCERY | 1 |  | A |  | NO TRTMT
3425016 | ST JOHN'S LUTHERAN CHURCH | 1 | ST JOHN LUTHERAN CHURCH | B | 02 | DISINFECT/HYPOCHLORIN
3425017 | DENISE'S TANNING & FITNESS | 1 | DENISE'S TANNING & FITNESS | B | 02 | DISINFECT/HYPOCHLORIN
3425018 | LAKE WEIR LANDING | 1 | LAKE WEIR LANDING | B | 02 | DISINFECT/HYPOCHLORIN
3425019 | CITRA CHURCH OF GOD | 1 | CITRA CHURCH OF GOD | B | 02 | DISINFECT/HYPOCHLORIN
3425020 | SPRUCE CREEK GOLF AND COUNTRY CLUB (2WP) | 2 | SPRUCE CREEK G & CC WTP #2 | B | 02 | DISINFECT/HYPOCHLORIN
3425020 | SPRUCE CREEK GOLF AND COUNTRY CLUB (2WP) | 1 | SPRUCE CREEK G & CC WTP #1 | B | 02 | DISINFECT/HYPOCHLORIN
3425021 | COUNTY LINE RV SALES | 1 | COUNTY LINE RV SALES WTP | H | 25 | SOFTENING/ION EXCHANGE
3425022 | KRAZY 8 BAR & GRILL | 1 | KRAZY 8 BAR & GRILL | B | 02 | DISINFECT/HYPOCHLORIN
3425023 | FIRST BAPTIST CHURCH FT MCCOY | 1 | FIRST BAPTIST CH FT MCCOY WTP | H | 25 | SOFTENING/ION EXCHANGE
3425023 | FIRST BAPTIST CHURCH FT MCCOY | 1 | FIRST BAPTIST CH FT MCCOY WTP | B | 02 | DISINFECT/HYPOCHLORIN
3425024 | IMMACULATE HEART OF MARY CHURCH | 1 | IMMACULATE HEARTOF MARY CHURCH | B | 02 | DISINFECT/HYPOCHLORIN
3425025 | AMERICAN LEGION POST 368 | 1 | ALL COUNTY ICE (JAMES PACKAGE) | A |  | NO TRTMT
3425026 | LAKE VIEW WOODS/TRAILS EAST | 1 | LAKE VIEW WOODS | B | 02 | DISINFECT/HYPOCHLORIN
3425027 | RALPH RUSSELL MEMORIAL PARK | 1 | SILVER SPRGS.SH.ATHLETIC ASSN | A |  | NO TRTMT
3425028 | ALMOST PERFECT FURNITURE AND HOME DECOR | 1 | BRIGHT BEGIINNINGS | B | 02 | DISINFECT/HYPOCHLORIN
3425029 | FOREST GREEN SUBDIVISION | 1 | FOREST GREEN S/D WTP | B | 02 | DISINFECT/HYPOCHLORIN
3425031 | LATINO'S CAFETERIA CORP. | 1 | LATINO'S CAFETERIA CORP. | B | 02 | DISINFECT/HYPOCHLORIN
3425032 | STACEY'S WINGS & THINGS | 1 | PLAZA FOOD STORE | B | 02 | DISINFECT/HYPOCHLORIN
3425033 | IGLESIA BAUTISTA LA NUEVA JERUSLEN | 1 | GLESIA BAUTISTA NAZARET | B | 02 | DISINFECT/HYPOCHLORIN
3425034 | SOLID ROCK BIBLE CHURCH | 1 | SOLID ROCK BIBLE CHURCH | A |  | NO TRTMT
3425035 | SANTOS 80TH STREET TRAILHEAD | 1 | 80TH STREET TRAILHEAD WTP | B | 02 | DISINFECT/HYPOCHLORIN
3425036 | THE REFUGE-A HEALING PLACE | 1 | THE REFUGE - A HEALING PLACE | B | 02 | DISINFECT/HYPOCHLORIN
3425037 | CIRCLE K #2120 | 1 | CIRCLE K #2120 | B | 02 | DISINFECT/HYPOCHLORIN
3425038 | ORANGE CO NATL GOLF CTR | 1 | ORANGE CO NATL GOLF CTR WTP | B | 02 | DISINFECT/HYPOCHLORIN
3425039 | PLANTATION LANDING MHP | 1 | PLANTATION LANDING MHP | B | 02 | DISINFECT/HYPOCHLORIN
3425040 | FLORIDA CITRUS CENTER #90 | 1 | FLORIDA CITRUS CENTER #90 | B | 02 | DISINFECT/HYPOCHLORIN
3425041 | BARHAVEN | 1 | BAR HAVEN | B | 02 | DISINFECT/HYPOCHLORIN
3425042 | WAR HORSE HARLEY-DAVIDSON | 1 | HARLEY DAVIDSON OF OCALA | B | 02 | DISINFECT/HYPOCHLORIN
3425043 | ROTARY SPORTSPLEX OF MARION | 1 | ROTARY SPORTSPLEX | B | 02 | DISINFECT/HYPOCHLORIN
3425044 | GOOD SHEPHERD PRESBYTERIAN CHURCH | 1 | GOOD SHEPHERD PRESBYTERIAN | B | 02 | DISINFECT/HYPOCHLORIN
3425045 | WHITE'S FURNITURE COMPANY | 1 | WHITE'S FURNITURE | B | 02 | DISINFECT/HYPOCHLORIN
3425046 | GEORGE CONOMOS RRT FACILITY | 1 | GEORGE CONOMOS RRT FACILITY | B | 02 | DISINFECT/HYPOCHLORIN
3425047 | MCDONALD'S/AMOCO SR 326 | 1 | MCDONALD'S/AMOCO SR 326 | B | 02 | DISINFECT/HYPOCHLORIN
3425049 | SOUTH LAKE WEIR WTP | 1 | SOUTH LAKE WEIR WTP | B | 02 | DISINFECT/HYPOCHLORIN
3425049 | SOUTH LAKE WEIR WTP | 1 | SOUTH LAKE WEIR WTP | C | 08 | PART-RMVL/MICROSCREENING
3425050 | ORANGE LAKE SUPER MARKET | 1 | ORANGE LAKE SUPER MARKET | A |  | NO TRTMT
3425052 | DEER PATH SUBDIVISION | 1 | DEER PATH WTP | B | 02 | DISINFECT/HYPOCHLORIN
3425054 | HORSESHOE LAKE PARK | 1 | HORSESHOE LAKE CONFERENCE CENT | B | 02 | DISINFECT/HYPOCHLORIN
3425056 | THE CHURCH TRIUMPHANT INC. | 1 | THE CHURCH TRIUMPHANT | B | 02 | DISINFECT/HYPOCHLORIN
3425057 | DJ & GINA'S LOUNGE | 1 | DJ & GINA'S | B | 02 | DISINFECT/HYPOCHLORIN
3425058 | THE PARK | 1 | THE PARK WATER SYSTEM | B | 02 | DISINFECT/HYPOCHLORIN
3425059 | MEMORIAL BAPTIST CHURCH | 1 | MEMORIAL BAPTIST CHURCH | B | 02 | DISINFECT/HYPOCHLORIN
3425060 | SILVER RIVER STATE PARK CAMPING AREA | 1 | SILVER RIVER STATE PARK CAMPIN | B | 02 | DISINFECT/HYPOCHLORIN
3425061 | THE PIZZA DEN OF THE FOREST | 1 | ANTONES FOREST PIZZA | B | 02 | DISINFECT/HYPOCHLORIN
3425063 | ON THE LAKE PARK | 1 | ON THE LAKE PARK | B | 02 | DISINFECT/HYPOCHLORIN
3425064 | OLD TYME BREAD HOUSE | 1 | OLD TYME BREAD HOUSE | B | 02 | DISINFECT/HYPOCHLORIN
3425065 | TRACTOR SUPPLY COMPANY - OCALA N US 441 | 1 | TRACTOR SUPPLY COMPANY | B | 02 | DISINFECT/HYPOCHLORIN
3425066 | EL FARO ASSEMBLY OF GOD | 1 | EL FARO ASSEMBLY OF GOD | B | 02 | DISINFECT/HYPOCHLORIN
3425067 | SHILOH CHURCH OF BELLEVIEW | 1 | SHILOH BAPTIST CHURCH | B | 02 | DISINFECT/HYPOCHLORIN
3425068 | PENTECOSTAL FULL GOSPEL CHURCH | 1 | PENTECOSTAL FULL GOSPEL CH | B | 02 | DISINFECT/HYPOCHLORIN
3425069 | UNIV. OF FL PLANT SCIENCE RESEARCH CNTR | 1 | UNIVERSITY OF FL RESEARCH CENT | D | 36 | CORR-CTRL/CORROSION INHIB
3425069 | UNIV. OF FL PLANT SCIENCE RESEARCH CNTR | 1 | UNIVERSITY OF FL RESEARCH CENT | B | 02 | DISINFECT/HYPOCHLORIN
3425070 | L&E GROCERY | 1 | L&E GROCERY | B | 02 | DISINFECT/HYPOCHLORIN
3425071 | SUMMERFIELD POST OFFICE | 1 | SUMMERFIELD POST OFFICE | B | 02 | DISINFECT/HYPOCHLORIN
3425071 | SUMMERFIELD POST OFFICE | 1 | SUMMERFIELD POST OFFICE | D | 36 | CORR-CTRL/CORROSION INHIB
3425073 | DAVITA OCALA NORTH KIDNEY CENTER WTP | 1 | DAVITA OCALA NORTH KIDNEY CTR | B | 02 | DISINFECT/HYPOCHLORIN
3425074 | OCALA VOLVO | 1 | OCALA VOLVO | B | 02 | DISINFECT/HYPOCHLORIN
3425075 | SPARR FOOD MART | 1 | SPARR FOOD MART | B | 02 | DISINFECT/HYPOCHLORIN
3425076 | PHOENIX WOOD PRODUCTS | 1 | PHOENIX WOOD PRODUCTS | B | 02 | DISINFECT/HYPOCHLORIN
3425077 | COMMUNITY HARVEST BAPTIST CHURCH | 1 | COMMUNITY HARVEST BAPTIST | B | 02 | DISINFECT/HYPOCHLORIN
3425078 | VILLAGE VIEW COMMUNITY CHURCH | 1 | VILLAGE VIEW COMMINTY CHURCH | B | 02 | DISINFECT/HYPOCHLORIN
3425079 | PIRATS OASIS | 1 | BLUE HERON COVE | B | 02 | DISINFECT/HYPOCHLORIN
3425082 | DOLLAR GENERAL STORE #7973 | 1 | DOLLAR GENERAL STORE | B | 02 | DISINFECT/HYPOCHLORIN
3425083 | CITRA STORAGE & RV PARK | 1 | CITRA FOOD MART | B | 02 | DISINFECT/HYPOCHLORIN
3425084 | ENTENMANN'S BAKERY DISTRIBUTION #1986 | 1 | ENTENMANN BAKERY OUTLET DEPOT | B | 02 | DISINFECT/HYPOCHLORIN
3425086 | MARTIN MART | 1 | MARTIN MART | B | 02 | DISINFECT/HYPOCHLORIN
3425087 | GANNY'S ANGELS IN MOTION | 1 | GANNY'S ANGELS IN MOTION | B | 02 | DISINFECT/HYPOCHLORIN
3425088 | JAILHOUSE ROCK SALOON | 1 | JAILHOUSE ROCK SALOON | B | 02 | DISINFECT/HYPOCHLORIN
3425089 | CHRIST COMMUNITY CHURCH EFCA INC | 1 | CORNERSTONE BABTIST CHURCH | B | 02 | DISINFECT/HYPOCHLORIN
3425090 | DUNN RITE ROOFING | 1 | BIG D ROOFING | B | 02 | DISINFECT/HYPOCHLORIN
3425091 | SANTOS HISTORIC RECREATION AREA | 1 | SANTOS HISTORIC REC AREA | B | 02 | DISINFECT/HYPOCHLORIN
3425092 | DOLLAR GENERAL CITRA #8255 | 1 | DOLLAR GENERAL CITRA | B | 02 | DISINFECT/HYPOCHLORIN
3425093 | ORANGE LAKE COMMUNITY PARK | 1 | ORANGE LAKE COMMUNITY PARK | B | 02 | DISINFECT/HYPOCHLORIN
3425097 | BELLEVIEW WARD MEETINGHOUSE | 1 | BELLEVIEW WARD MEETINGHOUSE | B | 02 | DISINFECT/HYPOCHLORIN
3425099 | HANSON ROOF TILE | 1 | HANSON CONCRETE | B | 02 | DISINFECT/HYPOCHLORIN
3425101 | BIG AL'S BARBER SHOP | 1 | BIG AL'S BARBER SHOP | B | 02 | DISINFECT/HYPOCHLORIN
3425102 | FIRE ROCK IRISH PUB | 1 | FIRE ROCK IRISH PUB | B | 02 | DISINFECT/HYPOCHLORIN
3425105 | SILVER SPRINGS BOTTLED WATER | 1 | SILVER SPRINGS BOTTLED WATER | B | 02 | DISINFECT/HYPOCHLORIN
3425106 | FOXY RUG GALLERIA | 1 | FOXY RUG GALLERIA | B | 02 | DISINFECT/HYPOCHLORIN
3425107 | EZ GO FACTORY SHOWROOM | 1 | EZ GO FACTORY SHOWROOM | B | 02 | DISINFECT/HYPOCHLORIN
3425108 | LEIGHTON ESTATES UTILITIES, LLC | 1 | LEIGHTON ESTATES WATER SYSTEM | B | 02 | DISINFECT/HYPOCHLORIN
3425109 | DECONNA ICE CREAM | 1 | DECONNA ICE CREAM | B | 02 | DISINFECT/HYPOCHLORIN
3425111 | SUNSET HARBOR WATER SYSTEM | 1 | SUNSET HARBOUR | B | 02 | DISINFECT/HYPOCHLORIN
3425112 | SANTOS MOBILE VILLA | 1 | SANTOS MOBILE VILLA | B | 02 | DISINFECT/HYPOCHLORIN
3425114 | OCALA MOTORSPORTS | 1 | OCALA MOTORSPORTS | B | 02 | DISINFECT/HYPOCHLORIN
3425116 | SALT SPRINGS SMOKE SHOP | 1 | SPORTSMANS LODGE | B | 02 | DISINFECT/HYPOCHLORIN
3425117 | OCKLAWAHA CANOE OUTPOST AND RESORT | 1 | OCKLAWAHA CANOE OUTPOST RESORT | B | 02 | DISINFECT/HYPOCHLORIN
3425117 | OCKLAWAHA CANOE OUTPOST AND RESORT | 1 | OCKLAWAHA CANOE OUTPOST RESORT | H | 02 | SOFTENING/HYPOCHLORIN
3425118 | DOLLAR GENERAL STORE #10389 | 1 | DOLLAR GENERAL STORE #10389 | B | 02 | DISINFECT/HYPOCHLORIN
3425119 | LONGO PLAZA | 1 | LONGO PLAZA | H | 18 | SOFTENING/SEQUESTATION
3425119 | LONGO PLAZA | 1 | LONGO PLAZA | B | 02 | DISINFECT/HYPOCHLORIN
3425120 | NHA BLACKJACK ARCADE | 1 | US VETERANS POST 100 | B | 02 | DISINFECT/HYPOCHLORIN
3425121 | RCMA KENDRICK CDC | 1 | RCMA DAYCARE | B | 02 | DISINFECT/HYPOCHLORIN
3425122 | WRIGLEY FIELDS | 1 | WRIGLEY FIELDS | B | 02 | DISINFECT/HYPOCHLORIN
3425123 | MAMMANA AND LIFE | 1 | MAMMANA & LIFE WTP | B | 02 | DISINFECT/HYPOCHLORIN
3425124 | DOLLAR GENERAL FORT MCCOY #10415 | 1 | DOLLAR GENERAL | B | 02 | DISINFECT/HYPOCHLORIN
3425126 | IRISH ACRES | 1 | IRISH ACRES | B | 02 | DISINFECT/HYPOCHLORIN
3425127 | ASHLEY FARMS (2 WPS) | 1 | ASHLEY FARMS | D | 18 | CORR-CTRL/SEQUESTATION
3425127 | ASHLEY FARMS (2 WPS) | 2 | QUAIL MEADOWS | B | 02 | DISINFECT/HYPOCHLORIN
3425127 | ASHLEY FARMS (2 WPS) | 1 | ASHLEY FARMS | E | 20 | T-O CTRL/AERATION
3425127 | ASHLEY FARMS (2 WPS) | 1 | ASHLEY FARMS | B | 02 | DISINFECT/HYPOCHLORIN
3425129 | TRI-COUNTY UNITARIAN UNIVERSALISTS FL | 1 | UNITARIAN UNIVERSALIST FELLOWS | B | 02 | DISINFECT/HYPOCHLORIN
3425130 | DESTINY LEADERSHIP ACADEMY | 1 | TRINITY PRESCHOOL | B | 02 | DISINFECT/HYPOCHLORIN
3425131 | AG-PRO - OCALA | 1 | GREENSOUTH EQUIPMENT | B | 02 | DISINFECT/HYPOCHLORIN
3425132 | DOLLAR GENERAL ANTHONY #11411 | 1 | WTP #1 | B | 02 | DISINFECT/HYPOCHLORIN
3425133 | CORNERSTONE OCALA, INC. | 1 | UNITED PENTECOSTAL CHURCH | B | 02 | DISINFECT/HYPOCHLORIN
3425134 | CVS STORE NO. 4146 | 1 | CVS STORE #4146 | B | 02 | DISINFECT/HYPOCHLORIN
3425135 | PARRETT'S DISCOUNT STORE | 1 | PARRETTS DISCOUNT BEVERAGE | B | 02 | DISINFECT/HYPOCHLORIN
3425136 | GOOD MORNING DAY CARE | 1 | PLANT #1 | B | 02 | DISINFECT/HYPOCHLORIN
3425137 | DOLLAR GENERAL MCINTOSH | 1 | DOLLAR GENERAL MCINTOSH | B | 02 | DISINFECT/HYPOCHLORIN
3425138 | GRABOWSKI OFFICE COMPLEX/MIDWAY CENTER | 1 | MIDWAY CENTER | B | 02 | DISINFECT/HYPOCHLORIN
3425139 | SILVER SPRINGS NEW HARVEST CHURCH OF GOD | 1 | SILVER SPRINGS NEW HARVEST CHU | B | 02 | DISINFECT/HYPOCHLORIN
3425140 | FLORIDA HORSE PARK | 1 | FLORIDA HORSE PARK | B | 02 | DISINFECT/HYPOCHLORIN
3425141 | CVS #3395 | 1 | CVS #3395 | B | 02 | DISINFECT/HYPOCHLORIN
3425142 | DOLLAR GENERAL-SUMMERFIELD 12865 | 1 | DOLLAR GENERAL-SUMMERFIELD | B | 02 | DISINFECT/HYPOCHLORIN
3425143 | DOLLAR GENERAL-REDDICK #12847 | 1 | DOLLAR GENERAL REDDICK WTP | B | 02 | DISINFECT/HYPOCHLORIN
3425143 | DOLLAR GENERAL-REDDICK #12847 | 1 | DOLLAR GENERAL REDDICK WTP | S | 41 | ARSENIC REMOVAL/ADSORPTIVE MEDIA
3425144 | DOLLAR GENERAL #13082 | 1 | DOLLAR GENERAL(CR 484)-SUMMERF | B | 02 | DISINFECT/HYPOCHLORIN
3425146 | DOLLAR GENERAL - BELLEVIEW 13253 | 1 | DOLLAR GENERAL-BELLEVIEW | B | 02 | DISINFECT/HYPOCHLORIN
3425147 | NEW BETHEL COMM. CHURCH(TRI-COUNTY WORS) | 1 | TRI-COUNTY WORSHIP CENTER | B | 02 | DISINFECT/HYPOCHLORIN
3425148 | DOLLAR GENERAL-OCALA 441 #13613 | 1 | DOLLAR GENERAL-OCALA 44 WTP | B | 02 | DISINFECT/HYPOCHLORIN
3425150 | FM MEAT PRODUCTS | 1 | WATER TREATMENT PLANT | P | 32 | DISINF BY-PROD CONTRO/PEROXIDE
3425150 | FM MEAT PRODUCTS | 1 | WATER TREATMENT PLANT | C | 23 | PART-RMVL/GAC ADDITION
3425150 | FM MEAT PRODUCTS | 1 | WATER TREATMENT PLANT | B | 02 | DISINFECT/HYPOCHLORIN
3425151 | FAMILY DOLLAR- CITRA #10278 | 1 | FAMILY DOLLAR- CITRA | B | 02 | DISINFECT/HYPOCHLORIN
3425152 | O'REILLY AUTO PARTS OCALA | 1 | O'REILLY AUTO PARTS-OCALA | B | 02 | DISINFECT/HYPOCHLORIN
3425153 | OCALA EQUESTRIAN DOLLAR GENERAL STORE | 1 | OCALA EQUESTRIAN DOLLAR GEN | B | 02 | DISINFECT/HYPOCHLORIN
3425154 | 40 FATHOM GROTTO | 1 | WELL | H | 25 | SOFTENING/ION EXCHANGE
3425154 | 40 FATHOM GROTTO | 1 | WELL | B | 02 | DISINFECT/HYPOCHLORIN
3425156 | FAMILY DOLLAR-SUMMERFIELD | 1 | FAMILY DOLLAR SUMMERFIELD | B | 02 | DISINFECT/HYPOCHLORIN
3425158 | IMMANUEL BAPTIST CHURCH | 1 | IMMANUEL BAPTIST CHURCH OF LAD | B | 02 | DISINFECT/HYPOCHLORIN
3425161 | DOLLAR GENERAL # 15605 | 1 | DOLLAR GENERAL-OCKLAWAHA | B | 02 | DISINFECT/HYPOCHLORIN
3425164 | ARTMAN COUNTRY SMOKEHOUSE | 1 | ARTMAN COUNTRY SMOKEHOUSE | B | 02 | DISINFECT/HYPOCHLORIN
3425165 | TRANSFORMATIONS AT MENDING FENCES | 1 | MEDING FENCES REHAB CENTER | B | 02 | DISINFECT/HYPOCHLORIN
3425166 | THE CONGREGATIONAL CHURCH SUMMERFIELD | 1 | WTP NO. 1 | B | 02 | DISINFECT/HYPOCHLORIN
3425167 | DOLLAR GENERAL SPARR #17191 | 1 | DOLLAR GENERAL SPARR | B | 02 | DISINFECT/HYPOCHLORIN
3425169 | NEW LIFE INVESTORS CHURCH | 1 | NEW LIFE INVESTORS CHURCH | B | 02 | DISINFECT/HYPOCHLORIN
3425170 | DRAGON FLOWER WINERY | 1 | DRAGON FLOWER WINERY | B | 02 | DISINFECT/HYPOCHLORIN
3425171 | WATERS EDGE OAKS RV PARK | 1 | WATERS EDGE OAKS RV PARK | B | 02 | DISINFECT/HYPOCHLORIN
3425172 | HABITAT FOR HUMANITY RESTORE | 1 | HABITAT FOR HUMANITY | B | 02 | DISINFECT/HYPOCHLORIN
3425173 | DOLLAR GENERAL ORANGE SPRINGS | 1 | DOLLAR GENERAL ORANGE SPRINGS | B | 02 | DISINFECT/HYPOCHLORIN
3425175 | DOLLAR GENERAL SILVER SPRINGS CR 314 | 1 | DOLLAR GEN CR 314 | B | 02 | DISINFECT/HYPOCHLORIN
3425176 | CHRIST LUTHERAN CHURCH | 1 | CHRIST LUTHERAN CHURCH | B | 02 | DISINFECT/HYPOCHLORIN
3425178 | DOLLAR GENERAL OCALA 326-27 | 1 | WTP NO. 1 | B | 02 | DISINFECT/HYPOCHLORIN
3425185 | DOLLAR GENERAL OCALA SR40 NW113 | 1 | DOLLAR GENERAL OCALA SR40 WTP | B | 02 | DISINFECT/HYPOCHLORIN
3425186 | JUNGLE GARDEN INN WATER TREATMENT PLANT | 1 | JUNGLE GARDEN INN WTP | B | 02 | DISINFECT/HYPOCHLORIN
3425186 | JUNGLE GARDEN INN WATER TREATMENT PLANT | 1 | JUNGLE GARDEN INN WTP | S | 41 | ARSENIC REMOVAL/ADSORPTIVE MEDIA
3425186 | JUNGLE GARDEN INN WATER TREATMENT PLANT | 1 | JUNGLE GARDEN INN WTP | B | 30 | DISINFECT/GREENSAND FILTR
3425188 | DOLLAR GENERAL OCALA CR200A | 1 | DOLLAR GENERAL OCALA CR200A | B | 02 | DISINFECT/HYPOCHLORIN
3425189 | DOLLAR GENERAL FLEMINGTON | 1 | DOLLAR GENERAL FLEMINGTON | B | 02 | DISINFECT/HYPOCHLORIN
3425190 | FINSBURY PARK | 1 | FINSBURY PARK | B | 02 | DISINFECT/HYPOCHLORIN
3474126 | FORT DRUM SERVICE PLAZA | 1 | FT. DRUM SERVICE PLAZA | B | 01 | DISINFECT/GASEOUS CHLORIN
3474126 | FORT DRUM SERVICE PLAZA | 1 | FT. DRUM SERVICE PLAZA | E | 20 | T-O CTRL/AERATION
3474129 | FT.DRUM GENERAL STORE | 1 | FT.DRUM GENERAL STORE | A |  | NO TRTMT
3474130 | STEP SAVER #61 | 1 | STEP SAVER #61-OKEECHOBEE | A |  | NO TRTMT
3474131 | FT DRUM GENERAL STORE | 1 | KWIK STOP | B | 02 | DISINFECT/HYPOCHLORIN
3474131 | FT DRUM GENERAL STORE | 1 | KWIK STOP | H | 25 | SOFTENING/ION EXCHANGE
3474132 | THE OLDE FT DRUM GENERAL STORE | 1 | FT. DRUM GENERAL STORE | B | 02 | DISINFECT/HYPOCHLORIN
3474133 | FT DRUM COMMUNITY CHURCH | 1 | FT.DRUM COMMUNITY CHURCH | B | 02 | DISINFECT/HYPOCHLORIN
3474134 | INDIAN HAMMOCK HUNT/RIDING CLB | 1 | INDIAN HAMMOCK HUNT & RIDING C | B | 02 | DISINFECT/HYPOCHLORIN
3480010 | ABC BAR | 1 |  | B | 02 | DISINFECT/HYPOCHLORIN
3480011 | ABC OIL CO | 1 |  | B | 02 | DISINFECT/HYPOCHLORIN
3480018 | ALAMO RENT-A-CAR #1 | 1 | ALAMO RENT-A-CAR | H | 25 | SOFTENING/ION EXCHANGE
3480018 | ALAMO RENT-A-CAR #1 | 1 | ALAMO RENT-A-CAR | B | 02 | DISINFECT/HYPOCHLORIN
3480018 | ALAMO RENT-A-CAR #1 | 1 | ALAMO RENT-A-CAR | D | 19 | CORR-CTRL/PH ADJUSTMENT
3480036 | LOST LAKE RV RESORT | 1 | LOST LAKE RV RESORT | B | 02 | DISINFECT/HYPOCHLORIN
3480040 | OCSWD/ARBOR RIDGE | 1 |  | B | 02 | DISINFECT/HYPOCHLORIN
3480041 | OCPU/ARCADIA-TIFFANY | 1 |  | B | 02 | DISINFECT/HYPOCHLORIN
3480045 | AUNT DELORES DAY CARE CENTER | 1 | AUNT DELORES DAY CARE CENTER | B | 02 | DISINFECT/HYPOCHLORIN
3480048 | OCPU/CONWAY COMPLEX | 1 | OCPU/CONWAY COMPLEX | B | 01 | DISINFECT/GASEOUS CHLORIN
3480055 | BALMER MHP | 1 | BALMER MHP | B | 02 | DISINFECT/HYPOCHLORIN
3480060 | NONA GLOBAL | 1 | BARNETT'S TRAILER PARK | B | 02 | DISINFECT/HYPOCHLORIN
3480061 | BARTON LAKE MHP | 1 | BARTON LAKE MHP | B | 02 | DISINFECT/HYPOCHLORIN
3480064 | ORLANDO UTILITIES | 1 | OUC/DR. PHILLIPS | B | 02 | DISINFECT/HYPOCHLORIN
3480071 | CONNIE'S PLACE | 1 | CONNIE'S PLACE | B | 02 | DISINFECT/HYPOCHLORIN
3480076 | BELVIN TRAILER PARK | 1 | BELVIN TRAILER PARK | B | 02 | DISINFECT/HYPOCHLORIN
3480079 | BETHANY BAPTIST CHURCH | 1 |  | B | 02 | DISINFECT/HYPOCHLORIN
3480080 | BETHEL BAPTIST CHURCH | 1 |  | B | 02 | DISINFECT/HYPOCHLORIN
3480082 | BEULAH BAPTIST CHURCH | 1 | BEULAH BAPTIST CHURCH | B | 02 | DISINFECT/HYPOCHLORIN
3480084 | BIG ECON MOBILE HOME PARK | 1 | BIG ECON MHP | B | 02 | DISINFECT/HYPOCHLORIN
3480103 | OCPU/BONNEVILLE COMPLEX | 1 |  | B | 01 | DISINFECT/GASEOUS CHLORIN
3480114 | BRIGHTWOOD MANOR MHP | 1 | BRIGHTWOOD MANOR | B | 02 | DISINFECT/HYPOCHLORIN
3480135 | CAMP ITHIEL | 1 | CAMP ITHIEL | B | 02 | DISINFECT/HYPOCHLORIN
3480136 | CAMP JOY-CONNECTED TO CITY OF APOPKA | 1 | CAMP JOY | B | 02 | DISINFECT/HYPOCHLORIN
3480144 | CAMP WEWA | 1 | Y.M.C.A. CAMP WEWA | B | 02 | DISINFECT/HYPOCHLORIN
3480149 | PLURIS-WEDGEFIELD INC | 1 | PLURIS-WEDGEFIELD INC. | H | 25 | SOFTENING/ION EXCHANGE
3480149 | PLURIS-WEDGEFIELD INC | 1 | PLURIS-WEDGEFIELD INC. | E | 20 | T-O CTRL/AERATION
3480149 | PLURIS-WEDGEFIELD INC | 1 | PLURIS-WEDGEFIELD INC. | Z | 25 | OTHER/ION EXCHANGE
3480149 | PLURIS-WEDGEFIELD INC | 1 | PLURIS-WEDGEFIELD INC. | B | 03 | DISINFECT/CHLORINEDIOX
3480149 | PLURIS-WEDGEFIELD INC | 1 | PLURIS-WEDGEFIELD INC. | D | 36 | CORR-CTRL/CORROSION INHIB
3480168 | CENTRAL SERVICE CORPORATION | 1 | CENTRAL SERVICE CORPORATION | B | 02 | DISINFECT/HYPOCHLORIN
3480169 | CENTURY CHEVROLET | 1 | CENTURY CHEVROLET | B | 02 | DISINFECT/HYPOCHLORIN
3480171 | CH JESUS CHRIST OF LATTER DAY | 1 | CH OF LATTER DAY SAINTS | B | 02 | DISINFECT/HYPOCHLORIN
3480173 | CHAMBERLIN'S MOBILE HOME PARK | 2 | WELL # 2 | B | 02 | DISINFECT/HYPOCHLORIN
3480173 | CHAMBERLIN'S MOBILE HOME PARK | 1 | WELL # 1 | B | 02 | DISINFECT/HYPOCHLORIN
3480181 | CHRIST COMMUNITY CHURCH | 1 | CHRIST COMMUNITY CHURCH | B | 02 | DISINFECT/HYPOCHLORIN
3480184 | CHRISTMAS DONUT SHOP | 1 | CHRISTMAS DONUT SHOP | B | 02 | DISINFECT/HYPOCHLORIN
3480187 | CHURCH OF GOD | 1 |  | B | 02 | DISINFECT/HYPOCHLORIN
3480188 | CHURCH OF GOD | 1 |  | B | 02 | DISINFECT/HYPOCHLORIN
3480190 | CHURCH OF GOD OF PROPHECY | 1 | CHRISTIAN LIFE FELLOWSHIP | B | 02 | DISINFECT/HYPOCHLORIN
3480197 | CROWN, CORK, AND SEAL | 1 | CITRUS CENTRAL, AKA CROWN,CORK | B | 02 | DISINFECT/HYPOCHLORIN
3480200 | APOPKA, CITY OF (5 WTPS) | 1 | GROSSENBACHER (WTP #1) | E | 20 | T-O CTRL/AERATION
3480200 | APOPKA, CITY OF (5 WTPS) | 2 | BREEZY HEIGHTS PLANT | B | 01 | DISINFECT/GASEOUS CHLORIN
3480200 | APOPKA, CITY OF (5 WTPS) | 2 | BREEZY HEIGHTS PLANT | E | 20 | T-O CTRL/AERATION
3480200 | APOPKA, CITY OF (5 WTPS) | 3 | CRATE MILL PLANT | B | 01 | DISINFECT/GASEOUS CHLORIN
3480200 | APOPKA, CITY OF (5 WTPS) | 4 | NORTHCREST PLANT | B | 01 | DISINFECT/GASEOUS CHLORIN
3480200 | APOPKA, CITY OF (5 WTPS) | 5 | SHEELER OAKS (WTP #5) | E | 20 | T-O CTRL/AERATION
3480200 | APOPKA, CITY OF (5 WTPS) | 6 | STATION STREET PLANT | B | 01 | DISINFECT/GASEOUS CHLORIN
3480200 | APOPKA, CITY OF (5 WTPS) | 7 | ERROL ESTATES PLANT | B | 01 | DISINFECT/GASEOUS CHLORIN
3480200 | APOPKA, CITY OF (5 WTPS) | 8 | DREAM LAKE PLANT | B | 01 | DISINFECT/GASEOUS CHLORIN
3480200 | APOPKA, CITY OF (5 WTPS) | 8 | DREAM LAKE PLANT | E | 20 | T-O CTRL/AERATION
3480200 | APOPKA, CITY OF (5 WTPS) | 9 | NORTHWEST PLANT (WTP #9) | E | 20 | T-O CTRL/AERATION
3480200 | APOPKA, CITY OF (5 WTPS) | 1 | GROSSENBACHER (WTP #1) | B | 02 | DISINFECT/HYPOCHLORIN
3480200 | APOPKA, CITY OF (5 WTPS) | 5 | SHEELER OAKS (WTP #5) | B | 02 | DISINFECT/HYPOCHLORIN
3480200 | APOPKA, CITY OF (5 WTPS) | 9 | NORTHWEST PLANT (WTP #9) | B | 02 | DISINFECT/HYPOCHLORIN
3480200 | APOPKA, CITY OF (5 WTPS) | 10 | MT. PLYMOUTH LAKES | B | 02 | DISINFECT/HYPOCHLORIN
3480200 | APOPKA, CITY OF (5 WTPS) | 10 | MT. PLYMOUTH LAKES | E | 20 | T-O CTRL/AERATION
3480200 | APOPKA, CITY OF (5 WTPS) | 11 | PLYMOUTH REGIONAL WTP | B | 02 | DISINFECT/HYPOCHLORIN
3480203 | MAITLAND, CITY OF (3 WPS) | 1 | KELLER ROAD PLANT/WTP #6 | E | 20 | T-O CTRL/AERATION
3480203 | MAITLAND, CITY OF (3 WPS) | 3 | THISTLE LANE PLANT/WTP #4 | B | 02 | DISINFECT/HYPOCHLORIN
3480203 | MAITLAND, CITY OF (3 WPS) | 2 | MINNEHAHA ROAD PLANT/WTP #2 | B | 01 | DISINFECT/GASEOUS CHLORIN
3480203 | MAITLAND, CITY OF (3 WPS) | 3 | THISTLE LANE PLANT/WTP #4 | E | 20 | T-O CTRL/AERATION
3480203 | MAITLAND, CITY OF (3 WPS) | 3 | THISTLE LANE PLANT/WTP #4 | Z | 27 | OTHER/FLUORIDATION
3480203 | MAITLAND, CITY OF (3 WPS) | 4 | WYMORE ROAD PLANT/WTP #5 | E | 20 | T-O CTRL/AERATION
3480203 | MAITLAND, CITY OF (3 WPS) | 4 | WYMORE ROAD PLANT/WTP #5 | Z | 27 | OTHER/FLUORIDATION
3480203 | MAITLAND, CITY OF (3 WPS) | 1 | KELLER ROAD PLANT/WTP #6 | Z | 27 | OTHER/FLUORIDATION
3480203 | MAITLAND, CITY OF (3 WPS) | 4 | WYMORE ROAD PLANT/WTP #5 | B | 02 | DISINFECT/HYPOCHLORIN
3480203 | MAITLAND, CITY OF (3 WPS) | 1 | KELLER ROAD PLANT/WTP #6 | B | 02 | DISINFECT/HYPOCHLORIN
3480204 | OCOEE, CITY OF (2 WPS) | 2 | JAMELA PLANT#3 | E | 20 | T-O CTRL/AERATION
3480204 | OCOEE, CITY OF (2 WPS) | 1 | KISSIMMEE PLANT 1-A | B | 01 | DISINFECT/GASEOUS CHLORIN
3480204 | OCOEE, CITY OF (2 WPS) | 3 | FOREST OAKS | Z | 27 | OTHER/FLUORIDATION
3480204 | OCOEE, CITY OF (2 WPS) | 4 | SOUTH PLANT | E | 20 | T-O CTRL/AERATION
3480204 | OCOEE, CITY OF (2 WPS) | 4 | SOUTH PLANT | Z | 27 | OTHER/FLUORIDATION
3480204 | OCOEE, CITY OF (2 WPS) | 3 | FOREST OAKS | E | 20 | T-O CTRL/AERATION
3480204 | OCOEE, CITY OF (2 WPS) | 1 | KISSIMMEE PLANT 1-A | Z | 27 | OTHER/FLUORIDATION
3480204 | OCOEE, CITY OF (2 WPS) | 2 | JAMELA PLANT#3 | B | 01 | DISINFECT/GASEOUS CHLORIN
3480204 | OCOEE, CITY OF (2 WPS) | 2 | JAMELA PLANT#3 | Z | 27 | OTHER/FLUORIDATION
3480204 | OCOEE, CITY OF (2 WPS) | 3 | FOREST OAKS | B | 02 | DISINFECT/HYPOCHLORIN
3480204 | OCOEE, CITY OF (2 WPS) | 4 | SOUTH PLANT | B | 02 | DISINFECT/HYPOCHLORIN
3480208 | OCPU/CLARCONA HEIGHTS | 1 | SCHUBERT STREET | B | 02 | DISINFECT/HYPOCHLORIN
3480209 | CLARCONA HORSEMANS PARK | 1 | CLARCONA HORSEMAN'S PARK | B | 02 | DISINFECT/HYPOCHLORIN
3480210 | OCPU/CLEARVIEW HEIGHTS | 1 | HARWICK DRIVE | B | 02 | DISINFECT/HYPOCHLORIN
3480224 | COCA COLA OF NORTH AMERICA | 1 | COCA COLA FOODS / PLYMOUTH | B | 01 | DISINFECT/GASEOUS CHLORIN
3480224 | COCA COLA OF NORTH AMERICA | 1 | COCA COLA FOODS / PLYMOUTH | D | 36 | CORR-CTRL/CORROSION INHIB
3480224 | COCA COLA OF NORTH AMERICA | 1 | COCA COLA FOODS / PLYMOUTH | Z | 20 | OTHER/AERATION
3480226 | UNIVERSITY SUN ESTATES - COLLEGE PARK | 1 | COLLEGE MOBILE HOME PARK | B | 20 | DISINFECT/AERATION
3480226 | UNIVERSITY SUN ESTATES - COLLEGE PARK | 1 | COLLEGE MOBILE HOME PARK | B | 02 | DISINFECT/HYPOCHLORIN
3480230 | SUNCOAST RV | 1 | TRAVEL TRAILS | B | 02 | DISINFECT/HYPOCHLORIN
3480233 | COLUMBIA ELEMENTARY SCHOOL | 1 |  | E | 20 | T-O CTRL/AERATION
3480233 | COLUMBIA ELEMENTARY SCHOOL | 1 |  | B | 02 | DISINFECT/HYPOCHLORIN
3480234 | NATIONS BANK | 1 | NCNB PLANT #1 | B | 02 | DISINFECT/HYPOCHLORIN
3480241 | OCUD/CORRINE TERRACE (CONSEC) | 1 |  | A |  | NO TRTMT
3480243 | TRANS ALL | 1 |  | B | 02 | DISINFECT/HYPOCHLORIN
3480252 | COURT ALTERNATIVE CENTER | 1 |  | B | 02 | DISINFECT/HYPOCHLORIN
3480255 | CRESCENT HEIGHTS S/D(CONSEC) | 1 | CRESCENT HEIGHTS | A |  | NO TRTMT
3480256 | OCPU/CRESCENT HILLS | 1 |  | B | 02 | DISINFECT/HYPOCHLORIN
3480260 | CUMBERLAND FARMS/STORE #9566 | 1 | CUMBERLAND FARMS/STORE # 9566 | B | 02 | DISINFECT/HYPOCHLORIN
3480261 | CITGO FOOD MART | 1 | CITGO FOOD MART | B | 02 | DISINFECT/HYPOCHLORIN
3480264 | WASHINGTON MUTUAL | 1 | GREAT WESTERN BANK | B | 02 | DISINFECT/HYPOCHLORIN
3480265 | OCUD/DAETWYLER SHORES (CONSEC) | 1 |  | A |  | NO TRTMT
3480267 | SANDRONI-ROSE | 1 | LOCKHART COUNTRY CAFE | B | 02 | DISINFECT/HYPOCHLORIN
3480269 | JUDY'S DINER | 1 | JUDY'S DINER | B | 02 | DISINFECT/HYPOCHLORIN
3480270 | GRINER AUTO | 1 |  | B | 02 | DISINFECT/HYPOCHLORIN
3480272 | DAVIS SHORES (CONSEC) | 1 | DAVIS SHORES | A |  | NO TRTMT
3480277 | DEAN ROAD BAPTIST CHURCH | 1 |  | B | 02 | DISINFECT/HYPOCHLORIN
3480279 | WEKIVA CHILD CARE CENTER | 1 | SR 436 E APOPKA | B | 02 | DISINFECT/HYPOCHLORIN
3480281 | DEE'S SANDWICH SHOP | 1 |  | B | 02 | DISINFECT/HYPOCHLORIN
3480289 | DE NEEF VILLAGE | 1 | DE NEEF VILLAGE | B | 02 | DISINFECT/HYPOCHLORIN
3480290 | NAVAL TRAINING CENTER-ORLANDO | 1 |  | B | 01 | DISINFECT/GASEOUS CHLORIN
3480291 | NAVAL TRAINING CENTER ANNEX | 1 |  | B | 01 | DISINFECT/GASEOUS CHLORIN
3480303 | DOTS ON THE DOT | 1 |  | B | 02 | DISINFECT/HYPOCHLORIN
3480307 | OCPU/DOWN POINT | 1 | S SIDE LK DOWN | B | 02 | DISINFECT/HYPOCHLORIN
3480314 | DRUID ISLES SUBDIVISION | 1 | DRUID ISLES | B | 02 | DISINFECT/HYPOCHLORIN
3480321 | VILLAGE INN MOTEL | 1 | VILLAGE INN MOTEL | B | 02 | DISINFECT/HYPOCHLORIN
3480321 | VILLAGE INN MOTEL | 1 | VILLAGE INN MOTEL | E | 20 | T-O CTRL/AERATION
3480327 | TOWN OF EATONVILLE | 1 | EATONVILLE, TOWN OF | E | 20 | T-O CTRL/AERATION
3480327 | TOWN OF EATONVILLE | 1 | EATONVILLE, TOWN OF | B | 02 | DISINFECT/HYPOCHLORIN
3480332 | EDGEWOOD CHILDREN'S RANCH | 1 | EDGEWOOD RANCH | B | 02 | DISINFECT/HYPOCHLORIN
3480343 | SUNSHINE PRODUCE | 1 |  | B | 02 | DISINFECT/HYPOCHLORIN
3480361 | FELLOWSHIP FREEWILL BAPTIST CH | 1 |  | B | 02 | DISINFECT/HYPOCHLORIN
3480373 | FERNWOOD PROPERTIES, INC. | 1 |  | B | 02 | DISINFECT/HYPOCHLORIN
3480377 | FIRST BAPTIST CHURCH | 1 |  | B | 02 | DISINFECT/HYPOCHLORIN
3480379 | MONTESSORI WORLD | 1 | MONTESSORI PRESCHOOL | B | 02 | DISINFECT/HYPOCHLORIN
3480391 | FLA WELDING & ERECTION | 1 |  | B | 02 | DISINFECT/HYPOCHLORIN
3480393 | FLAMINGO TRAILER PARK | 1 | FLAMINGO TRAILER PARK | B | 02 | DISINFECT/HYPOCHLORIN
3480399 | FLORIDA CACTUS INC | 1 |  | B | 02 | DISINFECT/HYPOCHLORIN
3480401 | ENRON (AKA-FL. GAS TRANS SVC.) | 1 | ENRON-WELL #1 | B | 02 | DISINFECT/HYPOCHLORIN
3480405 | PROGRESS ENERGY/APOPKA OPER. CTR. | 1 | APOPKA OP.CNTR/FLA.POWER CORP. | B | 02 | DISINFECT/HYPOCHLORIN
3480405 | PROGRESS ENERGY/APOPKA OPER. CTR. | 1 | APOPKA OP.CNTR/FLA.POWER CORP. | E | 20 | T-O CTRL/AERATION
3480406 | CHRISTENSON AND GREEN | 1 |  | B | 02 | DISINFECT/HYPOCHLORIN
3480409 | UNIVERSITY OF CENTRAL FLORIDA | 1 | UNIVERSITY OF CENTRAL FLORIDA | E | 20 | T-O CTRL/AERATION
3480409 | UNIVERSITY OF CENTRAL FLORIDA | 1 | UNIVERSITY OF CENTRAL FLORIDA | B | 02 | DISINFECT/HYPOCHLORIN
3480438 | GATORLAND ZOO | 1 |  | B | 02 | DISINFECT/HYPOCHLORIN
3480439 | G.G. PRODUCTS,INC. | 1 | PREMIMER MGMT SVCS.(G&G PROD.) | B | 01 | DISINFECT/GASEOUS CHLORIN
3480446 | B. B. MCCORMICK ROOFING CO. | 1 | B. B. MCCORMICK ROOFING CO. | B | 02 | DISINFECT/HYPOCHLORIN
3480453 | GOLDEN ACRES MHP | 1 |  | B | 02 | DISINFECT/HYPOCHLORIN
3480457 | SOUTH SHORE PARK, INC | 1 | SOUTH SHORE PARK INC | B | 02 | DISINFECT/HYPOCHLORIN
3480458 | GOURDNECK VILLAGE | 1 |  | B | 02 | DISINFECT/HYPOCHLORIN
3480459 | GRACE BRETHREN CHURCH | 1 |  | B | 02 | DISINFECT/HYPOCHLORIN
3480496 | ORANGE VILLAS EDU CAMP | 1 | ORANGE VILLAS INCORPORATED | B | 02 | DISINFECT/HYPOCHLORIN
3480496 | ORANGE VILLAS EDU CAMP | 1 | ORANGE VILLAS INCORPORATED | F | 23 | ORGN-RMVL/GAC ADDITION
3480502 | VALLEY MHP, THE | 1 | KOHLCO PROPERTIES/VALLEY MHP | B | 02 | DISINFECT/HYPOCHLORIN
3480505 | HARVEY PITTS FORD | 1 |  | B | 02 | DISINFECT/HYPOCHLORIN
3480512 | HELLER BROS GARAGE | 1 |  | B | 02 | DISINFECT/HYPOCHLORIN
3480526 | HIDDEN RIVER PARK | 1 | HIDDEN RIVER PARK | B | 02 | DISINFECT/HYPOCHLORIN
3480526 | HIDDEN RIVER PARK | 1 | HIDDEN RIVER PARK | C | 15 | PART-RMVL/PRESS SAND FILT
3480527 | OCPU/HIDDEN SPRINGS | 1 |  | B | 01 | DISINFECT/GASEOUS CHLORIN
3480539 | HILLCREST MOBILE HOME VILLAGE | 1 | HILLCREST MOBILE HOME VILLAGE | B | 02 | DISINFECT/HYPOCHLORIN
3480541 | HILLTOP MOBILE HOME PARK | 1 | HILLTOP MHP | B | 02 | DISINFECT/HYPOCHLORIN
3480547 | OCUD/HOLIDAY HEIGHTS S/D | 1 |  | B | 02 | DISINFECT/HYPOCHLORIN
3480555 | HOLIDAY ACRES MOBILE HOME PARK | 1 | HOLIDAY ACRES MOBILE HOME PARK | B | 02 | DISINFECT/HYPOCHLORIN
3480558 | HOLY BIBLE MISSION CHURCH | 1 | HOLY BIBLE MISSION CHURCH | A |  | NO TRTMT
3480559 | HOLY FAMILY CATHOLIC CHURCH | 1 | HOLY FAMILY CATHOLIC CHURCH | B | 02 | DISINFECT/HYPOCHLORIN
3480564 | HOPE LUTHERAN CHURCH | 1 |  | B | 02 | DISINFECT/HYPOCHLORIN
3480566 | HOUSE OF GOD SAINTS IN CHRIST | 1 | ST. MATTHEWS HOLINESS CHURCH | B | 02 | DISINFECT/HYPOCHLORIN
3480586 | LATIN AMERICAN CAFE/LECHONERA | 1 | KLEM'S SMOKEHOUSE | B | 02 | DISINFECT/HYPOCHLORIN
3480591 | INDIAN LAKE FRUIT COMPANY | 1 |  | B | 02 | DISINFECT/HYPOCHLORIN
3480603 | IRON WORKERS LOCAL 808 | 1 |  | B | 02 | DISINFECT/HYPOCHLORIN
3480617 | JEHOVAHS WITNESS AZALEA PARK | 1 |  | B | 02 | DISINFECT/HYPOCHLORIN
3480630 | JOHNNY'S COUNTRY STORE | 1 |  | B | 02 | DISINFECT/HYPOCHLORIN
3480633 | KIDS' WORLD | 1 | US 441 LOCKHART | B | 02 | DISINFECT/HYPOCHLORIN
3480649 | KELLY PARK | 1 |  | B | 02 | DISINFECT/HYPOCHLORIN
3480650 | OCPU/KELSO | 1 |  | B | 01 | DISINFECT/GASEOUS CHLORIN
3480654 | KILLARNEY COURT | 1 |  | B | 02 | DISINFECT/HYPOCHLORIN
3480656 | KINGDOM HALL JEHOVAHS WITNESS | 1 |  | B | 02 | DISINFECT/HYPOCHLORIN
3480664 | CHRISTMAS RV PARK | 1 | CHRISTMAS RV PARK | E | 20 | T-O CTRL/AERATION
3480664 | CHRISTMAS RV PARK | 1 | CHRISTMAS RV PARK | B | 02 | DISINFECT/HYPOCHLORIN
3480681 | HARRISON'S TRAILER PARK | 1 | HARRISON'S TRAILER PARK | B | 02 | DISINFECT/HYPOCHLORIN
3480689 | OCUD/LAKE CONWAY PARK (CONSEC) | 1 | LAKE CONWAY PARK | A |  | NO TRTMT
3480695 | LAKE DOWNEY MOBILE HOME PARK | 1 | LAKE DOWNEY MHP | B | 02 | DISINFECT/HYPOCHLORIN
3480700 | OCUD/LAKE JOHN SHORES WTR SYS | 1 | LAKE JOHN SHORES | B | 02 | DISINFECT/HYPOCHLORIN
3480704 | OCPU/LAKE LAWNE | 1 |  | B | 01 | DISINFECT/GASEOUS CHLORIN
3480709 | RODEWAY INN | 1 | RODEWAY INN | B | 02 | DISINFECT/HYPOCHLORIN
3480709 | RODEWAY INN | 1 | RODEWAY INN | E | 25 | T-O CTRL/ION EXCHANGE
3480712 | LAKE SHERWOOD PRESBYTERIAN CHU | 1 | LAKE SHERWOOD PRESBYTERIAN CHU | B | 02 | DISINFECT/HYPOCHLORIN
3480721 | LAKE WHIPPOORWILL MOBILE HOME PARK | 1 | LAKE WHIPPOORWILL | B | 02 | DISINFECT/HYPOCHLORIN
3480722 | PIONEER'S/ORLANDO LAKE WHIPPOORWILL KOA | 1 | PIONEERS (AKA ORL./LK.WHIPPOOR | B | 02 | DISINFECT/HYPOCHLORIN
3480742 | LEE DAIRY FARM #1 | 1 |  | B | 02 | DISINFECT/HYPOCHLORIN
3480743 | OCPU/LEE ESTATES | 1 |  | B | 02 | DISINFECT/HYPOCHLORIN
3480755 | LIME TREE PARK | 1 | LIME TREE PARK | B | 02 | DISINFECT/HYPOCHLORIN
3480768 | LOCKHART BAPTIST CHRUCH | 1 |  | B | 02 | DISINFECT/HYPOCHLORIN
3480769 | LOCKHART ELEMENTARY SCHOOL | 1 |  | B | 02 | DISINFECT/HYPOCHLORIN
3480770 | LOCKHART UNITED METHODIST CH | 1 | LOCKHART UNITED METHODIST CH | B | 02 | DISINFECT/HYPOCHLORIN
3480771 | LOCKHART MOBILE HOME PARK | 1 |  | B | 02 | DISINFECT/HYPOCHLORIN
3480782 | LUST AND LONG PRECOOLER | 1 | LUST & LONG PRECOOLER | B | 02 | DISINFECT/HYPOCHLORIN
3480791 | MAGNOLIA PARK | 1 | MAGNOLIA PARK | B | 02 | DISINFECT/HYPOCHLORIN
3480792 | OCUD/MAGNOLIA WOODS CONSEC.WTR SYSTEM | 1 | MAGNOLIA WOODS | A |  | NO TRTMT
3480794 | MAESBURY HOMES, INC. | 1 | STATE ROAD 545 | B | 02 | DISINFECT/HYPOCHLORIN
3480798 | MAJORS TRAILER PARK | 1 |  | B | 02 | DISINFECT/HYPOCHLORIN
3480801 | MAMA JEANS OYSTER BAR | 1 |  | B | 02 | DISINFECT/HYPOCHLORIN
3480811 | MARYLAND FRIED CHICKEN | 1 |  | B | 02 | DISINFECT/HYPOCHLORIN
3480816 | MCGRAW WTR SYS/ZELLWOOD W/USER | 1 | ZELLWOOD W/USER/MCGRAW WTR SYS | B | 02 | DISINFECT/HYPOCHLORIN
3480818 | OCPU/MEADOWBROOK | 1 | NORTH LANE | B | 01 | DISINFECT/GASEOUS CHLORIN
3480850 | MOREY'S TRAILER PARK | 1 | MOREY'S TRAILER PARK | B | 02 | DISINFECT/HYPOCHLORIN
3480856 | MOSS PARK | 1 | MOSS PARK-WELL 1 | B | 01 | DISINFECT/GASEOUS CHLORIN
3480856 | MOSS PARK | 1 | MOSS PARK-WELL 1 | E | 20 | T-O CTRL/AERATION
3480860 | APOPKA, CITY OF - MOUNT PLYMOUTH LAKES | 1 | MOUNT PLYMOUTH LAKES | E | 20 | T-O CTRL/AERATION
3480860 | APOPKA, CITY OF - MOUNT PLYMOUTH LAKES | 1 | MOUNT PLYMOUTH LAKES | B | 02 | DISINFECT/HYPOCHLORIN
3480864 | MUDD'S MOBILE HOME APARTMENTS | 1 |  | B | 02 | DISINFECT/HYPOCHLORIN
3480882 | NORMAN HICKERSON GREENHOUSES | 1 |  | B | 02 | DISINFECT/HYPOCHLORIN
3480893 | NUBAR INDUSTRIES | 1 |  | B | 02 | DISINFECT/HYPOCHLORIN
3480901 | EVOLVE CHURCH | 1 | EVOLVE CHURCH | B | 02 | DISINFECT/HYPOCHLORIN
3480911 | HERMANN ENGELMANN #6 | 2 | PLANT #2 | B | 02 | DISINFECT/HYPOCHLORIN
3480911 | HERMANN ENGELMANN #6 | 1 | HERMANN ENGELMANN #6 | B | 02 | DISINFECT/HYPOCHLORIN
3480913 | OAKLAND TOWN OF | 2 | ARRINGTON ST. WTP | B | 02 | DISINFECT/HYPOCHLORIN
3480913 | OAKLAND TOWN OF | 1 | OAKLAND | B | 01 | DISINFECT/GASEOUS CHLORIN
3480940 | OLA BEACH IMPROVEMENT ASSN | 1 | OLA BEACH IMPROVEMENT ASSN | G | 18 | IRON RMVL/SEQUESTATION
3480940 | OLA BEACH IMPROVEMENT ASSN | 1 | OLA BEACH IMPROVEMENT ASSN | B | 02 | DISINFECT/HYPOCHLORIN
3480947 | ORANGE CO. TRAP & SKEET CLUB | 1 | ORANGE CO. TRAP & SKEET CLUB | B | 02 | DISINFECT/HYPOCHLORIN
3480949 | ORANGE COUNTY SPORTSMAN ASSOC. | 1 |  | B | 02 | DISINFECT/HYPOCHLORIN
3480950 | ORANGE ELECTRIC CO INC | 1 |  | B | 02 | DISINFECT/HYPOCHLORIN
3480956 | OCPU/ORANGEWOOD | 1 | ORANGEWOOD | B | 01 | DISINFECT/GASEOUS CHLORIN
3480959 | ORLANDO SPORTS CLUB | 1 |  | B | 01 | DISINFECT/GASEOUS CHLORIN
3480960 | ORLANDO TOURIST COURT | 1 |  | B | 02 | DISINFECT/HYPOCHLORIN
3480962 | ORLANDO UTILITIES COMMISSION (7 WPS) | 1 | OUC/HIGHLAND TREATMENT PLANT | B | 01 | DISINFECT/GASEOUS CHLORIN
3480962 | ORLANDO UTILITIES COMMISSION (7 WPS) | 1 | OUC/HIGHLAND TREATMENT PLANT | D | 19 | CORR-CTRL/PH ADJUSTMENT
3480962 | ORLANDO UTILITIES COMMISSION (7 WPS) | 1 | OUC/HIGHLAND TREATMENT PLANT | E | 05 | T-O CTRL/OZONATION
3480962 | ORLANDO UTILITIES COMMISSION (7 WPS) | 1 | OUC/HIGHLAND TREATMENT PLANT | Z | 27 | OTHER/FLUORIDATION
3480962 | ORLANDO UTILITIES COMMISSION (7 WPS) | 2 | OUC/PRIMROSE PLANT 15.12 MGD | B | 01 | DISINFECT/GASEOUS CHLORIN
3480962 | ORLANDO UTILITIES COMMISSION (7 WPS) | 2 | OUC/PRIMROSE PLANT 15.12 MGD | E | 20 | T-O CTRL/AERATION
3480962 | ORLANDO UTILITIES COMMISSION (7 WPS) | 2 | OUC/PRIMROSE PLANT 15.12 MGD | Z | 27 | OTHER/FLUORIDATION
3480962 | ORLANDO UTILITIES COMMISSION (7 WPS) | 3 | OUC/KUHL PLANT 15.12 MGD | B | 01 | DISINFECT/GASEOUS CHLORIN
3480962 | ORLANDO UTILITIES COMMISSION (7 WPS) | 3 | OUC/KUHL PLANT 15.12 MGD | E | 20 | T-O CTRL/AERATION
3480962 | ORLANDO UTILITIES COMMISSION (7 WPS) | 3 | OUC/KUHL PLANT 15.12 MGD | Z | 27 | OTHER/FLUORIDATION
3480962 | ORLANDO UTILITIES COMMISSION (7 WPS) | 4 | OUC/MARTIN PLANT 5.04 MGD | B | 01 | DISINFECT/GASEOUS CHLORIN
3480962 | ORLANDO UTILITIES COMMISSION (7 WPS) | 4 | OUC/MARTIN PLANT 5.04 MGD | E | 20 | T-O CTRL/AERATION
3480962 | ORLANDO UTILITIES COMMISSION (7 WPS) | 4 | OUC/MARTIN PLANT 5.04 MGD | Z | 27 | OTHER/FLUORIDATION
3480962 | ORLANDO UTILITIES COMMISSION (7 WPS) | 7 | OUC/KIRKMAN PLANT 15 MGD | Z | 27 | OTHER/FLUORIDATION
3480962 | ORLANDO UTILITIES COMMISSION (7 WPS) | 8 | OUC/NAVY PLANT 10 MGD | B | 01 | DISINFECT/GASEOUS CHLORIN
3480962 | ORLANDO UTILITIES COMMISSION (7 WPS) | 8 | OUC/NAVY PLANT 10 MGD | D | 19 | CORR-CTRL/PH ADJUSTMENT
3480962 | ORLANDO UTILITIES COMMISSION (7 WPS) | 8 | OUC/NAVY PLANT 10 MGD | Z | 27 | OTHER/FLUORIDATION
3480962 | ORLANDO UTILITIES COMMISSION (7 WPS) | 9 | OUC/DR PHILLIPS PLANT 10.08MGD | B | 01 | DISINFECT/GASEOUS CHLORIN
3480962 | ORLANDO UTILITIES COMMISSION (7 WPS) | 9 | OUC/DR PHILLIPS PLANT 10.08MGD | E | 20 | T-O CTRL/AERATION
3480962 | ORLANDO UTILITIES COMMISSION (7 WPS) | 9 | OUC/DR PHILLIPS PLANT 10.08MGD | Z | 27 | OTHER/FLUORIDATION
3480962 | ORLANDO UTILITIES COMMISSION (7 WPS) | 10 | OUC/SKY LAKE WTP 22.5 MGD | B | 01 | DISINFECT/GASEOUS CHLORIN
3480962 | ORLANDO UTILITIES COMMISSION (7 WPS) | 10 | OUC/SKY LAKE WTP 22.5 MGD | Z | 27 | OTHER/FLUORIDATION
3480962 | ORLANDO UTILITIES COMMISSION (7 WPS) | 11 | OUC/SOUTHWEST PLANT | B | 01 | DISINFECT/GASEOUS CHLORIN
3480962 | ORLANDO UTILITIES COMMISSION (7 WPS) | 11 | OUC/SOUTHWEST PLANT | B | 05 | DISINFECT/OZONATION
3480962 | ORLANDO UTILITIES COMMISSION (7 WPS) | 11 | OUC/SOUTHWEST PLANT | D | 19 | CORR-CTRL/PH ADJUSTMENT
3480962 | ORLANDO UTILITIES COMMISSION (7 WPS) | 11 | OUC/SOUTHWEST PLANT | E | 05 | T-O CTRL/OZONATION
3480962 | ORLANDO UTILITIES COMMISSION (7 WPS) | 11 | OUC/SOUTHWEST PLANT | Z | 27 | OTHER/FLUORIDATION
3480962 | ORLANDO UTILITIES COMMISSION (7 WPS) | 5 | OUC PINE HILLS WTP | D | 19 | CORR-CTRL/PH ADJUSTMENT
3480962 | ORLANDO UTILITIES COMMISSION (7 WPS) | 5 | OUC PINE HILLS WTP | E | 05 | T-O CTRL/OZONATION
3480962 | ORLANDO UTILITIES COMMISSION (7 WPS) | 5 | OUC PINE HILLS WTP | Z | 27 | OTHER/FLUORIDATION
3480962 | ORLANDO UTILITIES COMMISSION (7 WPS) | 6 | OUC/CONWAY PLANT 26.75 MGD | D | 19 | CORR-CTRL/PH ADJUSTMENT
3480962 | ORLANDO UTILITIES COMMISSION (7 WPS) | 6 | OUC/CONWAY PLANT 26.75 MGD | E | 05 | T-O CTRL/OZONATION
3480962 | ORLANDO UTILITIES COMMISSION (7 WPS) | 6 | OUC/CONWAY PLANT 26.75 MGD | Z | 27 | OTHER/FLUORIDATION
3480962 | ORLANDO UTILITIES COMMISSION (7 WPS) | 7 | OUC/KIRKMAN PLANT 15 MGD | B | 01 | DISINFECT/GASEOUS CHLORIN
3480962 | ORLANDO UTILITIES COMMISSION (7 WPS) | 7 | OUC/KIRKMAN PLANT 15 MGD | D | 19 | CORR-CTRL/PH ADJUSTMENT
3480962 | ORLANDO UTILITIES COMMISSION (7 WPS) | 7 | OUC/KIRKMAN PLANT 15 MGD | E | 05 | T-O CTRL/OZONATION
3480962 | ORLANDO UTILITIES COMMISSION (7 WPS) | 10 | OUC/SKY LAKE WTP 22.5 MGD | F | 05 | ORGN-RMVL/OZONATION
3480962 | ORLANDO UTILITIES COMMISSION (7 WPS) | 12 | OUC/SOUTHEAST WP | B | 01 | DISINFECT/GASEOUS CHLORIN
3480962 | ORLANDO UTILITIES COMMISSION (7 WPS) | 13 | SOUTHEAST WTP | B | 01 | DISINFECT/GASEOUS CHLORIN
3480962 | ORLANDO UTILITIES COMMISSION (7 WPS) | 13 | SOUTHEAST WTP | B | 04 | DISINFECT/CHLORAMINES
3480962 | ORLANDO UTILITIES COMMISSION (7 WPS) | 13 | SOUTHEAST WTP | D | 19 | CORR-CTRL/PH ADJUSTMENT
3480962 | ORLANDO UTILITIES COMMISSION (7 WPS) | 13 | SOUTHEAST WTP | Z | 27 | OTHER/FLUORIDATION
3480962 | ORLANDO UTILITIES COMMISSION (7 WPS) | 13 | SOUTHEAST WTP | F | 05 | ORGN-RMVL/OZONATION
3480962 | ORLANDO UTILITIES COMMISSION (7 WPS) | 10 | OUC/SKY LAKE WTP 22.5 MGD | D | 19 | CORR-CTRL/PH ADJUSTMENT
3480962 | ORLANDO UTILITIES COMMISSION (7 WPS) | 8 | OUC/NAVY PLANT 10 MGD | E | 05 | T-O CTRL/OZONATION
3480962 | ORLANDO UTILITIES COMMISSION (7 WPS) | 5 | OUC PINE HILLS WTP | B | 02 | DISINFECT/HYPOCHLORIN
3480962 | ORLANDO UTILITIES COMMISSION (7 WPS) | 6 | OUC/CONWAY PLANT 26.75 MGD | B | 02 | DISINFECT/HYPOCHLORIN
3480990 | MCCORMICK ROAD BAPTIST CHURCH | 1 |  | B | 02 | DISINFECT/HYPOCHLORIN
3480992 | PARK MANOR ESTATES (2 WPS) | 1 | PARK MANOR ESTATES-PLT 1 | B | 01 | DISINFECT/GASEOUS CHLORIN
3480992 | PARK MANOR ESTATES (2 WPS) | 1 | PARK MANOR ESTATES-PLT 1 | E | 20 | T-O CTRL/AERATION
3480992 | PARK MANOR ESTATES (2 WPS) | 2 | PARK MANOR ESTATES-PLT 2 | B | 01 | DISINFECT/GASEOUS CHLORIN
3480992 | PARK MANOR ESTATES (2 WPS) | 2 | PARK MANOR ESTATES-PLT 2 | E | 20 | T-O CTRL/AERATION
3480994 | PARK RIDGE ESTATES | 1 | PARK RIDGE ESTATES | B | 02 | DISINFECT/HYPOCHLORIN
3481016 | PINE ISLE MOBILE VILLA | 1 | PINE ISLE MOBILE VILLA | E | 20 | T-O CTRL/AERATION
3481016 | PINE ISLE MOBILE VILLA | 1 | PINE ISLE MOBILE VILLA | B | 02 | DISINFECT/HYPOCHLORIN
3481032 | PLYMOUTH BAPTIST CHURCH | 1 |  | B | 02 | DISINFECT/HYPOCHLORIN
3481033 | APOPKA, CITY OF - PLYMOUTH REGIONAL | 1 | PLYMOUTH S.R.437 | B | 01 | DISINFECT/GASEOUS CHLORIN
3481033 | APOPKA, CITY OF - PLYMOUTH REGIONAL | 1 | PLYMOUTH S.R.437 | E | 20 | T-O CTRL/AERATION
3481033 | APOPKA, CITY OF - PLYMOUTH REGIONAL | 2 | PLYMOUTH REGIONAL | B | 02 | DISINFECT/HYPOCHLORIN
3481034 | PLYMOUTH CITRUS PRODUCTS | 1 |  | B | 02 | DISINFECT/HYPOCHLORIN
3481035 | ZELLWOOD HEAD START | 1 | ZELLWOOD HEAD START | B | 02 | DISINFECT/HYPOCHLORIN
3481051 | RALPH MILLER SHELL | 1 |  | B | 02 | DISINFECT/HYPOCHLORIN
3481052 | MONTEREY MUSHROOMS INC | 1 | MONTEREY MUSHROOMS INC | B | 01 | DISINFECT/GASEOUS CHLORIN
3481054 | RAMADA INN SOUTH | 1 | RIS | B | 02 | DISINFECT/HYPOCHLORIN
3481056 | OCPU/RAMIR | 1 | OCPU/RAMIR | B | 02 | DISINFECT/HYPOCHLORIN
3481063 | RAY SMITH UNION 76 | 1 |  | B | 02 | DISINFECT/HYPOCHLORIN
3481067 | MARTY'S RED DOOR INN | 1 | RED DOOR INN | B | 02 | DISINFECT/HYPOCHLORIN
3481073 | RESURRECTION CATHOLIC CHURCH | 1 | RESURRECTION CATHOLIC CHURCH | B | 02 | DISINFECT/HYPOCHLORIN
3481076 | RINKER MATERIALS - LOCKHART | 1 | RINKER MATERIALS / LOCKHART | B | 01 | DISINFECT/GASEOUS CHLORIN
3481081 | OCPU/NORTHWESTERN WATER SYSTEM | 2 | BENT OAKS | E | 20 | T-O CTRL/AERATION
3481081 | OCPU/NORTHWESTERN WATER SYSTEM | 2 | BENT OAKS | B | 01 | DISINFECT/GASEOUS CHLORIN
3481081 | OCPU/NORTHWESTERN WATER SYSTEM | 1 | RIVERSIDE | E | 20 | T-O CTRL/AERATION
3481081 | OCPU/NORTHWESTERN WATER SYSTEM | 1 | RIVERSIDE | B | 01 | DISINFECT/GASEOUS CHLORIN
3481082 | RIVERSIDE BAPTIST CHURCH | 1 |  | B | 02 | DISINFECT/HYPOCHLORIN
3481093 | ROCK SPRINGS MHP | 1 | MAIN PLANT | B | 02 | DISINFECT/HYPOCHLORIN
3481093 | ROCK SPRINGS MHP | 1 | MAIN PLANT | E | 20 | T-O CTRL/AERATION
3481093 | ROCK SPRINGS MHP | 2 | ROCK SP MHP BACKUP PLANT | B | 01 | DISINFECT/GASEOUS CHLORIN
3481094 | OCPU/ROCK SPRINGS | 1 |  | B | 02 | DISINFECT/HYPOCHLORIN
3481102 | ROUND THE CLOCK DAY CARE | 1 |  | B | 02 | DISINFECT/HYPOCHLORIN
3481113 | SAND LAKE MHP, C/O DR PHILLIPS | 1 |  | B | 01 | DISINFECT/GASEOUS CHLORIN
3481145 | SEVEN ELEVEN/EAST COLONIAL | 1 | SEVEN ELEVEN/EAST COLONIAL | B | 02 | DISINFECT/HYPOCHLORIN
3481146 | APOSTOLIC WORSHIP CENTER | 1 | APOSTOLIC WORSHIP CENTER | B | 02 | DISINFECT/HYPOCHLORIN
3481155 | SHADY OAKS TRAILER PARK | 1 | SHADY OAKS TRAILER PARK | B | 02 | DISINFECT/HYPOCHLORIN
3481163 | SHENANDOAH BAPTIST CHURCH | 1 |  | B | 02 | DISINFECT/HYPOCHLORIN
3481169 | SHOP & GO | 1 |  | B | 02 | DISINFECT/HYPOCHLORIN
3481170 | CIRCLE K #7115/E COLONIAL | 1 | CIRCLE K #7115/E COLONIAL | B | 02 | DISINFECT/HYPOCHLORIN
3481171 | CIRCLE K #7340/BITHLO | 1 | CIRCLE K #7340/BITHLO | E | 20 | T-O CTRL/AERATION
3481171 | CIRCLE K #7340/BITHLO | 1 | CIRCLE K #7340/BITHLO | B | 02 | DISINFECT/HYPOCHLORIN
3481172 | DISCOUNT BEVERAGES | 1 | DISCOUNT BEVERAGES-CHRISTMAS | B | 02 | DISINFECT/HYPOCHLORIN
3481175 | THREE POINT FOOD MART | 1 | THREE POINT FOOD MART | B | 02 | DISINFECT/HYPOCHLORIN
3481180 | OCPU/SILVER BEACH | 1 |  | B | 02 | DISINFECT/HYPOCHLORIN
3481199 | SILVER STAR VILLAGE (2 WPS) | 4 | SILVER STAR VILLAGE | B | 01 | DISINFECT/GASEOUS CHLORIN
3481199 | SILVER STAR VILLAGE (2 WPS) | 1 | SILVER STAR VILLAGE/WELL #3 | B | 02 | DISINFECT/HYPOCHLORIN
3481199 | SILVER STAR VILLAGE (2 WPS) | 2 | SILVER STAR VILLAGE/WELL # 4 | B | 02 | DISINFECT/HYPOCHLORIN
3481199 | SILVER STAR VILLAGE (2 WPS) | 3 | SILVER STAR VILLAGE/WELL # 5 | B | 02 | DISINFECT/HYPOCHLORIN
3481220 | SOUTH TRIAL DRIVE IN | 1 |  | B | 01 | DISINFECT/GASEOUS CHLORIN
3481225 | SOUTHEAST CHRISTIAN CHURCH | 1 |  | B | 02 | DISINFECT/HYPOCHLORIN
3481232 | SOUTHVIEW BAPTIST CHAPEL | 1 |  | B | 02 | DISINFECT/HYPOCHLORIN
3481259 | ST CHRISTOPHERS EPISCOPAL CHUR | 1 |  | B | 02 | DISINFECT/HYPOCHLORIN
3481260 | ST FRANCIS CATHOLIC CH | 1 |  | B | 02 | DISINFECT/HYPOCHLORIN
3481261 | ST JOSEPH'S CATHOLIC CHURCH | 1 |  | B | 02 | DISINFECT/HYPOCHLORIN
3481270 | STARLIGHT RANCH MOBILE HOME ESTATES | 1 | STARLIGHT RANCH | E | 20 | T-O CTRL/AERATION
3481270 | STARLIGHT RANCH MOBILE HOME ESTATES | 1 | STARLIGHT RANCH | B | 02 | DISINFECT/HYPOCHLORIN
3481272 | STARLINE MANUFACTURING | 1 |  | B | 02 | DISINFECT/HYPOCHLORIN
3481284 | OCPU/WEKIVA MANOR WATER AREA | 1 | OCPU/BENT OAKS-RIVERSIDE | B | 02 | DISINFECT/HYPOCHLORIN
3481288 | STUCKEY PECAN SHOPPE | 1 |  | B | 02 | DISINFECT/HYPOCHLORIN
3481293 | OCUD/ORANGE VILLAGE WTR SYSTEM | 1 | ORANGE VILLAGE/OCUD SR435APOPK | B | 01 | DISINFECT/GASEOUS CHLORIN
3481312 | SUNOCO SERVICE | 1 |  | B | 02 | DISINFECT/HYPOCHLORIN
3481319 | ZAFFRAN TRANSPORTATION | 1 | ZAFFRAN (AKA:SUPERIOR COACH) | B | 02 | DISINFECT/HYPOCHLORIN
3481325 | HERITAGE CHRISTIAN SCHOOL | 1 | TABERNACLE BAPTIST CHURCH | B | 02 | DISINFECT/HYPOCHLORIN
3481326 | TAFT WATER ASSOCIATION | 1 | TAFT WATER ASSOCIATION | E | 20 | T-O CTRL/AERATION
3481326 | TAFT WATER ASSOCIATION | 1 | TAFT WATER ASSOCIATION | B | 02 | DISINFECT/HYPOCHLORIN
3481329 | TANGERINE PARK | 1 | TANGERINE WATER | B | 02 | DISINFECT/HYPOCHLORIN
3481329 | TANGERINE PARK | 1 | TANGERINE WATER | G | 18 | IRON RMVL/SEQUESTATION
3481362 | THREE POINT GENERAL STORE | 1 | THREE POINT GENERAL STORE | B | 02 | DISINFECT/HYPOCHLORIN
3481364 | OCPU/TIFFANY TERRACE | 1 |  | B | 02 | DISINFECT/HYPOCHLORIN
3481365 | TILDENVILLE CHILD CARE CENTER | 1 |  | B | 02 | DISINFECT/HYPOCHLORIN
3481382 | RAY'S TRAVEL TRAILERS | 1 | RAY'S TRAVEL TRAILERS | B | 02 | DISINFECT/HYPOCHLORIN
3481386 | TRIMBLE PARK | 1 | TRIMBLE PARK | B | 02 | DISINFECT/HYPOCHLORIN
3481387 | TRI-TECH ELECTRONICS | 1 | TRI-TECH ELECTRONICS | B | 02 | DISINFECT/HYPOCHLORIN
3481388 | TROPICANA MHP | 1 | TROPICANA MHP | B | 02 | DISINFECT/HYPOCHLORIN
3481388 | TROPICANA MHP | 1 | TROPICANA MHP | G | 25 | IRON RMVL/ION EXCHANGE
3481391 | TUCKER'S RANCH CAMPGROUND | 1 | SR545 WINTER GD | B | 02 | DISINFECT/HYPOCHLORIN
3481404 | UNION PARK CHURCH OF NAZARENE | 1 | UNION PARK CHURCH OF NAZARENE | B | 02 | DISINFECT/HYPOCHLORIN
3481405 | UNION PARK MIDDLE/ELEM.SCHOOL | 1 | UNION PARK MIDDLE/ELEM.SCHOOL | B | 02 | DISINFECT/HYPOCHLORIN
3481405 | UNION PARK MIDDLE/ELEM.SCHOOL | 1 | UNION PARK MIDDLE/ELEM.SCHOOL | E | 20 | T-O CTRL/AERATION
3481406 | UNION PARK MO HO COURT | 1 |  | B | 02 | DISINFECT/HYPOCHLORIN
3481407 | CHEVRON MINI MART | 1 |  | B | 02 | DISINFECT/HYPOCHLORIN
3481408 | UNION PARK UNITED METHODIST | 1 |  | B | 02 | DISINFECT/HYPOCHLORIN
3481413 | OCUD/UNIV. SHORES/SUNCREST | 1 | UNIVERSITY SHORES 1.800MGD | B | 01 | DISINFECT/GASEOUS CHLORIN
3481413 | OCUD/UNIV. SHORES/SUNCREST | 2 | SUNCREST 0.72MGD | E | 20 | T-O CTRL/AERATION
3481413 | OCUD/UNIV. SHORES/SUNCREST | 2 | SUNCREST 0.72MGD | B | 01 | DISINFECT/GASEOUS CHLORIN
3481413 | OCUD/UNIV. SHORES/SUNCREST | 1 | UNIVERSITY SHORES 1.800MGD | E | 20 | T-O CTRL/AERATION
3481415 | UNIVERSITY SUBURBAN DRIVE-IN | 1 |  | B | 02 | DISINFECT/HYPOCHLORIN
3481420 | VALENCIA ESTATES MHP | 1 | VALENCIA ESTATES MHP | E | 20 | T-O CTRL/AERATION
3481420 | VALENCIA ESTATES MHP | 1 | VALENCIA ESTATES MHP | B | 02 | DISINFECT/HYPOCHLORIN
3481422 | VALENTINES RESTAURANT | 1 |  | B | 02 | DISINFECT/HYPOCHLORIN
3481424 | OCPU/VANGUARD HEIGHTS | 1 |  | B | 02 | DISINFECT/HYPOCHLORIN
3481425 | VAUGHN DISTRIBUTERS | 1 |  | B | 02 | DISINFECT/HYPOCHLORIN
3481430 | PEOPLE OF ZION (MORADORA DE SION) | 1 | PEOPLE OF ZION | B | 02 | DISINFECT/HYPOCHLORIN
3481431 | VILLA ROSA RESTAURANT | 1 |  | B | 02 | DISINFECT/HYPOCHLORIN
3481448 | OCPU/WAUSEON RIDGE | 1 |  | B | 01 | DISINFECT/GASEOUS CHLORIN
3481452 | WEE CARE CHILDRENS RANCH | 1 |  | B | 02 | DISINFECT/HYPOCHLORIN
3481456 | WEKIWA SPRINGS BAPTIST CHURCH | 1 |  | B | 02 | DISINFECT/HYPOCHLORIN
3481459 | WESLEYAN CHURCH | 1 |  | B | 02 | DISINFECT/HYPOCHLORIN
3481462 | WEST ORANGE CHRISTIAN CHURCH | 1 |  | B | 02 | DISINFECT/HYPOCHLORIN
3481463 | WEST ORANGE COUNTRY CLUB | 1 | COUNTRY CLUB VILLAGE | B | 02 | DISINFECT/HYPOCHLORIN
3481465 | OCUD/WESTMONT S/D (CONSEC) | 1 | OCPU/WESTERN WATER SYSTEM | A |  | NO TRTMT
3481473 | OCPU/WINDMERE | 1 |  | B | 02 | DISINFECT/HYPOCHLORIN
3481474 | WINDERMERE COUNTRY STORE | 1 | WINDERMERE PHARMACY | B | 02 | DISINFECT/HYPOCHLORIN
3481475 | OCPU/WINDMERE DOWNS | 1 |  | B | 02 | DISINFECT/HYPOCHLORIN
3481476 | WINDERMERE UNION CHURCH | 1 | WINDERMERE UNION CHURCH | B | 02 | DISINFECT/HYPOCHLORIN
3481480 | PRODALIM USA, INC. | 1 | LOUIS DREYFUS CITRUS PRODUCTS | B | 01 | DISINFECT/GASEOUS CHLORIN
3481481 | WINTER GARDEN WATER DEPT (3 WPS) | 1 | BOYD STREET | E | 20 | T-O CTRL/AERATION
3481481 | WINTER GARDEN WATER DEPT (3 WPS) | 2 | PALMETTO | E | 20 | T-O CTRL/AERATION
3481481 | WINTER GARDEN WATER DEPT (3 WPS) | 1 | BOYD STREET | B | 02 | DISINFECT/HYPOCHLORIN
3481481 | WINTER GARDEN WATER DEPT (3 WPS) | 4 | WOODLARK | B | 02 | DISINFECT/HYPOCHLORIN
3481481 | WINTER GARDEN WATER DEPT (3 WPS) | 3 | FULLER'S CROSS | B | 02 | DISINFECT/HYPOCHLORIN
3481481 | WINTER GARDEN WATER DEPT (3 WPS) | 2 | PALMETTO | B | 02 | DISINFECT/HYPOCHLORIN
3481481 | WINTER GARDEN WATER DEPT (3 WPS) | 4 | WOODLARK | E | 20 | T-O CTRL/AERATION
3481481 | WINTER GARDEN WATER DEPT (3 WPS) | 3 | FULLER'S CROSS | E | 20 | T-O CTRL/AERATION
3481482 | WINTER PARK, CITY OF (3 WPS) | 2 | WTP #3 (WYMORE RD) | Z | 27 | OTHER/FLUORIDATION
3481482 | WINTER PARK, CITY OF (3 WPS) | 6 | WTP #6 (ALOMA AVE) | E | 05 | T-O CTRL/OZONATION
3481482 | WINTER PARK, CITY OF (3 WPS) | 4 | UNIVERSITY | B | 01 | DISINFECT/GASEOUS CHLORIN
3481482 | WINTER PARK, CITY OF (3 WPS) | 4 | UNIVERSITY | E | 20 | T-O CTRL/AERATION
3481482 | WINTER PARK, CITY OF (3 WPS) | 4 | UNIVERSITY | Z | 27 | OTHER/FLUORIDATION
3481482 | WINTER PARK, CITY OF (3 WPS) | 3 | WTP #4 (MAGNOLIA AVE) | Z | 27 | OTHER/FLUORIDATION
3481482 | WINTER PARK, CITY OF (3 WPS) | 3 | WTP #4 (MAGNOLIA AVE) | E | 05 | T-O CTRL/OZONATION
3481482 | WINTER PARK, CITY OF (3 WPS) | 1 | SWOOPE/NEW YORK AVE | B | 01 | DISINFECT/GASEOUS CHLORIN
3481482 | WINTER PARK, CITY OF (3 WPS) | 1 | SWOOPE/NEW YORK AVE | E | 20 | T-O CTRL/AERATION
3481482 | WINTER PARK, CITY OF (3 WPS) | 1 | SWOOPE/NEW YORK AVE | Z | 27 | OTHER/FLUORIDATION
3481482 | WINTER PARK, CITY OF (3 WPS) | 4 | UNIVERSITY | D | 19 | CORR-CTRL/PH ADJUSTMENT
3481482 | WINTER PARK, CITY OF (3 WPS) | 2 | WTP #3 (WYMORE RD) | D | 19 | CORR-CTRL/PH ADJUSTMENT
3481482 | WINTER PARK, CITY OF (3 WPS) | 5 | WTP #1 (SWOOPE AVE) | F | 05 | ORGN-RMVL/OZONATION
3481482 | WINTER PARK, CITY OF (3 WPS) | 5 | WTP #1 (SWOOPE AVE) | Z | 27 | OTHER/FLUORIDATION
3481482 | WINTER PARK, CITY OF (3 WPS) | 5 | WTP #1 (SWOOPE AVE) | B | 02 | DISINFECT/HYPOCHLORIN
3481482 | WINTER PARK, CITY OF (3 WPS) | 3 | WTP #4 (MAGNOLIA AVE) | B | 02 | DISINFECT/HYPOCHLORIN
3481482 | WINTER PARK, CITY OF (3 WPS) | 6 | WTP #6 (ALOMA AVE) | B | 02 | DISINFECT/HYPOCHLORIN
3481482 | WINTER PARK, CITY OF (3 WPS) | 6 | WTP #6 (ALOMA AVE) | Z | 27 | OTHER/FLUORIDATION
3481482 | WINTER PARK, CITY OF (3 WPS) | 2 | WTP #3 (WYMORE RD) | E | 20 | T-O CTRL/AERATION
3481482 | WINTER PARK, CITY OF (3 WPS) | 2 | WTP #3 (WYMORE RD) | B | 01 | DISINFECT/GASEOUS CHLORIN
3481484 | WINTER PARK MEMORIAL HOSPITAL | 1 |  | B | 02 | DISINFECT/HYPOCHLORIN
3481489 | WOODLAWN FUNERAL HOME (OFFICE) | 1 | WOODLAWN SALES OFFICE | B | 02 | DISINFECT/HYPOCHLORIN
3481491 | OCPU/WOODSMERE MANOR | 1 |  | B | 02 | DISINFECT/HYPOCHLORIN
3481493 | WORLD INN | 1 |  | B | 01 | DISINFECT/GASEOUS CHLORIN
3481499 | RACCOON LAKE CAMP RESORTS | 1 | YOGI BEAR 192 | B | 02 | DISINFECT/HYPOCHLORIN
3481500 | YOGI BEAR CAMPGROUND | 1 | LKSD LEISURE LIVING(NOW3484372 | B | 01 | DISINFECT/GASEOUS CHLORIN
3481500 | YOGI BEAR CAMPGROUND | 2 | JELLYSTONE | B | 01 | DISINFECT/GASEOUS CHLORIN
3481501 | CLARCONA RESORTS | 1 | CLARCONA RESORTS | B | 02 | DISINFECT/HYPOCHLORIN
3481504 | ZELLWIN FARMS COMPANY | 1 |  | B | 01 | DISINFECT/GASEOUS CHLORIN
3481505 | WILLOW STREET COMMUNITY CENTER | 1 | ZELLWOOD DAY CARE(WILLOW ST.CO | B | 02 | DISINFECT/HYPOCHLORIN
3481506 | ZELLWOOD STATION (CONSEC) | 1 | ZELLWOOD STATION | A |  | NO TRTMT
3481507 | ZELLWOOD WATER USERS INC. (2 WPS) | 2 | KING AVENUE | B | 02 | DISINFECT/HYPOCHLORIN
3481507 | ZELLWOOD WATER USERS INC. (2 WPS) | 1 | JONES AVENUE | B | 02 | DISINFECT/HYPOCHLORIN
3481507 | ZELLWOOD WATER USERS INC. (2 WPS) | 3 |  | B | 01 | DISINFECT/GASEOUS CHLORIN
3481512 | PICNIC BASKET SANDWICH SHOP | 1 |  | B | 02 | DISINFECT/HYPOCHLORIN
3481515 | GALLAGHER & WAGY INDUSTRIAL | 1 |  | B | 02 | DISINFECT/HYPOCHLORIN
3481518 | HIDDEN VALLEY MOBILE HOME PARK | 1 | HIDDEN VALLEY MHP | B | 02 | DISINFECT/HYPOCHLORIN
3481518 | HIDDEN VALLEY MOBILE HOME PARK | 1 | HIDDEN VALLEY MHP | E | 20 | T-O CTRL/AERATION
3481518 | HIDDEN VALLEY MOBILE HOME PARK | 1 | HIDDEN VALLEY MHP | D | 18 | CORR-CTRL/SEQUESTATION
3481524 | THREE POINT BOWLING CENTER | 1 | THREE POINT BOWLING CENTER | B | 02 | DISINFECT/HYPOCHLORIN
3481525 | CAMP THUNDERBIRD | 1 | APOPKA | B | 02 | DISINFECT/HYPOCHLORIN
3481527 | CENTRAL FLORIDA CHILDRENS HOME | 1 | CENTRAL FLORIDA CHILDRENS HOME | B | 02 | DISINFECT/HYPOCHLORIN
3481529 | SHADOW HILLS MHP [TEMP HOOKED TO CNTY] | 1 | SHADOW HILLS MHP | B | 01 | DISINFECT/GASEOUS CHLORIN
3481529 | SHADOW HILLS MHP [TEMP HOOKED TO CNTY] | 1 | SHADOW HILLS MHP | E | 20 | T-O CTRL/AERATION
3481544 | OCPU/EAST HIGHLANDS | 1 | MARIETTA STREET | B | 02 | DISINFECT/HYPOCHLORIN
3481545 | OCPU/LAKE DOWN | 1 | WINDERMERE | B | 02 | DISINFECT/HYPOCHLORIN
3481546 | OCUD/WESTERN REGIONAL WTR SYS (5 WPS) | 2 | HIDDEN SPRINGS PUMP STATION | A |  | NO TRTMT
3481546 | OCUD/WESTERN REGIONAL WTR SYS (5 WPS) | 3 | OAK MEADOWS | E | 20 | T-O CTRL/AERATION
3481546 | OCUD/WESTERN REGIONAL WTR SYS (5 WPS) | 4 | WESTERN REGIONAL | D | 19 | CORR-CTRL/PH ADJUSTMENT
3481546 | OCUD/WESTERN REGIONAL WTR SYS (5 WPS) | 5 | RIVERSIDE PUMP STATION | B | 01 | DISINFECT/GASEOUS CHLORIN
3481546 | OCUD/WESTERN REGIONAL WTR SYS (5 WPS) | 5 | RIVERSIDE PUMP STATION | E | 20 | T-O CTRL/AERATION
3481546 | OCUD/WESTERN REGIONAL WTR SYS (5 WPS) | 6 | BENT OAKS PUMP STATION | B | 01 | DISINFECT/GASEOUS CHLORIN
3481546 | OCUD/WESTERN REGIONAL WTR SYS (5 WPS) | 6 | BENT OAKS PUMP STATION | E | 20 | T-O CTRL/AERATION
3481546 | OCUD/WESTERN REGIONAL WTR SYS (5 WPS) | 1 | HIDDEN SPRINGS | B | 02 | DISINFECT/HYPOCHLORIN
3481546 | OCUD/WESTERN REGIONAL WTR SYS (5 WPS) | 3 | OAK MEADOWS | B | 02 | DISINFECT/HYPOCHLORIN
3481546 | OCUD/WESTERN REGIONAL WTR SYS (5 WPS) | 7 | COUNTY ROAD 535 WTF | B | 02 | DISINFECT/HYPOCHLORIN
3481546 | OCUD/WESTERN REGIONAL WTR SYS (5 WPS) | 7 | COUNTY ROAD 535 WTF | Z | 27 | OTHER/FLUORIDATION
3481546 | OCUD/WESTERN REGIONAL WTR SYS (5 WPS) | 1 | HIDDEN SPRINGS | E | 20 | T-O CTRL/AERATION
3481546 | OCUD/WESTERN REGIONAL WTR SYS (5 WPS) | 1 | HIDDEN SPRINGS | Z | 27 | OTHER/FLUORIDATION
3481546 | OCUD/WESTERN REGIONAL WTR SYS (5 WPS) | 3 | OAK MEADOWS | Z | 27 | OTHER/FLUORIDATION
3481546 | OCUD/WESTERN REGIONAL WTR SYS (5 WPS) | 4 | WESTERN REGIONAL | Z | 27 | OTHER/FLUORIDATION
3481546 | OCUD/WESTERN REGIONAL WTR SYS (5 WPS) | 8 | MALCOLM ROAD WATER SUPPLY FAC | B | 02 | DISINFECT/HYPOCHLORIN
3481546 | OCUD/WESTERN REGIONAL WTR SYS (5 WPS) | 8 | MALCOLM ROAD WATER SUPPLY FAC | B | 27 | DISINFECT/FLUORIDATION
3481546 | OCUD/WESTERN REGIONAL WTR SYS (5 WPS) | 4 | WESTERN REGIONAL | B | 02 | DISINFECT/HYPOCHLORIN
3481547 | OCUD/PARTLOW ACRES(CONSEC.) | 1 | PARTLOW ACRES | A |  | NO TRTMT
3481548 | OCPU/VISTANA | 1 | VISTANA | B | 01 | DISINFECT/GASEOUS CHLORIN
3481551 | CONESTOGA MOBILE HOME PARK | 1 | CONESTOGA MHP | B | 02 | DISINFECT/HYPOCHLORIN
3481552 | MORRISON SUBDIVISION | 1 | FUDGE RD.,PLY. | B | 02 | DISINFECT/HYPOCHLORIN
3481556 | MAI TAI VILLAGE(CONSEC.) | 1 | 15A/CURRY FORD | A |  | NO TRTMT
3481571 | BIG OAKS MOBILE HOME PARK | 1 | BIG OAKS MHP | E | 20 | T-O CTRL/AERATION
3481571 | BIG OAKS MOBILE HOME PARK | 1 | BIG OAKS MHP | B | 02 | DISINFECT/HYPOCHLORIN
3481577 | FISHERMAN'S PARADISE | 1 | FISHERMAN'S PARADISE | B | 02 | DISINFECT/HYPOCHLORIN
3481592 | OCPU/COLLEGE HEIGHTS | 1 | NORTH TANNER RD | B | 02 | DISINFECT/HYPOCHLORIN
3481594 | OCPU/BENT OAKS | 1 |  | B | 02 | DISINFECT/HYPOCHLORIN
3484022 | TURKEY LAKE PARK | 1 |  | B | 01 | DISINFECT/GASEOUS CHLORIN
3484093 | RCID CENTRAL (4 WPS) | 2 | WELL # 7 (EMERGENCY USE ONLY) | B | 01 | DISINFECT/GASEOUS CHLORIN
3484093 | RCID CENTRAL (4 WPS) | 3 | WELL#5/130,000GST/P/T(CLSD4/00 | B | 01 | DISINFECT/GASEOUS CHLORIN
3484093 | RCID CENTRAL (4 WPS) | 4 | PUMP STA"B" (WELLS 2, 2A, 17) | B | 02 | DISINFECT/HYPOCHLORIN
3484093 | RCID CENTRAL (4 WPS) | 1 | PUMP STA."C"(WELLS 6 & 16) | B | 02 | DISINFECT/HYPOCHLORIN
3484093 | RCID CENTRAL (4 WPS) | 5 | PUMP STA"A" (WELLS 9, 10) | B | 02 | DISINFECT/HYPOCHLORIN
3484093 | RCID CENTRAL (4 WPS) | 6 | PUMP STA D (WELLS 18, 19) | B | 02 | DISINFECT/HYPOCHLORIN
3484094 | WDW-SUBDISTRICT I-PUMP STA "A" | 2 | WELL # 13 (EMERGENCY USE) | B | 01 | DISINFECT/GASEOUS CHLORIN
3484095 | WDW WELL 11(BAY LAKE MHP) | 1 | BAY LAKE MHP(WDW WELL 11) | B | 02 | DISINFECT/HYPOCHLORIN
3484096 | WDW WELL 12(LITTLE LAKE BRYAN) | 1 | LITTLE LAKE BRYAN(WDW WELL 12) | B | 02 | DISINFECT/HYPOCHLORIN
3484097 | WDW WELL 14(WASTEWATER PLANT) | 1 | WELL 14 | B | 01 | DISINFECT/GASEOUS CHLORIN
3484098 | WDW WELL 15(TREE FARM) | 1 | WDW WELL 15(TREE FARM) | B | 02 | DISINFECT/HYPOCHLORIN
3484108 | HELLER BROTHERS-HARTZOG RD | 1 | HELLER BROTHERS-HARTZOG RD | B | 02 | DISINFECT/HYPOCHLORIN
3484111 | UNION 76 STATION | 1 |  | B | 02 | DISINFECT/HYPOCHLORIN
3484118 | FLORIDA TRIM & DOOR | 1 |  | B | 02 | DISINFECT/HYPOCHLORIN
3484119 | OCUD/SOUTHERN WATER SYS (5 WPS) | 4 | HUNTERS CREEK | B | 02 | DISINFECT/HYPOCHLORIN
3484119 | OCUD/SOUTHERN WATER SYS (5 WPS) | 3 | ORANGEWOOD | B | 02 | DISINFECT/HYPOCHLORIN
3484119 | OCUD/SOUTHERN WATER SYS (5 WPS) | 2 | VISTANA | B | 02 | DISINFECT/HYPOCHLORIN
3484119 | OCUD/SOUTHERN WATER SYS (5 WPS) | 1 | CYPRESS WALK | B | 02 | DISINFECT/HYPOCHLORIN
3484119 | OCUD/SOUTHERN WATER SYS (5 WPS) | 1 | CYPRESS WALK | Z | 27 | OTHER/FLUORIDATION
3484119 | OCUD/SOUTHERN WATER SYS (5 WPS) | 2 | VISTANA | Z | 27 | OTHER/FLUORIDATION
3484119 | OCUD/SOUTHERN WATER SYS (5 WPS) | 4 | HUNTERS CREEK | E | 20 | T-O CTRL/AERATION
3484119 | OCUD/SOUTHERN WATER SYS (5 WPS) | 4 | HUNTERS CREEK | Z | 27 | OTHER/FLUORIDATION
3484119 | OCUD/SOUTHERN WATER SYS (5 WPS) | 6 | SOUTHERN REGIONAL | B | 05 | DISINFECT/OZONATION
3484119 | OCUD/SOUTHERN WATER SYS (5 WPS) | 6 | SOUTHERN REGIONAL | B | 02 | DISINFECT/HYPOCHLORIN
3484119 | OCUD/SOUTHERN WATER SYS (5 WPS) | 6 | SOUTHERN REGIONAL | B | 27 | DISINFECT/FLUORIDATION
3484119 | OCUD/SOUTHERN WATER SYS (5 WPS) | 1 | CYPRESS WALK | E | 20 | T-O CTRL/AERATION
3484119 | OCUD/SOUTHERN WATER SYS (5 WPS) | 3 | ORANGEWOOD | Z | 27 | OTHER/FLUORIDATION
3484121 | LAKE JOHN'S MOTEL AND R.V. | 1 | LAKE JOHN'S MOTEL AND R.V. | B | 02 | DISINFECT/HYPOCHLORIN
3484124 | UNIVERSITY CLEANERS | 1 | UNIVERSITY CLEANERS | A |  | NO TRTMT
3484125 | OCPU/LAKE VISTA VILLAGE | 1 | LAKE VISTA VILLAGE | B | 01 | DISINFECT/GASEOUS CHLORIN
3484127 | OCPU/SWEETWATER WATER AREA | 1 | SANLANDO-WEKIVA WTP(CONSEC.TO) | E | 20 | T-O CTRL/AERATION
3484127 | OCPU/SWEETWATER WATER AREA | 1 | SANLANDO-WEKIVA WTP(CONSEC.TO) | B | 01 | DISINFECT/GASEOUS CHLORIN
3484128 | OCPU/VALENCIA C C WATER AREA | 1 | OCPU-ECON WTP(CONSECUTIVE TO) | E | 20 | T-O CTRL/AERATION
3484128 | OCPU/VALENCIA C C WATER AREA | 1 | OCPU-ECON WTP(CONSECUTIVE TO) | B | 01 | DISINFECT/GASEOUS CHLORIN
3484129 | GLENN ROAD MHP | 1 | GLENN ROAD MHP | E | 20 | T-O CTRL/AERATION
3484129 | GLENN ROAD MHP | 1 | GLENN ROAD MHP | B | 02 | DISINFECT/HYPOCHLORIN
3484130 | STANTON ENERGY CENTER | 1 | STANTON ENERGY CENTER | H | 24 | SOFTENING/LIME-SODA
3484130 | STANTON ENERGY CENTER | 1 | STANTON ENERGY CENTER | C | 11 | PART-RMVL/FLOCCULATION
3484130 | STANTON ENERGY CENTER | 1 | STANTON ENERGY CENTER | C | 12 | PART-RMVL/SEDIMENTATION
3484130 | STANTON ENERGY CENTER | 1 | STANTON ENERGY CENTER | B | 02 | DISINFECT/HYPOCHLORIN
3484130 | STANTON ENERGY CENTER | 1 | STANTON ENERGY CENTER | E | 20 | T-O CTRL/AERATION
3484130 | STANTON ENERGY CENTER | 1 | STANTON ENERGY CENTER | C | 14 | PART-RMVL/RAPID SAND FIL
3484130 | STANTON ENERGY CENTER | 1 | STANTON ENERGY CENTER | C | 10 | PART-RMVL/COAGULATION
3484130 | STANTON ENERGY CENTER | 1 | STANTON ENERGY CENTER | B | 01 | DISINFECT/GASEOUS CHLORIN
3484130 | STANTON ENERGY CENTER | 1 | STANTON ENERGY CENTER | Z | 19 | OTHER/PH ADJUSTMENT
3484131 | GOLDEN DRAGON RESTAURANT | 1 | GOLDEN DRAGON RESTAURANT | B | 02 | DISINFECT/HYPOCHLORIN
3484132 | OCUD/EASTERN WATER SYSTEM (2 WP) | 2 | BONNEVILLE WTP | E | 20 | T-O CTRL/AERATION
3484132 | OCUD/EASTERN WATER SYSTEM (2 WP) | 3 | CONWAY WTP | B | 01 | DISINFECT/GASEOUS CHLORIN
3484132 | OCUD/EASTERN WATER SYSTEM (2 WP) | 3 | CONWAY WTP | E | 20 | T-O CTRL/AERATION
3484132 | OCUD/EASTERN WATER SYSTEM (2 WP) | 4 | EASTERN REGIONAL PLANT | E | 28 | T-O CTRL/PACKED TWR-AERA
3484132 | OCUD/EASTERN WATER SYSTEM (2 WP) | 1 | ECON WTP | B | 02 | DISINFECT/HYPOCHLORIN
3484132 | OCUD/EASTERN WATER SYSTEM (2 WP) | 1 | ECON WTP | E | 20 | T-O CTRL/AERATION
3484132 | OCUD/EASTERN WATER SYSTEM (2 WP) | 2 | BONNEVILLE WTP | D | 19 | CORR-CTRL/PH ADJUSTMENT
3484132 | OCUD/EASTERN WATER SYSTEM (2 WP) | 4 | EASTERN REGIONAL PLANT | Z | 27 | OTHER/FLUORIDATION
3484132 | OCUD/EASTERN WATER SYSTEM (2 WP) | 4 | EASTERN REGIONAL PLANT | E | 19 | T-O CTRL/PH ADJUSTMENT
3484132 | OCUD/EASTERN WATER SYSTEM (2 WP) | 1 | ECON WTP | Z | 27 | OTHER/FLUORIDATION
3484132 | OCUD/EASTERN WATER SYSTEM (2 WP) | 4 | EASTERN REGIONAL PLANT | B | 02 | DISINFECT/HYPOCHLORIN
3484132 | OCUD/EASTERN WATER SYSTEM (2 WP) | 2 | BONNEVILLE WTP | B | 02 | DISINFECT/HYPOCHLORIN
3484133 | AUDUBON VILLAGE MHP (CONSEC) | 1 | AUDUBON VILLAGE MHP | A |  | NO TRTMT
3484134 | OCPU/HUNTER'S CREEK | 1 | HUNTER'S CREEK-EGRETS TOWER DR | E | 20 | T-O CTRL/AERATION
3484134 | OCPU/HUNTER'S CREEK | 1 | HUNTER'S CREEK-EGRETS TOWER DR | B | 01 | DISINFECT/GASEOUS CHLORIN
3484135 | OCUD/MEADOW WOODS WATER SYSTEM | 1 | MEADOW WOODS | E | 20 | T-O CTRL/AERATION
3484135 | OCUD/MEADOW WOODS WATER SYSTEM | 1 | MEADOW WOODS | B | 01 | DISINFECT/GASEOUS CHLORIN
3484137 | CLARCONA ELEMENTARY SCHOOL | 1 | CLARCONA ELEM.SCHOOL | B | 02 | DISINFECT/HYPOCHLORIN
3484137 | CLARCONA ELEMENTARY SCHOOL | 1 | CLARCONA ELEM.SCHOOL | D | 36 | CORR-CTRL/CORROSION INHIB
3484139 | OUC/SOUTHEAST WTP | 2 | OUC/SOUTHEAST WP | F | 05 | ORGN-RMVL/OZONATION
3484139 | OUC/SOUTHEAST WTP | 2 | OUC/SOUTHEAST WP | D | 19 | CORR-CTRL/PH ADJUSTMENT
3484139 | OUC/SOUTHEAST WTP | 1 | OUC/LAKE NONA | D | 19 | CORR-CTRL/PH ADJUSTMENT
3484139 | OUC/SOUTHEAST WTP | 2 | OUC/SOUTHEAST WP | B | 01 | DISINFECT/GASEOUS CHLORIN
3484139 | OUC/SOUTHEAST WTP | 1 | OUC/LAKE NONA | B | 02 | DISINFECT/HYPOCHLORIN
3484139 | OUC/SOUTHEAST WTP | 2 | OUC/SOUTHEAST WP | B | 27 | DISINFECT/FLUORIDATION
3484140 | CAPE ORLANDO COMM CORR CTR | 1 | CAPE ORLANDO COMM CORR CTR | B | 02 | DISINFECT/HYPOCHLORIN
3484141 | COUNTRY CLUB VILLAGE | 1 | COUNTRY CLUB VILLAGE | B | 01 | DISINFECT/GASEOUS CHLORIN
3484143 | OLD CHENEY/CARPENTER MHP | 1 | OLD CHENEY/CARPENTER MHP | B | 02 | DISINFECT/HYPOCHLORIN
3484144 | MARY QUEEN OF THE UNIVERSE | 1 | MARY QUEEN OF THE UNIVERSE | B | 01 | DISINFECT/GASEOUS CHLORIN
3484145 | CLASSIC CHEVY | 1 | CLASSIC CHEVY | B | 02 | DISINFECT/HYPOCHLORIN
3484146 | CHURCH OF GOD-CHRISTMAS | 1 | CHURCH OF GOD-CHRISTMAS | B | 02 | DISINFECT/HYPOCHLORIN
3484147 | CIRCLE K #7440-APOPKA / RIGHTWAY FUELS | 1 | CIRCLE K #7440/APOPKA | B | 02 | DISINFECT/HYPOCHLORIN
3484148 | MOUNT DORA SHELL | 1 | MOUNT DORA SHELL | B | 02 | DISINFECT/HYPOCHLORIN
3484148 | MOUNT DORA SHELL | 1 | MOUNT DORA SHELL | H | 25 | SOFTENING/ION EXCHANGE
3484149 | ORANGE PRIMITIVE BAPTIST CHRCH | 1 | "ORANGE" PRIMITIVE BAPTIST CHU | B | 02 | DISINFECT/HYPOCHLORIN
3484150 | REMCO | 1 | REMCO | B | 02 | DISINFECT/HYPOCHLORIN
3484151 | CUMBERLAND FARMS-UNION PARK | 1 | CUMBERLAND FARMS-UNION PARK | B | 02 | DISINFECT/HYPOCHLORIN
3484152 | RIGHT WAY FOODS | 1 | RIGHT WAY FOODS | B | 02 | DISINFECT/HYPOCHLORIN
3484153 | UNION PARK VETERINARY HOSPITAL | 1 | LEEPER VETERINARIAN HOSPITAL | B | 02 | DISINFECT/HYPOCHLORIN
3484154 | RADIO STATION WOKB | 1 | RADIO STATION WOKB | B | 02 | DISINFECT/HYPOCHLORIN
3484155 | DAVE SHAW CHEVRON | 1 | DAVE SHAW CHEVRON | B | 02 | DISINFECT/HYPOCHLORIN
3484156 | TAVERN INN-HWY 15A | 1 | TAVERN INN-HWY 15A | B | 02 | DISINFECT/HYPOCHLORIN
3484157 | SHOP & GO-CLARCONA | 1 | SHOP & GO-CLARCONA | B | 02 | DISINFECT/HYPOCHLORIN
3484158 | SHOP & GO-BITHLO | 1 | SHOP & GO-BITHLO | B | 02 | DISINFECT/HYPOCHLORIN
3484159 | ABC BUS SALES-KILLARNEY | 1 | ABC BUS SALES-KILLARNEY | B | 02 | DISINFECT/HYPOCHLORIN
3484160 | HALL LIQUOR STORE & LOUNGE | 1 | HALL LIQUOR STORE & LOUNGE | B | 02 | DISINFECT/HYPOCHLORIN
3484161 | CIRCLE K #7432/UNIVERSITY | 1 | CIRCLE K #7432/UNIVERSITY | B | 02 | DISINFECT/HYPOCHLORIN
3484162 | BROOKS PRODUCTS INC | 1 | BROOKS PRODUCTS INC | B | 02 | DISINFECT/HYPOCHLORIN
3484165 | VANDERHOEVEN USA INC | 1 | VANDERHOEVEN USA INC | B | 02 | DISINFECT/HYPOCHLORIN
3484166 | CONWAY VOLUNTEER FIREMAN ASSOC | 1 | CONWAY VOLUNTEER FIREMAN ASSOC | B | 02 | DISINFECT/HYPOCHLORIN
3484167 | MAXWELL OFFICE & WAREHOUSE | 1 | MAXWELL OFFICE & WAREHOUSE | B | 02 | DISINFECT/HYPOCHLORIN
3484168 | JIFFY FOOD STORE-SR 434 APOPKA | 1 | JIFFY FOOD STORE-SR 434 APOPKA | B | 02 | DISINFECT/HYPOCHLORIN
3484169 | CHURCH OF CHRIST-HARRELL RD | 1 | CHURCH OF CHRIST-HARRELL RD | B | 02 | DISINFECT/HYPOCHLORIN
3484170 | FAIRWAYS COUNTRY CLUB(CONSEC) | 1 | FAIRWAYS COUNTRY CLUB | A |  | NO TRTMT
3484171 | H.B.J. WAREHOUSE | 1 | HBJ | B | 02 | DISINFECT/HYPOCHLORIN
3484172 | ROCK SPRINGS ELEMENTARY | 1 | ROCK SPRINGS ELEMENTARY | B | 02 | DISINFECT/HYPOCHLORIN
3484172 | ROCK SPRINGS ELEMENTARY | 1 | ROCK SPRINGS ELEMENTARY | D | 36 | CORR-CTRL/CORROSION INHIB
3484173 | OCPU/MCCULLOCH WATER AREA | 1 | OCPU/SHEFFIELD FOREST S/D | E | 20 | T-O CTRL/AERATION
3484173 | OCPU/MCCULLOCH WATER AREA | 1 | OCPU/SHEFFIELD FOREST S/D | B | 01 | DISINFECT/GASEOUS CHLORIN
3484174 | TWYFORD PLANT LABORATORIES, INC. | 1 | TWYFORD PLANT LABORATORIES | B | 02 | DISINFECT/HYPOCHLORIN
3484175 | J&C MHP | 1 | J & C MOBILE HOME PARK | B | 02 | DISINFECT/HYPOCHLORIN
3484176 | GROWERS PRECOOLER | 1 | GROWERS PRECOOLER | B | 02 | DISINFECT/HYPOCHLORIN
3484177 | J & C MOBILE HOME PARK | 1 | J & C MHP | B | 02 | DISINFECT/HYPOCHLORIN
3484177 | J & C MOBILE HOME PARK | 1 | J & C MHP | Z | 23 | OTHER/GAC ADDITION
3484177 | J & C MOBILE HOME PARK | 1 | J & C MHP | E | 20 | T-O CTRL/AERATION
3484178 | GENE BATSON GREENHOUSE | 1 | FLORICO FOLIAGE | B | 02 | DISINFECT/HYPOCHLORIN
3484180 | UNITED PENTECOSTAL CH/APOPKA | 1 | UNITED PENTECOSTAL CH OF APOPK | B | 02 | DISINFECT/HYPOCHLORIN
3484181 | FORT CHRISTMAS PARK | 1 | FORT CHRISTMAS PARK | B | 02 | DISINFECT/HYPOCHLORIN
3484182 | MARSELL'S WATER PLANT | 1 | MARSELL'S | A |  | NO TRTMT
3484183 | CHURCH OF GOD OF PROPHECY | 1 | CHURCH OF GOD OF PROPHECY | B | 02 | DISINFECT/HYPOCHLORIN
3484184 | ORANGE LODGE | 1 | ORANGE LODGE | B | 02 | DISINFECT/HYPOCHLORIN
3484185 | LAKE APOPKA MARINA | 1 | LAKE APOPKA MARINA | A |  | NO TRTMT
3484186 | PINE HILLS 7TH DAY ADVENT. CH | 1 | PINE HILLS 7TH DAY ADVENT. CH | B | 02 | DISINFECT/HYPOCHLORIN
3484187 | JACK'S TRUCK STOP | 1 | JACK'S TRUCK STOP | A |  | NO TRTMT
3484188 | SAWTEK INCORPORATED | 1 | SAWTEK | B | 02 | DISINFECT/HYPOCHLORIN
3484189 | CURRY FORD MAINLINE | 1 | EASTERN BELTWAY TOLL PLAZA | B | 02 | DISINFECT/HYPOCHLORIN
3484191 | RIGHT FUEL & FOOD | 1 | RITE FUEL | B | 02 | DISINFECT/HYPOCHLORIN
3484192 | ZACHARY'S GROCERY | 1 | ZACHARY'S GROCERY | B | 02 | DISINFECT/HYPOCHLORIN
3484193 | CIRCLE K #7490/WINTER GARDEN | 1 | CIRCLE K #7490/WINTER GARDEN | B | 02 | DISINFECT/HYPOCHLORIN
3484195 | ORNBERG BUILDING | 1 | ORNBERG BUILDING | B | 02 | DISINFECT/HYPOCHLORIN
3484197 | AUTOMOTIVE OPTIONS | 1 | ALOHA CAFE-DONUT MAKER | B | 02 | DISINFECT/HYPOCHLORIN
3484198 | TRAILDUSTER'S INN | 1 | TRAILDUSTER'S INN | B | 02 | DISINFECT/HYPOCHLORIN
3484199 | PETE'S VARSITY SPORTS PUB | 1 | VARSITY SPORTS PUB | A |  | NO TRTMT
3484200 | J&M CONVENIENCE STORE | 1 | J&M CONVENIENCE STORE | B | 02 | DISINFECT/HYPOCHLORIN
3484201 | FIRST SCHOOL | 1 | FIRST SCHOOL | B | 02 | DISINFECT/HYPOCHLORIN
3484202 | UNIDAS | 1 | UNIDAS (FORMERLY AIRWAYS RENT) | B | 02 | DISINFECT/HYPOCHLORIN
3484203 | LAKE JOHN'S MOTEL | 1 | LAKE JOHN'S MOTEL | B | 02 | DISINFECT/HYPOCHLORIN
3484204 | ICA [INFRASTRUCTURE CORP OF AMER] | 1 | GENERAL RENT-A-CAR | D | 19 | CORR-CTRL/PH ADJUSTMENT
3484204 | ICA [INFRASTRUCTURE CORP OF AMER] | 1 | GENERAL RENT-A-CAR | B | 01 | DISINFECT/GASEOUS CHLORIN
3484205 | SMYTH LUMBER | 1 | SMYTH LUMBER | B | 02 | DISINFECT/HYPOCHLORIN
3484206 | CENTRAL FLORIDA CHRISTIAN SCH. | 1 | CENTRAL FLA.CHRISTIAN SCHOOL | A |  | NO TRTMT
3484207 | ABC LIQUORS # 103 | 1 | ABC LIQUORS # 103 | B | 02 | DISINFECT/HYPOCHLORIN
3484208 | ANTHONY HOUSE | 1 | ANTHONY HOUSE | B | 02 | DISINFECT/HYPOCHLORIN
3484209 | ALPHABET GANG | 1 | ALPHABET GANG | B | 02 | DISINFECT/HYPOCHLORIN
3484210 | BERNIE'S FROSTED MUG | 1 | BERNIE'S FROSTED MUG | B | 02 | DISINFECT/HYPOCHLORIN
3484211 | BECKY'S GROCERY | 1 | BECKY'S COUNTRY STORE | B | 02 | DISINFECT/HYPOCHLORIN
3484212 | TRANSTAR TRANSPORTATION | 1 | TRANSTAR TRANSPORTATION | B | 02 | DISINFECT/HYPOCHLORIN
3484213 | CITGO FOOD MART USA, INC. | 1 | CITGO FOOD MART USA, INC. | B | 02 | DISINFECT/HYPOCHLORIN
3484214 | SENNINGER IRRIGATION | 1 | SENNINGER IRRIGATION | B | 02 | DISINFECT/HYPOCHLORIN
3484215 | CIRCLE K #7502/BITHLO | 1 | CIRCLE K #7502/BITHLO | B | 02 | DISINFECT/HYPOCHLORIN
3484215 | CIRCLE K #7502/BITHLO | 1 | CIRCLE K #7502/BITHLO | E | 20 | T-O CTRL/AERATION
3484217 | AMERICAN LEGION #242 | 1 | AMERICAN LEGION # 242 | B | 02 | DISINFECT/HYPOCHLORIN
3484218 | BRANTLEY'S MOBILE HOME PARK | 1 | BRANTLEY'S MOBILE HOME PARK | B | 02 | DISINFECT/HYPOCHLORIN
3484218 | BRANTLEY'S MOBILE HOME PARK | 1 | BRANTLEY'S MOBILE HOME PARK | E | 20 | T-O CTRL/AERATION
3484219 | CAMBIO'S FAST FOODS | 1 | CAMBIO'S FAST FOODS | B | 02 | DISINFECT/HYPOCHLORIN
3484220 | CHRIST THE KING LUTHERAN CH. | 1 | CHRIST THE KING LUTHERAN CH. | B | 02 | DISINFECT/HYPOCHLORIN
3484221 | CHRISTMAS GROCERY | 1 | CHRISTMAS GROCERY | B | 02 | DISINFECT/HYPOCHLORIN
3484222 | DR. DENSON OFFICE COMPLEX | 1 | DR. DENSON OFFICE COMPLEX | B | 02 | DISINFECT/HYPOCHLORIN
3484223 | SWEET MAMA'S | 1 | SWEET MAMA'S | B | 02 | DISINFECT/HYPOCHLORIN
3484224 | DISCOUNT SEAFOOD | 1 | DISCOUNT SEAFOOD | B | 02 | DISINFECT/HYPOCHLORIN
3484225 | INDIAN PENTACOSTAL CHURCH | 1 | FIRST BAPTIST CHURCH OF LBV | B | 02 | DISINFECT/HYPOCHLORIN
3484226 | JUNGLE ADVENTURE | 1 | JUNGLE ADVENTURE(GATOR JUNGLE) | B | 02 | DISINFECT/HYPOCHLORIN
3484227 | MOTEL X | 1 | GENEVA MOTEL | B | 02 | DISINFECT/HYPOCHLORIN
3484228 | HAMPDEN DUBOSE ACADEMY | 1 | HAMPDEN DUBOSE ACADEMY | B | 02 | DISINFECT/HYPOCHLORIN
3484229 | HELP INTERNATIONAL | 1 | HELP INTERNATIONAL | B | 02 | DISINFECT/HYPOCHLORIN
3484230 | IDEAL FOOD STORE # 146 | 1 | IDEAL FOOD STORE # 146 | B | 02 | DISINFECT/HYPOCHLORIN
3484231 | INDEPENDENCE RV SALES | 1 | INDEPENDENCE RV SALES | B | 02 | DISINFECT/HYPOCHLORIN
3484232 | ISLE OF PINES COUNTRY STORE | 1 | ISLE OF PINES COUNTRY STORE | H | 29 | SOFTENING/CARTRIDGE FILTR
3484232 | ISLE OF PINES COUNTRY STORE | 1 | ISLE OF PINES COUNTRY STORE | B | 02 | DISINFECT/HYPOCHLORIN
3484233 | JOHNNY'S OASIS | 1 | JOHNNY'S OUTPOST | B | 02 | DISINFECT/HYPOCHLORIN
3484235 | JIFFY FOOD STORE # 133 | 1 | JIFFY FOOD STORE # 133 | B | 02 | DISINFECT/HYPOCHLORIN
3484236 | LIGHTHOUSE MISSION OF ORLANDO | 1 | LIGHTHOUSE MISSION OF ORLANDO | B | 02 | DISINFECT/HYPOCHLORIN
3484237 | LIL' CHAMP FOOD STORE #1203 | 1 | LIL' CHAMP FOOD STORE # 203 | B | 02 | DISINFECT/HYPOCHLORIN
3484238 | LIL' CHAMP FOOD STORE # 188 | 1 | LIL' CHAMP FOOD STORE # 188 | B | 02 | DISINFECT/HYPOCHLORIN
3484239 | CIRCLE K #1227 | 1 | KANGAROO EXPRESS # 1227 | B | 02 | DISINFECT/HYPOCHLORIN
3484241 | METZ REAL ESTATE | 2 | METZ REAL ESTATE | A |  | NO TRTMT
3484241 | METZ REAL ESTATE | 1 | METZ REAL ESTATE | B | 02 | DISINFECT/HYPOCHLORIN
3484242 | NEW LIFE WORSHIP CENTER | 1 | NEW LIFE WORSHIP CENTER | B | 02 | DISINFECT/HYPOCHLORIN
3484243 | NORTH ORLANDO SDA CHURCH | 1 | NORTH ORLANDO SDA CHURCH | B | 02 | DISINFECT/HYPOCHLORIN
3484244 | OFF THE EDGE LOUNGE | 1 | OFF THE EDGE LOUNGE | B | 02 | DISINFECT/HYPOCHLORIN
3484245 | ORLANDO POSTAL EMPLOYEE CLUB | 1 | ORLANDO POSTAL EMPLOYEE CLUB | B | 02 | DISINFECT/HYPOCHLORIN
3484246 | PRESBYTERIAN CH. OF THE LAKES | 1 | PRESBYTERIAN CH. OF THE LAKES | B | 02 | DISINFECT/HYPOCHLORIN
3484247 | READY MARKET #4 | 1 | READY MARKET #2 | B | 02 | DISINFECT/HYPOCHLORIN
3484248 | RINKER MATERIALS - RINKER WAY | 1 | RINKER MATERIALS - RINKER WAY | B | 02 | DISINFECT/HYPOCHLORIN
3484249 | RINKER MATERIALS - NARCOOSSEE | 1 | RINKER MATERIALS - NARCOOSSEE | B | 02 | DISINFECT/HYPOCHLORIN
3484250 | ROBERT'S BUSINESS CENTER | 1 | ROBERT'S BUSINESS CENTER | B | 02 | DISINFECT/HYPOCHLORIN
3484251 | BMZ PARTNERSHIP | 2 | ROYALTY FOODS BACKUP WELL WTP | B | 02 | DISINFECT/HYPOCHLORIN
3484251 | BMZ PARTNERSHIP | 1 | ROYALTY FOODS, INC. | B | 02 | DISINFECT/HYPOCHLORIN
3484252 | SAUL GRIMES & ASSOCIATES | 1 | SAUL GRIMES & ASSOCIATES | B | 02 | DISINFECT/HYPOCHLORIN
3484253 | SAF-T-GREEN OF ORLANDO, INC. | 1 | BPS/SAF-T-GREEN OF ORLANDO | B | 02 | DISINFECT/HYPOCHLORIN
3484255 | HARBOR HOUSE, INC. | 1 | SPOUSE ABUSE INC. | B | 02 | DISINFECT/HYPOCHLORIN
3484257 | BNMS MHP | 1 | BNMS MHP | B | 02 | DISINFECT/HYPOCHLORIN
3484258 | SUPERIOR RENT-A-CAR/HWY 15 | 1 | SUPERIOR RENT-A-CAR/HWY 15 | B | 02 | DISINFECT/HYPOCHLORIN
3484259 | VFW POST # 4287 | 1 | VFW POST # 4287 | B | 02 | DISINFECT/HYPOCHLORIN
3484261 | ZELLWOOD MOBIL | 1 | ZELLWOOD MOBIL | B | 02 | DISINFECT/HYPOCHLORIN
3484262 | ECKERD ACADEMY | 2 | ECKERD ACADEMY | B | 02 | DISINFECT/HYPOCHLORIN
3484263 | O.F. NELSON & SONS, LOCATION 2 | 1 | R.F.J.,INC.(O.F.NELSON, LOC#2) | A |  | NO TRTMT
3484264 | CENTRAL FLORIDA RESEARCH PARK | 1 | CENTRAL FLA.RESEARCH PARK | B | 02 | DISINFECT/HYPOCHLORIN
3484264 | CENTRAL FLORIDA RESEARCH PARK | 1 | CENTRAL FLA.RESEARCH PARK | D | 36 | CORR-CTRL/CORROSION INHIB
3484264 | CENTRAL FLORIDA RESEARCH PARK | 1 | CENTRAL FLA.RESEARCH PARK | E | 20 | T-O CTRL/AERATION
3484265 | O.F. NELSON & SONS NURS, INC | 1 | O.F. NELSON & SONS NURS, INC | A |  | NO TRTMT
3484266 | OCOEE KINGDOM HALL J WITNESS | 1 | OCOEE KING. HALL OF JEH. WIT. | B | 02 | DISINFECT/HYPOCHLORIN
3484267 | J & P PROPERTIES | 1 | J & P PROPPERTIES | B | 02 | DISINFECT/HYPOCHLORIN
3484268 | KINGDOM HALL OF JEH WITN (REDDITT RD) | 1 | KIN HAL OF (RED RD) JEH WITN | B | 02 | DISINFECT/HYPOCHLORIN
3484269 | AMOCO STATION #60558 | 1 | AMOCO STA.#60558 | B | 02 | DISINFECT/HYPOCHLORIN
3484270 | LINDA'S BEAUTY SALON | 1 | LINDA'S BEAUTY SALON | B | 02 | DISINFECT/HYPOCHLORIN
3484271 | AUTO PARTS WORLD | 1 | AUTO PARTS WORLD | B | 02 | DISINFECT/HYPOCHLORIN
3484272 | KELLER MUSIC | 1 | KELLER MUSIC | B | 02 | DISINFECT/HYPOCHLORIN
3484273 | FEDERAL SIGN | 1 | MEL WEB SIGN COMPANY | B | 02 | DISINFECT/HYPOCHLORIN
3484274 | BADCOCK HOME FURNISHING | 1 | BADCOCK HOME FURNISHINGS | B | 02 | DISINFECT/HYPOCHLORIN
3484275 | H & H PRODUCTS CO. | 1 | H & H PRODUCTS | B | 02 | DISINFECT/HYPOCHLORIN
3484276 | LOCKHART LIONS | 1 | LOCKHART LIONS | B | 01 | DISINFECT/GASEOUS CHLORIN
3484277 | BOBCAT OF ORLANDO | 1 | BOBCAT OF ORLANDO | B | 01 | DISINFECT/GASEOUS CHLORIN
3484278 | CHRISTMAS COMMUNITY CENTER | 1 | CHRISTMAS COMMUNITY CENTER | B | 02 | DISINFECT/HYPOCHLORIN
3484279 | ORLANDO COUNTRY AIRPORT | 1 | ORLANDO COUNTRY AIRPORT | B | 01 | DISINFECT/GASEOUS CHLORIN
3484280 | EARTH RESOURCES | 1 | EARTH RESOURCES | B | 01 | DISINFECT/GASEOUS CHLORIN
3484281 | ORANGE COUNTY ACADEMY | 1 | ORANGE COUNTY ACADEMY | G | 23 | IRON RMVL/GAC ADDITION
3484281 | ORANGE COUNTY ACADEMY | 1 | ORANGE COUNTY ACADEMY | P | 32 | DISINF BY-PROD CONTRO/PEROXIDE
3484281 | ORANGE COUNTY ACADEMY | 1 | ORANGE COUNTY ACADEMY | B | 02 | DISINFECT/HYPOCHLORIN
3484282 | CLARCONA COMMUNITY CTR | 1 | CLARCONA COMMUNITY CTR | B | 01 | DISINFECT/GASEOUS CHLORIN
3484283 | BITHLO BAPTIST CHURCH | 1 | BITHLO BAPTIST CHURCH | B | 02 | DISINFECT/HYPOCHLORIN
3484284 | SUZI KARR REALTY | 1 | SUZI KARR REALTY | B | 01 | DISINFECT/GASEOUS CHLORIN
3484285 | PARRAMORE HOUSE | 1 | PARRAMORE HOUSE | B | 02 | DISINFECT/HYPOCHLORIN
3484286 | EMERGI CARE | 1 | EMERGI CARE | B | 01 | DISINFECT/GASEOUS CHLORIN
3484287 | FERDINAND OFFICE | 1 | FERDINAND OFFICE | B | 01 | DISINFECT/GASEOUS CHLORIN
3484288 | PARKRIDGE GROCERY | 1 | PARKRIDGE GROCERY | B | 02 | DISINFECT/HYPOCHLORIN
3484289 | READY MARKET #4 | 1 | READY MARKET | B | 02 | DISINFECT/HYPOCHLORIN
3484291 | U.S. POST OFFICE CHRISTMAS | 1 |  | B | 02 | DISINFECT/HYPOCHLORIN
3484292 | AUTO SALVAGE BROKERS | 1 |  | B | 02 | DISINFECT/HYPOCHLORIN
3484293 | UNION PARK HARDWARE | 1 |  | B | 01 | DISINFECT/GASEOUS CHLORIN
3484294 | J&B'S USED AUTO PARTS | 1 |  | Z | 23 | OTHER/GAC ADDITION
3484294 | J&B'S USED AUTO PARTS | 1 |  | B | 02 | DISINFECT/HYPOCHLORIN
3484295 | BARNETT BANK PAY DAY | 1 |  | B | 02 | DISINFECT/HYPOCHLORIN
3484296 | BOB'S MARKET | 1 | BOB'S MARKET | B | 02 | DISINFECT/HYPOCHLORIN
3484297 | COLONIAL BUILDING SUPPLIES,INC | 1 |  | B | 01 | DISINFECT/GASEOUS CHLORIN
3484298 | A & M DISCOUNT | 1 | A & M BEVERAGE | B | 01 | DISINFECT/GASEOUS CHLORIN
3484299 | SONNY BOY INN | 1 |  | B | 01 | DISINFECT/GASEOUS CHLORIN
3484300 | E ORANGE EVANGELICAL METHODIST | 1 |  | B | 01 | DISINFECT/GASEOUS CHLORIN
3484301 | KNOWLTON PROPERTIES | 1 |  | B | 01 | DISINFECT/GASEOUS CHLORIN
3484302 | HOGSHEAD NURSERY | 1 | HOGSHEAD NURSERY | B | 02 | DISINFECT/HYPOCHLORIN
3484303 | DON WATKINS PRODUCE | 1 |  | B | 02 | DISINFECT/HYPOCHLORIN
3484304 | BUNKER HILL CENTER | 1 | BUNKER HILL CENTER | B | 02 | DISINFECT/HYPOCHLORIN
3484305 | DISTINCTIVE STONE STATUARY | 1 |  | B | 02 | DISINFECT/HYPOCHLORIN
3484306 | FIBBER MCGEE'S | 1 |  | B | 02 | DISINFECT/HYPOCHLORIN
3484307 | CHAR BET FARMS | 1 |  | B | 02 | DISINFECT/HYPOCHLORIN
3484308 | YELLOW DOG EATS INC. | 1 | YELLOW DOG EATS | B | 02 | DISINFECT/HYPOCHLORIN
3484309 | MILTON'S DELI MARKET | 1 | BITHLO FRUIT & VEG.MART | B | 01 | DISINFECT/GASEOUS CHLORIN
3484310 | EAST ORLANDO FEED | 1 |  | B | 01 | DISINFECT/GASEOUS CHLORIN
3484311 | EAST ORANGE AUTO PARTS | 1 |  | B | 02 | DISINFECT/HYPOCHLORIN
3484312 | BAREFOOT STABLE | 1 |  | B | 01 | DISINFECT/GASEOUS CHLORIN
3484313 | DEVONWOOD FARMS | 1 |  | B | 02 | DISINFECT/HYPOCHLORIN
3484315 | FT. CHRISTMAS BAPTIST CHURCH | 1 |  | B | 01 | DISINFECT/GASEOUS CHLORIN
3484316 | EASTSIDE MOWER SERVICE | 1 | EAST ORLANDO LAWN EQUIPMENT | B | 02 | DISINFECT/HYPOCHLORIN
3484317 | CIRCLE K #7514/CHRISTMAS | 1 | CIRCLE K #7514/CHRISTMAS | E | 20 | T-O CTRL/AERATION
3484317 | CIRCLE K #7514/CHRISTMAS | 1 | CIRCLE K #7514/CHRISTMAS | B | 02 | DISINFECT/HYPOCHLORIN
3484318 | EAST SIDE LIQUORS | 1 |  | B | 01 | DISINFECT/GASEOUS CHLORIN
3484320 | ORLANDO WILDERNESS PARK | 1 |  | B | 01 | DISINFECT/GASEOUS CHLORIN
3484321 | PREMIER ACADEMY | 1 | PREMIER ACADEMY WELL 01 4" | B | 02 | DISINFECT/HYPOCHLORIN
3484322 | EASTSIDE ACE HARDWARE | 1 | ACE HARDWARE-EASTSIDE | B | 02 | DISINFECT/HYPOCHLORIN
3484324 | BARRETTS MARINA | 1 | BARBER MARINE | B | 02 | DISINFECT/HYPOCHLORIN
3484325 | KEENE ROAD LANDFILL | 1 | KEENE ROAD LANDFILL | B | 01 | DISINFECT/GASEOUS CHLORIN
3484326 | PINE GROVE MISSIONARY BAPTIST | 1 | PINE GROVE MISSIONARY BAPTIST | B | 02 | DISINFECT/HYPOCHLORIN
3484327 | ADVANCED MICROGRAPHICS | 1 | ADVANCED MICROGRAPHICS | B | 01 | DISINFECT/GASEOUS CHLORIN
3484328 | WEKIWA CONCRETE PRODUCTS, INC. | 1 | WEKIWA CONCRTET PRODUCTS,INC | B | 02 | DISINFECT/HYPOCHLORIN
3484329 | U.S. POST OFFICE LOCKHART | 1 | U.S. POST OFFICE LOCKHART | B | 02 | DISINFECT/HYPOCHLORIN
3484330 | WOODLAWN FUNERAL HOME (MAINT) | 1 | WOODLAWN MAINTENANCE | B | 02 | DISINFECT/HYPOCHLORIN
3484331 | WOODLAWN FUNERAL HM(MAUSOLEUM) | 1 | WOODLAWN MAUSOLEUM | B | 02 | DISINFECT/HYPOCHLORIN
3484332 | SUNSHINE CRANE RENTAL | 1 | SUNSHINE CRANE RENTAL | B | 02 | DISINFECT/HYPOCHLORIN
3484334 | HARVEST INSPIRATION MINISTRY | 1 | HARVEST INSP.MINIS/PLYMTH-SORR | B | 02 | DISINFECT/HYPOCHLORIN
3484335 | LAND OF THE BROMELIADS | 1 | LAND OF THE BROMELIADS | B | 02 | DISINFECT/HYPOCHLORIN
3484336 | KNOX NURSERY | 1 | KNOX NURSERY | B | 02 | DISINFECT/HYPOCHLORIN
3484337 | ORANGE CO. HIGHWAY DEPT MAINT. | 1 | ORANGE CO. HIGHWAY DEPT MAINT. | B | 02 | DISINFECT/HYPOCHLORIN
3484338 | FLORIDA POTTING SOILS, INC | 1 | FLORIDA POTTING SOILS, INC | A |  | NO TRTMT
3484339 | COMMERCIAL CONDREY ENT., INC | 1 | COMMERCIAL CONDREY ENT., INC | B | 02 | DISINFECT/HYPOCHLORIN
3484340 | GREEN MASTERS | 1 | GREEN MASTERS | B | 02 | DISINFECT/HYPOCHLORIN
3484341 | AGRI-STARTS INC | 1 | AGRI STARTS, INC | B | 02 | DISINFECT/HYPOCHLORIN
3484342 | GRINNELL FARMS, INC | 1 | GRINNELL FARMS, INC | B | 02 | DISINFECT/HYPOCHLORIN
3484343 | WESTSIDE INTERNAL MEDICINE | 1 | VANGUARD HEALTH SERVICES | B | 02 | DISINFECT/HYPOCHLORIN
3484344 | WELKER PLANTS, INC | 1 | WELKER PLANTS, INC | B | 02 | DISINFECT/HYPOCHLORIN
3484345 | SPEED WORLD DRAGWAY | 1 | SPEED WORLD DRAGWAY | B | 02 | DISINFECT/HYPOCHLORIN
3484346 | ORLANDO SPEED WORLD (OVAL TRACK) | 1 | ORLANDO SPEED WORLD WTP 1 | B | 02 | DISINFECT/HYPOCHLORIN
3484346 | ORLANDO SPEED WORLD (OVAL TRACK) | 2 | ORLANDO SPEED WORLD WTP 2 | B | 02 | DISINFECT/HYPOCHLORIN
3484347 | SOUTHERN STATES OPERATION BLDG | 1 | SOUTHERN STATES OPERATION BLDG | B | 02 | DISINFECT/HYPOCHLORIN
3484348 | PRINT FILE, INC | 1 | PRINT FILE, INC | B | 02 | DISINFECT/HYPOCHLORIN
3484349 | P & M PROPERTIES | 1 | P & M PROPERTIES | B | 02 | DISINFECT/HYPOCHLORIN
3484350 | SWINGING DOOR SALOON | 1 | SWINGING DOOR SALOON | B | 02 | DISINFECT/HYPOCHLORIN
3484351 | KIDDIE RANCH | 1 | KIDDIE RANCH | B | 02 | DISINFECT/HYPOCHLORIN
3484352 | OCUD/BRADFORD COVE (CONSEC.) | 1 | BRADFORD COVE | A |  | NO TRTMT
3484353 | OCUD/UNIVERSITY FOREST(CONSEC.) | 1 | UNIVERSITY FOREST | A |  | NO TRTMT
3484354 | ORANGE COUNTY RACEWAY | 1 | ORANGE COUNTY RACEWAT | B | 02 | DISINFECT/HYPOCHLORIN
3484355 | HERMANN ENGELMANN #1 | 1 | HERMANN ENGELMANN #1 | B | 02 | DISINFECT/HYPOCHLORIN
3484356 | HERMANN ENGELMANN #3 | 1 | HERMANN ENGELMANN #3 | B | 02 | DISINFECT/HYPOCHLORIN
3484357 | HERMANN ENGELMANN #5 | 1 | HERMANN ENGELMANN #5 | B | 02 | DISINFECT/HYPOCHLORIN
3484358 | ALAMO RENT A CAR #2 | 1 | ALAMO RENT A CAR #2 | B | 02 | DISINFECT/HYPOCHLORIN
3484359 | WEST MAINLINE TOLL PLAZA(JOHN YOUNG) | 1 | JOHN YOUNG/E.BLTWY-W.TOLL PLAZ | B | 02 | DISINFECT/HYPOCHLORIN
3484360 | BOGGY CREEK (EAST) MAINLINE | 1 | BOGGY CREEK/E.BLTWY-E.TOLL PLZ | B | 02 | DISINFECT/HYPOCHLORIN
3484361 | OCUD/HUNTER'S RIDGE(CONSECUTIVE) | 1 | OCUD/HUNTER'S RIDGE | A |  | NO TRTMT
3484362 | ROBERTS MEDICAL PLAZA | 1 | ROBERT S ROBERTS MEDICAL BLDG | B | 02 | DISINFECT/HYPOCHLORIN
3484363 | FDOT TURNPIKE PLAZA @ HWY 50 | 1 | FDOT TURNPIKE PLAZA @ HWY 50 | B | 02 | DISINFECT/HYPOCHLORIN
3484363 | FDOT TURNPIKE PLAZA @ HWY 50 | 1 | FDOT TURNPIKE PLAZA @ HWY 50 | Z | 23 | OTHER/GAC ADDITION
3484363 | FDOT TURNPIKE PLAZA @ HWY 50 | 1 | FDOT TURNPIKE PLAZA @ HWY 50 | Z | 13 | OTHER/SLOW SAND FILTR
3484364 | GOLF RANGE AT MAITLAND CTR | 1 | THE GOLF RANGE AT MAITLAND CTR | B | 02 | DISINFECT/HYPOCHLORIN
3484365 | IGLESIA DE JESU CRISTO | 1 | . | B | 02 | DISINFECT/HYPOCHLORIN
3484366 | MCDONALD'S RESTAURANT-BITHLO | 1 | MCDONSLD'S RESTAURANT-BITHLO | B | 02 | DISINFECT/HYPOCHLORIN
3484367 | TIBET BUTLER PRESERVE | 1 | TIBET BUTLER PRESERVE | B | 02 | DISINFECT/HYPOCHLORIN
3484368 | ORLANDO WILDERNESS PARK | 1 | ORL.WILDERNESS PK (WETLANDS WL | E | 20 | T-O CTRL/AERATION
3484368 | ORLANDO WILDERNESS PARK | 1 | ORL.WILDERNESS PK (WETLANDS WL | B | 02 | DISINFECT/HYPOCHLORIN
3484369 | FINFROCK INDUSTRIES | 1 | FINFROCK INDUSTRIES | B | 02 | DISINFECT/HYPOCHLORIN
3484370 | WATER CONSERVE II | 1 | WATER CONSERVE II | B | 02 | DISINFECT/HYPOCHLORIN
3484371 | COUNTY LINE MOOSE LODGE #2427 | 1 | MOOSE LODGE #2427 | B | 02 | DISINFECT/HYPOCHLORIN
3484372 | LAKESIDE LEISURE LIVING | 1 | YOGI BEAR LAKESIDE LEIS.LIVING | B | 01 | DISINFECT/GASEOUS CHLORIN
3484373 | PAT'S PLACE | 1 | PAT'S PLACE | B | 02 | DISINFECT/HYPOCHLORIN
3484374 | BRENDA'S WATERING HOLE | 1 | BRENDA'S WATERING HOLE | B | 02 | DISINFECT/HYPOCHLORIN
3484376 | WINDERMERE SEVENTH DAY ADVENTIST CHURCH | 1 | WINDERMERE SDA CHURCH | B | 02 | DISINFECT/HYPOCHLORIN
3484377 | ANNABELLE'S SMOKEHOUSE | 1 | CUZ'S BAR-B-QUE | B | 02 | DISINFECT/HYPOCHLORIN
3484378 | DEWAR NURSERY | 1 | DEWAR NURSERY | B | 02 | DISINFECT/HYPOCHLORIN
3484380 | WINDERMERE GOLF ACADEMY | 1 | WINDERMERE GOLF ACADEMY | B | 02 | DISINFECT/HYPOCHLORIN
3484381 | MEADOW MARSH BED & BREAKFAST | 1 | MEADOW MARSH BED & BREAKFAST | B | 02 | DISINFECT/HYPOCHLORIN
3484382 | LAKE WHITNEY ELEMENTARY SCHOOL | 1 | LK. WHITNEY ELEMTARY SCHOOL | D | 18 | CORR-CTRL/SEQUESTATION
3484382 | LAKE WHITNEY ELEMENTARY SCHOOL | 1 | LK. WHITNEY ELEMTARY SCHOOL | B | 02 | DISINFECT/HYPOCHLORIN
3484383 | BITHLO COMMUNITY PARK | 1 | BITHLO COMMUNITY PARK | E | 20 | T-O CTRL/AERATION
3484383 | BITHLO COMMUNITY PARK | 1 | BITHLO COMMUNITY PARK | B | 02 | DISINFECT/HYPOCHLORIN
3484383 | BITHLO COMMUNITY PARK | 1 | BITHLO COMMUNITY PARK | B | 04 | DISINFECT/CHLORAMINES
3484384 | A GROWING PLACE CHILD CARE | 1 | A GROWING PLACE | B | 02 | DISINFECT/HYPOCHLORIN
3484385 | LAW ENFORCEMENT VEHICLE OPS CENTER | 1 | COLLISION AVOIDANCE TRAINING | B | 02 | DISINFECT/HYPOCHLORIN
3484386 | ROYALTY FOODS,INC.(PLT.#2) | 1 | ROYALTY FOODS,INC. | B | 02 | DISINFECT/HYPOCHLORIN
3484387 | CORNER LAKE MIDDLE SCHOOL | 1 | CORNER LAKE MIDDLE SCHOOL WTP | D | 36 | CORR-CTRL/CORROSION INHIB
3484387 | CORNER LAKE MIDDLE SCHOOL | 1 | CORNER LAKE MIDDLE SCHOOL WTP | E | 20 | T-O CTRL/AERATION
3484387 | CORNER LAKE MIDDLE SCHOOL | 1 | CORNER LAKE MIDDLE SCHOOL WTP | B | 02 | DISINFECT/HYPOCHLORIN
3484388 | ADVANCE REFRIGERATION & AIR, INC | 1 | ADVANCE REFRIG & AIR, INC | B | 02 | DISINFECT/HYPOCHLORIN
3484390 | ORANGE COUNTY NATIONAL GOLF CENTER | 1 | ORANGE CO NATL GOLF CENTER WTP | B | 02 | DISINFECT/HYPOCHLORIN
3484391 | LA CHIQUITA MEXICAN STORE | 1 | LA CHIQUITA MEXICAN STORE | B | 02 | DISINFECT/HYPOCHLORIN
3484392 | WEST ORANGE PROFESSIONAL CENTR | 2 | WEST ORANGE PROFESSIONAL CTR. | G | 30 | IRON RMVL/GREENSAND FILTR
3484392 | WEST ORANGE PROFESSIONAL CENTR | 1 | BYBLOS/W.ORNG.PROFESSIONAL CTR | G | 30 | IRON RMVL/GREENSAND FILTR
3484392 | WEST ORANGE PROFESSIONAL CENTR | 1 | BYBLOS/W.ORNG.PROFESSIONAL CTR | B | 02 | DISINFECT/HYPOCHLORIN
3484392 | WEST ORANGE PROFESSIONAL CENTR | 2 | WEST ORANGE PROFESSIONAL CTR. | B | 02 | DISINFECT/HYPOCHLORIN
3484393 | KINGDOM HALL OF JEHOVAH WITNESSES | 1 | KINGDOM HALL OF JEHOVA WITNESS | B | 02 | DISINFECT/HYPOCHLORIN
3484394 | AQUATIC ECO SYSTEMS | 1 | AQUATIC ECO SYSTEMS | B | 02 | DISINFECT/HYPOCHLORIN
3484395 | BAD DOG DRIVING RANGE | 1 | BAD DOG DRIVING RANGE | B | 02 | DISINFECT/HYPOCHLORIN
3484396 | WINDERMERE PREPARATORY SCHOOL | 1 | WINDERMERE PREPARATORY SCHOOL | B | 02 | DISINFECT/HYPOCHLORIN
3484397 | U-HAUL INTERNATIONAL | 1 | U-HAUL OCOEE | B | 02 | DISINFECT/HYPOCHLORIN
3484398 | SUBCO BEELINE | 1 | SUPERSTOP #407 | B | 02 | DISINFECT/HYPOCHLORIN
3484400 | LAKE NONA TRANSPORTATION CENTER/OCPS | 1 | LAKE NONA TRANSPORTATION/OCPS | D | 36 | CORR-CTRL/CORROSION INHIB
3484401 | MJM FOOD STORE-BITHLO | 1 | MJM FOOD STORE | H | 25 | SOFTENING/ION EXCHANGE
3484401 | MJM FOOD STORE-BITHLO | 1 | MJM FOOD STORE | E | 20 | T-O CTRL/AERATION
3484401 | MJM FOOD STORE-BITHLO | 1 | MJM FOOD STORE | B | 02 | DISINFECT/HYPOCHLORIN
3484402 | ORLANDO WETLANDS PARK | 1 | ORLANDO WETLANDS PARK | E | 20 | T-O CTRL/AERATION
3484402 | ORLANDO WETLANDS PARK | 1 | ORLANDO WETLANDS PARK | C | 29 | PART-RMVL/CARTRIDGE FILTR
3484402 | ORLANDO WETLANDS PARK | 1 | ORLANDO WETLANDS PARK | B | 02 | DISINFECT/HYPOCHLORIN
3484404 | CRAFTECH INDUSTRIES | 1 | FRATERNAL ORDER OF ORIOLES | G | 25 | IRON RMVL/ION EXCHANGE
3484404 | CRAFTECH INDUSTRIES | 1 | FRATERNAL ORDER OF ORIOLES | B | 02 | DISINFECT/HYPOCHLORIN
3484405 | PENANG NURSERY | 1 | PENANG NURSERY | B | 02 | DISINFECT/HYPOCHLORIN
3484406 | THE SUB SHACK | 1 | THE SUB SHACK | B | 02 | DISINFECT/HYPOCHLORIN
3484407 | TIENDA REPUBLICA | 1 | TIENDA REPUBLICA | B | 02 | DISINFECT/HYPOCHLORIN
3484408 | LOVING HIS PEOPLE ISRAEL | 1 | LOVING HIS PEOPLE ISRAEL WORSH | B | 02 | DISINFECT/HYPOCHLORIN
3484411 | PEDIA SWIM ACADEMY | 1 | PEDIA SWIM ACADEMY | B | 02 | DISINFECT/HYPOCHLORIN
3484412 | STERICYCLE | 1 | STERICYCLE | B | 02 | DISINFECT/HYPOCHLORIN
3484413 | WEST ORLANDO BAPTIST CHURCH | 1 | WEST ORLANDO BAPTIST CHURCH | B | 02 | DISINFECT/HYPOCHLORIN
3484413 | WEST ORLANDO BAPTIST CHURCH | 1 | WEST ORLANDO BAPTIST CHURCH | E | 23 | T-O CTRL/GAC ADDITION
3484414 | WEST ORANGE GIRLS CLUB | 1 | WEST ORANGE GIRLS CLUB | B | 02 | DISINFECT/HYPOCHLORIN
3484415 | A WING & A PRAYER RESTAURANT | 1 | WING & A PRAYER | B | 02 | DISINFECT/HYPOCHLORIN
3484416 | RINKER MATERIALS N. FLORIDA PIPE PLANT | 1 | RINKER MATERIALS | F | 23 | ORGN-RMVL/GAC ADDITION
3484416 | RINKER MATERIALS N. FLORIDA PIPE PLANT | 1 | RINKER MATERIALS | D | 18 | CORR-CTRL/SEQUESTATION
3484416 | RINKER MATERIALS N. FLORIDA PIPE PLANT | 1 | RINKER MATERIALS | B | 02 | DISINFECT/HYPOCHLORIN
3484417 | KOREAN PRESBYTERIAN CHURCH OF ORLANDO | 1 | KOREAN PRESBYTERIAN CHURCH | B | 02 | DISINFECT/HYPOCHLORIN
3484418 | FEC MOBILE HOME PARK & SCAMBE RANCH | 1 | FEC MHP & SCAMBE RANCH | E | 20 | T-O CTRL/AERATION
3484418 | FEC MOBILE HOME PARK & SCAMBE RANCH | 1 | FEC MHP & SCAMBE RANCH | B | 02 | DISINFECT/HYPOCHLORIN
3484420 | RUDOLF'S RESTAURANT | 1 | RUDOLF'S RESTAURANT | B | 02 | DISINFECT/HYPOCHLORIN
3484423 | CVV ACADEMY | 1 | CVV ACADEMY | H | 25 | SOFTENING/ION EXCHANGE
3484423 | CVV ACADEMY | 1 | CVV ACADEMY | E | 25 | T-O CTRL/ION EXCHANGE
3484423 | CVV ACADEMY | 1 | CVV ACADEMY | B | 02 | DISINFECT/HYPOCHLORIN
3484426 | SOUTH SEMINOLE SHEET METAL | 1 | SOUTH SEMINOLE SHEET MEATL | B | 02 | DISINFECT/HYPOCHLORIN
3484435 | EAST ORANGE DISTRICT PARK | 1 | EAST ORANGE DISTRICT PARK | B | 02 | DISINFECT/HYPOCHLORIN
3484435 | EAST ORANGE DISTRICT PARK | 1 | EAST ORANGE DISTRICT PARK | E | 23 | T-O CTRL/GAC ADDITION
3484435 | EAST ORANGE DISTRICT PARK | 1 | EAST ORANGE DISTRICT PARK | H | 23 | SOFTENING/GAC ADDITION
3484442 | LAKE MEADOW NATURALS | 1 | LAKE MEADOW NATURALS | B | 02 | DISINFECT/HYPOCHLORIN
3484444 | TIMBER CREEK PEDIATRICS | 1 | TIMBER CREEK PEDIATRICS | Z | 29 | OTHER/CARTRIDGE FILTR
3484444 | TIMBER CREEK PEDIATRICS | 1 | TIMBER CREEK PEDIATRICS | B | 02 | DISINFECT/HYPOCHLORIN
3484444 | TIMBER CREEK PEDIATRICS | 1 | TIMBER CREEK PEDIATRICS | H | 12 | SOFTENING/SEDIMENTATION
3490019 | AIRPORT INN | 1 |  | B | 02 | DISINFECT/HYPOCHLORIN
3490026 | GOOD SAMARITAN RETIREMENT | 1 | GOOD SAMARITAN RETIREMENT | B | 01 | DISINFECT/GASEOUS CHLORIN
3490026 | GOOD SAMARITAN RETIREMENT | 1 | GOOD SAMARITAN RETIREMENT | E | 20 | T-O CTRL/AERATION
3490090 | BAY LAKE ESTATES | 1 | BAY LAKE ESTATES | G | 18 | IRON RMVL/SEQUESTATION
3490090 | BAY LAKE ESTATES | 1 | BAY LAKE ESTATES | B | 02 | DISINFECT/HYPOCHLORIN
3490092 | CAPT KIDD'S/AMERICAN ADVENTURE | 1 | BCD INDUSTRIES/CAPT KIDD'S | B | 01 | DISINFECT/GASEOUS CHLORIN
3490133 | RAMADA CAMP INN | 1 | RAMADA CAMP INN | B | 02 | DISINFECT/HYPOCHLORIN
3490184 | TOHO BUENAVENTURA LAKES | 1 | BUENAVENTURA LAKES | F | 23 | ORGN-RMVL/GAC ADDITION
3490184 | TOHO BUENAVENTURA LAKES | 1 | BUENAVENTURA LAKES | B | 02 | DISINFECT/HYPOCHLORIN
3490184 | TOHO BUENAVENTURA LAKES | 1 | BUENAVENTURA LAKES | E | 20 | T-O CTRL/AERATION
3490190 | SMITTY'S BAR-B-Q, LLC | 1 | SMITTY'S BAR-B-Q, LLC | B | 02 | DISINFECT/HYPOCHLORIN
3490207 | CANOE CREEK CAMPGROUND | 1 | CANOE CREEK CAMPGROUND | B | 02 | DISINFECT/HYPOCHLORIN
3490207 | CANOE CREEK CAMPGROUND | 1 | CANOE CREEK CAMPGROUND | E | 20 | T-O CTRL/AERATION
3490208 | FRIENDLY VILLAGE INN | 1 | FRIENDLY VILLAGE INN | B | 02 | DISINFECT/HYPOCHLORIN
3490208 | FRIENDLY VILLAGE INN | 1 | FRIENDLY VILLAGE INN | G | 25 | IRON RMVL/ION EXCHANGE
3490265 | COLONIAL MOBILE HOME PARK | 1 | COLONIAL MHP | B | 02 | DISINFECT/HYPOCHLORIN
3490293 | MILL CREEK RV RESORT | 1 | MILL CREEK RV RESORT | B | 02 | DISINFECT/HYPOCHLORIN
3490304 | CROSBY VILLAGE TRAILER PARK/GRIFFIS CAFE | 1 | CROSBY VILLAGE/GRIFFIS CAFE | B | 02 | DISINFECT/HYPOCHLORIN
3490314 | CYPRESS COVE | 1 | CYPRESS COVE | E | 20 | T-O CTRL/AERATION
3490314 | CYPRESS COVE | 1 | CYPRESS COVE | B | 02 | DISINFECT/HYPOCHLORIN
3490353 | DESERT INN | 1 | DESERT INN | B | 02 | DISINFECT/HYPOCHLORIN
3490357 | KISSIMMEE COMMUN. CORR. CENTER | 1 | KISSIMMEE | B | 02 | DISINFECT/HYPOCHLORIN
3490390 | EL TONTERIA MOBILE COURT | 1 | EL TONTERIA MOBILE COURT | B | 02 | DISINFECT/HYPOCHLORIN
3490394 | EMERALD LAKE COLONY | 1 | EMERALD LAKE SD | B | 02 | DISINFECT/HYPOCHLORIN
3490505 | G & H MHP (CONNECTED TO CITY 8/1/04) | 1 | KISSIMMEE | B | 02 | DISINFECT/HYPOCHLORIN
3490507 | TOHO WATER AUTHORITY-POINCIANA WTP #1 | 1 | INDUSTRIAL SITE | B | 02 | DISINFECT/HYPOCHLORIN
3490507 | TOHO WATER AUTHORITY-POINCIANA WTP #1 | 1 | INDUSTRIAL SITE | E | 20 | T-O CTRL/AERATION
3490579 | HARBOR OAKS MARINA & CAMPSITES | 1 | KISSIMMEE | B | 02 | DISINFECT/HYPOCHLORIN
3490580 | HARBOUR OAKS SUBDIVISION | 1 | KISSIMMEE | B | 01 | DISINFECT/GASEOUS CHLORIN
3490580 | HARBOUR OAKS SUBDIVISION | 1 | KISSIMMEE | B | 20 | DISINFECT/AERATION
3490591 | WAGON WHEEL MOBILE HOME PARK | 1 | WAGON WHEEL MOBILE HOME PARK | B | 02 | DISINFECT/HYPOCHLORIN
3490599 | BIBLE BAPTIST CHURCH | 1 |  | B | 02 | DISINFECT/HYPOCHLORIN
3490627 | BROWN'S ROLLING HOMES ESTATES | 1 | KISSIMMEE | B | 02 | DISINFECT/HYPOCHLORIN
3490631 | SECRETS HIDEAWAY | 1 | SECRETS HIDEAWAY | B | 02 | DISINFECT/HYPOCHLORIN
3490631 | SECRETS HIDEAWAY | 1 | SECRETS HIDEAWAY | E | 20 | T-O CTRL/AERATION
3490632 | VENTURE INN | 1 | VENTURE INN | B | 01 | DISINFECT/GASEOUS CHLORIN
3490633 | TROPICAL PALMS RESORT | 1 | TROPICAL PALMS RESORT | B | 02 | DISINFECT/HYPOCHLORIN
3490647 | KEY STOP (AKA SUPER STOP) | 1 | KEY STOP@HWY60 & 441,YEEHAW JU | B | 02 | DISINFECT/HYPOCHLORIN
3490656 | ORLANDO SUN RESORT & SPA | 1 | ORLANDO SUN RESORT & SPA | B | 01 | DISINFECT/GASEOUS CHLORIN
3490673 | INTERCESSION CITY | 1 | INTERCESSION CITY | B | 02 | DISINFECT/HYPOCHLORIN
3490681 | J AND L EXXON | 1 |  | B | 02 | DISINFECT/HYPOCHLORIN
3490700 | JIFFY STORE | 1 | JIFFY STORE-ST.CLOUD | B | 02 | DISINFECT/HYPOCHLORIN
3490719 | KOA CAMPGROUND - KISSIMMEE | 1 | KISSIMMEE | E | 20 | T-O CTRL/AERATION
3490719 | KOA CAMPGROUND - KISSIMMEE | 1 | KISSIMMEE | B | 01 | DISINFECT/GASEOUS CHLORIN
3490743 | KING'S MOTEL & APARTMENTS | 1 | KISSIMMEE | B | 02 | DISINFECT/HYPOCHLORIN
3490748 | KISSIMMEE GOLF DRIVING RANGE | 1 |  | B | 02 | DISINFECT/HYPOCHLORIN
3490750 | KISSIMMEE CAMPGROUND AND MHP | 1 | WEST SR 192 | B | 02 | DISINFECT/HYPOCHLORIN
3490751 | TOHO WATER AUTHORITY EASTERN | 2 | KISSIMMEE-RUBY ST. | Z | 27 | OTHER/FLUORIDATION
3490751 | TOHO WATER AUTHORITY EASTERN | 3 | PARKWAY | E | 20 | T-O CTRL/AERATION
3490751 | TOHO WATER AUTHORITY EASTERN | 3 | PARKWAY | Z | 27 | OTHER/FLUORIDATION
3490751 | TOHO WATER AUTHORITY EASTERN | 2 | KISSIMMEE-RUBY ST. | E | 20 | T-O CTRL/AERATION
3490751 | TOHO WATER AUTHORITY EASTERN | 2 | KISSIMMEE-RUBY ST. | B | 01 | DISINFECT/GASEOUS CHLORIN
3490751 | TOHO WATER AUTHORITY EASTERN | 1 | RICHARD MCLAUGHLIN WTP (N.BERM | Z | 27 | OTHER/FLUORIDATION
3490751 | TOHO WATER AUTHORITY EASTERN | 1 | RICHARD MCLAUGHLIN WTP (N.BERM | E | 20 | T-O CTRL/AERATION
3490751 | TOHO WATER AUTHORITY EASTERN | 1 | RICHARD MCLAUGHLIN WTP (N.BERM | B | 02 | DISINFECT/HYPOCHLORIN
3490751 | TOHO WATER AUTHORITY EASTERN | 4 | CAMELOT | B | 01 | DISINFECT/GASEOUS CHLORIN
3490751 | TOHO WATER AUTHORITY EASTERN | 7 | SIESTA LAGO MHV | E | 20 | T-O CTRL/AERATION
3490751 | TOHO WATER AUTHORITY EASTERN | 7 | SIESTA LAGO MHV | B | 01 | DISINFECT/GASEOUS CHLORIN
3490751 | TOHO WATER AUTHORITY EASTERN | 5 | CAMELOT WEST | Z | 27 | OTHER/FLUORIDATION
3490751 | TOHO WATER AUTHORITY EASTERN | 5 | CAMELOT WEST | B | 02 | DISINFECT/HYPOCHLORIN
3490751 | TOHO WATER AUTHORITY EASTERN | 3 | PARKWAY | B | 02 | DISINFECT/HYPOCHLORIN
3490751 | TOHO WATER AUTHORITY EASTERN | 4 | CAMELOT | E | 20 | T-O CTRL/AERATION
3490751 | TOHO WATER AUTHORITY EASTERN | 6 | FOUNTAIN PARK | B | 01 | DISINFECT/GASEOUS CHLORIN
3490766 | LAKE MARIAN RESORT | 1 | LAKE MARIAN PARADISE | B | 02 | DISINFECT/HYPOCHLORIN
3490767 | LAKE MARIAN NATIVE FEAST | 1 | KENANSVILLE | B | 02 | DISINFECT/HYPOCHLORIN
3490770 | LAKE RUNNYMEADE MOBILE HOME PARK | 1 | LAKE RUNNYMEDE MHP | E | 20 | T-O CTRL/AERATION
3490770 | LAKE RUNNYMEADE MOBILE HOME PARK | 1 | LAKE RUNNYMEDE MHP | B | 02 | DISINFECT/HYPOCHLORIN
3490775 | LAKEVIEW TERRACE TRAILER PARK | 1 | LAKEVIEW TERRACE TRAILER PARK | B | 02 | DISINFECT/HYPOCHLORIN
3490776 | PORT O CALL R V RESORT | 1 | KISSIMMEE | B | 01 | DISINFECT/GASEOUS CHLORIN
3490816 | GREAT OAK R.V. RESORT | 1 | GREAT OAK R.V. RESORT | B | 02 | DISINFECT/HYPOCHLORIN
3490955 | MAD HATTER | 1 | KISSIMMEE | B | 02 | DISINFECT/HYPOCHLORIN
3490986 | PLEASANT HILL VILLAGE | 1 | PLEASANT HILL VILLAGE | E | 20 | T-O CTRL/AERATION
3490986 | PLEASANT HILL VILLAGE | 1 | PLEASANT HILL VILLAGE | B | 02 | DISINFECT/HYPOCHLORIN
3491002 | KISSIMMEE RV PARK | 1 | KISSIMMEE RV PARK | B | 02 | DISINFECT/HYPOCHLORIN
3491002 | KISSIMMEE RV PARK | 1 | KISSIMMEE RV PARK | E | 20 | T-O CTRL/AERATION
3491008 | QUALITY INN MAINGATE WEST | 1 | QUALITY INN MAINGATE WEST | B | 01 | DISINFECT/GASEOUS CHLORIN
3491011 | TOHO WATER AUTHORITY WESTERN | 1 | NORTHWEST PLANT (9.36 MGD) | Z | 27 | OTHER/FLUORIDATION
3491011 | TOHO WATER AUTHORITY WESTERN | 1 | NORTHWEST PLANT (9.36 MGD) | E | 20 | T-O CTRL/AERATION
3491011 | TOHO WATER AUTHORITY WESTERN | 1 | NORTHWEST PLANT (9.36 MGD) | B | 02 | DISINFECT/HYPOCHLORIN
3491011 | TOHO WATER AUTHORITY WESTERN | 3 | SOUTHWEST WTP | Z | 27 | OTHER/FLUORIDATION
3491011 | TOHO WATER AUTHORITY WESTERN | 3 | SOUTHWEST WTP | E | 20 | T-O CTRL/AERATION
3491011 | TOHO WATER AUTHORITY WESTERN | 3 | SOUTHWEST WTP | E | 05 | T-O CTRL/OZONATION
3491011 | TOHO WATER AUTHORITY WESTERN | 3 | SOUTHWEST WTP | B | 02 | DISINFECT/HYPOCHLORIN
3491011 | TOHO WATER AUTHORITY WESTERN | 2 | INDIAN RIDGE WATER PLANT | B | 01 | DISINFECT/GASEOUS CHLORIN
3491011 | TOHO WATER AUTHORITY WESTERN | 2 | INDIAN RIDGE WATER PLANT | E | 20 | T-O CTRL/AERATION
3491077 | BOGGY CREEK RESORT AND RV PARK | 1 | BOGGY CREEK RESORT AND RV PARK | P | 32 | DISINF BY-PROD CONTRO/PEROXIDE
3491077 | BOGGY CREEK RESORT AND RV PARK | 1 | BOGGY CREEK RESORT AND RV PARK | D | 36 | CORR-CTRL/CORROSION INHIB
3491077 | BOGGY CREEK RESORT AND RV PARK | 1 | BOGGY CREEK RESORT AND RV PARK | B | 02 | DISINFECT/HYPOCHLORIN
3491077 | BOGGY CREEK RESORT AND RV PARK | 1 | BOGGY CREEK RESORT AND RV PARK | E | 20 | T-O CTRL/AERATION
3491126 | POINCIANA UTILITIES | 1 | KISSIMMEE | B | 01 | DISINFECT/GASEOUS CHLORIN
3491130 | PONDEROSA RV PARK | 1 | PONDEROSA PARK CAMPGROUND | B | 02 | DISINFECT/HYPOCHLORIN
3491130 | PONDEROSA RV PARK | 1 | PONDEROSA PARK CAMPGROUND | E | 20 | T-O CTRL/AERATION
3491186 | READY MART | 1 |  | B | 02 | DISINFECT/HYPOCHLORIN
3491187 | READY MART #11 | 1 | READY MART | B | 02 | DISINFECT/HYPOCHLORIN
3491211 | RICHARD'S COURT | 1 | RICHARD'S COURT | B | 02 | DISINFECT/HYPOCHLORIN
3491234 | M&M AUTO REPAIR | 1 | KISSIMMEE | B | 02 | DISINFECT/HYPOCHLORIN
3491282 | KISSIMMEE-PARKWAY | 1 | PARKWAY | E | 20 | T-O CTRL/AERATION
3491282 | KISSIMMEE-PARKWAY | 1 | PARKWAY | D | 19 | CORR-CTRL/PH ADJUSTMENT
3491282 | KISSIMMEE-PARKWAY | 1 | PARKWAY | B | 01 | DISINFECT/GASEOUS CHLORIN
3491282 | KISSIMMEE-PARKWAY | 1 | PARKWAY | Z | 27 | OTHER/FLUORIDATION
3491283 | KISSIMMEE-CAMELOT | 1 | KISSIMMEE-CAMELOT | B | 01 | DISINFECT/GASEOUS CHLORIN
3491283 | KISSIMMEE-CAMELOT | 1 | KISSIMMEE-CAMELOT | E | 20 | T-O CTRL/AERATION
3491286 | SEVEN ELEVEN/WEST SPACE COAST | 1 | SEVEN ELEVEN/WEST SPACE COAST | B | 02 | DISINFECT/HYPOCHLORIN
3491298 | SHELTER COVE RESORT | 1 | SHELTER COVE RESORT | B | 02 | DISINFECT/HYPOCHLORIN
3491298 | SHELTER COVE RESORT | 1 | SHELTER COVE RESORT | E | 20 | T-O CTRL/AERATION
3491299 | SHELTER COVE RESORT | 1 |  | B | 02 | DISINFECT/HYPOCHLORIN
3491307 | SIESTA LAGO MOBILE HOME VILL. | 1 | SIESTA LAGO MHV | E | 20 | T-O CTRL/AERATION
3491307 | SIESTA LAGO MOBILE HOME VILL. | 1 | SIESTA LAGO MHV | B | 01 | DISINFECT/GASEOUS CHLORIN
3491309 | WAGON WHEEL BAR | 1 | KISSIMMEE | B | 02 | DISINFECT/HYPOCHLORIN
3491310 | SILVER LAKE PARK | 1 |  | B | 02 | DISINFECT/HYPOCHLORIN
3491321 | DONNIE'S PLAYHOUSE (SLOGAR'S) | 1 | KISSIMMEE | B | 02 | DISINFECT/HYPOCHLORIN
3491324 | SNOW WHITE VILLAGE | 1 | KISSIMMEE | B | 02 | DISINFECT/HYPOCHLORIN
3491324 | SNOW WHITE VILLAGE | 1 | KISSIMMEE | E | 20 | T-O CTRL/AERATION
3491366 | SOUTHPORT PARK | 1 | SOUTHPORT PARK | B | 02 | DISINFECT/HYPOCHLORIN
3491366 | SOUTHPORT PARK | 1 | SOUTHPORT PARK | E | 20 | T-O CTRL/AERATION
3491373 | ST. CLOUD, CITY OF (3 WPS) | 2 | WATER TREATMENT PLANT #2 | Z | 27 | OTHER/FLUORIDATION
3491373 | ST. CLOUD, CITY OF (3 WPS) | 4 | WATER TREATMENT PLANT #4 | Z | 27 | OTHER/FLUORIDATION
3491373 | ST. CLOUD, CITY OF (3 WPS) | 1 | WATER TREATMENT PLANT #1 | Z | 27 | OTHER/FLUORIDATION
3491373 | ST. CLOUD, CITY OF (3 WPS) | 2 | WATER TREATMENT PLANT #2 | E | 20 | T-O CTRL/AERATION
3491373 | ST. CLOUD, CITY OF (3 WPS) | 1 | WATER TREATMENT PLANT #1 | B | 02 | DISINFECT/HYPOCHLORIN
3491373 | ST. CLOUD, CITY OF (3 WPS) | 2 | WATER TREATMENT PLANT #2 | B | 02 | DISINFECT/HYPOCHLORIN
3491373 | ST. CLOUD, CITY OF (3 WPS) | 1 | WATER TREATMENT PLANT #1 | E | 20 | T-O CTRL/AERATION
3491373 | ST. CLOUD, CITY OF (3 WPS) | 1 | WATER TREATMENT PLANT #1 | F | 25 | ORGN-RMVL/ION EXCHANGE
3491373 | ST. CLOUD, CITY OF (3 WPS) | 4 | WATER TREATMENT PLANT #4 | B | 02 | DISINFECT/HYPOCHLORIN
3491373 | ST. CLOUD, CITY OF (3 WPS) | 4 | WATER TREATMENT PLANT #4 | Z | 25 | OTHER/ION EXCHANGE
3491373 | ST. CLOUD, CITY OF (3 WPS) | 4 | WATER TREATMENT PLANT #4 | Z | 19 | OTHER/PH ADJUSTMENT
3491373 | ST. CLOUD, CITY OF (3 WPS) | 4 | WATER TREATMENT PLANT #4 | E | 20 | T-O CTRL/AERATION
3491397 | STUCKEY'S | 1 | STUCKEY'S | B | 02 | DISINFECT/HYPOCHLORIN
3491468 | TIP TOP TRAILER COURT | 1 | KISSIMMEE | B | 02 | DISINFECT/HYPOCHLORIN
3491498 | TROPICAL PARK WATER SYSTEM | 1 | TROPICAL PARK II/HYPO TROP. I | G | 18 | IRON RMVL/SEQUESTATION
3491498 | TROPICAL PARK WATER SYSTEM | 1 | TROPICAL PARK II/HYPO TROP. I | B | 02 | DISINFECT/HYPOCHLORIN
3491498 | TROPICAL PARK WATER SYSTEM | 1 | TROPICAL PARK II/HYPO TROP. I | C | 08 | PART-RMVL/MICROSCREENING
3491506 | STAR ISLAND DEVELOPMENT | 1 | TWIN LAKES CAMPGROUND | B | 02 | DISINFECT/HYPOCHLORIN
3491532 | LITTLE DIAMOND MOTEL | 1 | HASTEN INN | B | 02 | DISINFECT/HYPOCHLORIN
3491550 | WAYSIDE TRAILER PARK | 1 | U | B | 02 | DISINFECT/HYPOCHLORIN
3491576 | WINDSOR PROPERTIES OF KISSIMMEE (CONSEC) | 1 | WINDSOR PROPERTIES OF KISSIMME | B | 02 | DISINFECT/HYPOCHLORIN
3491576 | WINDSOR PROPERTIES OF KISSIMMEE (CONSEC) | 1 | WINDSOR PROPERTIES OF KISSIMME | E | 20 | T-O CTRL/AERATION
3491581 | WONDERLAND MOBILE HOME PARK | 1 | KISSIMMEE | B | 02 | DISINFECT/HYPOCHLORIN
3491701 | ALLIGATORLAND SAFARI | 1 | KISSIMMEE | B | 02 | DISINFECT/HYPOCHLORIN
3491702 | FLORIDIAN RV RESORT | 1 | FLORIDIAN RV RESORT | B | 04 | DISINFECT/CHLORAMINES
3491702 | FLORIDIAN RV RESORT | 1 | FLORIDIAN RV RESORT | E | 20 | T-O CTRL/AERATION
3491703 | CANOE CREEK SERVICE PLAZA | 1 | CANOE CREEK SERVICE PLAZA | E | 20 | T-O CTRL/AERATION
3491703 | CANOE CREEK SERVICE PLAZA | 1 | CANOE CREEK SERVICE PLAZA | B | 04 | DISINFECT/CHLORAMINES
3491705 | GATE PRECAST | 1 | GATE PRECAST 'BATCH PLANT' | B | 02 | DISINFECT/HYPOCHLORIN
3491705 | GATE PRECAST | 2 | GATE PRECAST 'OFFICE PLANT' | B | 02 | DISINFECT/HYPOCHLORIN
3491706 | YE OLDE ICE CREAM PARLOR | 1 | KISSIMMEE | B | 02 | DISINFECT/HYPOCHLORIN
3491707 | DUCK INN TAVERN | 1 | KISSIMMEE | B | 02 | DISINFECT/HYPOCHLORIN
3491708 | DEPT OF AGRICULTURE | 1 | DR SADER DIR | B | 02 | DISINFECT/HYPOCHLORIN
3491709 | FIELITZ EXXON SERVICE STATION | 1 | KISSIMMEE | B | 02 | DISINFECT/HYPOCHLORIN
3491710 | FLORIDA TELEPHONE CORP. | 1 | KISSIMMEE | B | 02 | DISINFECT/HYPOCHLORIN
3491711 | HERTZ RENT A CAR | 1 | KISSIMMEE | B | 02 | DISINFECT/HYPOCHLORIN
3491712 | HOME SUPPLY CENTER | 1 | ST. CLOUD | B | 02 | DISINFECT/HYPOCHLORIN
3491713 | KING'S POINT SUBDIVISION | 1 | KING'S POINT SUBDIVISION | E | 20 | T-O CTRL/AERATION
3491713 | KING'S POINT SUBDIVISION | 1 | KING'S POINT SUBDIVISION | B | 01 | DISINFECT/GASEOUS CHLORIN
3491714 | TONY'S AUTO PARTS | 1 | TONY'S AUTO PARTS | B | 02 | DISINFECT/HYPOCHLORIN
3491715 | LARSON'S SERVICE STATION | 1 | KISSIMMEE | B | 02 | DISINFECT/HYPOCHLORIN
3491717 | LOYAL ORDER OF THE MOOSE#2026 | 1 | LOYAL ORDER OF THE MOOSE #2026 | B | 02 | DISINFECT/HYPOCHLORIN
3491718 | MARINA CLUB ESTATES | 1 | MARINA CLUB ESTATES | E | 20 | T-O CTRL/AERATION
3491718 | MARINA CLUB ESTATES | 1 | MARINA CLUB ESTATES | B | 02 | DISINFECT/HYPOCHLORIN
3491720 | COUNTRY COUSIN MHP/OAK FOREST | 1 | OAK FOREST S/D,COUNTRY COUSIN | E | 20 | T-O CTRL/AERATION
3491720 | COUNTRY COUSIN MHP/OAK FOREST | 1 | OAK FOREST S/D,COUNTRY COUSIN | B | 02 | DISINFECT/HYPOCHLORIN
3491721 | OREN BROWN PARK | 1 | ROAD & BRIDGE | B | 02 | DISINFECT/HYPOCHLORIN
3491722 | PILOT OIL CO | 1 | KISSIMMEE | B | 02 | DISINFECT/HYPOCHLORIN
3491723 | R & M TEXACO | 1 | KISSIMMEE | A |  | NO TRTMT
3491724 | RACETRAC SERVICE STATION | 1 | KISSIMMEE | B | 02 | DISINFECT/HYPOCHLORIN
3491725 | B&T COOZIE CORNER/RIVER'S TAVE | 1 | RIVER'S TAVERN | B | 02 | DISINFECT/HYPOCHLORIN
3491726 | SHARP'S MOBILE HOME PARK | 1 | SHARP'S MOBILE HOME PARK | B | 02 | DISINFECT/HYPOCHLORIN
3491901 | ORLANDO PRECAST | 1 |  | B | 02 | DISINFECT/HYPOCHLORIN
3491903 | BIG BAMBOO LOUNGE | 1 | BIG BAMBOO BAR | B | 02 | DISINFECT/HYPOCHLORIN
3491904 | KING'S MOBILE HOME PARK | 1 | KING'S MOBILE PARK | B | 02 | DISINFECT/HYPOCHLORIN
3491907 | YEEHAW GENERAL STORE | 1 | YEE HAW JUNCT | B | 02 | DISINFECT/HYPOCHLORIN
3491909 | LAKE TOHO RESORT | 1 | LAKE TOHO RESORT | B | 02 | DISINFECT/HYPOCHLORIN
3491913 | CRAWFORD STREET APARTMENTS | 1 | CRAWFORD STREET APARTMENTS | B | 02 | DISINFECT/HYPOCHLORIN
3491927 | MAJESTIC OAKS SUBDIVISION | 1 | MAJESTIC OAKS SUBDIVISION | B | 01 | DISINFECT/GASEOUS CHLORIN
3491927 | MAJESTIC OAKS SUBDIVISION | 1 | MAJESTIC OAKS SUBDIVISION | E | 20 | T-O CTRL/AERATION
3491946 | ASPIRE HEALTH PARTNERS INC. | 1 | ASPIRE HEALTH PARTNERS INC | B | 02 | DISINFECT/HYPOCHLORIN
3491955 | KISSIMMEE-FOUNTAIN PARK | 1 | FOUNTAIN PARK | B | 01 | DISINFECT/GASEOUS CHLORIN
3491956 | LAKE AJAY VILLAGE S/D (CONSEC.) | 1 | LAKE AJAY VILLAGE | A |  | NO TRTMT
3494005 | AIRPORT ROAD DEVELOPMENT CORP | 1 | PALMS & C.GREEN | B | 01 | DISINFECT/GASEOUS CHLORIN
3494005 | AIRPORT ROAD DEVELOPMENT CORP | 2 | PLANT #2 | B | 01 | DISINFECT/GASEOUS CHLORIN
3494010 | FLORIBRA USA, INC. | 1 | FLORIBRA USA, INC. | B | 02 | DISINFECT/HYPOCHLORIN
3494284 | SEVILLA CLUB VILLA | 1 | SEVILLA CLUB VILLA | B | 01 | DISINFECT/GASEOUS CHLORIN
3494285 | HAWAIIAN VILLAGE INN / MAGIC CASTLE | 1 | MAGIC CASTLE | B | 02 | DISINFECT/HYPOCHLORIN
3494286 | MORNINGSIDE VILLAGE | 1 | MORNINGSIDE VILLAGE WATER | B | 01 | DISINFECT/GASEOUS CHLORIN
3494287 | PLEASANT HILL LAKES S/D | 1 | PLEASANT HILL LAKES S/D | E | 20 | T-O CTRL/AERATION
3494287 | PLEASANT HILL LAKES S/D | 1 | PLEASANT HILL LAKES S/D | B | 02 | DISINFECT/HYPOCHLORIN
3494288 | GEMINI MOTEL | 1 | GEMINI MOTEL | B | 02 | DISINFECT/HYPOCHLORIN
3494289 | FACTORY OUTLET WORLD [192] | 1 | FACTORY OUTLET WORLD | B | 02 | DISINFECT/HYPOCHLORIN
3494290 | RICHARDSON'S FISH CAMP | 1 | RICHARDSON'S FISH CAMP | B | 02 | DISINFECT/HYPOCHLORIN
3494291 | WINDSONG SUBDIVISION | 1 | WINDSONG | D | 18 | CORR-CTRL/SEQUESTATION
3494291 | WINDSONG SUBDIVISION | 1 | WINDSONG | B | 01 | DISINFECT/GASEOUS CHLORIN
3494292 | PINERIDGE ESTATES | 1 | PINERIDGE ESTATES | E | 20 | T-O CTRL/AERATION
3494292 | PINERIDGE ESTATES | 1 | PINERIDGE ESTATES | B | 02 | DISINFECT/HYPOCHLORIN
3494293 | ROYALE VISTA INN | 1 | ROYALE VISTA INN | B | 02 | DISINFECT/HYPOCHLORIN
3494294 | SUGAR MILL MHP | 1 | SUGAR MILL MHP | E | 20 | T-O CTRL/AERATION
3494294 | SUGAR MILL MHP | 1 | SUGAR MILL MHP | B | 01 | DISINFECT/GASEOUS CHLORIN
3494295 | CASA ROSA MOTEL | 1 | CASA ROSA MOTEL | B | 02 | DISINFECT/HYPOCHLORIN
3494296 | MCDONALD'S CORPORATION | 1 | MCDONALD'S RESTAURANT | B | 02 | DISINFECT/HYPOCHLORIN
3494297 | JOHNSTON SPRINGS FKA MERRY DRV SANCTUARY | 1 | MERRY D RV SANCTUARY | B | 02 | DISINFECT/HYPOCHLORIN
3494298 | TOHO WATER AUTHORITY-POINCIANA WTP #4 | 1 | POINCIANA WTP#4 (WILDERNESS) | E | 20 | T-O CTRL/AERATION
3494298 | TOHO WATER AUTHORITY-POINCIANA WTP #4 | 1 | POINCIANA WTP#4 (WILDERNESS) | B | 02 | DISINFECT/HYPOCHLORIN
3494299 | KISSIMMEE-INDIAN RIDGE WTP | 1 | INDIAN RIDGE WATER PLANT | B | 01 | DISINFECT/GASEOUS CHLORIN
3494299 | KISSIMMEE-INDIAN RIDGE WTP | 1 | INDIAN RIDGE WATER PLANT | E | 20 | T-O CTRL/AERATION
3494300 | BRIGHTON PLACE/ADRIANE PARK | 1 | BRIGHTON PLACE | B | 01 | DISINFECT/GASEOUS CHLORIN
3494300 | BRIGHTON PLACE/ADRIANE PARK | 1 | BRIGHTON PLACE | C | 08 | PART-RMVL/MICROSCREENING
3494302 | KISSIMMEE-CAMELOT/FOUNTAIN PK | 1 | KISSIMMEE-CAMELOT WEST | B | 01 | DISINFECT/GASEOUS CHLORIN
3494302 | KISSIMMEE-CAMELOT/FOUNTAIN PK | 3 | KISSIMMEE-FOUNTAIN PARK | B | 01 | DISINFECT/GASEOUS CHLORIN
3494302 | KISSIMMEE-CAMELOT/FOUNTAIN PK | 2 | KISSIMMEE-CAMELOT | E | 20 | T-O CTRL/AERATION
3494302 | KISSIMMEE-CAMELOT/FOUNTAIN PK | 2 | KISSIMMEE-CAMELOT | B | 01 | DISINFECT/GASEOUS CHLORIN
3494303 | ST. CLOUD/CANE BRAKE S/D | 1 | CANE BRAKE | B | 01 | DISINFECT/GASEOUS CHLORIN
3494304 | CHALET MOTEL | 1 | CHALET MOTEL | B | 02 | DISINFECT/HYPOCHLORIN
3494305 | MAPLE LEAF MOTEL | 1 | MAPLE LEAF MOTEL | B | 02 | DISINFECT/HYPOCHLORIN
3494306 | JEHOVAH WITNESS KINGDOM HALL | 1 | JEHOVAH WITNESS CHURCH | B | 02 | DISINFECT/HYPOCHLORIN
3494307 | IGLESIA BAUTISTA CENTRAL CHURCH | 1 | IGLESIA BAUTISTA CENTRAL INC. | B | 02 | DISINFECT/HYPOCHLORIN
3494308 | POINCIANA UTILITIES | 1 | POINCIANA UTILITIES | B | 02 | DISINFECT/HYPOCHLORIN
3494309 | BRANDING IRON LOUNGE | 1 | MAD HATTER TAVERN/COFFEE SHOP | B | 02 | DISINFECT/HYPOCHLORIN
3494310 | PILOT TRAVEL CENTER 096 | 1 | PILOT TRAVEL CENTERS #96 | B | 02 | DISINFECT/HYPOCHLORIN
3494311 | OSCEOLA COUNTY VOCATIONAL BLDG | 1 | ENVIRONMENTAL STUDY CENTER | B | 02 | DISINFECT/HYPOCHLORIN
3494312 | MALIBU ESTATES | 1 | MALIBU ESTATES | E | 20 | T-O CTRL/AERATION
3494312 | MALIBU ESTATES | 1 | MALIBU ESTATES | B | 02 | DISINFECT/HYPOCHLORIN
3494313 | WHISPERING PINES MHP | 1 | WHISPERING PINES MHP | B | 02 | DISINFECT/HYPOCHLORIN
3494313 | WHISPERING PINES MHP | 1 | WHISPERING PINES MHP | E | 20 | T-O CTRL/AERATION
3494315 | TOHO WATER AUTHORITY-POINCIANA WTP #2 | 1 | POINCIANA VILLAGE NO. 2 | B | 02 | DISINFECT/HYPOCHLORIN
3494315 | TOHO WATER AUTHORITY-POINCIANA WTP #2 | 1 | POINCIANA VILLAGE NO. 2 | E | 20 | T-O CTRL/AERATION
3494316 | BERMUDA MOBILE HOME PARK | 1 | BERMUDA M.H.P. | B | 02 | DISINFECT/HYPOCHLORIN
3494317 | KISSIMMEE ELKS LODGE | 1 | KISSIMMEE ELKS LODGE | H | 25 | SOFTENING/ION EXCHANGE
3494317 | KISSIMMEE ELKS LODGE | 1 | KISSIMMEE ELKS LODGE | B | 02 | DISINFECT/HYPOCHLORIN
3494318 | LAKE MARIAN SHORES | 1 | LAKE MARIAN SHORES | B | 02 | DISINFECT/HYPOCHLORIN
3494318 | LAKE MARIAN SHORES | 1 | LAKE MARIAN SHORES | E | 20 | T-O CTRL/AERATION
3494318 | LAKE MARIAN SHORES | 1 | LAKE MARIAN SHORES | Z | 23 | OTHER/GAC ADDITION
3494319 | PARADISE RV RESORT | 1 | PARADISE R.V. PARK | B | 02 | DISINFECT/HYPOCHLORIN
3494320 | 21 PALMS RV RESORT | 1 | 21 PALMS RV RESORT | B | 02 | DISINFECT/HYPOCHLORIN
3494321 | OAKBRIDGE COMMERCE PARK | 1 | OAKBRIDGE COMMERCE PARK | D | 18 | CORR-CTRL/SEQUESTATION
3494321 | OAKBRIDGE COMMERCE PARK | 1 | OAKBRIDGE COMMERCE PARK | B | 02 | DISINFECT/HYPOCHLORIN
3494322 | EAST LAKE FISH CAMP | 1 | EAST LAKE FISH CAMP | B | 01 | DISINFECT/GASEOUS CHLORIN
3494323 | FIRST FEDERAL/OSCEOLA | 1 | FIRST FEDERAL SAVINGS & LOAN | B | 02 | DISINFECT/HYPOCHLORIN
3494323 | FIRST FEDERAL/OSCEOLA | 1 | FIRST FEDERAL SAVINGS & LOAN | E | 25 | T-O CTRL/ION EXCHANGE
3494323 | FIRST FEDERAL/OSCEOLA | 1 | FIRST FEDERAL SAVINGS & LOAN | E | 15 | T-O CTRL/PRESS SAND FILT
3494324 | GATOR RV RESORT | 1 | GATOR RV RESORT | B | 02 | DISINFECT/HYPOCHLORIN
3494325 | WILD FLORIDA AIRBOATS, LLC | 1 | LAKE CYPRESS FISH CAMP | B | 02 | DISINFECT/HYPOCHLORIN
3494327 | CRACKER HOUSE SALOON | 1 | CRACKER HOUSE SALOON | B | 02 | DISINFECT/HYPOCHLORIN
3494328 | FOUNTAINS | 1 | FOUNTAINS WTP | B | 02 | DISINFECT/HYPOCHLORIN
3494328 | FOUNTAINS | 1 | FOUNTAINS WTP | E | 20 | T-O CTRL/AERATION
3494328 | FOUNTAINS | 1 | FOUNTAINS WTP | D | 18 | CORR-CTRL/SEQUESTATION
3494329 | CENTRAL FLORIDA POWERSPORTS INC | 1 | CENTRAL FLORIDA POWERSPORTSINC | B | 02 | DISINFECT/HYPOCHLORIN
3494330 | RUSTIC ACRES SUBDIVISION | 1 | RUSTIC ACRES SUBDIVISION | E | 20 | T-O CTRL/AERATION
3494330 | RUSTIC ACRES SUBDIVISION | 1 | RUSTIC ACRES SUBDIVISION | B | 02 | DISINFECT/HYPOCHLORIN
3494331 | CHEVRON NEPTUNE ROAD | 1 | SHELL FOOD MART STORE # 11 | B | 02 | DISINFECT/HYPOCHLORIN
3494332 | TEXACO STAR MART #413 | 1 | TEXACO STAR MART #413 | B | 02 | DISINFECT/HYPOCHLORIN
3494334 | SHELL FOOD MART | 1 | SHELL FOOD MART | B | 02 | DISINFECT/HYPOCHLORIN
3494335 | CIRCLE K #9749 | 1 | CIRCLE K #9749 | B | 02 | DISINFECT/HYPOCHLORIN
3494337 | JEFFRIES ELEM SCHOOL ANNEX | 1 | OSCEOLA SCHOOL DIST - JEFFRIES | E | 29 | T-O CTRL/CARTRIDGE FILTR
3494337 | JEFFRIES ELEM SCHOOL ANNEX | 1 | OSCEOLA SCHOOL DIST - JEFFRIES | B | 02 | DISINFECT/HYPOCHLORIN
3494338 | FLYING TIGERS WARBIRD MUSEUM | 1 | TOM REILLY VINTAGE AIRCRAFT | A |  | NO TRTMT
3494339 | POINCIANA RIDING STABLES | 1 | HORSE WORLD | B | 02 | DISINFECT/HYPOCHLORIN
3494340 | RALPH CHISOLM (EAST LAKE) PARK | 1 | CHISOLM PARK | B | 02 | DISINFECT/HYPOCHLORIN
3494341 | OAK POINTE MOBILE HOME PARK | 1 | OAK POINTE | B | 02 | DISINFECT/HYPOCHLORIN
3494342 | BIG JACK'S PIZZA &SUB | 1 | NARCOOSSEE PIZZA & SUBS | B | 02 | DISINFECT/HYPOCHLORIN
3494343 | FREEDOM TABERNACLE | 1 | OSCEOLA CHURCH | B | 02 | DISINFECT/HYPOCHLORIN
3494344 | PARSONS DESIGN & DEVELOPMENT | 1 | FLORIDA AUTO BUYERS/DART MINI | B | 02 | DISINFECT/HYPOCHLORIN
3494345 | HOT DOG RANCH | 1 | HOT DOG RANCH | B | 02 | DISINFECT/HYPOCHLORIN
3494345 | HOT DOG RANCH | 1 | HOT DOG RANCH | Z | 26 | OTHER/REVERSE OSMOSIS
3494345 | HOT DOG RANCH | 1 | HOT DOG RANCH | H | 25 | SOFTENING/ION EXCHANGE
3494345 | HOT DOG RANCH | 1 | HOT DOG RANCH | C | 29 | PART-RMVL/CARTRIDGE FILTR
3494346 | YEEHAW TRAVEL CENTER | 1 | YEEHAW TRAVEL CENTER | B | 02 | DISINFECT/HYPOCHLORIN
3494346 | YEEHAW TRAVEL CENTER | 1 | YEEHAW TRAVEL CENTER | H | 25 | SOFTENING/ION EXCHANGE
3494346 | YEEHAW TRAVEL CENTER | 1 | YEEHAW TRAVEL CENTER | C | 29 | PART-RMVL/CARTRIDGE FILTR
3494348 | KANGAROO EXPRESS #1030 | 1 | KANGAROO EXPRESS #1030 | B | 02 | DISINFECT/HYPOCHLORIN
3494348 | KANGAROO EXPRESS #1030 | 1 | KANGAROO EXPRESS #1030 | E | 25 | T-O CTRL/ION EXCHANGE
3494349 | NARCOOSSEE HARDWARE | 1 | NARCOOSSEE HARDWARE | A |  | NO TRTMT
3494350 | ROGER FOOD MART | 1 | ISLAND FOOD STORE # 510 | G | 14 | IRON RMVL/RAPID SAND FIL
3494350 | ROGER FOOD MART | 1 | ISLAND FOOD STORE # 510 | B | 02 | DISINFECT/HYPOCHLORIN
3494351 | ALLIGATOR LAKESIDE INN | 1 | ALLIGATOR LAKESIDE INN | H | 25 | SOFTENING/ION EXCHANGE
3494351 | ALLIGATOR LAKESIDE INN | 1 | ALLIGATOR LAKESIDE INN | B | 02 | DISINFECT/HYPOCHLORIN
3494352 | BIOTOXINS INC. | 1 | BIOTOXINS INC. | H | 25 | SOFTENING/ION EXCHANGE
3494353 | JIFFY FOOD STORE #2483 | 1 | JIFFY FOOD STORE # 2483 | B | 02 | DISINFECT/HYPOCHLORIN
3494354 | COZY COVE INN | 1 | COZY COVE INN | B | 02 | DISINFECT/HYPOCHLORIN
3494355 | COLONIAL MOTEL & APTS. | 1 | COLONIAL MOTEL & APTS | B | 02 | DISINFECT/HYPOCHLORIN
3494356 | ROCKER FRUIT COMPANY | 1 | ROCKER FRUIT COMPANY | B | 02 | DISINFECT/HYPOCHLORIN
3494357 | ASHTON SHOPPING CENTER | 1 | SCREP#1/ASHTON SHOPPING CNTR | B | 02 | DISINFECT/HYPOCHLORIN
3494358 | LIL' CHAMP STORE #1258 | 1 | LIL, CHAMP STORE #1258 | B | 02 | DISINFECT/HYPOCHLORIN
3494359 | HYATT FARMS | 1 | HYATT FARMS | B | 02 | DISINFECT/HYPOCHLORIN
3494360 | KENANSVILLE COUNTRY STORE | 1 | KENANSVILLE COUNTRY STORE | E | 20 | T-O CTRL/AERATION
3494360 | KENANSVILLE COUNTRY STORE | 1 | KENANSVILLE COUNTRY STORE | B | 02 | DISINFECT/HYPOCHLORIN
3494362 | DUFFY'S BRASS RAIL | 1 | DUFFY'S BRASS RAIL | B | 02 | DISINFECT/HYPOCHLORIN
3494363 | NARCOOSSEE BAPTIST CHURCH | 1 | NARCOOSSEE BAPTIST CHURCH | E | 14 | T-O CTRL/RAPID SAND FIL
3494364 | HICKORY TREE ROAD COMMUNITY CHURCH | 1 | EVANGELICAL METH.CHURCH(FORMER | B | 02 | DISINFECT/HYPOCHLORIN
3494365 | ST CLOUD TEXACO | 1 | ST. CLOUD TEXACO | B | 02 | DISINFECT/HYPOCHLORIN
3494366 | GREEN MEADOWS FARM | 1 | GREEN MEADOWS FARM | B | 02 | DISINFECT/HYPOCHLORIN
3494367 | NEPTUNE ROAD BAPTIST CHURCH | 1 | NEPTUNE ROAD BAPTIST CHURCH | E | 20 | T-O CTRL/AERATION
3494367 | NEPTUNE ROAD BAPTIST CHURCH | 1 | NEPTUNE ROAD BAPTIST CHURCH | B | 02 | DISINFECT/HYPOCHLORIN
3494368 | TOURIST COURT, THE | 1 | THE TOURIST COURT | B | 02 | DISINFECT/HYPOCHLORIN
3494369 | FAITH BAPTIST CHURCH/KISSIMMEE | 1 | FAITH BAPTIST CHURCH | B | 02 | DISINFECT/HYPOCHLORIN
3494370 | CHURCH OF THE NAZARENE | 1 | CHURCH OF NAZARENE | B | 02 | DISINFECT/HYPOCHLORIN
3494371 | BIG SKY PROFESSIONAL | 1 | BIG SKY PROFESSIONAL | B | 02 | DISINFECT/HYPOCHLORIN
3494371 | BIG SKY PROFESSIONAL | 1 | BIG SKY PROFESSIONAL | H | 25 | SOFTENING/ION EXCHANGE
3494371 | BIG SKY PROFESSIONAL | 1 | BIG SKY PROFESSIONAL | C | 23 | PART-RMVL/GAC ADDITION
3494372 | AMVETS POST 33 | 1 | MURPHY'S MANOR | B | 02 | DISINFECT/HYPOCHLORIN
3494373 | KNIGHTS OF COLUMBUS | 1 | KNIGHTS OF COLUMBUS | B | 02 | DISINFECT/HYPOCHLORIN
3494374 | CENTRAL MINI STORAGE | 1 | CENTRAL MINI STORAGE | B | 02 | DISINFECT/HYPOCHLORIN
3494375 | HITCHING POST | 1 | HITCHING POST | B | 02 | DISINFECT/HYPOCHLORIN
3494375 | HITCHING POST | 1 | HITCHING POST | G | 25 | IRON RMVL/ION EXCHANGE
3494376 | 7-11 STORE #16379 | 1 |  | B | 02 | DISINFECT/HYPOCHLORIN
3494377 | PARTIN TRIANGLE PK OF OSCEOLA COUNTY | 1 | TRIANGLE PARK | B | 02 | DISINFECT/HYPOCHLORIN
3494379 | BARBERS PLACE | 1 | BARBERS PLACE | B | 02 | DISINFECT/HYPOCHLORIN
3494380 | DIAGNOSTIC LAB | 1 |  | B | 02 | DISINFECT/HYPOCHLORIN
3494381 | FORTUNE RD CHURCH OF CHRIST | 1 |  | B | 02 | DISINFECT/HYPOCHLORIN
3494382 | MARGIE COURT MHP | 1 |  | B | 02 | DISINFECT/HYPOCHLORIN
3494383 | HOWARD JOHNSON | 1 | ALOHA MOTEL (HOWARD JOHNSON) | B | 02 | DISINFECT/HYPOCHLORIN
3494384 | GATEWAY BAPTIST CHURCH | 1 |  | B | 02 | DISINFECT/HYPOCHLORIN
3494385 | A WORLD OF ORCHIDS | 1 | A WORLD OF ORCHIDS | C | 08 | PART-RMVL/MICROSCREENING
3494385 | A WORLD OF ORCHIDS | 1 | A WORLD OF ORCHIDS | B | 02 | DISINFECT/HYPOCHLORIN
3494386 | H.D. WHOO'S INN | 1 | H.D. WHOO'S INN | B | 02 | DISINFECT/HYPOCHLORIN
3494387 | DIXIE HIGHWAY WAREHOUSE | 1 | DIXIE HIGHWAY WAREHOUSE | B | 02 | DISINFECT/HYPOCHLORIN
3494388 | LIVING WATERS CHURCH OF GOD | 1 | CHURCH OF GOD, LIVING WATERS | B | 02 | DISINFECT/HYPOCHLORIN
3494389 | HANSON PIPE & PRODUCTS | 1 | HANSON PIPE & PRODUCTS | B | 02 | DISINFECT/HYPOCHLORIN
3494390 | CARROLL STREET STATION II | 1 | CARROLL STREET STATION II | B | 02 | DISINFECT/HYPOCHLORIN
3494391 | CARROLL STREET STATION I | 1 | CARROLL STREET STATION I | B | 02 | DISINFECT/HYPOCHLORIN
3494392 | CIRCLE K #7466/KISSIMMEE | 1 | CIRCLE K #7466/KISSIMMEE | B | 02 | DISINFECT/HYPOCHLORIN
3494393 | CROSSROADS LIQUOR & PUB | 1 | CROSSROADS LIQOUR & PUB | B | 02 | DISINFECT/HYPOCHLORIN
3494394 | HEARTLAND WORSHIP CENTER | 1 |  | B | 02 | DISINFECT/HYPOCHLORIN
3494395 | AIRBOATS OF KISSIMMEE | 1 | AIRBOATS OF KISSIMMEE | B | 02 | DISINFECT/HYPOCHLORIN
3494396 | THE HARBOR | 1 | THE HARBOUR | B | 02 | DISINFECT/HYPOCHLORIN
3494397 | NEW HOPE BIBLE CHURCH | 1 | NEW HOPE BIBLE CHURCH | B | 02 | DISINFECT/HYPOCHLORIN
3494398 | UNIVERSITY OF NARCOOSSEE CHILD CARE | 1 | UNIV. OF NARCOOSEE CHILD CARE | B | 02 | DISINFECT/HYPOCHLORIN
3494399 | DEER PARK | 1 | DEER PARK | B | 02 | DISINFECT/HYPOCHLORIN
3494399 | DEER PARK | 1 | DEER PARK | E | 20 | T-O CTRL/AERATION
3494399 | DEER PARK | 1 | DEER PARK | C | 29 | PART-RMVL/CARTRIDGE FILTR
3494400 | HAMMOCK POINTE UTILITY ASSOCIATION INC | 1 | HAMMOCK POINTE | B | 02 | DISINFECT/HYPOCHLORIN
3494400 | HAMMOCK POINTE UTILITY ASSOCIATION INC | 1 | HAMMOCK POINTE | E | 20 | T-O CTRL/AERATION
3494400 | HAMMOCK POINTE UTILITY ASSOCIATION INC | 1 | HAMMOCK POINTE | D | 36 | CORR-CTRL/CORROSION INHIB
3494401 | NEW FAITH COMMUNITY CHURCH | 1 | HOLOPAW BAPTIST CHURCH | B | 02 | DISINFECT/HYPOCHLORIN
3494402 | OAK HILL BAPTIST CHURCH | 1 | OAK HILL BAPTIST CHURCH | B | 02 | DISINFECT/HYPOCHLORIN
3494403 | AUSTIN TINDALL PARK | 1 | TINDALL (AUSTIN-TINDALL) PARK | B | 02 | DISINFECT/HYPOCHLORIN
3494404 | NORTHEAST CHRISTIAN CHURCH | 1 | NORTHEAST CHRISTIAN CHURCH | B | 02 | DISINFECT/HYPOCHLORIN
3494405 | ORLANDO RESORT GROUP L.C. | 1 | PAINTBALL WORLD | B | 02 | DISINFECT/HYPOCHLORIN
3494406 | FINAL FRONTIER | 1 | FINAL FRONTIER | B | 02 | DISINFECT/HYPOCHLORIN
3494407 | NARCOOSSEE COMMUNITY PARK | 1 | NARCOOSSEE COMMUNITY PARK | B | 02 | DISINFECT/HYPOCHLORIN
3494408 | GREEN SPOT | 1 | GREEN SPOT | B | 02 | DISINFECT/HYPOCHLORIN
3494409 | CANE ISLAND POWER PARK | 1 | KISSIMMEE UTIL AUTH/CANE ISLND | B | 02 | DISINFECT/HYPOCHLORIN
3494410 | THREE LAKES TOLL PLAZA | 1 | THREE LAKES TOLL PLAZA | B | 02 | DISINFECT/HYPOCHLORIN
3494411 | CAMP TOWN CONV STORE/LAUND MAT | 1 | CAMP TOWN CONV STORE/LAUND MAT | B | 02 | DISINFECT/HYPOCHLORIN
3494412 | JUNGLELAND | 1 | JUNGLELAND | A |  | NO TRTMT
3494413 | TRAIL END PLAZA | 1 | TRAIL END PLAZA | B | 02 | DISINFECT/HYPOCHLORIN
3494414 | VIDEO KING | 1 | VIDEO KING | B | 02 | DISINFECT/HYPOCHLORIN
3494415 | CYPRESS ISLAND | 1 | CYPRESS ISLAND | B | 02 | DISINFECT/HYPOCHLORIN
3494416 | HIDDEN GLEN | 1 | HIDDEN GLEN | B | 02 | DISINFECT/HYPOCHLORIN
3494417 | RENEE MANOR APARTMENTS | 1 | RENEE | B | 02 | DISINFECT/HYPOCHLORIN
3494418 | SPRINGLAKE VILLAGE WTP | 1 | SPRINGLAKE VILLAGE WTP | B | 02 | DISINFECT/HYPOCHLORIN
3494418 | SPRINGLAKE VILLAGE WTP | 1 | SPRINGLAKE VILLAGE WTP | G | 18 | IRON RMVL/SEQUESTATION
3494419 | KIDS IN THE COUNTRY | 1 | KIDS IN THE COUNTRY | B | 02 | DISINFECT/HYPOCHLORIN
3494421 | CENTRO DE LA FAMILIA CRISTIANA | 1 | PLEASANT HILL PRESBYTERIAN CH. | B | 02 | DISINFECT/HYPOCHLORIN
3494422 | 7-11 STORE #32659 | 1 | 7-ELEVEN #32659 | B | 02 | DISINFECT/HYPOCHLORIN
3494423 | HOLOPAW MINI MART | 1 | HOLOPAW MINI MART | B | 02 | DISINFECT/HYPOCHLORIN
3494423 | HOLOPAW MINI MART | 1 | HOLOPAW MINI MART | E | 23 | T-O CTRL/GAC ADDITION
3494424 | THE NATURE CONSERVANCY | 1 | NATURE CONSERVANCY | B | 02 | DISINFECT/HYPOCHLORIN
3494425 | FOREVER FLORIDA/CYPRESS RESTAURANT | 1 | FOREVER FLORIDA VISITOR CENTER | B | 02 | DISINFECT/HYPOCHLORIN
3494426 | LAKESIDE INN CAFE | 1 | ALLIGATOR LAKESIDE INN | B | 02 | DISINFECT/HYPOCHLORIN
3494427 | HARMONY CDD | 1 | HARMONY CCD | F | 25 | ORGN-RMVL/ION EXCHANGE
3494427 | HARMONY CDD | 1 | HARMONY CCD | E | 20 | T-O CTRL/AERATION
3494427 | HARMONY CDD | 1 | HARMONY CCD | Z | 18 | OTHER/SEQUESTATION
3494427 | HARMONY CDD | 1 | HARMONY CCD | E | 15 | T-O CTRL/PRESS SAND FILT
3494427 | HARMONY CDD | 1 | HARMONY CCD | F | 26 | ORGN-RMVL/REVERSE OSMOSIS
3494427 | HARMONY CDD | 1 | HARMONY CCD | Z | 28 | OTHER/PACKED TWR-AERA
3494427 | HARMONY CDD | 1 | HARMONY CCD | B | 27 | DISINFECT/FLUORIDATION
3494427 | HARMONY CDD | 1 | HARMONY CCD | B | 04 | DISINFECT/CHLORAMINES
3494428 | ENTERPRISE CDD (CONSECUTIVE) | 1 | ENTERPRISE CDD(CONSECUTIVE) | A |  | NO TRTMT
3494429 | TOHO WATER AUTHORITY-POINCIANA SYSTEM | 6 | HURON WTP | B | 27 | DISINFECT/FLUORIDATION
3494429 | TOHO WATER AUTHORITY-POINCIANA SYSTEM | 1 | BELLA LAGO WTP | B | 27 | DISINFECT/FLUORIDATION
3494429 | TOHO WATER AUTHORITY-POINCIANA SYSTEM | 1 | BELLA LAGO WTP | E | 20 | T-O CTRL/AERATION
3494429 | TOHO WATER AUTHORITY-POINCIANA SYSTEM | 1 | BELLA LAGO WTP | B | 02 | DISINFECT/HYPOCHLORIN
3494429 | TOHO WATER AUTHORITY-POINCIANA SYSTEM | 4 | COUNTRY CLUB WTP | E | 20 | T-O CTRL/AERATION
3494429 | TOHO WATER AUTHORITY-POINCIANA SYSTEM | 4 | COUNTRY CLUB WTP | B | 02 | DISINFECT/HYPOCHLORIN
3494429 | TOHO WATER AUTHORITY-POINCIANA SYSTEM | 6 | HURON WTP | E | 20 | T-O CTRL/AERATION
3494429 | TOHO WATER AUTHORITY-POINCIANA SYSTEM | 6 | HURON WTP | B | 02 | DISINFECT/HYPOCHLORIN
3494429 | TOHO WATER AUTHORITY-POINCIANA SYSTEM | 3 | PEABODY WTP | E | 20 | T-O CTRL/AERATION
3494429 | TOHO WATER AUTHORITY-POINCIANA SYSTEM | 3 | PEABODY WTP | B | 02 | DISINFECT/HYPOCHLORIN
3494429 | TOHO WATER AUTHORITY-POINCIANA SYSTEM | 2 | MCLANE WTP | E | 20 | T-O CTRL/AERATION
3494429 | TOHO WATER AUTHORITY-POINCIANA SYSTEM | 2 | MCLANE WTP | B | 02 | DISINFECT/HYPOCHLORIN
3494429 | TOHO WATER AUTHORITY-POINCIANA SYSTEM | 1 | BELLA LAGO WTP | D | 36 | CORR-CTRL/CORROSION INHIB
3494430 | POINCIANA CHRISTIAN CHURCH | 1 | POINCIANA CHRISTIAN CHURCH | E | 25 | T-O CTRL/ION EXCHANGE
3494430 | POINCIANA CHRISTIAN CHURCH | 1 | POINCIANA CHRISTIAN CHURCH | B | 02 | DISINFECT/HYPOCHLORIN
3494431 | MACK FARMS | 1 | MACK FARMS | B | 02 | DISINFECT/HYPOCHLORIN
3494433 | CENTRAL FLORIDA YOUTH AND FAMILY CAMP | 1 | CENTRAL FLORIDA YOUTH & FAM. C | B | 02 | DISINFECT/HYPOCHLORIN
3494433 | CENTRAL FLORIDA YOUTH AND FAMILY CAMP | 1 | CENTRAL FLORIDA YOUTH & FAM. C | E | 20 | T-O CTRL/AERATION
3494434 | CARROLL STREET STATION | 1 | CARROLL STREET | B | 02 | DISINFECT/HYPOCHLORIN
3494434 | CARROLL STREET STATION | 1 | CARROLL STREET | F | 20 | ORGN-RMVL/AERATION
3494435 | COMMUNITY OF FAITH UNITED METHODIST CH | 1 | COMM. OF FAITH UTD. METHODIST | B | 02 | DISINFECT/HYPOCHLORIN
3494437 | ROGERS FOOD STORE | 1 | ROGERS FOOD STORE | B | 02 | DISINFECT/HYPOCHLORIN
3494439 | TWA SUNBRIDGE WATER TREATMENT PLANT | 1 | TWA SUNBRIDGE WTP NO. 1 | B | 27 | DISINFECT/FLUORIDATION
3494439 | TWA SUNBRIDGE WATER TREATMENT PLANT | 1 | TWA SUNBRIDGE WTP NO. 1 | D | 36 | CORR-CTRL/CORROSION INHIB
3494439 | TWA SUNBRIDGE WATER TREATMENT PLANT | 1 | TWA SUNBRIDGE WTP NO. 1 | B | 05 | DISINFECT/OZONATION
3494439 | TWA SUNBRIDGE WATER TREATMENT PLANT | 1 | TWA SUNBRIDGE WTP NO. 1 | B | 04 | DISINFECT/CHLORAMINES
3494441 | DOLLAR GENERAL HARMONY | 1 | DOLLAR GENERAL HARMONY | B | 02 | DISINFECT/HYPOCHLORIN
3530068 | ANCHOR INN UTILITIES | 1 | ANCHOR INN W.T.P. | B | 02 | DISINFECT/HYPOCHLORIN
3530238 | CAMP LESTER | 1 | CAMP LESTER W.T.P. | B | 02 | DISINFECT/HYPOCHLORIN
3530240 | CAMP ROSALIE | 1 | CAMP ROSALIE W.T.P. | B | 02 | DISINFECT/HYPOCHLORIN
3530380 | GATOR MACK | 1 | LIAR'S LAIR LOUNGE WTP | B | 02 | DISINFECT/HYPOCHLORIN
3530480 | BURLINGTON NEIGHBORHOOD, INC | 1 | DRIFT IN RESORT W.T.P. | B | 02 | DISINFECT/HYPOCHLORIN
3530586 | NATURES COVE | 1 | FLETCHER'S MHP WATER PLANT | B | 02 | DISINFECT/HYPOCHLORIN
3530592 | FLORIDA CAMP INN | 1 | FLORIDA CAMP INN WATER PLANT | B | 02 | DISINFECT/HYPOCHLORIN
3530596 | CAMP LLANADA | 1 | FLORIDA LIONS CAMP W.T.P. | B | 02 | DISINFECT/HYPOCHLORIN
3530683 | GRAPE HAMMOCK | 1 | GRAPE HAMMOCK WATER PLANT | B | 02 | DISINFECT/HYPOCHLORIN
3530683 | GRAPE HAMMOCK | 1 | GRAPE HAMMOCK WATER PLANT | E | 20 | T-O CTRL/AERATION
3530711 | HAINES CITY MOBILE HOME PARK | 1 | HAINES CITY MHP WTP. | B | 02 | DISINFECT/HYPOCHLORIN
3530736 | THE HARBOR WATERFRONT RESORT | 1 | THE HARBOR C.G. WATER PLANT | B | 02 | DISINFECT/HYPOCHLORIN
3530736 | THE HARBOR WATERFRONT RESORT | 2 | IMPORT ERROR | A |  | NO TRTMT
3530743 | SUNNYSIDE MOBILE HOME RV PARK | 1 | CLAIR-MAR WATER PLANT | B | 02 | DISINFECT/HYPOCHLORIN
3530765 | RON'S GOLF CARTS | 1 | VILLAGER WESTGATE | B | 02 | DISINFECT/HYPOCHLORIN
3530814 | HOLIDAY MANOR | 1 | HOLIDAY MANOR PLANT | B | 02 | DISINFECT/HYPOCHLORIN
3530817 | ROYAL PALM VILLAGE | 1 | ROYAL PALM PLANT | B | 02 | DISINFECT/HYPOCHLORIN
3530854 | ILE UTILITIES | 1 | INDIAN LAKES WATER PLANT | B | 02 | DISINFECT/HYPOCHLORIN
3530926 | WILLIAMS FAMILY MHP | 1 | KENNARD MHP W.T.P. | B | 02 | DISINFECT/HYPOCHLORIN
3530946 | KISSIMMEE RIVER PARK AND MARINA | 1 | KISSIMMEE RIVER PARK W.T.P. | B | 02 | DISINFECT/HYPOCHLORIN
3530947 | LAKE KISSIMMEE STATE PARK | 1 | LAKE KISSIMMEE ST. PK. WTP | B | 02 | DISINFECT/HYPOCHLORIN
3530967 | LAKE ARBUCKLE LANDING | 1 | LAKE ARBUCKE LANDING W.T.P. | B | 02 | DISINFECT/HYPOCHLORIN
3531008 | GOLD COAST UTILITY | 1 | LAKE WALES UTIL. WTP #1 | E | 20 | T-O CTRL/AERATION
3531008 | GOLD COAST UTILITY | 1 | LAKE WALES UTIL. WTP #1 | B | 01 | DISINFECT/GASEOUS CHLORIN
3531009 | WALK-IN-THE-WATER LAKE ESTATES | 1 | WALK IN WATER PLANT | B | 01 | DISINFECT/GASEOUS CHLORIN
3531198 | MINERVA MHP, LLC | 1 | MINERVA MHP WATER PLANT | B | 02 | DISINFECT/HYPOCHLORIN
3531275 | OAK HARBOUR RV VILLAGE | 2 | OAK HARBOR CAMPGROUND WTP #2 | B | 02 | DISINFECT/HYPOCHLORIN
3531275 | OAK HARBOUR RV VILLAGE | 1 | OAK HARBOUR WATER PLANT | B | 02 | DISINFECT/HYPOCHLORIN
3531293 | OASIS MARINA INC. | 1 | OASIS MARINA WATER PLANT | B | 02 | DISINFECT/HYPOCHLORIN
3531318 | OUTDOOR RESORTS | 1 | OUTDOOR RESORTS WATER PLANT | D | 18 | CORR-CTRL/SEQUESTATION
3531318 | OUTDOOR RESORTS | 1 | OUTDOOR RESORTS WATER PLANT | B | 02 | DISINFECT/HYPOCHLORIN
3531421 | TOHO WATER AUTHORITY-POINCIANA WTP #3 | 1 | WATER PLANT NO. 3 | E | 20 | T-O CTRL/AERATION
3531421 | TOHO WATER AUTHORITY-POINCIANA WTP #3 | 1 | WATER PLANT NO. 3 | B | 02 | DISINFECT/HYPOCHLORIN
3531517 | NEW RIVER RANCH & RV RESORT | 1 | NEW RIVER RANCH WTP | B | 02 | DISINFECT/HYPOCHLORIN
3531517 | NEW RIVER RANCH & RV RESORT | 1 | NEW RIVER RANCH WTP | E | 20 | T-O CTRL/AERATION
3531546 | ROSALIE OAKS | 1 | ROSALIE OAKS WATER PLANT | B | 02 | DISINFECT/HYPOCHLORIN
3531614 | SHADY OAKS FISH CAMP | 1 | SHADY OAKS WATER PLANT | Z | 20 | OTHER/AERATION
3531614 | SHADY OAKS FISH CAMP | 1 | SHADY OAKS WATER PLANT | B | 01 | DISINFECT/GASEOUS CHLORIN
3531633 | DAIRY MART | 1 | DAIRY MART WTP | B | 02 | DISINFECT/HYPOCHLORIN
3531744 | EAST WATER SYSTEM | 2 | PLEASANT ACRES PLANT | B | 01 | DISINFECT/GASEOUS CHLORIN
3531744 | EAST WATER SYSTEM | 3 | OAK ACRES SUBDIVISION | B | 01 | DISINFECT/GASEOUS CHLORIN
3531744 | EAST WATER SYSTEM | 4 | TIMBER LAKE PLANT | B | 02 | DISINFECT/HYPOCHLORIN
3531744 | EAST WATER SYSTEM | 1 | SUNAIR COUNTRY CLUB | B | 01 | DISINFECT/GASEOUS CHLORIN
3531799 | ROCKS FISH CAMP | 1 | ROCKS FISH CAMP W.T.P. | Z | 20 | OTHER/AERATION
3531799 | ROCKS FISH CAMP | 1 | ROCKS FISH CAMP W.T.P. | B | 02 | DISINFECT/HYPOCHLORIN
3531822 | BERT'S HIDEAWAY RESORT | 1 | BERT'S HIDEAWAY FISH WTP | B | 02 | DISINFECT/HYPOCHLORIN
3531823 | TIOTIE BEACH ESTATES PHASE III | 1 | TIOTIE BEACH EST. WATER PLANT | B | 02 | DISINFECT/HYPOCHLORIN
3532014 | NORTH LAKE LOWERY CITIZEN ASSOCIATION | 1 | NORTH LAKE LOWERY WATER PLANT | B | 02 | DISINFECT/HYPOCHLORIN
3532183 | AVON PARK CORRECTIONAL INSTITUTION | 1 | PUMP HOUSE NO. 1-WEST PLANT | B | 01 | DISINFECT/GASEOUS CHLORIN
3532183 | AVON PARK CORRECTIONAL INSTITUTION | 2 | PUMP HOUSE NO. 2-EAST PLANT | B | 01 | DISINFECT/GASEOUS CHLORIN
3532241 | GUMMO MOTEL | 1 | GUMMO MOTEL WATER PLANT | B | 02 | DISINFECT/HYPOCHLORIN
3532280 | OASIS STATION | 1 | OASIS STATION | B | 02 | DISINFECT/HYPOCHLORIN
3532284 | WEBB'S CITRUS PACKING & CANDY | 1 | WEBBS CITRUS WATER PLANT | B | 02 | DISINFECT/HYPOCHLORIN
3532320 | HOLIDAY PARK | 1 | HOLIDAY PARK WATER PLANT | B | 02 | DISINFECT/HYPOCHLORIN
3532341 | PLEASANT ACRES | 1 | PLEASANT ACRES | B | 01 | DISINFECT/GASEOUS CHLORIN
3532351 | OAK HAMMOCK RESORT, LLC | 1 | LAKE PIERCE ECO RESORT W.T.P. | B | 02 | DISINFECT/HYPOCHLORIN
3532353 | UNCLE JOES FISH CAMP | 1 | UNCLE JOES W.T.P. | B | 02 | DISINFECT/HYPOCHLORIN
3532355 | BREEZE HILL MOBILE HOME PARK | 1 | BREEZE HILL WATER PLANT | B | 02 | DISINFECT/HYPOCHLORIN
3532397 | RODRIQUEZ, MARIO. | 1 | DONLEY HARVESTING WELL | B | 02 | DISINFECT/HYPOCHLORIN
3532405 | BUTCH'S HIDEAWAY | 1 | MAR LISA COVE W.T.P. | B | 02 | DISINFECT/HYPOCHLORIN
3532409 | MARION LAKE RV PARK | 1 | SHADY COVE WATER PLANT | B | 02 | DISINFECT/HYPOCHLORIN
3532488 | TIOTIE BEACH ESTATES | 1 | TIOTIE BEACH ESTATES W. T. P. | B | 02 | DISINFECT/HYPOCHLORIN
3532496 | HORIZON'S END CAMP RESORT | 1 | HORIZON'S END WTP | B | 02 | DISINFECT/HYPOCHLORIN
3532508 | BUDS RV PARK & MARINA | 1 | BUDS RV PARK W.T.P. | B | 02 | DISINFECT/HYPOCHLORIN
3532510 | LAKE ROSALIE PARK | 1 | LAKE ROSALIE LANDINGS W.T.P. | B | 02 | DISINFECT/HYPOCHLORIN
3532513 | CAMP TIGER | 1 | CAMP TIGER W.T.P. | B | 02 | DISINFECT/HYPOCHLORIN
3532515 | TWIN CITIES TRUCK STOP | 1 | TWIN CITIES 4 IN. WELL/TANK | B | 02 | DISINFECT/HYPOCHLORIN
3532582 | BEDROCK EMERALD LAKE LLC | 1 | EMERALD LAKES WATER PLANT | B | 02 | DISINFECT/HYPOCHLORIN
3532636 | ALL SEASONS MARKET | 1 | ALL SEASONS W.T.P. | A |  | NO TRTMT
3534600 | TIMBER LAKE | 1 | TIMBER LAKE PLANT | B | 01 | DISINFECT/GASEOUS CHLORIN
3534916 | MIDWAY RV AND TRAILER PARK | 1 | MIDWAY RV W.T.P. | B | 02 | DISINFECT/HYPOCHLORIN
3534995 | POLO DAVENPORT | 1 | POLO DAVENPORT WATER PLANT | B | 01 | DISINFECT/GASEOUS CHLORIN
3535028 | DIAMOND ACRES S/D NORTH | 1 | DIAMOND ACRES WATER PLANT | B | 02 | DISINFECT/HYPOCHLORIN
3535028 | DIAMOND ACRES S/D NORTH | 1 | DIAMOND ACRES WATER PLANT | G | 18 | IRON RMVL/SEQUESTATION
3535047 | DIAMOND ACRES - SOUTH MHP | 1 | DIAMOND ACRES S. MHP W.T.P. | B | 02 | DISINFECT/HYPOCHLORIN
3535052 | NATURES EDGE RESORT | 1 | LAKE WALES | B | 02 | DISINFECT/HYPOCHLORIN
3535076 | TOHO WATER AUTHORITY-POINCIANA WTP #5 | 1 | POINCIANA WATER PLANT #5 | B | 02 | DISINFECT/HYPOCHLORIN
3535076 | TOHO WATER AUTHORITY-POINCIANA WTP #5 | 1 | POINCIANA WATER PLANT #5 | E | 20 | T-O CTRL/AERATION
3535111 | LA CASA DEL SOL MHP | 1 | A CASA DEL SOL MHP | B | 01 | DISINFECT/GASEOUS CHLORIN
3535112 | JIMMY'S TRUCK STOP | 1 | JIMMY'S DELI WTP | B | 02 | DISINFECT/HYPOCHLORIN
3535113 | LAKE KISSIMMEE STATE PARK | 1 | GAURD SHACK WATER PLANT | A |  | NO TRTMT
3535114 | LAKE KISSIMMEE STATE PARK | 1 | RANGER'S AND SHOP WATER PLANT | A |  | NO TRTMT
3535115 | THOMAS LANDING | 1 | THOMAS LANDING W.T.P. | B | 02 | DISINFECT/HYPOCHLORIN
3535116 | LAKE KISSIMMEE MHP | 1 | LAKE KISSIMMEE MHP WTP | B | 02 | DISINFECT/HYPOCHLORIN
3535116 | LAKE KISSIMMEE MHP | 2 | ANCHOR INN UTILITIES | B | 02 | DISINFECT/HYPOCHLORIN
3535117 | GOAA-PBSJ, LONDON CRK MITIGATI | 1 | GOAA-PBSJ LONDON CRK W.T.P. | A |  | NO TRTMT
3590008 | A. DUDA & SONS - OVIEDO | 1 | A DUDA & SONS | B | 02 | DISINFECT/HYPOCHLORIN
3590026 | ALTAMONTE SPRINGS WATER DEPT (2 WPS) | 5 | WTP#5 (PEARL LK.CSWY) | Z | 27 | OTHER/FLUORIDATION
3590026 | ALTAMONTE SPRINGS WATER DEPT (2 WPS) | 3 | WTP#3 (NORTHWEST) 2.88MGD | E | 20 | T-O CTRL/AERATION
3590026 | ALTAMONTE SPRINGS WATER DEPT (2 WPS) | 5 | WTP#5 (PEARL LK.CSWY) | B | 02 | DISINFECT/HYPOCHLORIN
3590026 | ALTAMONTE SPRINGS WATER DEPT (2 WPS) | 1 | WTP#1 (CITY HALL) 2.16MGD | B | 01 | DISINFECT/GASEOUS CHLORIN
3590026 | ALTAMONTE SPRINGS WATER DEPT (2 WPS) | 1 | WTP#1 (CITY HALL) 2.16MGD | E | 20 | T-O CTRL/AERATION
3590026 | ALTAMONTE SPRINGS WATER DEPT (2 WPS) | 2 | WTP#2 (SPRING LAKE/SOUTHWEST) | E | 20 | T-O CTRL/AERATION
3590026 | ALTAMONTE SPRINGS WATER DEPT (2 WPS) | 2 | WTP#2 (SPRING LAKE/SOUTHWEST) | Z | 27 | OTHER/FLUORIDATION
3590026 | ALTAMONTE SPRINGS WATER DEPT (2 WPS) | 3 | WTP#3 (NORTHWEST) 2.88MGD | B | 01 | DISINFECT/GASEOUS CHLORIN
3590026 | ALTAMONTE SPRINGS WATER DEPT (2 WPS) | 5 | WTP#5 (PEARL LK.CSWY) | D | 36 | CORR-CTRL/CORROSION INHIB
3590026 | ALTAMONTE SPRINGS WATER DEPT (2 WPS) | 4 | WTP#4 (SAN SEBASTIAN) | B | 01 | DISINFECT/GASEOUS CHLORIN
3590026 | ALTAMONTE SPRINGS WATER DEPT (2 WPS) | 4 | WTP#4 (SAN SEBASTIAN) | E | 20 | T-O CTRL/AERATION
3590026 | ALTAMONTE SPRINGS WATER DEPT (2 WPS) | 5 | WTP#5 (PEARL LK.CSWY) | E | 20 | T-O CTRL/AERATION
3590026 | ALTAMONTE SPRINGS WATER DEPT (2 WPS) | 2 | WTP#2 (SPRING LAKE/SOUTHWEST) | D | 36 | CORR-CTRL/CORROSION INHIB
3590026 | ALTAMONTE SPRINGS WATER DEPT (2 WPS) | 4 | WTP#4 (SAN SEBASTIAN) | D | 36 | CORR-CTRL/CORROSION INHIB
3590026 | ALTAMONTE SPRINGS WATER DEPT (2 WPS) | 2 | WTP#2 (SPRING LAKE/SOUTHWEST) | B | 02 | DISINFECT/HYPOCHLORIN
3590069 | BEAR LAKE MANOR | 1 | BEAR LAKE MANOR | B | 02 | DISINFECT/HYPOCHLORIN
3590069 | BEAR LAKE MANOR | 1 | BEAR LAKE MANOR | E | 20 | T-O CTRL/AERATION
3590142 | KATIE'S WEKIVA RIVER LANDING | 1 | KATIE'S WEKIVA RIVER LANDING | B | 02 | DISINFECT/HYPOCHLORIN
3590155 | CARSE OIL CO | 1 |  | B | 02 | DISINFECT/HYPOCHLORIN
3590159 | CASSELBERRY, CITY OF (3 WPS) | 3 | SOUTH PLANT | E | 20 | T-O CTRL/AERATION
3590159 | CASSELBERRY, CITY OF (3 WPS) | 2 | NORTH PLANT | E | 20 | T-O CTRL/AERATION
3590159 | CASSELBERRY, CITY OF (3 WPS) | 1 | HOWELL PARK | E | 20 | T-O CTRL/AERATION
3590159 | CASSELBERRY, CITY OF (3 WPS) | 2 | NORTH PLANT | D | 36 | CORR-CTRL/CORROSION INHIB
3590159 | CASSELBERRY, CITY OF (3 WPS) | 2 | NORTH PLANT | B | 02 | DISINFECT/HYPOCHLORIN
3590159 | CASSELBERRY, CITY OF (3 WPS) | 1 | HOWELL PARK | B | 02 | DISINFECT/HYPOCHLORIN
3590159 | CASSELBERRY, CITY OF (3 WPS) | 3 | SOUTH PLANT | E | 23 | T-O CTRL/GAC ADDITION
3590159 | CASSELBERRY, CITY OF (3 WPS) | 3 | SOUTH PLANT | Z | 19 | OTHER/PH ADJUSTMENT
3590159 | CASSELBERRY, CITY OF (3 WPS) | 3 | SOUTH PLANT | B | 02 | DISINFECT/HYPOCHLORIN
3590159 | CASSELBERRY, CITY OF (3 WPS) | 1 | HOWELL PARK | D | 36 | CORR-CTRL/CORROSION INHIB
3590159 | CASSELBERRY, CITY OF (3 WPS) | 3 | SOUTH PLANT | D | 36 | CORR-CTRL/CORROSION INHIB
3590186 | CHULUOTA WATER SYSTEM | 2 | CHULUOTA WTP#2 | G | 18 | IRON RMVL/SEQUESTATION
3590186 | CHULUOTA WATER SYSTEM | 2 | CHULUOTA WTP#2 | F | 25 | ORGN-RMVL/ION EXCHANGE
3590186 | CHULUOTA WATER SYSTEM | 2 | CHULUOTA WTP#2 | E | 20 | T-O CTRL/AERATION
3590186 | CHULUOTA WATER SYSTEM | 1 | CHULUOTA WTP#1 | B | 02 | DISINFECT/HYPOCHLORIN
3590186 | CHULUOTA WATER SYSTEM | 2 | CHULUOTA WTP#2 | B | 02 | DISINFECT/HYPOCHLORIN
3590201 | LAKE MARY, CITY OF | 1 | LAKE MARY WTP | F | 28 | ORGN-RMVL/PACKED TWR-AERA
3590201 | LAKE MARY, CITY OF | 1 | LAKE MARY WTP | B | 06 | DISINFECT/UV RADIATION
3590201 | LAKE MARY, CITY OF | 1 | LAKE MARY WTP | P | 32 | DISINF BY-PROD CONTRO/PEROXIDE
3590201 | LAKE MARY, CITY OF | 1 | LAKE MARY WTP | Z | 27 | OTHER/FLUORIDATION
3590201 | LAKE MARY, CITY OF | 1 | LAKE MARY WTP | B | 02 | DISINFECT/HYPOCHLORIN
3590201 | LAKE MARY, CITY OF | 1 | LAKE MARY WTP | F | 23 | ORGN-RMVL/GAC ADDITION
3590202 | LONGWOOD, CITY OF (2 WPS) | 1 | LONGWOOD WATER PLANT #1 | E | 20 | T-O CTRL/AERATION
3590202 | LONGWOOD, CITY OF (2 WPS) | 1 | LONGWOOD WATER PLANT #1 | Z | 27 | OTHER/FLUORIDATION
3590202 | LONGWOOD, CITY OF (2 WPS) | 1 | LONGWOOD WATER PLANT #1 | B | 02 | DISINFECT/HYPOCHLORIN
3590202 | LONGWOOD, CITY OF (2 WPS) | 2 | LONGWOOD WATER PLANT #2 | B | 02 | DISINFECT/HYPOCHLORIN
3590202 | LONGWOOD, CITY OF (2 WPS) | 2 | LONGWOOD WATER PLANT #2 | Z | 27 | OTHER/FLUORIDATION
3590202 | LONGWOOD, CITY OF (2 WPS) | 2 | LONGWOOD WATER PLANT #2 | E | 20 | T-O CTRL/AERATION
3590205 | SANFORD, CITY OF (2 WPS) | 2 | SANFORD - AUXILIARY WTP 17/92 | Z | 27 | OTHER/FLUORIDATION
3590205 | SANFORD, CITY OF (2 WPS) | 1 | SANFORD MAIN WTP(MAYFAIR G.C.) | Z | 27 | OTHER/FLUORIDATION
3590205 | SANFORD, CITY OF (2 WPS) | 1 | SANFORD MAIN WTP(MAYFAIR G.C.) | E | 20 | T-O CTRL/AERATION
3590205 | SANFORD, CITY OF (2 WPS) | 1 | SANFORD MAIN WTP(MAYFAIR G.C.) | D | 36 | CORR-CTRL/CORROSION INHIB
3590205 | SANFORD, CITY OF (2 WPS) | 2 | SANFORD - AUXILIARY WTP 17/92 | B | 05 | DISINFECT/OZONATION
3590205 | SANFORD, CITY OF (2 WPS) | 2 | SANFORD - AUXILIARY WTP 17/92 | D | 36 | CORR-CTRL/CORROSION INHIB
3590205 | SANFORD, CITY OF (2 WPS) | 2 | SANFORD - AUXILIARY WTP 17/92 | Z | 29 | OTHER/CARTRIDGE FILTR
3590205 | SANFORD, CITY OF (2 WPS) | 2 | SANFORD - AUXILIARY WTP 17/92 | F | 23 | ORGN-RMVL/GAC ADDITION
3590205 | SANFORD, CITY OF (2 WPS) | 2 | SANFORD - AUXILIARY WTP 17/92 | B | 02 | DISINFECT/HYPOCHLORIN
3590205 | SANFORD, CITY OF (2 WPS) | 1 | SANFORD MAIN WTP(MAYFAIR G.C.) | B | 02 | DISINFECT/HYPOCHLORIN
3590245 | SEM. CO/COUNTRY CLUB ESTATES | 1 | COUNTRY CLUB ESTATES | B | 01 | DISINFECT/GASEOUS CHLORIN
3590245 | SEM. CO/COUNTRY CLUB ESTATES | 1 | COUNTRY CLUB ESTATES | E | 20 | T-O CTRL/AERATION
3590248 | COUNTRY SIDE TRAILER PARK | 1 | COUNTRYSIDE TRAILER PARK | B | 02 | DISINFECT/HYPOCHLORIN
3590248 | COUNTRY SIDE TRAILER PARK | 1 | COUNTRYSIDE TRAILER PARK | E | 20 | T-O CTRL/AERATION
3590258 | CRYSTAL LAKE | 1 | CRYSTAL LAKE | B | 02 | DISINFECT/HYPOCHLORIN
3590258 | CRYSTAL LAKE | 1 | CRYSTAL LAKE | G | 18 | IRON RMVL/SEQUESTATION
3590282 | DEEP SOUTH PRODUCTS | 1 | DEEP SOUTH PRODUCTS | B | 02 | DISINFECT/HYPOCHLORIN
3590297 | DOL RAY MANOR (CONSEC.) | 1 | DOL RAY MANOR | A |  | NO TRTMT
3590338 | ELDER SPRINGS MOBILE HOME PARK | 1 | ELDER SPRINGS MHP | B | 02 | DISINFECT/HYPOCHLORIN
3590342 | CASSELBERRY/ENGLISH ESTATES | 1 | HUNTERFIELD | E | 20 | T-O CTRL/AERATION
3590342 | CASSELBERRY/ENGLISH ESTATES | 2 | DERBYSHIRE | B | 01 | DISINFECT/GASEOUS CHLORIN
3590342 | CASSELBERRY/ENGLISH ESTATES | 1 | HUNTERFIELD | B | 01 | DISINFECT/GASEOUS CHLORIN
3590342 | CASSELBERRY/ENGLISH ESTATES | 2 | DERBYSHIRE | E | 20 | T-O CTRL/AERATION
3590368 | FERN PARK SUBDIVISION (CONSEC) | 1 | FERN PARK SUBDIVISION | A |  | NO TRTMT
3590369 | FERN PARK MOBILE HOME PARK | 1 | FERN PARK MOBILE HOME PARK | B | 02 | DISINFECT/HYPOCHLORIN
3590369 | FERN PARK MOBILE HOME PARK | 1 | FERN PARK MOBILE HOME PARK | E | 20 | T-O CTRL/AERATION
3590388 | FL LIVING NURSING & RET CENTER | 1 |  | B | 02 | DISINFECT/HYPOCHLORIN
3590416 | FOREST LAKE ELE. EDUCATIONAL C | 1 | FOREST LAKE ELEMENTARY | B | 02 | DISINFECT/HYPOCHLORIN
3590425 | FRANK PIERSON TEXACO | 1 |  | B | 02 | DISINFECT/HYPOCHLORIN
3590443 | GENEVA ELEMENTARY SCHOOL | 1 | GENEVA ELEMENTARY | D | 36 | CORR-CTRL/CORROSION INHIB
3590443 | GENEVA ELEMENTARY SCHOOL | 1 | GENEVA ELEMENTARY | B | 02 | DISINFECT/HYPOCHLORIN
3590473 | SEMINOLE COUNTY NORTHEAST | 2 | COUNTRY CLUB ESTATES | B | 05 | DISINFECT/OZONATION
3590473 | SEMINOLE COUNTY NORTHEAST | 2 | COUNTRY CLUB ESTATES | B | 02 | DISINFECT/HYPOCHLORIN
3590473 | SEMINOLE COUNTY NORTHEAST | 2 | COUNTRY CLUB ESTATES | E | 20 | T-O CTRL/AERATION
3590473 | SEMINOLE COUNTY NORTHEAST | 2 | COUNTRY CLUB ESTATES | F | 23 | ORGN-RMVL/GAC ADDITION
3590473 | SEMINOLE COUNTY NORTHEAST | 2 | COUNTRY CLUB ESTATES | Z | 27 | OTHER/FLUORIDATION
3590497 | HARMONY HOMES | 1 | HARMONY HOMES | D | 36 | CORR-CTRL/CORROSION INHIB
3590497 | HARMONY HOMES | 1 | HARMONY HOMES | G | 18 | IRON RMVL/SEQUESTATION
3590497 | HARMONY HOMES | 1 | HARMONY HOMES | B | 02 | DISINFECT/HYPOCHLORIN
3590519 | COCA COLA CONCENTRATE | 1 |  | B | 02 | DISINFECT/HYPOCHLORIN
3590571 | SEMINOLE COUNTY SOUTHEAST | 2 | INDIAN HILLS | E | 20 | T-O CTRL/AERATION
3590571 | SEMINOLE COUNTY SOUTHEAST | 2 | INDIAN HILLS | B | 02 | DISINFECT/HYPOCHLORIN
3590571 | SEMINOLE COUNTY SOUTHEAST | 1 | SOUTHEAST (CONSUMERS) | Z | 20 | OTHER/AERATION
3590571 | SEMINOLE COUNTY SOUTHEAST | 2 | INDIAN HILLS | Z | 27 | OTHER/FLUORIDATION
3590571 | SEMINOLE COUNTY SOUTHEAST | 1 | SOUTHEAST (CONSUMERS) | B | 02 | DISINFECT/HYPOCHLORIN
3590571 | SEMINOLE COUNTY SOUTHEAST | 1 | SOUTHEAST (CONSUMERS) | B | 05 | DISINFECT/OZONATION
3590571 | SEMINOLE COUNTY SOUTHEAST | 1 | SOUTHEAST (CONSUMERS) | F | 23 | ORGN-RMVL/GAC ADDITION
3590571 | SEMINOLE COUNTY SOUTHEAST | 1 | SOUTHEAST (CONSUMERS) | Z | 27 | OTHER/FLUORIDATION
3590571 | SEMINOLE COUNTY SOUTHEAST | 1 | SOUTHEAST (CONSUMERS) | D | 19 | CORR-CTRL/PH ADJUSTMENT
3590615 | JANSEN S/D | 1 | JANSEN | G | 18 | IRON RMVL/SEQUESTATION
3590615 | JANSEN S/D | 1 | JANSEN | B | 02 | DISINFECT/HYPOCHLORIN
3590686 | LAKE BRANTLEY HIGH SCHOOL | 1 | LAKE BRANTLEY HIGH SCHOOL | E | 20 | T-O CTRL/AERATION
3590686 | LAKE BRANTLEY HIGH SCHOOL | 1 | LAKE BRANTLEY HIGH SCHOOL | B | 01 | DISINFECT/GASEOUS CHLORIN
3590698 | LAKE HARNEY WATER ASSOCIATION | 1 | LAKE HARNEY | G | 18 | IRON RMVL/SEQUESTATION
3590698 | LAKE HARNEY WATER ASSOCIATION | 1 | LAKE HARNEY | B | 02 | DISINFECT/HYPOCHLORIN
3590707 | LAKE OF THE WOODS TRAILER PARK | 1 | LAKE OF THE WOODS TRAILER PARK | B | 02 | DISINFECT/HYPOCHLORIN
3590750 | BLACK HAMMOCK RESTAURANT | 1 | BLACK HAMMOCK RESTAURANT | E | 20 | T-O CTRL/AERATION
3590750 | BLACK HAMMOCK RESTAURANT | 1 | BLACK HAMMOCK RESTAURANT | B | 02 | DISINFECT/HYPOCHLORIN
3590753 | LIL CHAMP FOOD STORE #27 | 1 |  | B | 02 | DISINFECT/HYPOCHLORIN
3590762 | LITTLE WEKIVA ESTATES | 1 | LITTLE WEKIVA ESTATES | B | 02 | DISINFECT/HYPOCHLORIN
3590784 | LUTHERAN HAVEN | 1 | LUTHERAN HAVEN | B | 01 | DISINFECT/GASEOUS CHLORIN
3590784 | LUTHERAN HAVEN | 1 | LUTHERAN HAVEN | E | 20 | T-O CTRL/AERATION
3590785 | SEMINOLE COUNTY SOUTHWEST | 2 | BELAIRE 0.179 MGD | E | 20 | T-O CTRL/AERATION
3590785 | SEMINOLE COUNTY SOUTHWEST | 1 | LYNWOOD | F | 20 | ORGN-RMVL/AERATION
3590785 | SEMINOLE COUNTY SOUTHWEST | 1 | LYNWOOD | Z | 27 | OTHER/FLUORIDATION
3590785 | SEMINOLE COUNTY SOUTHWEST | 1 | LYNWOOD | B | 02 | DISINFECT/HYPOCHLORIN
3590785 | SEMINOLE COUNTY SOUTHWEST | 2 | BELAIRE 0.179 MGD | B | 01 | DISINFECT/GASEOUS CHLORIN
3590844 | MONROE ELEMENTARY SCHOOL | 1 |  | B | 02 | DISINFECT/HYPOCHLORIN
3590865 | MULLETT LAKE WATER ASSOCIATION | 1 | MULLET LK.(COCHRANE RD-GENEVA) | G | 18 | IRON RMVL/SEQUESTATION
3590865 | MULLETT LAKE WATER ASSOCIATION | 1 | MULLET LK.(COCHRANE RD-GENEVA) | B | 02 | DISINFECT/HYPOCHLORIN
3590879 | WINTER SPRINGS, CITY OF (3 WPS) | 3 | TUSKAWILLA WTP1 851 NORTHERN W | E | 20 | T-O CTRL/AERATION
3590879 | WINTER SPRINGS, CITY OF (3 WPS) | 1 | SHEOAH BLVD. WTP#2 2.736 MGD | B | 02 | DISINFECT/HYPOCHLORIN
3590879 | WINTER SPRINGS, CITY OF (3 WPS) | 1 | SHEOAH BLVD. WTP#2 2.736 MGD | F | 25 | ORGN-RMVL/ION EXCHANGE
3590879 | WINTER SPRINGS, CITY OF (3 WPS) | 1 | SHEOAH BLVD. WTP#2 2.736 MGD | E | 20 | T-O CTRL/AERATION
3590879 | WINTER SPRINGS, CITY OF (3 WPS) | 3 | TUSKAWILLA WTP1 851 NORTHERN W | B | 01 | DISINFECT/GASEOUS CHLORIN
3590879 | WINTER SPRINGS, CITY OF (3 WPS) | 3 | TUSKAWILLA WTP1 851 NORTHERN W | D | 36 | CORR-CTRL/CORROSION INHIB
3590879 | WINTER SPRINGS, CITY OF (3 WPS) | 2 | BAHAMA BLVD. WTP#3 2.7 MGD | G | 18 | IRON RMVL/SEQUESTATION
3590879 | WINTER SPRINGS, CITY OF (3 WPS) | 2 | BAHAMA BLVD. WTP#3 2.7 MGD | B | 02 | DISINFECT/HYPOCHLORIN
3590879 | WINTER SPRINGS, CITY OF (3 WPS) | 2 | BAHAMA BLVD. WTP#3 2.7 MGD | E | 20 | T-O CTRL/AERATION
3590879 | WINTER SPRINGS, CITY OF (3 WPS) | 1 | SHEOAH BLVD. WTP#2 2.736 MGD | G | 18 | IRON RMVL/SEQUESTATION
3590912 | OAKLAND SHORES | 1 | OAKLAND SHORES | E | 20 | T-O CTRL/AERATION
3590912 | OAKLAND SHORES | 1 | OAKLAND SHORES | B | 02 | DISINFECT/HYPOCHLORIN
3590970 | OVIEDO, CITY OF | 3 | WEST MITCHELL HAMMOCK | E | 19 | T-O CTRL/PH ADJUSTMENT
3590970 | OVIEDO, CITY OF | 3 | WEST MITCHELL HAMMOCK | E | 28 | T-O CTRL/PACKED TWR-AERA
3590970 | OVIEDO, CITY OF | 3 | WEST MITCHELL HAMMOCK | B | 04 | DISINFECT/CHLORAMINES
3590970 | OVIEDO, CITY OF | 3 | WEST MITCHELL HAMMOCK | Z | 27 | OTHER/FLUORIDATION
3590970 | OVIEDO, CITY OF | 3 | WEST MITCHELL HAMMOCK | B | 02 | DISINFECT/HYPOCHLORIN
3590988 | PALM VALLEY MOBILE HOME PARK | 1 | PALM VALLEY MHP | B | 02 | DISINFECT/HYPOCHLORIN
3590988 | PALM VALLEY MOBILE HOME PARK | 1 | PALM VALLEY MHP | E | 20 | T-O CTRL/AERATION
3590993 | PARK RIDGE | 1 | PARK RIDGE | B | 02 | DISINFECT/HYPOCHLORIN
3590993 | PARK RIDGE | 1 | PARK RIDGE | D | 36 | CORR-CTRL/CORROSION INHIB
3590993 | PARK RIDGE | 1 | PARK RIDGE | E | 20 | T-O CTRL/AERATION
3591008 | PHILLIPS SECTION | 1 | PHILLIPS SECTION | G | 18 | IRON RMVL/SEQUESTATION
3591008 | PHILLIPS SECTION | 1 | PHILLIPS SECTION | B | 02 | DISINFECT/HYPOCHLORIN
3591061 | RAVENNA PARK | 2 | PHILLIPS SECTION | G | 18 | IRON RMVL/SEQUESTATION
3591061 | RAVENNA PARK | 1 | RAVENNA PARK | E | 20 | T-O CTRL/AERATION
3591061 | RAVENNA PARK | 1 | RAVENNA PARK | B | 02 | DISINFECT/HYPOCHLORIN
3591061 | RAVENNA PARK | 2 | PHILLIPS SECTION | B | 02 | DISINFECT/HYPOCHLORIN
3591066 | RED BUG ELEMENTARY SCHOOL | 1 | RED BUG ELEMENTARY | E | 20 | T-O CTRL/AERATION
3591066 | RED BUG ELEMENTARY SCHOOL | 1 | RED BUG ELEMENTARY | B | 01 | DISINFECT/GASEOUS CHLORIN
3591114 | TEAGUE MIDDLE SCHOOL | 1 | TEAGUE MIDDLE SCHOOL | E | 20 | T-O CTRL/AERATION
3591114 | TEAGUE MIDDLE SCHOOL | 1 | TEAGUE MIDDLE SCHOOL | B | 01 | DISINFECT/GASEOUS CHLORIN
3591121 | SANLANDO (3 WTPS) | 3 | WEKIVA HUNT CLUB | E | 20 | T-O CTRL/AERATION
3591121 | SANLANDO (3 WTPS) | 3 | WEKIVA HUNT CLUB | B | 02 | DISINFECT/HYPOCHLORIN
3591121 | SANLANDO (3 WTPS) | 3 | WEKIVA HUNT CLUB | D | 36 | CORR-CTRL/CORROSION INHIB
3591121 | SANLANDO (3 WTPS) | 2 | KNOLLWOOD | D | 36 | CORR-CTRL/CORROSION INHIB
3591121 | SANLANDO (3 WTPS) | 2 | KNOLLWOOD | B | 02 | DISINFECT/HYPOCHLORIN
3591121 | SANLANDO (3 WTPS) | 1 | DESPINAR PLANT | B | 02 | DISINFECT/HYPOCHLORIN
3591121 | SANLANDO (3 WTPS) | 2 | KNOLLWOOD | E | 20 | T-O CTRL/AERATION
3591121 | SANLANDO (3 WTPS) | 1 | DESPINAR PLANT | E | 20 | T-O CTRL/AERATION
3591121 | SANLANDO (3 WTPS) | 1 | DESPINAR PLANT | D | 36 | CORR-CTRL/CORROSION INHIB
3591122 | WINDY HILL MOBILE HOME PARK | 1 | SANFORD | B | 02 | DISINFECT/HYPOCHLORIN
3591158 | THE HITCHING POST | 1 |  | A |  | NO TRTMT
3591173 | SHOP & GO #114 | 1 |  | B | 02 | DISINFECT/HYPOCHLORIN
3591210 | SNOOPYS DAWG HOUSE | 1 |  | B | 02 | DISINFECT/HYPOCHLORIN
3591248 | LAKE MARY MHP | 1 | SPRING HAMMOCK TR.PK. | B | 02 | DISINFECT/HYPOCHLORIN
3591286 | SIEMENS | 1 | STROMBERG CARLSON | B | 02 | DISINFECT/HYPOCHLORIN
3591286 | SIEMENS | 1 | STROMBERG CARLSON | Z | 23 | OTHER/GAC ADDITION
3591287 | TELEX COMPUTER PRODUCTS,INC. | 1 | STROMBERG CARLSON TECH DEV CNT | B | 02 | DISINFECT/HYPOCHLORIN
3591394 | WINTER SPRINGS EAST(TUSKAWILLA) | 1 | TUSKAWILLA 6.012 MGD | B | 01 | DISINFECT/GASEOUS CHLORIN
3591394 | WINTER SPRINGS EAST(TUSKAWILLA) | 1 | TUSKAWILLA 6.012 MGD | D | 36 | CORR-CTRL/CORROSION INHIB
3591394 | WINTER SPRINGS EAST(TUSKAWILLA) | 1 | TUSKAWILLA 6.012 MGD | E | 20 | T-O CTRL/AERATION
3591395 | TWELVE OAKS R.V.RESORT | 1 | TWELVE OAKS WTP | B | 02 | DISINFECT/HYPOCHLORIN
3591451 | WEATHERSFIELD | 1 | WEATHERSFIELD | E | 20 | T-O CTRL/AERATION
3591451 | WEATHERSFIELD | 1 | WEATHERSFIELD | B | 02 | DISINFECT/HYPOCHLORIN
3591472 | MONROE-WILSON SCHOOL | 1 | MONROE-WILSON SCHOOL | B | 02 | DISINFECT/HYPOCHLORIN
3591485 | WINTER SPRINGS SUBDIVISION | 1 | W.S. | B | 02 | DISINFECT/HYPOCHLORIN
3591535 | IRON BRIDGE REGIONAL WPCF | 1 | IRON BRIDGE REGIONAL WPCF | B | 01 | DISINFECT/GASEOUS CHLORIN
3591535 | IRON BRIDGE REGIONAL WPCF | 1 | IRON BRIDGE REGIONAL WPCF | D | 19 | CORR-CTRL/PH ADJUSTMENT
3591535 | IRON BRIDGE REGIONAL WPCF | 1 | IRON BRIDGE REGIONAL WPCF | E | 20 | T-O CTRL/AERATION
3591570 | SEM. CO/HANOVER WOODS | 1 | HANOVER WOODS | B | 01 | DISINFECT/GASEOUS CHLORIN
3591570 | SEM. CO/HANOVER WOODS | 1 | HANOVER WOODS | Z | 27 | OTHER/FLUORIDATION
3591570 | SEM. CO/HANOVER WOODS | 1 | HANOVER WOODS | E | 20 | T-O CTRL/AERATION
3591581 | FOREST LAKE ACADEMY | 1 | FOREST CITY | B | 02 | DISINFECT/HYPOCHLORIN
3591591 | HI-ACRES SERVICES INCORPORATED | 1 | HI-ACRES | B | 02 | DISINFECT/HYPOCHLORIN
3594018 | SEM. CO/I-4 INDUSTRIAL PARK | 1 | I-4 INDUSTRIAL PARK(LK MONROE) | E | 20 | T-O CTRL/AERATION
3594018 | SEM. CO/I-4 INDUSTRIAL PARK | 1 | I-4 INDUSTRIAL PARK(LK MONROE) | B | 01 | DISINFECT/GASEOUS CHLORIN
3594026 | TUSKAWILLA TRAILS | 1 | TUSKAWILLA TRAILS | B | 01 | DISINFECT/GASEOUS CHLORIN
3594026 | TUSKAWILLA TRAILS | 1 | TUSKAWILLA TRAILS | E | 20 | T-O CTRL/AERATION
3594050 | SEMINOLE WOODS | 1 | SEMINOLE WOODS | E | 20 | T-O CTRL/AERATION
3594050 | SEMINOLE WOODS | 1 | SEMINOLE WOODS | D | 18 | CORR-CTRL/SEQUESTATION
3594050 | SEMINOLE WOODS | 1 | SEMINOLE WOODS | B | 02 | DISINFECT/HYPOCHLORIN
3594050 | SEMINOLE WOODS | 1 | SEMINOLE WOODS | G | 15 | IRON RMVL/PRESS SAND FILT
3594090 | FLA.POWER CORP.-JAMESTOWN OP. | 1 | FLA.POWER CORP.-JAMESTOWN OP. | E | 20 | T-O CTRL/AERATION
3594090 | FLA.POWER CORP.-JAMESTOWN OP. | 1 | FLA.POWER CORP.-JAMESTOWN OP. | B | 01 | DISINFECT/GASEOUS CHLORIN
3594101 | NEW OAKS ASSTD LIVING FACILITY | 1 | ORANGE VILLA RETIREMENT HOME | B | 02 | DISINFECT/HYPOCHLORIN
3594102 | CANTERBURY RETREAT & CONF.CNTR | 1 | CANTERBURY RETREAT & CONF.CNTR | B | 02 | DISINFECT/HYPOCHLORIN
3594103 | L.D.PLANTE,INC. | 1 | L.D.PLANTE,INC. | E | 20 | T-O CTRL/AERATION
3594103 | L.D.PLANTE,INC. | 1 | L.D.PLANTE,INC. | B | 02 | DISINFECT/HYPOCHLORIN
3594104 | HARBOR SCHOOL | 1 | HARBOR SCHOOL | B | 02 | DISINFECT/HYPOCHLORIN
3594105 | L.D. PLANTE, INC. | 1 | L.D. PLANTE, INC. | E | 20 | T-O CTRL/AERATION
3594105 | L.D. PLANTE, INC. | 1 | L.D. PLANTE, INC. | B | 02 | DISINFECT/HYPOCHLORIN
3594106 | ROYAL ARMS CONDOMINIUMS ASSOC | 1 | ROYAL ARMS CONDOMINIUMS | D | 18 | CORR-CTRL/SEQUESTATION
3594107 | SEMINOLE COUNTY NORTHWEST | 4 | MARKHAM REGIONAL WTP | B | 02 | DISINFECT/HYPOCHLORIN
3594107 | SEMINOLE COUNTY NORTHWEST | 4 | MARKHAM REGIONAL WTP | Z | 27 | OTHER/FLUORIDATION
3594107 | SEMINOLE COUNTY NORTHWEST | 3 | LAKE MONROE (I-4 INDUST.PARK) | E | 20 | T-O CTRL/AERATION
3594107 | SEMINOLE COUNTY NORTHWEST | 4 | MARKHAM REGIONAL WTP | B | 05 | DISINFECT/OZONATION
3594107 | SEMINOLE COUNTY NORTHWEST | 3 | LAKE MONROE (I-4 INDUST.PARK) | B | 02 | DISINFECT/HYPOCHLORIN
3594107 | SEMINOLE COUNTY NORTHWEST | 4 | MARKHAM REGIONAL WTP | F | 25 | ORGN-RMVL/ION EXCHANGE
3594108 | SEM. CO/LAKE SYLVAN PARK | 1 | LAKE SYLVAN PARK | E | 20 | T-O CTRL/AERATION
3594108 | SEM. CO/LAKE SYLVAN PARK | 1 | LAKE SYLVAN PARK | B | 01 | DISINFECT/GASEOUS CHLORIN
3594109 | BAILEY'S QUARTERS | 1 | BAILEY'S QUARTERS | Z | 02 | OTHER/HYPOCHLORIN
3594110 | SEM. CO/LAKE HAYES | 1 | LAKE HAYES WTP | B | 01 | DISINFECT/GASEOUS CHLORIN
3594110 | SEM. CO/LAKE HAYES | 1 | LAKE HAYES WTP | Z | 27 | OTHER/FLUORIDATION
3594110 | SEM. CO/LAKE HAYES | 1 | LAKE HAYES WTP | E | 20 | T-O CTRL/AERATION
3594111 | MCALLISTER MOTEL | 1 | REC GENERATED--UPDATE REQD | A |  | NO TRTMT
3594112 | CONSOLIDATED SERVICES | 1 | CONSOLIDATED SERVICES | E | 20 | T-O CTRL/AERATION
3594112 | CONSOLIDATED SERVICES | 1 | CONSOLIDATED SERVICES | B | 02 | DISINFECT/HYPOCHLORIN
3594113 | GENEVA CHURCH OF GOD | 1 | CHURCH OF GOD AT GENEVA | B | 02 | DISINFECT/HYPOCHLORIN
3594114 | MCGORLICK DAY NURSERY | 1 | MCGORLICK DAY NURSERY | B | 02 | DISINFECT/HYPOCHLORIN
3594115 | CHURCH | 1 | CHURCH | B | 02 | DISINFECT/HYPOCHLORIN
3594116 | NEIGHBORHOOD ALLIANCE CHURCH | 1 | NEIGHBORHOOD ALLIANCE CHURCH | B | 02 | DISINFECT/HYPOCHLORIN
3594118 | NUMA PROPERTIES | 1 | NUMA PROPERTIES | B | 02 | DISINFECT/HYPOCHLORIN
3594119 | MAJIK MARKET OF MONTGOMERY RD | 1 | MAJIK MARKET OF MONTGOMERY RD | B | 02 | DISINFECT/HYPOCHLORIN
3594120 | FIRST BAPTIST CHURCH/WINTER SP | 1 | FIRST BAPTIST CHURCH/WINTER SP | B | 02 | DISINFECT/HYPOCHLORIN
3594121 | SMR 436 OFFICE WAREHOUSE | 1 | SMR 436 OFFICE WAREHOUSE | B | 02 | DISINFECT/HYPOCHLORIN
3594122 | SEMINOLE SOCIAL CLUB | 1 | SEMINOLE SOCIAL CLUB | B | 02 | DISINFECT/HYPOCHLORIN
3594123 | ROL MFG OF AMERICAN WAREHOUSE | 1 | ROL MFG OF AMERICAN WAREHOUSE | B | 02 | DISINFECT/HYPOCHLORIN
3594124 | PILGRIM FARMS, INC. | 1 | HENERY'S PICKLE PRODUCTS | B | 02 | DISINFECT/HYPOCHLORIN
3594125 | TRUE LIFE CHURCH | 1 | FIRST BAPTIST MARKHAM WOODS | B | 02 | DISINFECT/HYPOCHLORIN
3594127 | FLAGSHIP BANK OF SEMINOLE | 1 | FLAGSHIP BANK OF SEMINOLE | B | 02 | DISINFECT/HYPOCHLORIN
3594129 | CENTRAL FLORIDA ZOOLOGICAL PK | 1 | CENTRAL FLORIDA ZOOLOGICAL PK | B | 02 | DISINFECT/HYPOCHLORIN
3594130 | PACE PRIVATE SCHOOL | 1 | PACE PRIVATE SCHOOL | B | 02 | DISINFECT/HYPOCHLORIN
3594131 | DEARBORN ELECTRIC | 1 | SPRAGUE ELECTRIC | B | 02 | DISINFECT/HYPOCHLORIN
3594132 | HI-FLAVOR MEATS | 1 | HI-FLAVOR MEATS | E | 20 | T-O CTRL/AERATION
3594132 | HI-FLAVOR MEATS | 1 | HI-FLAVOR MEATS | B | 02 | DISINFECT/HYPOCHLORIN
3594133 | SANFORD ORLANDO KENNEL CLUB | 1 | SANFORD ORLANDO KENNEL CLUB | B | 02 | DISINFECT/HYPOCHLORIN
3594134 | CYPRESS WAY APTS. | 1 | CYPRESS WAY APTS. | A |  | NO TRTMT
3594135 | AMOCO FOOD SHOP#89(SR 46/I-4) | 1 | AMOCO FOOD SHOP#89(SR 46/I-4) | B | 02 | DISINFECT/HYPOCHLORIN
3594136 | GROVE COUNSELING CENTER, THE | 1 | THE GROVE | B | 02 | DISINFECT/HYPOCHLORIN
3594137 | AMOCO FOOD SHOP #88-LAKE MARY | 1 | AMOCO FOOD SHOP-LAKE MARY | B | 02 | DISINFECT/HYPOCHLORIN
3594138 | RIGHTWAY FUELS | 1 | CIRCLE K #7434/LONGWOOD | B | 02 | DISINFECT/HYPOCHLORIN
3594139 | HANDY WAY #2697/SANFORD | 1 | HANDY WAY #2697/SANFORD | B | 02 | DISINFECT/HYPOCHLORIN
3594140 | LIL' CHAMPS #29-W.SANFORD | 1 | LIL' CHAMPS #29-W.1ST @ UPSALA | B | 02 | DISINFECT/HYPOCHLORIN
3594141 | CIRCLE K #9746 | 1 | CIRCLE K #9746 | B | 02 | DISINFECT/HYPOCHLORIN
3594142 | HANDY WAY #1483/LONGWOOD | 1 | HANDY WAY #1483/LONGWOOD | B | 02 | DISINFECT/HYPOCHLORIN
3594143 | AMERICAN SOCCER CENTER | 1 | AMERICAN SOCCER CENTER | B | 02 | DISINFECT/HYPOCHLORIN
3594144 | QUICK PICK DISCOUNT MART | 1 | CUMBERLAND FARMS-FERN PARK | B | 02 | DISINFECT/HYPOCHLORIN
3594145 | RED BULL BARBEQUE | 1 | RED BULL BBQ | B | 02 | DISINFECT/HYPOCHLORIN
3594146 | JIMMI & MIMI'S TEA GARDEN REST | 1 | TEA GARDEN RESTAURANT | B | 02 | DISINFECT/HYPOCHLORIN
3594148 | SPEEDY FOOD MART | 1 | SPEEDY FOOD MART | B | 02 | DISINFECT/HYPOCHLORIN
3594149 | TOMORROW'S GRADUATES | 1 | TOMORROW'S GRADUATES | B | 02 | DISINFECT/HYPOCHLORIN
3594150 | 7-ELEVEN STORE #22219 | 1 | SEVEN ELEVEN 17/92&SHEPARD | B | 02 | DISINFECT/HYPOCHLORIN
3594151 | MOBIL MART #A65-LONGWOOD | 1 | MOBIL MART #865/17-92&434 | B | 02 | DISINFECT/HYPOCHLORIN
3594152 | HANDY WAY #3333/CASSELBERRY | 1 | LIL' CHAMPS STORE #3333/CASSEL | B | 02 | DISINFECT/HYPOCHLORIN
3594153 | EDWARD AUBILL | 1 | DAIRY DELITE | B | 02 | DISINFECT/HYPOCHLORIN
3594154 | HAPPY FACES DAY CARE CENTER | 1 | HAPPY FACES DAY CARE CENTER | B | 02 | DISINFECT/HYPOCHLORIN
3594155 | MOBIL MART-WINTER SPRINGS #Q8M | 1 | MOBIL MART Q8M | B | 02 | DISINFECT/HYPOCHLORIN
3594156 | CIRCLE K #2655 | 1 | KANGAROO EXPRESS #2655 | B | 02 | DISINFECT/HYPOCHLORIN
3594157 | GENEVA GROCERY (ROCKY'S CAFE) | 1 | GENEVA GROCERY (ROCKY'S CAFE) | B | 02 | DISINFECT/HYPOCHLORIN
3594158 | GENEVA GENERAL FOOD STORE | 1 | GENEVA GEN.STORE & RESTAURANT | B | 02 | DISINFECT/HYPOCHLORIN
3594159 | CIRCLE K #7114/FOREST CITY | 1 | CIRCLE K #7114/FOREST CITY | B | 02 | DISINFECT/HYPOCHLORIN
3594161 | STAR FOOD MART #200 | 1 | S & H FOOD MART | B | 02 | DISINFECT/HYPOCHLORIN
3594161 | STAR FOOD MART #200 | 1 | S & H FOOD MART | G | 25 | IRON RMVL/ION EXCHANGE
3594162 | KWIK MART | 1 | KWIK MART | B | 02 | DISINFECT/HYPOCHLORIN
3594165 | MELODEE SKATING RINK | 1 | MELODEE SKATING RINK | B | 02 | DISINFECT/HYPOCHLORIN
3594166 | FOREST CITY CENTER | 1 | FOREST CITY CENTER | B | 02 | DISINFECT/HYPOCHLORIN
3594166 | FOREST CITY CENTER | 1 | FOREST CITY CENTER | H | 25 | SOFTENING/ION EXCHANGE
3594167 | GERALD BROWN COMPLEX | 1 | BROWN'S COMPLEX | B | 02 | DISINFECT/HYPOCHLORIN
3594169 | BUCKEYE INN [BUS CLOSED 4/2/03] | 1 | BUCKEYE INN | B | 02 | DISINFECT/HYPOCHLORIN
3594170 | SUNNILAND CORPORATION | 1 | SUNNILAND CORP. | A |  | NO TRTMT
3594171 | VICTORY BAPTIST CHURCH | 1 | VICTORY BAPTIST CHURCH | A |  | NO TRTMT
3594172 | MARKHAM WOODS PRESBYTERIAN CH | 1 | MARKHAM WOODS PRESBYTERIAN | A |  | NO TRTMT
3594173 | FIRST BAPTIST CH.MARKHAM WOODS | 1 | FIRST BAPTIST CH.MARKHAM WOODS | A |  | NO TRTMT
3594174 | TROPIC GARDENS PARK | 1 | TROPIC GARDENS PARK | B | 02 | DISINFECT/HYPOCHLORIN
3594175 | BAIRD - RAY NISSAN | 1 | BAIRD - RAY NISSAN | B | 02 | DISINFECT/HYPOCHLORIN
3594176 | HOUSE OF DAVID WORLD CENTER | 1 | LIVING WATERS CATHEDRAL | B | 02 | DISINFECT/HYPOCHLORIN
3594177 | BM&L INVESTMENTS | 1 | BM&L INVESTMENTS | B | 02 | DISINFECT/HYPOCHLORIN
3594178 | ROL MANUFACTURING OF AMERICA | 1 | ROL MANUFACTURING OF AMERICA | B | 02 | DISINFECT/HYPOCHLORIN
3594179 | REECE BUILDING COMPLEX/401BLDG | 1 | 401 BLDG CM/REECE BLDG COMPLEX | A |  | NO TRTMT
3594180 | DOUBLE R SCHOOL | 1 | DOUBLE R SCHOOL | B | 02 | DISINFECT/HYPOCHLORIN
3594180 | DOUBLE R SCHOOL | 1 | DOUBLE R SCHOOL | E | 25 | T-O CTRL/ION EXCHANGE
3594181 | BOULEVARD PAINT | 1 | BOULEVARD PAINTS | B | 02 | DISINFECT/HYPOCHLORIN
3594182 | ALLIED TIRE STORE #1 | 1 | ALLIED TIRE STORE #1 | C | 15 | PART-RMVL/PRESS SAND FILT
3594182 | ALLIED TIRE STORE #1 | 1 | ALLIED TIRE STORE #1 | C | 10 | PART-RMVL/COAGULATION
3594182 | ALLIED TIRE STORE #1 | 1 | ALLIED TIRE STORE #1 | B | 02 | DISINFECT/HYPOCHLORIN
3594182 | ALLIED TIRE STORE #1 | 1 | ALLIED TIRE STORE #1 | H | 24 | SOFTENING/LIME-SODA
3594183 | J. J. MARINA ISLE | 1 | MARINA ISLE FISH CAMP & RV PAR | B | 02 | DISINFECT/HYPOCHLORIN
3594184 | GATOR OFFICES | 1 | GATOR OFFICES | B | 02 | DISINFECT/HYPOCHLORIN
3594185 | DOT MAINTENANCE YARD | 1 | DOT MAINTENANCE YARD | A |  | NO TRTMT
3594187 | 7-11 STORE #29920/SANFORD | 1 | 7-11 UPSALA @ S.R.46/#29920 | B | 02 | DISINFECT/HYPOCHLORIN
3594188 | OAK GROVE MISSIONARY BAPTIST C | 1 | OAK GROVE MISSIONARY BAPTIST C | A |  | NO TRTMT
3594189 | FIRST BAPTIST CHURCH OF GENEVA | 1 | FIRST BAPTIST CHURCH OF GENEVA | B | 02 | DISINFECT/HYPOCHLORIN
3594190 | GENEVA LIVING WORD CHURCH OFTHE NAZARENE | 1 | LIVING WORD CHURCH OF THE NAZA | B | 02 | DISINFECT/HYPOCHLORIN
3594191 | GENEVA NAZARENE CHURCH #2 | 1 | WELL FOR THE GYM | A |  | NO TRTMT
3594193 | RITCHEY'S MARKET | 1 | RITCHEY'S MARKET | B | 02 | DISINFECT/HYPOCHLORIN
3594194 | ON THE ROCKS | 1 | ON THE ROCKS | B | 02 | DISINFECT/HYPOCHLORIN
3594195 | STEPPING STONE ACADEMY | 1 | STEPPING STONES | A |  | NO TRTMT
3594196 | ALL IN THE FAMILY BAR | 1 | ALL IN THE FAMILY BAR | B | 02 | DISINFECT/HYPOCHLORIN
3594197 | CHRIST GOSPEL CHURCH | 1 | HOUSE OF DAVID WORD CTR | B | 02 | DISINFECT/HYPOCHLORIN
3594198 | DAVID M COMPANY | 1 | DAVID M COMPANY | B | 02 | DISINFECT/HYPOCHLORIN
3594198 | DAVID M COMPANY | 1 | DAVID M COMPANY | H | 25 | SOFTENING/ION EXCHANGE
3594199 | KINGDOM HALL OF JEHOVAH'S | 1 | HALL OF JEHOVAH'S WITNESS | C | 29 | PART-RMVL/CARTRIDGE FILTR
3594199 | KINGDOM HALL OF JEHOVAH'S | 1 | HALL OF JEHOVAH'S WITNESS | H | 25 | SOFTENING/ION EXCHANGE
3594199 | KINGDOM HALL OF JEHOVAH'S | 1 | HALL OF JEHOVAH'S WITNESS | B | 02 | DISINFECT/HYPOCHLORIN
3594200 | ORTHODOX CHURCH OF ST STEPHENS | 1 | ST. STEPHENS ORTHODOX CHURCH | H | 25 | SOFTENING/ION EXCHANGE
3594200 | ORTHODOX CHURCH OF ST STEPHENS | 1 | ST. STEPHENS ORTHODOX CHURCH | B | 02 | DISINFECT/HYPOCHLORIN
3594200 | ORTHODOX CHURCH OF ST STEPHENS | 1 | ST. STEPHENS ORTHODOX CHURCH | C | 29 | PART-RMVL/CARTRIDGE FILTR
3594203 | FERGUSON ENTERPRISES | 1 | FERGUSON ENTERPRISES | B | 02 | DISINFECT/HYPOCHLORIN
3594203 | FERGUSON ENTERPRISES | 1 | FERGUSON ENTERPRISES | H | 25 | SOFTENING/ION EXCHANGE
3594204 | LK. BRANTLEY PLANT CORPORATION | 1 | LK. BRANTLEY PLANT CORPORATION | B | 02 | DISINFECT/HYPOCHLORIN
3594205 | FOREST CTY SPANISH 7TH DAY ADV | 1 | SPANISH 7TH DAY ADVENTIST CHUR | B | 02 | DISINFECT/HYPOCHLORIN
3594205 | FOREST CTY SPANISH 7TH DAY ADV | 1 | SPANISH 7TH DAY ADVENTIST CHUR | G | 30 | IRON RMVL/GREENSAND FILTR
3594206 | CENTRAL CHURCH OF CHRIST | 1 | CENTRAL CHURCH OF CHRIST | B | 02 | DISINFECT/HYPOCHLORIN
3594207 | FOREST CITY BAPTIST CHURCH | 1 | FOREST CITY BAPTIST CHURCH | B | 02 | DISINFECT/HYPOCHLORIN
3594208 | TRI CITY ELECTRIC | 1 | TRI CITY ELECTRIC | B | 02 | DISINFECT/HYPOCHLORIN
3594208 | TRI CITY ELECTRIC | 1 | TRI CITY ELECTRIC | I | 23 | COLOR RML/GAC ADDITION
3594209 | FEEDER TRUSS | 1 | FEEDER TRUSS | I | 23 | COLOR RML/GAC ADDITION
3594209 | FEEDER TRUSS | 1 | FEEDER TRUSS | B | 02 | DISINFECT/HYPOCHLORIN
3594211 | SEWING STUDIO, THE | 1 | SEWING STUDIO, THE | H | 25 | SOFTENING/ION EXCHANGE
3594211 | SEWING STUDIO, THE | 1 | SEWING STUDIO, THE | B | 02 | DISINFECT/HYPOCHLORIN
3594212 | KINGDOM HALL OF JEHOVA'S WITNE | 1 |  | B | 02 | DISINFECT/HYPOCHLORIN
3594213 | E P BRUCE MIGRANT LABOR CAMP | 1 | E.P.BRUCE MIGRANT LABOR CAMP | E | 20 | T-O CTRL/AERATION
3594213 | E P BRUCE MIGRANT LABOR CAMP | 1 | E.P.BRUCE MIGRANT LABOR CAMP | B | 02 | DISINFECT/HYPOCHLORIN
3594215 | FIVE POINTS | 1 | FIVE POINTS | A |  | NO TRTMT
3594217 | E.COM LODGE | 1 | FERN PARK MOTEL | B | 02 | DISINFECT/HYPOCHLORIN
3594218 | LAKE MONROE BAPTIST CHURCH | 1 | 1ST BAPT.CHURCH OF LAKE MONROE | A |  | NO TRTMT
3594219 | EZ 46 DISCOUNT BEVERAGE | 1 | EZ 46 DISCOUNT BEVERAGE | B | 02 | DISINFECT/HYPOCHLORIN
3594220 | WAVIE'S | 1 | WAVE'S | A |  | NO TRTMT
3594221 | ORLANDO FREIGHTLINER | 1 | ORLANDO FREIGHTLINER | B | 02 | DISINFECT/HYPOCHLORIN
3594222 | CHEVRON FERN PARK | 1 | CHEVRON | B | 02 | DISINFECT/HYPOCHLORIN
3594223 | JOLLY GATOR FISH CAMP | 1 | JOLLY GATOR FISH CAMP | B | 02 | DISINFECT/HYPOCHLORIN
3594224 | SOUTH SEMINOLE CHRISTIAN CHURCH | 1 | SOUTH SEM. CHRISTIAN CHURCH | B | 02 | DISINFECT/HYPOCHLORIN
3594224 | SOUTH SEMINOLE CHRISTIAN CHURCH | 1 | SOUTH SEM. CHRISTIAN CHURCH | E | 20 | T-O CTRL/AERATION
3594225 | COUNTRY DAY SCHOOL OF CENT. FL | 1 |  | B | 02 | DISINFECT/HYPOCHLORIN
3594226 | SEMINOLE COUNTY ENV. STUDIES CNTR | 1 | SEMINOLE COUNTY ENV STUDIES | B | 02 | DISINFECT/HYPOCHLORIN
3594227 | GENEVA FOOD STORE | 1 | GENEVA FOOD STORE | B | 02 | DISINFECT/HYPOCHLORIN
3594228 | SOBIK'S SUBS | 1 | SOBIKS SUBS | B | 02 | DISINFECT/HYPOCHLORIN
3594229 | LITTLE BIG ECON STATE FOREST HQ | 1 | LITTLE BIG ECON ST. FOREST HQ | B | 02 | DISINFECT/HYPOCHLORIN
3594231 | PLATINUM GYM | 1 | PLATINUM GYM | E | 23 | T-O CTRL/GAC ADDITION
3594231 | PLATINUM GYM | 1 | PLATINUM GYM | B | 02 | DISINFECT/HYPOCHLORIN
3594232 | G'S LOUNGE | 1 | G'S LOUNGE | B | 02 | DISINFECT/HYPOCHLORIN
3594233 | GENEVA WILDERNESS CENTER | 1 | GENEVA WILDERNESS CENTER | B | 02 | DISINFECT/HYPOCHLORIN
3594234 | RIVER RUN CHRISTIAN CHURCH | 1 | RIVER RUN CHRISTIAN CHURCH | E | 23 | T-O CTRL/GAC ADDITION
3594234 | RIVER RUN CHRISTIAN CHURCH | 1 | RIVER RUN CHRISTIAN CHURCH | H | 25 | SOFTENING/ION EXCHANGE
3594234 | RIVER RUN CHRISTIAN CHURCH | 1 | RIVER RUN CHRISTIAN CHURCH | B | 02 | DISINFECT/HYPOCHLORIN
3594235 | LAKE KATHRYN MOTEL | 1 | LAKE KATHRYN MOTEL | B | 02 | DISINFECT/HYPOCHLORIN
3594236 | CHURCH OF THE INCARNATION | 1 | CHURCH OF THE INCARNATION | H | 25 | SOFTENING/ION EXCHANGE
3594236 | CHURCH OF THE INCARNATION | 1 | CHURCH OF THE INCARNATION | B | 02 | DISINFECT/HYPOCHLORIN
3594237 | FIRST BAPTIST CHURCH OF CHULUOTA | 1 | FBC/CHULUOTA | B | 02 | DISINFECT/HYPOCHLORIN
3594238 | KATIE'S LANDING STATE PARK | 1 | KATIE'S LANDING STATE PARK | B | 02 | DISINFECT/HYPOCHLORIN
3594239 | THE LAZY GATOR BAR | 1 | THE LAZY GATOR BAR | B | 02 | DISINFECT/HYPOCHLORIN
3594239 | THE LAZY GATOR BAR | 1 | THE LAZY GATOR BAR | B | 20 | DISINFECT/AERATION
3600003 | NOBLETON DOLLAR GENERAL | 1 | NOBLETON DOLLAR GENERAL WTP 1 | B | 02 | DISINFECT/HYPOCHLORIN
3600004 | WHISPERING OAKS WINERY | 1 | WHISPERING OAKS | B | 02 | DISINFECT/HYPOCHLORIN
3600006 | BW CENTER PROPERTIES, LLC | 1 | BW CENTER PROPERTIES, LLC | B | 02 | DISINFECT/HYPOCHLORIN
3600009 | SOUTH SUMTER UTILITIES | 1 | SSU WTP NO. 1 | E | 19 | T-O CTRL/PH ADJUSTMENT
3600009 | SOUTH SUMTER UTILITIES | 1 | SSU WTP NO. 1 | B | 20 | DISINFECT/AERATION
3600009 | SOUTH SUMTER UTILITIES | 1 | SSU WTP NO. 1 | E | 28 | T-O CTRL/PACKED TWR-AERA
3600010 | DOLLAR GENERAL WILDWOOD | 1 | DOLLAR GENERAL WILDWOOD | B | 02 | DISINFECT/HYPOCHLORIN
3600012 | DOLLAR GENERAL BUSHNELL | 1 | DOLLAR GENERAL BUSHNELL | B | 02 | DISINFECT/HYPOCHLORIN
3600013 | KARI'S KORNER | 1 | SAMMIE'S ICE CREAM | B | 02 | DISINFECT/HYPOCHLORIN
3640019 | JOHN KNOX VILLAGE | 1 | JOHN KNOX VILLAGE PLANT | B | 02 | DISINFECT/HYPOCHLORIN
3640025 | MEYER APARTMENTS | 1 |  | B | 02 | DISINFECT/HYPOCHLORIN
3640029 | AMERICAN WAY RESTAURANT | 1 |  | B | 02 | DISINFECT/HYPOCHLORIN
3640030 | AMOCO STATION | 1 |  | B | 02 | DISINFECT/HYPOCHLORIN
3640042 | ARDMORE FARMS | 1 | ARDMORE FARMS | B | 02 | DISINFECT/HYPOCHLORIN
3640050 | GOODRICH SEAFOOD | 1 | GOODRICH SEAFOOD | B | 02 | DISINFECT/HYPOCHLORIN
3640054 | GREATREX GROCERY | 1 | WELL #1 NW CORNER OF LOT | B | 02 | DISINFECT/HYPOCHLORIN
3640059 | BARLOWS CRAB PLANT | 1 |  | B | 02 | DISINFECT/HYPOCHLORIN
3640066 | BAY SERVICE & GROCERY | 1 |  | B | 02 | DISINFECT/HYPOCHLORIN
3640081 | BETTY LYNN RESTAURANT | 1 |  | B | 02 | DISINFECT/HYPOCHLORIN
3640097 | BLUE SPRING STATE PARK | 1 | BLUE SPRING STATE PARK PLANT | B | 02 | DISINFECT/HYPOCHLORIN
3640099 | BLVD DRIVE IN THEATER | 1 |  | B | 02 | DISINFECT/HYPOCHLORIN
3640104 | BOON DOCK MARKET | 1 |  | B | 02 | DISINFECT/HYPOCHLORIN
3640105 | BOSTOWS GENERAL STORE | 1 |  | B | 02 | DISINFECT/HYPOCHLORIN
3640107 | DELAND/BRANDYWINE | 1 | DELAND | B | 02 | DISINFECT/HYPOCHLORIN
3640120 | BRUCE MOBIL STATION | 1 |  | B | 02 | DISINFECT/HYPOCHLORIN
3640122 | BUCKEYE ACRES S/D | 1 |  | B | 02 | DISINFECT/HYPOCHLORIN
3640126 | BURNS SCIENCE AND TECH CHARTER SCHOOL | 1 | BURNS SCIENCE & TECH | B | 02 | DISINFECT/HYPOCHLORIN
3640143 | FLORIDA SHERIFFS YOUTH CAMP | 1 | FSYC PLANT 1 | B | 02 | DISINFECT/HYPOCHLORIN
3640143 | FLORIDA SHERIFFS YOUTH CAMP | 2 | FSYC PLANT 2 | B | 02 | DISINFECT/HYPOCHLORIN
3640143 | FLORIDA SHERIFFS YOUTH CAMP | 1 | FSYC PLANT 1 | D | 18 | CORR-CTRL/SEQUESTATION
3640150 | CAPT. JIM'S RESTAURANT | 1 |  | B | 02 | DISINFECT/HYPOCHLORIN
3640156 | MEADOWLEA ESTATES | 1 | MEADOWLEA ESTATES PLANT | B | 02 | DISINFECT/HYPOCHLORIN
3640156 | MEADOWLEA ESTATES | 1 | MEADOWLEA ESTATES PLANT | G | 30 | IRON RMVL/GREENSAND FILTR
3640158 | VC/CASSADAGA WATER SUPPLY (WS#5) | 1 | CASSADAGA PLANT | A |  | NO TRTMT
3640174 | CHAPPIUS REALTY | 1 | DAYTONA | B | 02 | DISINFECT/HYPOCHLORIN
3640179 | CHIMNEY CORNER MOTEL | 1 | CHIMNEY CORNER MOTEL PLANT | B | 02 | DISINFECT/HYPOCHLORIN
3640232 | COLONY IN THE WOOD MHP | 1 | COLONY IN THE WOOD WATER PLANT | E | 20 | T-O CTRL/AERATION
3640232 | COLONY IN THE WOOD MHP | 1 | COLONY IN THE WOOD WATER PLANT | B | 02 | DISINFECT/HYPOCHLORIN
3640232 | COLONY IN THE WOOD MHP | 1 | COLONY IN THE WOOD WATER PLANT | G | 20 | IRON RMVL/AERATION
3640239 | CORBIN PARK | 1 | NSB | B | 02 | DISINFECT/HYPOCHLORIN
3640263 | LAKE VILLA ESTATES | 1 | LAKE VILLA ESTATES PLANT | B | 02 | DISINFECT/HYPOCHLORIN
3640263 | LAKE VILLA ESTATES | 1 | LAKE VILLA ESTATES PLANT | K | 26 | DESALINAT/REVERSE OSMOSIS
3640263 | LAKE VILLA ESTATES | 1 | LAKE VILLA ESTATES PLANT | Z | 19 | OTHER/PH ADJUSTMENT
3640268 | DANOS FRUIT AND GIFTS | 1 | DANOS FRUIT AND GIFTS | B | 02 | DISINFECT/HYPOCHLORIN
3640271 | COMFORT INN/ECONO LODGE ORMOND | 1 | MAIN PLANT | H | 25 | SOFTENING/ION EXCHANGE
3640271 | COMFORT INN/ECONO LODGE ORMOND | 1 | MAIN PLANT | E | 20 | T-O CTRL/AERATION
3640271 | COMFORT INN/ECONO LODGE ORMOND | 1 | MAIN PLANT | B | 02 | DISINFECT/HYPOCHLORIN
3640275 | DAYTONA BEACH, CITY OF | 2 | MARION ST. | Z | 19 | OTHER/PH ADJUSTMENT
3640275 | DAYTONA BEACH, CITY OF | 2 | MARION ST. | Z | 27 | OTHER/FLUORIDATION
3640275 | DAYTONA BEACH, CITY OF | 2 | MARION ST. | H | 24 | SOFTENING/LIME-SODA
3640275 | DAYTONA BEACH, CITY OF | 2 | MARION ST. | F | 10 | ORGN-RMVL/COAGULATION
3640275 | DAYTONA BEACH, CITY OF | 2 | MARION ST. | F | 05 | ORGN-RMVL/OZONATION
3640275 | DAYTONA BEACH, CITY OF | 2 | MARION ST. | D | 18 | CORR-CTRL/SEQUESTATION
3640275 | DAYTONA BEACH, CITY OF | 2 | MARION ST. | C | 14 | PART-RMVL/RAPID SAND FIL
3640275 | DAYTONA BEACH, CITY OF | 2 | MARION ST. | B | 01 | DISINFECT/GASEOUS CHLORIN
3640275 | DAYTONA BEACH, CITY OF | 1 | BRENNAN PLANT , LPGA BLVD | H | 24 | SOFTENING/LIME-SODA
3640275 | DAYTONA BEACH, CITY OF | 1 | BRENNAN PLANT , LPGA BLVD | C | 14 | PART-RMVL/RAPID SAND FIL
3640275 | DAYTONA BEACH, CITY OF | 1 | BRENNAN PLANT , LPGA BLVD | E | 05 | T-O CTRL/OZONATION
3640275 | DAYTONA BEACH, CITY OF | 1 | BRENNAN PLANT , LPGA BLVD | B | 04 | DISINFECT/CHLORAMINES
3640275 | DAYTONA BEACH, CITY OF | 1 | BRENNAN PLANT , LPGA BLVD | D | 36 | CORR-CTRL/CORROSION INHIB
3640275 | DAYTONA BEACH, CITY OF | 1 | BRENNAN PLANT , LPGA BLVD | P | 32 | DISINF BY-PROD CONTRO/PEROXIDE
3640275 | DAYTONA BEACH, CITY OF | 1 | BRENNAN PLANT , LPGA BLVD | Z | 27 | OTHER/FLUORIDATION
3640285 | APPLEGATE MOBILE HOME COMMUNITY | 1 | APPLEGATE ESTATES | B | 02 | DISINFECT/HYPOCHLORIN
3640285 | APPLEGATE MOBILE HOME COMMUNITY | 1 | APPLEGATE ESTATES | M | 20 | MANGANESE RMVL/AERATION
3640285 | APPLEGATE MOBILE HOME COMMUNITY | 1 | APPLEGATE ESTATES | G | 18 | IRON RMVL/SEQUESTATION
3640285 | APPLEGATE MOBILE HOME COMMUNITY | 1 | APPLEGATE ESTATES | G | 20 | IRON RMVL/AERATION
3640286 | DELAND, CITY OF | 2 | PLANT #2/ WELLS # 3 & # 4 | Z | 27 | OTHER/FLUORIDATION
3640286 | DELAND, CITY OF | 16 | WTP 9 VICTORIA PARK | B | 01 | DISINFECT/GASEOUS CHLORIN
3640286 | DELAND, CITY OF | 16 | WTP 9 VICTORIA PARK | E | 20 | T-O CTRL/AERATION
3640286 | DELAND, CITY OF | 17 | WTP 10 TOMOKA WOODS | B | 01 | DISINFECT/GASEOUS CHLORIN
3640286 | DELAND, CITY OF | 17 | WTP 10 TOMOKA WOODS | E | 20 | T-O CTRL/AERATION
3640286 | DELAND, CITY OF | 17 | WTP 10 TOMOKA WOODS | G | 18 | IRON RMVL/SEQUESTATION
3640286 | DELAND, CITY OF | 17 | WTP 10 TOMOKA WOODS | Z | 27 | OTHER/FLUORIDATION
3640286 | DELAND, CITY OF | 16 | WTP 9 VICTORIA PARK | G | 18 | IRON RMVL/SEQUESTATION
3640286 | DELAND, CITY OF | 15 | WTP 8 AMELIA AVE | G | 18 | IRON RMVL/SEQUESTATION
3640286 | DELAND, CITY OF | 1 | PLANT 1 | Z | 27 | OTHER/FLUORIDATION
3640286 | DELAND, CITY OF | 3 | PLANT #3-WELL # 27, 28, 7A, 11 | Z | 27 | OTHER/FLUORIDATION
3640286 | DELAND, CITY OF | 4 | PLANT #4 //WELL # 6A | Z | 27 | OTHER/FLUORIDATION
3640286 | DELAND, CITY OF | 5 | PLANT #5 /WELL # 9 | Z | 27 | OTHER/FLUORIDATION
3640286 | DELAND, CITY OF | 6 | PLANT #6/ /WELL # 10 | Z | 27 | OTHER/FLUORIDATION
3640286 | DELAND, CITY OF | 7 | PLT #7-LONGLEAF WELL 21 | Z | 27 | OTHER/FLUORIDATION
3640286 | DELAND, CITY OF | 16 | WTP 9 VICTORIA PARK | Z | 27 | OTHER/FLUORIDATION
3640286 | DELAND, CITY OF | 1 | PLANT 1 | B | 01 | DISINFECT/GASEOUS CHLORIN
3640286 | DELAND, CITY OF | 1 | PLANT 1 | E | 20 | T-O CTRL/AERATION
3640286 | DELAND, CITY OF | 1 | PLANT 1 | G | 18 | IRON RMVL/SEQUESTATION
3640286 | DELAND, CITY OF | 2 | PLANT #2/ WELLS # 3 & # 4 | B | 01 | DISINFECT/GASEOUS CHLORIN
3640286 | DELAND, CITY OF | 2 | PLANT #2/ WELLS # 3 & # 4 | E | 20 | T-O CTRL/AERATION
3640286 | DELAND, CITY OF | 2 | PLANT #2/ WELLS # 3 & # 4 | G | 18 | IRON RMVL/SEQUESTATION
3640286 | DELAND, CITY OF | 3 | PLANT #3-WELL # 27, 28, 7A, 11 | B | 01 | DISINFECT/GASEOUS CHLORIN
3640286 | DELAND, CITY OF | 3 | PLANT #3-WELL # 27, 28, 7A, 11 | E | 20 | T-O CTRL/AERATION
3640286 | DELAND, CITY OF | 3 | PLANT #3-WELL # 27, 28, 7A, 11 | G | 18 | IRON RMVL/SEQUESTATION
3640286 | DELAND, CITY OF | 4 | PLANT #4 //WELL # 6A | B | 01 | DISINFECT/GASEOUS CHLORIN
3640286 | DELAND, CITY OF | 4 | PLANT #4 //WELL # 6A | E | 20 | T-O CTRL/AERATION
3640286 | DELAND, CITY OF | 5 | PLANT #5 /WELL # 9 | B | 01 | DISINFECT/GASEOUS CHLORIN
3640286 | DELAND, CITY OF | 6 | PLANT #6/ /WELL # 10 | B | 01 | DISINFECT/GASEOUS CHLORIN
3640286 | DELAND, CITY OF | 7 | PLT #7-LONGLEAF WELL 21 | B | 01 | DISINFECT/GASEOUS CHLORIN
3640286 | DELAND, CITY OF | 7 | PLT #7-LONGLEAF WELL 21 | G | 18 | IRON RMVL/SEQUESTATION
3640286 | DELAND, CITY OF | 8 | DELAND/WELL # 22 | B | 01 | DISINFECT/GASEOUS CHLORIN
3640286 | DELAND, CITY OF | 9 | WELLS (24,25) | B | 02 | DISINFECT/HYPOCHLORIN
3640286 | DELAND, CITY OF | 9 | WELLS (24,25) | G | 18 | IRON RMVL/SEQUESTATION
3640286 | DELAND, CITY OF | 10 | GLENWOOD WELL26 | B | 02 | DISINFECT/HYPOCHLORIN
3640286 | DELAND, CITY OF | 11 | WELL 29 | B | 02 | DISINFECT/HYPOCHLORIN
3640286 | DELAND, CITY OF | 13 | WELL 2 | B | 01 | DISINFECT/GASEOUS CHLORIN
3640286 | DELAND, CITY OF | 13 | WELL 2 | G | 18 | IRON RMVL/SEQUESTATION
3640286 | DELAND, CITY OF | 14 | PLANT 14 VOL. CO. FAIRGROUNDS | B | 02 | DISINFECT/HYPOCHLORIN
3640286 | DELAND, CITY OF | 14 | PLANT 14 VOL. CO. FAIRGROUNDS | E | 20 | T-O CTRL/AERATION
3640286 | DELAND, CITY OF | 15 | WTP 8 AMELIA AVE | B | 01 | DISINFECT/GASEOUS CHLORIN
3640286 | DELAND, CITY OF | 4 | PLANT #4 //WELL # 6A | G | 18 | IRON RMVL/SEQUESTATION
3640286 | DELAND, CITY OF | 5 | PLANT #5 /WELL # 9 | G | 18 | IRON RMVL/SEQUESTATION
3640286 | DELAND, CITY OF | 6 | PLANT #6/ /WELL # 10 | G | 18 | IRON RMVL/SEQUESTATION
3640287 | DELTONA WATER | 12 | 720 SAGAMORE/ WELL 22,32,35 | C | 29 | PART-RMVL/CARTRIDGE FILTR
3640287 | DELTONA WATER | 17 | 2308 N NORMANDY/WELL 36/38/19 | D | 36 | CORR-CTRL/CORROSION INHIB
3640287 | DELTONA WATER | 2 | 333 DIAMOND ST. WELLS 3, 25 | D | 36 | CORR-CTRL/CORROSION INHIB
3640287 | DELTONA WATER | 3 | DELTONA-WELLINGTON/FLAGAMI PLT | B | 02 | DISINFECT/HYPOCHLORIN
3640287 | DELTONA WATER | 3 | DELTONA-WELLINGTON/FLAGAMI PLT | D | 36 | CORR-CTRL/CORROSION INHIB
3640287 | DELTONA WATER | 4 | 1120 ELKAM BLVD./WELL 4 | D | 36 | CORR-CTRL/CORROSION INHIB
3640287 | DELTONA WATER | 5 | 1372 LOMBARDY/WELLS 6, 8 | D | 36 | CORR-CTRL/CORROSION INHIB
3640287 | DELTONA WATER | 5 | 1372 LOMBARDY/WELLS 6, 8 | E | 20 | T-O CTRL/AERATION
3640287 | DELTONA WATER | 6 | 1372 LOMBARDY DR./WELL 27 | D | 36 | CORR-CTRL/CORROSION INHIB
3640287 | DELTONA WATER | 7 | 1240 SAXON/WELLS 9,12,14,16 | D | 36 | CORR-CTRL/CORROSION INHIB
3640287 | DELTONA WATER | 7 | 1240 SAXON/WELLS 9,12,14,16 | E | 20 | T-O CTRL/AERATION
3640287 | DELTONA WATER | 8 | 2741 COURTLAND BLVD/15,17,18 | D | 36 | CORR-CTRL/CORROSION INHIB
3640287 | DELTONA WATER | 8 | 2741 COURTLAND BLVD/15,17,18 | E | 20 | T-O CTRL/AERATION
3640287 | DELTONA WATER | 1 | 660 WELLINGTON DR./ WELL1,2,34 | B | 04 | DISINFECT/CHLORAMINES
3640287 | DELTONA WATER | 2 | 333 DIAMOND ST. WELLS 3, 25 | B | 04 | DISINFECT/CHLORAMINES
3640287 | DELTONA WATER | 4 | 1120 ELKAM BLVD./WELL 4 | B | 04 | DISINFECT/CHLORAMINES
3640287 | DELTONA WATER | 5 | 1372 LOMBARDY/WELLS 6, 8 | B | 04 | DISINFECT/CHLORAMINES
3640287 | DELTONA WATER | 6 | 1372 LOMBARDY DR./WELL 27 | B | 04 | DISINFECT/CHLORAMINES
3640287 | DELTONA WATER | 7 | 1240 SAXON/WELLS 9,12,14,16 | B | 04 | DISINFECT/CHLORAMINES
3640287 | DELTONA WATER | 8 | 2741 COURTLAND BLVD/15,17,18 | B | 04 | DISINFECT/CHLORAMINES
3640287 | DELTONA WATER | 10 | 2147 HOWLAND BLVD/ WELL 20 | B | 04 | DISINFECT/CHLORAMINES
3640287 | DELTONA WATER | 11 | 551 COURTLAND/ WELL 21,37, 39 | B | 04 | DISINFECT/CHLORAMINES
3640287 | DELTONA WATER | 12 | 720 SAGAMORE/ WELL 22,32,35 | B | 04 | DISINFECT/CHLORAMINES
3640287 | DELTONA WATER | 13 | 2882 BEAVER DRIVE/WELL 23 | B | 04 | DISINFECT/CHLORAMINES
3640287 | DELTONA WATER | 14 | 3396 COURTLAND BLVD./WELL 24 | B | 04 | DISINFECT/CHLORAMINES
3640287 | DELTONA WATER | 15 | 2551 OMAHA DRIVE/WELL 28 | B | 04 | DISINFECT/CHLORAMINES
3640287 | DELTONA WATER | 16 | 1103 MAGDALENA AVE/WELL 33 | B | 04 | DISINFECT/CHLORAMINES
3640287 | DELTONA WATER | 17 | 2308 N NORMANDY/WELL 36/38/19 | B | 04 | DISINFECT/CHLORAMINES
3640287 | DELTONA WATER | 17 | 2308 N NORMANDY/WELL 36/38/19 | E | 20 | T-O CTRL/AERATION
3640287 | DELTONA WATER | 1 | 660 WELLINGTON DR./ WELL1,2,34 | G | 36 | IRON RMVL/CORROSION INHIB
3640287 | DELTONA WATER | 2 | 333 DIAMOND ST. WELLS 3, 25 | G | 36 | IRON RMVL/CORROSION INHIB
3640287 | DELTONA WATER | 4 | 1120 ELKAM BLVD./WELL 4 | G | 36 | IRON RMVL/CORROSION INHIB
3640287 | DELTONA WATER | 5 | 1372 LOMBARDY/WELLS 6, 8 | G | 36 | IRON RMVL/CORROSION INHIB
3640287 | DELTONA WATER | 6 | 1372 LOMBARDY DR./WELL 27 | G | 36 | IRON RMVL/CORROSION INHIB
3640287 | DELTONA WATER | 7 | 1240 SAXON/WELLS 9,12,14,16 | G | 36 | IRON RMVL/CORROSION INHIB
3640287 | DELTONA WATER | 8 | 2741 COURTLAND BLVD/15,17,18 | G | 36 | IRON RMVL/CORROSION INHIB
3640287 | DELTONA WATER | 10 | 2147 HOWLAND BLVD/ WELL 20 | G | 36 | IRON RMVL/CORROSION INHIB
3640287 | DELTONA WATER | 11 | 551 COURTLAND/ WELL 21,37, 39 | G | 36 | IRON RMVL/CORROSION INHIB
3640287 | DELTONA WATER | 12 | 720 SAGAMORE/ WELL 22,32,35 | G | 36 | IRON RMVL/CORROSION INHIB
3640287 | DELTONA WATER | 13 | 2882 BEAVER DRIVE/WELL 23 | G | 36 | IRON RMVL/CORROSION INHIB
3640287 | DELTONA WATER | 14 | 3396 COURTLAND BLVD./WELL 24 | G | 36 | IRON RMVL/CORROSION INHIB
3640287 | DELTONA WATER | 15 | 2551 OMAHA DRIVE/WELL 28 | G | 36 | IRON RMVL/CORROSION INHIB
3640287 | DELTONA WATER | 16 | 1103 MAGDALENA AVE/WELL 33 | G | 36 | IRON RMVL/CORROSION INHIB
3640287 | DELTONA WATER | 17 | 2308 N NORMANDY/WELL 36/38/19 | G | 36 | IRON RMVL/CORROSION INHIB
3640287 | DELTONA WATER | 11 | 551 COURTLAND/ WELL 21,37, 39 | E | 20 | T-O CTRL/AERATION
3640287 | DELTONA WATER | 16 | 1103 MAGDALENA AVE/WELL 33 | E | 20 | T-O CTRL/AERATION
3640287 | DELTONA WATER | 1 | 660 WELLINGTON DR./ WELL1,2,34 | E | 20 | T-O CTRL/AERATION
3640287 | DELTONA WATER | 1 | 660 WELLINGTON DR./ WELL1,2,34 | D | 36 | CORR-CTRL/CORROSION INHIB
3640287 | DELTONA WATER | 8 | 2741 COURTLAND BLVD/15,17,18 | C | 29 | PART-RMVL/CARTRIDGE FILTR
3640287 | DELTONA WATER | 10 | 2147 HOWLAND BLVD/ WELL 20 | D | 36 | CORR-CTRL/CORROSION INHIB
3640287 | DELTONA WATER | 11 | 551 COURTLAND/ WELL 21,37, 39 | D | 36 | CORR-CTRL/CORROSION INHIB
3640287 | DELTONA WATER | 12 | 720 SAGAMORE/ WELL 22,32,35 | E | 20 | T-O CTRL/AERATION
3640287 | DELTONA WATER | 12 | 720 SAGAMORE/ WELL 22,32,35 | D | 36 | CORR-CTRL/CORROSION INHIB
3640287 | DELTONA WATER | 13 | 2882 BEAVER DRIVE/WELL 23 | D | 36 | CORR-CTRL/CORROSION INHIB
3640287 | DELTONA WATER | 14 | 3396 COURTLAND BLVD./WELL 24 | D | 36 | CORR-CTRL/CORROSION INHIB
3640287 | DELTONA WATER | 15 | 2551 OMAHA DRIVE/WELL 28 | D | 36 | CORR-CTRL/CORROSION INHIB
3640287 | DELTONA WATER | 16 | 1103 MAGDALENA AVE/WELL 33 | D | 36 | CORR-CTRL/CORROSION INHIB
3640293 | DIAMOND BAR | 1 |  | B | 02 | DISINFECT/HYPOCHLORIN
3640304 | DOUBLE D MOBLE HOME RANCH | 1 | DOUBLE "D" MOBILE HOME PARK | B | 02 | DISINFECT/HYPOCHLORIN
3640304 | DOUBLE D MOBLE HOME RANCH | 1 | DOUBLE "D" MOBILE HOME PARK | E | 20 | T-O CTRL/AERATION
3640315 | DUN ROVIN MOBILE HOME PARK | 1 | DELAND | B | 02 | DISINFECT/HYPOCHLORIN
3640317 | DUVALL HOME | 1 | DUVALL HOME PLANT | B | 02 | DISINFECT/HYPOCHLORIN
3640328 | SUPER 8 MOTEL | 1 | DAYTONA | E | 20 | T-O CTRL/AERATION
3640328 | SUPER 8 MOTEL | 1 | DAYTONA | B | 02 | DISINFECT/HYPOCHLORIN
3640331 | EDGEWATER, CITY OF | 1 | ALAN R. THOMAS WATER PLANT | H | 24 | SOFTENING/LIME-SODA
3640331 | EDGEWATER, CITY OF | 1 | ALAN R. THOMAS WATER PLANT | E | 20 | T-O CTRL/AERATION
3640331 | EDGEWATER, CITY OF | 1 | ALAN R. THOMAS WATER PLANT | Z | 10 | OTHER/COAGULATION
3640331 | EDGEWATER, CITY OF | 1 | ALAN R. THOMAS WATER PLANT | B | 04 | DISINFECT/CHLORAMINES
3640331 | EDGEWATER, CITY OF | 1 | ALAN R. THOMAS WATER PLANT | C | 14 | PART-RMVL/RAPID SAND FIL
3640331 | EDGEWATER, CITY OF | 1 | ALAN R. THOMAS WATER PLANT | Z | 18 | OTHER/SEQUESTATION
3640331 | EDGEWATER, CITY OF | 1 | ALAN R. THOMAS WATER PLANT | Z | 19 | OTHER/PH ADJUSTMENT
3640331 | EDGEWATER, CITY OF | 1 | ALAN R. THOMAS WATER PLANT | I | 10 | COLOR RML/COAGULATION
3640331 | EDGEWATER, CITY OF | 2 | TERRA MAR VILLAGE | B | 02 | DISINFECT/HYPOCHLORIN
3640331 | EDGEWATER, CITY OF | 2 | TERRA MAR VILLAGE | K | 26 | DESALINAT/REVERSE OSMOSIS
3640331 | EDGEWATER, CITY OF | 2 | TERRA MAR VILLAGE | E | 20 | T-O CTRL/AERATION
3640331 | EDGEWATER, CITY OF | 2 | TERRA MAR VILLAGE | D | 19 | CORR-CTRL/PH ADJUSTMENT
3640331 | EDGEWATER, CITY OF | 2 | TERRA MAR VILLAGE | C | 15 | PART-RMVL/PRESS SAND FILT
3640335 | EL DORA RESTAURANT | 1 | EL DORA RESTAURANT | B | 02 | DISINFECT/HYPOCHLORIN
3640336 | ELDORADO ESTATES | 1 | ELDORADO ESTATES | E | 20 | T-O CTRL/AERATION
3640336 | ELDORADO ESTATES | 1 | ELDORADO ESTATES | B | 04 | DISINFECT/CHLORAMINES
3640339 | ELMWOOD MHP | 1 | ELMWOOD PLANT | F | 23 | ORGN-RMVL/GAC ADDITION
3640339 | ELMWOOD MHP | 1 | ELMWOOD PLANT | F | 15 | ORGN-RMVL/PRESS SAND FILT
3640339 | ELMWOOD MHP | 1 | ELMWOOD PLANT | E | 20 | T-O CTRL/AERATION
3640339 | ELMWOOD MHP | 1 | ELMWOOD PLANT | B | 02 | DISINFECT/HYPOCHLORIN
3640359 | ROMA PIZZA | 1 |  | B | 02 | DISINFECT/HYPOCHLORIN
3640367 | WEST MOBILE HOME VILLAGE | 1 | NSB | B | 02 | DISINFECT/HYPOCHLORIN
3640375 | FINAMART; PETCON, INC. | 1 | FINAMART | B | 01 | DISINFECT/GASEOUS CHLORIN
3640375 | FINAMART; PETCON, INC. | 1 | FINAMART | E | 20 | T-O CTRL/AERATION
3640390 | SANFORD POWER PLT./FP&L@DEBARY | 1 | FLORIDA POWER & LIGHT/SANFORD | B | 01 | DISINFECT/GASEOUS CHLORIN
3640392 | FLAMINGO BOTTLED WATER | 1 | FLAMINGO BOTTLED WATER | B | 01 | DISINFECT/GASEOUS CHLORIN
3640403 | FLORIDA UNITED METHODIST CHILDRENS HOME | 1 | FLA.UNITED METH.CHILDRENS HOME | D | 36 | CORR-CTRL/CORROSION INHIB
3640403 | FLORIDA UNITED METHODIST CHILDRENS HOME | 1 | FLA.UNITED METH.CHILDRENS HOME | C | 14 | PART-RMVL/RAPID SAND FIL
3640403 | FLORIDA UNITED METHODIST CHILDRENS HOME | 1 | FLA.UNITED METH.CHILDRENS HOME | E | 20 | T-O CTRL/AERATION
3640403 | FLORIDA UNITED METHODIST CHILDRENS HOME | 1 | FLA.UNITED METH.CHILDRENS HOME | B | 02 | DISINFECT/HYPOCHLORIN
3640404 | FLORIDA POWER CORPORATION | 1 | FLORIDA POWER CORPORATION | B | 02 | DISINFECT/HYPOCHLORIN
3640412 | VC/SPRUCE CREEK WTP-15 | 1 | VC/SPRUCE CREEK WTP-15 | E | 20 | T-O CTRL/AERATION
3640412 | VC/SPRUCE CREEK WTP-15 | 1 | VC/SPRUCE CREEK WTP-15 | H | 38 | SOFTENING/NANOFILTRATION
3640412 | VC/SPRUCE CREEK WTP-15 | 1 | VC/SPRUCE CREEK WTP-15 | B | 02 | DISINFECT/HYPOCHLORIN
3640412 | VC/SPRUCE CREEK WTP-15 | 1 | VC/SPRUCE CREEK WTP-15 | D | 19 | CORR-CTRL/PH ADJUSTMENT
3640412 | VC/SPRUCE CREEK WTP-15 | 1 | VC/SPRUCE CREEK WTP-15 | C | 29 | PART-RMVL/CARTRIDGE FILTR
3640412 | VC/SPRUCE CREEK WTP-15 | 1 | VC/SPRUCE CREEK WTP-15 | D | 36 | CORR-CTRL/CORROSION INHIB
3640421 | FOUR B'S FREEZETTE | 1 | FOUR B'S FREEZETTE | B | 02 | DISINFECT/HYPOCHLORIN
3640421 | FOUR B'S FREEZETTE | 1 | FOUR B'S FREEZETTE | H | 25 | SOFTENING/ION EXCHANGE
3640440 | GENE'S STEAK HOUSE | 1 |  | B | 02 | DISINFECT/HYPOCHLORIN
3640445 | GENTRY'S FRUIT & GIFT SHOP | 1 |  | B | 02 | DISINFECT/HYPOCHLORIN
3640450 | BARNACLE'S RESTAURANT & LOUNGE | 1 | RIVERS EDGE RESTAURANT | B | 02 | DISINFECT/HYPOCHLORIN
3640450 | BARNACLE'S RESTAURANT & LOUNGE | 1 | RIVERS EDGE RESTAURANT | H | 25 | SOFTENING/ION EXCHANGE
3640463 | DAYS INN/SCOTTISH INN | 1 | DAYTONA | B | 02 | DISINFECT/HYPOCHLORIN
3640463 | DAYS INN/SCOTTISH INN | 1 | DAYTONA | H | 25 | SOFTENING/ION EXCHANGE
3640468 | GREEN ACRES & TWIN OAKS MHP | 1 | DAYTONA | B | 02 | DISINFECT/HYPOCHLORIN
3640472 | GREENS GROCERY | 1 |  | B | 02 | DISINFECT/HYPOCHLORIN
3640487 | HANDY WAY/PIERSON | 1 | HANDY WAY/PIERSON | B | 02 | DISINFECT/HYPOCHLORIN
3640488 | OAK HILL SUNOCO | 1 | OAK HILL SUNOCO (GROCERY BOX) | B | 02 | DISINFECT/HYPOCHLORIN
3640489 | DEBARY PAINT & HARDWARE | 1 |  | B | 02 | DISINFECT/HYPOCHLORIN
3640490 | CIRCLE K # 2722612 | 1 | KANGAROO EXPRESS #2612 | B | 02 | DISINFECT/HYPOCHLORIN
3640491 | HANDY WAY # 1271/SEVILLE | 1 | HANDY WAY # 1271/SEVILLE | B | 02 | DISINFECT/HYPOCHLORIN
3640494 | FRANKIE'S | 1 |  | B | 02 | DISINFECT/HYPOCHLORIN
3640515 | HERMANS PLACE | 1 |  | B | 02 | DISINFECT/HYPOCHLORIN
3640518 | VC/HESTER PARK/MALLOY SCHOOL (WTP#4) | 1 | HESTER PARK PLANT | B | 02 | DISINFECT/HYPOCHLORIN
3640528 | HIDDEN VALLEY MHP | 2 | HIDDEN VALLEY MHP PLANT 02 | B | 02 | DISINFECT/HYPOCHLORIN
3640528 | HIDDEN VALLEY MHP | 1 | HIDDEN VALLEY MHP PLANT 01 | B | 02 | DISINFECT/HYPOCHLORIN
3640532 | HIGHBRIDGE PARK | 1 | HIGH BRIDGE PARK | E | 20 | T-O CTRL/AERATION
3640532 | HIGHBRIDGE PARK | 1 | HIGH BRIDGE PARK | B | 02 | DISINFECT/HYPOCHLORIN
3640535 | HIGHLAND COUN. EST./KINGS LAKE | 1 | DELAND | B | 02 | DISINFECT/HYPOCHLORIN
3640549 | ORMOND INN EXPRESS | 1 | BEST VALUE WATER PLANT | B | 02 | DISINFECT/HYPOCHLORIN
3640549 | ORMOND INN EXPRESS | 1 | BEST VALUE WATER PLANT | D | 36 | CORR-CTRL/CORROSION INHIB
3640549 | ORMOND INN EXPRESS | 1 | BEST VALUE WATER PLANT | H | 25 | SOFTENING/ION EXCHANGE
3640557 | CITY OF HOLLY HILL | 1 | HOLLY HILL | Z | 19 | OTHER/PH ADJUSTMENT
3640557 | CITY OF HOLLY HILL | 1 | HOLLY HILL | Z | 10 | OTHER/COAGULATION
3640557 | CITY OF HOLLY HILL | 1 | HOLLY HILL | E | 20 | T-O CTRL/AERATION
3640557 | CITY OF HOLLY HILL | 1 | HOLLY HILL | H | 24 | SOFTENING/LIME-SODA
3640557 | CITY OF HOLLY HILL | 1 | HOLLY HILL | Z | 27 | OTHER/FLUORIDATION
3640557 | CITY OF HOLLY HILL | 1 | HOLLY HILL | D | 36 | CORR-CTRL/CORROSION INHIB
3640557 | CITY OF HOLLY HILL | 1 | HOLLY HILL | B | 04 | DISINFECT/CHLORAMINES
3640557 | CITY OF HOLLY HILL | 1 | HOLLY HILL | C | 14 | PART-RMVL/RAPID SAND FIL
3640570 | ORMOND BUDGET INN | 1 | PLANT #1 | B | 02 | DISINFECT/HYPOCHLORIN
3640587 | INDIAN HARBOR ESTATES | 1 | INDIAN HARBOR ESTATES | B | 02 | DISINFECT/HYPOCHLORIN
3640587 | INDIAN HARBOR ESTATES | 1 | INDIAN HARBOR ESTATES | K | 26 | DESALINAT/REVERSE OSMOSIS
3640610 | JACKIES BAR & RESTAURANT | 1 |  | B | 02 | DISINFECT/HYPOCHLORIN
3640613 | JAMES ORMOND PARK | 1 | JAMES ORMOND PARK | B | 02 | DISINFECT/HYPOCHLORIN
3640613 | JAMES ORMOND PARK | 1 | JAMES ORMOND PARK | H | 25 | SOFTENING/ION EXCHANGE
3640614 | JAMISON BAR | 1 |  | B | 02 | DISINFECT/HYPOCHLORIN
3640619 | SUGAR CREEK CITGO | 1 | SUGAR CK CITGO | B | 02 | DISINFECT/HYPOCHLORIN
3640641 | LUNA SANDS RESORT | 1 | CLARK FAMILY CAMPGROUND | B | 02 | DISINFECT/HYPOCHLORIN
3640643 | KOVE ESTATES | 1 | KOVE ESTATES PLANT | B | 02 | DISINFECT/HYPOCHLORIN
3640643 | KOVE ESTATES | 1 | KOVE ESTATES PLANT | G | 18 | IRON RMVL/SEQUESTATION
3640658 | KINGSTON SHORES | 1 | KINGSTON SHORES | B | 02 | DISINFECT/HYPOCHLORIN
3640658 | KINGSTON SHORES | 1 | KINGSTON SHORES | C | 29 | PART-RMVL/CARTRIDGE FILTR
3640658 | KINGSTON SHORES | 1 | KINGSTON SHORES | E | 20 | T-O CTRL/AERATION
3640658 | KINGSTON SHORES | 1 | KINGSTON SHORES | Z | 19 | OTHER/PH ADJUSTMENT
3640658 | KINGSTON SHORES | 1 | KINGSTON SHORES | K | 26 | DESALINAT/REVERSE OSMOSIS
3640665 | NEW SMYRNA BEACH RV PARK AND CAMPGROUND | 1 | KOA OF NEW SMYRNA | E | 20 | T-O CTRL/AERATION
3640665 | NEW SMYRNA BEACH RV PARK AND CAMPGROUND | 1 | KOA OF NEW SMYRNA | B | 02 | DISINFECT/HYPOCHLORIN
3640682 | LAKE ASHBY MHP | 1 | LAKE ASHBY MOBILE HOME PARK | B | 02 | DISINFECT/HYPOCHLORIN
3640683 | LAKE BERESFORD | 1 | LAKE BERESFORD | B | 02 | DISINFECT/HYPOCHLORIN
3640683 | LAKE BERESFORD | 1 | LAKE BERESFORD | D | 18 | CORR-CTRL/SEQUESTATION
3640692 | LAKE DIAS PARK | 1 | PLANT 1 | B | 02 | DISINFECT/HYPOCHLORIN
3640705 | LAKE MARIE ESTATES | 1 | LAKE MARIE ESTATES | B | 01 | DISINFECT/GASEOUS CHLORIN
3640705 | LAKE MARIE ESTATES | 1 | LAKE MARIE ESTATES | E | 20 | T-O CTRL/AERATION
3640706 | LAKE MONROE PARK | 1 | LAKE MONROE PARK | B | 02 | DISINFECT/HYPOCHLORIN
3640717 | LAKE VALLEY BAR | 1 | LAKE VALLEY BAR | B | 02 | DISINFECT/HYPOCHLORIN
3640727 | LAKESIDE VILLAGE MHP | 1 | LAKESIDE VILLAGE PLANT | B | 02 | DISINFECT/HYPOCHLORIN
3640729 | LAKEVIEW PUB | 1 |  | B | 02 | DISINFECT/HYPOCHLORIN
3640729 | LAKEVIEW PUB | 1 |  | H | 25 | SOFTENING/ION EXCHANGE
3640732 | LAND O' LAKES MOBILE HOME PARK | 1 | LAND O'LAKES MOBILE HOME PARK | B | 02 | DISINFECT/HYPOCHLORIN
3640748 | LEMON BLUFF WATER ASSOCIATION | 1 | LEMON BLUFF PLANT | P | 32 | DISINF BY-PROD CONTRO/PEROXIDE
3640748 | LEMON BLUFF WATER ASSOCIATION | 1 | LEMON BLUFF PLANT | B | 02 | DISINFECT/HYPOCHLORIN
3640748 | LEMON BLUFF WATER ASSOCIATION | 1 | LEMON BLUFF PLANT | G | 15 | IRON RMVL/PRESS SAND FILT
3640748 | LEMON BLUFF WATER ASSOCIATION | 1 | LEMON BLUFF PLANT | D | 36 | CORR-CTRL/CORROSION INHIB
3640774 | KELLI'S BAIT & STUFF | 1 | KELLI'S BAIT AND STUFF | B | 02 | DISINFECT/HYPOCHLORIN
3640775 | WILSON EFFICIENCIES | 1 | LOVELAND EFFICIENCY MOTEL | B | 02 | DISINFECT/HYPOCHLORIN
3640786 | M W GOODRICH SEAFOOD | 1 |  | B | 02 | DISINFECT/HYPOCHLORIN
3640803 | MANNYS DINER | 1 | MOSQUITO LAGOON SNACK BAR | B | 02 | DISINFECT/HYPOCHLORIN
3640810 | MARY DEWEES PARK | 1 | MARY DEWEES PARK | B | 02 | DISINFECT/HYPOCHLORIN
3640815 | MCGLOINS | 1 |  | B | 02 | DISINFECT/HYPOCHLORIN
3640820 | T. G. LEE FOODS, INC. | 1 | T.G. LEE PLANT | B | 02 | DISINFECT/HYPOCHLORIN
3640868 | SEVILLE STATION | 1 | SEVILLE DISCOUNT STORE | B | 02 | DISINFECT/HYPOCHLORIN
3640869 | NELL & RAYS TARHEEL BAR | 1 |  | B | 02 | DISINFECT/HYPOCHLORIN
3640876 | CITY OF NEW SMYRNA BEACH | 1 | NEW SMYRNA BEACH | Z | 27 | OTHER/FLUORIDATION
3640876 | CITY OF NEW SMYRNA BEACH | 1 | NEW SMYRNA BEACH | H | 24 | SOFTENING/LIME-SODA
3640876 | CITY OF NEW SMYRNA BEACH | 1 | NEW SMYRNA BEACH | E | 20 | T-O CTRL/AERATION
3640876 | CITY OF NEW SMYRNA BEACH | 1 | NEW SMYRNA BEACH | C | 14 | PART-RMVL/RAPID SAND FIL
3640876 | CITY OF NEW SMYRNA BEACH | 1 | NEW SMYRNA BEACH | Z | 18 | OTHER/SEQUESTATION
3640876 | CITY OF NEW SMYRNA BEACH | 1 | NEW SMYRNA BEACH | Z | 10 | OTHER/COAGULATION
3640876 | CITY OF NEW SMYRNA BEACH | 1 | NEW SMYRNA BEACH | B | 04 | DISINFECT/CHLORAMINES
3640877 | NEW SMYRNA BEACH SPEEDWAY | 1 | NSB SPEEDWAY PLANT | H | 25 | SOFTENING/ION EXCHANGE
3640877 | NEW SMYRNA BEACH SPEEDWAY | 1 | NSB SPEEDWAY PLANT | B | 02 | DISINFECT/HYPOCHLORIN
3640878 | BAJA RINGOS | 1 | NSB | H | 25 | SOFTENING/ION EXCHANGE
3640878 | BAJA RINGOS | 1 | NSB | B | 02 | DISINFECT/HYPOCHLORIN
3640892 | NOVA FAMILY CAMPGROUND | 1 | DAYTONA | B | 02 | DISINFECT/HYPOCHLORIN
3640903 | TROPICAL PALMS ESTATES | 1 | TROPICAL PALMS ESTATES WTP | B | 02 | DISINFECT/HYPOCHLORIN
3640930 | OCEAN CREST MOTEL | 1 |  | B | 02 | DISINFECT/HYPOCHLORIN
3640932 | OCEAN SHORES VILLAS | 1 | OCEAN SHORE VILLAS | B | 02 | DISINFECT/HYPOCHLORIN
3640945 | ORANGE CITY COUNTRY VILLAGE | 1 | DELAND | B | 02 | DISINFECT/HYPOCHLORIN
3640945 | ORANGE CITY COUNTRY VILLAGE | 2 | OCCV PLANT #2 (WELL #1) | B | 02 | DISINFECT/HYPOCHLORIN
3640945 | ORANGE CITY COUNTRY VILLAGE | 3 | OCCV PLANT #4 (WELL #3) | B | 02 | DISINFECT/HYPOCHLORIN
3640946 | ORANGE CITY UTILITIES | 6 | ORANGE CITY SOUTH PLANT #6 | E | 20 | T-O CTRL/AERATION
3640946 | ORANGE CITY UTILITIES | 6 | ORANGE CITY SOUTH PLANT #6 | B | 02 | DISINFECT/HYPOCHLORIN
3640946 | ORANGE CITY UTILITIES | 5 | OCCV GOLF PLANT #5 (WELL #1) | B | 01 | DISINFECT/GASEOUS CHLORIN
3640946 | ORANGE CITY UTILITIES | 3 | OCCV PLANT #3 (WELL #2) | E | 20 | T-O CTRL/AERATION
3640946 | ORANGE CITY UTILITIES | 3 | OCCV PLANT #3 (WELL #2) | B | 01 | DISINFECT/GASEOUS CHLORIN
3640946 | ORANGE CITY UTILITIES | 1 | OCU MAIN PLANT #1 | E | 20 | T-O CTRL/AERATION
3640946 | ORANGE CITY UTILITIES | 4 | OCCV PLANT #4 (WELL #3) | B | 02 | DISINFECT/HYPOCHLORIN
3640946 | ORANGE CITY UTILITIES | 1 | OCU MAIN PLANT #1 | B | 02 | DISINFECT/HYPOCHLORIN
3640946 | ORANGE CITY UTILITIES | 2 | OCCV PLANT #2 (WELL #1) | B | 02 | DISINFECT/HYPOCHLORIN
3640955 | ORANGEWOOD MOBILE HOME PARK | 2 |  | D | 02 | CORR-CTRL/HYPOCHLORIN
3640955 | ORANGEWOOD MOBILE HOME PARK | 1 | ORANGEWOOD MOBILE HOME PARK | B | 02 | DISINFECT/HYPOCHLORIN
3640955 | ORANGEWOOD MOBILE HOME PARK | 1 | ORANGEWOOD MOBILE HOME PARK | D | 36 | CORR-CTRL/CORROSION INHIB
3640963 | ORMOND BEACH | 1 | ORMOND BEACH, CITY OF | Z | 10 | OTHER/COAGULATION
3640963 | ORMOND BEACH | 1 | ORMOND BEACH, CITY OF | C | 14 | PART-RMVL/RAPID SAND FIL
3640963 | ORMOND BEACH | 1 | ORMOND BEACH, CITY OF | E | 20 | T-O CTRL/AERATION
3640963 | ORMOND BEACH | 1 | ORMOND BEACH, CITY OF | C | 19 | PART-RMVL/PH ADJUSTMENT
3640963 | ORMOND BEACH | 1 | ORMOND BEACH, CITY OF | Z | 27 | OTHER/FLUORIDATION
3640963 | ORMOND BEACH | 1 | ORMOND BEACH, CITY OF | D | 36 | CORR-CTRL/CORROSION INHIB
3640963 | ORMOND BEACH | 1 | ORMOND BEACH, CITY OF | H | 26 | SOFTENING/REVERSE OSMOSIS
3640963 | ORMOND BEACH | 1 | ORMOND BEACH, CITY OF | H | 24 | SOFTENING/LIME-SODA
3640963 | ORMOND BEACH | 1 | ORMOND BEACH, CITY OF | B | 04 | DISINFECT/CHLORAMINES
3640964 | ORMOND OCEAN MOTEL | 1 |  | B | 02 | DISINFECT/HYPOCHLORIN
3640967 | SUNOCO FOOD MART | 1 | SUNOCO FOOD MART PLANT | B | 02 | DISINFECT/HYPOCHLORIN
3640968 | OSTEEN SCHOOL | 1 | DELAND | B | 02 | DISINFECT/HYPOCHLORIN
3640976 | PACKWOOD'S PLACE | 1 |  | B | 02 | DISINFECT/HYPOCHLORIN
3640983 | PALM SHORES MOBILE HOME PARK | 1 | PALM SHORES MOBILE HOME PARK | E | 20 | T-O CTRL/AERATION
3640983 | PALM SHORES MOBILE HOME PARK | 1 | PALM SHORES MOBILE HOME PARK | B | 02 | DISINFECT/HYPOCHLORIN
3640991 | PARADISE LAKES CAMPGROUND | 1 | PARADISE LAKE CAMPGROUND | B | 02 | DISINFECT/HYPOCHLORIN
3641003 | PELICAN LABOR CAMP | 1 |  | B | 02 | DISINFECT/HYPOCHLORIN
3641006 | PETE'S PHILLIPS 66 STATION | 1 |  | B | 02 | DISINFECT/HYPOCHLORIN
3641014 | VC/PINE ISLAND WTP-10 | 1 | VC/PINE ISLAND WTP-10 | B | 02 | DISINFECT/HYPOCHLORIN
3641027 | PLANTATION PLAZA | 1 | PLANTATION PLAZA | B | 02 | DISINFECT/HYPOCHLORIN
3641040 | DE LEON SPRINGS STATE PARK | 1 | DELEON SPRINGS STATE PARK | B | 02 | DISINFECT/HYPOCHLORIN
3641041 | TOWN OF PONCE INLET | 1 | PONCE INLET | A |  | NO TRTMT
3641044 | PORT ORANGE, CITY OF | 1 | GARNSEY WATER PLANT | H | 24 | SOFTENING/LIME-SODA
3641044 | PORT ORANGE, CITY OF | 1 | GARNSEY WATER PLANT | Z | 10 | OTHER/COAGULATION
3641044 | PORT ORANGE, CITY OF | 1 | GARNSEY WATER PLANT | B | 04 | DISINFECT/CHLORAMINES
3641044 | PORT ORANGE, CITY OF | 1 | GARNSEY WATER PLANT | Z | 19 | OTHER/PH ADJUSTMENT
3641044 | PORT ORANGE, CITY OF | 1 | GARNSEY WATER PLANT | E | 20 | T-O CTRL/AERATION
3641044 | PORT ORANGE, CITY OF | 1 | GARNSEY WATER PLANT | C | 14 | PART-RMVL/RAPID SAND FIL
3641044 | PORT ORANGE, CITY OF | 1 | GARNSEY WATER PLANT | Z | 27 | OTHER/FLUORIDATION
3641046 | QUAIL HOLLOW MOBILE HOME PARK | 1 | NSB | B | 02 | DISINFECT/HYPOCHLORIN
3641059 | SHADY VILLAGE MHP (RANCHO HTS) | 1 | DAYTONA | B | 02 | DISINFECT/HYPOCHLORIN
3641080 | TERRA MAR VILLAGE | 1 | TERRA MAR VILLAGE | B | 02 | DISINFECT/HYPOCHLORIN
3641080 | TERRA MAR VILLAGE | 1 | TERRA MAR VILLAGE | K | 26 | DESALINAT/REVERSE OSMOSIS
3641080 | TERRA MAR VILLAGE | 1 | TERRA MAR VILLAGE | E | 20 | T-O CTRL/AERATION
3641080 | TERRA MAR VILLAGE | 1 | TERRA MAR VILLAGE | D | 19 | CORR-CTRL/PH ADJUSTMENT
3641080 | TERRA MAR VILLAGE | 1 | TERRA MAR VILLAGE | C | 15 | PART-RMVL/PRESS SAND FILT
3641088 | RIVERWOOD PARK CAMPGROUND | 1 | RIVERWOOD CAMP | B | 02 | DISINFECT/HYPOCHLORIN
3641088 | RIVERWOOD PARK CAMPGROUND | 1 | RIVERWOOD CAMP | K | 26 | DESALINAT/REVERSE OSMOSIS
3641089 | RIVIERA COUNTRY CLUB | 1 | DAYTONA | B | 02 | DISINFECT/HYPOCHLORIN
3641103 | ST. JOHNS RIVER CAMPGROUND | 1 | DELAND | B | 02 | DISINFECT/HYPOCHLORIN
3641108 | RUSTIC HEARTH RESTAURANT | 1 |  | B | 02 | DISINFECT/HYPOCHLORIN
3641112 | SAMSULA ACADEMY | 1 | SAMSULA ACADEMY PLANT | D | 36 | CORR-CTRL/CORROSION INHIB
3641112 | SAMSULA ACADEMY | 1 | SAMSULA ACADEMY PLANT | B | 04 | DISINFECT/CHLORAMINES
3641117 | SANDWICH HUT | 1 |  | B | 02 | DISINFECT/HYPOCHLORIN
3641123 | SANTA MARIA MOTEL | 1 |  | B | 02 | DISINFECT/HYPOCHLORIN
3641127 | BUDGET INN OF DELAND | 1 | PLANT 1 | B | 02 | DISINFECT/HYPOCHLORIN
3641134 | SEASIDE RESTAURANT | 1 |  | B | 02 | DISINFECT/HYPOCHLORIN
3641144 | HENDERSON MOBILE HOME PARK | 1 | HENDERSON MAIN PLANT | B | 02 | DISINFECT/HYPOCHLORIN
3641166 | SHERWOOD MEDICAL INDUSTRIES | 1 | SHERWOOD MEDICAL INDUSTRIES | B | 02 | DISINFECT/HYPOCHLORIN
3641166 | SHERWOOD MEDICAL INDUSTRIES | 1 | SHERWOOD MEDICAL INDUSTRIES | F | 20 | ORGN-RMVL/AERATION
3641179 | TEXACO CONVENIENCE STORE # 689 | 1 | TEXACO CONVENIENCE STORE # 689 | B | 02 | DISINFECT/HYPOCHLORIN
3641202 | RED GARTER SALOON | 1 | RED GARTER SALOON | B | 02 | DISINFECT/HYPOCHLORIN
3641208 | SMILEY'S TAP | 1 | SMILEY'S WATER PLANT | B | 02 | DISINFECT/HYPOCHLORIN
3641211 | MANSFIELD MOBILE HOME PARK | 1 | MANSFIELD MOBILE HOME PARK | G | 18 | IRON RMVL/SEQUESTATION
3641211 | MANSFIELD MOBILE HOME PARK | 1 | MANSFIELD MOBILE HOME PARK | B | 02 | DISINFECT/HYPOCHLORIN
3641213 | SNPJ LODGE #603 | 1 | SNPJ LODGE TREATMENT PLANT | H | 25 | SOFTENING/ION EXCHANGE
3641213 | SNPJ LODGE #603 | 1 | SNPJ LODGE TREATMENT PLANT | B | 02 | DISINFECT/HYPOCHLORIN
3641213 | SNPJ LODGE #603 | 1 | SNPJ LODGE TREATMENT PLANT | Z | 29 | OTHER/CARTRIDGE FILTR
3641215 | SOPOTNICK'S CABBAGE PATCH TAVERN | 1 | SOPOTNICK'S CABBAGE PATCH | B | 02 | DISINFECT/HYPOCHLORIN
3641222 | SOUTH WATERFRONT PARK | 1 | INDIAN HARBOR ESTATES | B | 02 | DISINFECT/HYPOCHLORIN
3641222 | SOUTH WATERFRONT PARK | 1 | INDIAN HARBOR ESTATES | K | 26 | DESALINAT/REVERSE OSMOSIS
3641222 | SOUTH WATERFRONT PARK | 1 | INDIAN HARBOR ESTATES | Z | 19 | OTHER/PH ADJUSTMENT
3641222 | SOUTH WATERFRONT PARK | 1 | INDIAN HARBOR ESTATES | E | 20 | T-O CTRL/AERATION
3641222 | SOUTH WATERFRONT PARK | 1 | INDIAN HARBOR ESTATES | C | 29 | PART-RMVL/CARTRIDGE FILTR
3641223 | SOUTH WEST CHRISTIAN CHURCH | 1 |  | B | 02 | DISINFECT/HYPOCHLORIN
3641242 | SPARTON | 1 | SPARTON DEF. ELECTR./PLANT I | B | 02 | DISINFECT/HYPOCHLORIN
3641242 | SPARTON | 2 | SPARTON DEF. ELECTR./PLANT II | B | 02 | DISINFECT/HYPOCHLORIN
3641246 | DELAND/SPRING GARDEN HILLS | 1 | DELAND | B | 02 | DISINFECT/HYPOCHLORIN
3641247 | SPRING GARDEN RANCH | 1 | SPRING GARDEN RANCH | B | 02 | DISINFECT/HYPOCHLORIN
3641255 | SPRUCE CREEK REST AREA E. SIDE | 1 | SPRUCE CREEK REST AREA E. SIDE | B | 02 | DISINFECT/HYPOCHLORIN
3641266 | KMK CHEVRON | 1 | KMK CHEVRON PLANT | E | 20 | T-O CTRL/AERATION
3641266 | KMK CHEVRON | 1 | KMK CHEVRON PLANT | B | 02 | DISINFECT/HYPOCHLORIN
3641274 | STARLITE SKATE CENTER | 1 | DAYTONA | B | 02 | DISINFECT/HYPOCHLORIN
3641280 | STIENWINDERS SLAUGHTER HOUSE | 1 |  | B | 02 | DISINFECT/HYPOCHLORIN
3641285 | STRICKLAND RANGE & BALLFIELDS | 1 | STRICKLAND PLANT | B | 02 | DISINFECT/HYPOCHLORIN
3641285 | STRICKLAND RANGE & BALLFIELDS | 1 | STRICKLAND PLANT | H | 25 | SOFTENING/ION EXCHANGE
3641296 | SUGAR MILL COUNTRY CLUB ESTATE | 1 | SUGAR MILL CC EST. | B | 01 | DISINFECT/GASEOUS CHLORIN
3641296 | SUGAR MILL COUNTRY CLUB ESTATE | 1 | SUGAR MILL CC EST. | E | 20 | T-O CTRL/AERATION
3641296 | SUGAR MILL COUNTRY CLUB ESTATE | 1 | SUGAR MILL CC EST. | C | 14 | PART-RMVL/RAPID SAND FIL
3641296 | SUGAR MILL COUNTRY CLUB ESTATE | 1 | SUGAR MILL CC EST. | H | 24 | SOFTENING/LIME-SODA
3641298 | SUGAR MILL RUINS TRAVEL PARK | 1 | SUGAR MILL RUINS PLANT | B | 02 | DISINFECT/HYPOCHLORIN
3641299 | SUGAR MILL MOBILE HOME PARK | 1 | NSB | B | 02 | DISINFECT/HYPOCHLORIN
3641308 | SUNNY SANDS RESORT | 1 | PLANT 1 | B | 02 | DISINFECT/HYPOCHLORIN
3641309 | SUNNY TWO 24 HOUR CHILD CARE | 1 |  | B | 02 | DISINFECT/HYPOCHLORIN
3641315 | ENCORE-SUNSHINE HOLIDAY DAYTONA PARK | 1 | ENCORE-SUNSHINE HOLIDAY PARK | B | 04 | DISINFECT/CHLORAMINES
3641316 | SUNSHINE MOBILE HOME PARK | 1 | DELAND | B | 02 | DISINFECT/HYPOCHLORIN
3641322 | SWAYBACK INN | 1 |  | B | 02 | DISINFECT/HYPOCHLORIN
3641324 | PIERSON, TOWN OF | 1 | TOWN OF PIERSON PLANT | B | 02 | DISINFECT/HYPOCHLORIN
3641334 | TEDDY BEAR'S SANDWICH SHOP | 1 |  | B | 02 | DISINFECT/HYPOCHLORIN
3641336 | VC/SOUTHWEST WATER SYSTEM | 6 | LAKE MARIE ESTATES (3640705) | E | 20 | T-O CTRL/AERATION
3641336 | VC/SOUTHWEST WATER SYSTEM | 6 | LAKE MARIE ESTATES (3640705) | B | 01 | DISINFECT/GASEOUS CHLORIN
3641336 | VC/SOUTHWEST WATER SYSTEM | 3 | TERRA ALTA (3641336-01) | B | 01 | DISINFECT/GASEOUS CHLORIN
3641336 | VC/SOUTHWEST WATER SYSTEM | 5 | VC/SOUTHWEST WTP-1A (GA) | E | 20 | T-O CTRL/AERATION
3641336 | VC/SOUTHWEST WATER SYSTEM | 4 | VC/SOUTHWEST WTP-1D (HIGHLAND) | B | 04 | DISINFECT/CHLORAMINES
3641336 | VC/SOUTHWEST WATER SYSTEM | 2 | VC/SOUTHWEST WTP-1B (BRZWD) | B | 04 | DISINFECT/CHLORAMINES
3641336 | VC/SOUTHWEST WATER SYSTEM | 1 | VC/SOUTHWEST WTP-1C (4T) | B | 04 | DISINFECT/CHLORAMINES
3641336 | VC/SOUTHWEST WATER SYSTEM | 5 | VC/SOUTHWEST WTP-1A (GA) | B | 04 | DISINFECT/CHLORAMINES
3641336 | VC/SOUTHWEST WATER SYSTEM | 2 | VC/SOUTHWEST WTP-1B (BRZWD) | E | 19 | T-O CTRL/PH ADJUSTMENT
3641336 | VC/SOUTHWEST WATER SYSTEM | 2 | VC/SOUTHWEST WTP-1B (BRZWD) | E | 32 | TASTE-ODOR CONTROL/PEROXIDE
3641336 | VC/SOUTHWEST WATER SYSTEM | 5 | VC/SOUTHWEST WTP-1A (GA) | G | 18 | IRON RMVL/SEQUESTATION
3641336 | VC/SOUTHWEST WATER SYSTEM | 4 | VC/SOUTHWEST WTP-1D (HIGHLAND) | G | 18 | IRON RMVL/SEQUESTATION
3641336 | VC/SOUTHWEST WATER SYSTEM | 2 | VC/SOUTHWEST WTP-1B (BRZWD) | G | 18 | IRON RMVL/SEQUESTATION
3641336 | VC/SOUTHWEST WATER SYSTEM | 1 | VC/SOUTHWEST WTP-1C (4T) | G | 18 | IRON RMVL/SEQUESTATION
3641336 | VC/SOUTHWEST WATER SYSTEM | 7 | MEADOWLEA ON THE RIVER PLANT | E | 20 | T-O CTRL/AERATION
3641336 | VC/SOUTHWEST WATER SYSTEM | 7 | MEADOWLEA ON THE RIVER PLANT | B | 02 | DISINFECT/HYPOCHLORIN
3641344 | DAYTONA HIGHRIDGE MOTEL | 1 |  | B | 02 | DISINFECT/HYPOCHLORIN
3641369 | CASEY'S SHELL | 1 |  | B | 02 | DISINFECT/HYPOCHLORIN
3641369 | CASEY'S SHELL | 1 |  | H | 25 | SOFTENING/ION EXCHANGE
3641371 | TOMOKA MOTEL | 1 | TOMOKA MOTEL | B | 02 | DISINFECT/HYPOCHLORIN
3641372 | TOMOKA PINES VETERINARY HOSP | 1 |  | B | 02 | DISINFECT/HYPOCHLORIN
3641373 | TOMOKA VIEW ESTATES | 1 | APACHE TRAIL PLANT | E | 20 | T-O CTRL/AERATION
3641373 | TOMOKA VIEW ESTATES | 1 | APACHE TRAIL PLANT | P | 32 | DISINF BY-PROD CONTRO/PEROXIDE
3641373 | TOMOKA VIEW ESTATES | 1 | APACHE TRAIL PLANT | D | 36 | CORR-CTRL/CORROSION INHIB
3641373 | TOMOKA VIEW ESTATES | 1 | APACHE TRAIL PLANT | B | 02 | DISINFECT/HYPOCHLORIN
3641378 | TOWN & COUNTRY TRAILER PARK | 1 | DAYTONA | B | 02 | DISINFECT/HYPOCHLORIN
3641399 | TWIN RIVERS ESTATES | 1 | TWIN RIVERS | E | 20 | T-O CTRL/AERATION
3641399 | TWIN RIVERS ESTATES | 1 | TWIN RIVERS | B | 04 | DISINFECT/CHLORAMINES
3641399 | TWIN RIVERS ESTATES | 1 | TWIN RIVERS | D | 36 | CORR-CTRL/CORROSION INHIB
3641423 | VAN HOOK SCHOOL OF FLORIDA | 1 |  | B | 02 | DISINFECT/HYPOCHLORIN
3641437 | VOL. CO. AG CENTER | 1 | VOLUSIA CO. AG CENTER | B | 02 | DISINFECT/HYPOCHLORIN
3641437 | VOL. CO. AG CENTER | 1 | VOLUSIA CO. AG CENTER | E | 20 | T-O CTRL/AERATION
3641440 | VOLUSIA EDUCATORS ASSOCIATION | 1 |  | B | 02 | DISINFECT/HYPOCHLORIN
3641444 | PHOENIX ESTATES | 1 | PHOENIX ESTATES | B | 02 | DISINFECT/HYPOCHLORIN
3641487 | DELAND/WOODLAND MANOR MHP | 1 | DELAND | B | 02 | DISINFECT/HYPOCHLORIN
3641511 | DELAND/LONG LEAF PLANTATION | 1 | DELAND | B | 02 | DISINFECT/HYPOCHLORIN
3641514 | OB'S RESTAURANT AND LOUNGE | 1 | OB'S RESTAURANT AND LOUNGE | B | 02 | DISINFECT/HYPOCHLORIN
3641514 | OB'S RESTAURANT AND LOUNGE | 1 | OB'S RESTAURANT AND LOUNGE | C | 29 | PART-RMVL/CARTRIDGE FILTR
3641526 | ORMOND TOMB PK/JAMES ORMOND PK | 1 | ORMOND BEACH | B | 02 | DISINFECT/HYPOCHLORIN
3641534 | NEW SMYRNA BEACH CHURCH OF GOD | 1 | NEW SMYRNA BCH CHURCH OF GOD | B | 02 | DISINFECT/HYPOCHLORIN
3641540 | WEST VOLUSIA MEMORIAL HOSPITAL | 1 | DELAND | B | 02 | DISINFECT/HYPOCHLORIN
3641542 | HOMAC MANUFACTURING COMPANY | 1 | HOMAC MANUFACTURING COMPANY | D | 18 | CORR-CTRL/SEQUESTATION
3641542 | HOMAC MANUFACTURING COMPANY | 1 | HOMAC MANUFACTURING COMPANY | B | 02 | DISINFECT/HYPOCHLORIN
3641542 | HOMAC MANUFACTURING COMPANY | 1 | HOMAC MANUFACTURING COMPANY | E | 20 | T-O CTRL/AERATION
3641550 | CITY OF LAKE HELEN | 1 | PLANT #1-WATER STEET | B | 02 | DISINFECT/HYPOCHLORIN
3641550 | CITY OF LAKE HELEN | 1 | PLANT #1-WATER STEET | E | 20 | T-O CTRL/AERATION
3641550 | CITY OF LAKE HELEN | 3 | PLANT #3-LEMON AVE | D | 36 | CORR-CTRL/CORROSION INHIB
3641550 | CITY OF LAKE HELEN | 3 | PLANT #3-LEMON AVE | B | 02 | DISINFECT/HYPOCHLORIN
3641550 | CITY OF LAKE HELEN | 2 | PLANT #2-JOHN STREET | B | 02 | DISINFECT/HYPOCHLORIN
3641550 | CITY OF LAKE HELEN | 2 | PLANT #2-JOHN STREET | D | 36 | CORR-CTRL/CORROSION INHIB
3641550 | CITY OF LAKE HELEN | 1 | PLANT #1-WATER STEET | D | 36 | CORR-CTRL/CORROSION INHIB
3641558 | TOMOKA WOODS | 1 | DELAND/TOMOKA WOODS | B | 02 | DISINFECT/HYPOCHLORIN
3641568 | FERNWOOD MOBILE HOME PARK | 1 | CITY OF DELAND/CONSEC. SYSTEM | A |  | NO TRTMT
3641572 | MEADOWLEA ON THE RIVER | 1 | MEADOWLEA ON THE RIVER PLANT | E | 20 | T-O CTRL/AERATION
3641572 | MEADOWLEA ON THE RIVER | 1 | MEADOWLEA ON THE RIVER PLANT | B | 02 | DISINFECT/HYPOCHLORIN
3641585 | DAYTONA BEACH CAMPGROUND | 1 | DAYTONA BEACH CAMPGROUNDS INC. | B | 02 | DISINFECT/HYPOCHLORIN
3641585 | DAYTONA BEACH CAMPGROUND | 1 | DAYTONA BEACH CAMPGROUNDS INC. | E | 20 | T-O CTRL/AERATION
3641586 | HUDSON TOOL AND DIE COMPANY | 1 | DAYTONA | B | 02 | DISINFECT/HYPOCHLORIN
3641587 | HAWAIIAN TROPIC/ORMOND BEACH | 1 | HAWAIIAN TROPIC | B | 02 | DISINFECT/HYPOCHLORIN
3641587 | HAWAIIAN TROPIC/ORMOND BEACH | 1 | HAWAIIAN TROPIC | Z | 26 | OTHER/REVERSE OSMOSIS
3641588 | EMBRY RIDDLE STUDENT DORMITORY | 1 | DAYTONA | B | 02 | DISINFECT/HYPOCHLORIN
3641589 | DAYTONA BEACH COMM. CORR. CTR. | 1 | DAYTONA BEACH COMM. CORR. CTR. | B | 02 | DISINFECT/HYPOCHLORIN
3644039 | TOMOKA CORRECTIONAL INSTITUTE | 1 | DAYTONA | B | 01 | DISINFECT/GASEOUS CHLORIN
3644057 | YMCA CAMP WINONA | 1 | CAMP WINONA | B | 02 | DISINFECT/HYPOCHLORIN
3644057 | YMCA CAMP WINONA | 2 | WELL #3 | B | 02 | DISINFECT/HYPOCHLORIN
3644059 | CYPRESS POINT GOLF CLUB & RV PARK | 1 | CYPRESS POINT RESORT & RV PARK | B | 02 | DISINFECT/HYPOCHLORIN
3644059 | CYPRESS POINT GOLF CLUB & RV PARK | 1 | CYPRESS POINT RESORT & RV PARK | G | 15 | IRON RMVL/PRESS SAND FILT
3644108 | DELTONA WOODS | 1 | DELTONA WOODS | B | 01 | DISINFECT/GASEOUS CHLORIN
3644109 | LIGHTHOUSE COVE | 1 | GOLDEN BAY COLONY | B | 01 | DISINFECT/GASEOUS CHLORIN
3644109 | LIGHTHOUSE COVE | 1 | GOLDEN BAY COLONY | D | 18 | CORR-CTRL/SEQUESTATION
3644109 | LIGHTHOUSE COVE | 1 | GOLDEN BAY COLONY | D | 19 | CORR-CTRL/PH ADJUSTMENT
3644109 | LIGHTHOUSE COVE | 1 | GOLDEN BAY COLONY | E | 20 | T-O CTRL/AERATION
3644109 | LIGHTHOUSE COVE | 1 | GOLDEN BAY COLONY | Z | 12 | OTHER/SEDIMENTATION
3644109 | LIGHTHOUSE COVE | 1 | GOLDEN BAY COLONY | K | 26 | DESALINAT/REVERSE OSMOSIS
3644111 | BICENTENNIAL YOUTH PARK | 1 | BICENTENNIAL YOUTH PARK | B | 02 | DISINFECT/HYPOCHLORIN
3644112 | SPRING GARDEN RANCH RESTAURANT | 1 | SPRING GARDEN RANCH RESTAURANT | B | 02 | DISINFECT/HYPOCHLORIN
3644113 | SEVILLE VIA COMMUNITY CENTER | 1 | SEVILLE COMMUNITY CTR. PLANT | B | 02 | DISINFECT/HYPOCHLORIN
3644115 | MCINNIS ELEMENTARY SCHOOL | 1 | MCINNIS ELEMENTARY PLANT | B | 02 | DISINFECT/HYPOCHLORIN
3644117 | MISSION OAKS MHP | 1 | MISSION OAKS MO.HM.CONDOMINIUM | E | 20 | T-O CTRL/AERATION
3644117 | MISSION OAKS MHP | 1 | MISSION OAKS MO.HM.CONDOMINIUM | B | 01 | DISINFECT/GASEOUS CHLORIN
3644118 | LAKE REESER CAMPGROUND | 1 | LAKE REESER PLANT | B | 02 | DISINFECT/HYPOCHLORIN
3644119 | VILLAGE OF PINE RUN UTILITY CORP. | 1 | VILLAGE OF PINE RUN PLANT | E | 20 | T-O CTRL/AERATION
3644119 | VILLAGE OF PINE RUN UTILITY CORP. | 1 | VILLAGE OF PINE RUN PLANT | B | 04 | DISINFECT/CHLORAMINES
3644119 | VILLAGE OF PINE RUN UTILITY CORP. | 1 | VILLAGE OF PINE RUN PLANT | D | 36 | CORR-CTRL/CORROSION INHIB
3644120 | LIGHTHOUSE CHURCH OF GOD | 1 | LIGHTHOUSE CHURCH OF GOD | B | 02 | DISINFECT/HYPOCHLORIN
3644121 | HACIENDA DEL RIO | 1 | HACIENDA DEL RIO | C | 14 | PART-RMVL/RAPID SAND FIL
3644121 | HACIENDA DEL RIO | 1 | HACIENDA DEL RIO | H | 24 | SOFTENING/LIME-SODA
3644121 | HACIENDA DEL RIO | 2 | WELL 2 | B | 01 | DISINFECT/GASEOUS CHLORIN
3644121 | HACIENDA DEL RIO | 2 | WELL 2 | C | 14 | PART-RMVL/RAPID SAND FIL
3644121 | HACIENDA DEL RIO | 2 | WELL 2 | H | 24 | SOFTENING/LIME-SODA
3644121 | HACIENDA DEL RIO | 3 | WELL 3 | C | 14 | PART-RMVL/RAPID SAND FIL
3644121 | HACIENDA DEL RIO | 3 | WELL 3 | H | 24 | SOFTENING/LIME-SODA
3644121 | HACIENDA DEL RIO | 1 | HACIENDA DEL RIO | B | 01 | DISINFECT/GASEOUS CHLORIN
3644121 | HACIENDA DEL RIO | 3 | WELL 3 | B | 01 | DISINFECT/GASEOUS CHLORIN
3644122 | CALVARY CHRISTIAN ACADEMY | 1 | CALVARY CHRISTIAN ACADEMY | B | 02 | DISINFECT/HYPOCHLORIN
3644123 | VC/HALIFAX PLANTATION (WTP-8) | 1 | VC/HALIFAX PLANTATION WTP-8 | D | 19 | CORR-CTRL/PH ADJUSTMENT
3644123 | VC/HALIFAX PLANTATION (WTP-8) | 1 | VC/HALIFAX PLANTATION WTP-8 | D | 36 | CORR-CTRL/CORROSION INHIB
3644123 | VC/HALIFAX PLANTATION (WTP-8) | 1 | VC/HALIFAX PLANTATION WTP-8 | C | 29 | PART-RMVL/CARTRIDGE FILTR
3644123 | VC/HALIFAX PLANTATION (WTP-8) | 1 | VC/HALIFAX PLANTATION WTP-8 | E | 28 | T-O CTRL/PACKED TWR-AERA
3644123 | VC/HALIFAX PLANTATION (WTP-8) | 1 | VC/HALIFAX PLANTATION WTP-8 | Z | 26 | OTHER/REVERSE OSMOSIS
3644123 | VC/HALIFAX PLANTATION (WTP-8) | 1 | VC/HALIFAX PLANTATION WTP-8 | H | 38 | SOFTENING/NANOFILTRATION
3644123 | VC/HALIFAX PLANTATION (WTP-8) | 1 | VC/HALIFAX PLANTATION WTP-8 | Z | 19 | OTHER/PH ADJUSTMENT
3644123 | VC/HALIFAX PLANTATION (WTP-8) | 1 | VC/HALIFAX PLANTATION WTP-8 | B | 02 | DISINFECT/HYPOCHLORIN
3644124 | VOL.CO.UTIL/SWALLOWS-GLEN ABBY | 1 | GLENN ABBEY, (THE SWALLOWS) | E | 20 | T-O CTRL/AERATION
3644124 | VOL.CO.UTIL/SWALLOWS-GLEN ABBY | 1 | GLENN ABBEY, (THE SWALLOWS) | B | 01 | DISINFECT/GASEOUS CHLORIN
3644125 | MAGNOLIA VILLAGE | 1 | MAGNOLIA VILLAGE PLANT | E | 20 | T-O CTRL/AERATION
3644125 | MAGNOLIA VILLAGE | 1 | MAGNOLIA VILLAGE PLANT | D | 36 | CORR-CTRL/CORROSION INHIB
3644125 | MAGNOLIA VILLAGE | 1 | MAGNOLIA VILLAGE PLANT | B | 03 | DISINFECT/CHLORINEDIOX
3644125 | MAGNOLIA VILLAGE | 1 | MAGNOLIA VILLAGE PLANT | H | 25 | SOFTENING/ION EXCHANGE
3644125 | MAGNOLIA VILLAGE | 1 | MAGNOLIA VILLAGE PLANT | I | 25 | COLOR RML/ION EXCHANGE
3644125 | MAGNOLIA VILLAGE | 1 | MAGNOLIA VILLAGE PLANT | F | 23 | ORGN-RMVL/GAC ADDITION
3644127 | JUNGLE DEN | 1 | ASTOR-ASTOR PARK WATER | A |  | NO TRTMT
3644128 | BAKER'S RESTAURANT | 1 | BAKER'S RESTAURANT | B | 02 | DISINFECT/HYPOCHLORIN
3644129 | RUTH'S RESTAURANT | 1 | RUTH'S RESTAURANT | B | 02 | DISINFECT/HYPOCHLORIN
3644130 | TEQUILA'S BAR | 1 | TEQUILA'S BAR PLANT | B | 02 | DISINFECT/HYPOCHLORIN
3644131 | EVANGEL CHRISTIAN CHURCH | 1 | EVANGEL CHRISTIAN CHURCH | B | 02 | DISINFECT/HYPOCHLORIN
3644133 | PIZZA PUB-DELEON SPRINGS | 1 | PIZZA PUB-DELEON SPRINGS | B | 02 | DISINFECT/HYPOCHLORIN
3644134 | MICROFLEX | 1 | MICROFLEX | B | 02 | DISINFECT/HYPOCHLORIN
3644135 | PASCO LUMBER PRODUCTIONS,INC. | 1 | SOUTHERN CYPRESS PRODUCTS | B | 02 | DISINFECT/HYPOCHLORIN
3644138 | NSB HIGHSCHL AG FM | 1 | NEW SMYRNA BCH HIGH AGRI FARM | B | 02 | DISINFECT/HYPOCHLORIN
3644139 | ORANGE TREE VILLAGE MHP | 1 | ORANGE CITY WTP | E | 20 | T-O CTRL/AERATION
3644139 | ORANGE TREE VILLAGE MHP | 1 | ORANGE CITY WTP | B | 01 | DISINFECT/GASEOUS CHLORIN
3644140 | MEATWORLD | 1 | MEAT WORLD | B | 02 | DISINFECT/HYPOCHLORIN
3644140 | MEATWORLD | 1 | MEAT WORLD | H | 25 | SOFTENING/ION EXCHANGE
3644141 | SOUTH HAVEN CHRISTIAN CHURCH | 1 | SOUTH HAVEN CHRISTIAN CHURCH | H | 25 | SOFTENING/ION EXCHANGE
3644141 | SOUTH HAVEN CHRISTIAN CHURCH | 1 | SOUTH HAVEN CHRISTIAN CHURCH | B | 02 | DISINFECT/HYPOCHLORIN
3644142 | INDIAN MOUND FISH CAMP | 1 | INDIAN MOUND FISH CAMP | B | 02 | DISINFECT/HYPOCHLORIN
3644143 | MOSQUITO LAGOON/ LEFILS FISH CAMP | 1 | MOSQUITO LAGOON (AKA DEWEES) | B | 02 | DISINFECT/HYPOCHLORIN
3644144 | BLUE SPRINGS LANDINGS | 1 | CITY OF ORANGE CITY 3640946 | A |  | NO TRTMT
3644145 | POLISH-AMERICAN PULASKI CLUB | 1 | POLISH-AMERICAN PULASKI CLUB | B | 02 | DISINFECT/HYPOCHLORIN
3644145 | POLISH-AMERICAN PULASKI CLUB | 1 | POLISH-AMERICAN PULASKI CLUB | H | 25 | SOFTENING/ION EXCHANGE
3644145 | POLISH-AMERICAN PULASKI CLUB | 1 | POLISH-AMERICAN PULASKI CLUB | C | 15 | PART-RMVL/PRESS SAND FILT
3644146 | BREAKAWAY TRAILS UTILITIES COR | 1 | BREAKAWAY TRAILS | B | 20 | DISINFECT/AERATION
3644146 | BREAKAWAY TRAILS UTILITIES COR | 1 | BREAKAWAY TRAILS | B | 01 | DISINFECT/GASEOUS CHLORIN
3644147 | BISSIT BAY R.V. PARK | 1 | BISSIT BAY R.V. PARK | H | 25 | SOFTENING/ION EXCHANGE
3644147 | BISSIT BAY R.V. PARK | 1 | BISSIT BAY R.V. PARK | B | 02 | DISINFECT/HYPOCHLORIN
3644149 | VFW POST #8093 | 1 | PLANT 1 | B | 02 | DISINFECT/HYPOCHLORIN
3644150 | VOL.CO.UTIL/FISH HEALTH CLINIC | 1 | HEALTH CLINIC | B | 02 | DISINFECT/HYPOCHLORIN
3644151 | DAYTONA BCH. COMMUNITY COLLEGE | 1 | DAYTONA BCH. COMMUNITY COLLEGE | Z | 20 | OTHER/AERATION
3644151 | DAYTONA BCH. COMMUNITY COLLEGE | 1 | DAYTONA BCH. COMMUNITY COLLEGE | B | 02 | DISINFECT/HYPOCHLORIN
3644152 | SOUTH HAVEN CHRISTIAN CHURCH | 1 | SOUTH HAVEN CHRISTIAN CHURCH | B | 02 | DISINFECT/HYPOCHLORIN
3644153 | FISH HEALTH CLINIC | 1 | FISH HEALTH CLINIC | B | 02 | DISINFECT/HYPOCHLORIN
3644154 | COQUINA PRESBYTERIAN CHURCH | 1 | COQUINA PRESBYTERIAN CHURCH | B | 02 | DISINFECT/HYPOCHLORIN
3644155 | VC/SOUTHWEST WTP-2 | 1 | VC/SOUTHWEST WTP-2 | E | 20 | T-O CTRL/AERATION
3644155 | VC/SOUTHWEST WTP-2 | 1 | VC/SOUTHWEST WTP-2 | B | 02 | DISINFECT/HYPOCHLORIN
3644157 | TOSCANA SUBDIVISION | 1 | TOSCANA SUBDIVISION | E | 20 | T-O CTRL/AERATION
3644157 | TOSCANA SUBDIVISION | 1 | TOSCANA SUBDIVISION | B | 02 | DISINFECT/HYPOCHLORIN
3644158 | TEXACO CONVENIENCE STORE # 683 | 1 | TEXACO CONVENIENCE STORE # 683 | B | 02 | DISINFECT/HYPOCHLORIN
3644159 | CHAPS RESTAURANT | 1 | CHAPS RESTAURANT | H | 25 | SOFTENING/ION EXCHANGE
3644159 | CHAPS RESTAURANT | 1 | CHAPS RESTAURANT | B | 02 | DISINFECT/HYPOCHLORIN
3644159 | CHAPS RESTAURANT | 1 | CHAPS RESTAURANT | C | 29 | PART-RMVL/CARTRIDGE FILTR
3644160 | BOB'S AMOCO | 1 | BOB'S AMOCO | A |  | NO TRTMT
3644162 | FIRST BAPTIST CHURCH OF DEBARY | 1 | PLANT 1 | B | 02 | DISINFECT/HYPOCHLORIN
3644163 | WAY OUT INN | 1 | WAY OUT INN | B | 02 | DISINFECT/HYPOCHLORIN
3644164 | DONALD CREWS RENTAL UNITS | 1 | DONALD CREWS | A |  | NO TRTMT
3644165 | OAK HILL MEDICAL CLINIC | 1 | OAK HILL HEALTH CLINIC | B | 02 | DISINFECT/HYPOCHLORIN
3644166 | CIRCLE K # 2722806 | 1 | KANGAROO EXPRESS #2806 PLANT | B | 02 | DISINFECT/HYPOCHLORIN
3644167 | DELTONA KINGDOM HALL | 1 | DELTONA NORTH KINGDOM JEH/WITN | B | 02 | DISINFECT/HYPOCHLORIN
3644168 | FOUR TOWNES MOOSE LODGE 655 | 1 | FOUR TOWNES MOOSE LODGE 655 | B | 02 | DISINFECT/HYPOCHLORIN
3644168 | FOUR TOWNES MOOSE LODGE 655 | 1 | FOUR TOWNES MOOSE LODGE 655 | H | 25 | SOFTENING/ION EXCHANGE
3644168 | FOUR TOWNES MOOSE LODGE 655 | 1 | FOUR TOWNES MOOSE LODGE 655 | G | 30 | IRON RMVL/GREENSAND FILTR
3644169 | TOMMASO'S PLAZA | 1 | K-Z GROCERY | B | 02 | DISINFECT/HYPOCHLORIN
3644170 | HANDY WAY # 3904/DELAND | 1 | HANDY WAY # 3904/DELAND | B | 02 | DISINFECT/HYPOCHLORIN
3644171 | HANDY WAY # 2074/DELAND | 1 | HANDY WAY # 2074/DELAND | B | 02 | DISINFECT/HYPOCHLORIN
3644172 | SOFTTAILS | 1 | SOFTTAILS PLANT | B | 02 | DISINFECT/HYPOCHLORIN
3644174 | POST OFFICE/DEBARY AVENUE | 1 | POST OFFICE/DEBARY AVENUE | B | 02 | DISINFECT/HYPOCHLORIN
3644175 | TEXACO FOOD MART | 1 | TEXACO FOOD MART PLANT | B | 02 | DISINFECT/HYPOCHLORIN
3644176 | STRAWN WATER PLANT | 1 | STRAWN WATER PLANT | B | 02 | DISINFECT/HYPOCHLORIN
3644178 | LEE'S SHELL STATION | 1 | LEE'S SHELL | B | 02 | DISINFECT/HYPOCHLORIN
3644178 | LEE'S SHELL STATION | 1 | LEE'S SHELL | H | 25 | SOFTENING/ION EXCHANGE
3644179 | DELCO EXPRESS MART | 1 | DELCO EXPRESS MART | B | 02 | DISINFECT/HYPOCHLORIN
3644180 | DEBARY PUB.LIBRARY | 1 | DEBARY PUBLIC LIBRARY | B | 02 | DISINFECT/HYPOCHLORIN
3644181 | FIRST FEDERAL SEMINOLE | 1 | FIRST FEDERAL SEMINOLE | B | 02 | DISINFECT/HYPOCHLORIN
3644182 | DEBARY COMMUNITY CENTER | 1 | DEBARY COMMUNITY CENTER | B | 02 | DISINFECT/HYPOCHLORIN
3644183 | NATIONSBANK | 1 | NCNB - DEBARY | B | 02 | DISINFECT/HYPOCHLORIN
3644183 | NATIONSBANK | 1 | NCNB - DEBARY | G | 23 | IRON RMVL/GAC ADDITION
3644184 | DEBARY NURSERY | 1 | DEBARY NURSERY | B | 02 | DISINFECT/HYPOCHLORIN
3644185 | DEBARY SOCIAL CLUB | 1 | DEBARY SOCIAL CLUB | B | 02 | DISINFECT/HYPOCHLORIN
3644185 | DEBARY SOCIAL CLUB | 1 | DEBARY SOCIAL CLUB | C | 29 | PART-RMVL/CARTRIDGE FILTR
3644186 | FIRST PRESBY. CHURCH OF DEBARY | 1 | FIRST PRESBY. CHURCH OF DEBARY | B | 02 | DISINFECT/HYPOCHLORIN
3644187 | SAXON SQUARE | 1 | SAXON SQUARE | B | 02 | DISINFECT/HYPOCHLORIN
3644187 | SAXON SQUARE | 1 | SAXON SQUARE | H | 25 | SOFTENING/ION EXCHANGE
3644188 | MINI STORAGE OF DELTONA | 1 | MINI STORAGE OF DELTONA | B | 02 | DISINFECT/HYPOCHLORIN
3644189 | HANDY WAY # 3574/ORMOND BEACH | 1 | HANDY WAY # 3574/ORMOND BEACH | B | 02 | DISINFECT/HYPOCHLORIN
3644190 | TOWN SERVICE CENTER | 1 | TOWN SERVICE CENTER | B | 02 | DISINFECT/HYPOCHLORIN
3644191 | TEXACO FOOD MART | 1 | TEXACO FOOD MART | B | 02 | DISINFECT/HYPOCHLORIN
3644192 | DEBARY FIRE STA. | 1 | DEBARY FIRE STATION # 14 | B | 02 | DISINFECT/HYPOCHLORIN
3644193 | RED AND WHITE GROCERY | 1 | RED AND WHITE GROCERY | B | 02 | DISINFECT/HYPOCHLORIN
3644193 | RED AND WHITE GROCERY | 1 | RED AND WHITE GROCERY | H | 25 | SOFTENING/ION EXCHANGE
3644194 | MCDONALD'S | 1 | VOL.CO/MCDONALD'S | B | 02 | DISINFECT/HYPOCHLORIN
3644195 | WENDYS/SUGAR CREEK | 1 | WENDY'S/SUGAR CREEK STORE | B | 02 | DISINFECT/HYPOCHLORIN
3644196 | SEVENTH DAY ADVENTIST CHURCH | 1 | SEVENTH DAY ADVENTIST CHURCH | B | 02 | DISINFECT/HYPOCHLORIN
3644196 | SEVENTH DAY ADVENTIST CHURCH | 1 | SEVENTH DAY ADVENTIST CHURCH | C | 15 | PART-RMVL/PRESS SAND FILT
3644196 | SEVENTH DAY ADVENTIST CHURCH | 1 | SEVENTH DAY ADVENTIST CHURCH | H | 25 | SOFTENING/ION EXCHANGE
3644197 | CITY PROVISIONERS | 1 | CITY PROVISIONERS | B | 02 | DISINFECT/HYPOCHLORIN
3644197 | CITY PROVISIONERS | 1 | CITY PROVISIONERS | G | 15 | IRON RMVL/PRESS SAND FILT
3644198 | D&B GIFT SHOP | 1 | D&B GIFT SHOP | B | 02 | DISINFECT/HYPOCHLORIN
3644198 | D&B GIFT SHOP | 1 | D&B GIFT SHOP | H | 25 | SOFTENING/ION EXCHANGE
3644199 | VOL.CO.UTIL/VOL.CO. FIRE STAT. | 1 | VOLUSIA CTY.FIRE STATION | B | 02 | DISINFECT/HYPOCHLORIN
3644200 | OUR SAVIOUR'S EV. LUTH. CHURCH | 1 | OUR SAVIOUR'S EV. LUTH. CHURCH | B | 02 | DISINFECT/HYPOCHLORIN
3644201 | GRACE BAPTIST CHURCH | 1 | GRACE BAPTIST CHURCH | H | 25 | SOFTENING/ION EXCHANGE
3644201 | GRACE BAPTIST CHURCH | 1 | GRACE BAPTIST CHURCH | B | 02 | DISINFECT/HYPOCHLORIN
3644202 | SPRUCE CREEK PRESBY. CHURCH | 1 | SPRUCE CREEK PRESBY. CHURCH | G | 15 | IRON RMVL/PRESS SAND FILT
3644202 | SPRUCE CREEK PRESBY. CHURCH | 1 | SPRUCE CREEK PRESBY. CHURCH | H | 25 | SOFTENING/ION EXCHANGE
3644203 | HILLTOP APARTMENTS | 1 | HILLTOP APARTMENTS | B | 02 | DISINFECT/HYPOCHLORIN
3644204 | ARMELLINI EXPRESS LINES | 1 | ARMELLINI EXPRESS PLANT | B | 04 | DISINFECT/CHLORAMINES
3644205 | TANGERINE INN | 1 | TANGERINE INN PLANT | B | 02 | DISINFECT/HYPOCHLORIN
3644206 | KARLINGS INN | 1 | KARLINGS INN | B | 02 | DISINFECT/HYPOCHLORIN
3644207 | COUNTRY CLINIC-HEALTHCARE PARTNERS | 1 | COUNTRY CLINIC PLANT | B | 02 | DISINFECT/HYPOCHLORIN
3644208 | CIRCLE K # 2722258 | 1 | KANGAROO EXPRESS #2258 PLANT | B | 02 | DISINFECT/HYPOCHLORIN
3644209 | PONCE PLAZA | 1 | PONCE PLAZA PLANT | B | 02 | DISINFECT/HYPOCHLORIN
3644210 | DIXIE'S | 1 | PLANT 1 | B | 02 | DISINFECT/HYPOCHLORIN
3644211 | CRANK CONST. | 1 | CRANK CONST. | B | 02 | DISINFECT/HYPOCHLORIN
3644212 | DEBARY GULF STATION | 1 | DEBARY GULF STATION | B | 02 | DISINFECT/HYPOCHLORIN
3644213 | CHRISTBERGER PLAZA/J.CHRISTBER | 1 | CHRISTBERGER PLAZA | A |  | NO TRTMT
3644214 | CUMBERLAND FARMS #9738 | 1 | CUMBERLAND FARMS | B | 02 | DISINFECT/HYPOCHLORIN
3644215 | BRASS RAIL | 1 | BRASS RAIL | B | 02 | DISINFECT/HYPOCHLORIN
3644216 | DAMOON | 1 | SPORTS TAVERN | B | 02 | DISINFECT/HYPOCHLORIN
3644217 | GLENWOOD PRESBYTERIAN CHURCH | 1 | GLENWOOD PRESBYTERIAN CHURCH | B | 02 | DISINFECT/HYPOCHLORIN
3644217 | GLENWOOD PRESBYTERIAN CHURCH | 1 | GLENWOOD PRESBYTERIAN CHURCH | Z | 23 | OTHER/GAC ADDITION
3644217 | GLENWOOD PRESBYTERIAN CHURCH | 1 | GLENWOOD PRESBYTERIAN CHURCH | H | 25 | SOFTENING/ION EXCHANGE
3644218 | DELAND SKATING CENTER | 1 | DELAND SKATING CENTER | B | 02 | DISINFECT/HYPOCHLORIN
3644219 | JIFFY FOOD STORE #91 | 1 | HUNTLEY JIFFY STORES | E | 20 | T-O CTRL/AERATION
3644219 | JIFFY FOOD STORE #91 | 1 | HUNTLEY JIFFY STORES | B | 02 | DISINFECT/HYPOCHLORIN
3644220 | 333 COMPLEX | 1 | 333 COMPLEX PLANT | B | 02 | DISINFECT/HYPOCHLORIN
3644221 | KMK CHEVRON STATION | 1 | KMK CHEVRON STATION | E | 20 | T-O CTRL/AERATION
3644221 | KMK CHEVRON STATION | 1 | KMK CHEVRON STATION | B | 02 | DISINFECT/HYPOCHLORIN
3644222 | GROCERY BOX | 1 | HANDY WAY #1777 | B | 02 | DISINFECT/HYPOCHLORIN
3644222 | GROCERY BOX | 1 | HANDY WAY #1777 | H | 25 | SOFTENING/ION EXCHANGE
3644222 | GROCERY BOX | 1 | HANDY WAY #1777 | E | 20 | T-O CTRL/AERATION
3644223 | FROZEN GOLD | 1 | FROZEN GOLD | B | 02 | DISINFECT/HYPOCHLORIN
3644224 | OAK HILL TRAILER PARK | 2 | NORTH | B | 02 | DISINFECT/HYPOCHLORIN
3644224 | OAK HILL TRAILER PARK | 1 | SOUTH | B | 02 | DISINFECT/HYPOCHLORIN
3644226 | LUCILLE'S SILVER SPUR BAR | 1 | LUCILLE'S SILVER SPUR BAR | C | 12 | PART-RMVL/SEDIMENTATION
3644226 | LUCILLE'S SILVER SPUR BAR | 1 | LUCILLE'S SILVER SPUR BAR | B | 02 | DISINFECT/HYPOCHLORIN
3644227 | CECIL'S (SELMAN'S) MOBILE HOME PARK | 1 | CECIL SELMAN MOBILE HOME PARK | B | 02 | DISINFECT/HYPOCHLORIN
3644229 | METAL FAB | 1 | METAL FAB | B | 02 | DISINFECT/HYPOCHLORIN
3644230 | GHOST RIDER'S | 1 | GHOSTRIDERS | H | 25 | SOFTENING/ION EXCHANGE
3644230 | GHOST RIDER'S | 1 | GHOSTRIDERS | B | 02 | DISINFECT/HYPOCHLORIN
3644231 | ROAD HOUSE BAR AND GRILL | 1 | COUNTRY CORNER BAR & GRILL | B | 02 | DISINFECT/HYPOCHLORIN
3644232 | CHRISTIAN LIFE CENTER CHURCH | 1 | CHRISTIAN LIFE CENTER CHURCH | H | 25 | SOFTENING/ION EXCHANGE
3644232 | CHRISTIAN LIFE CENTER CHURCH | 1 | CHRISTIAN LIFE CENTER CHURCH | B | 02 | DISINFECT/HYPOCHLORIN
3644233 | NOEL'S MOBILE HOME PARK | 1 | NOEL'S MOBILE HOME PARK | B | 02 | DISINFECT/HYPOCHLORIN
3644234 | BAYVIEW MOBILE HOME PARK | 1 | BAYVIEW MOBILE HOME PARK | B | 02 | DISINFECT/HYPOCHLORIN
3644235 | LIGHTHOUSE CHRISTIAN CENTER | 1 | LIGHTHOUSE CHRISTIAN CENTER | B | 02 | DISINFECT/HYPOCHLORIN
3644236 | J.W. CITGO STATION | 1 | J.W. CITGO STATION | G | 14 | IRON RMVL/RAPID SAND FIL
3644237 | DELAND BRIDGE CLUB | 1 | DELAND BRIDGE CLUB | A |  | NO TRTMT
3644238 | STARLING CHEVROLET-CADILLAC | 1 | DELAND CHEVROLET | H | 25 | SOFTENING/ION EXCHANGE
3644238 | STARLING CHEVROLET-CADILLAC | 1 | DELAND CHEVROLET | C | 29 | PART-RMVL/CARTRIDGE FILTR
3644238 | STARLING CHEVROLET-CADILLAC | 1 | DELAND CHEVROLET | B | 02 | DISINFECT/HYPOCHLORIN
3644239 | DEBARY KINGDOM HALL | 1 | DEBARY KINGDOM HALL PLANT | B | 02 | DISINFECT/HYPOCHLORIN
3644240 | UNCLE BOB'S SELF-STORAGE | 1 | MINI STORAGE OF DELTONA | B | 02 | DISINFECT/HYPOCHLORIN
3644241 | DEBARY MOTEL | 1 | DEBARY MOTEL WATER PLANT | B | 02 | DISINFECT/HYPOCHLORIN
3644242 | RIGHTWAY FOODS/SUNOCO | 1 | RIGHTWAY FOODS/SUNOCO | B | 02 | DISINFECT/HYPOCHLORIN
3644243 | ORMOND BEACH MAIN POST OFFICE | 1 | ORMOND BEACH MAIN POST OFFICE | B | 02 | DISINFECT/HYPOCHLORIN
3644243 | ORMOND BEACH MAIN POST OFFICE | 1 | ORMOND BEACH MAIN POST OFFICE | H | 25 | SOFTENING/ION EXCHANGE
3644243 | ORMOND BEACH MAIN POST OFFICE | 1 | ORMOND BEACH MAIN POST OFFICE | C | 15 | PART-RMVL/PRESS SAND FILT
3644244 | HOLIDAY HAVEN | 1 | HOLIDAY HAVEN CONSECUTIVE | A |  | NO TRTMT
3644245 | CHUCK LENNON PARK | 1 | PLANT | B | 02 | DISINFECT/HYPOCHLORIN
3644246 | CHARTER COMMUNICATIONS - SPECTRUM | 1 | BRIGHT HOUSE PLANT | B | 02 | DISINFECT/HYPOCHLORIN
3644247 | GLENWOOD BAPTIST CHURCH | 1 | GLENWOOD BAPTIST CHURCH | D | 02 | CORR-CTRL/HYPOCHLORIN
3644248 | KAISER BUICK GMC | 1 | KAISER BUICK GMC PLANT | B | 02 | DISINFECT/HYPOCHLORIN
3644250 | VICTORY BAPTIST CHURCH | 1 | VICTORY BAPTIST CHURCH | B | 02 | DISINFECT/HYPOCHLORIN
3644251 | MICHIGAN HEIGHTS TRAILER PARK | 1 | WELL | B | 02 | DISINFECT/HYPOCHLORIN
3644252 | OAK HILL BAPTIST CHURCH | 1 | WELL | B | 02 | DISINFECT/HYPOCHLORIN
3644253 | TROPICAL CHEVRON | 1 | TROPICAL CHEVRON PLANT | E | 20 | T-O CTRL/AERATION
3644253 | TROPICAL CHEVRON | 1 | TROPICAL CHEVRON PLANT | B | 02 | DISINFECT/HYPOCHLORIN
3644254 | HANDY WAY #2505 | 1 | PLANT #1 | B | 02 | DISINFECT/HYPOCHLORIN
3644255 | BP OIL CO. SERVICE STATION | 1 | BP OIL COMPANY SERVICE STATION | B | 02 | DISINFECT/HYPOCHLORIN
3644256 | ORMOND BEACH SOCCER FACILITY | 1 | ORMOND BEACH SOCCER FACILITY | B | 02 | DISINFECT/HYPOCHLORIN
3644257 | ORMOND BEACH BASEBALL FACILITY | 1 | ORMOND BEACH BASEBALL FACILITY | B | 02 | DISINFECT/HYPOCHLORIN
3644258 | LAKE ASHBY COUNTY PARK | 1 | LAKE ASHBY COUNTY PARK | B | 02 | DISINFECT/HYPOCHLORIN
3644259 | FOXHEAD LOUNGE | 1 | FOXHEAD PLANT | B | 02 | DISINFECT/HYPOCHLORIN
3644260 | CIRCLE K # 2722271 | 1 | KANGAROO EXPRESS #2271 PLANT | B | 02 | DISINFECT/HYPOCHLORIN
3644261 | CIRCLE K # 2722408 | 1 | KANGAROO EXPRESS #2408 | H | 25 | SOFTENING/ION EXCHANGE
3644261 | CIRCLE K # 2722408 | 1 | KANGAROO EXPRESS #2408 | B | 02 | DISINFECT/HYPOCHLORIN
3644262 | JACKSON HOLE R.V. -FISH CAMP, INC. | 1 | JACKSON HOLE FISH CAMP | B | 02 | DISINFECT/HYPOCHLORIN
3644263 | LITTLE CHAMP FOOD STORE #168 | 1 | HUNTLEY JIFFY FOOD STORE #168 | B | 02 | DISINFECT/HYPOCHLORIN
3644264 | PIONEER SETTLEMENT FOR THE CREATIVE ARTS | 1 | PIONEER ARTS PLANT | B | 02 | DISINFECT/HYPOCHLORIN
3644265 | SOUTH TRUST BANK | 1 | WELL | A |  | NO TRTMT
3644266 | HEROS MILE | 1 | HEROS MILE | H | 25 | SOFTENING/ION EXCHANGE
3644266 | HEROS MILE | 1 | HEROS MILE | B | 02 | DISINFECT/HYPOCHLORIN
3644267 | WATSON REALTY INC. | 1 | WELL | B | 02 | DISINFECT/HYPOCHLORIN
3644268 | W. B. STATION | 1 | TEXACO SERVICE STATION | B | 02 | DISINFECT/HYPOCHLORIN
3644269 | WASTE MANAGEMENT | 1 | WASTE MANAGEMENT PLANT | H | 25 | SOFTENING/ION EXCHANGE
3644269 | WASTE MANAGEMENT | 1 | WASTE MANAGEMENT PLANT | B | 02 | DISINFECT/HYPOCHLORIN
3644270 | VALENTINE PARK | 1 | VALENTINE PARK | B | 02 | DISINFECT/HYPOCHLORIN
3644271 | CHEVRON/ORMOND BEACH | 1 | CHEVRON | H | 25 | SOFTENING/ION EXCHANGE
3644271 | CHEVRON/ORMOND BEACH | 1 | CHEVRON | B | 02 | DISINFECT/HYPOCHLORIN
3644272 | RAYS QUALITY MEATS | 1 | RAYS QUALITY MEATS | H | 25 | SOFTENING/ION EXCHANGE
3644272 | RAYS QUALITY MEATS | 1 | RAYS QUALITY MEATS | B | 02 | DISINFECT/HYPOCHLORIN
3644273 | CONRAD'S RESTAURANT | 1 | CONRAD'S | B | 02 | DISINFECT/HYPOCHLORIN
3644274 | ARTS ROADHOUSE | 1 | ARTS ROADHOUSE | B | 01 | DISINFECT/GASEOUS CHLORIN
3644275 | SPEEDWAY 7-10 | 1 | SPEEDWAY 7-10 PLANT | H | 07 | SOFTENING/OTHER DISINFECT
3644275 | SPEEDWAY 7-10 | 1 | SPEEDWAY 7-10 PLANT | B | 02 | DISINFECT/HYPOCHLORIN
3644276 | OAK HILL FLEA MARKET | 1 | OAK HILL FLEA MARKET | H | 25 | SOFTENING/ION EXCHANGE
3644276 | OAK HILL FLEA MARKET | 1 | OAK HILL FLEA MARKET | B | 02 | DISINFECT/HYPOCHLORIN
3644277 | LA PIZZARIA | 1 | PLANT | A |  | NO TRTMT
3644278 | VOL.COUNTY BRANCH JAIL | 1 | VCBJ | D | 18 | CORR-CTRL/SEQUESTATION
3644279 | HALCRESS MHP | 1 | HALCRESS PLANT | B | 04 | DISINFECT/CHLORAMINES
3644280 | LINDA'S PLACE | 1 | LINDA'S | B | 02 | DISINFECT/HYPOCHLORIN
3644281 | BUDS HIGHWAY TAVERN | 1 | BUDS | B | 02 | DISINFECT/HYPOCHLORIN
3644282 | CITGO GAS & SHOP FOOD MART | 1 | CITGO GAS & SHOP FOOD MART | B | 02 | DISINFECT/HYPOCHLORIN
3644283 | DELEON SPRINGS VALERO | 1 | DELEON SPRINGS VALERO | B | 02 | DISINFECT/HYPOCHLORIN
3644284 | DELEON SPRINGS FOOD MART | 1 | DELEON SPRINGS FOOD MART | B | 02 | DISINFECT/HYPOCHLORIN
3644285 | TAQUERIA Y PANADERIA LA CALENTANA | 1 | JOY GROCERY | B | 02 | DISINFECT/HYPOCHLORIN
3644286 | ANNIE OAKLEY'S | 1 | ANNIE O. | B | 02 | DISINFECT/HYPOCHLORIN
3644287 | J DISCOUNT #2 | 1 | J DISCOUNT #2 PLANT | B | 02 | DISINFECT/HYPOCHLORIN
3644287 | J DISCOUNT #2 | 1 | J DISCOUNT #2 PLANT | H | 25 | SOFTENING/ION EXCHANGE
3644288 | IRON HORSE SALOON | 1 | IRON HORSE | B | 02 | DISINFECT/HYPOCHLORIN
3644289 | HANDY WAY #3904 | 1 | HANDY WAY | B | 02 | DISINFECT/HYPOCHLORIN
3644290 | OAK HILL GOLF COURSE | 1 | GOLF COURSE | B | 02 | DISINFECT/HYPOCHLORIN
3644291 | HIGHLAND PARK FISH CAMP | 1 | HIGHLAND PARK FISH CAMP | B | 02 | DISINFECT/HYPOCHLORIN
3644292 | LAKE REESER COTTAGES | 1 | LAKE REESER PLANT | B | 02 | DISINFECT/HYPOCHLORIN
3644292 | LAKE REESER COTTAGES | 1 | LAKE REESER PLANT | G | 18 | IRON RMVL/SEQUESTATION
3644293 | CHEESBRO ROOFING | 1 | CHEESBRO | B | 02 | DISINFECT/HYPOCHLORIN
3644294 | ATLANTIS MONTESSORI ACADEMY | 1 | ATLANTIS MONTESORRI ACADEMY | B | 02 | DISINFECT/HYPOCHLORIN
3644295 | BIG STEVES DINER | 1 | CHRISTO'S BROASTED CHICKEN | B | 02 | DISINFECT/HYPOCHLORIN
3644296 | THE LIVING CORNERSTONE CHURCH | 1 | CORNERSTONE CHURCH PLANT | E | 29 | T-O CTRL/CARTRIDGE FILTR
3644296 | THE LIVING CORNERSTONE CHURCH | 1 | CORNERSTONE CHURCH PLANT | B | 02 | DISINFECT/HYPOCHLORIN
3644296 | THE LIVING CORNERSTONE CHURCH | 1 | CORNERSTONE CHURCH PLANT | H | 25 | SOFTENING/ION EXCHANGE
3644297 | HOLY DORMITION CHURCH | 1 | HOLY DORMITION CHURCH | C | 29 | PART-RMVL/CARTRIDGE FILTR
3644297 | HOLY DORMITION CHURCH | 1 | HOLY DORMITION CHURCH | H | 25 | SOFTENING/ION EXCHANGE
3644297 | HOLY DORMITION CHURCH | 1 | HOLY DORMITION CHURCH | B | 02 | DISINFECT/HYPOCHLORIN
3644298 | FAITH LUTHERAN CHURCH | 1 | FAITH LUTHERAN CHURCH | H | 25 | SOFTENING/ION EXCHANGE
3644298 | FAITH LUTHERAN CHURCH | 1 | FAITH LUTHERAN CHURCH | B | 02 | DISINFECT/HYPOCHLORIN
3644300 | MOBIL STATION | 1 |  | B | 02 | DISINFECT/HYPOCHLORIN
3644301 | 3644301, BOOTHILL OUTPOST | 1 | DEADWOOD SALOON | C | 29 | PART-RMVL/CARTRIDGE FILTR
3644301 | 3644301, BOOTHILL OUTPOST | 1 | DEADWOOD SALOON | B | 02 | DISINFECT/HYPOCHLORIN
3644302 | WORLD COLOR | 1 | WORLD COLOR | B | 02 | DISINFECT/HYPOCHLORIN
3644303 | MATSON'S TOMOKA CENTER | 1 | MATSON'S PLANT | E | 20 | T-O CTRL/AERATION
3644303 | MATSON'S TOMOKA CENTER | 1 | MATSON'S PLANT | B | 02 | DISINFECT/HYPOCHLORIN
3644304 | SPACE COAST CHURCH AND CHRISTIAN ACADEMY | 1 | SPACE COAST CHURCH/ACADEMY | E | 23 | T-O CTRL/GAC ADDITION
3644304 | SPACE COAST CHURCH AND CHRISTIAN ACADEMY | 1 | SPACE COAST CHURCH/ACADEMY | B | 02 | DISINFECT/HYPOCHLORIN
3644304 | SPACE COAST CHURCH AND CHRISTIAN ACADEMY | 1 | SPACE COAST CHURCH/ACADEMY | H | 25 | SOFTENING/ION EXCHANGE
3644305 | EL MORRO RESTAURANT | 1 | EL JIBARITO BAR & REST. | B | 02 | DISINFECT/HYPOCHLORIN
3644306 | HARDING WATERCRAFT | 1 | SHAT | B | 02 | DISINFECT/HYPOCHLORIN
3644307 | EXPRESS MART / BARBERVILLE VALERO | 1 | VALERO PLANT | B | 02 | DISINFECT/HYPOCHLORIN
3644308 | KID`S CLUB | 1 | WELL | B | 02 | DISINFECT/HYPOCHLORIN
3644309 | DOVER LANE SUBDIVISION | 1 | DOVER LANE PLANT | B | 02 | DISINFECT/HYPOCHLORIN
3644310 | ROBBINS CAMPER SALES | 1 | ROBBINS CAMPER PLANT | B | 02 | DISINFECT/HYPOCHLORIN
3644311 | SAXON FAMILY PRACTICE | 1 | PLANT 1 | B | 02 | DISINFECT/HYPOCHLORIN
3644312 | CALVARY MISSIONARY BAPTIST CHURCH | 1 | CALVARY BAPTIST CHURCH PLANT | B | 02 | DISINFECT/HYPOCHLORIN
3644313 | BIBLE CHAPEL DEBARY | 1 | FAITH COMMUNITY CHURCH PLANT | H | 25 | SOFTENING/ION EXCHANGE
3644313 | BIBLE CHAPEL DEBARY | 1 | FAITH COMMUNITY CHURCH PLANT | B | 02 | DISINFECT/HYPOCHLORIN
3644314 | HARRIS MOBILE VILLAGE | 1 | HARRIS MOBILE VILLAGE | B | 02 | DISINFECT/HYPOCHLORIN
3644314 | HARRIS MOBILE VILLAGE | 1 | HARRIS MOBILE VILLAGE | G | 30 | IRON RMVL/GREENSAND FILTR
3644314 | HARRIS MOBILE VILLAGE | 1 | HARRIS MOBILE VILLAGE | H | 25 | SOFTENING/ION EXCHANGE
3644315 | LITTLE TOMOKA YACHT CLUB | 1 | LITTLE TOMOKA YACHT CLUB | Z | 29 | OTHER/CARTRIDGE FILTR
3644315 | LITTLE TOMOKA YACHT CLUB | 1 | LITTLE TOMOKA YACHT CLUB | B | 02 | DISINFECT/HYPOCHLORIN
3644315 | LITTLE TOMOKA YACHT CLUB | 1 | LITTLE TOMOKA YACHT CLUB | H | 25 | SOFTENING/ION EXCHANGE
3644316 | KURRAS MOBILE HOME PARK | 1 | KURRAS | B | 02 | DISINFECT/HYPOCHLORIN
3644317 | ROD'S BAR & FISH CAMP | 1 | ROD'S BAR & FISH CAMP | E | 20 | T-O CTRL/AERATION
3644318 | GOLD ROCK MHP | 1 | GOLD ROCK | B | 02 | DISINFECT/HYPOCHLORIN
3644318 | GOLD ROCK MHP | 1 | GOLD ROCK | H | 25 | SOFTENING/ION EXCHANGE
3644319 | BILL KELLER PARK | 1 | BILL KELLER PLANT | B | 02 | DISINFECT/HYPOCHLORIN
3644320 | FULTON SPORTS/MEDICAL FACILITY | 1 |  | B | 02 | DISINFECT/HYPOCHLORIN
3644321 | 7-11 STORE #3220 | 1 | 7-11 STORE #3220 | B | 02 | DISINFECT/HYPOCHLORIN
3644322 | THE ROCK CHURCH | 1 | THE ROCK CHURCH | B | 02 | DISINFECT/HYPOCHLORIN
3644323 | HALIFAX PAVING | 1 | HALIFAX PAVING | B | 02 | DISINFECT/HYPOCHLORIN
3644324 | J & R FISH CAMP | 1 | J & R FISH CAMP | B | 02 | DISINFECT/HYPOCHLORIN
3644324 | J & R FISH CAMP | 1 | J & R FISH CAMP | H | 25 | SOFTENING/ION EXCHANGE
3644325 | OSTEEN FAMILY RESTAURANT | 1 | OSTEEN FAMILY RESTAURANT | B | 02 | DISINFECT/HYPOCHLORIN
3644326 | SORRY CHARLIES CORNER | 1 | SORRY CHARLIES CORNER | B | 02 | DISINFECT/HYPOCHLORIN
3644327 | VC/STONE ISLAND | 1 | STONE ISLAND | A |  | NO TRTMT
3644329 | VC/SOUTHEAST VOLUSIA INTERCONNECTED-WS#7 | 1 | SOUTHEAST VOLUSIA INTERCONNECT | A |  | NO TRTMT
3644330 | BETH JUDAH MESSIANIC CONGREGATION | 1 | BETH JUDAH | H | 07 | SOFTENING/OTHER DISINFECT
3644330 | BETH JUDAH MESSIANIC CONGREGATION | 1 | BETH JUDAH | B | 02 | DISINFECT/HYPOCHLORIN
3644331 | OSTEEN HARDWARE AND SPORTING GOODS | 1 | OSTEEN HARDWARE/SPORTING GOODS | B | 02 | DISINFECT/HYPOCHLORIN
3644332 | VC/NEW HOPE WTP-20 | 1 | VC/NEW HOPE WTP-20 | B | 02 | DISINFECT/HYPOCHLORIN
3644333 | PITMASTER BBQ | 1 | PITMASTER BBQ | B | 02 | DISINFECT/HYPOCHLORIN
3644333 | PITMASTER BBQ | 1 | PITMASTER BBQ | C | 29 | PART-RMVL/CARTRIDGE FILTR
3644334 | DELEON SPRINGS UNITED METHODIST CHURCH | 1 | DSUMC | B | 02 | DISINFECT/HYPOCHLORIN
3644335 | RCMA SEVILLE CHILD DEVELOPMENT CENTER | 1 | SEVILLE CHILD DEVELOPMENT CTR. | B | 02 | DISINFECT/HYPOCHLORIN
3644336 | SPRUCE CREEK KINGDOM HALL OF JEHOVAH | 1 | SPRUCE CREEK KINGDOM HALL | B | 02 | DISINFECT/HYPOCHLORIN
3644336 | SPRUCE CREEK KINGDOM HALL OF JEHOVAH | 1 | SPRUCE CREEK KINGDOM HALL | H | 25 | SOFTENING/ION EXCHANGE
3644337 | CHRIST CHURCH | 1 | CHRIST CHURCH | B | 02 | DISINFECT/HYPOCHLORIN
3644339 | OCEAN REEF POOLS | 1 | OCEAN REEF POOLS | B | 02 | DISINFECT/HYPOCHLORIN
3644340 | LAKE BERESFORD PARK | 1 | LAKE BERESFORD PARK | B | 02 | DISINFECT/HYPOCHLORIN
3644341 | PANCHO'S GROCERY | 1 | PANCHO'S GROCERY WATER PLANT | B | 02 | DISINFECT/HYPOCHLORIN
3644342 | KID'S DEPOT | 1 | KID'S DEPOT | B | 02 | DISINFECT/HYPOCHLORIN
3644343 | RIMA RIDGE BAPTIST CHURCH | 1 | PLANT 1 | C | 29 | PART-RMVL/CARTRIDGE FILTR
3644343 | RIMA RIDGE BAPTIST CHURCH | 1 | PLANT 1 | B | 02 | DISINFECT/HYPOCHLORIN
3644344 | DOLLAR GENERAL - OSTEEN | 1 | DOLLAR GENERAL | B | 02 | DISINFECT/HYPOCHLORIN
3644345 | LA CARNICERIA DIVINA PROVIDENCIA/GROCERY | 1 | LA CARNICERIA DIVINA | B | 02 | DISINFECT/HYPOCHLORIN
3644346 | GREEN SPRINGS PARK | 1 | GREEN SPRINGS PARK | B | 02 | DISINFECT/HYPOCHLORIN
3644346 | GREEN SPRINGS PARK | 1 | GREEN SPRINGS PARK | E | 23 | T-O CTRL/GAC ADDITION
3644346 | GREEN SPRINGS PARK | 1 | GREEN SPRINGS PARK | H | 25 | SOFTENING/ION EXCHANGE
3644347 | MED TOXIN LAB SNAKE FARM | 1 | SNAKE FARM | B | 02 | DISINFECT/HYPOCHLORIN
3644348 | DOLLAR GENERAL - OAK HILL | 1 | DOLLAR GENERAL - OAK HILL | B | 02 | DISINFECT/HYPOCHLORIN
3644350 | DOLLAR GENERAL - DELEON SPRINGS | 1 | DELEON SPRINGS DOLLAR GENERAL | B | 02 | DISINFECT/HYPOCHLORIN
3644351 | SAN JOSE MISSION | 1 | SAN JOSE MISSION | B | 02 | DISINFECT/HYPOCHLORIN
3644351 | SAN JOSE MISSION | 1 | SAN JOSE MISSION | G | 18 | IRON RMVL/SEQUESTATION
3644352 | LAGOON BAIT & TACKLE | 1 | LAGOON BAIT WTP | H | 25 | SOFTENING/ION EXCHANGE
3644352 | LAGOON BAIT & TACKLE | 1 | LAGOON BAIT WTP | B | 02 | DISINFECT/HYPOCHLORIN
3644353 | BECK RANCH PARK | 1 | BECK RANCH PARK | B | 02 | DISINFECT/HYPOCHLORIN
3644353 | BECK RANCH PARK | 1 | BECK RANCH PARK | E | 23 | T-O CTRL/GAC ADDITION
3644356 | DOLLAR GENERAL- NSB | 1 | DOLLAR GENERAL #18937 | B | 02 | DISINFECT/HYPOCHLORIN
3644357 | ULTIMATE GRILL | 1 | TEX-MEX | B | 02 | DISINFECT/HYPOCHLORIN
3644358 | VC/HIGHBRIDGE PARK | 1 | VC/HIGHBRIDGE PARK | B | 02 | DISINFECT/HYPOCHLORIN
3644359 | SHELL HARBOR PARK | 1 | SHELL HARBOR PARK | Z | 25 | OTHER/ION EXCHANGE
3644359 | SHELL HARBOR PARK | 1 | SHELL HARBOR PARK | H | 25 | SOFTENING/ION EXCHANGE
3644359 | SHELL HARBOR PARK | 1 | SHELL HARBOR PARK | Z | 26 | OTHER/REVERSE OSMOSIS
3644359 | SHELL HARBOR PARK | 1 | SHELL HARBOR PARK | B | 02 | DISINFECT/HYPOCHLORIN
3644360 | BOOTHILL OUTPOST | 1 | BOOTHILL OUTPOST | B | 02 | DISINFECT/HYPOCHLORIN
3644361 | STEAM STATION LEARNING CENTER | 1 | STEAM STATION LEARNING CENTER | B | 02 | DISINFECT/HYPOCHLORIN
3644361 | STEAM STATION LEARNING CENTER | 1 | STEAM STATION LEARNING CENTER | G | 23 | IRON RMVL/GAC ADDITION
4060015 | ACME MOBILE HOME PARK | 1 | ACME MOBILE HOME PARK | B | 01 | DISINFECT/GASEOUS CHLORIN
4060100 | SAWGRASS EXP TOLL-COCONUT CRK | 1 | SAWGRASS EXP TOLL-COCONUT CRK | B | 02 | DISINFECT/HYPOCHLORIN
4060101 | SAWGRASS EXPWAY TOLL-SUNRISE | 1 | SAWGRASS EXP TOLL-SUNRISE | B | 02 | DISINFECT/HYPOCHLORIN
4060102 | FOUR POINTS MARKET | 1 | FOUR POINTS MARKET | B | 02 | DISINFECT/HYPOCHLORIN
4060103 | C MART | 1 | JOY FOOD STORE | B | 02 | DISINFECT/HYPOCHLORIN
4060104 | ORKIN PEST CONTROL | 1 | ORKIN PEST CONTROL | B | 02 | DISINFECT/HYPOCHLORIN
4060105 | STIRLING ACADEMY | 1 | STIRLING ACADEMY | B | 02 | DISINFECT/HYPOCHLORIN
4060106 | SONSHINE ASSEMBLY OF GOD | 1 | SONSHINE ASSEMBLY OF GOD | B | 02 | DISINFECT/HYPOCHLORIN
4060107 | FIRST BAPTIST CHURCH OF W.PEMB | 1 | FIRST BAPTIST CHURCH OF W.PEMB | B | 02 | DISINFECT/HYPOCHLORIN
4060108 | PEMBROKE LAKES COMMUNITY CHUR | 1 | PEMBROKE LAKES COMMUNITY CHURC | F | 15 | ORGN-RMVL/PRESS SAND FILT
4060108 | PEMBROKE LAKES COMMUNITY CHUR | 1 | PEMBROKE LAKES COMMUNITY CHURC | G | 15 | IRON RMVL/PRESS SAND FILT
4060108 | PEMBROKE LAKES COMMUNITY CHUR | 1 | PEMBROKE LAKES COMMUNITY CHURC | B | 02 | DISINFECT/HYPOCHLORIN
4060108 | PEMBROKE LAKES COMMUNITY CHUR | 1 | PEMBROKE LAKES COMMUNITY CHURC | E | 15 | T-O CTRL/PRESS SAND FILT
4060108 | PEMBROKE LAKES COMMUNITY CHUR | 1 | PEMBROKE LAKES COMMUNITY CHURC | H | 25 | SOFTENING/ION EXCHANGE
4060109 | LANDMARK APOSTOLIC CHURCH | 1 | LANDMARK APOSTOLIC CHURCH | B | 02 | DISINFECT/HYPOCHLORIN
4060109 | LANDMARK APOSTOLIC CHURCH | 1 | LANDMARK APOSTOLIC CHURCH | H | 25 | SOFTENING/ION EXCHANGE
4060109 | LANDMARK APOSTOLIC CHURCH | 1 | LANDMARK APOSTOLIC CHURCH | F | 15 | ORGN-RMVL/PRESS SAND FILT
4060110 | MIRAMAR FIRE BARN | 1 | MIRAMAR FIRE BARN | B | 02 | DISINFECT/HYPOCHLORIN
4060110 | MIRAMAR FIRE BARN | 1 | MIRAMAR FIRE BARN | H | 25 | SOFTENING/ION EXCHANGE
4060110 | MIRAMAR FIRE BARN | 1 | MIRAMAR FIRE BARN | G | 15 | IRON RMVL/PRESS SAND FILT
4060111 | GRACE BAPTIST CHURCH | 1 | GRACE BAPTIST CHURCH | B | 02 | DISINFECT/HYPOCHLORIN
4060111 | GRACE BAPTIST CHURCH | 1 | GRACE BAPTIST CHURCH | G | 15 | IRON RMVL/PRESS SAND FILT
4060111 | GRACE BAPTIST CHURCH | 1 | GRACE BAPTIST CHURCH | H | 25 | SOFTENING/ION EXCHANGE
4060112 | SEGADORES DE VIDA | 1 | SEGADORES DE VIDA | C | 26 | PART-RMVL/REVERSE OSMOSIS
4060112 | SEGADORES DE VIDA | 1 | SEGADORES DE VIDA | Z | 19 | OTHER/PH ADJUSTMENT
4060112 | SEGADORES DE VIDA | 1 | SEGADORES DE VIDA | Z | 25 | OTHER/ION EXCHANGE
4060112 | SEGADORES DE VIDA | 1 | SEGADORES DE VIDA | F | 23 | ORGN-RMVL/GAC ADDITION
4060112 | SEGADORES DE VIDA | 1 | SEGADORES DE VIDA | B | 02 | DISINFECT/HYPOCHLORIN
4060114 | BOBB'S PIANO | 1 | BOB'S PIANO WATER SYSTEM | B | 02 | DISINFECT/HYPOCHLORIN
4060117 | DOT TURNPIKE PLAZA-MIRAMAR | 1 | DOT TURNPIKE PLAZA-MIRAMAR | B | 02 | DISINFECT/HYPOCHLORIN
4060118 | DOT TURNPIKE PLAZA-HOLLYWOOD | 1 | DOT TURNPIKE-HOLLYWOOD EXIT | B | 02 | DISINFECT/HYPOCHLORIN
4060119 | MECCA FARMS | 1 | MECCA FARMS PLANT | C | 15 | PART-RMVL/PRESS SAND FILT
4060119 | MECCA FARMS | 1 | MECCA FARMS PLANT | B | 02 | DISINFECT/HYPOCHLORIN
4060134 | SUNRISE #4, CITY OF | 1 | SUNRISE #4 BONAVENTURE | B | 01 | DISINFECT/GASEOUS CHLORIN
4060148 | CAMP TELOGIA | 1 | CAMP TELOGIA | B | 02 | DISINFECT/HYPOCHLORIN
4060155 | BCWWS BROADVIEW PARK | 1 | BC BROADVIEW PARK | A |  | NO TRTMT
4060160 | BCOES BROADVIEW PARK | 1 | FT LAUD PEELE DIXIE | B | 01 | DISINFECT/GASEOUS CHLORIN
4060160 | BCOES BROADVIEW PARK | 1 | FT LAUD PEELE DIXIE | H | 24 | SOFTENING/LIME-SODA
4060160 | BCOES BROADVIEW PARK | 1 | FT LAUD PEELE DIXIE | Z | 27 | OTHER/FLUORIDATION
4060162 | BCWWS 3B/C | 1 | BROWARD CO - 3C | B | 02 | DISINFECT/HYPOCHLORIN
4060162 | BCWWS 3B/C | 1 | BROWARD CO - 3C | B | 04 | DISINFECT/CHLORAMINES
4060163 | BCWWS 2A | 1 | BROWARD CO - 2A | Z | 27 | OTHER/FLUORIDATION
4060163 | BCWWS 2A | 1 | BROWARD CO - 2A | B | 04 | DISINFECT/CHLORAMINES
4060163 | BCWWS 2A | 1 | BROWARD CO - 2A | G | 07 | IRON RMVL/OTHER DISINFECT
4060163 | BCWWS 2A | 1 | BROWARD CO - 2A | H | 24 | SOFTENING/LIME-SODA
4060163 | BCWWS 2A | 1 | BROWARD CO - 2A | H | 10 | SOFTENING/COAGULATION
4060163 | BCWWS 2A | 1 | BROWARD CO - 2A | C | 14 | PART-RMVL/RAPID SAND FIL
4060163 | BCWWS 2A | 1 | BROWARD CO - 2A | B | 02 | DISINFECT/HYPOCHLORIN
4060165 | BCWWS 3A | 1 | BROWARD CO - 3A | B | 04 | DISINFECT/CHLORAMINES
4060166 | BCWWS 3B | 1 | BROWARD CO - 3B | C | 14 | PART-RMVL/RAPID SAND FIL
4060166 | BCWWS 3B | 1 | BROWARD CO - 3B | C | 10 | PART-RMVL/COAGULATION
4060166 | BCWWS 3B | 1 | BROWARD CO - 3B | B | 04 | DISINFECT/CHLORAMINES
4060166 | BCWWS 3B | 1 | BROWARD CO - 3B | B | 01 | DISINFECT/GASEOUS CHLORIN
4060166 | BCWWS 3B | 1 | BROWARD CO - 3B | H | 24 | SOFTENING/LIME-SODA
4060166 | BCWWS 3B | 1 | BROWARD CO - 3B | Z | 27 | OTHER/FLUORIDATION
4060167 | BCWWS 1A | 1 | BROWARD CO - 1A | Z | 19 | OTHER/PH ADJUSTMENT
4060167 | BCWWS 1A | 1 | BROWARD CO - 1A | D | 36 | CORR-CTRL/CORROSION INHIB
4060167 | BCWWS 1A | 1 | BROWARD CO - 1A | B | 02 | DISINFECT/HYPOCHLORIN
4060167 | BCWWS 1A | 1 | BROWARD CO - 1A | H | 24 | SOFTENING/LIME-SODA
4060167 | BCWWS 1A | 1 | BROWARD CO - 1A | H | 10 | SOFTENING/COAGULATION
4060167 | BCWWS 1A | 1 | BROWARD CO - 1A | B | 04 | DISINFECT/CHLORAMINES
4060167 | BCWWS 1A | 1 | BROWARD CO - 1A | Z | 27 | OTHER/FLUORIDATION
4060173 | BROWARD GROUP TREATMENT | 1 | BROWARD GROUP TREATMENT | B | 02 | DISINFECT/HYPOCHLORIN
4060178 | TRADEWINDS PARK | 1 |  | B | 02 | DISINFECT/HYPOCHLORIN
4060181 | SEMINOLE BOY SCOUT CAMP | 1 | SEMINOLE BOY SCOUT CAMP | B | 02 | DISINFECT/HYPOCHLORIN
4060253 | DANIA BEACH, CITY OF | 1 | DANIA, CITY OF | Z | 20 | OTHER/AERATION
4060253 | DANIA BEACH, CITY OF | 1 | DANIA, CITY OF | Z | 27 | OTHER/FLUORIDATION
4060253 | DANIA BEACH, CITY OF | 1 | DANIA, CITY OF | C | 38 | PART-RMVL/NANOFILTRATION
4060253 | DANIA BEACH, CITY OF | 1 | DANIA, CITY OF | H | 10 | SOFTENING/COAGULATION
4060253 | DANIA BEACH, CITY OF | 1 | DANIA, CITY OF | B | 01 | DISINFECT/GASEOUS CHLORIN
4060253 | DANIA BEACH, CITY OF | 1 | DANIA, CITY OF | D | 24 | CORR-CTRL/LIME-SODA
4060253 | DANIA BEACH, CITY OF | 1 | DANIA, CITY OF | C | 14 | PART-RMVL/RAPID SAND FIL
4060253 | DANIA BEACH, CITY OF | 1 | DANIA, CITY OF | H | 24 | SOFTENING/LIME-SODA
4060253 | DANIA BEACH, CITY OF | 1 | DANIA, CITY OF | D | 36 | CORR-CTRL/CORROSION INHIB
4060254 | DEERFIELD BEACH, CITY OF | 3 | WEST PLANT-MEMBRANE SOFTENING | C | 29 | PART-RMVL/CARTRIDGE FILTR
4060254 | DEERFIELD BEACH, CITY OF | 3 | WEST PLANT-MEMBRANE SOFTENING | D | 19 | CORR-CTRL/PH ADJUSTMENT
4060254 | DEERFIELD BEACH, CITY OF | 1 | DEERFIELD BEACH, EAST | D | 24 | CORR-CTRL/LIME-SODA
4060254 | DEERFIELD BEACH, CITY OF | 1 | DEERFIELD BEACH, EAST | H | 24 | SOFTENING/LIME-SODA
4060254 | DEERFIELD BEACH, CITY OF | 1 | DEERFIELD BEACH, EAST | C | 14 | PART-RMVL/RAPID SAND FIL
4060254 | DEERFIELD BEACH, CITY OF | 1 | DEERFIELD BEACH, EAST | C | 10 | PART-RMVL/COAGULATION
4060254 | DEERFIELD BEACH, CITY OF | 2 | WEST PLANT | H | 26 | SOFTENING/REVERSE OSMOSIS
4060254 | DEERFIELD BEACH, CITY OF | 2 | WEST PLANT | E | 28 | T-O CTRL/PACKED TWR-AERA
4060254 | DEERFIELD BEACH, CITY OF | 2 | WEST PLANT | D | 36 | CORR-CTRL/CORROSION INHIB
4060254 | DEERFIELD BEACH, CITY OF | 3 | WEST PLANT-MEMBRANE SOFTENING | H | 38 | SOFTENING/NANOFILTRATION
4060254 | DEERFIELD BEACH, CITY OF | 3 | WEST PLANT-MEMBRANE SOFTENING | D | 18 | CORR-CTRL/SEQUESTATION
4060254 | DEERFIELD BEACH, CITY OF | 3 | WEST PLANT-MEMBRANE SOFTENING | Z | 27 | OTHER/FLUORIDATION
4060254 | DEERFIELD BEACH, CITY OF | 3 | WEST PLANT-MEMBRANE SOFTENING | E | 28 | T-O CTRL/PACKED TWR-AERA
4060254 | DEERFIELD BEACH, CITY OF | 3 | WEST PLANT-MEMBRANE SOFTENING | B | 04 | DISINFECT/CHLORAMINES
4060254 | DEERFIELD BEACH, CITY OF | 3 | WEST PLANT-MEMBRANE SOFTENING | B | 01 | DISINFECT/GASEOUS CHLORIN
4060254 | DEERFIELD BEACH, CITY OF | 2 | WEST PLANT | C | 12 | PART-RMVL/SEDIMENTATION
4060254 | DEERFIELD BEACH, CITY OF | 2 | WEST PLANT | C | 11 | PART-RMVL/FLOCCULATION
4060254 | DEERFIELD BEACH, CITY OF | 2 | WEST PLANT | C | 10 | PART-RMVL/COAGULATION
4060254 | DEERFIELD BEACH, CITY OF | 2 | WEST PLANT | H | 24 | SOFTENING/LIME-SODA
4060254 | DEERFIELD BEACH, CITY OF | 1 | DEERFIELD BEACH, EAST | C | 12 | PART-RMVL/SEDIMENTATION
4060254 | DEERFIELD BEACH, CITY OF | 2 | WEST PLANT | Z | 27 | OTHER/FLUORIDATION
4060254 | DEERFIELD BEACH, CITY OF | 1 | DEERFIELD BEACH, EAST | C | 11 | PART-RMVL/FLOCCULATION
4060254 | DEERFIELD BEACH, CITY OF | 2 | WEST PLANT | B | 01 | DISINFECT/GASEOUS CHLORIN
4060254 | DEERFIELD BEACH, CITY OF | 1 | DEERFIELD BEACH, EAST | Z | 27 | OTHER/FLUORIDATION
4060254 | DEERFIELD BEACH, CITY OF | 1 | DEERFIELD BEACH, EAST | B | 01 | DISINFECT/GASEOUS CHLORIN
4060254 | DEERFIELD BEACH, CITY OF | 2 | WEST PLANT | B | 04 | DISINFECT/CHLORAMINES
4060254 | DEERFIELD BEACH, CITY OF | 2 | WEST PLANT | H | 14 | SOFTENING/RAPID SAND FIL
4060254 | DEERFIELD BEACH, CITY OF | 2 | WEST PLANT | H | 38 | SOFTENING/NANOFILTRATION
4060254 | DEERFIELD BEACH, CITY OF | 1 | DEERFIELD BEACH, EAST | B | 04 | DISINFECT/CHLORAMINES
4060282 | COOPER CITY | 1 | COOPER CITY (WEST) | D | 36 | CORR-CTRL/CORROSION INHIB
4060282 | COOPER CITY | 1 | COOPER CITY (WEST) | C | 29 | PART-RMVL/CARTRIDGE FILTR
4060282 | COOPER CITY | 1 | COOPER CITY (WEST) | Z | 27 | OTHER/FLUORIDATION
4060282 | COOPER CITY | 1 | COOPER CITY (WEST) | H | 38 | SOFTENING/NANOFILTRATION
4060282 | COOPER CITY | 1 | COOPER CITY (WEST) | C | 19 | PART-RMVL/PH ADJUSTMENT
4060282 | COOPER CITY | 1 | COOPER CITY (WEST) | B | 02 | DISINFECT/HYPOCHLORIN
4060282 | COOPER CITY | 1 | COOPER CITY (WEST) | Z | 28 | OTHER/PACKED TWR-AERA
4060282 | COOPER CITY | 1 | COOPER CITY (WEST) | D | 37 | CORR-CTRL/ALKALINITY ADJ.
4060282 | COOPER CITY | 1 | COOPER CITY (WEST) | B | 04 | DISINFECT/CHLORAMINES
4060283 | COOPER CITY (EAST), CITY OF | 1 | COOPER CITY (EAST) | E | 20 | T-O CTRL/AERATION
4060283 | COOPER CITY (EAST), CITY OF | 1 | COOPER CITY (EAST) | G | 10 | IRON RMVL/COAGULATION
4060283 | COOPER CITY (EAST), CITY OF | 1 | COOPER CITY (EAST) | H | 24 | SOFTENING/LIME-SODA
4060283 | COOPER CITY (EAST), CITY OF | 1 | COOPER CITY (EAST) | B | 01 | DISINFECT/GASEOUS CHLORIN
4060283 | COOPER CITY (EAST), CITY OF | 1 | COOPER CITY (EAST) | C | 10 | PART-RMVL/COAGULATION
4060283 | COOPER CITY (EAST), CITY OF | 1 | COOPER CITY (EAST) | C | 14 | PART-RMVL/RAPID SAND FIL
4060287 | CORAL LAKE MHP | 1 | CORAL LAKE MHP | B | 01 | DISINFECT/GASEOUS CHLORIN
4060287 | CORAL LAKE MHP | 1 | CORAL LAKE MHP | E | 20 | T-O CTRL/AERATION
4060290 | CORAL SPRINGS, CITY OF | 1 | CORAL SPRINGS, CITY OF | H | 24 | SOFTENING/LIME-SODA
4060290 | CORAL SPRINGS, CITY OF | 1 | CORAL SPRINGS, CITY OF | D | 36 | CORR-CTRL/CORROSION INHIB
4060290 | CORAL SPRINGS, CITY OF | 1 | CORAL SPRINGS, CITY OF | C | 10 | PART-RMVL/COAGULATION
4060290 | CORAL SPRINGS, CITY OF | 1 | CORAL SPRINGS, CITY OF | C | 11 | PART-RMVL/FLOCCULATION
4060290 | CORAL SPRINGS, CITY OF | 1 | CORAL SPRINGS, CITY OF | B | 04 | DISINFECT/CHLORAMINES
4060290 | CORAL SPRINGS, CITY OF | 1 | CORAL SPRINGS, CITY OF | Z | 27 | OTHER/FLUORIDATION
4060290 | CORAL SPRINGS, CITY OF | 1 | CORAL SPRINGS, CITY OF | E | 20 | T-O CTRL/AERATION
4060290 | CORAL SPRINGS, CITY OF | 1 | CORAL SPRINGS, CITY OF | C | 14 | PART-RMVL/RAPID SAND FIL
4060290 | CORAL SPRINGS, CITY OF | 1 | CORAL SPRINGS, CITY OF | B | 02 | DISINFECT/HYPOCHLORIN
4060291 | CORAL SPRINGS IMPROVEMENT DIST | 1 | CORAL SPRINGS IMPROVEMENT | C | 29 | PART-RMVL/CARTRIDGE FILTR
4060291 | CORAL SPRINGS IMPROVEMENT DIST | 1 | CORAL SPRINGS IMPROVEMENT | C | 26 | PART-RMVL/REVERSE OSMOSIS
4060291 | CORAL SPRINGS IMPROVEMENT DIST | 1 | CORAL SPRINGS IMPROVEMENT | B | 02 | DISINFECT/HYPOCHLORIN
4060291 | CORAL SPRINGS IMPROVEMENT DIST | 1 | CORAL SPRINGS IMPROVEMENT | B | 04 | DISINFECT/CHLORAMINES
4060291 | CORAL SPRINGS IMPROVEMENT DIST | 1 | CORAL SPRINGS IMPROVEMENT | Z | 27 | OTHER/FLUORIDATION
4060291 | CORAL SPRINGS IMPROVEMENT DIST | 1 | CORAL SPRINGS IMPROVEMENT | D | 36 | CORR-CTRL/CORROSION INHIB
4060291 | CORAL SPRINGS IMPROVEMENT DIST | 1 | CORAL SPRINGS IMPROVEMENT | B | 26 | DISINFECT/REVERSE OSMOSIS
4060308 | CRYSTAL LAKE MOBILE HOME PARK | 1 | CRYSTAL LAKES MOBILE HOME PARK | B | 02 | DISINFECT/HYPOCHLORIN
4060334 | DAIRY QUEEN | 1 | DAIRY QUEEN | B | 02 | DISINFECT/HYPOCHLORIN
4060334 | DAIRY QUEEN | 1 | DAIRY QUEEN | H | 25 | SOFTENING/ION EXCHANGE
4060344 | DAVIE, TOWN OF, #3 & #5 | 2 | DAVIE #3 | H | 10 | SOFTENING/COAGULATION
4060344 | DAVIE, TOWN OF, #3 & #5 | 3 | DAVIE #5 | B | 02 | DISINFECT/HYPOCHLORIN
4060344 | DAVIE, TOWN OF, #3 & #5 | 3 | DAVIE #5 | H | 26 | SOFTENING/REVERSE OSMOSIS
4060344 | DAVIE, TOWN OF, #3 & #5 | 3 | DAVIE #5 | Z | 28 | OTHER/PACKED TWR-AERA
4060344 | DAVIE, TOWN OF, #3 & #5 | 3 | DAVIE #5 | Z | 19 | OTHER/PH ADJUSTMENT
4060344 | DAVIE, TOWN OF, #3 & #5 | 3 | DAVIE #5 | Z | 27 | OTHER/FLUORIDATION
4060344 | DAVIE, TOWN OF, #3 & #5 | 3 | DAVIE #5 | Z | 29 | OTHER/CARTRIDGE FILTR
4060344 | DAVIE, TOWN OF, #3 & #5 | 1 | DAVIE #1 | H | 14 | SOFTENING/RAPID SAND FIL
4060344 | DAVIE, TOWN OF, #3 & #5 | 1 | DAVIE #1 | B | 02 | DISINFECT/HYPOCHLORIN
4060344 | DAVIE, TOWN OF, #3 & #5 | 2 | DAVIE #3 | B | 02 | DISINFECT/HYPOCHLORIN
4060344 | DAVIE, TOWN OF, #3 & #5 | 2 | DAVIE #3 | Z | 20 | OTHER/AERATION
4060344 | DAVIE, TOWN OF, #3 & #5 | 1 | DAVIE #1 | Z | 20 | OTHER/AERATION
4060344 | DAVIE, TOWN OF, #3 & #5 | 2 | DAVIE #3 | Z | 27 | OTHER/FLUORIDATION
4060344 | DAVIE, TOWN OF, #3 & #5 | 1 | DAVIE #1 | H | 10 | SOFTENING/COAGULATION
4060344 | DAVIE, TOWN OF, #3 & #5 | 1 | DAVIE #1 | H | 24 | SOFTENING/LIME-SODA
4060344 | DAVIE, TOWN OF, #3 & #5 | 2 | DAVIE #3 | Z | 25 | OTHER/ION EXCHANGE
4060344 | DAVIE, TOWN OF, #3 & #5 | 2 | DAVIE #3 | H | 24 | SOFTENING/LIME-SODA
4060344 | DAVIE, TOWN OF, #3 & #5 | 1 | DAVIE #1 | Z | 27 | OTHER/FLUORIDATION
4060348 | DEERFIELD LAKE MOBILE HOMES | 1 |  | B | 02 | DISINFECT/HYPOCHLORIN
4060379 | E R CROSSMAN FARMS | 1 |  | B | 02 | DISINFECT/HYPOCHLORIN
4060388 | EL RANCHO SEVEN MOBILE HOME PK | 1 |  | B | 02 | DISINFECT/HYPOCHLORIN
4060402 | EVERGLADES HOLIDAY PARK | 1 | EVERGLADES HOLIDAY PARK | B | 02 | DISINFECT/HYPOCHLORIN
4060419 | FERN CREST UTILITIES, INC. | 1 | FERNCREST | D | 24 | CORR-CTRL/LIME-SODA
4060419 | FERN CREST UTILITIES, INC. | 1 | FERNCREST | C | 14 | PART-RMVL/RAPID SAND FIL
4060419 | FERN CREST UTILITIES, INC. | 1 | FERNCREST | H | 24 | SOFTENING/LIME-SODA
4060419 | FERN CREST UTILITIES, INC. | 1 | FERNCREST | Z | 27 | OTHER/FLUORIDATION
4060419 | FERN CREST UTILITIES, INC. | 1 | FERNCREST | B | 04 | DISINFECT/CHLORAMINES
4060444 | SOUTH FLORIDA STATE HOSPITAL | 1 |  | B | 03 | DISINFECT/CHLORINEDIOX
4060452 | POMPANO TRNPK PLA | 1 |  | B | 01 | DISINFECT/GASEOUS CHLORIN
4060454 | BROWARD CORRECTIONAL INST | 1 | BROWARD CORRECTIONAL INST | H | 24 | SOFTENING/LIME-SODA
4060454 | BROWARD CORRECTIONAL INST | 1 | BROWARD CORRECTIONAL INST | B | 02 | DISINFECT/HYPOCHLORIN
4060473 | FLORIDA STEEL INC | 1 |  | B | 02 | DISINFECT/HYPOCHLORIN
4060486 | FORT LAUDERDALE, CITY OF | 2 | FT LAUD FIVEASH LIME S | D | 24 | CORR-CTRL/LIME-SODA
4060486 | FORT LAUDERDALE, CITY OF | 2 | FT LAUD FIVEASH LIME S | B | 04 | DISINFECT/CHLORAMINES
4060486 | FORT LAUDERDALE, CITY OF | 2 | FT LAUD FIVEASH LIME S | Z | 20 | OTHER/AERATION
4060486 | FORT LAUDERDALE, CITY OF | 1 | FT LAUD PEELE/DIXIE MEMBRANE | Z | 27 | OTHER/FLUORIDATION
4060486 | FORT LAUDERDALE, CITY OF | 2 | FT LAUD FIVEASH LIME S | B | 01 | DISINFECT/GASEOUS CHLORIN
4060486 | FORT LAUDERDALE, CITY OF | 2 | FT LAUD FIVEASH LIME S | C | 14 | PART-RMVL/RAPID SAND FIL
4060486 | FORT LAUDERDALE, CITY OF | 2 | FT LAUD FIVEASH LIME S | C | 11 | PART-RMVL/FLOCCULATION
4060486 | FORT LAUDERDALE, CITY OF | 2 | FT LAUD FIVEASH LIME S | C | 10 | PART-RMVL/COAGULATION
4060486 | FORT LAUDERDALE, CITY OF | 2 | FT LAUD FIVEASH LIME S | C | 09 | PART-RMVL/RAPID MIX
4060486 | FORT LAUDERDALE, CITY OF | 1 | FT LAUD PEELE/DIXIE MEMBRANE | Z | 28 | OTHER/PACKED TWR-AERA
4060486 | FORT LAUDERDALE, CITY OF | 1 | FT LAUD PEELE/DIXIE MEMBRANE | C | 38 | PART-RMVL/NANOFILTRATION
4060486 | FORT LAUDERDALE, CITY OF | 1 | FT LAUD PEELE/DIXIE MEMBRANE | C | 29 | PART-RMVL/CARTRIDGE FILTR
4060486 | FORT LAUDERDALE, CITY OF | 1 | FT LAUD PEELE/DIXIE MEMBRANE | B | 04 | DISINFECT/CHLORAMINES
4060486 | FORT LAUDERDALE, CITY OF | 1 | FT LAUD PEELE/DIXIE MEMBRANE | B | 02 | DISINFECT/HYPOCHLORIN
4060486 | FORT LAUDERDALE, CITY OF | 2 | FT LAUD FIVEASH LIME S | Z | 27 | OTHER/FLUORIDATION
4060486 | FORT LAUDERDALE, CITY OF | 2 | FT LAUD FIVEASH LIME S | C | 12 | PART-RMVL/SEDIMENTATION
4060486 | FORT LAUDERDALE, CITY OF | 1 | FT LAUD PEELE/DIXIE MEMBRANE | D | 36 | CORR-CTRL/CORROSION INHIB
4060513 | GATE CITY INC | 1 | GATE CITY INC | B | 02 | DISINFECT/HYPOCHLORIN
4060526 | GIANOLIO DAIRY | 1 |  | B | 02 | DISINFECT/HYPOCHLORIN
4060532 | GOLF MANOR BLDG A | 1 | GOLF MANOR BLDG A | B | 02 | DISINFECT/HYPOCHLORIN
4060533 | GOLF MANOR BUILDING B | 1 | GOLF MANOR BUILDING B | B | 02 | DISINFECT/HYPOCHLORIN
4060559 | PLANTATION (CENTRAL), CITY OF | 1 | PLANTATION CENTRAL | Z | 27 | OTHER/FLUORIDATION
4060559 | PLANTATION (CENTRAL), CITY OF | 1 | PLANTATION CENTRAL | H | 24 | SOFTENING/LIME-SODA
4060559 | PLANTATION (CENTRAL), CITY OF | 1 | PLANTATION CENTRAL | B | 01 | DISINFECT/GASEOUS CHLORIN
4060573 | HALLANDALE BEACH, CITY OF | 1 | HALLANDALE | H | 10 | SOFTENING/COAGULATION
4060573 | HALLANDALE BEACH, CITY OF | 2 | NANOFILTRATION | B | 01 | DISINFECT/GASEOUS CHLORIN
4060573 | HALLANDALE BEACH, CITY OF | 2 | NANOFILTRATION | D | 36 | CORR-CTRL/CORROSION INHIB
4060573 | HALLANDALE BEACH, CITY OF | 2 | NANOFILTRATION | H | 38 | SOFTENING/NANOFILTRATION
4060573 | HALLANDALE BEACH, CITY OF | 2 | NANOFILTRATION | Z | 18 | OTHER/SEQUESTATION
4060573 | HALLANDALE BEACH, CITY OF | 2 | NANOFILTRATION | Z | 27 | OTHER/FLUORIDATION
4060573 | HALLANDALE BEACH, CITY OF | 2 | NANOFILTRATION | B | 02 | DISINFECT/HYPOCHLORIN
4060573 | HALLANDALE BEACH, CITY OF | 1 | HALLANDALE | C | 29 | PART-RMVL/CARTRIDGE FILTR
4060573 | HALLANDALE BEACH, CITY OF | 1 | HALLANDALE | E | 28 | T-O CTRL/PACKED TWR-AERA
4060573 | HALLANDALE BEACH, CITY OF | 1 | HALLANDALE | G | 07 | IRON RMVL/OTHER DISINFECT
4060573 | HALLANDALE BEACH, CITY OF | 1 | HALLANDALE | B | 02 | DISINFECT/HYPOCHLORIN
4060573 | HALLANDALE BEACH, CITY OF | 1 | HALLANDALE | D | 24 | CORR-CTRL/LIME-SODA
4060573 | HALLANDALE BEACH, CITY OF | 1 | HALLANDALE | C | 14 | PART-RMVL/RAPID SAND FIL
4060573 | HALLANDALE BEACH, CITY OF | 1 | HALLANDALE | Z | 27 | OTHER/FLUORIDATION
4060573 | HALLANDALE BEACH, CITY OF | 1 | HALLANDALE | H | 24 | SOFTENING/LIME-SODA
4060573 | HALLANDALE BEACH, CITY OF | 1 | HALLANDALE | H | 38 | SOFTENING/NANOFILTRATION
4060615 | HILLSBORO BEACH, TOWN OF | 1 | HILLSBORO BEACH, TOWN OF | Z | 27 | OTHER/FLUORIDATION
4060615 | HILLSBORO BEACH, TOWN OF | 1 | HILLSBORO BEACH, TOWN OF | B | 02 | DISINFECT/HYPOCHLORIN
4060615 | HILLSBORO BEACH, TOWN OF | 1 | HILLSBORO BEACH, TOWN OF | H | 24 | SOFTENING/LIME-SODA
4060615 | HILLSBORO BEACH, TOWN OF | 1 | HILLSBORO BEACH, TOWN OF | C | 14 | PART-RMVL/RAPID SAND FIL
4060615 | HILLSBORO BEACH, TOWN OF | 1 | HILLSBORO BEACH, TOWN OF | D | 24 | CORR-CTRL/LIME-SODA
4060617 | HILLSBORO MOBILE HOME PARK | 1 | HILLSBORO MOBILE HOME PARK | B | 01 | DISINFECT/GASEOUS CHLORIN
4060617 | HILLSBORO MOBILE HOME PARK | 1 | HILLSBORO MOBILE HOME PARK | B | 02 | DISINFECT/HYPOCHLORIN
4060638 | HOLLYWOOD FREE WILL BAPTIST CH | 1 | HOLLYWOOD FREE WILL BAPTIST CH | B | 02 | DISINFECT/HYPOCHLORIN
4060639 | HOLLYWOOD LAKES COUNTRY CLUB | 1 | HOLLYWOOD LAKES COUNTRY CLUB | B | 02 | DISINFECT/HYPOCHLORIN
4060641 | HOLLYWOOD SPORTATORIUM | 1 | HOLLYWOOD SPORTATORIUM | B | 01 | DISINFECT/GASEOUS CHLORIN
4060642 | HOLLYWOOD, CITY OF | 1 | HOLLYWOOD PLANT-LIME SOFTENING | E | 28 | T-O CTRL/PACKED TWR-AERA
4060642 | HOLLYWOOD, CITY OF | 1 | HOLLYWOOD PLANT-LIME SOFTENING | D | 19 | CORR-CTRL/PH ADJUSTMENT
4060642 | HOLLYWOOD, CITY OF | 1 | HOLLYWOOD PLANT-LIME SOFTENING | H | 10 | SOFTENING/COAGULATION
4060642 | HOLLYWOOD, CITY OF | 3 | MEMBRANE SOFTENING | B | 04 | DISINFECT/CHLORAMINES
4060642 | HOLLYWOOD, CITY OF | 3 | MEMBRANE SOFTENING | D | 36 | CORR-CTRL/CORROSION INHIB
4060642 | HOLLYWOOD, CITY OF | 3 | MEMBRANE SOFTENING | H | 38 | SOFTENING/NANOFILTRATION
4060642 | HOLLYWOOD, CITY OF | 3 | MEMBRANE SOFTENING | Z | 27 | OTHER/FLUORIDATION
4060642 | HOLLYWOOD, CITY OF | 1 | HOLLYWOOD PLANT-LIME SOFTENING | H | 38 | SOFTENING/NANOFILTRATION
4060642 | HOLLYWOOD, CITY OF | 1 | HOLLYWOOD PLANT-LIME SOFTENING | B | 02 | DISINFECT/HYPOCHLORIN
4060642 | HOLLYWOOD, CITY OF | 1 | HOLLYWOOD PLANT-LIME SOFTENING | B | 04 | DISINFECT/CHLORAMINES
4060642 | HOLLYWOOD, CITY OF | 2 | HOLLYWOOD (ALANDCO) | A |  | NO TRTMT
4060642 | HOLLYWOOD, CITY OF | 1 | HOLLYWOOD PLANT-LIME SOFTENING | G | 07 | IRON RMVL/OTHER DISINFECT
4060642 | HOLLYWOOD, CITY OF | 1 | HOLLYWOOD PLANT-LIME SOFTENING | D | 24 | CORR-CTRL/LIME-SODA
4060642 | HOLLYWOOD, CITY OF | 1 | HOLLYWOOD PLANT-LIME SOFTENING | C | 14 | PART-RMVL/RAPID SAND FIL
4060642 | HOLLYWOOD, CITY OF | 1 | HOLLYWOOD PLANT-LIME SOFTENING | H | 24 | SOFTENING/LIME-SODA
4060642 | HOLLYWOOD, CITY OF | 4 | REVERSE OSMOSIS | Z | 27 | OTHER/FLUORIDATION
4060642 | HOLLYWOOD, CITY OF | 4 | REVERSE OSMOSIS | D | 18 | CORR-CTRL/SEQUESTATION
4060642 | HOLLYWOOD, CITY OF | 4 | REVERSE OSMOSIS | B | 02 | DISINFECT/HYPOCHLORIN
4060642 | HOLLYWOOD, CITY OF | 4 | REVERSE OSMOSIS | Z | 26 | OTHER/REVERSE OSMOSIS
4060642 | HOLLYWOOD, CITY OF | 4 | REVERSE OSMOSIS | K | 26 | DESALINAT/REVERSE OSMOSIS
4060642 | HOLLYWOOD, CITY OF | 1 | HOLLYWOOD PLANT-LIME SOFTENING | C | 29 | PART-RMVL/CARTRIDGE FILTR
4060642 | HOLLYWOOD, CITY OF | 1 | HOLLYWOOD PLANT-LIME SOFTENING | Z | 19 | OTHER/PH ADJUSTMENT
4060642 | HOLLYWOOD, CITY OF | 1 | HOLLYWOOD PLANT-LIME SOFTENING | Z | 27 | OTHER/FLUORIDATION
4060642 | HOLLYWOOD, CITY OF | 1 | HOLLYWOOD PLANT-LIME SOFTENING | H | 26 | SOFTENING/REVERSE OSMOSIS
4060643 | HOLLYWOOD (ALANDCO) WATER SYST | 1 | HOLLYWOOD (ALANDCO) | A |  | NO TRTMT
4060644 | HOLLYWOOD (OAKRIDGE) WATER SYS | 1 |  | A |  | NO TRTMT
4060659 | IMAGINATION FARMS | 1 |  | B | 02 | DISINFECT/HYPOCHLORIN
4060787 | LAUDERHILL, CITY OF | 1 | LAUDERHILL, CITY OF | Z | 19 | OTHER/PH ADJUSTMENT
4060787 | LAUDERHILL, CITY OF | 1 | LAUDERHILL, CITY OF | D | 19 | CORR-CTRL/PH ADJUSTMENT
4060787 | LAUDERHILL, CITY OF | 1 | LAUDERHILL, CITY OF | H | 24 | SOFTENING/LIME-SODA
4060787 | LAUDERHILL, CITY OF | 1 | LAUDERHILL, CITY OF | C | 09 | PART-RMVL/RAPID MIX
4060787 | LAUDERHILL, CITY OF | 1 | LAUDERHILL, CITY OF | C | 10 | PART-RMVL/COAGULATION
4060787 | LAUDERHILL, CITY OF | 1 | LAUDERHILL, CITY OF | Z | 27 | OTHER/FLUORIDATION
4060787 | LAUDERHILL, CITY OF | 1 | LAUDERHILL, CITY OF | C | 12 | PART-RMVL/SEDIMENTATION
4060787 | LAUDERHILL, CITY OF | 1 | LAUDERHILL, CITY OF | C | 14 | PART-RMVL/RAPID SAND FIL
4060787 | LAUDERHILL, CITY OF | 1 | LAUDERHILL, CITY OF | B | 04 | DISINFECT/CHLORAMINES
4060787 | LAUDERHILL, CITY OF | 1 | LAUDERHILL, CITY OF | B | 01 | DISINFECT/GASEOUS CHLORIN
4060787 | LAUDERHILL, CITY OF | 1 | LAUDERHILL, CITY OF | C | 11 | PART-RMVL/FLOCCULATION
4060845 | CITY OF MARGATE | 1 | MARGATE, CITY OF | D | 36 | CORR-CTRL/CORROSION INHIB
4060845 | CITY OF MARGATE | 1 | MARGATE, CITY OF | H | 24 | SOFTENING/LIME-SODA
4060845 | CITY OF MARGATE | 1 | MARGATE, CITY OF | C | 09 | PART-RMVL/RAPID MIX
4060845 | CITY OF MARGATE | 1 | MARGATE, CITY OF | C | 10 | PART-RMVL/COAGULATION
4060845 | CITY OF MARGATE | 1 | MARGATE, CITY OF | C | 11 | PART-RMVL/FLOCCULATION
4060845 | CITY OF MARGATE | 1 | MARGATE, CITY OF | C | 12 | PART-RMVL/SEDIMENTATION
4060845 | CITY OF MARGATE | 1 | MARGATE, CITY OF | B | 04 | DISINFECT/CHLORAMINES
4060845 | CITY OF MARGATE | 1 | MARGATE, CITY OF | C | 14 | PART-RMVL/RAPID SAND FIL
4060845 | CITY OF MARGATE | 1 | MARGATE, CITY OF | Z | 27 | OTHER/FLUORIDATION
4060845 | CITY OF MARGATE | 1 | MARGATE, CITY OF | B | 02 | DISINFECT/HYPOCHLORIN
4060846 | COLONIES OF MARGATE | 1 | COLONIES OF MARGATE | A |  | NO TRTMT
4060848 | MARINO'S ITALIAN RESTAURANT | 1 | MARINO'S ITALIAN RESTAURANT | B | 02 | DISINFECT/HYPOCHLORIN
4060925 | MIRAMAR (EAST & WEST) PLANTS | 1 | CITY OF MIRAMAR (EAST) PLANT | C | 38 | PART-RMVL/NANOFILTRATION
4060925 | MIRAMAR (EAST & WEST) PLANTS | 1 | CITY OF MIRAMAR (EAST) PLANT | Z | 19 | OTHER/PH ADJUSTMENT
4060925 | MIRAMAR (EAST & WEST) PLANTS | 2 | CITY OF MIRAMAR (WEST) PLANT | Z | 27 | OTHER/FLUORIDATION
4060925 | MIRAMAR (EAST & WEST) PLANTS | 2 | CITY OF MIRAMAR (WEST) PLANT | B | 02 | DISINFECT/HYPOCHLORIN
4060925 | MIRAMAR (EAST & WEST) PLANTS | 1 | CITY OF MIRAMAR (EAST) PLANT | Z | 27 | OTHER/FLUORIDATION
4060925 | MIRAMAR (EAST & WEST) PLANTS | 1 | CITY OF MIRAMAR (EAST) PLANT | D | 36 | CORR-CTRL/CORROSION INHIB
4060925 | MIRAMAR (EAST & WEST) PLANTS | 1 | CITY OF MIRAMAR (EAST) PLANT | B | 01 | DISINFECT/GASEOUS CHLORIN
4060925 | MIRAMAR (EAST & WEST) PLANTS | 2 | CITY OF MIRAMAR (WEST) PLANT | B | 04 | DISINFECT/CHLORAMINES
4060925 | MIRAMAR (EAST & WEST) PLANTS | 2 | CITY OF MIRAMAR (WEST) PLANT | H | 38 | SOFTENING/NANOFILTRATION
4060925 | MIRAMAR (EAST & WEST) PLANTS | 1 | CITY OF MIRAMAR (EAST) PLANT | B | 04 | DISINFECT/CHLORAMINES
4060925 | MIRAMAR (EAST & WEST) PLANTS | 1 | CITY OF MIRAMAR (EAST) PLANT | H | 14 | SOFTENING/RAPID SAND FIL
4060925 | MIRAMAR (EAST & WEST) PLANTS | 2 | CITY OF MIRAMAR (WEST) PLANT | D | 36 | CORR-CTRL/CORROSION INHIB
4060925 | MIRAMAR (EAST & WEST) PLANTS | 1 | CITY OF MIRAMAR (EAST) PLANT | H | 10 | SOFTENING/COAGULATION
4060925 | MIRAMAR (EAST & WEST) PLANTS | 1 | CITY OF MIRAMAR (EAST) PLANT | C | 14 | PART-RMVL/RAPID SAND FIL
4060925 | MIRAMAR (EAST & WEST) PLANTS | 1 | CITY OF MIRAMAR (EAST) PLANT | H | 24 | SOFTENING/LIME-SODA
4060925 | MIRAMAR (EAST & WEST) PLANTS | 2 | CITY OF MIRAMAR (WEST) PLANT | E | 28 | T-O CTRL/PACKED TWR-AERA
4060925 | MIRAMAR (EAST & WEST) PLANTS | 2 | CITY OF MIRAMAR (WEST) PLANT | Z | 19 | OTHER/PH ADJUSTMENT
4060926 | MIRAMAR WEST WATER SYSTEM | 1 | MIRAMAR WEST WATER PLANT | H | 26 | SOFTENING/REVERSE OSMOSIS
4060926 | MIRAMAR WEST WATER SYSTEM | 1 | MIRAMAR WEST WATER PLANT | B | 02 | DISINFECT/HYPOCHLORIN
4060926 | MIRAMAR WEST WATER SYSTEM | 1 | MIRAMAR WEST WATER PLANT | Z | 27 | OTHER/FLUORIDATION
4060931 | DAVIE #3, TOWN OF | 1 |  | B | 01 | DISINFECT/GASEOUS CHLORIN
4060937 | ORANGE TREE | 1 | ORANGE TREE | B | 02 | DISINFECT/HYPOCHLORIN
4060964 | NEW MARK GLEN MOBILE HOME PARK | 1 |  | B | 01 | DISINFECT/GASEOUS CHLORIN
4060976 | NORTH LAUDERDALE, CITY OF | 1 | NORTH LAUDERDALE, CITY OF | D | 24 | CORR-CTRL/LIME-SODA
4060976 | NORTH LAUDERDALE, CITY OF | 1 | NORTH LAUDERDALE, CITY OF | C | 14 | PART-RMVL/RAPID SAND FIL
4060976 | NORTH LAUDERDALE, CITY OF | 1 | NORTH LAUDERDALE, CITY OF | G | 20 | IRON RMVL/AERATION
4060976 | NORTH LAUDERDALE, CITY OF | 1 | NORTH LAUDERDALE, CITY OF | H | 24 | SOFTENING/LIME-SODA
4060976 | NORTH LAUDERDALE, CITY OF | 1 | NORTH LAUDERDALE, CITY OF | B | 04 | DISINFECT/CHLORAMINES
4060976 | NORTH LAUDERDALE, CITY OF | 1 | NORTH LAUDERDALE, CITY OF | B | 01 | DISINFECT/GASEOUS CHLORIN
4060976 | NORTH LAUDERDALE, CITY OF | 1 | NORTH LAUDERDALE, CITY OF | Z | 27 | OTHER/FLUORIDATION
4060988 | OAK RIDGE COUNTRY CLUB | 1 | OAK RIDGE COUNTRY CLUB | B | 02 | DISINFECT/HYPOCHLORIN
4060989 | OAKLAND PARK CITY OF | 1 | OAKLAND PARK (FT LAUD/FIVEASH) | A |  | NO TRTMT
4060994 | OCEAN WATERWAY MOBILE HOME PK | 1 |  | B | 02 | DISINFECT/HYPOCHLORIN
4061010 | PLANTATION (WEST), CITY OF | 1 | SUNRISE WTP | B | 01 | DISINFECT/GASEOUS CHLORIN
4061013 | JOSEPH DE TORRES | 1 |  | B | 02 | DISINFECT/HYPOCHLORIN
4061083 | PEMBROKE PINES, CITY OF | 1 | PEMBROKE PINES #1 | C | 14 | PART-RMVL/RAPID SAND FIL
4061083 | PEMBROKE PINES, CITY OF | 1 | PEMBROKE PINES #1 | D | 24 | CORR-CTRL/LIME-SODA
4061083 | PEMBROKE PINES, CITY OF | 1 | PEMBROKE PINES #1 | D | 36 | CORR-CTRL/CORROSION INHIB
4061083 | PEMBROKE PINES, CITY OF | 1 | PEMBROKE PINES #1 | G | 25 | IRON RMVL/ION EXCHANGE
4061083 | PEMBROKE PINES, CITY OF | 2 | PEMBROKE PINES #2 | B | 01 | DISINFECT/GASEOUS CHLORIN
4061083 | PEMBROKE PINES, CITY OF | 1 | PEMBROKE PINES #1 | Z | 25 | OTHER/ION EXCHANGE
4061083 | PEMBROKE PINES, CITY OF | 1 | PEMBROKE PINES #1 | B | 01 | DISINFECT/GASEOUS CHLORIN
4061083 | PEMBROKE PINES, CITY OF | 1 | PEMBROKE PINES #1 | Z | 27 | OTHER/FLUORIDATION
4061083 | PEMBROKE PINES, CITY OF | 1 | PEMBROKE PINES #1 | H | 24 | SOFTENING/LIME-SODA
4061083 | PEMBROKE PINES, CITY OF | 1 | PEMBROKE PINES #1 | B | 02 | DISINFECT/HYPOCHLORIN
4061083 | PEMBROKE PINES, CITY OF | 1 | PEMBROKE PINES #1 | B | 04 | DISINFECT/CHLORAMINES
4061121 | PLANTATION, EAST & CENTRAL | 1 | PLANTATION EAST | Z | 29 | OTHER/CARTRIDGE FILTR
4061121 | PLANTATION, EAST & CENTRAL | 2 | PLANTATION CENTRAL | Z | 27 | OTHER/FLUORIDATION
4061121 | PLANTATION, EAST & CENTRAL | 2 | PLANTATION CENTRAL | H | 38 | SOFTENING/NANOFILTRATION
4061121 | PLANTATION, EAST & CENTRAL | 2 | PLANTATION CENTRAL | D | 36 | CORR-CTRL/CORROSION INHIB
4061121 | PLANTATION, EAST & CENTRAL | 2 | PLANTATION CENTRAL | B | 04 | DISINFECT/CHLORAMINES
4061121 | PLANTATION, EAST & CENTRAL | 2 | PLANTATION CENTRAL | B | 02 | DISINFECT/HYPOCHLORIN
4061121 | PLANTATION, EAST & CENTRAL | 1 | PLANTATION EAST | D | 36 | CORR-CTRL/CORROSION INHIB
4061121 | PLANTATION, EAST & CENTRAL | 1 | PLANTATION EAST | Z | 27 | OTHER/FLUORIDATION
4061121 | PLANTATION, EAST & CENTRAL | 1 | PLANTATION EAST | B | 04 | DISINFECT/CHLORAMINES
4061121 | PLANTATION, EAST & CENTRAL | 1 | PLANTATION EAST | B | 02 | DISINFECT/HYPOCHLORIN
4061121 | PLANTATION, EAST & CENTRAL | 1 | PLANTATION EAST | H | 38 | SOFTENING/NANOFILTRATION
4061121 | PLANTATION, EAST & CENTRAL | 2 | PLANTATION CENTRAL | Z | 28 | OTHER/PACKED TWR-AERA
4061121 | PLANTATION, EAST & CENTRAL | 2 | PLANTATION CENTRAL | Z | 29 | OTHER/CARTRIDGE FILTR
4061121 | PLANTATION, EAST & CENTRAL | 2 | PLANTATION CENTRAL | Z | 19 | OTHER/PH ADJUSTMENT
4061121 | PLANTATION, EAST & CENTRAL | 1 | PLANTATION EAST | Z | 19 | OTHER/PH ADJUSTMENT
4061121 | PLANTATION, EAST & CENTRAL | 1 | PLANTATION EAST | Z | 28 | OTHER/PACKED TWR-AERA
4061127 | CITY OF WESTON (INDIAN TRACE) | 1 | INDIAN TRACE COMM. DEV. DIST. | B | 02 | DISINFECT/HYPOCHLORIN
4061129 | POMPANO BEACH, CITY OF | 2 | POMPANO (MEMBRANE SOFTENING) | Z | 28 | OTHER/PACKED TWR-AERA
4061129 | POMPANO BEACH, CITY OF | 2 | POMPANO (MEMBRANE SOFTENING) | Z | 27 | OTHER/FLUORIDATION
4061129 | POMPANO BEACH, CITY OF | 1 | POMPANO | Z | 19 | OTHER/PH ADJUSTMENT
4061129 | POMPANO BEACH, CITY OF | 1 | POMPANO | Z | 28 | OTHER/PACKED TWR-AERA
4061129 | POMPANO BEACH, CITY OF | 2 | POMPANO (MEMBRANE SOFTENING) | H | 38 | SOFTENING/NANOFILTRATION
4061129 | POMPANO BEACH, CITY OF | 2 | POMPANO (MEMBRANE SOFTENING) | Z | 29 | OTHER/CARTRIDGE FILTR
4061129 | POMPANO BEACH, CITY OF | 2 | POMPANO (MEMBRANE SOFTENING) | B | 04 | DISINFECT/CHLORAMINES
4061129 | POMPANO BEACH, CITY OF | 2 | POMPANO (MEMBRANE SOFTENING) | B | 01 | DISINFECT/GASEOUS CHLORIN
4061129 | POMPANO BEACH, CITY OF | 1 | POMPANO | C | 14 | PART-RMVL/RAPID SAND FIL
4061129 | POMPANO BEACH, CITY OF | 1 | POMPANO | C | 12 | PART-RMVL/SEDIMENTATION
4061129 | POMPANO BEACH, CITY OF | 1 | POMPANO | C | 11 | PART-RMVL/FLOCCULATION
4061129 | POMPANO BEACH, CITY OF | 1 | POMPANO | C | 10 | PART-RMVL/COAGULATION
4061129 | POMPANO BEACH, CITY OF | 1 | POMPANO | H | 24 | SOFTENING/LIME-SODA
4061129 | POMPANO BEACH, CITY OF | 1 | POMPANO | B | 04 | DISINFECT/CHLORAMINES
4061129 | POMPANO BEACH, CITY OF | 1 | POMPANO | H | 38 | SOFTENING/NANOFILTRATION
4061129 | POMPANO BEACH, CITY OF | 1 | POMPANO | H | 14 | SOFTENING/RAPID SAND FIL
4061129 | POMPANO BEACH, CITY OF | 1 | POMPANO | Z | 27 | OTHER/FLUORIDATION
4061129 | POMPANO BEACH, CITY OF | 1 | POMPANO | D | 36 | CORR-CTRL/CORROSION INHIB
4061129 | POMPANO BEACH, CITY OF | 2 | POMPANO (MEMBRANE SOFTENING) | Z | 18 | OTHER/SEQUESTATION
4061129 | POMPANO BEACH, CITY OF | 2 | POMPANO (MEMBRANE SOFTENING) | Z | 19 | OTHER/PH ADJUSTMENT
4061190 | WILLIES BAR | 1 | WILLIES BAR | B | 02 | DISINFECT/HYPOCHLORIN
4061271 | SAWGRASS RECREATION PARK | 1 | SAWGRASS RECREATION PARK | B | 02 | DISINFECT/HYPOCHLORIN
4061279 | SEMINOLE HEALTH CLUB | 1 | SEMINOLE HEALTH CLUB | B | 02 | DISINFECT/HYPOCHLORIN
4061281 | SEMINOLE TRUCK STOP | 1 | SEMINOLE TRUCK STOP | F | 23 | ORGN-RMVL/GAC ADDITION
4061281 | SEMINOLE TRUCK STOP | 1 | SEMINOLE TRUCK STOP | H | 25 | SOFTENING/ION EXCHANGE
4061281 | SEMINOLE TRUCK STOP | 1 | SEMINOLE TRUCK STOP | E | 23 | T-O CTRL/GAC ADDITION
4061281 | SEMINOLE TRUCK STOP | 1 | SEMINOLE TRUCK STOP | B | 02 | DISINFECT/HYPOCHLORIN
4061282 | WEST MCNAB ROAD U-PIK-IT | 1 | WEST MCNAB ROAD U-PIK-IT | H | 25 | SOFTENING/ION EXCHANGE
4061282 | WEST MCNAB ROAD U-PIK-IT | 1 | WEST MCNAB ROAD U-PIK-IT | B | 02 | DISINFECT/HYPOCHLORIN
4061283 | IGLESIA MISION VIDA | 1 | WEST BROWARD COMMUNITY CENTER | H | 25 | SOFTENING/ION EXCHANGE
4061283 | IGLESIA MISION VIDA | 1 | WEST BROWARD COMMUNITY CENTER | F | 23 | ORGN-RMVL/GAC ADDITION
4061283 | IGLESIA MISION VIDA | 1 | WEST BROWARD COMMUNITY CENTER | G | 15 | IRON RMVL/PRESS SAND FILT
4061283 | IGLESIA MISION VIDA | 1 | WEST BROWARD COMMUNITY CENTER | E | 15 | T-O CTRL/PRESS SAND FILT
4061283 | IGLESIA MISION VIDA | 1 | WEST BROWARD COMMUNITY CENTER | B | 02 | DISINFECT/HYPOCHLORIN
4061284 | CHRIST COVENANT CHURCH | 1 | CHRIST COVENANT CHURCH | B | 02 | DISINFECT/HYPOCHLORIN
4061284 | CHRIST COVENANT CHURCH | 1 | CHRIST COVENANT CHURCH | E | 15 | T-O CTRL/PRESS SAND FILT
4061284 | CHRIST COVENANT CHURCH | 1 | CHRIST COVENANT CHURCH | F | 23 | ORGN-RMVL/GAC ADDITION
4061284 | CHRIST COVENANT CHURCH | 1 | CHRIST COVENANT CHURCH | G | 15 | IRON RMVL/PRESS SAND FILT
4061284 | CHRIST COVENANT CHURCH | 1 | CHRIST COVENANT CHURCH | H | 25 | SOFTENING/ION EXCHANGE
4061408 | SUNRISE SAWGRASS | 1 | SUNRISE #3 | Z | 27 | OTHER/FLUORIDATION
4061408 | SUNRISE SAWGRASS | 1 | SUNRISE #3 | G | 07 | IRON RMVL/OTHER DISINFECT
4061408 | SUNRISE SAWGRASS | 1 | SUNRISE #3 | E | 28 | T-O CTRL/PACKED TWR-AERA
4061408 | SUNRISE SAWGRASS | 1 | SUNRISE #3 | D | 36 | CORR-CTRL/CORROSION INHIB
4061408 | SUNRISE SAWGRASS | 1 | SUNRISE #3 | B | 02 | DISINFECT/HYPOCHLORIN
4061408 | SUNRISE SAWGRASS | 1 | SUNRISE #3 | B | 04 | DISINFECT/CHLORAMINES
4061408 | SUNRISE SAWGRASS | 1 | SUNRISE #3 | H | 38 | SOFTENING/NANOFILTRATION
4061410 | SUNRISE SPRINGTREE | 1 | SUNRISE #1 | B | 02 | DISINFECT/HYPOCHLORIN
4061410 | SUNRISE SPRINGTREE | 1 | SUNRISE #1 | H | 24 | SOFTENING/LIME-SODA
4061410 | SUNRISE SPRINGTREE | 1 | SUNRISE #1 | D | 24 | CORR-CTRL/LIME-SODA
4061410 | SUNRISE SPRINGTREE | 1 | SUNRISE #1 | D | 36 | CORR-CTRL/CORROSION INHIB
4061410 | SUNRISE SPRINGTREE | 1 | SUNRISE #1 | G | 07 | IRON RMVL/OTHER DISINFECT
4061410 | SUNRISE SPRINGTREE | 1 | SUNRISE #1 | H | 10 | SOFTENING/COAGULATION
4061410 | SUNRISE SPRINGTREE | 1 | SUNRISE #1 | Z | 26 | OTHER/REVERSE OSMOSIS
4061410 | SUNRISE SPRINGTREE | 1 | SUNRISE #1 | Z | 28 | OTHER/PACKED TWR-AERA
4061410 | SUNRISE SPRINGTREE | 1 | SUNRISE #1 | H | 14 | SOFTENING/RAPID SAND FIL
4061410 | SUNRISE SPRINGTREE | 1 | SUNRISE #1 | B | 04 | DISINFECT/CHLORAMINES
4061410 | SUNRISE SPRINGTREE | 1 | SUNRISE #1 | Z | 27 | OTHER/FLUORIDATION
4061429 | TAMARAC (WEST), CITY OF | 1 | TAMARAC WEST | H | 24 | SOFTENING/LIME-SODA
4061429 | TAMARAC (WEST), CITY OF | 1 | TAMARAC WEST | C | 14 | PART-RMVL/RAPID SAND FIL
4061429 | TAMARAC (WEST), CITY OF | 1 | TAMARAC WEST | C | 12 | PART-RMVL/SEDIMENTATION
4061429 | TAMARAC (WEST), CITY OF | 1 | TAMARAC WEST | B | 04 | DISINFECT/CHLORAMINES
4061429 | TAMARAC (WEST), CITY OF | 1 | TAMARAC WEST | C | 10 | PART-RMVL/COAGULATION
4061429 | TAMARAC (WEST), CITY OF | 1 | TAMARAC WEST | C | 11 | PART-RMVL/FLOCCULATION
4061429 | TAMARAC (WEST), CITY OF | 1 | TAMARAC WEST | B | 02 | DISINFECT/HYPOCHLORIN
4061429 | TAMARAC (WEST), CITY OF | 1 | TAMARAC WEST | H | 14 | SOFTENING/RAPID SAND FIL
4061429 | TAMARAC (WEST), CITY OF | 1 | TAMARAC WEST | Z | 27 | OTHER/FLUORIDATION
4061429 | TAMARAC (WEST), CITY OF | 1 | TAMARAC WEST | C | 09 | PART-RMVL/RAPID MIX
4061434 | TAYLOR'S TRAILER PARK | 1 | TAYLOR TRAILER PARK | B | 02 | DISINFECT/HYPOCHLORIN
4061444 | TEXACO SERVICE STATION | 1 |  | B | 02 | DISINFECT/HYPOCHLORIN
4061517 | ROYAL WATERWORKS, INC | 1 | ROYAL UTILITY COMPANY | B | 01 | DISINFECT/GASEOUS CHLORIN
4061517 | ROYAL WATERWORKS, INC | 1 | ROYAL UTILITY COMPANY | C | 10 | PART-RMVL/COAGULATION
4061517 | ROYAL WATERWORKS, INC | 1 | ROYAL UTILITY COMPANY | C | 14 | PART-RMVL/RAPID SAND FIL
4061517 | ROYAL WATERWORKS, INC | 1 | ROYAL UTILITY COMPANY | C | 12 | PART-RMVL/SEDIMENTATION
4061517 | ROYAL WATERWORKS, INC | 1 | ROYAL UTILITY COMPANY | D | 24 | CORR-CTRL/LIME-SODA
4061517 | ROYAL WATERWORKS, INC | 1 | ROYAL UTILITY COMPANY | H | 24 | SOFTENING/LIME-SODA
4061517 | ROYAL WATERWORKS, INC | 1 | ROYAL UTILITY COMPANY | C | 11 | PART-RMVL/FLOCCULATION
4061517 | ROYAL WATERWORKS, INC | 1 | ROYAL UTILITY COMPANY | Z | 27 | OTHER/FLUORIDATION
4061517 | ROYAL WATERWORKS, INC | 1 | ROYAL UTILITY COMPANY | Z | 20 | OTHER/AERATION
4061555 | HOLLY LAKE WATER PLANT | 1 | HOLLY LAKE | B | 02 | DISINFECT/HYPOCHLORIN
4061555 | HOLLY LAKE WATER PLANT | 1 | HOLLY LAKE | H | 24 | SOFTENING/LIME-SODA
4061574 | WILTON MANORS, CITY OF | 1 | WILTON MANOR (FT LAUD/FIVEASH) | A |  | NO TRTMT
4061584 | COCONUT CREEK, CITY OF | 1 | COCONUT CREEK-HILLSBORO TANK | B | 04 | DISINFECT/CHLORAMINES
4061584 | COCONUT CREEK, CITY OF | 2 | COCONUT CREEK-HILTON TANK | B | 04 | DISINFECT/CHLORAMINES
4061593 | TAMARAC (EAST), CITY OF | 1 | TAMARAC (FT LAUD/FIVEASH) | A |  | NO TRTMT
4061603 | BROWARD CO PORT EVERGLADES DPT | 1 | PORT EVERGLADES AUTHORITY | A |  | NO TRTMT
4061607 | AMBASSADOR CHRISTIAN ACADEMY | 1 | AMBASSADOR CHRISTIAN ACADEMY | B | 02 | DISINFECT/HYPOCHLORIN
4061609 | A LITTLE PLACE IN THE PINES | 1 |  | B | 02 | DISINFECT/HYPOCHLORIN
4061611 | DEENIE'S HIDEAWAY | 1 | DEENIE'S HIDEAWAY | B | 02 | DISINFECT/HYPOCHLORIN
4061755 | GEORGE & JOHNS CHEVRON SVC CTR | 1 | GEORGE & JOHNS CHEVRON SVC CTR | B | 02 | DISINFECT/HYPOCHLORIN
4061756 | OASIS TRUCK STOP | 1 | OASIS TRUCK STOP | B | 02 | DISINFECT/HYPOCHLORIN
4061765 | J&M COMMISSARY | 1 | J&M COMMISSARY | B | 02 | DISINFECT/HYPOCHLORIN
4061767 | ALI MARKET | 1 | ALI MARKET | B | 02 | DISINFECT/HYPOCHLORIN
4061770 | MATH IGLER GROVES | 1 | MATH IGLER GROVES | B | 02 | DISINFECT/HYPOCHLORIN
4061771 | FLORIDA BIBLE MISSION | 1 |  | B | 02 | DISINFECT/HYPOCHLORIN
4061772 | PITA RANCH | 1 | PITA RANCH PLANT | B | 02 | DISINFECT/HYPOCHLORIN
4061925 | DAVIE (HACIENDA VILLAGE) | 1 | DAVIE (HACIENDA VILLAGE) | A |  | NO TRTMT
4061934 | BROWARD CHRISTIAN SCHOOL | 1 | BROWARD CHRISTIAN SCHOOL | B | 02 | DISINFECT/HYPOCHLORIN
4061952 | POTTER'S PARK | 1 | POTTER'S PARK | B | 02 | DISINFECT/HYPOCHLORIN
4061953 | CAMP TELOGIA #2 | 1 | CAMP TELOGIA NO 2 | B | 02 | DISINFECT/HYPOCHLORIN
4061957 | PARKLAND UTILITIES INC | 1 | PARKLAND | D | 24 | CORR-CTRL/LIME-SODA
4061957 | PARKLAND UTILITIES INC | 1 | PARKLAND | H | 24 | SOFTENING/LIME-SODA
4061957 | PARKLAND UTILITIES INC | 1 | PARKLAND | Z | 20 | OTHER/AERATION
4061957 | PARKLAND UTILITIES INC | 1 | PARKLAND | B | 04 | DISINFECT/CHLORAMINES
4061957 | PARKLAND UTILITIES INC | 1 | PARKLAND | Z | 27 | OTHER/FLUORIDATION
4061957 | PARKLAND UTILITIES INC | 1 | PARKLAND | B | 01 | DISINFECT/GASEOUS CHLORIN
4061957 | PARKLAND UTILITIES INC | 1 | PARKLAND | C | 14 | PART-RMVL/RAPID SAND FIL
4064293 | TEMPLE IN THE PINES | 1 | TEMPLE IN THE PINES | B | 02 | DISINFECT/HYPOCHLORIN
4064294 | GRIFFIN RD CHURCH OF CHRIST | 1 | GRIFFIN RD CHURCH OF CHRIST | B | 02 | DISINFECT/HYPOCHLORIN
4064308 | LEVITT-WEINSTEIN FUNERAL HOME | 1 | LEVITT-WEINSTEIN FUNERAL HOME | Z | 29 | OTHER/CARTRIDGE FILTR
4064308 | LEVITT-WEINSTEIN FUNERAL HOME | 1 | LEVITT-WEINSTEIN FUNERAL HOME | H | 25 | SOFTENING/ION EXCHANGE
4064308 | LEVITT-WEINSTEIN FUNERAL HOME | 1 | LEVITT-WEINSTEIN FUNERAL HOME | B | 02 | DISINFECT/HYPOCHLORIN
4064311 | CAPELLA FARMS | 1 | CAPELLA FARMS | B | 02 | DISINFECT/HYPOCHLORIN
4064314 | GEORGE'S DANIA TEXACO | 1 | GEORGE'S DANIA TEXACO | B | 02 | DISINFECT/HYPOCHLORIN
4064316 | HARTZ APTS | 1 | HARTZ APTS | B | 02 | DISINFECT/HYPOCHLORIN
4064317 | HILLTOP MONTESSORI. | 1 | HILLTOP MONTESSORI | B | 02 | DISINFECT/HYPOCHLORIN
4064318 | HOWIE'S SUBS AND SANDWICHES | 1 | HOWIE'S SUBS AND SANDWICHES | B | 02 | DISINFECT/HYPOCHLORIN
4064319 | KINGDOM HALL-LYONS RD | 1 | KINGDOM HALL | B | 02 | DISINFECT/HYPOCHLORIN
4064320 | PAN AMERICAN GROVES | 1 | PAN AMERICAN GROVES | B | 02 | DISINFECT/HYPOCHLORIN
4064321 | PIG ON THE PIT | 1 | POMPANO | B | 02 | DISINFECT/HYPOCHLORIN
4064324 | FT LAUDERDALE/HWD INTL AIRPORT | 1 | FT LAUDERDALE/HWD INTL AIRPORT | A |  | NO TRTMT
4064325 | INDIAN TRACE | 1 | INDIAN TRACE (SUNRISE #2) | B | 01 | DISINFECT/GASEOUS CHLORIN
4064326 | SUNRISE SOUTHWEST | 1 | SOUTH BROWARD UTILITY | H | 24 | SOFTENING/LIME-SODA
4064326 | SUNRISE SOUTHWEST | 1 | SOUTH BROWARD UTILITY | C | 14 | PART-RMVL/RAPID SAND FIL
4064326 | SUNRISE SOUTHWEST | 1 | SOUTH BROWARD UTILITY | D | 24 | CORR-CTRL/LIME-SODA
4064326 | SUNRISE SOUTHWEST | 1 | SOUTH BROWARD UTILITY | G | 20 | IRON RMVL/AERATION
4064326 | SUNRISE SOUTHWEST | 1 | SOUTH BROWARD UTILITY | Z | 20 | OTHER/AERATION
4064326 | SUNRISE SOUTHWEST | 1 | SOUTH BROWARD UTILITY | H | 10 | SOFTENING/COAGULATION
4064326 | SUNRISE SOUTHWEST | 1 | SOUTH BROWARD UTILITY | B | 02 | DISINFECT/HYPOCHLORIN
4064326 | SUNRISE SOUTHWEST | 1 | SOUTH BROWARD UTILITY | B | 04 | DISINFECT/CHLORAMINES
4064326 | SUNRISE SOUTHWEST | 1 | SOUTH BROWARD UTILITY | Z | 27 | OTHER/FLUORIDATION
4064346 | SCHOTT MEMORIAL | 1 | SCHOTT MEMORIAL | B | 02 | DISINFECT/HYPOCHLORIN
4064348 | TREE TOPS PARK | 1 | TREE TOPS PARK | B | 02 | DISINFECT/HYPOCHLORIN
4064349 | FLAMINGO RD BAPTIST CHURCH | 1 | FLAMINGO RD BAPTIST CHURCH | B | 02 | DISINFECT/HYPOCHLORIN
4064352 | HOLY SACRAMENT DAY SCHOOL | 1 | HOLY SACRAMENT DAY SCHOOL | A |  | NO TRTMT
4064384 | LANDMARK APOSTOLIC CHURCH | 1 | LANDMARK APOSTOLIC CHURCH | B | 02 | DISINFECT/HYPOCHLORIN
4064385 | SOUTHERN BELL | 1 | SOUTHERN BELL | B | 02 | DISINFECT/HYPOCHLORIN
4064386 | GOOD NEWS RANCH | 1 | GOOD NEWS RANCH | B | 02 | DISINFECT/HYPOCHLORIN
4064388 | VILLAGE MARINA #1 | 1 | VILLAGE MARINA - DANIA | B | 02 | DISINFECT/HYPOCHLORIN
4064389 | VILLAGE MARINA #2 | 1 | VILLAGE MARINA #2 | B | 02 | DISINFECT/HYPOCHLORIN
4064390 | NORTH SPRINGS IMPROVEMENT DISTRICT | 1 | NORTH SPRINGS IMPROVEMENT DIST | B | 04 | DISINFECT/CHLORAMINES
4064390 | NORTH SPRINGS IMPROVEMENT DISTRICT | 1 | NORTH SPRINGS IMPROVEMENT DIST | Z | 27 | OTHER/FLUORIDATION
4064390 | NORTH SPRINGS IMPROVEMENT DISTRICT | 1 | NORTH SPRINGS IMPROVEMENT DIST | C | 14 | PART-RMVL/RAPID SAND FIL
4064390 | NORTH SPRINGS IMPROVEMENT DISTRICT | 1 | NORTH SPRINGS IMPROVEMENT DIST | E | 20 | T-O CTRL/AERATION
4064390 | NORTH SPRINGS IMPROVEMENT DISTRICT | 1 | NORTH SPRINGS IMPROVEMENT DIST | B | 01 | DISINFECT/GASEOUS CHLORIN
4064391 | DONALD A KULLMAN, MD | 1 | DONALD A. KULLMAN, M.D. | B | 02 | DISINFECT/HYPOCHLORIN
4064392 | KIDS PARADISE | 1 | KIDS PARADISE | B | 02 | DISINFECT/HYPOCHLORIN
4064393 | HILLSBORO PINES CENTER | 1 | HILLSBORO PINES CENTER | G | 30 | IRON RMVL/GREENSAND FILTR
4064393 | HILLSBORO PINES CENTER | 1 | HILLSBORO PINES CENTER | B | 02 | DISINFECT/HYPOCHLORIN
4064394 | TOWN OF DAVIE | 1 | TOWN OF DAVIE | C | 14 | PART-RMVL/RAPID SAND FIL
4064394 | TOWN OF DAVIE | 1 | TOWN OF DAVIE | B | 01 | DISINFECT/GASEOUS CHLORIN
4064394 | TOWN OF DAVIE | 1 | TOWN OF DAVIE | Z | 27 | OTHER/FLUORIDATION
4064394 | TOWN OF DAVIE | 1 | TOWN OF DAVIE | H | 24 | SOFTENING/LIME-SODA
4064395 | IGLESIA BAUTISTA WEST BROWARD | 1 | FIRST BAPTIST CHURCH | B | 02 | DISINFECT/HYPOCHLORIN
4064396 | MIAMI-HWD MOTOR SPORTS PARK | 1 | MIAMI-HOLLYWOOD MOTOR PARK | B | 02 | DISINFECT/HYPOCHLORIN
4064396 | MIAMI-HWD MOTOR SPORTS PARK | 1 | MIAMI-HOLLYWOOD MOTOR PARK | G | 23 | IRON RMVL/GAC ADDITION
4064396 | MIAMI-HWD MOTOR SPORTS PARK | 1 | MIAMI-HOLLYWOOD MOTOR PARK | H | 23 | SOFTENING/GAC ADDITION
4064396 | MIAMI-HWD MOTOR SPORTS PARK | 1 | MIAMI-HOLLYWOOD MOTOR PARK | I | 23 | COLOR RML/GAC ADDITION
4064397 | FLA TURNPIKE-CYPRESS CRK TOLL | 1 | FLA PIKE TOLL PLAZA-CYPRESS CK | B | 02 | DISINFECT/HYPOCHLORIN
4064398 | WINGS ACADEMY | 1 | WINGS ACADEMY | B | 02 | DISINFECT/HYPOCHLORIN
4064398 | WINGS ACADEMY | 1 | WINGS ACADEMY | I | 25 | COLOR RML/ION EXCHANGE
4064398 | WINGS ACADEMY | 1 | WINGS ACADEMY | H | 25 | SOFTENING/ION EXCHANGE
4064398 | WINGS ACADEMY | 1 | WINGS ACADEMY | G | 15 | IRON RMVL/PRESS SAND FILT
4064398 | WINGS ACADEMY | 1 | WINGS ACADEMY | C | 15 | PART-RMVL/PRESS SAND FILT
4064400 | COMMUNITY WORSHIP CENTER | 1 | COMMUNITY WORSHIP CENTER | B | 02 | DISINFECT/HYPOCHLORIN
4064400 | COMMUNITY WORSHIP CENTER | 1 | COMMUNITY WORSHIP CENTER | H | 25 | SOFTENING/ION EXCHANGE
4064400 | COMMUNITY WORSHIP CENTER | 1 | COMMUNITY WORSHIP CENTER | B | 30 | DISINFECT/GREENSAND FILTR
4064401 | LIVING WORD OPEN BIBLE CHURCH | 1 | LIVING WORD OPEN BIBLE CHURCH | F | 23 | ORGN-RMVL/GAC ADDITION
4064401 | LIVING WORD OPEN BIBLE CHURCH | 1 | LIVING WORD OPEN BIBLE CHURCH | E | 15 | T-O CTRL/PRESS SAND FILT
4064401 | LIVING WORD OPEN BIBLE CHURCH | 1 | LIVING WORD OPEN BIBLE CHURCH | B | 02 | DISINFECT/HYPOCHLORIN
4064401 | LIVING WORD OPEN BIBLE CHURCH | 1 | LIVING WORD OPEN BIBLE CHURCH | G | 15 | IRON RMVL/PRESS SAND FILT
4064401 | LIVING WORD OPEN BIBLE CHURCH | 1 | LIVING WORD OPEN BIBLE CHURCH | H | 25 | SOFTENING/ION EXCHANGE
4064402 | TOWN OF SW RANCHES/TOWN HALL | 1 | SW RANCHES TOWN HALL | G | 15 | IRON RMVL/PRESS SAND FILT
4064402 | TOWN OF SW RANCHES/TOWN HALL | 1 | SW RANCHES TOWN HALL | F | 23 | ORGN-RMVL/GAC ADDITION
4064402 | TOWN OF SW RANCHES/TOWN HALL | 1 | SW RANCHES TOWN HALL | B | 02 | DISINFECT/HYPOCHLORIN
4064402 | TOWN OF SW RANCHES/TOWN HALL | 1 | SW RANCHES TOWN HALL | H | 25 | SOFTENING/ION EXCHANGE
4064403 | I-75 REST AREA | 1 | I-75 REST AREA | C | 26 | PART-RMVL/REVERSE OSMOSIS
4064403 | I-75 REST AREA | 1 | I-75 REST AREA | B | 02 | DISINFECT/HYPOCHLORIN
4064404 | WESTON SPANISH CONGREGATION OF JEHOVA'S | 1 | WESTON SPANISH CONGREGATION | H | 38 | SOFTENING/NANOFILTRATION
4064404 | WESTON SPANISH CONGREGATION OF JEHOVA'S | 1 | WESTON SPANISH CONGREGATION | F | 38 | ORGN-RMVL/NANOFILTRATION
4064404 | WESTON SPANISH CONGREGATION OF JEHOVA'S | 1 | WESTON SPANISH CONGREGATION | B | 02 | DISINFECT/HYPOCHLORIN
4064405 | MENORAH GARDENS & FUNERAL CHAPEL | 1 | MENORAH GARDENS&FUNERAL CHAPEL | B | 02 | DISINFECT/HYPOCHLORIN
4064405 | MENORAH GARDENS & FUNERAL CHAPEL | 1 | MENORAH GARDENS&FUNERAL CHAPEL | H | 25 | SOFTENING/ION EXCHANGE
4064406 | FLORIDA AQUATIC NURSERIES, INC. | 1 | FLORIDA AQUATIC NURSERIES INC | B | 02 | DISINFECT/HYPOCHLORIN
4064410 | NORWEGIAN SEAMEN'S CHURCH, INC. | 1 | NORWEGIAN SEAMEN'S CHURCH | B | 02 | DISINFECT/HYPOCHLORIN
4064410 | NORWEGIAN SEAMEN'S CHURCH, INC. | 1 | NORWEGIAN SEAMEN'S CHURCH | G | 25 | IRON RMVL/ION EXCHANGE
4064410 | NORWEGIAN SEAMEN'S CHURCH, INC. | 1 | NORWEGIAN SEAMEN'S CHURCH | B | 20 | DISINFECT/AERATION
4064411 | HERON BAY GOLF CLUB - FAIRWAY 6 | 1 | HERON BAY GOLF CLUB-FAIRWAY 6 | E | 25 | T-O CTRL/ION EXCHANGE
4064411 | HERON BAY GOLF CLUB - FAIRWAY 6 | 1 | HERON BAY GOLF CLUB-FAIRWAY 6 | Z | 29 | OTHER/CARTRIDGE FILTR
4064411 | HERON BAY GOLF CLUB - FAIRWAY 6 | 1 | HERON BAY GOLF CLUB-FAIRWAY 6 | E | 23 | T-O CTRL/GAC ADDITION
4064411 | HERON BAY GOLF CLUB - FAIRWAY 6 | 1 | HERON BAY GOLF CLUB-FAIRWAY 6 | B | 02 | DISINFECT/HYPOCHLORIN
4064413 | TOWN OF SW RANCHES ROLLING OAK BARN | 1 | ROLLING OAK BARN | H | 25 | SOFTENING/ION EXCHANGE
4064413 | TOWN OF SW RANCHES ROLLING OAK BARN | 1 | ROLLING OAK BARN | C | 23 | PART-RMVL/GAC ADDITION
4064413 | TOWN OF SW RANCHES ROLLING OAK BARN | 1 | ROLLING OAK BARN | B | 02 | DISINFECT/HYPOCHLORIN
4064414 | TOWN OF SW RANCHES COUNTRY ESTATES PARK | 1 | COUNTRY ESTATES | G | 25 | IRON RMVL/ION EXCHANGE
4064414 | TOWN OF SW RANCHES COUNTRY ESTATES PARK | 1 | COUNTRY ESTATES | B | 02 | DISINFECT/HYPOCHLORIN
4064414 | TOWN OF SW RANCHES COUNTRY ESTATES PARK | 1 | COUNTRY ESTATES | Z | 20 | OTHER/AERATION
4130025 | VERSTER | 1 | VESTER | A |  | NO TRTMT
4130028 | MIAMI AUTO SALES | 1 | SUZUKI BOATS | B | 02 | DISINFECT/HYPOCHLORIN
4130032 | AMERICAN CONVEYOR | 1 | AMERICAN CONVEYOR CORP | B | 02 | DISINFECT/HYPOCHLORIN
4130047 | SAUNDERS LABOR CAMP | 1 | SAUNDERS LABOR CAMP | B | 02 | DISINFECT/HYPOCHLORIN
4130048 | LAS MERCEDES ENTERPRISE, INC. | 1 | ANDERSON'S CORNER GROCERY | B | 02 | DISINFECT/HYPOCHLORIN
4130053 | OLD CUTLER BAIT AND TACKLE | 1 | HIGHTAILIN'IT | B | 02 | DISINFECT/HYPOCHLORIN
4130077 | BAL HARBOUR VILLAGE | 1 | XXXXXXXXXXXXXXXXXXXX | A |  | NO TRTMT
4130081 | BAPT HOME MISSION | 1 |  | B | 02 | DISINFECT/HYPOCHLORIN
4130089 | TOWN OF BAY HARBOR ISLANDS | 1 |  | A |  | NO TRTMT
4130112 | BENSON LIGHTING | 1 | BENSON LIGHTING | B | 02 | DISINFECT/HYPOCHLORIN
4130139 | TAYLOR LABOR CAMP | 1 | TAYLOR LABOR CAMP | B | 02 | DISINFECT/HYPOCHLORIN
4130159 | BROOKS TROPICALS | 1 | J.R. BROOKS & SON | B | 02 | DISINFECT/HYPOCHLORIN
4130189 | BURRS BERRY FARM | 1 |  | B | 02 | DISINFECT/HYPOCHLORIN
4130255 | FLORIDA CITY | 1 | FLORIDA CITY PLANT | B | 01 | DISINFECT/GASEOUS CHLORIN
4130255 | FLORIDA CITY | 1 | FLORIDA CITY PLANT | D | 36 | CORR-CTRL/CORROSION INHIB
4130305 | H.D. CROSS LABOR CAMP | 1 | H.D. CROSS LABOR CAMP | B | 02 | DISINFECT/HYPOCHLORIN
4130320 | CAMP OWAISSA BAUER | 1 | CAMP OWAISSA BAUER | B | 02 | DISINFECT/HYPOCHLORIN
4130322 | REDLAND MIDDLE SCHOOL | 1 | REDLAND JR. HIGH SCHOOL | B | 01 | DISINFECT/GASEOUS CHLORIN
4130324 | GOULDS ELEMENTARY SCHOOL | 1 | GOULDS ELEMENTARY SCHOOL | B | 02 | DISINFECT/HYPOCHLORIN
4130327 | REDLANDS ELEMENTARY SCHOOL | 1 | REDLANDS ELEMENTARY SCHOOL | B | 01 | DISINFECT/GASEOUS CHLORIN
4130423 | BUSY BEE CAR WASH | 1 | BUSY BEE CAR WASH | B | 02 | DISINFECT/HYPOCHLORIN
4130443 | PRINCETON FIRE STATION | 1 | PRINCETON FIRE STATION | B | 02 | DISINFECT/HYPOCHLORIN
4130445 | TROPICAL RESEARCH & EDUCATION CENTER | 1 | TROPICAL RESEARCH CENTER | B | 02 | DISINFECT/HYPOCHLORIN
4130449 | EVERGLADES PK-CHEKIKA | 1 | EVERGLADES NATL PARK-CHEKIKA | H | 25 | SOFTENING/ION EXCHANGE
4130449 | EVERGLADES PK-CHEKIKA | 1 | EVERGLADES NATL PARK-CHEKIKA | B | 02 | DISINFECT/HYPOCHLORIN
4130492 | BARGAIN TOWN | 1 | BASS & SON CORPORATION | B | 02 | DISINFECT/HYPOCHLORIN
4130496 | FRANKSHER BUILDING | 1 | FRANKSHER BUILDING | B | 02 | DISINFECT/HYPOCHLORIN
4130517 | GENERAL PORTLAND CEMENT | 1 |  | B | 02 | DISINFECT/HYPOCHLORIN
4130546 | GRANT CENTER HOSPITAL | 1 | GRANT CENTER HOSPITAL | B | 02 | DISINFECT/HYPOCHLORIN
4130556 | GSA-CAMP MAHACHEE | 1 |  | B | 02 | DISINFECT/HYPOCHLORIN
4130588 | REDLANDS MOBILE HOME PARK | 1 | REDLANDS MOBILE HOME PARK | B | 02 | DISINFECT/HYPOCHLORIN
4130604 | HIALEAH, CITY OF | 1 | HIALEAH REVERSE OSMOSIS PLANT | B | 01 | DISINFECT/GASEOUS CHLORIN
4130604 | HIALEAH, CITY OF | 1 | HIALEAH REVERSE OSMOSIS PLANT | D | 36 | CORR-CTRL/CORROSION INHIB
4130604 | HIALEAH, CITY OF | 1 | HIALEAH REVERSE OSMOSIS PLANT | D | 37 | CORR-CTRL/ALKALINITY ADJ.
4130604 | HIALEAH, CITY OF | 1 | HIALEAH REVERSE OSMOSIS PLANT | D | 19 | CORR-CTRL/PH ADJUSTMENT
4130604 | HIALEAH, CITY OF | 1 | HIALEAH REVERSE OSMOSIS PLANT | B | 02 | DISINFECT/HYPOCHLORIN
4130604 | HIALEAH, CITY OF | 1 | HIALEAH REVERSE OSMOSIS PLANT | B | 04 | DISINFECT/CHLORAMINES
4130604 | HIALEAH, CITY OF | 1 | HIALEAH REVERSE OSMOSIS PLANT | B | 26 | DISINFECT/REVERSE OSMOSIS
4130645 | HOMESTEAD, CITY OF | 1 | HOMESTEAD (WITTKOP PARK) | B | 01 | DISINFECT/GASEOUS CHLORIN
4130645 | HOMESTEAD, CITY OF | 1 | HOMESTEAD (WITTKOP PARK) | Z | 27 | OTHER/FLUORIDATION
4130645 | HOMESTEAD, CITY OF | 2 | HOMESTEAD HARRIS FIELD WELL #6 | B | 01 | DISINFECT/GASEOUS CHLORIN
4130645 | HOMESTEAD, CITY OF | 2 | HOMESTEAD HARRIS FIELD WELL #6 | Z | 27 | OTHER/FLUORIDATION
4130645 | HOMESTEAD, CITY OF | 3 |  | Z | 27 | OTHER/FLUORIDATION
4130645 | HOMESTEAD, CITY OF | 3 |  | B | 01 | DISINFECT/GASEOUS CHLORIN
4130662 | INDIAN CREEK VILLAGE | 1 |  | A |  | NO TRTMT
4130675 | ISLA GOLD MOBILE HOME PARK | 1 | ISLA GOLD MOBILE HOME PARK | B | 01 | DISINFECT/GASEOUS CHLORIN
4130721 | MIAMI EVERGLADES CAMPGROUND | 1 | MIAMI EVERGLADES CAMPGROUND | B | 02 | DISINFECT/HYPOCHLORIN
4130729 | PARMAN KENDALL CORP. | 1 | KENDALL AVOCADO | B | 02 | DISINFECT/HYPOCHLORIN
4130759 | LAGUNA PALMS MOBILE HOME PARK | 1 |  | B | 01 | DISINFECT/GASEOUS CHLORIN
4130780 | MELISA MECHANIC | 1 | UNIQUE TIRES | B | 02 | DISINFECT/HYPOCHLORIN
4130793 | YES MOTEL (FORMER DELUXE MOTEL) | 1 | DELUXE MOTEL | B | 02 | DISINFECT/HYPOCHLORIN
4130811 | TROPICAL PRODUCE | 1 | DE LEON HARVESTING | B | 02 | DISINFECT/HYPOCHLORIN
4130823 | DAN LEWIS PROPERTIES | 1 | PORPOISE POOL | B | 02 | DISINFECT/HYPOCHLORIN
4130831 | MCARTHUR DAIRY | 1 | MCARTHUR DAIRY | B | 02 | DISINFECT/HYPOCHLORIN
4130833 | JONES' TRAILER PARK | 1 | JONES' TRAILER PARK | B | 04 | DISINFECT/CHLORAMINES
4130851 | MARRERO SHELL STATION | 1 | MARRERO SHELL STATION | B | 01 | DISINFECT/GASEOUS CHLORIN
4130869 | MCR LUMBER & MATERIAL SUPPLY | 1 | MCR LUMBER & MATERIAL SUPPLY | B | 02 | DISINFECT/HYPOCHLORIN
4130871 | MDWASA - MAIN SYSTEM | 3 | MDWASA/HIALEAH | F | 28 | ORGN-RMVL/PACKED TWR-AERA
4130871 | MDWASA - MAIN SYSTEM | 3 | MDWASA/HIALEAH | H | 24 | SOFTENING/LIME-SODA
4130871 | MDWASA - MAIN SYSTEM | 3 | MDWASA/HIALEAH | Z | 10 | OTHER/COAGULATION
4130871 | MDWASA - MAIN SYSTEM | 3 | MDWASA/HIALEAH | Z | 19 | OTHER/PH ADJUSTMENT
4130871 | MDWASA - MAIN SYSTEM | 3 | MDWASA/HIALEAH | Z | 27 | OTHER/FLUORIDATION
4130871 | MDWASA - MAIN SYSTEM | 1 | MDWASD/ALEXANDER ORR | Z | 12 | OTHER/SEDIMENTATION
4130871 | MDWASA - MAIN SYSTEM | 1 | MDWASD/ALEXANDER ORR | Z | 10 | OTHER/COAGULATION
4130871 | MDWASA - MAIN SYSTEM | 1 | MDWASD/ALEXANDER ORR | H | 24 | SOFTENING/LIME-SODA
4130871 | MDWASA - MAIN SYSTEM | 1 | MDWASD/ALEXANDER ORR | C | 14 | PART-RMVL/RAPID SAND FIL
4130871 | MDWASA - MAIN SYSTEM | 1 | MDWASD/ALEXANDER ORR | B | 04 | DISINFECT/CHLORAMINES
4130871 | MDWASA - MAIN SYSTEM | 1 | MDWASD/ALEXANDER ORR | B | 01 | DISINFECT/GASEOUS CHLORIN
4130871 | MDWASA - MAIN SYSTEM | 1 | MDWASD/ALEXANDER ORR | D | 24 | CORR-CTRL/LIME-SODA
4130871 | MDWASA - MAIN SYSTEM | 3 | MDWASA/HIALEAH | B | 04 | DISINFECT/CHLORAMINES
4130871 | MDWASA - MAIN SYSTEM | 3 | MDWASA/HIALEAH | B | 01 | DISINFECT/GASEOUS CHLORIN
4130871 | MDWASA - MAIN SYSTEM | 2 | MDWASA/JOHN PRESTON | Z | 27 | OTHER/FLUORIDATION
4130871 | MDWASA - MAIN SYSTEM | 2 | MDWASA/JOHN PRESTON | Z | 19 | OTHER/PH ADJUSTMENT
4130871 | MDWASA - MAIN SYSTEM | 2 | MDWASA/JOHN PRESTON | Z | 10 | OTHER/COAGULATION
4130871 | MDWASA - MAIN SYSTEM | 2 | MDWASA/JOHN PRESTON | H | 24 | SOFTENING/LIME-SODA
4130871 | MDWASA - MAIN SYSTEM | 2 | MDWASA/JOHN PRESTON | F | 28 | ORGN-RMVL/PACKED TWR-AERA
4130871 | MDWASA - MAIN SYSTEM | 2 | MDWASA/JOHN PRESTON | E | 01 | T-O CTRL/GASEOUS CHLORIN
4130871 | MDWASA - MAIN SYSTEM | 2 | MDWASA/JOHN PRESTON | D | 37 | CORR-CTRL/ALKALINITY ADJ.
4130871 | MDWASA - MAIN SYSTEM | 3 | MDWASA/HIALEAH | D | 37 | CORR-CTRL/ALKALINITY ADJ.
4130871 | MDWASA - MAIN SYSTEM | 3 | MDWASA/HIALEAH | C | 14 | PART-RMVL/RAPID SAND FIL
4130871 | MDWASA - MAIN SYSTEM | 2 | MDWASA/JOHN PRESTON | D | 24 | CORR-CTRL/LIME-SODA
4130871 | MDWASA - MAIN SYSTEM | 3 | MDWASA/HIALEAH | D | 24 | CORR-CTRL/LIME-SODA
4130871 | MDWASA - MAIN SYSTEM | 1 | MDWASD/ALEXANDER ORR | D | 36 | CORR-CTRL/CORROSION INHIB
4130871 | MDWASA - MAIN SYSTEM | 2 | MDWASA/JOHN PRESTON | D | 36 | CORR-CTRL/CORROSION INHIB
4130871 | MDWASA - MAIN SYSTEM | 3 | MDWASA/HIALEAH | D | 36 | CORR-CTRL/CORROSION INHIB
4130871 | MDWASA - MAIN SYSTEM | 1 | MDWASD/ALEXANDER ORR | D | 19 | CORR-CTRL/PH ADJUSTMENT
4130871 | MDWASA - MAIN SYSTEM | 2 | MDWASA/JOHN PRESTON | D | 19 | CORR-CTRL/PH ADJUSTMENT
4130871 | MDWASA - MAIN SYSTEM | 3 | MDWASA/HIALEAH | D | 19 | CORR-CTRL/PH ADJUSTMENT
4130871 | MDWASA - MAIN SYSTEM | 1 | MDWASD/ALEXANDER ORR | D | 37 | CORR-CTRL/ALKALINITY ADJ.
4130871 | MDWASA - MAIN SYSTEM | 1 | MDWASD/ALEXANDER ORR | Z | 27 | OTHER/FLUORIDATION
4130871 | MDWASA - MAIN SYSTEM | 2 | MDWASA/JOHN PRESTON | B | 01 | DISINFECT/GASEOUS CHLORIN
4130871 | MDWASA - MAIN SYSTEM | 2 | MDWASA/JOHN PRESTON | B | 04 | DISINFECT/CHLORAMINES
4130871 | MDWASA - MAIN SYSTEM | 2 | MDWASA/JOHN PRESTON | C | 14 | PART-RMVL/RAPID SAND FIL
4130891 | ROBERTS AIR | 1 | DADE HOMESTEAD GAA-ROBERT AIR | B | 02 | DISINFECT/HYPOCHLORIN
4130891 | ROBERTS AIR | 1 | DADE HOMESTEAD GAA-ROBERT AIR | H | 24 | SOFTENING/LIME-SODA
4130893 | DADE HOMESTEAD GAA - ADMIN. | 1 | DADE HOMESTEAD GAA - ADMIN | B | 02 | DISINFECT/HYPOCHLORIN
4130894 | DADE HOMESTEAD GAA SKYDIVE | 1 | GULFSTREAM AVIATION | G | 25 | IRON RMVL/ION EXCHANGE
4130894 | DADE HOMESTEAD GAA SKYDIVE | 1 | GULFSTREAM AVIATION | B | 02 | DISINFECT/HYPOCHLORIN
4130895 | D.HOMESTEAD GAA BARNES & CASH | 1 | BARNES & CASH AVIATION, INC. | A |  | NO TRTMT
4130897 | DADE LANDSCAPE NURSERY | 1 | DADE LANDSCAPE NURSERY | C | 15 | PART-RMVL/PRESS SAND FILT
4130897 | DADE LANDSCAPE NURSERY | 1 | DADE LANDSCAPE NURSERY | B | 02 | DISINFECT/HYPOCHLORIN
4130899 | METATHERAPY INSTITUTE | 1 | METATHERAPY INSTITUTE | B | 02 | DISINFECT/HYPOCHLORIN
4130900 | HOMESTEAD EXECUTIVE JET CENTER | 1 | DADE HOMESTEAD WYATT AVIATION | B | 02 | DISINFECT/HYPOCHLORIN
4130901 | MIAMI BEACH, CITY OF | 1 | MIAMI BEACH WATER DEPARTMENT | D | 36 | CORR-CTRL/CORROSION INHIB
4130901 | MIAMI BEACH, CITY OF | 1 | MIAMI BEACH WATER DEPARTMENT | D | 19 | CORR-CTRL/PH ADJUSTMENT
4130911 | MIDAS MUFFLER | 1 | MIDAS MUFFLER | B | 02 | DISINFECT/HYPOCHLORIN
4130933 | MONKEY JUNGLE | 1 | MONKEY JUNGLE | B | 02 | DISINFECT/HYPOCHLORIN
4130934 | KINGSWOOD MONTESSORI ACADEMY, INC. | 1 | MONTESSORI COUNTRY SCHOOL | B | 02 | DISINFECT/HYPOCHLORIN
4130934 | KINGSWOOD MONTESSORI ACADEMY, INC. | 1 | MONTESSORI COUNTRY SCHOOL | C | 29 | PART-RMVL/CARTRIDGE FILTR
4130936 | MORNING STAR BAPTIST CHURCH | 1 | MORNING STAR BAPTIST CHURCH | B | 02 | DISINFECT/HYPOCHLORIN
4130951 | LAST CHANCE LOUNGE | 1 | LAST CHANCE LOUNGE | B | 02 | DISINFECT/HYPOCHLORIN
4130963 | NEW ENGLAND OYSTER HOUSE | 1 |  | B | 01 | DISINFECT/GASEOUS CHLORIN
4130969 | NO. MIAMI BEACH CTY OF OEFFLER | 1 |  | B | 01 | DISINFECT/GASEOUS CHLORIN
4130970 | NORTH BAY VILLAGE, CITY OF | 1 |  | A |  | NO TRTMT
4130977 | NORTH MIAMI, CITY OF | 1 | NORTH MIAMI, CITY OF | Z | 27 | OTHER/FLUORIDATION
4130977 | NORTH MIAMI, CITY OF | 1 | NORTH MIAMI, CITY OF | D | 24 | CORR-CTRL/LIME-SODA
4130977 | NORTH MIAMI, CITY OF | 1 | NORTH MIAMI, CITY OF | D | 36 | CORR-CTRL/CORROSION INHIB
4130977 | NORTH MIAMI, CITY OF | 1 | NORTH MIAMI, CITY OF | D | 19 | CORR-CTRL/PH ADJUSTMENT
4130977 | NORTH MIAMI, CITY OF | 1 | NORTH MIAMI, CITY OF | D | 37 | CORR-CTRL/ALKALINITY ADJ.
4130977 | NORTH MIAMI, CITY OF | 1 | NORTH MIAMI, CITY OF | H | 24 | SOFTENING/LIME-SODA
4130977 | NORTH MIAMI, CITY OF | 1 | NORTH MIAMI, CITY OF | G | 10 | IRON RMVL/COAGULATION
4130977 | NORTH MIAMI, CITY OF | 1 | NORTH MIAMI, CITY OF | E | 20 | T-O CTRL/AERATION
4130977 | NORTH MIAMI, CITY OF | 1 | NORTH MIAMI, CITY OF | C | 14 | PART-RMVL/RAPID SAND FIL
4130977 | NORTH MIAMI, CITY OF | 1 | NORTH MIAMI, CITY OF | B | 01 | DISINFECT/GASEOUS CHLORIN
4130977 | NORTH MIAMI, CITY OF | 1 | NORTH MIAMI, CITY OF | C | 10 | PART-RMVL/COAGULATION
4131001 | OPA LOCKA, CITY OF | 1 |  | A |  | NO TRTMT
4131072 | DIXIE TRAILER PARK | 1 | DIXIE TRAILER PARK | B | 02 | DISINFECT/HYPOCHLORIN
4131080 | KIMRE, INC. | 1 | PEDERSEN BUILDING | B | 02 | DISINFECT/HYPOCHLORIN
4131086 | PERRINE LIQUOR | 1 | PERRINE LIQUOR | B | 02 | DISINFECT/HYPOCHLORIN
4131099 | RICHARD HAUSER MOTOR | 1 | PHIL HOWSEN USED CAR LOT | B | 02 | DISINFECT/HYPOCHLORIN
4131116 | PIT BAR BQ | 1 | PIT BAR BQ | B | 02 | DISINFECT/HYPOCHLORIN
4131169 | QUAIL ROOST MOBILE HOME PARK | 1 | QUAIL ROOST MOBILE HOME PARK | B | 02 | DISINFECT/HYPOCHLORIN
4131185 | LA MISSION HOSTEL AND LODGE | 1 | GROVE MOTEL | B | 02 | DISINFECT/HYPOCHLORIN
4131192 | REDLAND GOLF & COUNTRY CLUB | 1 | REDLAND GOLF & COUNTRY CLUB | B | 02 | DISINFECT/HYPOCHLORIN
4131202 | MDWASA/REX UTILITIES | 1 | MDWASA/REX UTIL/LEISURE CITY | B | 01 | DISINFECT/GASEOUS CHLORIN
4131202 | MDWASA/REX UTILITIES | 2 | MDWASA/REX UTIL/NEWTON | B | 01 | DISINFECT/GASEOUS CHLORIN
4131202 | MDWASA/REX UTILITIES | 3 | MDWASA/REX UTIL/ELEVATED TNK | B | 01 | DISINFECT/GASEOUS CHLORIN
4131202 | MDWASA/REX UTILITIES | 4 | EVERGLADES WELLFIELD | B | 01 | DISINFECT/GASEOUS CHLORIN
4131202 | MDWASA/REX UTILITIES | 5 | MDWASA/REX UTIL/NARANJA | B | 01 | DISINFECT/GASEOUS CHLORIN
4131202 | MDWASA/REX UTILITIES | 4 | EVERGLADES WELLFIELD | D | 36 | CORR-CTRL/CORROSION INHIB
4131202 | MDWASA/REX UTILITIES | 5 | MDWASA/REX UTIL/NARANJA | D | 36 | CORR-CTRL/CORROSION INHIB
4131202 | MDWASA/REX UTILITIES | 1 | MDWASA/REX UTIL/LEISURE CITY | D | 36 | CORR-CTRL/CORROSION INHIB
4131202 | MDWASA/REX UTILITIES | 2 | MDWASA/REX UTIL/NEWTON | D | 36 | CORR-CTRL/CORROSION INHIB
4131202 | MDWASA/REX UTILITIES | 3 | MDWASA/REX UTIL/ELEVATED TNK | D | 36 | CORR-CTRL/CORROSION INHIB
4131206 | REX UTILITIES INC/REDAVO | 1 | MDWASA/REX-REDAV0 | D | 19 | CORR-CTRL/PH ADJUSTMENT
4131217 | CEMEX CEMENT MILL | 1 | RINKER CEMENT MILL | B | 02 | DISINFECT/HYPOCHLORIN
4131250 | AMERICA'S BEST INN | 1 | ROYAL TERN MOTEL INC | B | 02 | DISINFECT/HYPOCHLORIN
4131275 | SOUTH DADE FLEA MARKET | 1 | SOUTH DADE FLEA MARKET | B | 02 | DISINFECT/HYPOCHLORIN
4131312 | SILVER PALM MOBILE HOMES | 1 | SILVER PALM MOBILE HOME PARK | B | 02 | DISINFECT/HYPOCHLORIN
4131313 | SILVER PALMS METHODIST CHURCH | 1 | SILVER PALMS METHODIST CHURCH | B | 02 | DISINFECT/HYPOCHLORIN
4131383 | USA CHEVRON | 1 | USA CHEVRON | B | 02 | DISINFECT/HYPOCHLORIN
4131403 | AMERICANA VILLAGE | 1 | AMERICANA VILLAGE | B | 01 | DISINFECT/GASEOUS CHLORIN
4131403 | AMERICANA VILLAGE | 1 | AMERICANA VILLAGE | Z | 25 | OTHER/ION EXCHANGE
4131424 | SURFSIDE, TOWN OF | 1 | NO PLANT | A |  | NO TRTMT
4131436 | MASTER CARPETS | 1 | HENRY MAN CORP | B | 01 | DISINFECT/GASEOUS CHLORIN
4131454 | CLUB GLADES | 1 | CLUB GLADES | B | 02 | DISINFECT/HYPOCHLORIN
4131474 | TOWN OF MEDLEY | 1 |  | A |  | NO TRTMT
4131531 | VIRGINIA GARDENS, VILLAGE OF | 1 |  | A |  | NO TRTMT
4131558 | WEST MIAMI, CITY OF | 1 |  | A |  | NO TRTMT
4131560 | NATIONWIDE BUILDING | 1 |  | B | 02 | DISINFECT/HYPOCHLORIN
4131618 | NORTH MIAMI BEACH | 2 | NORTH MIAMI BEACH - SUNNY ISLE | B | 01 | DISINFECT/GASEOUS CHLORIN
4131618 | NORTH MIAMI BEACH | 1 | NMB NORWOOD LIME SOFTENING | D | 37 | CORR-CTRL/ALKALINITY ADJ.
4131618 | NORTH MIAMI BEACH | 3 | NORWOOD R.O. AND NANO PLANTS | K | 26 | DESALINAT/REVERSE OSMOSIS
4131618 | NORTH MIAMI BEACH | 3 | NORWOOD R.O. AND NANO PLANTS | F | 26 | ORGN-RMVL/REVERSE OSMOSIS
4131618 | NORTH MIAMI BEACH | 3 | NORWOOD R.O. AND NANO PLANTS | C | 26 | PART-RMVL/REVERSE OSMOSIS
4131618 | NORTH MIAMI BEACH | 1 | NMB NORWOOD LIME SOFTENING | H | 12 | SOFTENING/SEDIMENTATION
4131618 | NORTH MIAMI BEACH | 1 | NMB NORWOOD LIME SOFTENING | D | 36 | CORR-CTRL/CORROSION INHIB
4131618 | NORTH MIAMI BEACH | 3 | NORWOOD R.O. AND NANO PLANTS | D | 37 | CORR-CTRL/ALKALINITY ADJ.
4131618 | NORTH MIAMI BEACH | 1 | NMB NORWOOD LIME SOFTENING | D | 24 | CORR-CTRL/LIME-SODA
4131618 | NORTH MIAMI BEACH | 3 | NORWOOD R.O. AND NANO PLANTS | C | 08 | PART-RMVL/MICROSCREENING
4131618 | NORTH MIAMI BEACH | 3 | NORWOOD R.O. AND NANO PLANTS | B | 02 | DISINFECT/HYPOCHLORIN
4131618 | NORTH MIAMI BEACH | 3 | NORWOOD R.O. AND NANO PLANTS | D | 19 | CORR-CTRL/PH ADJUSTMENT
4131618 | NORTH MIAMI BEACH | 3 | NORWOOD R.O. AND NANO PLANTS | B | 04 | DISINFECT/CHLORAMINES
4131618 | NORTH MIAMI BEACH | 1 | NMB NORWOOD LIME SOFTENING | B | 04 | DISINFECT/CHLORAMINES
4131618 | NORTH MIAMI BEACH | 1 | NMB NORWOOD LIME SOFTENING | Z | 10 | OTHER/COAGULATION
4131618 | NORTH MIAMI BEACH | 1 | NMB NORWOOD LIME SOFTENING | Z | 12 | OTHER/SEDIMENTATION
4131618 | NORTH MIAMI BEACH | 1 | NMB NORWOOD LIME SOFTENING | Z | 27 | OTHER/FLUORIDATION
4131618 | NORTH MIAMI BEACH | 1 | NMB NORWOOD LIME SOFTENING | D | 19 | CORR-CTRL/PH ADJUSTMENT
4131618 | NORTH MIAMI BEACH | 3 | NORWOOD R.O. AND NANO PLANTS | D | 36 | CORR-CTRL/CORROSION INHIB
4131631 | HOMESTEAD AIR FORCE BASE | 1 | HOMESTEAD AIR FORCE BASE | A |  | NO TRTMT
4131923 | BISC NATL PK-ELLIOTT KEY | 1 | ELLIOTT KEY RECREATION | K | 26 | DESALINAT/REVERSE OSMOSIS
4131923 | BISC NATL PK-ELLIOTT KEY | 1 | ELLIOTT KEY RECREATION | H | 25 | SOFTENING/ION EXCHANGE
4131923 | BISC NATL PK-ELLIOTT KEY | 1 | ELLIOTT KEY RECREATION | G | 31 | IRON RMVL/PERMANGANATE
4131923 | BISC NATL PK-ELLIOTT KEY | 1 | ELLIOTT KEY RECREATION | C | 29 | PART-RMVL/CARTRIDGE FILTR
4131923 | BISC NATL PK-ELLIOTT KEY | 1 | ELLIOTT KEY RECREATION | B | 02 | DISINFECT/HYPOCHLORIN
4131958 | SUNRISE COMMUNITY | 1 | SUNRISE COMMUNITY | B | 02 | DISINFECT/HYPOCHLORIN
4131959 | HAMEL SCHOOL | 1 | HAMEL SCHOOL | B | 02 | DISINFECT/HYPOCHLORIN
4131960 | MILTON THOMPSON PARK | 1 | MILTON THOMPSON PARK | C | 15 | PART-RMVL/PRESS SAND FILT
4131960 | MILTON THOMPSON PARK | 1 | MILTON THOMPSON PARK | B | 02 | DISINFECT/HYPOCHLORIN
4131961 | REDLAND FRUIT AND SPICE PARK | 1 | REDLAND FRUIT AND SPICE PARK | B | 02 | DISINFECT/HYPOCHLORIN
4131962 | CASTELLOW HAMMOCK PARK | 1 | CASTELLO HAMMOCK PARK | B | 02 | DISINFECT/HYPOCHLORIN
4131963 | TRAIL GLADES RANGE | 1 |  | B | 02 | DISINFECT/HYPOCHLORIN
4134228 | CHEVRON 24800 | 1 | CHEVRON SELF SERVE & MINI MART | B | 02 | DISINFECT/HYPOCHLORIN
4134233 | PRINCETON SCHOOL OF NAZARENE | 1 | PRINCETON CHURCH OF NAZARENE | B | 02 | DISINFECT/HYPOCHLORIN
4134234 | CEMEX MATERIALS - SWEETWATER | 1 | RINKER MATERIALS - SWEETWATER | B | 02 | DISINFECT/HYPOCHLORIN
4134235 | RINKER MATERIALS PRINCETON | 1 | RINKER MATERIALS PRINETON | B | 02 | DISINFECT/HYPOCHLORIN
4134237 | RICK'S YELLOW BAIT AND TACKLE HOUSE | 1 | JACK'S BAIT & TACKLE | B | 02 | DISINFECT/HYPOCHLORIN
4134297 | ALJOMA LUMBER | 1 |  | B | 02 | DISINFECT/HYPOCHLORIN
4134300 | REDLAND CHRISTIAN ACADEMY | 1 | REDLAND ACADEMY | B | 02 | DISINFECT/HYPOCHLORIN
4134301 | IGLESIA BUEN SAMARITANO | 1 | IGLESIA BUEN SAMARITANO | B | 02 | DISINFECT/HYPOCHLORIN
4134328 | DIAMOND R. FERTILIZER | 1 | ATLANTIC FERTILIZER 1 | B | 02 | DISINFECT/HYPOCHLORIN
4134329 | GARDEN CENTER | 1 | GARDEN CENTER | B | 02 | DISINFECT/HYPOCHLORIN
4134332 | ARMSTRONG INSURANCE | 1 | ARMSTRONG INSURANCE | B | 02 | DISINFECT/HYPOCHLORIN
4134334 | COSTA PREMIERE (NURSERY II) | 1 | COSTA NURSERY II | B | 26 | DISINFECT/REVERSE OSMOSIS
4134334 | COSTA PREMIERE (NURSERY II) | 1 | COSTA NURSERY II | B | 02 | DISINFECT/HYPOCHLORIN
4134338 | BENITO JUAREZ PARK | 1 | BENITO JUAREZ PARK | B | 02 | DISINFECT/HYPOCHLORIN
4134357 | FKAA J. ROBERT DEAN W.T.P. | 3 | FKAA MARATHON ASR FACILITY | B | 04 | DISINFECT/CHLORAMINES
4134357 | FKAA J. ROBERT DEAN W.T.P. | 2 | SAME | H | 02 | SOFTENING/HYPOCHLORIN
4134357 | FKAA J. ROBERT DEAN W.T.P. | 1 | FKAA LIME SOFTENING PLANT | Z | 27 | OTHER/FLUORIDATION
4134357 | FKAA J. ROBERT DEAN W.T.P. | 1 | FKAA LIME SOFTENING PLANT | H | 24 | SOFTENING/LIME-SODA
4134357 | FKAA J. ROBERT DEAN W.T.P. | 1 | FKAA LIME SOFTENING PLANT | C | 14 | PART-RMVL/RAPID SAND FIL
4134357 | FKAA J. ROBERT DEAN W.T.P. | 1 | FKAA LIME SOFTENING PLANT | B | 01 | DISINFECT/GASEOUS CHLORIN
4134357 | FKAA J. ROBERT DEAN W.T.P. | 4 | FKAA REVERSE OSMOSIS PLANT | D | 19 | CORR-CTRL/PH ADJUSTMENT
4134357 | FKAA J. ROBERT DEAN W.T.P. | 1 | FKAA LIME SOFTENING PLANT | D | 19 | CORR-CTRL/PH ADJUSTMENT
4134357 | FKAA J. ROBERT DEAN W.T.P. | 4 | FKAA REVERSE OSMOSIS PLANT | D | 37 | CORR-CTRL/ALKALINITY ADJ.
4134357 | FKAA J. ROBERT DEAN W.T.P. | 1 | FKAA LIME SOFTENING PLANT | D | 37 | CORR-CTRL/ALKALINITY ADJ.
4134357 | FKAA J. ROBERT DEAN W.T.P. | 4 | FKAA REVERSE OSMOSIS PLANT | K | 26 | DESALINAT/REVERSE OSMOSIS
4134358 | DADE JUVENILE RESIDENTIAL FACILITY | 1 | EVERGLADES ACADEMY | B | 02 | DISINFECT/HYPOCHLORIN
4134358 | DADE JUVENILE RESIDENTIAL FACILITY | 1 | EVERGLADES ACADEMY | D | 36 | CORR-CTRL/CORROSION INHIB
4134359 | KROME AVE NO PROCESSING CENTER | 1 | KROME AVE NO PROCESSING CENTER | G | 15 | IRON RMVL/PRESS SAND FILT
4134359 | KROME AVE NO PROCESSING CENTER | 1 | KROME AVE NO PROCESSING CENTER | B | 01 | DISINFECT/GASEOUS CHLORIN
4134362 | SHOPPES FOR EASY LIVING | 1 | SHOPPING FOR EASY LIVING | B | 02 | DISINFECT/HYPOCHLORIN
4134363 | HOMESTEAD JEHOVAH'S WITNESS | 1 | HOMESTEAD JEHOVAH'S WITNESS | B | 02 | DISINFECT/HYPOCHLORIN
4134366 | CORAL REEF GARDENS APTS | 1 | CORAL REEF GARDENS APTS | B | 02 | DISINFECT/HYPOCHLORIN
4134368 | EVERGLADES PK-PINE ISLAND | 1 | EVERGLADES NAT'L PARK-PINE ISL | D | 36 | CORR-CTRL/CORROSION INHIB
4134368 | EVERGLADES PK-PINE ISLAND | 1 | EVERGLADES NAT'L PARK-PINE ISL | B | 02 | DISINFECT/HYPOCHLORIN
4134369 | EVERGLADES PK-HEADQTRS | 1 |  | D | 36 | CORR-CTRL/CORROSION INHIB
4134369 | EVERGLADES PK-HEADQTRS | 1 |  | B | 02 | DISINFECT/HYPOCHLORIN
4134370 | EVERGLADES PK-HIDDEN LK | 1 | EVERGLDS NAT'L PARK-HIDDEN LK | B | 02 | DISINFECT/HYPOCHLORIN
4134371 | EVERGLADES PK-DAN BEARD | 1 | EVERGLDS NATL PK-DAN BEARD CTR | B | 02 | DISINFECT/HYPOCHLORIN
4134371 | EVERGLADES PK-DAN BEARD | 1 | EVERGLDS NATL PK-DAN BEARD CTR | D | 36 | CORR-CTRL/CORROSION INHIB
4134372 | EVERGLADES PK-LONG PINE KEY | 1 | EVRGLDS NAT'L PARK-LONG PINE | B | 02 | DISINFECT/HYPOCHLORIN
4134373 | EVERGLADES NATIONAL PARK BILL ROBERTSON | 1 | 1065 | B | 02 | DISINFECT/HYPOCHLORIN
4134373 | EVERGLADES NATIONAL PARK BILL ROBERTSON | 1 | 1065 | B | 06 | DISINFECT/UV RADIATION
4134373 | EVERGLADES NATIONAL PARK BILL ROBERTSON | 1 | 1065 | F | 29 | ORGN-RMVL/CARTRIDGE FILTR
4134374 | EVERGLADES PK-ROYAL PALM | 1 | EVERGLDS NAT'L PARK-ROYAL PALM | B | 02 | DISINFECT/HYPOCHLORIN
4134376 | EVERGLADES SHARK VALLEY | 1 | EVRGLDS NTL PK/SHRK VLLY VC | B | 02 | DISINFECT/HYPOCHLORIN
4134377 | A-1 DELI | 1 |  | B | 02 | DISINFECT/HYPOCHLORIN
4134377 | A-1 DELI | 2 |  | B | 02 | DISINFECT/HYPOCHLORIN
4134378 | AMUSEMENTS OF AMERICA | 1 | AMUSEMENTS OF AMERICA | B | 02 | DISINFECT/HYPOCHLORIN
4134379 | BERNECKER'S NURSERY | 1 | BERNECKER'S NURSERY | B | 02 | DISINFECT/HYPOCHLORIN
4134380 | BLOSSOM LEARNING CENTER | 1 | BLOSSOM LEARNING CENTER | B | 02 | DISINFECT/HYPOCHLORIN
4134381 | BOTANICAL GARDENS | 1 | BOTANICAL GARDENS | B | 02 | DISINFECT/HYPOCHLORIN
4134382 | BUTLER'S NURSERY | 1 | BUTLER'S NURSERY | B | 02 | DISINFECT/HYPOCHLORIN
4134385 | UNITARIAN UNIVERSAL CONGR'N OF MIAMI | 1 | UNIVERSAL UNITARIAN CONGR OF M | B | 02 | DISINFECT/HYPOCHLORIN
4134387 | RMC 4 HH (COCONUT PALM TRADING) | 1 | COCONUT PALM TRADING POST | H | 24 | SOFTENING/LIME-SODA
4134387 | RMC 4 HH (COCONUT PALM TRADING) | 1 | COCONUT PALM TRADING POST | B | 02 | DISINFECT/HYPOCHLORIN
4134388 | BEEZ KWIK STOP | 1 | BEEZ KWIK STOP | B | 02 | DISINFECT/HYPOCHLORIN
4134389 | COMMERCIAL CARRIER CORP | 1 | COMMERCIAL CARRIER CORP | B | 02 | DISINFECT/HYPOCHLORIN
4134392 | COOPER'S PRODUCE | 1 | COOPER'S PRODUCE | B | 02 | DISINFECT/HYPOCHLORIN
4134393 | COOPERTOWN AIRBOAT | 1 | COOPERTOWN | B | 02 | DISINFECT/HYPOCHLORIN
4134394 | COSTA NURSERY (SHIPPING) | 1 | COSTA NURSERY | B | 02 | DISINFECT/HYPOCHLORIN
4134397 | COUNTY YARD 4 | 1 | COUNTY YARD 4 | B | 02 | DISINFECT/HYPOCHLORIN
4134398 | DECO TRUSS COMPANY | 1 | DECO TRUSS COMPANY | B | 02 | DISINFECT/HYPOCHLORIN
4134399 | ED AND ANNIE'S GROCERY | 1 |  | B | 02 | DISINFECT/HYPOCHLORIN
4134400 | EL NOPAL | 1 | EL NOPAL MEXICAN FOOD | B | 02 | DISINFECT/HYPOCHLORIN
4134401 | EVERETT HOME | 1 | EVERETT HOME | B | 02 | DISINFECT/HYPOCHLORIN
4134402 | COSTA FARM GREENLEAF | 1 | GREENLEAF NURSERY | B | 02 | DISINFECT/HYPOCHLORIN
4134403 | GRACE BAPTIST SCHOOL | 1 | GRACE BAPTIST SCHOOL | B | 02 | DISINFECT/HYPOCHLORIN
4134404 | GULFSTREAM TOMATO GROWERS | 1 | GULFSTREAM TOMATO GROWERS | B | 02 | DISINFECT/HYPOCHLORIN
4134405 | HEADLEY GROCERY | 1 | HAINLIN DRIVE FISH MARKET | B | 02 | DISINFECT/HYPOCHLORIN
4134407 | ROSY'S GRILL | 1 | KELLEY'S KITCHEN | B | 02 | DISINFECT/HYPOCHLORIN
4134408 | KENDALL ACADEMY | 1 | KENDALL ACADEMY | B | 02 | DISINFECT/HYPOCHLORIN
4134412 | OPEN BIBLE CHURCH | 1 | OPEN BIBLE CHURCH | B | 02 | DISINFECT/HYPOCHLORIN
4134413 | KEY GROCERY | 1 | PALM, THE | B | 02 | DISINFECT/HYPOCHLORIN
4134416 | PRINCETON POST OFFICE | 1 | PRINCETON POST OFFICE | B | 02 | DISINFECT/HYPOCHLORIN
4134417 | MARIMAR SEAFOOD SPORTS BAR AND GRILL | 1 | MARYMAR | B | 02 | DISINFECT/HYPOCHLORIN
4134418 | RED SNAPPER INN | 1 | RED SNAPPER INN | B | 02 | DISINFECT/HYPOCHLORIN
4134419 | S & S BOARDING HOME | 1 | S & S BOARDING HOME | B | 02 | DISINFECT/HYPOCHLORIN
4134420 | SAFARI RESTAURANT | 1 | SAFARI RESTAURANT | B | 02 | DISINFECT/HYPOCHLORIN
4134424 | SUNRISE ADULT SVCS (15920) | 1 | SUNRISE ADULT SVCS (15920) | B | 02 | DISINFECT/HYPOCHLORIN
4134425 | SUNRISE ADULT SVCS (16300) | 1 | SUNRISE ADULT SVCS (16300) | B | 02 | DISINFECT/HYPOCHLORIN
4134426 | SUNRISE ADULT SERVICES (21381) | 1 | SUNRISE ADULT SERVICES (21381) | B | 02 | DISINFECT/HYPOCHLORIN
4134429 | TENNECO #532 | 1 | TENNECO #532 | B | 02 | DISINFECT/HYPOCHLORIN
4134430 | SILVER KROME CORNER | 1 | SILVER KROME CORNER | B | 02 | DISINFECT/HYPOCHLORIN
4134431 | REDLAND MARATHON | 1 | REDLAND EXXON | B | 02 | DISINFECT/HYPOCHLORIN
4134433 | CHILDREN'S RAINBOW DAY SCHOOL | 1 | CHILDREN'S RAINBOW | B | 02 | DISINFECT/HYPOCHLORIN
4134434 | COMMUNITY ASPHALT | 1 | COMMUNITY ASPHALT | B | 02 | DISINFECT/HYPOCHLORIN
4134436 | TORINO TRAILER SOUTH | 1 | TORINO TRAILER SOUTH | B | 02 | DISINFECT/HYPOCHLORIN
4134437 | LAS CABANAS | 1 | NEW ERA RESTAURANT | B | 02 | DISINFECT/HYPOCHLORIN
4134438 | AMERICAN FOLIAGE | 1 | AMERICAN FAILGE | B | 02 | DISINFECT/HYPOCHLORIN
4134439 | CEMEX-F.E.C., OFFICE | 1 | RINKER F.E.C., OFFICE | B | 02 | DISINFECT/HYPOCHLORIN
4134440 | LAS DELICIAS | 1 | LAS DELICIAS | B | 02 | DISINFECT/HYPOCHLORIN
4134441 | MIRANDA NURSERY | 1 | MIRANDA NURSERY | B | 02 | DISINFECT/HYPOCHLORIN
4134442 | REDLAND COMMUNITY CHURCH | 1 | REDLAND COMMUNITY CHURCH | B | 02 | DISINFECT/HYPOCHLORIN
4134443 | COMCAST REDLANDS | 1 | COMCAST CABLE CORP. | B | 02 | DISINFECT/HYPOCHLORIN
4134444 | DADE COUNTY PLANT SCHOOL | 1 | DADE COUNTY PLANT SCHOOL | B | 02 | DISINFECT/HYPOCHLORIN
4134446 | KENT MOTEL | 1 | KENT MOTEL | B | 02 | DISINFECT/HYPOCHLORIN
4134447 | SO. DADE CHRISTIAN CHURCH | 1 | SO. DADE CHRISTIAN CHURCH | B | 02 | DISINFECT/HYPOCHLORIN
4134448 | MEDICAL CONSULTANTS OF FL DBA MEDFLORIDA | 1 | PALMS PROFESSIONAL CENTER | B | 02 | DISINFECT/HYPOCHLORIN
4134449 | J & C TROPICAL FOODS | 1 | J & C TROPICAL FOODS | B | 02 | DISINFECT/HYPOCHLORIN
4134450 | SO. DADE ALCOHOL CENTER | 1 | SO. DADE ALCOHOL CENTER | B | 02 | DISINFECT/HYPOCHLORIN
4134451 | FARM CREDIT | 1 | FARM CREDIT SERVICE | B | 02 | DISINFECT/HYPOCHLORIN
4134453 | CEMEX-F.E.C., SHOP | 1 | RINKER MATERIALS N.W. SHOP | B | 02 | DISINFECT/HYPOCHLORIN
4134455 | RINKER MATERIALS PENSUCO PLANT | 1 | RINKER MATERIALS PENSUCO PLANT | B | 02 | DISINFECT/HYPOCHLORIN
4134459 | CIRCLE D FARMS | 1 | CIRCLE D FARMS | B | 02 | DISINFECT/HYPOCHLORIN
4134459 | CIRCLE D FARMS | 1 | CIRCLE D FARMS | H | 24 | SOFTENING/LIME-SODA
4134461 | DEKALB PFIZER GENETICS | 1 | DEKALB PFIZER GENETICS | B | 02 | DISINFECT/HYPOCHLORIN
4134462 | REDLANDS GROCERY | 1 | REDLANDS GROCERY | B | 02 | DISINFECT/HYPOCHLORIN
4134464 | SUNRISE ADULT GROUP HOME (15190) | 1 | SUNRISE ADULT GR. HOME (15190) | B | 02 | DISINFECT/HYPOCHLORIN
4134465 | SUNRISE ADULT SERVICES (29800) | 1 | SUNRISE ADULT SERVICES (29800) | B | 02 | DISINFECT/HYPOCHLORIN
4134466 | 1ST NATIONAL BANK OF HOMESTEAD | 1 | 1ST NATIONAL BANK OF HOMESTEAD | B | 02 | DISINFECT/HYPOCHLORIN
4134467 | U.P.S. | 1 | U.P.S. | B | 02 | DISINFECT/HYPOCHLORIN
4134468 | U-HAUL RENTAL & SERVICES | 1 | U-HAUL RENTAL & SERVICES | B | 02 | DISINFECT/HYPOCHLORIN
4134469 | PACIFIC GROWERS | 1 | PACIFIC GROWERS | B | 02 | DISINFECT/HYPOCHLORIN
4134470 | DADELAND CHEVROLET | 1 | DADELAND DODGE | B | 02 | DISINFECT/HYPOCHLORIN
4134472 | O.K. FEED STORE INCORP. | 1 | O.K. FEED STORE INCORP. | B | 02 | DISINFECT/HYPOCHLORIN
4134473 | STATE OF FL DEPT. OF FORESTRY | 1 | STATE OF FL DEPT. OF FORESTRY | B | 02 | DISINFECT/HYPOCHLORIN
4134474 | VERSTER | 1 | RAYMAR PROPERTIES | B | 02 | DISINFECT/HYPOCHLORIN
4134475 | FIVE FRIENDS | 1 | PERSONAL VAULT CENTER | B | 02 | DISINFECT/HYPOCHLORIN
4134476 | CAMPTOWN R.V. | 1 | CAMPTOWN R.V. | B | 02 | DISINFECT/HYPOCHLORIN
4134477 | HOMESTEAD AUTO PARTS | 1 | COOPER AUTO PART CO. | B | 02 | DISINFECT/HYPOCHLORIN
4134478 | LEER SUPPLY CORP. | 1 | LANE SUPPLY CO. | B | 02 | DISINFECT/HYPOCHLORIN
4134479 | KENDALL LANDSCAPE NURSERY | 1 | KENDALL LANDSCAPE NURSERY | B | 02 | DISINFECT/HYPOCHLORIN
4134480 | KENDALL LANWMOWER SALES | 1 | KENDALL LAWNMOWER SALES | B | 02 | DISINFECT/HYPOCHLORIN
4134481 | GOODWILL INDUSTRY | 1 | GOODWILL INDUSTRY | B | 02 | DISINFECT/HYPOCHLORIN
4134482 | A CARING PLACE | 1 | A CARING PLACE | B | 02 | DISINFECT/HYPOCHLORIN
4134483 | ROYAL CONTAINER TRUCK REPAIR | 1 | ROYAL CONTAINER TRUCK REPAIR | B | 02 | DISINFECT/HYPOCHLORIN
4134484 | ADVANTAGE GOLF CARS | 1 | SO. DADE GOLF CART. | B | 02 | DISINFECT/HYPOCHLORIN
4134485 | GOULDS POST OFFICE | 1 | GOULDS POST OFFICE | B | 02 | DISINFECT/HYPOCHLORIN
4134487 | FOLIAGE CO-OP | 1 | FOLIAGE CO-OP | B | 02 | DISINFECT/HYPOCHLORIN
4134489 | DOLPHIN BOATS | 1 | DOLPHIN BOATS | B | 02 | DISINFECT/HYPOCHLORIN
4134490 | ED DANIEL WAREHOUSE | 1 | ED DANIEL WAREHOUSE | B | 02 | DISINFECT/HYPOCHLORIN
4134491 | THREE BROTHERS AUTO SALES | 1 | AGUIRRE AUTO SALE | B | 02 | DISINFECT/HYPOCHLORIN
4134492 | CAMPOUT TOPS | 1 | DAVE AUTO SALES | B | 02 | DISINFECT/HYPOCHLORIN
4134493 | PARRET SPA MARINA, BAIT | 1 | PARRET SPA MARINA, BAIT | B | 02 | DISINFECT/HYPOCHLORIN
4134495 | LEE'S BAKERY | 1 | LEE'S BAKERY | B | 02 | DISINFECT/HYPOCHLORIN
4134496 | MONROE SUPPLY | 1 | MONROE SUPPLY | B | 02 | DISINFECT/HYPOCHLORIN
4134497 | TONY TEXACO | 1 | TONY TEXACO | B | 02 | DISINFECT/HYPOCHLORIN
4134498 | IMAGINE SILVER PALMS ACADEMY | 1 | CREATIVE YEARS | B | 02 | DISINFECT/HYPOCHLORIN
4134499 | OUR LADY OF MERCY CEMETERY ADM. | 1 | OUR LADY OF MERCY CEMENTARY | B | 02 | DISINFECT/HYPOCHLORIN
4134502 | LIFE POINTE CHURCH | 1 | CHRISTIAN FAMILY WORSHIP CTR. | B | 02 | DISINFECT/HYPOCHLORIN
4134503 | DAVIS GROCERY | 1 | DAVIS GROCERY | B | 02 | DISINFECT/HYPOCHLORIN
4134504 | FPL ELECTRIC SUBSTATION | 1 | FPL ELECTRIC SUBSTATION | B | 02 | DISINFECT/HYPOCHLORIN
4134505 | EMPORIUM GIFT SHOP | 1 | EMPORIUM GIFT SHOP | B | 02 | DISINFECT/HYPOCHLORIN
4134506 | CHRIST FELLOWSHIP | 1 | FIRST BAPTIST CHURCH REDLAND | B | 02 | DISINFECT/HYPOCHLORIN
4134507 | IGLESIA EL MANA | 1 | IGLESIA EL MANA | B | 02 | DISINFECT/HYPOCHLORIN
4134508 | AVIARY BIRD SHOP | 1 | THE AVIARY PET SHOP | B | 06 | DISINFECT/UV RADIATION
4134509 | EXOTIC BOTANICAL INC. | 1 | EXOTIC BOTANICAL INC. | B | 02 | DISINFECT/HYPOCHLORIN
4134510 | SUZANA DAY CARE CENTER | 1 | FAMILY DAYCARE CENTER | B | 02 | DISINFECT/HYPOCHLORIN
4134512 | COSTA LAGO | 1 | COSTA LAGO | B | 02 | DISINFECT/HYPOCHLORIN
4134513 | MIAMI INTL AIRPORT | 1 |  | A |  | NO TRTMT
4134514 | TEST FOR AIRPORT | 1 |  | B | 01 | DISINFECT/GASEOUS CHLORIN
4134515 | IGLESIA BAUTISTA EMMAUS | 1 | IGLESIA BAUTISTA | B | 02 | DISINFECT/HYPOCHLORIN
4134516 | TOM THUMB 127 | 1 | TOM THUMB #127 | B | 02 | DISINFECT/HYPOCHLORIN
4134517 | CONVOY POINT: BISC NATL PK | 1 |  | B | 02 | DISINFECT/HYPOCHLORIN
4134519 | OKEECHOBEE BARRIER | 1 | OKEECHOBEE BARRIER | B | 02 | DISINFECT/HYPOCHLORIN
4134520 | RANCHO GASPAR | 1 | RANCHO GASPAR | B | 02 | DISINFECT/HYPOCHLORIN
4134521 | GOULDS CHURCH OF THE NAZARENE | 1 | GOULDS CHURCH OF THE NAZARENE | B | 02 | DISINFECT/HYPOCHLORIN
4134522 | 1ST BAPTIST CHURCH OF HOMESTEAD | 1 | 1ST BAPTIST CHURCH OF HOMESTEA | B | 02 | DISINFECT/HYPOCHLORIN
4134523 | WOMEN'S CLUB OF HOMESTEAD | 1 | WOMEN'S CLUB OF HOMESTEAD | B | 02 | DISINFECT/HYPOCHLORIN
4134524 | KROME AVENUE CHURCH | 1 | REDLAND CHURCH OF THE NAZARENE | B | 02 | DISINFECT/HYPOCHLORIN
4134525 | RINKER HYDRO-CONDUIT | 1 | RINKER HYDRO-CONDUIT | B | 02 | DISINFECT/HYPOCHLORIN
4134527 | CEMEX EMPLOYEES | 1 | CEMEX FEC EMPLOYEE | B | 02 | DISINFECT/HYPOCHLORIN
4134528 | LA MINUTERA DE KROME | 1 | LA MINUTERA DE KROME (TANA FR) | B | 01 | DISINFECT/GASEOUS CHLORIN
4134531 | TOM THUMB 131 | 1 | TOM THUMB 131 | B | 02 | DISINFECT/HYPOCHLORIN
4134532 | SUNOCO KROME | 1 | SUNOCO | B | 02 | DISINFECT/HYPOCHLORIN
4134532 | SUNOCO KROME | 1 | SUNOCO | H | 07 | SOFTENING/OTHER DISINFECT
4134533 | GATOR PARK | 1 | GATOR PARK | B | 02 | DISINFECT/HYPOCHLORIN
4134537 | MANNHEIMER FOUNDATION | 1 | MANNHEIME | B | 02 | DISINFECT/HYPOCHLORIN
4134538 | DIAMOND SOUTH | 1 | PONY TAILS | B | 02 | DISINFECT/HYPOCHLORIN
4134539 | GRANDMA'S U-PICK | 1 | GRANDMA'S GARDEN | B | 02 | DISINFECT/HYPOCHLORIN
4134540 | FOOD EXPRESS | 1 | CHEVROM 232 | B | 02 | DISINFECT/HYPOCHLORIN
4134540 | FOOD EXPRESS | 1 | CHEVROM 232 | H | 29 | SOFTENING/CARTRIDGE FILTR
4134542 | REDLAND PLAZA SHOPPING CENTER | 1 | REDLAND PLAZA SHOPPING CENTER | B | 02 | DISINFECT/HYPOCHLORIN
4134543 | SCHNEBLY WINERY | 1 | SCHNEBLY WINERY | B | 02 | DISINFECT/HYPOCHLORIN
4134546 | MY LITTLE ANGELS DAYCARE | 1 | LITTLE ANGELS | B | 02 | DISINFECT/HYPOCHLORIN
4134547 | GLASER FARMS | 1 | GLASER FARM | H | 02 | SOFTENING/HYPOCHLORIN
4134547 | GLASER FARMS | 1 | GLASER FARM | B | 02 | DISINFECT/HYPOCHLORIN
4134547 | GLASER FARMS | 1 | GLASER FARM | B | 26 | DISINFECT/REVERSE OSMOSIS
4134548 | PAPA'S CORN HOUSE (SUNSHINE ORGANIC) | 1 | PAPA'S CORN HOUSE | B | 02 | DISINFECT/HYPOCHLORIN
4134549 | ROBERT IS HERE | 1 | ROBERT IS HERE | B | 02 | DISINFECT/HYPOCHLORIN
4134551 | TROPICAL VILLAGE FARM | 1 | WINTERGREEN NURSERY | B | 02 | DISINFECT/HYPOCHLORIN
4134552 | JALARAM PRODUCE | 1 | JALARAM | B | 02 | DISINFECT/HYPOCHLORIN
4134553 | MGIUDIC | 1 | UNITED MIAMI ORCHIDS | B | 02 | DISINFECT/HYPOCHLORIN
4134554 | FARMER'S MARKET SAN GERMAN | 1 | FARMER'S MARKET | B | 02 | DISINFECT/HYPOCHLORIN
4134556 | EVERGLADES GATOR GRILL | 1 | GATOR GRILL | B | 02 | DISINFECT/HYPOCHLORIN
4134557 | OUR LADY OF MERCY MAUSOLEUM | 1 | OUR LADY OF MERCY MAUSOLEUM | B | 02 | DISINFECT/HYPOCHLORIN
4134558 | OUR LADY OF MERCY CHAPEL | 1 | OUR LADY CHURCH | B | 02 | DISINFECT/HYPOCHLORIN
4134560 | CAULEY SQUARE II | 1 | CAULEY SQUARE 2 | B | 02 | DISINFECT/HYPOCHLORIN
4134561 | EVERGLADES NATURE TOURS | 1 | EVERGLADES NATURE TOURS | B | 02 | DISINFECT/HYPOCHLORIN
4134562 | COSTA FARMS | 1 | COSTA FARMS | B | 02 | DISINFECT/HYPOCHLORIN
4134562 | COSTA FARMS | 1 | COSTA FARMS | H | 24 | SOFTENING/LIME-SODA
4134563 | VALUE PAWN AND JEWELRY | 1 | VALUE PAWN AND JEWELRY | B | 02 | DISINFECT/HYPOCHLORIN
4134564 | KROME BREWING | 1 | KROME BREWING | B | 02 | DISINFECT/HYPOCHLORIN
4134565 | PINTO'S FARM | 1 | PINTO'S FARM | B | 02 | DISINFECT/HYPOCHLORIN
4134565 | PINTO'S FARM | 1 | PINTO'S FARM | H | 02 | SOFTENING/HYPOCHLORIN
4134565 | PINTO'S FARM | 1 | PINTO'S FARM | Z | 15 | OTHER/PRESS SAND FILT
4134566 | FARMERS MARKET FOOD 4 LESS | 1 | FOOD FOR LESS | B | 02 | DISINFECT/HYPOCHLORIN
4134566 | FARMERS MARKET FOOD 4 LESS | 1 | FOOD FOR LESS | H | 02 | SOFTENING/HYPOCHLORIN
4134567 | REDLAND RANCH INC. | 1 | REDLAND RANCH INC. | B | 02 | DISINFECT/HYPOCHLORIN
4134567 | REDLAND RANCH INC. | 1 | REDLAND RANCH INC. | H | 02 | SOFTENING/HYPOCHLORIN
4134568 | PHIL'S BERRY FARM | 1 | PHIL'S BERRY FARM | B | 26 | DISINFECT/REVERSE OSMOSIS
4134568 | PHIL'S BERRY FARM | 1 | PHIL'S BERRY FARM | F | 15 | ORGN-RMVL/PRESS SAND FILT
4134568 | PHIL'S BERRY FARM | 1 | PHIL'S BERRY FARM | B | 02 | DISINFECT/HYPOCHLORIN
4134569 | FRUIT STAND BY BROTHERS | 1 | FRUIT STAND BY BROTHERS | B | 02 | DISINFECT/HYPOCHLORIN
4134570 | BERNECKER PACKING | 1 | BERNECKER PACKING | B | 02 | DISINFECT/HYPOCHLORIN
4134570 | BERNECKER PACKING | 1 | BERNECKER PACKING | H | 02 | SOFTENING/HYPOCHLORIN
4134570 | BERNECKER PACKING | 1 | BERNECKER PACKING | H | 26 | SOFTENING/REVERSE OSMOSIS
4134571 | COSTA MIKE COSTA | 1 | MIKE COSTA | B | 26 | DISINFECT/REVERSE OSMOSIS
4134572 | COSTA FARM FANCY FLORA | 1 | FANCY FLORA | B | 02 | DISINFECT/HYPOCHLORIN
4134572 | COSTA FARM FANCY FLORA | 1 | FANCY FLORA | B | 26 | DISINFECT/REVERSE OSMOSIS
4134573 | COSTA COLOR OFFICE | 1 | COSTA COLOR OFFICE | B | 26 | DISINFECT/REVERSE OSMOSIS
4134574 | COSTA COLOR PACKING | 1 | COSTA COLOR PACKING | B | 26 | DISINFECT/REVERSE OSMOSIS
4134575 | COSTA COLOR PARKING | 1 | COSTA COLOR PARKING | B | 26 | DISINFECT/REVERSE OSMOSIS
4134576 | COSTA FARM GEERLING'S | 1 | COSTA GEERLING | B | 26 | DISINFECT/REVERSE OSMOSIS
4134577 | COSTA FARM RIO | 1 | COSTA FARM RIO | B | 26 | DISINFECT/REVERSE OSMOSIS
4134578 | COSTA FARM SUNSHINE | 1 | COSTA FARM SUNSHINE | B | 26 | DISINFECT/REVERSE OSMOSIS
4134580 | GEORGE'S FARM | 1 | MOJICA'S NURSERY | B | 02 | DISINFECT/HYPOCHLORIN
4134581 | EVERGLADES ALLIGATOR FARM | 1 | EVERGLADES ALLIGATOR FARM | B | 02 | DISINFECT/HYPOCHLORIN
4134582 | FAMILY PAINTBALL CENTER | 1 | FAMILY PAINTBALL CENTER | B | 02 | DISINFECT/HYPOCHLORIN
4134583 | M&M FARM | 1 | M&M FARM | H | 25 | SOFTENING/ION EXCHANGE
4134583 | M&M FARM | 1 | M&M FARM | B | 02 | DISINFECT/HYPOCHLORIN
4134584 | PURE BEAUTY FARMS | 1 | PURE BEAUTY FARMS | D | 02 | CORR-CTRL/HYPOCHLORIN
4134585 | EL RANCHITO ALEGRE | 1 | RANCHITO ALEGRE | B | 02 | DISINFECT/HYPOCHLORIN
4134586 | CURALEAF FLORIDA, LLC | 1 | CURALEAF FLORIDA LLC | B | 02 | DISINFECT/HYPOCHLORIN
4134587 | ATLANTIC SAPPHIRE SALMON FARM | 1 | ATLANTIC SAPPHIRE SALMON FARM | B | 02 | DISINFECT/HYPOCHLORIN
4134589 | THE LITTLE FARM.US | 1 | THE LITTLE FARM | B | 02 | DISINFECT/HYPOCHLORIN
4134595 | CAULEY SQUARE - FAMILY FARMER | 1 | CAULEY SQUARE - FAMILY FARMER | B | 02 | DISINFECT/HYPOCHLORIN
4134596 | HORSE COUNTRY FARMERS MARKET | 1 | HORSE COUNTRY FARMERS MARKET | B | 02 | DISINFECT/HYPOCHLORIN
4134597 | AGUACATE LLC | 1 | AGUACATE, LLC | B | 02 | DISINFECT/HYPOCHLORIN
4134599 | CURALEAF CULTIVATION LLC | 1 | CURALEAF CULTIVATION | B | 02 | DISINFECT/HYPOCHLORIN
4310002 | TEEN CHALLENGE - VERO BEACH CAMPUS | 1 | TEEN CHALLNGE - VERO BEACH | H | 29 | SOFTENING/CARTRIDGE FILTR
4310002 | TEEN CHALLENGE - VERO BEACH CAMPUS | 1 | TEEN CHALLNGE - VERO BEACH | B | 02 | DISINFECT/HYPOCHLORIN
4430008 | VILLAGE CORNER | 1 | HWY 707 | B | 02 | DISINFECT/HYPOCHLORIN
4430017 | ADMIRAL'S TABLE RESTAURANT,THE | 1 | JENSEN BEACH | B | 01 | DISINFECT/GASEOUS CHLORIN
4430035 | AMERICAN LEGION POST 126 | 1 |  | B | 02 | DISINFECT/HYPOCHLORIN
4430054 | ANGLE INN MOBILE COURT | 1 | ANGLE INN MOBILE COURT | B | 02 | DISINFECT/HYPOCHLORIN
4430096 | BEACON 21 | 1 | BEACON 21 | B | 02 | DISINFECT/HYPOCHLORIN
4430098 | BEAU JARDIN APARTMENTS | 1 | BEAU JARDIN APARTMENTS | B | 02 | DISINFECT/HYPOCHLORIN
4430118 | BIG AL'S RESTAURANT | 1 | STUART/JENSEN | B | 02 | DISINFECT/HYPOCHLORIN
4430125 | BLUE HERON MOBILE HOME PARK | 1 | BLUE HERON WTP | B | 02 | DISINFECT/HYPOCHLORIN
4430140 | HOBE SOUND GERIATRIC VILLAGE | 1 | HOBE SOUND | B | 02 | DISINFECT/HYPOCHLORIN
4430154 | TIFFANY APTS | 1 |  | B | 02 | DISINFECT/HYPOCHLORIN
4430219 | CASA RIO | 1 | CASA RIO | B | 02 | DISINFECT/HYPOCHLORIN
4430259 | STUART, CITY OF - WATER PLANT | 1 | STUART, CITY OF - WATER PLANT | C | 10 | PART-RMVL/COAGULATION
4430259 | STUART, CITY OF - WATER PLANT | 1 | STUART, CITY OF - WATER PLANT | C | 14 | PART-RMVL/RAPID SAND FIL
4430259 | STUART, CITY OF - WATER PLANT | 1 | STUART, CITY OF - WATER PLANT | B | 02 | DISINFECT/HYPOCHLORIN
4430259 | STUART, CITY OF - WATER PLANT | 1 | STUART, CITY OF - WATER PLANT | F | 28 | ORGN-RMVL/PACKED TWR-AERA
4430259 | STUART, CITY OF - WATER PLANT | 1 | STUART, CITY OF - WATER PLANT | H | 24 | SOFTENING/LIME-SODA
4430259 | STUART, CITY OF - WATER PLANT | 1 | STUART, CITY OF - WATER PLANT | B | 04 | DISINFECT/CHLORAMINES
4430259 | STUART, CITY OF - WATER PLANT | 1 | STUART, CITY OF - WATER PLANT | D | 18 | CORR-CTRL/SEQUESTATION
4430286 | CORAL GARDENS SHOPPING CENTER | 1 | CORAL GARDENS SHOPPING CENTER | B | 02 | DISINFECT/HYPOCHLORIN
4430316 | DATZ'S RIVERBREEZE APARTMENTS | 1 | JENSEN BEACH | B | 02 | DISINFECT/HYPOCHLORIN
4430365 | DOLPHIN MOTOR LODGE | 1 | RIO | B | 02 | DISINFECT/HYPOCHLORIN
4430383 | EBB TIDE MOTEL AND APTS | 1 | JENSEN BEACH | B | 02 | DISINFECT/HYPOCHLORIN
4430398 | ENVIRONMENTAL STUDIES CENTER | 1 | JENSEN BEACH | B | 02 | DISINFECT/HYPOCHLORIN
4430435 | FIRST CONGREGATIONAL CHURCH | 1 | FIRST CONGREGATIONAL CHURCH | H | 25 | SOFTENING/ION EXCHANGE
4430438 | FIRST FEDERAL SAVINGS & LOAN | 1 | HOBE SOUND | B | 02 | DISINFECT/HYPOCHLORIN
4430441 | FIRST UNITED METHODIST CHURCH | 1 | HOBE SOUND | B | 02 | DISINFECT/HYPOCHLORIN
4430442 | FISHERMAN'S HAVEN, INC. | 1 | FISHERMAN'S HAVEN, INC. | B | 02 | DISINFECT/HYPOCHLORIN
4430484 | SOUTH FORK HOMEOWNER UTIL CORP | 1 | SOUTH FORK HOMEOWNER UTIL.CORP | A |  | NO TRTMT
4430551 | GREENTREE MOBILE HOME PARK | 1 | GREENTREE | B | 01 | DISINFECT/GASEOUS CHLORIN
4430551 | GREENTREE MOBILE HOME PARK | 1 | GREENTREE | E | 07 | T-O CTRL/OTHER DISINFECT
4430551 | GREENTREE MOBILE HOME PARK | 1 | GREENTREE | G | 10 | IRON RMVL/COAGULATION
4430572 | HALF MILE LAKE CONDOMINIUMS | 1 | STUART | B | 02 | DISINFECT/HYPOCHLORIN
4430593 | HOBE VILLAGE MOBILE HOME PARK | 1 | HOBE VILLAGE MOBILE HOME PARK | B | 02 | DISINFECT/HYPOCHLORIN
4430621 | HOBE SOUND BIBLE COLLEGE (FEA MINISTRIES | 1 | HOBE SOUND BIBLE COLLEGE | B | 02 | DISINFECT/HYPOCHLORIN
4430624 | SOUTH MARTIN REGIONAL UTILITIES | 1 | SMRU SOUTH PLANT SURFICIAL | B | 01 | DISINFECT/GASEOUS CHLORIN
4430624 | SOUTH MARTIN REGIONAL UTILITIES | 5 | SMRU JUPITER ISLAND SOUTH | A |  | NO TRTMT
4430624 | SOUTH MARTIN REGIONAL UTILITIES | 3 | SMRU NORTH PLANT | E | 20 | T-O CTRL/AERATION
4430624 | SOUTH MARTIN REGIONAL UTILITIES | 3 | SMRU NORTH PLANT | D | 19 | CORR-CTRL/PH ADJUSTMENT
4430624 | SOUTH MARTIN REGIONAL UTILITIES | 3 | SMRU NORTH PLANT | B | 04 | DISINFECT/CHLORAMINES
4430624 | SOUTH MARTIN REGIONAL UTILITIES | 1 | SMRU SOUTH PLANT SURFICIAL | D | 18 | CORR-CTRL/SEQUESTATION
4430650 | SAILFISH CAPITOL MOTEL | 1 |  | B | 02 | DISINFECT/HYPOCHLORIN
4430667 | VILLAGE OF INDIANTOWN | 1 | VILLAGE OF INDIANTOWN | E | 20 | T-O CTRL/AERATION
4430667 | VILLAGE OF INDIANTOWN | 1 | VILLAGE OF INDIANTOWN | B | 01 | DISINFECT/GASEOUS CHLORIN
4430667 | VILLAGE OF INDIANTOWN | 1 | VILLAGE OF INDIANTOWN | C | 14 | PART-RMVL/RAPID SAND FIL
4430667 | VILLAGE OF INDIANTOWN | 1 | VILLAGE OF INDIANTOWN | B | 04 | DISINFECT/CHLORAMINES
4430692 | JENSEN BEACH BANK | 1 | JENSEN BEACH | B | 02 | DISINFECT/HYPOCHLORIN
4430693 | JENSEN BEACH COMMUNITY CHURCH | 1 | JENSEN BEACH COMMUNITY CHURCH | B | 01 | DISINFECT/GASEOUS CHLORIN
4430694 | JENSEN BEACH ELEMENTARY SCHOOL | 1 | JENSEN BEACH | B | 02 | DISINFECT/HYPOCHLORIN
4430695 | JENSEN LANES | 1 | JENSEN BEACH | B | 02 | DISINFECT/HYPOCHLORIN
4430697 | JENSEN'S TRAILER COURT | 1 | JENSEN BEACH | B | 02 | DISINFECT/HYPOCHLORIN
4430701 | JOHN JOCHEM CHEVROLET | 1 | STUART | B | 02 | DISINFECT/HYPOCHLORIN
4430704 | JOHNS TRAILER PARK | 1 | JOHNS TRAILER PARK WTP | B | 02 | DISINFECT/HYPOCHLORIN
4430774 | LAKESIDE VILLAGE MHP | 1 | LAKESIDE VILLAGE WTP | B | 02 | DISINFECT/HYPOCHLORIN
4430774 | LAKESIDE VILLAGE MHP | 1 | LAKESIDE VILLAGE WTP | B | 04 | DISINFECT/CHLORAMINES
4430781 | LANGFORD PARK | 1 | LANGFORD PARK | B | 02 | DISINFECT/HYPOCHLORIN
4430790 | LEILANI HEIGHTS | 2 | LEILANI HEIGHTS WTP #2 | B | 01 | DISINFECT/GASEOUS CHLORIN
4430790 | LEILANI HEIGHTS | 1 | LEILANI HEIGHTS WTP #1 | B | 01 | DISINFECT/GASEOUS CHLORIN
4430852 | MARTIN COUNTY ROAD DEPARTMENT | 1 | STUART | B | 02 | DISINFECT/HYPOCHLORIN
4430917 | MILES GRANT WATER & SEWER CO. | 1 | MILES GRANT/RIVER PINES | B | 01 | DISINFECT/GASEOUS CHLORIN
4430917 | MILES GRANT WATER & SEWER CO. | 1 | MILES GRANT/RIVER PINES | C | 10 | PART-RMVL/COAGULATION
4430917 | MILES GRANT WATER & SEWER CO. | 1 | MILES GRANT/RIVER PINES | C | 14 | PART-RMVL/RAPID SAND FIL
4430917 | MILES GRANT WATER & SEWER CO. | 1 | MILES GRANT/RIVER PINES | E | 20 | T-O CTRL/AERATION
4430917 | MILES GRANT WATER & SEWER CO. | 1 | MILES GRANT/RIVER PINES | H | 24 | SOFTENING/LIME-SODA
4430949 | MURRAY MIDDLE SCHOOL | 1 | PORT SALERNO | B | 02 | DISINFECT/HYPOCHLORIN
4430956 | NATALIE ESTATES MOBILE HOME PK #200 | 1 | NATALIE ESTATES MHP WTP | B | 01 | DISINFECT/GASEOUS CHLORIN
4430956 | NATALIE ESTATES MOBILE HOME PK #200 | 1 | NATALIE ESTATES MHP WTP | B | 04 | DISINFECT/CHLORAMINES
4430995 | OCEANBREEZE PARK--SYSTEM #2 | 1 | 3RD. STREET | B | 02 | DISINFECT/HYPOCHLORIN
4431050 | PALM CIRCLE COTTAGES AND MHP | 1 | PALM CIRCLE COTTAGES WTP | B | 02 | DISINFECT/HYPOCHLORIN
4431051 | FIRST BAPTIST CH. OF PALM CITY | 1 | FIRST BAPTIST CH. OF PALM CITY | B | 02 | DISINFECT/HYPOCHLORIN
4431051 | FIRST BAPTIST CH. OF PALM CITY | 1 | FIRST BAPTIST CH. OF PALM CITY | H | 25 | SOFTENING/ION EXCHANGE
4431053 | PALM CITY ELEMENTARY SCHOOL | 1 | PALM CITY | B | 02 | DISINFECT/HYPOCHLORIN
4431053 | PALM CITY ELEMENTARY SCHOOL | 1 | PALM CITY | H | 25 | SOFTENING/ION EXCHANGE
4431057 | PALM SHOPPING CENTER | 1 | STUART | B | 02 | DISINFECT/HYPOCHLORIN
4431108 | PINELAKE VILLAGE | 1 | PINELAKE VILLAGE WTP | B | 02 | DISINFECT/HYPOCHLORIN
4431114 | PINES MOBILE VILLAGE, THE | 1 |  | B | 01 | DISINFECT/GASEOUS CHLORIN
4431115 | LE PAVILLON | 1 |  | B | 02 | DISINFECT/HYPOCHLORIN
4431117 | PITCHFORD COTTAGES & TRL PARK | 1 |  | B | 02 | DISINFECT/HYPOCHLORIN
4431118 | TONY'S ITALIAN RESTAURANT | 1 |  | B | 02 | DISINFECT/HYPOCHLORIN
4431131 | POOR BOB'S RESTAURANT | 1 | JENSEN BEACH | B | 02 | DISINFECT/HYPOCHLORIN
4431135 | PORT SALERNO ELEMENTARY | 1 | PORT SALERNO | B | 02 | DISINFECT/HYPOCHLORIN
4431215 | SO MARTIN REGIONAL - NORTH WTP | 1 | SO MARTIN REGIONAL - NORTH | B | 04 | DISINFECT/CHLORAMINES
4431215 | SO MARTIN REGIONAL - NORTH WTP | 1 | SO MARTIN REGIONAL - NORTH | D | 19 | CORR-CTRL/PH ADJUSTMENT
4431215 | SO MARTIN REGIONAL - NORTH WTP | 1 | SO MARTIN REGIONAL - NORTH | E | 20 | T-O CTRL/AERATION
4431215 | SO MARTIN REGIONAL - NORTH WTP | 2 | HYDRATECH/SANDCASTLE ESTATES | B | 01 | DISINFECT/GASEOUS CHLORIN
4431215 | SO MARTIN REGIONAL - NORTH WTP | 2 | HYDRATECH/SANDCASTLE ESTATES | C | 15 | PART-RMVL/PRESS SAND FILT
4431215 | SO MARTIN REGIONAL - NORTH WTP | 2 | HYDRATECH/SANDCASTLE ESTATES | G | 10 | IRON RMVL/COAGULATION
4431215 | SO MARTIN REGIONAL - NORTH WTP | 3 | HYDRATECH/N HOBE SOUND SHORES | B | 01 | DISINFECT/GASEOUS CHLORIN
4431219 | RIO TRAILER COURT | 1 | RIO TRAILER COURT | B | 02 | DISINFECT/HYPOCHLORIN
4431223 | RIVER'S EDGE APT MOTEL | 1 | JENSEN BEACH | B | 02 | DISINFECT/HYPOCHLORIN
4431225 | RIVERLAND INC | 1 | RIVERLAND WTP | B | 02 | DISINFECT/HYPOCHLORIN
4431227 | RIVERSIDE VILLAGE | 1 | JENSEN BEACH | B | 02 | DISINFECT/HYPOCHLORIN
4431235 | SEABRANCH RV RESORT | 1 | RONNY'S MOBILE RANCH | B | 02 | DISINFECT/HYPOCHLORIN
4431235 | SEABRANCH RV RESORT | 1 | RONNY'S MOBILE RANCH | B | 04 | DISINFECT/CHLORAMINES
4431262 | SALERNO TRAILER PK - OLD SECT. | 1 | SALERNO TRAILER PK - OLD SECT. | B | 02 | DISINFECT/HYPOCHLORIN
4431269 | SANDY'S MOBILE HOME PARK | 1 | SANDY'S MOBILE HOME PARK | B | 02 | DISINFECT/HYPOCHLORIN
4431274 | SEABREEZE MOBILE MANOR | 1 | HOBE SOUND | B | 01 | DISINFECT/GASEOUS CHLORIN
4431297 | SHELL TRAILER PARK | 1 | JUPITER | B | 02 | DISINFECT/HYPOCHLORIN
4431319 | SKYLINE MEDICAL CENTER | 1 |  | B | 02 | DISINFECT/HYPOCHLORIN
4431330 | SOUTH END IMPROVEMENT GROUP | 1 | SOUTH END IMPROVEMENT GRP WTP | B | 02 | DISINFECT/HYPOCHLORIN
4431331 | SOUTH JENSEN PLAZA | 1 | JENSEN BEACH | B | 02 | DISINFECT/HYPOCHLORIN
4431379 | ST. LUCIE MOBILE VILLAGE | 1 | ST. LUCIE MOBILE VILLAGE | F | 26 | ORGN-RMVL/REVERSE OSMOSIS
4431379 | ST. LUCIE MOBILE VILLAGE | 1 | ST. LUCIE MOBILE VILLAGE | B | 02 | DISINFECT/HYPOCHLORIN
4431380 | ST. LUCIE SETTLEMENT, INC. | 1 | ST. LUCIE SETTLEMENT PLANT | B | 02 | DISINFECT/HYPOCHLORIN
4431388 | REGENCY MOBILE HOME PARK | 1 | U S HWY 1 | B | 02 | DISINFECT/HYPOCHLORIN
4431413 | SUNSHINE MANOR MBL. HOME PARK | 1 | STUART/SALERNO | B | 02 | DISINFECT/HYPOCHLORIN
4431452 | LOBSTER SHANTY, JACK BAKER'S | 1 | LOBSTER SHANTY, JACK BAKER'S | B | 02 | DISINFECT/HYPOCHLORIN
4431452 | LOBSTER SHANTY, JACK BAKER'S | 1 | LOBSTER SHANTY, JACK BAKER'S | H | 25 | SOFTENING/ION EXCHANGE
4431456 | SOUNDINGS YACHT & TENNIS CLUB | 1 | SOUNDINGS YACHT & TENNIS CLUB | B | 04 | DISINFECT/CHLORAMINES
4431456 | SOUNDINGS YACHT & TENNIS CLUB | 1 | SOUNDINGS YACHT & TENNIS CLUB | B | 02 | DISINFECT/HYPOCHLORIN
4431472 | TOWERING PINES MOBILE HOME PARK | 1 | TOWERING PINES WTP | B | 02 | DISINFECT/HYPOCHLORIN
4431486 | TREASURE COVE | 1 |  | B | 02 | DISINFECT/HYPOCHLORIN
4431489 | IUC-STUART YACHT& COUNTRY CLUB | 1 | Y& CC STUART | B | 01 | DISINFECT/GASEOUS CHLORIN
4431489 | IUC-STUART YACHT& COUNTRY CLUB | 1 | Y& CC STUART | E | 20 | T-O CTRL/AERATION
4431490 | MARTIN CO UTIL VISTA SALERNO | 1 | MARTIN CO/VISTA SALERNO/2.273 | D | 18 | CORR-CTRL/SEQUESTATION
4431490 | MARTIN CO UTIL VISTA SALERNO | 1 | MARTIN CO/VISTA SALERNO/2.273 | E | 20 | T-O CTRL/AERATION
4431490 | MARTIN CO UTIL VISTA SALERNO | 1 | MARTIN CO/VISTA SALERNO/2.273 | F | 23 | ORGN-RMVL/GAC ADDITION
4431490 | MARTIN CO UTIL VISTA SALERNO | 2 | MARTIN CO/STUART Y&CC/.72 MGD | B | 01 | DISINFECT/GASEOUS CHLORIN
4431490 | MARTIN CO UTIL VISTA SALERNO | 2 | MARTIN CO/STUART Y&CC/.72 MGD | F | 28 | ORGN-RMVL/PACKED TWR-AERA
4431490 | MARTIN CO UTIL VISTA SALERNO | 1 | MARTIN CO/VISTA SALERNO/2.273 | B | 04 | DISINFECT/CHLORAMINES
4431496 | TROPICAL ACRES MOBILE HOME PK | 1 | TROPICAL ACRES MHP WTP | B | 01 | DISINFECT/GASEOUS CHLORIN
4431509 | TWIN RIVERS TRAILER PARK | 1 | TWIN RIVERS | B | 01 | DISINFECT/GASEOUS CHLORIN
4431509 | TWIN RIVERS TRAILER PARK | 1 | TWIN RIVERS | E | 20 | T-O CTRL/AERATION
4431509 | TWIN RIVERS TRAILER PARK | 1 | TWIN RIVERS | C | 29 | PART-RMVL/CARTRIDGE FILTR
4431522 | BLOOMFIELD MEADOWS OF H.S.(VACATION PARK | 1 | VACATION PARK MOBILE HOME MAN. | B | 01 | DISINFECT/GASEOUS CHLORIN
4431522 | BLOOMFIELD MEADOWS OF H.S.(VACATION PARK | 1 | VACATION PARK MOBILE HOME MAN. | G | 19 | IRON RMVL/PH ADJUSTMENT
4431526 | LANGFORD PARKING APARTMENTS | 1 | JENSEN BEACH | B | 01 | DISINFECT/GASEOUS CHLORIN
4431533 | VISTA DEL LAGO CONDOMINIUM | 1 | U S HWY 1 | B | 02 | DISINFECT/HYPOCHLORIN
4431549 | WAYSIDE INN RESTAURANT | 1 | JENSEN BEACH | B | 02 | DISINFECT/HYPOCHLORIN
4431573 | WILLOUGHBY CREEK TOWNHOUSES | 1 | WILLOUGHBY CREEK WTP | B | 02 | DISINFECT/HYPOCHLORIN
4431578 | JENSEN BEACH SHOPPING CENTER | 1 | JENSEN BEACH | B | 02 | DISINFECT/HYPOCHLORIN
4431582 | WOODBRIDGE MOBILE VILLAGE | 1 | WOODBRIDGE MOBILE VILLAGE WTP | B | 02 | DISINFECT/HYPOCHLORIN
4431582 | WOODBRIDGE MOBILE VILLAGE | 1 | WOODBRIDGE MOBILE VILLAGE WTP | B | 04 | DISINFECT/CHLORAMINES
4431690 | LITTLE PEOPLE'S ACADEMY | 1 | LITTLE PEOPLE'S ACADEMY WTP | F | 23 | ORGN-RMVL/GAC ADDITION
4431690 | LITTLE PEOPLE'S ACADEMY | 1 | LITTLE PEOPLE'S ACADEMY WTP | B | 02 | DISINFECT/HYPOCHLORIN
4431691 | HOBE GRANT APARTMENTS | 1 | HOBE SOUND | B | 02 | DISINFECT/HYPOCHLORIN
4431691 | HOBE GRANT APARTMENTS | 1 | HOBE SOUND | H | 25 | SOFTENING/ION EXCHANGE
4431692 | UTILITIES INC OF HUTCHINSON ISLAND | 1 | INDIAN RIVER PLANTATION WTP | E | 20 | T-O CTRL/AERATION
4431692 | UTILITIES INC OF HUTCHINSON ISLAND | 1 | INDIAN RIVER PLANTATION WTP | D | 19 | CORR-CTRL/PH ADJUSTMENT
4431692 | UTILITIES INC OF HUTCHINSON ISLAND | 1 | INDIAN RIVER PLANTATION WTP | D | 18 | CORR-CTRL/SEQUESTATION
4431692 | UTILITIES INC OF HUTCHINSON ISLAND | 1 | INDIAN RIVER PLANTATION WTP | C | 29 | PART-RMVL/CARTRIDGE FILTR
4431692 | UTILITIES INC OF HUTCHINSON ISLAND | 1 | INDIAN RIVER PLANTATION WTP | B | 02 | DISINFECT/HYPOCHLORIN
4431692 | UTILITIES INC OF HUTCHINSON ISLAND | 1 | INDIAN RIVER PLANTATION WTP | H | 26 | SOFTENING/REVERSE OSMOSIS
4431692 | UTILITIES INC OF HUTCHINSON ISLAND | 1 | INDIAN RIVER PLANTATION WTP | K | 26 | DESALINAT/REVERSE OSMOSIS
4431693 | PIRATES COVE TRAILER PARK | 1 | PORT SALERNO | B | 02 | DISINFECT/HYPOCHLORIN
4431695 | LOUIS DREYFUS CITRUS | 1 | LOUIS DREYFUS CITRUS WTP | E | 23 | T-O CTRL/GAC ADDITION
4431695 | LOUIS DREYFUS CITRUS | 1 | LOUIS DREYFUS CITRUS WTP | E | 15 | T-O CTRL/PRESS SAND FILT
4431695 | LOUIS DREYFUS CITRUS | 1 | LOUIS DREYFUS CITRUS WTP | B | 02 | DISINFECT/HYPOCHLORIN
4431696 | FISHERMAN'S COVE S/D | 1 | FISHERMAN'S COVE WTP | B | 02 | DISINFECT/HYPOCHLORIN
4431698 | MONTEREY MOTEL | 1 | STUART | B | 02 | DISINFECT/HYPOCHLORIN
4431700 | FOX RUN UTILITIES | 1 | FOX RUN UTILITIES | B | 01 | DISINFECT/GASEOUS CHLORIN
4431700 | FOX RUN UTILITIES | 1 | FOX RUN UTILITIES | G | 14 | IRON RMVL/RAPID SAND FIL
4431738 | ROGERS QUARTERS | 1 | ROGERS QUARTERS WTP | B | 02 | DISINFECT/HYPOCHLORIN
4431739 | TANAH KEETA SCOUT RESERVATION | 1 | TANAH KEETA SCOUT RESERVATION | B | 02 | DISINFECT/HYPOCHLORIN
4431740 | CAMP WELAKA | 1 | CAMP WELAKA WTP | B | 02 | DISINFECT/HYPOCHLORIN
4431741 | COMMERCIAL PLAZA | 1 | JENSEN BEACH | B | 02 | DISINFECT/HYPOCHLORIN
4431748 | FPL - MARTIN PLANT | 1 | FPL MARTIN | D | 19 | CORR-CTRL/PH ADJUSTMENT
4431748 | FPL - MARTIN PLANT | 1 | FPL MARTIN | Z | 26 | OTHER/REVERSE OSMOSIS
4431748 | FPL - MARTIN PLANT | 1 | FPL MARTIN | B | 22 | DISINFECT/ALGAE CONTROL
4431748 | FPL - MARTIN PLANT | 1 | FPL MARTIN | B | 02 | DISINFECT/HYPOCHLORIN
4431748 | FPL - MARTIN PLANT | 1 | FPL MARTIN | C | 13 | PART-RMVL/SLOW SAND FILTR
4431748 | FPL - MARTIN PLANT | 1 | FPL MARTIN | Z | 20 | OTHER/AERATION
4431749 | FLORIDA STEEL CORPORATION | 1 | INDIANTOWN | B | 02 | DISINFECT/HYPOCHLORIN
4431750 | OCEANBREEZE PARK--SYSTEM #3 | 1 | 7TH STREET | B | 02 | DISINFECT/HYPOCHLORIN
4431751 | OCEANBREEZE PARK--SYSTEM #4 | 1 | SOUTH END | B | 02 | DISINFECT/HYPOCHLORIN
4431752 | OCEANBREEZE PARK--SYSTEM #5 | 1 | OCEANBREEZE PARK 5 ARBORVIATE | B | 02 | DISINFECT/HYPOCHLORIN
4431753 | OCEANBREEZE PARK--SYSTEM #6 | 1 | NORTH END | B | 02 | DISINFECT/HYPOCHLORIN
4431754 | OCEANBREEZE PARK--SYSTEM #7 | 1 | VISTA DRIVE | B | 02 | DISINFECT/HYPOCHLORIN
4431779 | LA RUCHE RESTAURANT | 1 | LA RUCHE RESTAURANT | B | 02 | DISINFECT/HYPOCHLORIN
4431784 | JUPITER MARTIN WATER-ROLLING H | 1 | JUPITER MARTIN WATER ASSOC INC | A |  | NO TRTMT
4431785 | JON DICKINSON ST PK #1 SHOP | 1 | SHOP AREA | B | 02 | DISINFECT/HYPOCHLORIN
4431786 | JON DICKINSON ST PK #2 BLDG 18 | 1 | BUILDING 18 | B | 02 | DISINFECT/HYPOCHLORIN
4431787 | JON DICKINSON ST PK#3 PINE GRV | 1 | JON DICKINSON ST PK#3 PINE GRV | B | 02 | DISINFECT/HYPOCHLORIN
4431788 | JON DICKINSON ST PK - RIVER | 1 | RIVER AREA | B | 02 | DISINFECT/HYPOCHLORIN
4431789 | JON DICKINSON ST PK - NELSON | 1 | NELSON PROPERTY | B | 02 | DISINFECT/HYPOCHLORIN
4431790 | JON DICKINSON ST PK #6 STABLES | 1 | RIDING STABLES | B | 02 | DISINFECT/HYPOCHLORIN
4431791 | JON DICKINSON ST PK #7 CABINS | 1 | CABINS | B | 02 | DISINFECT/HYPOCHLORIN
4431862 | CHAPMAN SCHOOL OF SEAMANSHIP | 1 | CHAPMAN SCHOOL OF SEAMANSHIP | G | 15 | IRON RMVL/PRESS SAND FILT
4431862 | CHAPMAN SCHOOL OF SEAMANSHIP | 1 | CHAPMAN SCHOOL OF SEAMANSHIP | B | 02 | DISINFECT/HYPOCHLORIN
4431864 | DUNKLIN MEMORIAL CAMP | 1 | DUNKLIN MEMORIAL CAMP | B | 02 | DISINFECT/HYPOCHLORIN
4431867 | HIDDEN HARBOUR ESTATES, INC. | 1 | HIDDEN HARBOUR ESTATES WTP | B | 02 | DISINFECT/HYPOCHLORIN
4431869 | HOLIDAY COUNTRY CLUB | 1 | STUART | B | 02 | DISINFECT/HYPOCHLORIN
4431870 | J & S FISH CAMP | 1 | J & S FISH CAMP | H | 25 | SOFTENING/ION EXCHANGE
4431870 | J & S FISH CAMP | 1 | J & S FISH CAMP | B | 02 | DISINFECT/HYPOCHLORIN
4431871 | JENSEN COTTAGES AND PARK | 1 | JENSEN BEACH | B | 02 | DISINFECT/HYPOCHLORIN
4431873 | NORTH STUART BAPTIST CHURCH | 1 | NORTH STUART BAPTIST CHURCH | A |  | NO TRTMT
4431874 | OPEN GATE TRAILER PARK | 1 | OPEN GATE WTP | B | 02 | DISINFECT/HYPOCHLORIN
4431877 | PALMS UNITY RECOVERY | 1 | PALMS UNITY RECOVERY | B | 02 | DISINFECT/HYPOCHLORIN
4431879 | PHIPP'S PARK | 1 | HWY 76 | B | 01 | DISINFECT/GASEOUS CHLORIN
4431880 | MRS PETER'S SMOKED FISH | 1 | MRS PETER'S SMOKED FISH | A |  | NO TRTMT
4431881 | RIVER CLUB OF MARTIN COUNTY | 1 | RIVER CLUB/RIO | B | 01 | DISINFECT/GASEOUS CHLORIN
4431881 | RIVER CLUB OF MARTIN COUNTY | 1 | RIVER CLUB/RIO | C | 26 | PART-RMVL/REVERSE OSMOSIS
4431881 | RIVER CLUB OF MARTIN COUNTY | 1 | RIVER CLUB/RIO | D | 18 | CORR-CTRL/SEQUESTATION
4431881 | RIVER CLUB OF MARTIN COUNTY | 1 | RIVER CLUB/RIO | D | 19 | CORR-CTRL/PH ADJUSTMENT
4431881 | RIVER CLUB OF MARTIN COUNTY | 1 | RIVER CLUB/RIO | E | 20 | T-O CTRL/AERATION
4431881 | RIVER CLUB OF MARTIN COUNTY | 1 | RIVER CLUB/RIO | Z | 26 | OTHER/REVERSE OSMOSIS
4431883 | CORA-WIN COVE | 1 | SALERNO TRAILER PK - NEW SECT. | B | 04 | DISINFECT/CHLORAMINES
4431884 | SALERNO VILLAGE SQUARE | 1 | PORT SALNERO | B | 02 | DISINFECT/HYPOCHLORIN
4431886 | SCOTTY'S STORE #37 | 1 | SCOTTY'S | B | 02 | DISINFECT/HYPOCHLORIN
4431888 | SKYLINE COURT | 1 | JENSEN BEACH | B | 02 | DISINFECT/HYPOCHLORIN
4431889 | SMALL WORLD LEARNING CENTER | 1 |  | B | 02 | DISINFECT/HYPOCHLORIN
4431890 | SOUTHERN BELL | 1 | JENSEN BEACH | B | 02 | DISINFECT/HYPOCHLORIN
4431890 | SOUTHERN BELL | 1 | JENSEN BEACH | C | 15 | PART-RMVL/PRESS SAND FILT
4431890 | SOUTHERN BELL | 1 | JENSEN BEACH | G | 10 | IRON RMVL/COAGULATION
4431891 | MARTIN CO UTILITIES | 1 | MARTIN CO UTIL NORTH SURFICIAL | B | 04 | DISINFECT/CHLORAMINES
4431891 | MARTIN CO UTILITIES | 1 | MARTIN CO UTIL NORTH SURFICIAL | C | 14 | PART-RMVL/RAPID SAND FIL
4431891 | MARTIN CO UTILITIES | 1 | MARTIN CO UTIL NORTH SURFICIAL | E | 20 | T-O CTRL/AERATION
4431891 | MARTIN CO UTILITIES | 2 | MARTIN CO UTIL N RO/5.5 MGD | B | 04 | DISINFECT/CHLORAMINES
4431891 | MARTIN CO UTILITIES | 2 | MARTIN CO UTIL N RO/5.5 MGD | C | 29 | PART-RMVL/CARTRIDGE FILTR
4431891 | MARTIN CO UTILITIES | 2 | MARTIN CO UTIL N RO/5.5 MGD | E | 20 | T-O CTRL/AERATION
4431891 | MARTIN CO UTILITIES | 2 | MARTIN CO UTIL N RO/5.5 MGD | H | 26 | SOFTENING/REVERSE OSMOSIS
4431891 | MARTIN CO UTILITIES | 3 | MARTIN CO/NORTH COMBINED/4.4 | A |  | NO TRTMT
4431891 | MARTIN CO UTILITIES | 4 | MARTIN CO/VISTA SALERNO/2.273 | B | 04 | DISINFECT/CHLORAMINES
4431891 | MARTIN CO UTILITIES | 6 | MARTIN CO UTIL TF RO | K | 26 | DESALINAT/REVERSE OSMOSIS
4431891 | MARTIN CO UTILITIES | 2 | MARTIN CO UTIL N RO/5.5 MGD | K | 26 | DESALINAT/REVERSE OSMOSIS
4431891 | MARTIN CO UTILITIES | 2 | MARTIN CO UTIL N RO/5.5 MGD | D | 19 | CORR-CTRL/PH ADJUSTMENT
4431891 | MARTIN CO UTILITIES | 4 | MARTIN CO/VISTA SALERNO/2.273 | D | 18 | CORR-CTRL/SEQUESTATION
4431891 | MARTIN CO UTILITIES | 4 | MARTIN CO/VISTA SALERNO/2.273 | E | 20 | T-O CTRL/AERATION
4431891 | MARTIN CO UTILITIES | 4 | MARTIN CO/VISTA SALERNO/2.273 | F | 23 | ORGN-RMVL/GAC ADDITION
4431891 | MARTIN CO UTILITIES | 5 | MARTIN CO UTIL MARTIN DOWNS | B | 04 | DISINFECT/CHLORAMINES
4431891 | MARTIN CO UTILITIES | 5 | MARTIN CO UTIL MARTIN DOWNS | C | 10 | PART-RMVL/COAGULATION
4431891 | MARTIN CO UTILITIES | 5 | MARTIN CO UTIL MARTIN DOWNS | C | 14 | PART-RMVL/RAPID SAND FIL
4431891 | MARTIN CO UTILITIES | 5 | MARTIN CO UTIL MARTIN DOWNS | D | 18 | CORR-CTRL/SEQUESTATION
4431891 | MARTIN CO UTILITIES | 5 | MARTIN CO UTIL MARTIN DOWNS | E | 20 | T-O CTRL/AERATION
4431891 | MARTIN CO UTILITIES | 5 | MARTIN CO UTIL MARTIN DOWNS | F | 28 | ORGN-RMVL/PACKED TWR-AERA
4431891 | MARTIN CO UTILITIES | 5 | MARTIN CO UTIL MARTIN DOWNS | H | 24 | SOFTENING/LIME-SODA
4431891 | MARTIN CO UTILITIES | 6 | MARTIN CO UTIL TF RO | B | 04 | DISINFECT/CHLORAMINES
4431891 | MARTIN CO UTILITIES | 6 | MARTIN CO UTIL TF RO | H | 26 | SOFTENING/REVERSE OSMOSIS
4431893 | SPS SHOPPING CENTER | 1 |  | B | 02 | DISINFECT/HYPOCHLORIN
4431896 | TRI COUNTY REHABILITATION CENT | 1 |  | B | 02 | DISINFECT/HYPOCHLORIN
4431897 | U.S. COAST GUARD STATION | 1 | HOBE SOUND | B | 02 | DISINFECT/HYPOCHLORIN
4431899 | YANKEE TRADER SHOPPING PLAZA | 1 | YANKEE TRADER SHOPPING PLAZA | B | 02 | DISINFECT/HYPOCHLORIN
4431919 | MURRAY ANNEX, M.C.SCHOOL DIST. | 1 | MURRAY ANNEX, M.C.SCHOOL DIST. | B | 01 | DISINFECT/GASEOUS CHLORIN
4431932 | JOE'S POINT HOMEOWNERS ASSOC. | 1 | JOE'S POINT | C | 29 | PART-RMVL/CARTRIDGE FILTR
4431932 | JOE'S POINT HOMEOWNERS ASSOC. | 1 | JOE'S POINT | D | 18 | CORR-CTRL/SEQUESTATION
4431932 | JOE'S POINT HOMEOWNERS ASSOC. | 1 | JOE'S POINT | B | 02 | DISINFECT/HYPOCHLORIN
4431932 | JOE'S POINT HOMEOWNERS ASSOC. | 1 | JOE'S POINT | D | 19 | CORR-CTRL/PH ADJUSTMENT
4431932 | JOE'S POINT HOMEOWNERS ASSOC. | 1 | JOE'S POINT | H | 26 | SOFTENING/REVERSE OSMOSIS
4431932 | JOE'S POINT HOMEOWNERS ASSOC. | 1 | JOE'S POINT | E | 20 | T-O CTRL/AERATION
4431938 | PALM CITY PLAZA | 1 | PALM CITY PLAZA | B | 02 | DISINFECT/HYPOCHLORIN
4431947 | JENSEN PARK ESTATES | 1 | JENSEN PARK ESTATES | B | 02 | DISINFECT/HYPOCHLORIN
4431948 | GARDEN VILLAS | 1 | GARDEN VILLAS WTP | B | 02 | DISINFECT/HYPOCHLORIN
4433330 | ST. LUCIE LOCKS/COE | 1 | ST. LUCIE LOCKS/COE | H | 25 | SOFTENING/ION EXCHANGE
4433330 | ST. LUCIE LOCKS/COE | 1 | ST. LUCIE LOCKS/COE | B | 02 | DISINFECT/HYPOCHLORIN
4434000 | SAILFISH POINT | 1 | SAILFISH POINT UTILITY CORP. | B | 01 | DISINFECT/GASEOUS CHLORIN
4434000 | SAILFISH POINT | 1 | SAILFISH POINT UTILITY CORP. | C | 29 | PART-RMVL/CARTRIDGE FILTR
4434000 | SAILFISH POINT | 1 | SAILFISH POINT UTILITY CORP. | D | 18 | CORR-CTRL/SEQUESTATION
4434000 | SAILFISH POINT | 1 | SAILFISH POINT UTILITY CORP. | D | 19 | CORR-CTRL/PH ADJUSTMENT
4434000 | SAILFISH POINT | 1 | SAILFISH POINT UTILITY CORP. | D | 24 | CORR-CTRL/LIME-SODA
4434000 | SAILFISH POINT | 1 | SAILFISH POINT UTILITY CORP. | E | 01 | T-O CTRL/GASEOUS CHLORIN
4434000 | SAILFISH POINT | 1 | SAILFISH POINT UTILITY CORP. | E | 20 | T-O CTRL/AERATION
4434000 | SAILFISH POINT | 1 | SAILFISH POINT UTILITY CORP. | H | 26 | SOFTENING/REVERSE OSMOSIS
4434000 | SAILFISH POINT | 1 | SAILFISH POINT UTILITY CORP. | K | 26 | DESALINAT/REVERSE OSMOSIS
4434002 | WOODSIDE SUBDIVISION | 1 | WOODSIDE S/D | B | 01 | DISINFECT/GASEOUS CHLORIN
4434002 | WOODSIDE SUBDIVISION | 1 | WOODSIDE S/D | D | 36 | CORR-CTRL/CORROSION INHIB
4434002 | WOODSIDE SUBDIVISION | 1 | WOODSIDE S/D | E | 20 | T-O CTRL/AERATION
4434002 | WOODSIDE SUBDIVISION | 1 | WOODSIDE S/D | G | 23 | IRON RMVL/GAC ADDITION
4434003 | PINELAKE GARDENS | 1 | PINELAKE GARDENS-PORT SALERNO | B | 02 | DISINFECT/HYPOCHLORIN
4434008 | PIPER'S LANDING | 1 | PIPERS LANDING | B | 01 | DISINFECT/GASEOUS CHLORIN
4434008 | PIPER'S LANDING | 1 | PIPERS LANDING | D | 18 | CORR-CTRL/SEQUESTATION
4434008 | PIPER'S LANDING | 1 | PIPERS LANDING | G | 20 | IRON RMVL/AERATION
4434008 | PIPER'S LANDING | 1 | PIPERS LANDING | H | 25 | SOFTENING/ION EXCHANGE
4434011 | SOUTH RIVER CONDOMINIUMS | 1 | SOUTH RIVER CONDO | B | 01 | DISINFECT/GASEOUS CHLORIN
4434011 | SOUTH RIVER CONDOMINIUMS | 1 | SOUTH RIVER CONDO | C | 10 | PART-RMVL/COAGULATION
4434011 | SOUTH RIVER CONDOMINIUMS | 1 | SOUTH RIVER CONDO | H | 24 | SOFTENING/LIME-SODA
4434011 | SOUTH RIVER CONDOMINIUMS | 1 | SOUTH RIVER CONDO | E | 20 | T-O CTRL/AERATION
4434012 | CROSSINGS, THE | 1 | CROSSINGS, THE | B | 02 | DISINFECT/HYPOCHLORIN
4434014 | ST. LUCIE FALLS | 1 | ST. LUCIE FALLS | A |  | NO TRTMT
4434015 | TERRACE GARDEN APARTMENTS | 1 | TERR GARD | B | 01 | DISINFECT/GASEOUS CHLORIN
4434015 | TERRACE GARDEN APARTMENTS | 1 | TERR GARD | H | 25 | SOFTENING/ION EXCHANGE
4434016 | FLAMINGO FAMILY RESTAURANT | 1 | STUART | B | 02 | DISINFECT/HYPOCHLORIN
4434092 | CINNAMON TREE | 1 | SAME | B | 01 | DISINFECT/GASEOUS CHLORIN
4434092 | CINNAMON TREE | 1 | SAME | G | 10 | IRON RMVL/COAGULATION
4434092 | CINNAMON TREE | 1 | SAME | E | 07 | T-O CTRL/OTHER DISINFECT
4434095 | I. R. C. C. CHASTAIN CENTER | 1 | MART. CO. CENT. | B | 02 | DISINFECT/HYPOCHLORIN
4434240 | CANOE CREEK SUBDIVISION | 1 | CANOE CREEK SUBDIVISION | G | 15 | IRON RMVL/PRESS SAND FILT
4434240 | CANOE CREEK SUBDIVISION | 1 | CANOE CREEK SUBDIVISION | B | 01 | DISINFECT/GASEOUS CHLORIN
4434241 | SOUTH FORK HIGH SCHOOL | 1 | SOUTH FORK HIGH SCHOOL | B | 01 | DISINFECT/GASEOUS CHLORIN
4434241 | SOUTH FORK HIGH SCHOOL | 1 | SOUTH FORK HIGH SCHOOL | G | 15 | IRON RMVL/PRESS SAND FILT
4434242 | ESTUARY, THE @ N. RIVER SHORES | 1 | NO RIVER SHORES | D | 19 | CORR-CTRL/PH ADJUSTMENT
4434242 | ESTUARY, THE @ N. RIVER SHORES | 1 | NO RIVER SHORES | C | 14 | PART-RMVL/RAPID SAND FIL
4434242 | ESTUARY, THE @ N. RIVER SHORES | 1 | NO RIVER SHORES | C | 10 | PART-RMVL/COAGULATION
4434242 | ESTUARY, THE @ N. RIVER SHORES | 1 | NO RIVER SHORES | B | 02 | DISINFECT/HYPOCHLORIN
4434242 | ESTUARY, THE @ N. RIVER SHORES | 1 | NO RIVER SHORES | H | 24 | SOFTENING/LIME-SODA
4434284 | MEYER MOBILE MANOR | 1 | PORT SALERNO | B | 02 | DISINFECT/HYPOCHLORIN
4434383 | MARTIN CO UTIL MARTIN DOWNS | 1 | MARTIN CO UTIL MARTIN DOWNS | B | 04 | DISINFECT/CHLORAMINES
4434383 | MARTIN CO UTIL MARTIN DOWNS | 1 | MARTIN CO UTIL MARTIN DOWNS | C | 10 | PART-RMVL/COAGULATION
4434383 | MARTIN CO UTIL MARTIN DOWNS | 1 | MARTIN CO UTIL MARTIN DOWNS | C | 14 | PART-RMVL/RAPID SAND FIL
4434383 | MARTIN CO UTIL MARTIN DOWNS | 1 | MARTIN CO UTIL MARTIN DOWNS | D | 18 | CORR-CTRL/SEQUESTATION
4434383 | MARTIN CO UTIL MARTIN DOWNS | 1 | MARTIN CO UTIL MARTIN DOWNS | E | 20 | T-O CTRL/AERATION
4434383 | MARTIN CO UTIL MARTIN DOWNS | 1 | MARTIN CO UTIL MARTIN DOWNS | H | 24 | SOFTENING/LIME-SODA
4434383 | MARTIN CO UTIL MARTIN DOWNS | 1 | MARTIN CO UTIL MARTIN DOWNS | F | 28 | ORGN-RMVL/PACKED TWR-AERA
4434398 | JENSEN BEACH PLAZA | 1 | VICTORY PLAZA (JENSEN VILLAGE) | B | 02 | DISINFECT/HYPOCHLORIN
4434399 | CRESTWOOD CONDOMINIUMS | 1 | CRESTWOOD CONDOMINIUMS | B | 02 | DISINFECT/HYPOCHLORIN
4434400 | MARTIN DRUG INTERVENTION CTR. | 1 | MARTIN CO MINIMUM SECURITY | B | 01 | DISINFECT/GASEOUS CHLORIN
4434400 | MARTIN DRUG INTERVENTION CTR. | 1 | MARTIN CO MINIMUM SECURITY | E | 01 | T-O CTRL/GASEOUS CHLORIN
4434400 | MARTIN DRUG INTERVENTION CTR. | 1 | MARTIN CO MINIMUM SECURITY | E | 20 | T-O CTRL/AERATION
4434401 | MARTIN DOWNS/MARTIN CO UTL. | 1 | MARTIN DOWNS CONSECUTIVE | A |  | NO TRTMT
4434402 | MARTIN VOCATIONAL CENTER | 1 | MARTIN VOCATIONAL CENTER | B | 02 | DISINFECT/HYPOCHLORIN
4434402 | MARTIN VOCATIONAL CENTER | 1 | MARTIN VOCATIONAL CENTER | F | 23 | ORGN-RMVL/GAC ADDITION
4434402 | MARTIN VOCATIONAL CENTER | 1 | MARTIN VOCATIONAL CENTER | E | 20 | T-O CTRL/AERATION
4434402 | MARTIN VOCATIONAL CENTER | 1 | MARTIN VOCATIONAL CENTER | C | 15 | PART-RMVL/PRESS SAND FILT
4434403 | FAIRMONT ESTATES | 1 | FAIRMONT ESTATES | H | 25 | SOFTENING/ION EXCHANGE
4434403 | FAIRMONT ESTATES | 1 | FAIRMONT ESTATES | B | 01 | DISINFECT/GASEOUS CHLORIN
4434404 | BLAKLEY'S DAYCARE | 1 | BLAKLEY'S DAYCARE | B | 02 | DISINFECT/HYPOCHLORIN
4434405 | LOVING HANDS CHILD DEV. CENTER | 1 | LOVING HANDS | H | 25 | SOFTENING/ION EXCHANGE
4434405 | LOVING HANDS CHILD DEV. CENTER | 1 | LOVING HANDS | B | 02 | DISINFECT/HYPOCHLORIN
4434406 | MARTIN CORRECTIONAL INSTITUTION | 3 | MARTIN CORRECTION COMBINED | C | 29 | PART-RMVL/CARTRIDGE FILTR
4434406 | MARTIN CORRECTIONAL INSTITUTION | 3 | MARTIN CORRECTION COMBINED | C | 14 | PART-RMVL/RAPID SAND FIL
4434406 | MARTIN CORRECTIONAL INSTITUTION | 3 | MARTIN CORRECTION COMBINED | H | 24 | SOFTENING/LIME-SODA
4434406 | MARTIN CORRECTIONAL INSTITUTION | 3 | MARTIN CORRECTION COMBINED | H | 26 | SOFTENING/REVERSE OSMOSIS
4434406 | MARTIN CORRECTIONAL INSTITUTION | 1 | MARTIN CORRECTIONAL INSTITUTE | B | 01 | DISINFECT/GASEOUS CHLORIN
4434406 | MARTIN CORRECTIONAL INSTITUTION | 1 | MARTIN CORRECTIONAL INSTITUTE | C | 10 | PART-RMVL/COAGULATION
4434406 | MARTIN CORRECTIONAL INSTITUTION | 1 | MARTIN CORRECTIONAL INSTITUTE | C | 14 | PART-RMVL/RAPID SAND FIL
4434406 | MARTIN CORRECTIONAL INSTITUTION | 1 | MARTIN CORRECTIONAL INSTITUTE | E | 20 | T-O CTRL/AERATION
4434406 | MARTIN CORRECTIONAL INSTITUTION | 1 | MARTIN CORRECTIONAL INSTITUTE | H | 24 | SOFTENING/LIME-SODA
4434406 | MARTIN CORRECTIONAL INSTITUTION | 2 | MARTIN CORR RO WTP/.216 MGD | B | 01 | DISINFECT/GASEOUS CHLORIN
4434406 | MARTIN CORRECTIONAL INSTITUTION | 2 | MARTIN CORR RO WTP/.216 MGD | C | 29 | PART-RMVL/CARTRIDGE FILTR
4434406 | MARTIN CORRECTIONAL INSTITUTION | 2 | MARTIN CORR RO WTP/.216 MGD | E | 20 | T-O CTRL/AERATION
4434406 | MARTIN CORRECTIONAL INSTITUTION | 2 | MARTIN CORR RO WTP/.216 MGD | H | 26 | SOFTENING/REVERSE OSMOSIS
4434406 | MARTIN CORRECTIONAL INSTITUTION | 3 | MARTIN CORRECTION COMBINED | B | 01 | DISINFECT/GASEOUS CHLORIN
4434406 | MARTIN CORRECTIONAL INSTITUTION | 3 | MARTIN CORRECTION COMBINED | C | 10 | PART-RMVL/COAGULATION
4434406 | MARTIN CORRECTIONAL INSTITUTION | 3 | MARTIN CORRECTION COMBINED | E | 20 | T-O CTRL/AERATION
4434407 | SEAGULL RANCH (FKA T & M RANCH) | 1 | SEAGULL RANCH (FKA T & M RANCH | H | 25 | SOFTENING/ION EXCHANGE
4434407 | SEAGULL RANCH (FKA T & M RANCH) | 1 | SEAGULL RANCH (FKA T & M RANCH | B | 01 | DISINFECT/GASEOUS CHLORIN
4434408 | SALERNO RD BAPTIST CHURCH | 1 | SALERNO RD BAPTIST CHURCH | A |  | NO TRTMT
4434409 | MARTIN CTY SCHLS. ANCILLIARY B | 1 | MARTIN CTY SCHLS. ANCILLIARY B | B | 01 | DISINFECT/GASEOUS CHLORIN
4434410 | ARMELLINI EXPRESS LINE | 1 | ARMELLINI EXPRESS LINE | G | 15 | IRON RMVL/PRESS SAND FILT
4434410 | ARMELLINI EXPRESS LINE | 1 | ARMELLINI EXPRESS LINE | B | 01 | DISINFECT/GASEOUS CHLORIN
4434411 | INTERSTATE INDUSTRIAL PARK | 1 | INTERSTATE INDUSTRIAL PARK | B | 01 | DISINFECT/GASEOUS CHLORIN
4434412 | HERITAGE SQUARE | 1 | HERITAGE SQUARE | B | 02 | DISINFECT/HYPOCHLORIN
4434413 | ACKEL'S MOBILE HOME PARK | 1 | ACKEL'S MHP | C | 14 | PART-RMVL/RAPID SAND FIL
4434413 | ACKEL'S MOBILE HOME PARK | 1 | ACKEL'S MHP | B | 01 | DISINFECT/GASEOUS CHLORIN
4434414 | FIRST NAT'L BANK/TRUST STUART | 1 | FIRST NAT'L BANK/T.S.PALM CITY | B | 02 | DISINFECT/HYPOCHLORIN
4434415 | I-95 REST AREA | 1 | I-95 REST AREA WTP | B | 01 | DISINFECT/GASEOUS CHLORIN
4434415 | I-95 REST AREA | 1 | I-95 REST AREA WTP | E | 20 | T-O CTRL/AERATION
4434415 | I-95 REST AREA | 2 | I-95 REST AREA NEW PLANT | Z | 20 | OTHER/AERATION
4434415 | I-95 REST AREA | 2 | I-95 REST AREA NEW PLANT | B | 02 | DISINFECT/HYPOCHLORIN
4434416 | S.T.O.P. CAMP | 1 | JONATHAN DICKINSON S.T.O.P. | B | 02 | DISINFECT/HYPOCHLORIN
4434417 | RIVER LANDING | 1 | RIVER LANDING | B | 01 | DISINFECT/GASEOUS CHLORIN
4434417 | RIVER LANDING | 1 | RIVER LANDING | Z | 20 | OTHER/AERATION
4434417 | RIVER LANDING | 1 | RIVER LANDING | C | 15 | PART-RMVL/PRESS SAND FILT
4434418 | OLD TRAIL CLUBHOUSE | 1 | CLUBHOUSE | C | 14 | PART-RMVL/RAPID SAND FIL
4434418 | OLD TRAIL CLUBHOUSE | 1 | CLUBHOUSE | Z | 20 | OTHER/AERATION
4434418 | OLD TRAIL CLUBHOUSE | 1 | CLUBHOUSE | B | 02 | DISINFECT/HYPOCHLORIN
4434419 | AIRPORT BUSINESS PARK | 1 | AIRPORT BUSINESS PARK | C | 08 | PART-RMVL/MICROSCREENING
4434419 | AIRPORT BUSINESS PARK | 1 | AIRPORT BUSINESS PARK | B | 02 | DISINFECT/HYPOCHLORIN
4434421 | SHERATON OFFICE BUILDING | 1 | SHERATON OFFICE BUILDING | G | 15 | IRON RMVL/PRESS SAND FILT
4434421 | SHERATON OFFICE BUILDING | 1 | SHERATON OFFICE BUILDING | F | 15 | ORGN-RMVL/PRESS SAND FILT
4434421 | SHERATON OFFICE BUILDING | 1 | SHERATON OFFICE BUILDING | B | 02 | DISINFECT/HYPOCHLORIN
4434422 | BAY STATE MILLING CO. | 1 | BAY STATE MILLING | B | 02 | DISINFECT/HYPOCHLORIN
4434423 | EVERGREEN CLUB | 1 | EVERGREEN CLUB | I | 23 | COLOR RML/GAC ADDITION
4434423 | EVERGREEN CLUB | 1 | EVERGREEN CLUB | G | 25 | IRON RMVL/ION EXCHANGE
4434423 | EVERGREEN CLUB | 1 | EVERGREEN CLUB | B | 02 | DISINFECT/HYPOCHLORIN
4434424 | PALM CITY POST OFFICE | 1 | PALM CITY POST OFFICE | B | 02 | DISINFECT/HYPOCHLORIN
4434424 | PALM CITY POST OFFICE | 1 | PALM CITY POST OFFICE | C | 16 | PART-RMVL/DIAT-ERTH FILTR
4434424 | PALM CITY POST OFFICE | 1 | PALM CITY POST OFFICE | C | 12 | PART-RMVL/SEDIMENTATION
4434425 | LI'L SAINTS COVE ROAD | 1 | LI'L SAINTS COVE ROAD | H | 25 | SOFTENING/ION EXCHANGE
4434425 | LI'L SAINTS COVE ROAD | 1 | LI'L SAINTS COVE ROAD | B | 02 | DISINFECT/HYPOCHLORIN
4434426 | MARINER PLAZA | 1 | SEABRIDGE PLAZA | B | 02 | DISINFECT/HYPOCHLORIN
4434427 | WOJCIESZAK PARK | 1 | WOJCIESZAK PARK | B | 01 | DISINFECT/GASEOUS CHLORIN
4434428 | WB PAYSON PARK - DORMITORY | 1 | PAYSON PARK - DORMITORY | B | 02 | DISINFECT/HYPOCHLORIN
4434429 | WB PAYSON PARK - STABLE BARN | 1 | PAYSON PARK - STABLE BARN | B | 02 | DISINFECT/HYPOCHLORIN
4434430 | WB PAYSON PARK - MANE GAIT CAFE | 1 | PAYSON PARK - MANE GAIT CAFE | B | 02 | DISINFECT/HYPOCHLORIN
4434431 | FARSOUTH GROWERS | 1 |  | B | 01 | DISINFECT/GASEOUS CHLORIN
4434432 | PINE GROVE COMMERCE CENTER | 1 | PINE GROVE PLAZA WTP | H | 25 | SOFTENING/ION EXCHANGE
4434432 | PINE GROVE COMMERCE CENTER | 1 | PINE GROVE PLAZA WTP | B | 02 | DISINFECT/HYPOCHLORIN
4434433 | FIRST ASSEMBLY OF GOD | 1 | FIRST ASSEMBLY OF GOD WTP | B | 02 | DISINFECT/HYPOCHLORIN
4434434 | DE JA VU | 1 |  | B | 02 | DISINFECT/HYPOCHLORIN
4434435 | JUPITER/TEQUESTA CHURCH OF CHR | 1 | JUPITER/TEQUESTA CHURCH OF CHR | B | 02 | DISINFECT/HYPOCHLORIN
4434436 | LI'L SAINTS #107 - RIO | 1 | LI'L SAINTS #107 - RIO | B | 02 | DISINFECT/HYPOCHLORIN
4434437 | CIRCLE K #4821 STUART | 1 | CIRCLE K #4821 STUART | B | 02 | DISINFECT/HYPOCHLORIN
4434438 | PORT SALERNO AMOCO | 1 |  | H | 25 | SOFTENING/ION EXCHANGE
4434438 | PORT SALERNO AMOCO | 1 |  | B | 02 | DISINFECT/HYPOCHLORIN
4434439 | TURNPIKE INDUSTRIAL PARK | 1 | TURNPIKE INDUSTRIAL PARK | B | 02 | DISINFECT/HYPOCHLORIN
4434440 | FISHERMAN'S PLAZA | 1 | FISHERMANS PLAZA | B | 02 | DISINFECT/HYPOCHLORIN
4434441 | COUNTRY PLACE RESTAURANT | 1 |  | B | 02 | DISINFECT/HYPOCHLORIN
4434442 | GREGS RESTAURANT | 1 | GREGS REST | B | 02 | DISINFECT/HYPOCHLORIN
4434443 | INDIANWOOD CO-OP | 1 | INDIANWOOD GOLF/C.C. | H | 25 | SOFTENING/ION EXCHANGE
4434443 | INDIANWOOD CO-OP | 1 | INDIANWOOD GOLF/C.C. | B | 02 | DISINFECT/HYPOCHLORIN
4434444 | FLORIDA FISHERIES | 1 |  | B | 02 | DISINFECT/HYPOCHLORIN
4434445 | MIDCOURT RACQUET BALL CLUB | 1 |  | H | 25 | SOFTENING/ION EXCHANGE
4434445 | MIDCOURT RACQUET BALL CLUB | 1 |  | B | 02 | DISINFECT/HYPOCHLORIN
4434446 | MINIT MART | 1 | FINA MINIT MART | H | 25 | SOFTENING/ION EXCHANGE
4434446 | MINIT MART | 1 | FINA MINIT MART | B | 02 | DISINFECT/HYPOCHLORIN
4434447 | MIDNIGHT FARMS COUNTRY STORE | 1 | MIDNIGHT FARMS COUNTRY STORE | B | 02 | DISINFECT/HYPOCHLORIN
4434448 | FISHER OLDS/CADILLAC | 1 |  | H | 25 | SOFTENING/ION EXCHANGE
4434448 | FISHER OLDS/CADILLAC | 1 |  | B | 02 | DISINFECT/HYPOCHLORIN
4434449 | BOULEVARD PLAZA EAST | 1 | BOULEVARD PLAZA EAST | B | 02 | DISINFECT/HYPOCHLORIN
4434450 | CYPRESS LODGE INN | 1 | CYPRESS LODGE INN | B | 02 | DISINFECT/HYPOCHLORIN
4434450 | CYPRESS LODGE INN | 1 | CYPRESS LODGE INN | H | 25 | SOFTENING/ION EXCHANGE
4434450 | CYPRESS LODGE INN | 1 | CYPRESS LODGE INN | F | 20 | ORGN-RMVL/AERATION
4434451 | LIL'SAINTS - HOBE SOUND | 1 | LIL'SAINTS - HOBE SOUND | G | 15 | IRON RMVL/PRESS SAND FILT
4434451 | LIL'SAINTS - HOBE SOUND | 1 | LIL'SAINTS - HOBE SOUND | F | 23 | ORGN-RMVL/GAC ADDITION
4434451 | LIL'SAINTS - HOBE SOUND | 1 | LIL'SAINTS - HOBE SOUND | B | 02 | DISINFECT/HYPOCHLORIN
4434451 | LIL'SAINTS - HOBE SOUND | 1 | LIL'SAINTS - HOBE SOUND | H | 25 | SOFTENING/ION EXCHANGE
4434452 | VARGAS PLAZA | 1 | VARGAS PLAZA | B | 02 | DISINFECT/HYPOCHLORIN
4434453 | OLD TRAIL GOLF MAINT BLDG | 1 | OLD TRAIL GOLF MAINT BLDG | B | 02 | DISINFECT/HYPOCHLORIN
4434453 | OLD TRAIL GOLF MAINT BLDG | 1 | OLD TRAIL GOLF MAINT BLDG | B | 04 | DISINFECT/CHLORAMINES
4434454 | OLD TRAIL COMFORT STA #3/WEST | 1 | OLD TRAIL COMFORT STATION #3 | A |  | NO TRTMT
4434455 | OLD TRAIL COMFORT STA 14/EAST | 1 | OLD TRAIL COMFORT STATION #14 | A |  | NO TRTMT
4434456 | OLD TRAIL SALES TRAILER | 1 |  | B | 02 | DISINFECT/HYPOCHLORIN
4434456 | OLD TRAIL SALES TRAILER | 1 |  | F | 15 | ORGN-RMVL/PRESS SAND FILT
4434457 | PELICAN BAY YACHT CLUB | 1 |  | B | 02 | DISINFECT/HYPOCHLORIN
4434458 | ALDERSGATE UNITED METHODIST | 1 | ALDERSGATE U.METHODIST CHURCH | B | 02 | DISINFECT/HYPOCHLORIN
4434458 | ALDERSGATE UNITED METHODIST | 1 | ALDERSGATE U.METHODIST CHURCH | Z | 14 | OTHER/RAPID SAND FIL
4434458 | ALDERSGATE UNITED METHODIST | 1 | ALDERSGATE U.METHODIST CHURCH | Z | 25 | OTHER/ION EXCHANGE
4434459 | CHURCH OF THE ADVENT | 1 | PALM CITY CHURCH OF THE ADVENT | B | 02 | DISINFECT/HYPOCHLORIN
4434459 | CHURCH OF THE ADVENT | 1 | PALM CITY CHURCH OF THE ADVENT | H | 25 | SOFTENING/ION EXCHANGE
4434460 | CASA ROMA RESTAURANT & COTTAGE | 1 | CASA ROMA | B | 02 | DISINFECT/HYPOCHLORIN
4434462 | SUNCOAST PLAZA SHOPPES | 1 |  | A |  | NO TRTMT
4434464 | KNIGHTS OF COLUMBUS (GAINES) | 1 | KNIGHTS OF COLUMBUS (GAINES) | B | 02 | DISINFECT/HYPOCHLORIN
4434464 | KNIGHTS OF COLUMBUS (GAINES) | 1 | KNIGHTS OF COLUMBUS (GAINES) | H | 25 | SOFTENING/ION EXCHANGE
4434465 | PALM CITY COMMUNITY BAPTIST CH | 1 |  | B | 02 | DISINFECT/HYPOCHLORIN
4434465 | PALM CITY COMMUNITY BAPTIST CH | 1 |  | H | 25 | SOFTENING/ION EXCHANGE
4434466 | ANCHORLINE YACHT CLUB | 1 |  | B | 02 | DISINFECT/HYPOCHLORIN
4434467 | BUTTONWOOD TENNIS CLUB | 1 | FALKENBURG TENNIS CLUB | B | 02 | DISINFECT/HYPOCHLORIN
4434467 | BUTTONWOOD TENNIS CLUB | 1 | FALKENBURG TENNIS CLUB | H | 25 | SOFTENING/ION EXCHANGE
4434468 | RIVER FRONT PLAZA | 1 | RIVER FRONT PLAZA | B | 02 | DISINFECT/HYPOCHLORIN
4434469 | BASIN SEAFOOD | 1 |  | B | 02 | DISINFECT/HYPOCHLORIN
4434470 | RIO COMMERCIAL CENTER | 1 | RIO COMMERCIAL CENTER | B | 02 | DISINFECT/HYPOCHLORIN
4434471 | NICHOLS SANITATION, INC. | 1 |  | B | 02 | DISINFECT/HYPOCHLORIN
4434472 | FARMS STORE | 1 | FARMS STORE | B | 02 | DISINFECT/HYPOCHLORIN
4434473 | HOBE SOUND PLAZA | 1 | HOBE SOUND PLAZA | B | 02 | DISINFECT/HYPOCHLORIN
4434474 | COLUMBUS CLUB 8048 | 1 | KNIGHTS OF COLUMBUS 8048 | B | 02 | DISINFECT/HYPOCHLORIN
4434475 | VFW POST 10066 | 1 |  | B | 02 | DISINFECT/HYPOCHLORIN
4434475 | VFW POST 10066 | 1 |  | H | 25 | SOFTENING/ION EXCHANGE
4434476 | PALM CITY PRESBYTERIAN CHURCH | 1 |  | B | 02 | DISINFECT/HYPOCHLORIN
4434477 | CASA ROMA REST. & COTTAGES | 1 | CASA ROMA REST, & COTTAGES | B | 02 | DISINFECT/HYPOCHLORIN
4434478 | YOGI FOOD MART - SKIPPERS CHOICE | 1 | SKIPPER'S CHOICE WTP | B | 02 | DISINFECT/HYPOCHLORIN
4434479 | TYLANDER SYSTEMS | 1 | TYLANDER SYSTEMS | B | 02 | DISINFECT/HYPOCHLORIN
4434480 | PORT SALERNO YOUTH ORGAN. | 1 |  | B | 02 | DISINFECT/HYPOCHLORIN
4434481 | FRATERNAL ORDER OF EAGLES 3896 | 1 |  | B | 02 | DISINFECT/HYPOCHLORIN
4434481 | FRATERNAL ORDER OF EAGLES 3896 | 1 |  | H | 25 | SOFTENING/ION EXCHANGE
4434482 | STUART PAINT AND SUPPLY | 1 | STUART PAINT AND SUPPLY | H | 25 | SOFTENING/ION EXCHANGE
4434483 | MONTEREY MARINE | 1 | MONTEREY MARINE | B | 02 | DISINFECT/HYPOCHLORIN
4434484 | STUART JET CENTER | 1 | STUART AVIATION | B | 02 | DISINFECT/HYPOCHLORIN
4434485 | TIBURON POOL & RECREATION | 1 | TIBURON POOL & RECREATION | B | 02 | DISINFECT/HYPOCHLORIN
4434485 | TIBURON POOL & RECREATION | 1 | TIBURON POOL & RECREATION | G | 15 | IRON RMVL/PRESS SAND FILT
4434486 | CALVARY CHAPEL PALM CITY | 1 | CALVARY CHAPEL PALM CITY WTP | B | 02 | DISINFECT/HYPOCHLORIN
4434487 | DYE PRESERVE GOLF CLUB | 1 | DYE PRESERVE GOLF CLUB | B | 02 | DISINFECT/HYPOCHLORIN
4434487 | DYE PRESERVE GOLF CLUB | 1 | DYE PRESERVE GOLF CLUB | G | 14 | IRON RMVL/RAPID SAND FIL
4434487 | DYE PRESERVE GOLF CLUB | 1 | DYE PRESERVE GOLF CLUB | H | 25 | SOFTENING/ION EXCHANGE
4434488 | STUART SKATEWAY | 1 | STUART SKATEWAY | B | 02 | DISINFECT/HYPOCHLORIN
4434489 | BASSETT BOAT COMPANY | 1 | BASSETT BOAT COMPANY WTP | B | 02 | DISINFECT/HYPOCHLORIN
4434489 | BASSETT BOAT COMPANY | 1 | BASSETT BOAT COMPANY WTP | H | 25 | SOFTENING/ION EXCHANGE
4434490 | VFW POST 6023 | 1 | VFW POST 6023 | B | 02 | DISINFECT/HYPOCHLORIN
4434491 | SPEEDWAY #8366 | 1 | SPEEDWAY #8366 | B | 02 | DISINFECT/HYPOCHLORIN
4434491 | SPEEDWAY #8366 | 1 | SPEEDWAY #8366 | F | 23 | ORGN-RMVL/GAC ADDITION
4434491 | SPEEDWAY #8366 | 1 | SPEEDWAY #8366 | H | 25 | SOFTENING/ION EXCHANGE
4434492 | SPEEDWAY #8367 | 1 | SPEEDWAY #8367 | B | 02 | DISINFECT/HYPOCHLORIN
4434493 | TURNPIKE INTERCHANGE #52 | 1 | TURNPIKE INTERCHANGE #52 | B | 01 | DISINFECT/GASEOUS CHLORIN
4434493 | TURNPIKE INTERCHANGE #52 | 1 | TURNPIKE INTERCHANGE #52 | H | 25 | SOFTENING/ION EXCHANGE
4434494 | TOYOTA OF STUART | 1 | TOYOTA OF STUART | B | 02 | DISINFECT/HYPOCHLORIN
4434494 | TOYOTA OF STUART | 1 | TOYOTA OF STUART | H | 25 | SOFTENING/ION EXCHANGE
4434495 | COUNTY LINES SPORTING GOODS | 1 | COUNTY LINES SPORTING GOODS | A |  | NO TRTMT
4434496 | PETER'S TRAILER PARK #2 | 1 | PETER'S TRAILER PARK #2 | B | 02 | DISINFECT/HYPOCHLORIN
4434497 | LI'L SAINTS - PALM CITY | 1 | LI'L SAINTS - PALM CITY | B | 02 | DISINFECT/HYPOCHLORIN
4434497 | LI'L SAINTS - PALM CITY | 1 | LI'L SAINTS - PALM CITY | H | 25 | SOFTENING/ION EXCHANGE
4434498 | CONVENIENCE FOOD MART PLAZA | 1 | CONVENIENCE FOOD MART PLAZA | B | 02 | DISINFECT/HYPOCHLORIN
4434499 | CIRCLE K #4443 PORT SALERNO | 1 | CIRCLE K #4443 PORT SALERNO | A |  | NO TRTMT
4434500 | CIRCLE K #7410 HOBE SOUND | 1 | CIRCLE K #7410 HOBE SOUND | Z | 20 | OTHER/AERATION
4434501 | NORTH RIVER SHORES PLAZA | 1 | NORTH RIVER SHORES PLAZA | A |  | NO TRTMT
4434502 | PORT SALERNO GROCERIES | 1 | PORT SALERNO GROCERIES | B | 02 | DISINFECT/HYPOCHLORIN
4434503 | BOGEYS ALA CART DELI | 1 |  | B | 02 | DISINFECT/HYPOCHLORIN
4434504 | LI'L SAINTS - SR 76 | 1 | LI'L SAINTS - SR 76 | B | 02 | DISINFECT/HYPOCHLORIN
4434505 | JACK BOWSHIER BUICK | 1 | JACK BOWSHIER BUICK | B | 02 | DISINFECT/HYPOCHLORIN
4434506 | LITTLE CLUB | 1 |  | A |  | NO TRTMT
4434507 | LI'L SAINTS - GOLDEN GATE | 1 | LI'L SAINTS - GOLDEN GATE | B | 02 | DISINFECT/HYPOCHLORIN
4434508 | WILLOUGHBY GOLF CLUB | 1 | WILLOUGHBY GOLF CLUB | B | 02 | DISINFECT/HYPOCHLORIN
4434509 | COMMUNITY CHRISTIAN SCHOOL | 1 | COMMUNITY CHRISTIAN SCHOOL | B | 02 | DISINFECT/HYPOCHLORIN
4434510 | 76 GOLF WORLD | 1 | GOLF WORLD | B | 02 | DISINFECT/HYPOCHLORIN
4434511 | INDIANTOWN EGG PRODUCTION | 1 | INDIANTOWN EGG PRODUCTION | D | 18 | CORR-CTRL/SEQUESTATION
4434511 | INDIANTOWN EGG PRODUCTION | 1 | INDIANTOWN EGG PRODUCTION | B | 02 | DISINFECT/HYPOCHLORIN
4434512 | MARTIN COUNTY FAIRGROUNDS | 1 | MARTIN COUNTY FAIRGROUNDS | A |  | NO TRTMT
4434513 | FOX CLUB | 1 | FOX CLUB WTP | B | 04 | DISINFECT/CHLORAMINES
4434513 | FOX CLUB | 1 | FOX CLUB WTP | B | 02 | DISINFECT/HYPOCHLORIN
4434514 | FIRST BIBLE MISSIONARY CHURCH | 1 | FIRST BIBLE MISSIONARY CHURCH | H | 25 | SOFTENING/ION EXCHANGE
4434514 | FIRST BIBLE MISSIONARY CHURCH | 1 | FIRST BIBLE MISSIONARY CHURCH | B | 02 | DISINFECT/HYPOCHLORIN
4434515 | B & A FLEA MARKET | 2 | B & A FLEA MARKET-SOUTH PLANT | A |  | NO TRTMT
4434515 | B & A FLEA MARKET | 1 | B & A FLEA MARKET-MAIN PLANT | B | 02 | DISINFECT/HYPOCHLORIN
4434516 | NEW BEGINNINGS COMMUNITY CHURCH | 1 | CALVARY BAPTIST CHURCH | B | 02 | DISINFECT/HYPOCHLORIN
4434517 | MINIT MART U.S.1 | 1 | MINIT MART U.S. 1 | B | 02 | DISINFECT/HYPOCHLORIN
4434518 | LEIGHTON PARK | 1 | LEIGHTON PARK | B | 02 | DISINFECT/HYPOCHLORIN
4434519 | LORENZO TOWN HOMES | 1 | LORENZO TOWN HOMES | B | 02 | DISINFECT/HYPOCHLORIN
4434520 | BOULEVARD PLAZA WEST | 1 | BOULEVARD PLAZA WEST | H | 25 | SOFTENING/ION EXCHANGE
4434520 | BOULEVARD PLAZA WEST | 1 | BOULEVARD PLAZA WEST | B | 02 | DISINFECT/HYPOCHLORIN
4434521 | COMMUNITY BIBLE CHAPEL | 1 | COMMUNITY BIBLE CHAPEL | B | 02 | DISINFECT/HYPOCHLORIN
4434522 | TROPICAL FARMS BAPTIST CHURCH | 1 | TROPICAL FARMS BAPTIST CHURCH | B | 02 | DISINFECT/HYPOCHLORIN
4434523 | CONSOLIDATED CITRUS, HODGSAN GROVES | 1 | RUNNING W CITRUS/HODGSON GROVE | E | 20 | T-O CTRL/AERATION
4434523 | CONSOLIDATED CITRUS, HODGSAN GROVES | 1 | RUNNING W CITRUS/HODGSON GROVE | B | 02 | DISINFECT/HYPOCHLORIN
4434524 | PORT MAYACA TRADING POST | 1 | PORT MAYACA TRADING POST | B | 02 | DISINFECT/HYPOCHLORIN
4434525 | ANCHORAGE MHP | 1 | ANCHORAGE MHP | B | 02 | DISINFECT/HYPOCHLORIN
4434526 | DON MICHEALS RESTAURANT | 1 | GOODWIN'S SEAFOOD & STEAK | H | 25 | SOFTENING/ION EXCHANGE
4434526 | DON MICHEALS RESTAURANT | 1 | GOODWIN'S SEAFOOD & STEAK | B | 02 | DISINFECT/HYPOCHLORIN
4434527 | FRIENDLY TAVERN II, INC. | 1 | PIT STOP TAVERN & DELI, INC. | B | 02 | DISINFECT/HYPOCHLORIN
4434528 | DAVID LOWE'S BOAT YARD | 1 | DAVID LOWE'S BOAT YARD | B | 02 | DISINFECT/HYPOCHLORIN
4434529 | WESTBRIDGE PLAZA | 1 | WESTBRIDGE PLAZA | B | 02 | DISINFECT/HYPOCHLORIN
4434530 | PEGGY'S NATURAL FOODS | 1 | PEGGY'S NATURAL FOODS | A |  | NO TRTMT
4434531 | SHANNON SQUARE | 1 | SHANNON SQUARE | A |  | NO TRTMT
4434532 | GRANADA PLAZA | 1 | GRANADA PLAZA | A |  | NO TRTMT
4434533 | ST. LUCIE TRAILER PARK | 1 | ST. LUCIE TRAILER PARK | A |  | NO TRTMT
4434534 | CRYSTAL LAKE ELEMENTARY | 1 | CRYSTAL LAKE ELEMENTARY | B | 02 | DISINFECT/HYPOCHLORIN
4434534 | CRYSTAL LAKE ELEMENTARY | 1 | CRYSTAL LAKE ELEMENTARY | E | 28 | T-O CTRL/PACKED TWR-AERA
4434534 | CRYSTAL LAKE ELEMENTARY | 1 | CRYSTAL LAKE ELEMENTARY | C | 15 | PART-RMVL/PRESS SAND FILT
4434535 | COBBLESTONE C.C. NO.COMFORT ST | 1 | COBBLESTONE C.C. NO.COMFORT ST | B | 02 | DISINFECT/HYPOCHLORIN
4434536 | COBBLESTONE C.C. SO.COMFORT ST | 1 | COBBLESTONE C.C. SO COMFORT ST | B | 02 | DISINFECT/HYPOCHLORIN
4434537 | PORT SALERNO GROCERY | 1 | PORT SALERNO GROCERY | B | 02 | DISINFECT/HYPOCHLORIN
4434538 | TANAH KEETAH - CLEAR LAKE | 1 | TANAH KEETAK - CLEAR LAKE | B | 02 | DISINFECT/HYPOCHLORIN
4434539 | VOUGHT AIRCRAFT FKA GRUMMAN | 1 | VOUGHT/GRUMMAN AIR STRIPPERS | F | 28 | ORGN-RMVL/PACKED TWR-AERA
4434540 | 95 RIVERSIDE GAS STA/CONV STOR | 1 | 95 RIVERSIDE GAS STA/CONV STOR | B | 02 | DISINFECT/HYPOCHLORIN
4434541 | CHEVRON-95 RIVERSIDE | 1 | CHEVRON-95 RIVERSIDE | B | 02 | DISINFECT/HYPOCHLORIN
4434542 | HOBE SOUND NATIONL WILDLF REFG | 1 | HOBE SOUND NATIONAL WILDLF REF | B | 02 | DISINFECT/HYPOCHLORIN
4434543 | MATTSON DAIRY HOUSING | 1 | MATTSON DAIRY HOUSING | E | 20 | T-O CTRL/AERATION
4434543 | MATTSON DAIRY HOUSING | 1 | MATTSON DAIRY HOUSING | B | 01 | DISINFECT/GASEOUS CHLORIN
4434544 | PILGRIM DAIRY HOUSING | 1 | PILGRIM DAIRY HOUSING | A |  | NO TRTMT
4434545 | FIRST CHRISTIAN CHURCH | 1 | FIRST CHRISTIAN CHURCH | A |  | NO TRTMT
4434546 | MIDWAY CENTER | 1 | MIDWAY CENTER | A |  | NO TRTMT
4434547 | LANDMARK APARTMENTS | 1 | LANDMARK APARTMENTS | H | 25 | SOFTENING/ION EXCHANGE
4434548 | ELLIPSE, THE | 1 | ELLIPSE, THE | G | 20 | IRON RMVL/AERATION
4434548 | ELLIPSE, THE | 1 | ELLIPSE, THE | B | 01 | DISINFECT/GASEOUS CHLORIN
4434549 | HUMANE SOCIETY OF THE TREASURE COAST | 1 | HUMANE SOCIETY WTP | B | 02 | DISINFECT/HYPOCHLORIN
4434550 | SMRU JUPITER ISLAND SOUTH | 1 | SMRU JUPITER ISLAND SOUTH | A |  | NO TRTMT
4434551 | TIMER POWERS PARK | 1 | TIMER POWERS PARK WTP | B | 02 | DISINFECT/HYPOCHLORIN
4434552 | ST. LUCIE INLET STATE PARK | 1 | ST LUCIE INLET STATE PARK | K | 26 | DESALINAT/REVERSE OSMOSIS
4434552 | ST. LUCIE INLET STATE PARK | 1 | ST LUCIE INLET STATE PARK | B | 02 | DISINFECT/HYPOCHLORIN
4434553 | MARTIN CO UTIL TROPICAL FARMS | 1 | MARTIN CO UTIL TROPICAL FARMS | H | 26 | SOFTENING/REVERSE OSMOSIS
4434553 | MARTIN CO UTIL TROPICAL FARMS | 1 | MARTIN CO UTIL TROPICAL FARMS | B | 04 | DISINFECT/CHLORAMINES
4434554 | ALL SAINTS EPISCOPAL | 1 | ALL SAINTS EPISCOPAL | A |  | NO TRTMT
4434555 | BLOWING ROCKS MARINA | 1 | BLOWING ROCKS MARINA | A |  | NO TRTMT
4434556 | BLOWING ROCKS GENERAL STORE | 1 | BLOWING ROCKS GENERAL STORE | A |  | NO TRTMT
4434557 | MARTIN CO DEPT OF GEN SVCS | 1 | MARTIN CO DEPT OF GEN SVCS | B | 02 | DISINFECT/HYPOCHLORIN
4434558 | DUPUIS RESERVE | 1 | DUPUIS RESERVE WTP | B | 02 | DISINFECT/HYPOCHLORIN
4434559 | NORTH RIVER SHORES TENNIS CLUB | 1 | NORTH RIVER SHORES TENNIS CLUB | H | 25 | SOFTENING/ION EXCHANGE
4434559 | NORTH RIVER SHORES TENNIS CLUB | 1 | NORTH RIVER SHORES TENNIS CLUB | B | 02 | DISINFECT/HYPOCHLORIN
4434560 | ALPHABET FARMS PRESCHOOL | 1 | ALPHABET FARMS PRESCHOOL | B | 02 | DISINFECT/HYPOCHLORIN
4434562 | JONATHAN DICKENSON S.T.O.P. CAMP | 1 | STOP CAMP | C | 29 | PART-RMVL/CARTRIDGE FILTR
4434562 | JONATHAN DICKENSON S.T.O.P. CAMP | 1 | STOP CAMP | F | 23 | ORGN-RMVL/GAC ADDITION
4434562 | JONATHAN DICKENSON S.T.O.P. CAMP | 1 | STOP CAMP | B | 02 | DISINFECT/HYPOCHLORIN
4434563 | NEW HOPE FELLOWSHIP | 1 | NEW HOPE FELLOWSHIP WTP | H | 02 | SOFTENING/HYPOCHLORIN
4434563 | NEW HOPE FELLOWSHIP | 1 | NEW HOPE FELLOWSHIP WTP | B | 02 | DISINFECT/HYPOCHLORIN
4434568 | POMA PARCEL 2 | 1 | POMA PARCEL 2 | B | 02 | DISINFECT/HYPOCHLORIN
4434569 | POMA PARCEL 3 | 1 | POMA PARCEL 3 | B | 02 | DISINFECT/HYPOCHLORIN
4434570 | I-95 NORTHBOUND WEIGH STATION | 1 | I-95 NORTHBOUND WEIGH STATION | H | 25 | SOFTENING/ION EXCHANGE
4434570 | I-95 NORTHBOUND WEIGH STATION | 1 | I-95 NORTHBOUND WEIGH STATION | B | 06 | DISINFECT/UV RADIATION
4434570 | I-95 NORTHBOUND WEIGH STATION | 1 | I-95 NORTHBOUND WEIGH STATION | D | 19 | CORR-CTRL/PH ADJUSTMENT
4434570 | I-95 NORTHBOUND WEIGH STATION | 1 | I-95 NORTHBOUND WEIGH STATION | C | 23 | PART-RMVL/GAC ADDITION
4434570 | I-95 NORTHBOUND WEIGH STATION | 1 | I-95 NORTHBOUND WEIGH STATION | C | 26 | PART-RMVL/REVERSE OSMOSIS
4434571 | SOUTH FLORIDA SHOOTING GROUNDS | 1 | SOUTH FLORIDA SHOOTING GROUNDS | X | 23 | DECHLORINATION/GAC ADDITION
4434571 | SOUTH FLORIDA SHOOTING GROUNDS | 1 | SOUTH FLORIDA SHOOTING GROUNDS | H | 25 | SOFTENING/ION EXCHANGE
4434571 | SOUTH FLORIDA SHOOTING GROUNDS | 1 | SOUTH FLORIDA SHOOTING GROUNDS | B | 02 | DISINFECT/HYPOCHLORIN
4434571 | SOUTH FLORIDA SHOOTING GROUNDS | 1 | SOUTH FLORIDA SHOOTING GROUNDS | G | 20 | IRON RMVL/AERATION
4434574 | PALM CITY FARMS PRODUCE | 1 | PALM CITY FARMS PRODUCE | C | 29 | PART-RMVL/CARTRIDGE FILTR
4434574 | PALM CITY FARMS PRODUCE | 1 | PALM CITY FARMS PRODUCE | B | 02 | DISINFECT/HYPOCHLORIN
4434576 | GROVE XXIII CLUBHOUSE | 1 | GROVE XXIII CLUBHOUSE | C | 26 | PART-RMVL/REVERSE OSMOSIS
4434576 | GROVE XXIII CLUBHOUSE | 1 | GROVE XXIII CLUBHOUSE | B | 02 | DISINFECT/HYPOCHLORIN
4434576 | GROVE XXIII CLUBHOUSE | 1 | GROVE XXIII CLUBHOUSE | Z | 29 | OTHER/CARTRIDGE FILTR
4434576 | GROVE XXIII CLUBHOUSE | 1 | GROVE XXIII CLUBHOUSE | H | 25 | SOFTENING/ION EXCHANGE
4434577 | GROVE XXIII COMFORT STATION | 1 | GROVE XXIII MAINTENANCE | B | 02 | DISINFECT/HYPOCHLORIN
4434577 | GROVE XXIII COMFORT STATION | 1 | GROVE XXIII MAINTENANCE | Z | 29 | OTHER/CARTRIDGE FILTR
4434577 | GROVE XXIII COMFORT STATION | 1 | GROVE XXIII MAINTENANCE | H | 25 | SOFTENING/ION EXCHANGE
4434578 | GROVE XXIII MAINTENANCE BLDG | 1 | GROVE XXIII MAINTENANCE BLDG | B | 02 | DISINFECT/HYPOCHLORIN
4434578 | GROVE XXIII MAINTENANCE BLDG | 1 | GROVE XXIII MAINTENANCE BLDG | Z | 29 | OTHER/CARTRIDGE FILTR
4434578 | GROVE XXIII MAINTENANCE BLDG | 1 | GROVE XXIII MAINTENANCE BLDG | C | 40 | PARTICLE REMOVAL/MICROFILTRATION
4434578 | GROVE XXIII MAINTENANCE BLDG | 1 | GROVE XXIII MAINTENANCE BLDG | H | 25 | SOFTENING/ION EXCHANGE
4434578 | GROVE XXIII MAINTENANCE BLDG | 1 | GROVE XXIII MAINTENANCE BLDG | Z | 26 | OTHER/REVERSE OSMOSIS
4434579 | 3 BOYS FARM | 1 | 3 BOYS FARM | H | 25 | SOFTENING/ION EXCHANGE
4434579 | 3 BOYS FARM | 1 | 3 BOYS FARM | B | 02 | DISINFECT/HYPOCHLORIN
4434580 | ROCKIN H RANCH | 1 | ROCKIN H RANCH | B | 02 | DISINFECT/HYPOCHLORIN
4434580 | ROCKIN H RANCH | 1 | ROCKIN H RANCH | H | 25 | SOFTENING/ION EXCHANGE
4434580 | ROCKIN H RANCH | 1 | ROCKIN H RANCH | Z | 29 | OTHER/CARTRIDGE FILTR
4434581 | COLAB FARMS | 1 | COLAB FARMS | B | 02 | DISINFECT/HYPOCHLORIN
4470086 | GEORGEE GIRLZ | 1 | BARLOW'S RESTAURANT | E | 20 | T-O CTRL/AERATION
4470086 | GEORGEE GIRLZ | 1 | BARLOW'S RESTAURANT | B | 02 | DISINFECT/HYPOCHLORIN
4470120 | BIG LAKE BOWL | 1 | OKEECHOBEE | B | 02 | DISINFECT/HYPOCHLORIN
4470257 | OKEECHOBEE UTILITY AUTHORITY | 1 | OKEECHOBEE SWTP | B | 04 | DISINFECT/CHLORAMINES
4470257 | OKEECHOBEE UTILITY AUTHORITY | 1 | OKEECHOBEE SWTP | C | 10 | PART-RMVL/COAGULATION
4470257 | OKEECHOBEE UTILITY AUTHORITY | 1 | OKEECHOBEE SWTP | C | 14 | PART-RMVL/RAPID SAND FIL
4470257 | OKEECHOBEE UTILITY AUTHORITY | 1 | OKEECHOBEE SWTP | D | 18 | CORR-CTRL/SEQUESTATION
4470257 | OKEECHOBEE UTILITY AUTHORITY | 1 | OKEECHOBEE SWTP | D | 19 | CORR-CTRL/PH ADJUSTMENT
4470257 | OKEECHOBEE UTILITY AUTHORITY | 2 | OKEECHOBEE GROUND WATER PLANT | E | 20 | T-O CTRL/AERATION
4470257 | OKEECHOBEE UTILITY AUTHORITY | 2 | OKEECHOBEE GROUND WATER PLANT | C | 15 | PART-RMVL/PRESS SAND FILT
4470257 | OKEECHOBEE UTILITY AUTHORITY | 2 | OKEECHOBEE GROUND WATER PLANT | B | 02 | DISINFECT/HYPOCHLORIN
4470257 | OKEECHOBEE UTILITY AUTHORITY | 1 | OKEECHOBEE SWTP | B | 02 | DISINFECT/HYPOCHLORIN
4470257 | OKEECHOBEE UTILITY AUTHORITY | 2 | OKEECHOBEE GROUND WATER PLANT | B | 04 | DISINFECT/CHLORAMINES
4470257 | OKEECHOBEE UTILITY AUTHORITY | 1 | OKEECHOBEE SWTP | F | 05 | ORGN-RMVL/OZONATION
4470395 | EAST OKEECHOBEE MHP | 1 | ENCHANTED FOREST | B | 02 | DISINFECT/HYPOCHLORIN
4470395 | EAST OKEECHOBEE MHP | 1 | ENCHANTED FOREST | H | 25 | SOFTENING/ION EXCHANGE
4470395 | EAST OKEECHOBEE MHP | 1 | ENCHANTED FOREST | E | 20 | T-O CTRL/AERATION
4470421 | LAKESIDE NORTH RV RESORT | 1 | FIJIAN TRAVEL TRAILER PARK | E | 20 | T-O CTRL/AERATION
4470421 | LAKESIDE NORTH RV RESORT | 1 | FIJIAN TRAVEL TRAILER PARK | B | 02 | DISINFECT/HYPOCHLORIN
4470472 | OKEECHOBEE YOUTH DEVELOPMENT | 1 | ECKERD FAMILY YOUTH ALTERNATIV | B | 07 | DISINFECT/OTHER DISINFECT
4470472 | OKEECHOBEE YOUTH DEVELOPMENT | 1 | ECKERD FAMILY YOUTH ALTERNATIV | C | 15 | PART-RMVL/PRESS SAND FILT
4470472 | OKEECHOBEE YOUTH DEVELOPMENT | 1 | ECKERD FAMILY YOUTH ALTERNATIV | B | 02 | DISINFECT/HYPOCHLORIN
4470472 | OKEECHOBEE YOUTH DEVELOPMENT | 1 | ECKERD FAMILY YOUTH ALTERNATIV | D | 36 | CORR-CTRL/CORROSION INHIB
4470472 | OKEECHOBEE YOUTH DEVELOPMENT | 1 | ECKERD FAMILY YOUTH ALTERNATIV | B | 04 | DISINFECT/CHLORAMINES
4470996 | OKEECHOBEE BEACH WATER ASSN. | 2 | OKEECHOBEE BEACH WTP | A |  | NO TRTMT
4470996 | OKEECHOBEE BEACH WATER ASSN. | 1 | OKEECHOBEE BEACH WATER ASSN. | A |  | NO TRTMT
4471110 | PINE RIDGE PARK | 1 | PINERIDGE PARK | B | 04 | DISINFECT/CHLORAMINES
4471110 | PINE RIDGE PARK | 1 | PINERIDGE PARK | G | 20 | IRON RMVL/AERATION
4471318 | EIGHT SECONDS | 1 | SKYLAKE TWIN DRIVE-IN | B | 02 | DISINFECT/HYPOCHLORIN
4471411 | SUNSET MOBILE HOME PARK | 1 | SUNSET MOBILE HOME PARK | B | 02 | DISINFECT/HYPOCHLORIN
4471426 | POOR-TOMS TIRE & SERVICE CTR. | 1 | OKEECHOBEE | E | 20 | T-O CTRL/AERATION
4471426 | POOR-TOMS TIRE & SERVICE CTR. | 1 | OKEECHOBEE | H | 25 | SOFTENING/ION EXCHANGE
4471426 | POOR-TOMS TIRE & SERVICE CTR. | 1 | OKEECHOBEE | B | 02 | DISINFECT/HYPOCHLORIN
4471727 | LAKE OKEECHOBEE RV PARK | 1 | PRIMROSE R.V. PARK WTP | E | 20 | T-O CTRL/AERATION
4471727 | LAKE OKEECHOBEE RV PARK | 1 | PRIMROSE R.V. PARK WTP | B | 02 | DISINFECT/HYPOCHLORIN
4471728 | ENRICO DAIRY | 1 | ENRICO DAIRY | A |  | NO TRTMT
4471729 | FLORIDA POWER & LIGHT CO. | 1 | FLORIDA POWER & LIGHT CO. | A |  | NO TRTMT
4471730 | FORT DRUM SERVICE PLAZA | 1 | FT DRUM SERVICE PLAZA | B | 02 | DISINFECT/HYPOCHLORIN
4471730 | FORT DRUM SERVICE PLAZA | 1 | FT DRUM SERVICE PLAZA | E | 20 | T-O CTRL/AERATION
4471730 | FORT DRUM SERVICE PLAZA | 1 | FT DRUM SERVICE PLAZA | G | 30 | IRON RMVL/GREENSAND FILTR
4471731 | ONE LAKE PLACE | 1 | ONE LAKE PLACE | B | 02 | DISINFECT/HYPOCHLORIN
4471731 | ONE LAKE PLACE | 1 | ONE LAKE PLACE | E | 20 | T-O CTRL/AERATION
4471735 | BARLOW'S RV PARK | 1 | BARLOW'S RV PARK | B | 02 | DISINFECT/HYPOCHLORIN
4471735 | BARLOW'S RV PARK | 1 | BARLOW'S RV PARK | E | 20 | T-O CTRL/AERATION
4471736 | VILLA MARGARET | 1 | VILLA MARGARET | E | 20 | T-O CTRL/AERATION
4471736 | VILLA MARGARET | 1 | VILLA MARGARET | B | 04 | DISINFECT/CHLORAMINES
4471914 | OKEECHOBEE KOA KAMPGROUND | 1 | OKEECHOBEE KOA KAMPGROUND | A |  | NO TRTMT
4471921 | RIVERBEND TRAILER PARK | 1 | RIVERBEND TRAILER PK/CITY OKEE | C | 14 | PART-RMVL/RAPID SAND FIL
4474000 | COUNTRY BOYS PIZZA AND DELI | 1 | DONNA'S DINER | B | 02 | DISINFECT/HYPOCHLORIN
4474131 | FORT DRUM STORE | 1 | FINA | B | 02 | DISINFECT/HYPOCHLORIN
4474134 | INDIAN HAMMOCK HUNT/RIDING CLB | 1 | INDIAN HAMMOCK HUNT/RIDING CLB | B | 02 | DISINFECT/HYPOCHLORIN
4474396 | ANCIENT OAKS RV RESORT | 1 | ANCIENT OAKS RV PARK WTP | B | 04 | DISINFECT/CHLORAMINES
4474396 | ANCIENT OAKS RV RESORT | 1 | ANCIENT OAKS RV PARK WTP | F | 25 | ORGN-RMVL/ION EXCHANGE
4474396 | ANCIENT OAKS RV RESORT | 1 | ANCIENT OAKS RV PARK WTP | E | 20 | T-O CTRL/AERATION
4474396 | ANCIENT OAKS RV RESORT | 1 | ANCIENT OAKS RV PARK WTP | F | 23 | ORGN-RMVL/GAC ADDITION
4474397 | BIG WATER RV | 1 | REGISTER'S R.V. PARK | E | 20 | T-O CTRL/AERATION
4474397 | BIG WATER RV | 1 | REGISTER'S R.V. PARK | B | 02 | DISINFECT/HYPOCHLORIN
4474398 | ELKS LODGE #2558 (B.P.O.E.) | 1 | SAME | E | 20 | T-O CTRL/AERATION
4474398 | ELKS LODGE #2558 (B.P.O.E.) | 1 | SAME | B | 01 | DISINFECT/GASEOUS CHLORIN
4474398 | ELKS LODGE #2558 (B.P.O.E.) | 1 | SAME | H | 25 | SOFTENING/ION EXCHANGE
4474399 | WATERS EDGE MOTOR COACH AND RV RESORT | 1 | WATER'S EDGE MOTOR COACH RESOR | B | 02 | DISINFECT/HYPOCHLORIN
4474399 | WATERS EDGE MOTOR COACH AND RV RESORT | 1 | WATER'S EDGE MOTOR COACH RESOR | E | 20 | T-O CTRL/AERATION
4474405 | BET-HER ACRES | 1 | BET-HER ACRES | C | 14 | PART-RMVL/RAPID SAND FIL
4474406 | KING'S BAY WATER COMPANY | 1 | KING'S BAY UTILITIES WTP | E | 20 | T-O CTRL/AERATION
4474406 | KING'S BAY WATER COMPANY | 1 | KING'S BAY UTILITIES WTP | B | 01 | DISINFECT/GASEOUS CHLORIN
4474407 | CAMPO DEL AZTECA | 1 | WHISPERING PINES MHP | B | 02 | DISINFECT/HYPOCHLORIN
4474408 | FAITH FARM MINISTRIES | 1 | FAITH FARMS | E | 20 | T-O CTRL/AERATION
4474408 | FAITH FARM MINISTRIES | 1 | FAITH FARMS | B | 02 | DISINFECT/HYPOCHLORIN
4474409 | PALM MOBILE HOME PARK | 1 | PALM MOBILE HOME VILLAGE | E | 20 | T-O CTRL/AERATION
4474409 | PALM MOBILE HOME PARK | 1 | PALM MOBILE HOME VILLAGE | B | 02 | DISINFECT/HYPOCHLORIN
4474410 | MAPCO EXPRESS #60 | 1 | MAPCO EXPRESS #60 | H | 25 | SOFTENING/ION EXCHANGE
4474410 | MAPCO EXPRESS #60 | 1 | MAPCO EXPRESS #60 | E | 20 | T-O CTRL/AERATION
4474410 | MAPCO EXPRESS #60 | 1 | MAPCO EXPRESS #60 | B | 02 | DISINFECT/HYPOCHLORIN
4474411 | REGENCY THERMOGRAPHERS OF FLA | 1 | REGENCY THERMOGRAPHERS OF FLA | B | 02 | DISINFECT/HYPOCHLORIN
4474412 | REGENCY THERMOGRAPHERS OF FLA | 1 | 01 | B | 02 | DISINFECT/HYPOCHLORIN
4474413 | EVANS PROPERTIES/SCOTT GROVES | 1 | EVANS PROPERTIES/SCOTT GROVES | E | 20 | T-O CTRL/AERATION
4474413 | EVANS PROPERTIES/SCOTT GROVES | 1 | EVANS PROPERTIES/SCOTT GROVES | B | 02 | DISINFECT/HYPOCHLORIN
4474414 | LAKE SUN LODGE AND RV - BIG LAKE LODGE | 1 | BIG LAKE LODGE | E | 20 | T-O CTRL/AERATION
4474414 | LAKE SUN LODGE AND RV - BIG LAKE LODGE | 1 | BIG LAKE LODGE | B | 02 | DISINFECT/HYPOCHLORIN
4474415 | PRODUCER'S MEAT PACKING CO-OP | 1 | PRODUCER'S MEAT PACKING CO-OP | E | 20 | T-O CTRL/AERATION
4474415 | PRODUCER'S MEAT PACKING CO-OP | 1 | PRODUCER'S MEAT PACKING CO-OP | B | 02 | DISINFECT/HYPOCHLORIN
4474416 | MARCO Y AMIGOS | 1 | MARCO-Y-AMIGOS WTP | B | 02 | DISINFECT/HYPOCHLORIN
4474417 | TOWN STAR #40 | 1 | FINA/TOWN STAR #3876 | E | 20 | T-O CTRL/AERATION
4474417 | TOWN STAR #40 | 1 | FINA/TOWN STAR #3876 | B | 02 | DISINFECT/HYPOCHLORIN
4474419 | CIRCLE K FOOD STORE #7402 | 1 | CICKE K FOOD STORE WTP | E | 20 | T-O CTRL/AERATION
4474419 | CIRCLE K FOOD STORE #7402 | 1 | CICKE K FOOD STORE WTP | B | 02 | DISINFECT/HYPOCHLORIN
4474420 | OAK LEAF GOLF COURSE | 1 | OAK LEAF GOLF COURSE | B | 02 | DISINFECT/HYPOCHLORIN
4474421 | LOG HARBOR CONDOMINIUMS | 1 | LOG CABIN UTILITIES WTP | E | 20 | T-O CTRL/AERATION
4474421 | LOG HARBOR CONDOMINIUMS | 1 | LOG CABIN UTILITIES WTP | B | 02 | DISINFECT/HYPOCHLORIN
4474422 | CROSSROADS RESTAURANT | 1 | CROSSROADS RESTAURANT WTP | B | 02 | DISINFECT/HYPOCHLORIN
4474422 | CROSSROADS RESTAURANT | 1 | CROSSROADS RESTAURANT WTP | H | 02 | SOFTENING/HYPOCHLORIN
4474423 | BROTHERS RV RESORT | 1 | BLUE GILL RV PARK | E | 20 | T-O CTRL/AERATION
4474423 | BROTHERS RV RESORT | 1 | BLUE GILL RV PARK | B | 02 | DISINFECT/HYPOCHLORIN
4474424 | MOOSE LODGE #1753 | 1 | MOOSE LODGE #1753 | H | 25 | SOFTENING/ION EXCHANGE
4474424 | MOOSE LODGE #1753 | 1 | MOOSE LODGE #1753 | B | 02 | DISINFECT/HYPOCHLORIN
4474425 | TARVIN'S TRAILER COURT | 1 | TARVIN'S TRAILER COURT | B | 02 | DISINFECT/HYPOCHLORIN
4474426 | KNOT'S LANDING | 1 | KNOTS LANDING | E | 20 | T-O CTRL/AERATION
4474426 | KNOT'S LANDING | 1 | KNOTS LANDING | B | 02 | DISINFECT/HYPOCHLORIN
4474427 | VFW POST 4423 | 1 | VFW POST 4423 | B | 02 | DISINFECT/HYPOCHLORIN
4474428 | BASS AUCTION | 1 | SAME | B | 02 | DISINFECT/HYPOCHLORIN
4474429 | 39TH CIRCLE TRAILER PARK | 1 | 39TH CIRCLE TRAILER PARK | B | 02 | DISINFECT/HYPOCHLORIN
4474430 | 46TH AVENUE VILLAS | 1 | 46TH AVENUE VILLAS | B | 07 | DISINFECT/OTHER DISINFECT
4474431 | LAKESIDE VILLAGE RV RESORT | 1 | LAKESIDE VILLAGE RV RESORT | B | 02 | DISINFECT/HYPOCHLORIN
4474431 | LAKESIDE VILLAGE RV RESORT | 1 | LAKESIDE VILLAGE RV RESORT | E | 20 | T-O CTRL/AERATION
4474432 | MARTHA'S HOUSE, INC | 1 | MARTHA'S HOUSE, INC | B | 02 | DISINFECT/HYPOCHLORIN
4474433 | BIG DADDY PLAZA | 1 | BIG DADDY PLAZA | B | 02 | DISINFECT/HYPOCHLORIN
4474434 | FPL-OKEECHOBEE SERVICE CENTER | 1 | FPL-OKEECHOBEE SERVICE CENTER | B | 02 | DISINFECT/HYPOCHLORIN
4474434 | FPL-OKEECHOBEE SERVICE CENTER | 1 | FPL-OKEECHOBEE SERVICE CENTER | H | 25 | SOFTENING/ION EXCHANGE
4474434 | FPL-OKEECHOBEE SERVICE CENTER | 1 | FPL-OKEECHOBEE SERVICE CENTER | G | 15 | IRON RMVL/PRESS SAND FILT
4474434 | FPL-OKEECHOBEE SERVICE CENTER | 1 | FPL-OKEECHOBEE SERVICE CENTER | E | 20 | T-O CTRL/AERATION
4474435 | AM VETS | 1 | AM VETS | Z | 25 | OTHER/ION EXCHANGE
4474436 | OASIS VILLAGE | 1 | OASIS VILLAGE/SNUG HARBOR | B | 01 | DISINFECT/GASEOUS CHLORIN
4474436 | OASIS VILLAGE | 1 | OASIS VILLAGE/SNUG HARBOR | E | 20 | T-O CTRL/AERATION
4474436 | OASIS VILLAGE | 1 | OASIS VILLAGE/SNUG HARBOR | D | 18 | CORR-CTRL/SEQUESTATION
4474437 | SANDY L CAMP II | 2 | CISNERO'S MLC WEST PLANT | A |  | NO TRTMT
4474437 | SANDY L CAMP II | 1 | SANDY L CAMP II (CISNEROS') | B | 02 | DISINFECT/HYPOCHLORIN
4474438 | NORMAN'S LABOR CAMP & CHURCH | 2 | NORMAN'S CHURCH | A |  | NO TRTMT
4474438 | NORMAN'S LABOR CAMP & CHURCH | 1 | NORMAN'S LABOR CAMP | A |  | NO TRTMT
4474439 | THE FROSTY MUG | 1 | GIZMO'S TOURNAMENT | E | 20 | T-O CTRL/AERATION
4474439 | THE FROSTY MUG | 1 | GIZMO'S TOURNAMENT | B | 02 | DISINFECT/HYPOCHLORIN
4474440 | OKEECHOBEE LIVESTOCK MARKET | 1 | OKEECHOBEE LIVESTOCK MARKET | B | 02 | DISINFECT/HYPOCHLORIN
4474441 | FRATERNAL ORDER OF EAGLES | 1 | FRATERNAL ORDER OF EAGLES | B | 02 | DISINFECT/HYPOCHLORIN
4474441 | FRATERNAL ORDER OF EAGLES | 1 | FRATERNAL ORDER OF EAGLES | H | 25 | SOFTENING/ION EXCHANGE
4474441 | FRATERNAL ORDER OF EAGLES | 1 | FRATERNAL ORDER OF EAGLES | G | 15 | IRON RMVL/PRESS SAND FILT
4474442 | FLORIDA CONVENIENCE STORE #482 | 1 | TOWN STAR #482 | B | 02 | DISINFECT/HYPOCHLORIN
4474442 | FLORIDA CONVENIENCE STORE #482 | 1 | TOWN STAR #482 | E | 20 | T-O CTRL/AERATION
4474443 | SHADY PINES TRAILER PARK | 1 | SHADY PINES TRAILER PARK | A |  | NO TRTMT
4474444 | BLUE HERON GOLF & COUNTRY CLUB | 1 | BLUE HERON GOLF & COUNTRY CLUB | E | 20 | T-O CTRL/AERATION
4474444 | BLUE HERON GOLF & COUNTRY CLUB | 1 | BLUE HERON GOLF & COUNTRY CLUB | B | 01 | DISINFECT/GASEOUS CHLORIN
4474445 | COLONIA GUADELUPE | 1 | COLONIA GUADELUPE | A |  | NO TRTMT
4474446 | S & K CAMP | 1 | S & K CAMP | A |  | NO TRTMT
4474447 | OLVERA'S MIGRANT LABOR CAMP | 1 | OLVERA'S MIGRANT LABOR CAMP | A |  | NO TRTMT
4474448 | OKEECHOBEE RV GETAWAY | 1 | OKEECHOBEE RV GETAWAY | B | 05 | DISINFECT/OZONATION
4474448 | OKEECHOBEE RV GETAWAY | 1 | OKEECHOBEE RV GETAWAY | E | 20 | T-O CTRL/AERATION
4474448 | OKEECHOBEE RV GETAWAY | 1 | OKEECHOBEE RV GETAWAY | C | 13 | PART-RMVL/SLOW SAND FILTR
4474449 | KATIE'S KORNER | 1 | KATIE'S KORNER | E | 20 | T-O CTRL/AERATION
4474449 | KATIE'S KORNER | 1 | KATIE'S KORNER | B | 02 | DISINFECT/HYPOCHLORIN
4474450 | SNOW'S MOBILE HOME PARK | 1 | SNOW'S MOBILE HOME PARK | B | 05 | DISINFECT/OZONATION
4474450 | SNOW'S MOBILE HOME PARK | 1 | SNOW'S MOBILE HOME PARK | C | 15 | PART-RMVL/PRESS SAND FILT
4474451 | CAMPO DEL LUNA | 1 | EL CAMPO DEL LUNA | A |  | NO TRTMT
4474452 | REGISTER'S MOBILE HOME PARK | 1 | REGISTER'S MOBILE HOME PARK | B | 02 | DISINFECT/HYPOCHLORIN
4474453 | BLUE CYPRESS GOLF & RV PARK | 1 | BLUE CYPRESS GOLF & RV PARK | F | 23 | ORGN-RMVL/GAC ADDITION
4474453 | BLUE CYPRESS GOLF & RV PARK | 1 | BLUE CYPRESS GOLF & RV PARK | E | 20 | T-O CTRL/AERATION
4474453 | BLUE CYPRESS GOLF & RV PARK | 1 | BLUE CYPRESS GOLF & RV PARK | R | 25 | RADS RMVL/ION EXCHANGE
4474453 | BLUE CYPRESS GOLF & RV PARK | 1 | BLUE CYPRESS GOLF & RV PARK | B | 02 | DISINFECT/HYPOCHLORIN
4474454 | THE LAUNDROMAT | 1 | BLITCH'S LAUNDRY | D | 19 | CORR-CTRL/PH ADJUSTMENT
4474454 | THE LAUNDROMAT | 1 | BLITCH'S LAUNDRY | H | 25 | SOFTENING/ION EXCHANGE
4474454 | THE LAUNDROMAT | 1 | BLITCH'S LAUNDRY | B | 02 | DISINFECT/HYPOCHLORIN
4474455 | SHEP'S MOBILE HOME PARK | 1 | SHEP'S MOBILE HOME PARK | A |  | NO TRTMT
4474456 | WILLIAMSON DAIRY | 1 | WILLIAMSON DAIRY | A |  | NO TRTMT
4474457 | DAVIE DAIRY | 1 | DAVIE DAIRY | A |  | NO TRTMT
4474458 | DRY LAKE DAIRY | 1 | DRY LAKE DAIRY | A |  | NO TRTMT
4474459 | SLOANE-RAY DAIRY | 1 | SLOANE-RAY DAIRY | A |  | NO TRTMT
4474460 | SANDY L CAMP | 1 | SANDY L CAMP | B | 02 | DISINFECT/HYPOCHLORIN
4474461 | MITCH APARTMENTS | 1 | PALM GROVE APARTMENTS | A |  | NO TRTMT
4474462 | MCARTHUR/LINE 1/NE | 1 | MCARTHUR FARMS - LINE 1/NE | B | 02 | DISINFECT/HYPOCHLORIN
4474463 | H.W.RUCKS #2 | 1 | H.W.RUCKS & SONS DAIRY | A |  | NO TRTMT
4474465 | NEW PALM/NEWCOMER DAIRY | 1 | NEW PALM/NEWCOMER DAIRY | A |  | NO TRTMT
4474466 | HAPPY HOUR TAVERN | 1 | HAPPY HOUR TAVERN | B | 02 | DISINFECT/HYPOCHLORIN
4474467 | OAK PARK | 1 | OAK PARK MHP | B | 02 | DISINFECT/HYPOCHLORIN
4474467 | OAK PARK | 1 | OAK PARK MHP | G | 20 | IRON RMVL/AERATION
4474468 | LONE OAK MHP | 1 | LONE OAK MHP | A |  | NO TRTMT
4474469 | LOWE'S MOBILE HOME PARK WEST | 1 | LOWE'S MOBILE HOME PARK WEST | A |  | NO TRTMT
4474470 | TODD'S CAMP | 1 | TODD'S CAMP | A |  | NO TRTMT
4474471 | NIKKI'S CAMP | 1 | NIKKI'S CAMP | A |  | NO TRTMT
4474472 | RED TOP DAIRY | 1 | RED TOP DAIRY | B | 02 | DISINFECT/HYPOCHLORIN
4474473 | MCARTHUR FARMS/LINE 3/NE | 1 | MCARTHUR FARMS - LINE 3/NE | A |  | NO TRTMT
4474474 | MCARTHUR/LINE 7/SW | 1 | MCARTHUR FARMS - LINE 7/SW | B | 02 | DISINFECT/HYPOCHLORIN
4474475 | LOWE'S MOBILE HOME PARK EAST | 1 | LOWE'S MOBILE HOME PARK EAST | A |  | NO TRTMT
4474476 | CONERLY MOBILE HOME PARK | 1 | CONERLY MOBILE HOME PARK | A |  | NO TRTMT
4474477 | FLORIDA CONVENIENCE STORE #484 | 1 | TOWN START #484 | C | 15 | PART-RMVL/PRESS SAND FILT
4474477 | FLORIDA CONVENIENCE STORE #484 | 1 | TOWN START #484 | H | 25 | SOFTENING/ION EXCHANGE
4474478 | KINGDOM HALL JEHOVAH'S WITNESS | 1 | KINGDOM HALL/JEHOVAH'S WITNESS | B | 02 | DISINFECT/HYPOCHLORIN
4474479 | MARATHON TRUCK STOP FKA COUNTRY HILLS | 1 | TIENDA REY MON WTP | B | 02 | DISINFECT/HYPOCHLORIN
4474480 | OKEECHOBEE MISSIONARY BAPTIST | 1 | OKEECHOBEE MISSIONARY BAPTIST | A |  | NO TRTMT
4474481 | LITTLE PONDEROSA LABOR CAMP | 1 | LITTLE PONDEROSA LABOR CAMP | A |  | NO TRTMT
4474482 | ROSEWOOD SUBDIVISION | 1 | ROSEWOOD SUBDIVISION WTP | A |  | NO TRTMT
4474483 | SFWMD/OKEECHOBEE FIELD STATION | 1 | SO FLA WATER MANAGEMENT DIST | A |  | NO TRTMT
4474484 | BACKLASH RV FISHING CAMP | 1 | BACKLASH RV FISHING CAMP WTP | B | 02 | DISINFECT/HYPOCHLORIN
4474485 | LARSON DAIRY #1 HOUSING | 1 | LARSON DAIRY #1 HOUSING | A |  | NO TRTMT
4474486 | LARSON DAIRY #3 | 1 | LARSON DAIRY #3 | A |  | NO TRTMT
4474487 | WILSON RUCKS DAIRY | 1 | WILSON RUCKS DAIRY HOUSING | A |  | NO TRTMT
4474487 | WILSON RUCKS DAIRY | 6 | RONS TESTING CASCADE PLANT 2 | C | 11 | PART-RMVL/FLOCCULATION
4474487 | WILSON RUCKS DAIRY | 6 | RONS TESTING CASCADE PLANT 2 | B | 04 | DISINFECT/CHLORAMINES
4474487 | WILSON RUCKS DAIRY | 5 | REAL LIFE CHILDREN'S WTPS | H | 25 | SOFTENING/ION EXCHANGE
4474487 | WILSON RUCKS DAIRY | 2 | REAL LIFE CHILDREN'S WTPS | B | 02 | DISINFECT/HYPOCHLORIN
4474487 | WILSON RUCKS DAIRY | 5 | REAL LIFE CHILDREN'S WTPS | E | 20 | T-O CTRL/AERATION
4474487 | WILSON RUCKS DAIRY | 2 | REAL LIFE CHILDREN'S WTPS | H | 25 | SOFTENING/ION EXCHANGE
4474487 | WILSON RUCKS DAIRY | 2 | REAL LIFE CHILDREN'S WTPS | E | 20 | T-O CTRL/AERATION
4474487 | WILSON RUCKS DAIRY | 5 | REAL LIFE CHILDREN'S WTPS | B | 02 | DISINFECT/HYPOCHLORIN
4474488 | SWEET PEAS | 1 | LONESOME DOVE RESTAURANT WTP | B | 02 | DISINFECT/HYPOCHLORIN
4474489 | MCARTHUR FARMS/LINE 4 | 1 | MCARTHUR FARMS/LINE 4 | A |  | NO TRTMT
4474490 | POSEY'S DAIRY | 1 | POSEY'S DAIRY | A |  | NO TRTMT
4474491 | ABUNDANT BLESSINGS ASSEMBLY | 1 | ABUNDANT BLESSINGS ASSEMBLY | B | 02 | DISINFECT/HYPOCHLORIN
4474492 | TRINITY ASSEMBLY OF GOD | 1 | TRINITY ASSEMBLY OF GOD WTP | B | 02 | DISINFECT/HYPOCHLORIN
4474493 | REAL LIFE CHILDREN'S RANCH | 2 | RONS TESTING CASCADE PLANT 2 | B | 04 | DISINFECT/CHLORAMINES
4474493 | REAL LIFE CHILDREN'S RANCH | 1 | REAL LIFE CHILDREN'S WTPS | B | 02 | DISINFECT/HYPOCHLORIN
4474493 | REAL LIFE CHILDREN'S RANCH | 1 | REAL LIFE CHILDREN'S WTPS | E | 20 | T-O CTRL/AERATION
4474493 | REAL LIFE CHILDREN'S RANCH | 1 | REAL LIFE CHILDREN'S WTPS | H | 25 | SOFTENING/ION EXCHANGE
4474493 | REAL LIFE CHILDREN'S RANCH | 2 | RONS TESTING CASCADE PLANT 2 | C | 11 | PART-RMVL/FLOCCULATION
4474494 | OKEECHOBEE GWTP | 1 | OKEECHOBEE GROUND WATER PLANT | E | 20 | T-O CTRL/AERATION
4474494 | OKEECHOBEE GWTP | 1 | OKEECHOBEE GROUND WATER PLANT | B | 04 | DISINFECT/CHLORAMINES
4474495 | NORTHSIDE BAPTIST CHURCH | 1 | NORTHSIDE BAPTIST CHURCH | H | 25 | SOFTENING/ION EXCHANGE
4474496 | 700A COUNTRY STORE & DINER | 1 | 700A COUNTRY STORE & DINER | B | 02 | DISINFECT/HYPOCHLORIN
4474497 | OKEECHOBEE CORRECTIONAL INST | 1 | OKEECHOBEE CORRECTIONAL INST | E | 20 | T-O CTRL/AERATION
4474497 | OKEECHOBEE CORRECTIONAL INST | 1 | OKEECHOBEE CORRECTIONAL INST | B | 02 | DISINFECT/HYPOCHLORIN
4474498 | FRATERNAL ORDER OF EAGLES | 1 | FRATERNAL ORDER OF EAGLES | B | 02 | DISINFECT/HYPOCHLORIN
4474499 | CURREN ELECTRIC | 1 | CURREN ELECTRIC | B | 02 | DISINFECT/HYPOCHLORIN
4474500 | PLAYLAND PARK | 1 | PLAYLAND PARK | B | 02 | DISINFECT/HYPOCHLORIN
4474501 | VISION QUEST | 1 | VISION QUEST | B | 02 | DISINFECT/HYPOCHLORIN
4474502 | FASTLINE DRIVE THRU (F/K/A JAMS DRIVE) | 1 | JAMS DRIVE THRU FKA CUDA | B | 02 | DISINFECT/HYPOCHLORIN
4474503 | SOUTHEAST MILK INC | 1 | FLORIDA DAIRY FARMER'S ASSOC. | B | 02 | DISINFECT/HYPOCHLORIN
4474503 | SOUTHEAST MILK INC | 1 | FLORIDA DAIRY FARMER'S ASSOC. | B | 20 | DISINFECT/AERATION
4474504 | KISSIMMEE PRAIRIE PRESERVE STATE PARK | 1 | KISSIMMEE PRAIRIE STATE PARK | B | 02 | DISINFECT/HYPOCHLORIN
4474504 | KISSIMMEE PRAIRIE PRESERVE STATE PARK | 1 | KISSIMMEE PRAIRIE STATE PARK | H | 25 | SOFTENING/ION EXCHANGE
4474506 | OKEECHOBEE DRIVE THRU INC | 1 | CUDA THRU WTP | H | 02 | SOFTENING/HYPOCHLORIN
4474508 | FLORIDA MULTICULTURAL DISTRICT RETREAT | 1 | FLORIDA MULTICULTURAL DIST WTP | E | 23 | T-O CTRL/GAC ADDITION
4474508 | FLORIDA MULTICULTURAL DISTRICT RETREAT | 1 | FLORIDA MULTICULTURAL DIST WTP | B | 02 | DISINFECT/HYPOCHLORIN
4474508 | FLORIDA MULTICULTURAL DISTRICT RETREAT | 1 | FLORIDA MULTICULTURAL DIST WTP | H | 25 | SOFTENING/ION EXCHANGE
4474509 | OK CORRAL | 1 | OK CORRAL WTP | B | 02 | DISINFECT/HYPOCHLORIN
4474509 | OK CORRAL | 1 | OK CORRAL WTP | H | 25 | SOFTENING/ION EXCHANGE
4474509 | OK CORRAL | 1 | OK CORRAL WTP | E | 23 | T-O CTRL/GAC ADDITION
4474510 | PINE CREEK SPORTING CLUB | 1 | PINE CREEK WTP | E | 26 | T-O CTRL/REVERSE OSMOSIS
4474510 | PINE CREEK SPORTING CLUB | 1 | PINE CREEK WTP | B | 05 | DISINFECT/OZONATION
4474510 | PINE CREEK SPORTING CLUB | 1 | PINE CREEK WTP | E | 23 | T-O CTRL/GAC ADDITION
4474511 | QUAIL CREEK SPORTING RANCH CLAYS SHOOT | 1 | QUAIL CREEK PLANTATION WTP | C | 29 | PART-RMVL/CARTRIDGE FILTR
4474511 | QUAIL CREEK SPORTING RANCH CLAYS SHOOT | 1 | QUAIL CREEK PLANTATION WTP | B | 02 | DISINFECT/HYPOCHLORIN
4474511 | QUAIL CREEK SPORTING RANCH CLAYS SHOOT | 1 | QUAIL CREEK PLANTATION WTP | C | 15 | PART-RMVL/PRESS SAND FILT
4474511 | QUAIL CREEK SPORTING RANCH CLAYS SHOOT | 1 | QUAIL CREEK PLANTATION WTP | H | 25 | SOFTENING/ION EXCHANGE
4474512 | QUAIL CREEK SPORTING RANCH LODGE | 1 | QUAIL CREEK LODGE WTP | H | 25 | SOFTENING/ION EXCHANGE
4474512 | QUAIL CREEK SPORTING RANCH LODGE | 1 | QUAIL CREEK LODGE WTP | B | 02 | DISINFECT/HYPOCHLORIN
4474512 | QUAIL CREEK SPORTING RANCH LODGE | 1 | QUAIL CREEK LODGE WTP | C | 23 | PART-RMVL/GAC ADDITION
4474513 | DOLLAR GENERAL AT OKEECHOBEE | 1 | DOLLAR GENERAL AT OKEECHOBEE | B | 02 | DISINFECT/HYPOCHLORIN
4474515 | FPL OKEECHOBEE CLEAN ENERGY CENTER | 1 | FPL OCEC | B | 02 | DISINFECT/HYPOCHLORIN
4474517 | MILKING R DAIRY ICE CREAM SHOP | 1 | MILKING R DAIRY | B | 02 | DISINFECT/HYPOCHLORIN
4500006 | A.G. HOLLEY STATE HOSPITAL | 1 | A.G. HOLLEY STATE HOSPITAL | G | 31 | IRON RMVL/PERMANGANATE
4500006 | A.G. HOLLEY STATE HOSPITAL | 1 | A.G. HOLLEY STATE HOSPITAL | B | 04 | DISINFECT/CHLORAMINES
4500006 | A.G. HOLLEY STATE HOSPITAL | 1 | A.G. HOLLEY STATE HOSPITAL | B | 01 | DISINFECT/GASEOUS CHLORIN
4500006 | A.G. HOLLEY STATE HOSPITAL | 1 | A.G. HOLLEY STATE HOSPITAL | C | 14 | PART-RMVL/RAPID SAND FIL
4500006 | A.G. HOLLEY STATE HOSPITAL | 1 | A.G. HOLLEY STATE HOSPITAL | E | 20 | T-O CTRL/AERATION
4500014 | WELLINGTON WTP | 2 | WELLINGTON RO | I | 38 | COLOR RML/NANOFILTRATION
4500014 | WELLINGTON WTP | 1 | WELLINGTON LIME AND RO PLANT | B | 04 | DISINFECT/CHLORAMINES
4500014 | WELLINGTON WTP | 1 | WELLINGTON LIME AND RO PLANT | C | 10 | PART-RMVL/COAGULATION
4500014 | WELLINGTON WTP | 1 | WELLINGTON LIME AND RO PLANT | C | 14 | PART-RMVL/RAPID SAND FIL
4500014 | WELLINGTON WTP | 1 | WELLINGTON LIME AND RO PLANT | D | 19 | CORR-CTRL/PH ADJUSTMENT
4500014 | WELLINGTON WTP | 1 | WELLINGTON LIME AND RO PLANT | E | 20 | T-O CTRL/AERATION
4500014 | WELLINGTON WTP | 1 | WELLINGTON LIME AND RO PLANT | H | 24 | SOFTENING/LIME-SODA
4500014 | WELLINGTON WTP | 2 | WELLINGTON RO | B | 04 | DISINFECT/CHLORAMINES
4500014 | WELLINGTON WTP | 2 | WELLINGTON RO | D | 19 | CORR-CTRL/PH ADJUSTMENT
4500014 | WELLINGTON WTP | 2 | WELLINGTON RO | E | 28 | T-O CTRL/PACKED TWR-AERA
4500014 | WELLINGTON WTP | 1 | WELLINGTON LIME AND RO PLANT | C | 29 | PART-RMVL/CARTRIDGE FILTR
4500014 | WELLINGTON WTP | 1 | WELLINGTON LIME AND RO PLANT | C | 38 | PART-RMVL/NANOFILTRATION
4500014 | WELLINGTON WTP | 1 | WELLINGTON LIME AND RO PLANT | C | 11 | PART-RMVL/FLOCCULATION
4500014 | WELLINGTON WTP | 2 | WELLINGTON RO | C | 29 | PART-RMVL/CARTRIDGE FILTR
4500014 | WELLINGTON WTP | 1 | WELLINGTON LIME AND RO PLANT | B | 02 | DISINFECT/HYPOCHLORIN
4500014 | WELLINGTON WTP | 1 | WELLINGTON LIME AND RO PLANT | D | 36 | CORR-CTRL/CORROSION INHIB
4500014 | WELLINGTON WTP | 1 | WELLINGTON LIME AND RO PLANT | Z | 27 | OTHER/FLUORIDATION
4500014 | WELLINGTON WTP | 1 | WELLINGTON LIME AND RO PLANT | C | 12 | PART-RMVL/SEDIMENTATION
4500014 | WELLINGTON WTP | 2 | WELLINGTON RO | H | 38 | SOFTENING/NANOFILTRATION
4500014 | WELLINGTON WTP | 2 | WELLINGTON RO | F | 38 | ORGN-RMVL/NANOFILTRATION
4500014 | WELLINGTON WTP | 2 | WELLINGTON RO | C | 38 | PART-RMVL/NANOFILTRATION
4500014 | WELLINGTON WTP | 2 | WELLINGTON RO | B | 02 | DISINFECT/HYPOCHLORIN
4500014 | WELLINGTON WTP | 2 | WELLINGTON RO | D | 36 | CORR-CTRL/CORROSION INHIB
4500021 | AKERS AWAY MOBILE HOME PARK | 1 | AKERS AWAY MHP | B | 01 | DISINFECT/GASEOUS CHLORIN
4500021 | AKERS AWAY MOBILE HOME PARK | 1 | AKERS AWAY MHP | C | 10 | PART-RMVL/COAGULATION
4500021 | AKERS AWAY MOBILE HOME PARK | 1 | AKERS AWAY MHP | E | 01 | T-O CTRL/GASEOUS CHLORIN
4500021 | AKERS AWAY MOBILE HOME PARK | 2 | AKERS AWAY MHP | H | 24 | SOFTENING/LIME-SODA
4500021 | AKERS AWAY MOBILE HOME PARK | 2 | AKERS AWAY MHP | C | 14 | PART-RMVL/RAPID SAND FIL
4500021 | AKERS AWAY MOBILE HOME PARK | 2 | AKERS AWAY MHP | B | 01 | DISINFECT/GASEOUS CHLORIN
4500021 | AKERS AWAY MOBILE HOME PARK | 1 | AKERS AWAY MHP | H | 24 | SOFTENING/LIME-SODA
4500043 | ANCHOR INN SEAFOOD RESTAURANT | 1 | ANCHOR INN | B | 02 | DISINFECT/HYPOCHLORIN
4500043 | ANCHOR INN SEAFOOD RESTAURANT | 1 | ANCHOR INN | H | 25 | SOFTENING/ION EXCHANGE
4500044 | ANCHORAGE MOBILE HOME PARK | 1 | ANCHORAGE MPH | B | 01 | DISINFECT/GASEOUS CHLORIN
4500062 | MARALAGO CAY MHP | 1 | MARALAGO CAY MHP | B | 04 | DISINFECT/CHLORAMINES
4500062 | MARALAGO CAY MHP | 1 | MARALAGO CAY MHP | F | 10 | ORGN-RMVL/COAGULATION
4500062 | MARALAGO CAY MHP | 1 | MARALAGO CAY MHP | C | 10 | PART-RMVL/COAGULATION
4500062 | MARALAGO CAY MHP | 1 | MARALAGO CAY MHP | C | 14 | PART-RMVL/RAPID SAND FIL
4500074 | BADERS BAKERY | 1 | BADERS BAKERY | B | 02 | DISINFECT/HYPOCHLORIN
4500080 | BANYAN GOLF CLUB | 1 | BANYAN GOLF CLUB | H | 25 | SOFTENING/ION EXCHANGE
4500080 | BANYAN GOLF CLUB | 1 | BANYAN GOLF CLUB | D | 19 | CORR-CTRL/PH ADJUSTMENT
4500080 | BANYAN GOLF CLUB | 1 | BANYAN GOLF CLUB | C | 23 | PART-RMVL/GAC ADDITION
4500080 | BANYAN GOLF CLUB | 1 | BANYAN GOLF CLUB | B | 02 | DISINFECT/HYPOCHLORIN
4500082 | BAR-B-Q BEN'S | 1 | BAR-B-Q BENS | H | 25 | SOFTENING/ION EXCHANGE
4500082 | BAR-B-Q BEN'S | 1 | BAR-B-Q BENS | F | 23 | ORGN-RMVL/GAC ADDITION
4500082 | BAR-B-Q BEN'S | 1 | BAR-B-Q BENS | B | 02 | DISINFECT/HYPOCHLORIN
4500088 | BARNETT BANK | 1 | BARNETT BANK | B | 01 | DISINFECT/GASEOUS CHLORIN
4500101 | BEDNER LABOR CAMP | 1 | BEDNER LABOR CAMP | B | 02 | DISINFECT/HYPOCHLORIN
4500105 | BELLE GLADE WATERWORKS | 1 | BELLE GLADE PLANT | C | 14 | PART-RMVL/RAPID SAND FIL
4500105 | BELLE GLADE WATERWORKS | 1 | BELLE GLADE PLANT | B | 01 | DISINFECT/GASEOUS CHLORIN
4500105 | BELLE GLADE WATERWORKS | 1 | BELLE GLADE PLANT | Z | 27 | OTHER/FLUORIDATION
4500105 | BELLE GLADE WATERWORKS | 1 | BELLE GLADE PLANT | B | 04 | DISINFECT/CHLORAMINES
4500105 | BELLE GLADE WATERWORKS | 1 | BELLE GLADE PLANT | B | 05 | DISINFECT/OZONATION
4500105 | BELLE GLADE WATERWORKS | 1 | BELLE GLADE PLANT | D | 19 | CORR-CTRL/PH ADJUSTMENT
4500116 | BETHEL TEMPLE ASSEMBLY OF GOD | 1 | BETHEL TEMPLE ASSEMBLY OF GOD | H | 25 | SOFTENING/ION EXCHANGE
4500116 | BETHEL TEMPLE ASSEMBLY OF GOD | 1 | BETHEL TEMPLE ASSEMBLY OF GOD | B | 02 | DISINFECT/HYPOCHLORIN
4500116 | BETHEL TEMPLE ASSEMBLY OF GOD | 1 | BETHEL TEMPLE ASSEMBLY OF GOD | C | 29 | PART-RMVL/CARTRIDGE FILTR
4500119 | NEW HOPE SOUTH INC ( SUGAR FARMS ) | 1 | FORMER SHELLTON LAND&CATTLE | F | 26 | ORGN-RMVL/REVERSE OSMOSIS
4500119 | NEW HOPE SOUTH INC ( SUGAR FARMS ) | 1 | FORMER SHELLTON LAND&CATTLE | E | 28 | T-O CTRL/PACKED TWR-AERA
4500119 | NEW HOPE SOUTH INC ( SUGAR FARMS ) | 1 | FORMER SHELLTON LAND&CATTLE | D | 18 | CORR-CTRL/SEQUESTATION
4500119 | NEW HOPE SOUTH INC ( SUGAR FARMS ) | 1 | FORMER SHELLTON LAND&CATTLE | D | 19 | CORR-CTRL/PH ADJUSTMENT
4500119 | NEW HOPE SOUTH INC ( SUGAR FARMS ) | 1 | FORMER SHELLTON LAND&CATTLE | C | 29 | PART-RMVL/CARTRIDGE FILTR
4500119 | NEW HOPE SOUTH INC ( SUGAR FARMS ) | 1 | FORMER SHELLTON LAND&CATTLE | B | 02 | DISINFECT/HYPOCHLORIN
4500126 | BLUE SKY MOBILE HOME PARK | 1 | BLUE SKY MHP | B | 02 | DISINFECT/HYPOCHLORIN
4500130 | BOCA RATON WTP | 1 | GLADES ROAD | H | 24 | SOFTENING/LIME-SODA
4500130 | BOCA RATON WTP | 1 | GLADES ROAD | D | 36 | CORR-CTRL/CORROSION INHIB
4500130 | BOCA RATON WTP | 1 | GLADES ROAD | D | 19 | CORR-CTRL/PH ADJUSTMENT
4500130 | BOCA RATON WTP | 1 | GLADES ROAD | D | 18 | CORR-CTRL/SEQUESTATION
4500130 | BOCA RATON WTP | 1 | GLADES ROAD | C | 14 | PART-RMVL/RAPID SAND FIL
4500130 | BOCA RATON WTP | 1 | GLADES ROAD | C | 10 | PART-RMVL/COAGULATION
4500130 | BOCA RATON WTP | 1 | GLADES ROAD | C | 12 | PART-RMVL/SEDIMENTATION
4500130 | BOCA RATON WTP | 1 | GLADES ROAD | Z | 26 | OTHER/REVERSE OSMOSIS
4500130 | BOCA RATON WTP | 1 | GLADES ROAD | F | 26 | ORGN-RMVL/REVERSE OSMOSIS
4500130 | BOCA RATON WTP | 1 | GLADES ROAD | C | 26 | PART-RMVL/REVERSE OSMOSIS
4500130 | BOCA RATON WTP | 1 | GLADES ROAD | B | 02 | DISINFECT/HYPOCHLORIN
4500130 | BOCA RATON WTP | 1 | GLADES ROAD | Z | 19 | OTHER/PH ADJUSTMENT
4500130 | BOCA RATON WTP | 1 | GLADES ROAD | B | 04 | DISINFECT/CHLORAMINES
4500130 | BOCA RATON WTP | 1 | GLADES ROAD | C | 29 | PART-RMVL/CARTRIDGE FILTR
4500130 | BOCA RATON WTP | 1 | GLADES ROAD | C | 15 | PART-RMVL/PRESS SAND FILT
4500132 | BOCA RIO GOLF COURSE | 1 | BOCA RIO GOLF COURSE | B | 02 | DISINFECT/HYPOCHLORIN
4500141 | BOULEVARD DRIVE-IN THEATER | 1 | BOULEVARD DRIVE-IN THEATER | B | 02 | DISINFECT/HYPOCHLORIN
4500142 | BOULEVARD TRAILER PARK | 1 | BOULEVARD TRAILER PARK | C | 15 | PART-RMVL/PRESS SAND FILT
4500142 | BOULEVARD TRAILER PARK | 1 | BOULEVARD TRAILER PARK | B | 02 | DISINFECT/HYPOCHLORIN
4500144 | WESTSIDE BAPTIST CHURCH | 1 | WESTSIDE BAPTIST CHURCH | B | 02 | DISINFECT/HYPOCHLORIN
4500145 | BOYNTON BEACH PWS | 2 | WEST R/O PLANT-NANO FILTRATION | Z | 27 | OTHER/FLUORIDATION
4500145 | BOYNTON BEACH PWS | 1 | EAST-BOYNTON BEACH, CITY OF | Z | 27 | OTHER/FLUORIDATION
4500145 | BOYNTON BEACH PWS | 2 | WEST R/O PLANT-NANO FILTRATION | I | 38 | COLOR RML/NANOFILTRATION
4500145 | BOYNTON BEACH PWS | 2 | WEST R/O PLANT-NANO FILTRATION | F | 38 | ORGN-RMVL/NANOFILTRATION
4500145 | BOYNTON BEACH PWS | 2 | WEST R/O PLANT-NANO FILTRATION | E | 28 | T-O CTRL/PACKED TWR-AERA
4500145 | BOYNTON BEACH PWS | 2 | WEST R/O PLANT-NANO FILTRATION | D | 37 | CORR-CTRL/ALKALINITY ADJ.
4500145 | BOYNTON BEACH PWS | 2 | WEST R/O PLANT-NANO FILTRATION | D | 19 | CORR-CTRL/PH ADJUSTMENT
4500145 | BOYNTON BEACH PWS | 2 | WEST R/O PLANT-NANO FILTRATION | D | 18 | CORR-CTRL/SEQUESTATION
4500145 | BOYNTON BEACH PWS | 2 | WEST R/O PLANT-NANO FILTRATION | C | 29 | PART-RMVL/CARTRIDGE FILTR
4500145 | BOYNTON BEACH PWS | 2 | WEST R/O PLANT-NANO FILTRATION | B | 04 | DISINFECT/CHLORAMINES
4500145 | BOYNTON BEACH PWS | 1 | EAST-BOYNTON BEACH, CITY OF | H | 24 | SOFTENING/LIME-SODA
4500145 | BOYNTON BEACH PWS | 1 | EAST-BOYNTON BEACH, CITY OF | E | 01 | T-O CTRL/GASEOUS CHLORIN
4500145 | BOYNTON BEACH PWS | 1 | EAST-BOYNTON BEACH, CITY OF | D | 37 | CORR-CTRL/ALKALINITY ADJ.
4500145 | BOYNTON BEACH PWS | 1 | EAST-BOYNTON BEACH, CITY OF | D | 19 | CORR-CTRL/PH ADJUSTMENT
4500145 | BOYNTON BEACH PWS | 1 | EAST-BOYNTON BEACH, CITY OF | C | 14 | PART-RMVL/RAPID SAND FIL
4500145 | BOYNTON BEACH PWS | 2 | WEST R/O PLANT-NANO FILTRATION | B | 02 | DISINFECT/HYPOCHLORIN
4500145 | BOYNTON BEACH PWS | 1 | EAST-BOYNTON BEACH, CITY OF | B | 04 | DISINFECT/CHLORAMINES
4500145 | BOYNTON BEACH PWS | 1 | EAST-BOYNTON BEACH, CITY OF | B | 01 | DISINFECT/GASEOUS CHLORIN
4500145 | BOYNTON BEACH PWS | 1 | EAST-BOYNTON BEACH, CITY OF | C | 10 | PART-RMVL/COAGULATION
4500145 | BOYNTON BEACH PWS | 1 | EAST-BOYNTON BEACH, CITY OF | C | 12 | PART-RMVL/SEDIMENTATION
4500145 | BOYNTON BEACH PWS | 2 | WEST R/O PLANT-NANO FILTRATION | H | 38 | SOFTENING/NANOFILTRATION
4500145 | BOYNTON BEACH PWS | 1 | EAST-BOYNTON BEACH, CITY OF | C | 11 | PART-RMVL/FLOCCULATION
4500151 | BREAKERS WEST GOLF CLUB | 1 | BREAKERS WEST GOLF CLUB | B | 02 | DISINFECT/HYPOCHLORIN
4500160 | BROTHERS GROVES, INC. | 1 | BROTHERS GROVES, INC. | B | 02 | DISINFECT/HYPOCHLORIN
4500185 | ROYAL PALM AUTO TRANSPORTERS | 1 | BUNKY'S RESTAURANT | B | 02 | DISINFECT/HYPOCHLORIN
4500194 | CALVARY BAPTIST CHURCH | 1 | BAPTIST CHURCH | B | 02 | DISINFECT/HYPOCHLORIN
4500201 | CAMP PERRY | 1 | CAMP PERRY | B | 02 | DISINFECT/HYPOCHLORIN
4500206 | SOUTHEASTERN STATES UTILITIES | 1 | UTILITIES INC OF FLORIDA ) | A |  | NO TRTMT
4500210 | THE CARLING HOUSE RESTAURANT | 1 | FORMER SZECHUAN HOUSE RESTAUR. | B | 02 | DISINFECT/HYPOCHLORIN
4500210 | THE CARLING HOUSE RESTAURANT | 1 | FORMER SZECHUAN HOUSE RESTAUR. | C | 29 | PART-RMVL/CARTRIDGE FILTR
4500218 | CASA LOMA MHP | 1 | CASA LOMA MHP | H | 25 | SOFTENING/ION EXCHANGE
4500218 | CASA LOMA MHP | 1 | CASA LOMA MHP | F | 23 | ORGN-RMVL/GAC ADDITION
4500218 | CASA LOMA MHP | 1 | CASA LOMA MHP | C | 15 | PART-RMVL/PRESS SAND FILT
4500218 | CASA LOMA MHP | 1 | CASA LOMA MHP | B | 02 | DISINFECT/HYPOCHLORIN
4500225 | PBCWU WTP#7(CENTURY VILLAGE) | 2 | CENTURY VILLAGE | E | 20 | T-O CTRL/AERATION
4500225 | PBCWU WTP#7(CENTURY VILLAGE) | 1 | CENTURY VILLAGE | H | 24 | SOFTENING/LIME-SODA
4500225 | PBCWU WTP#7(CENTURY VILLAGE) | 1 | CENTURY VILLAGE | G | 10 | IRON RMVL/COAGULATION
4500225 | PBCWU WTP#7(CENTURY VILLAGE) | 1 | CENTURY VILLAGE | E | 20 | T-O CTRL/AERATION
4500225 | PBCWU WTP#7(CENTURY VILLAGE) | 1 | CENTURY VILLAGE | E | 01 | T-O CTRL/GASEOUS CHLORIN
4500225 | PBCWU WTP#7(CENTURY VILLAGE) | 1 | CENTURY VILLAGE | B | 01 | DISINFECT/GASEOUS CHLORIN
4500225 | PBCWU WTP#7(CENTURY VILLAGE) | 1 | CENTURY VILLAGE | B | 04 | DISINFECT/CHLORAMINES
4500225 | PBCWU WTP#7(CENTURY VILLAGE) | 1 | CENTURY VILLAGE | C | 10 | PART-RMVL/COAGULATION
4500225 | PBCWU WTP#7(CENTURY VILLAGE) | 1 | CENTURY VILLAGE | C | 12 | PART-RMVL/SEDIMENTATION
4500225 | PBCWU WTP#7(CENTURY VILLAGE) | 1 | CENTURY VILLAGE | C | 14 | PART-RMVL/RAPID SAND FIL
4500239 | CHILDREN'S CORNER DAY CARE CNT | 1 | SAME | B | 02 | DISINFECT/HYPOCHLORIN
4500246 | CHRISTIAN REVIVAL CHURCH | 1 | CHRISTIAN REVIVAL CHURCH | B | 02 | DISINFECT/HYPOCHLORIN
4500248 | CHURCH OF GOD | 1 | CHURCH OF GOD | B | 02 | DISINFECT/HYPOCHLORIN
4500261 | WOODHAVEN VILLAS | 1 | WOODHAVEN VILLAS | B | 01 | DISINFECT/GASEOUS CHLORIN
4500261 | WOODHAVEN VILLAS | 1 | WOODHAVEN VILLAS | C | 29 | PART-RMVL/CARTRIDGE FILTR
4500261 | WOODHAVEN VILLAS | 1 | WOODHAVEN VILLAS | D | 18 | CORR-CTRL/SEQUESTATION
4500261 | WOODHAVEN VILLAS | 1 | WOODHAVEN VILLAS | D | 36 | CORR-CTRL/CORROSION INHIB
4500264 | COLONIAL ESTATES MHP | 1 | COLONIAL ESTATES MHP | C | 15 | PART-RMVL/PRESS SAND FILT
4500264 | COLONIAL ESTATES MHP | 1 | COLONIAL ESTATES MHP | H | 25 | SOFTENING/ION EXCHANGE
4500264 | COLONIAL ESTATES MHP | 1 | COLONIAL ESTATES MHP | G | 31 | IRON RMVL/PERMANGANATE
4500264 | COLONIAL ESTATES MHP | 1 | COLONIAL ESTATES MHP | B | 02 | DISINFECT/HYPOCHLORIN
4500270 | CONGRESS MOTEL & APTS. | 1 | CONGRESS APARTMENTS WTP | H | 25 | SOFTENING/ION EXCHANGE
4500270 | CONGRESS MOTEL & APTS. | 1 | CONGRESS APARTMENTS WTP | C | 23 | PART-RMVL/GAC ADDITION
4500270 | CONGRESS MOTEL & APTS. | 1 | CONGRESS APARTMENTS WTP | B | 02 | DISINFECT/HYPOCHLORIN
4500271 | CONGRESS AVE OFFICE BUILDING | 1 | CONGRESS AVE OFFICE BLDG WTP | B | 02 | DISINFECT/HYPOCHLORIN
4500272 | LOS COMPADRES BAR | 1 | LOS COMPADRES BAR | B | 02 | DISINFECT/HYPOCHLORIN
4500273 | CONGRESS LIQUOR-PLUSH PONY W | 1 | SAME | B | 02 | DISINFECT/HYPOCHLORIN
4500275 | CONGRESS PLAZA | 1 | CONGRESS PLAZA | B | 02 | DISINFECT/HYPOCHLORIN
4500276 | CONGRESS RESTAURANT | 1 | CONGRESS RESTAURANT | B | 02 | DISINFECT/HYPOCHLORIN
4500276 | CONGRESS RESTAURANT | 1 | CONGRESS RESTAURANT | H | 25 | SOFTENING/ION EXCHANGE
4500276 | CONGRESS RESTAURANT | 1 | CONGRESS RESTAURANT | F | 23 | ORGN-RMVL/GAC ADDITION
4500278 | RIVIERA BEACH SYSTEM # 2 | 1 | INTERCONNECTED WITH SYSTEM # 1 | B | 01 | DISINFECT/GASEOUS CHLORIN
4500278 | RIVIERA BEACH SYSTEM # 2 | 1 | INTERCONNECTED WITH SYSTEM # 1 | C | 10 | PART-RMVL/COAGULATION
4500278 | RIVIERA BEACH SYSTEM # 2 | 1 | INTERCONNECTED WITH SYSTEM # 1 | C | 14 | PART-RMVL/RAPID SAND FIL
4500278 | RIVIERA BEACH SYSTEM # 2 | 1 | INTERCONNECTED WITH SYSTEM # 1 | E | 20 | T-O CTRL/AERATION
4500278 | RIVIERA BEACH SYSTEM # 2 | 1 | INTERCONNECTED WITH SYSTEM # 1 | H | 24 | SOFTENING/LIME-SODA
4500278 | RIVIERA BEACH SYSTEM # 2 | 1 | INTERCONNECTED WITH SYSTEM # 1 | D | 18 | CORR-CTRL/SEQUESTATION
4500278 | RIVIERA BEACH SYSTEM # 2 | 1 | INTERCONNECTED WITH SYSTEM # 1 | E | 01 | T-O CTRL/GASEOUS CHLORIN
4500292 | CORAL VOLKSWAGEN | 1 | CORAL VOLKSWAGEN | B | 02 | DISINFECT/HYPOCHLORIN
4500294 | PAPY'S INTERNATIONAL SPORT PUB | 1 | KATHY'S BAR & GRILL(FORMER) | B | 02 | DISINFECT/HYPOCHLORIN
4500297 | COUNTRY STORE | 1 | COUNTRY STORE WTP | B | 02 | DISINFECT/HYPOCHLORIN
4500335 | DAIRY QUEEN BRAZIER | 1 | DAIRY QUEEN BRAZIER | B | 02 | DISINFECT/HYPOCHLORIN
4500336 | DAISEY FRESH BUDGET STORE-SO. | 1 | DAISEY FRESH WTP | B | 02 | DISINFECT/HYPOCHLORIN
4500338 | DARLINS TAKE-OUT | 1 | DARLINS TAKE-OUT | B | 02 | DISINFECT/HYPOCHLORIN
4500351 | DELRAY BEACH PUBLIC WATER SYSTEM | 1 | DELRAY BEACH WATER DEPARTMENT | C | 14 | PART-RMVL/RAPID SAND FIL
4500351 | DELRAY BEACH PUBLIC WATER SYSTEM | 1 | DELRAY BEACH WATER DEPARTMENT | D | 18 | CORR-CTRL/SEQUESTATION
4500351 | DELRAY BEACH PUBLIC WATER SYSTEM | 1 | DELRAY BEACH WATER DEPARTMENT | F | 28 | ORGN-RMVL/PACKED TWR-AERA
4500351 | DELRAY BEACH PUBLIC WATER SYSTEM | 1 | DELRAY BEACH WATER DEPARTMENT | G | 10 | IRON RMVL/COAGULATION
4500351 | DELRAY BEACH PUBLIC WATER SYSTEM | 1 | DELRAY BEACH WATER DEPARTMENT | B | 02 | DISINFECT/HYPOCHLORIN
4500351 | DELRAY BEACH PUBLIC WATER SYSTEM | 1 | DELRAY BEACH WATER DEPARTMENT | Z | 27 | OTHER/FLUORIDATION
4500351 | DELRAY BEACH PUBLIC WATER SYSTEM | 2 | DELRAY BEACH WATER DEPARTMENT | B | 04 | DISINFECT/CHLORAMINES
4500351 | DELRAY BEACH PUBLIC WATER SYSTEM | 2 | DELRAY BEACH WATER DEPARTMENT | C | 14 | PART-RMVL/RAPID SAND FIL
4500351 | DELRAY BEACH PUBLIC WATER SYSTEM | 1 | DELRAY BEACH WATER DEPARTMENT | C | 12 | PART-RMVL/SEDIMENTATION
4500351 | DELRAY BEACH PUBLIC WATER SYSTEM | 1 | DELRAY BEACH WATER DEPARTMENT | C | 10 | PART-RMVL/COAGULATION
4500351 | DELRAY BEACH PUBLIC WATER SYSTEM | 1 | DELRAY BEACH WATER DEPARTMENT | B | 04 | DISINFECT/CHLORAMINES
4500351 | DELRAY BEACH PUBLIC WATER SYSTEM | 1 | DELRAY BEACH WATER DEPARTMENT | H | 24 | SOFTENING/LIME-SODA
4500351 | DELRAY BEACH PUBLIC WATER SYSTEM | 1 | DELRAY BEACH WATER DEPARTMENT | Z | 19 | OTHER/PH ADJUSTMENT
4500389 | EL RAY MOTEL&UNCLE JACK'S BAR | 1 | UNCLE JACK'S | H | 25 | SOFTENING/ION EXCHANGE
4500389 | EL RAY MOTEL&UNCLE JACK'S BAR | 1 | UNCLE JACK'S | C | 29 | PART-RMVL/CARTRIDGE FILTR
4500389 | EL RAY MOTEL&UNCLE JACK'S BAR | 1 | UNCLE JACK'S | B | 02 | DISINFECT/HYPOCHLORIN
4500396 | LANDING STRIP | 1 | ENGLISH PUB WTP | B | 02 | DISINFECT/HYPOCHLORIN
4500399 | EPSCP CHURCH OF THE HOLY ROMR | 1 | SAME | B | 02 | DISINFECT/HYPOCHLORIN
4500413 | MARY'S MLC | 1 | MARY'S MLC WTP | B | 02 | DISINFECT/HYPOCHLORIN
4500416 | FARMERS MARKET | 1 | FARMERS MARKET | B | 01 | DISINFECT/GASEOUS CHLORIN
4500428 | FIRST ALLIANCE CHURCH | 1 | FIRST ALLIANCE CHURCH WTP | B | 02 | DISINFECT/HYPOCHLORIN
4500430 | FIRST BANK WEST | 1 | FIRST BANK WEST WTP | B | 02 | DISINFECT/HYPOCHLORIN
4500431 | FIRST BAPTIST CHURCH-GREENACRE | 1 | FIRST BAPTIST CHURCH | B | 02 | DISINFECT/HYPOCHLORIN
4500439 | MEADOWBROOK-(PBCWU WTP #6) | 1 | MEADOWBROOK WTP | B | 01 | DISINFECT/GASEOUS CHLORIN
4500439 | MEADOWBROOK-(PBCWU WTP #6) | 1 | MEADOWBROOK WTP | C | 14 | PART-RMVL/RAPID SAND FIL
4500439 | MEADOWBROOK-(PBCWU WTP #6) | 1 | MEADOWBROOK WTP | E | 20 | T-O CTRL/AERATION
4500439 | MEADOWBROOK-(PBCWU WTP #6) | 1 | MEADOWBROOK WTP | H | 24 | SOFTENING/LIME-SODA
4500439 | MEADOWBROOK-(PBCWU WTP #6) | 1 | MEADOWBROOK WTP | C | 10 | PART-RMVL/COAGULATION
4500450 | EVERGLADES YOUTH CAMP | 1 | EVERGLADES YOUTH CAMP | F | 23 | ORGN-RMVL/GAC ADDITION
4500450 | EVERGLADES YOUTH CAMP | 1 | EVERGLADES YOUTH CAMP | H | 25 | SOFTENING/ION EXCHANGE
4500450 | EVERGLADES YOUTH CAMP | 1 | EVERGLADES YOUTH CAMP | B | 02 | DISINFECT/HYPOCHLORIN
4500453 | PINE JOG\CENTER | 1 | PINE JOG/CENTER | B | 02 | DISINFECT/HYPOCHLORIN
4500455 | SEMINOLE MANOR SUBDIVISION | 1 | SEMINOLE MANOR | A |  | NO TRTMT
4500466 | LAKE CLARKE SHORES | 1 | LAKE CLARKE SHORES | A |  | NO TRTMT
4500479 | FOREST HILL ALLIANCE CHURCH | 1 | FOREST HILL ALLIANCE WTP | B | 02 | DISINFECT/HYPOCHLORIN
4500491 | FOUR POINTS INFANT NURSERY | 1 | FOUR PTS INFANT NURSERY WTP | B | 02 | DISINFECT/HYPOCHLORIN
4500498 | FRAT HOUSE RESTAURANT | 1 |  | B | 02 | DISINFECT/HYPOCHLORIN
4500501 | FRENCHIES BAR & PKG. STORE | 1 |  | B | 02 | DISINFECT/HYPOCHLORIN
4500508 | GALAXY SKATE WAY | 1 |  | B | 02 | DISINFECT/HYPOCHLORIN
4500512 | GARY MIDWAY RESTAURANT&STATION | 1 | GARY MIDWAY RESTAURANT | B | 02 | DISINFECT/HYPOCHLORIN
4500512 | GARY MIDWAY RESTAURANT&STATION | 1 | GARY MIDWAY RESTAURANT | E | 01 | T-O CTRL/GASEOUS CHLORIN
4500529 | DELRAY TRAILER PARK | 1 |  | B | 02 | DISINFECT/HYPOCHLORIN
4500530 | GOLD COAST CHRISTIAN CAMP | 1 | GOLD COAST CHRISTIAN CAMP | C | 23 | PART-RMVL/GAC ADDITION
4500530 | GOLD COAST CHRISTIAN CAMP | 1 | GOLD COAST CHRISTIAN CAMP | B | 02 | DISINFECT/HYPOCHLORIN
4500530 | GOLD COAST CHRISTIAN CAMP | 1 | GOLD COAST CHRISTIAN CAMP | E | 25 | T-O CTRL/ION EXCHANGE
4500537 | GOOD SAMARITAN HOSPITAL | 1 | GOOD SAMARITAN HOSPITAL | H | 25 | SOFTENING/ION EXCHANGE
4500537 | GOOD SAMARITAN HOSPITAL | 1 | GOOD SAMARITAN HOSPITAL | D | 36 | CORR-CTRL/CORROSION INHIB
4500537 | GOOD SAMARITAN HOSPITAL | 1 | GOOD SAMARITAN HOSPITAL | B | 01 | DISINFECT/GASEOUS CHLORIN
4500543 | GRACE PRESBYTERIAN CHURCH | 1 | GRACE PRESBYTERIAN CHURCH | A |  | NO TRTMT
4500547 | GRASSO TRAILER COURT | 1 |  | B | 02 | DISINFECT/HYPOCHLORIN
4500553 | GREENACRES FREE METHODIST CH. | 1 | WTP | A |  | NO TRTMT
4500560 | OKEELANTA SUGAR MILL | 1 | REVERSE OSMOSIS PLANT(10/20/94 | E | 28 | T-O CTRL/PACKED TWR-AERA
4500560 | OKEELANTA SUGAR MILL | 1 | REVERSE OSMOSIS PLANT(10/20/94 | F | 26 | ORGN-RMVL/REVERSE OSMOSIS
4500560 | OKEELANTA SUGAR MILL | 1 | REVERSE OSMOSIS PLANT(10/20/94 | D | 19 | CORR-CTRL/PH ADJUSTMENT
4500560 | OKEELANTA SUGAR MILL | 1 | REVERSE OSMOSIS PLANT(10/20/94 | C | 29 | PART-RMVL/CARTRIDGE FILTR
4500560 | OKEELANTA SUGAR MILL | 1 | REVERSE OSMOSIS PLANT(10/20/94 | D | 18 | CORR-CTRL/SEQUESTATION
4500560 | OKEELANTA SUGAR MILL | 1 | REVERSE OSMOSIS PLANT(10/20/94 | B | 02 | DISINFECT/HYPOCHLORIN
4500565 | GULFSTREAM, TOWN OF | 1 | DELRAY BEACH WTP | B | 01 | DISINFECT/GASEOUS CHLORIN
4500565 | GULFSTREAM, TOWN OF | 1 | DELRAY BEACH WTP | C | 10 | PART-RMVL/COAGULATION
4500565 | GULFSTREAM, TOWN OF | 1 | DELRAY BEACH WTP | F | 28 | ORGN-RMVL/PACKED TWR-AERA
4500565 | GULFSTREAM, TOWN OF | 1 | DELRAY BEACH WTP | G | 10 | IRON RMVL/COAGULATION
4500565 | GULFSTREAM, TOWN OF | 1 | DELRAY BEACH WTP | D | 18 | CORR-CTRL/SEQUESTATION
4500565 | GULFSTREAM, TOWN OF | 1 | DELRAY BEACH WTP | Z | 27 | OTHER/FLUORIDATION
4500565 | GULFSTREAM, TOWN OF | 1 | DELRAY BEACH WTP | B | 04 | DISINFECT/CHLORAMINES
4500565 | GULFSTREAM, TOWN OF | 1 | DELRAY BEACH WTP | C | 14 | PART-RMVL/RAPID SAND FIL
4500565 | GULFSTREAM, TOWN OF | 1 | DELRAY BEACH WTP | H | 24 | SOFTENING/LIME-SODA
4500581 | HARDRIVES - EAST | 1 | HARDRIVES PAVING | H | 25 | SOFTENING/ION EXCHANGE
4500581 | HARDRIVES - EAST | 1 | HARDRIVES PAVING | F | 23 | ORGN-RMVL/GAC ADDITION
4500581 | HARDRIVES - EAST | 1 | HARDRIVES PAVING | B | 02 | DISINFECT/HYPOCHLORIN
4500587 | FLORANDA TRAILER PARK | 1 | FLORANDA MHP | B | 02 | DISINFECT/HYPOCHLORIN
4500609 | HIGHLAND BEACH WATER PLANT | 1 | HIGHLAND BEACH WATER PLANT | F | 26 | ORGN-RMVL/REVERSE OSMOSIS
4500609 | HIGHLAND BEACH WATER PLANT | 1 | HIGHLAND BEACH WATER PLANT | E | 28 | T-O CTRL/PACKED TWR-AERA
4500609 | HIGHLAND BEACH WATER PLANT | 1 | HIGHLAND BEACH WATER PLANT | K | 26 | DESALINAT/REVERSE OSMOSIS
4500609 | HIGHLAND BEACH WATER PLANT | 1 | HIGHLAND BEACH WATER PLANT | D | 36 | CORR-CTRL/CORROSION INHIB
4500609 | HIGHLAND BEACH WATER PLANT | 1 | HIGHLAND BEACH WATER PLANT | Z | 19 | OTHER/PH ADJUSTMENT
4500609 | HIGHLAND BEACH WATER PLANT | 1 | HIGHLAND BEACH WATER PLANT | C | 29 | PART-RMVL/CARTRIDGE FILTR
4500609 | HIGHLAND BEACH WATER PLANT | 1 | HIGHLAND BEACH WATER PLANT | B | 02 | DISINFECT/HYPOCHLORIN
4500609 | HIGHLAND BEACH WATER PLANT | 1 | HIGHLAND BEACH WATER PLANT | H | 26 | SOFTENING/REVERSE OSMOSIS
4500630 | HOLIDAY COUNTRY CLUB GOLF COUR | 1 | HOLIDAY COUNTRY CLUB WTP | B | 02 | DISINFECT/HYPOCHLORIN
4500657 | HYPOLUXO HARBOR MHP | 1 | HYPOLUXO HARBOR MHP | H | 25 | SOFTENING/ION EXCHANGE
4500657 | HYPOLUXO HARBOR MHP | 1 | HYPOLUXO HARBOR MHP | B | 02 | DISINFECT/HYPOCHLORIN
4500686 | JAMAICA BAY MOBILE HOME PARK | 2 | JAMAICA BAY WTP | C | 14 | PART-RMVL/RAPID SAND FIL
4500686 | JAMAICA BAY MOBILE HOME PARK | 2 | JAMAICA BAY WTP | B | 01 | DISINFECT/GASEOUS CHLORIN
4500686 | JAMAICA BAY MOBILE HOME PARK | 1 | JAMAICA BAY MOBILE HOME PARK | H | 24 | SOFTENING/LIME-SODA
4500686 | JAMAICA BAY MOBILE HOME PARK | 1 | JAMAICA BAY MOBILE HOME PARK | C | 14 | PART-RMVL/RAPID SAND FIL
4500686 | JAMAICA BAY MOBILE HOME PARK | 1 | JAMAICA BAY MOBILE HOME PARK | C | 10 | PART-RMVL/COAGULATION
4500686 | JAMAICA BAY MOBILE HOME PARK | 1 | JAMAICA BAY MOBILE HOME PARK | B | 01 | DISINFECT/GASEOUS CHLORIN
4500686 | JAMAICA BAY MOBILE HOME PARK | 2 | JAMAICA BAY WTP | H | 24 | SOFTENING/LIME-SODA
4500708 | JONES GE LABOR CAMP | 1 |  | B | 02 | DISINFECT/HYPOCHLORIN
4500709 | JUNO BEACH MOBILE COURT | 1 | JUNO BEACH MOBILE HOME PARK | B | 02 | DISINFECT/HYPOCHLORIN
4500710 | JUNO BEACH WATER DEPARTMENT | 1 | JUNO BEACH WATER DEPARTMENT | B | 01 | DISINFECT/GASEOUS CHLORIN
4500714 | JUNO SQUARE | 1 | JUNO SQUARE | B | 02 | DISINFECT/HYPOCHLORIN
4500717 | WEST JUPITER RV RESORT | 1 | WEST JUPITER CAMPGROUND | B | 02 | DISINFECT/HYPOCHLORIN
4500741 | KINGDOM HALL OF JEHOVAH'S | 1 | PLANT | B | 02 | DISINFECT/HYPOCHLORIN
4500742 | KINGDOM HALL OF JEHOVAS | 1 | KINGDOM HALL | B | 02 | DISINFECT/HYPOCHLORIN
4500753 | OCEAN WAY MOBILE HOME PARK | 1 | OCEAN WAY MOBILE HOME PARK | B | 02 | DISINFECT/HYPOCHLORIN
4500754 | KOKOMO MOBILE HOME PARK | 1 | KOKOMO MOBILE HOME PARK | B | 02 | DISINFECT/HYPOCHLORIN
4500756 | L.W. MCNAMARA & SONS INC. | 1 | L.W. MCNAMARA & SONS INC. | B | 02 | DISINFECT/HYPOCHLORIN
4500757 | SOUP KITCHEN | 1 | SOUP KITCHEN WELL | B | 02 | DISINFECT/HYPOCHLORIN
4500768 | LAKE OSBORNE | 1 | CITY OF LAKE WORTH UTILIIES | A |  | NO TRTMT
4500772 | LAKE WORTH RACQUET CLUB | 1 | LAKE WORTH RACQUET CLUB | B | 01 | DISINFECT/GASEOUS CHLORIN
4500773 | LAKE WORTH BEACH UTILITIES | 1 | LAKE WORTH UTILITIES AUTH. | H | 24 | SOFTENING/LIME-SODA
4500773 | LAKE WORTH BEACH UTILITIES | 1 | LAKE WORTH UTILITIES AUTH. | D | 36 | CORR-CTRL/CORROSION INHIB
4500773 | LAKE WORTH BEACH UTILITIES | 1 | LAKE WORTH UTILITIES AUTH. | B | 02 | DISINFECT/HYPOCHLORIN
4500773 | LAKE WORTH BEACH UTILITIES | 1 | LAKE WORTH UTILITIES AUTH. | C | 11 | PART-RMVL/FLOCCULATION
4500773 | LAKE WORTH BEACH UTILITIES | 1 | LAKE WORTH UTILITIES AUTH. | Z | 26 | OTHER/REVERSE OSMOSIS
4500773 | LAKE WORTH BEACH UTILITIES | 1 | LAKE WORTH UTILITIES AUTH. | G | 10 | IRON RMVL/COAGULATION
4500773 | LAKE WORTH BEACH UTILITIES | 1 | LAKE WORTH UTILITIES AUTH. | C | 14 | PART-RMVL/RAPID SAND FIL
4500773 | LAKE WORTH BEACH UTILITIES | 1 | LAKE WORTH UTILITIES AUTH. | C | 12 | PART-RMVL/SEDIMENTATION
4500773 | LAKE WORTH BEACH UTILITIES | 1 | LAKE WORTH UTILITIES AUTH. | C | 10 | PART-RMVL/COAGULATION
4500773 | LAKE WORTH BEACH UTILITIES | 1 | LAKE WORTH UTILITIES AUTH. | B | 04 | DISINFECT/CHLORAMINES
4500773 | LAKE WORTH BEACH UTILITIES | 1 | LAKE WORTH UTILITIES AUTH. | B | 01 | DISINFECT/GASEOUS CHLORIN
4500778 | MITCH'S LAMP POST BAR & GRILL | 1 | MITCH'S LAMP POST BAR & GRILL | B | 02 | DISINFECT/HYPOCHLORIN
4500783 | LANTANA CHURCH OF GOD | 1 |  | B | 02 | DISINFECT/HYPOCHLORIN
4500784 | LANTANA WATER TREATMENT PLANT | 1 | LANTANA WATER PLANT | G | 25 | IRON RMVL/ION EXCHANGE
4500784 | LANTANA WATER TREATMENT PLANT | 1 | LANTANA WATER PLANT | E | 02 | T-O CTRL/HYPOCHLORIN
4500784 | LANTANA WATER TREATMENT PLANT | 1 | LANTANA WATER PLANT | E | 20 | T-O CTRL/AERATION
4500784 | LANTANA WATER TREATMENT PLANT | 1 | LANTANA WATER PLANT | E | 25 | T-O CTRL/ION EXCHANGE
4500784 | LANTANA WATER TREATMENT PLANT | 1 | LANTANA WATER PLANT | C | 14 | PART-RMVL/RAPID SAND FIL
4500784 | LANTANA WATER TREATMENT PLANT | 1 | LANTANA WATER PLANT | D | 36 | CORR-CTRL/CORROSION INHIB
4500784 | LANTANA WATER TREATMENT PLANT | 1 | LANTANA WATER PLANT | H | 25 | SOFTENING/ION EXCHANGE
4500784 | LANTANA WATER TREATMENT PLANT | 1 | LANTANA WATER PLANT | B | 02 | DISINFECT/HYPOCHLORIN
4500784 | LANTANA WATER TREATMENT PLANT | 1 | LANTANA WATER PLANT | B | 04 | DISINFECT/CHLORAMINES
4500801 | LIL GENERAL STORE #370104 | 1 | LIL GENERAL STORE #370104 | B | 02 | DISINFECT/HYPOCHLORIN
4500802 | LIL GENERAL STORE #370119 | 1 | LIL GENERAL STORE #370119 | B | 02 | DISINFECT/HYPOCHLORIN
4500803 | KELLER PLAZA(KWIK STOP STORE) | 1 | KWIK STOP CONVENIENCE STORE | B | 02 | DISINFECT/HYPOCHLORIN
4500804 | ARDENS SHOPPING CENTER | 1 | ARDENS SHOPPING CENTER | B | 02 | DISINFECT/HYPOCHLORIN
4500805 | KIRK LAKE PLAZA | 1 | LIL GENERAL STORE #3984 | B | 02 | DISINFECT/HYPOCHLORIN
4500806 | CIRCLE K | 1 | LIL GENERAL STORE #370426 | B | 02 | DISINFECT/HYPOCHLORIN
4500808 | LINDA'S TRAILER PARK | 1 | LINDA'S MOBILE HOME PARK | B | 01 | DISINFECT/GASEOUS CHLORIN
4500812 | LION COUNTRY SAFARI | 1 | LION COUNTRY SAFARI | B | 01 | DISINFECT/GASEOUS CHLORIN
4500812 | LION COUNTRY SAFARI | 1 | LION COUNTRY SAFARI | C | 14 | PART-RMVL/RAPID SAND FIL
4500813 | LITTLE DUDE RANCH | 1 | LITTLE DUDE RANCH | B | 02 | DISINFECT/HYPOCHLORIN
4500830 | MABELS LOOP BAR | 1 |  | B | 02 | DISINFECT/HYPOCHLORIN
4500840 | MANALAPAN WTP (LEROY C.PASLAY) | 1 | MANALAPAN WATER DEPARTMENT | E | 20 | T-O CTRL/AERATION
4500840 | MANALAPAN WTP (LEROY C.PASLAY) | 1 | MANALAPAN WATER DEPARTMENT | C | 14 | PART-RMVL/RAPID SAND FIL
4500840 | MANALAPAN WTP (LEROY C.PASLAY) | 1 | MANALAPAN WATER DEPARTMENT | C | 29 | PART-RMVL/CARTRIDGE FILTR
4500840 | MANALAPAN WTP (LEROY C.PASLAY) | 1 | MANALAPAN WATER DEPARTMENT | D | 36 | CORR-CTRL/CORROSION INHIB
4500840 | MANALAPAN WTP (LEROY C.PASLAY) | 1 | MANALAPAN WATER DEPARTMENT | C | 26 | PART-RMVL/REVERSE OSMOSIS
4500840 | MANALAPAN WTP (LEROY C.PASLAY) | 1 | MANALAPAN WATER DEPARTMENT | K | 26 | DESALINAT/REVERSE OSMOSIS
4500840 | MANALAPAN WTP (LEROY C.PASLAY) | 1 | MANALAPAN WATER DEPARTMENT | E | 02 | T-O CTRL/HYPOCHLORIN
4500840 | MANALAPAN WTP (LEROY C.PASLAY) | 1 | MANALAPAN WATER DEPARTMENT | B | 02 | DISINFECT/HYPOCHLORIN
4500840 | MANALAPAN WTP (LEROY C.PASLAY) | 1 | MANALAPAN WATER DEPARTMENT | B | 04 | DISINFECT/CHLORAMINES
4500841 | MANGONIA PARK, TOWN OF | 1 | MANGONIA PARK WTP | D | 36 | CORR-CTRL/CORROSION INHIB
4500841 | MANGONIA PARK, TOWN OF | 1 | MANGONIA PARK WTP | C | 14 | PART-RMVL/RAPID SAND FIL
4500841 | MANGONIA PARK, TOWN OF | 1 | MANGONIA PARK WTP | B | 04 | DISINFECT/CHLORAMINES
4500841 | MANGONIA PARK, TOWN OF | 1 | MANGONIA PARK WTP | B | 02 | DISINFECT/HYPOCHLORIN
4500844 | MAR-MAK MHP WTP | 1 | MAR-MAK WATER TREATMENT PLANT | B | 02 | DISINFECT/HYPOCHLORIN
4500864 | MAYACOO LAKES COUNTRY CLUB | 1 | MAYACOO LAKES COUNTRY CLUB | B | 01 | DISINFECT/GASEOUS CHLORIN
4500865 | MAZZONI FARM MLC #1 | 1 | MAZZONI FARMS #1 | B | 02 | DISINFECT/HYPOCHLORIN
4500865 | MAZZONI FARM MLC #1 | 1 | MAZZONI FARMS #1 | C | 23 | PART-RMVL/GAC ADDITION
4500866 | MAZZONI FARM MLC #2 | 1 | MAZZONI FARMS #2 | B | 02 | DISINFECT/HYPOCHLORIN
4500867 | MCARTHUR DAIRY FARM | 1 |  | B | 02 | DISINFECT/HYPOCHLORIN
4500887 | MELALEUCA ELEMENTARY | 1 | MELALUECA ELEMENTARY | B | 02 | DISINFECT/HYPOCHLORIN
4500888 | MELALEUCA TRAILER PARK | 1 | MELALUECA MOBILE HOME PARK | B | 02 | DISINFECT/HYPOCHLORIN
4500920 | MILITARY TRAIL GOLF CLUB | 1 | MILITARY TRAIL GOLF CLUB | B | 02 | DISINFECT/HYPOCHLORIN
4500932 | MONET ACRES M.H.P. | 1 | MONET ACRES MHP | B | 02 | DISINFECT/HYPOCHLORIN
4500932 | MONET ACRES M.H.P. | 1 | MONET ACRES MHP | C | 15 | PART-RMVL/PRESS SAND FILT
4500932 | MONET ACRES M.H.P. | 1 | MONET ACRES MHP | E | 20 | T-O CTRL/AERATION
4500960 | LAKE WORTH VILLAGE MHP. WTP | 1 | LAKE WORTH VILLAGE MHP | B | 01 | DISINFECT/GASEOUS CHLORIN
4500960 | LAKE WORTH VILLAGE MHP. WTP | 1 | LAKE WORTH VILLAGE MHP | C | 14 | PART-RMVL/RAPID SAND FIL
4501023 | PAHOKEE, CITY OF | 1 | PAHOKEE WTP | B | 01 | DISINFECT/GASEOUS CHLORIN
4501023 | PAHOKEE, CITY OF | 1 | PAHOKEE WTP | Z | 19 | OTHER/PH ADJUSTMENT
4501023 | PAHOKEE, CITY OF | 1 | PAHOKEE WTP | C | 12 | PART-RMVL/SEDIMENTATION
4501023 | PAHOKEE, CITY OF | 1 | PAHOKEE WTP | C | 14 | PART-RMVL/RAPID SAND FIL
4501023 | PAHOKEE, CITY OF | 1 | PAHOKEE WTP | D | 19 | CORR-CTRL/PH ADJUSTMENT
4501023 | PAHOKEE, CITY OF | 1 | PAHOKEE WTP | H | 24 | SOFTENING/LIME-SODA
4501023 | PAHOKEE, CITY OF | 1 | PAHOKEE WTP | Z | 27 | OTHER/FLUORIDATION
4501023 | PAHOKEE, CITY OF | 1 | PAHOKEE WTP | C | 10 | PART-RMVL/COAGULATION
4501023 | PAHOKEE, CITY OF | 1 | PAHOKEE WTP | B | 03 | DISINFECT/CHLORINEDIOX
4501023 | PAHOKEE, CITY OF | 1 | PAHOKEE WTP | B | 04 | DISINFECT/CHLORAMINES
4501023 | PAHOKEE, CITY OF | 1 | PAHOKEE WTP | D | 37 | CORR-CTRL/ALKALINITY ADJ.
4501028 | HAGEN ROAD ELEMENTARY SCHOOL | 1 | HAGEN RD.ELEM. SCHOOL WTP. | E | 20 | T-O CTRL/AERATION
4501028 | HAGEN ROAD ELEMENTARY SCHOOL | 1 | HAGEN RD.ELEM. SCHOOL WTP. | B | 02 | DISINFECT/HYPOCHLORIN
4501029 | PALM BCH.CO. P.X. ITV CENTER 3 | 1 |  | B | 02 | DISINFECT/HYPOCHLORIN
4501031 | PALM BEACH CAMP RESORT | 1 |  | B | 02 | DISINFECT/HYPOCHLORIN
4501034 | PALM BEACH CO. SHERRIFFS POSSE | 1 | SAME | B | 02 | DISINFECT/HYPOCHLORIN
4501039 | FAITH FARMS MINISTRIES | 1 | PALM BEACH FAITH FARM | F | 23 | ORGN-RMVL/GAC ADDITION
4501039 | FAITH FARMS MINISTRIES | 1 | PALM BEACH FAITH FARM | E | 02 | T-O CTRL/HYPOCHLORIN
4501039 | FAITH FARMS MINISTRIES | 1 | PALM BEACH FAITH FARM | B | 02 | DISINFECT/HYPOCHLORIN
4501039 | FAITH FARMS MINISTRIES | 1 | PALM BEACH FAITH FARM | H | 25 | SOFTENING/ION EXCHANGE
4501039 | FAITH FARMS MINISTRIES | 1 | PALM BEACH FAITH FARM | B | 26 | DISINFECT/REVERSE OSMOSIS
4501039 | FAITH FARMS MINISTRIES | 1 | PALM BEACH FAITH FARM | C | 26 | PART-RMVL/REVERSE OSMOSIS
4501044 | PALM BEACH COUNTY #1 WTP | 1 | PALM BEACH COUNTY #1 WTP | E | 20 | T-O CTRL/AERATION
4501044 | PALM BEACH COUNTY #1 WTP | 1 | PALM BEACH COUNTY #1 WTP | H | 24 | SOFTENING/LIME-SODA
4501044 | PALM BEACH COUNTY #1 WTP | 1 | PALM BEACH COUNTY #1 WTP | B | 01 | DISINFECT/GASEOUS CHLORIN
4501044 | PALM BEACH COUNTY #1 WTP | 1 | PALM BEACH COUNTY #1 WTP | C | 14 | PART-RMVL/RAPID SAND FIL
4501044 | PALM BEACH COUNTY #1 WTP | 1 | PALM BEACH COUNTY #1 WTP | B | 04 | DISINFECT/CHLORAMINES
4501044 | PALM BEACH COUNTY #1 WTP | 1 | PALM BEACH COUNTY #1 WTP | E | 01 | T-O CTRL/GASEOUS CHLORIN
4501044 | PALM BEACH COUNTY #1 WTP | 1 | PALM BEACH COUNTY #1 WTP | C | 10 | PART-RMVL/COAGULATION
4501045 | PHEASANT WAY AND MILITARY TR | 1 |  | B | 01 | DISINFECT/GASEOUS CHLORIN
4501046 | PALM BEACH COUNTY #3 WTP | 1 | PALM BEACH COUNTY #3 WTP | B | 01 | DISINFECT/GASEOUS CHLORIN
4501046 | PALM BEACH COUNTY #3 WTP | 1 | PALM BEACH COUNTY #3 WTP | B | 04 | DISINFECT/CHLORAMINES
4501046 | PALM BEACH COUNTY #3 WTP | 1 | PALM BEACH COUNTY #3 WTP | C | 10 | PART-RMVL/COAGULATION
4501046 | PALM BEACH COUNTY #3 WTP | 1 | PALM BEACH COUNTY #3 WTP | E | 01 | T-O CTRL/GASEOUS CHLORIN
4501046 | PALM BEACH COUNTY #3 WTP | 1 | PALM BEACH COUNTY #3 WTP | H | 24 | SOFTENING/LIME-SODA
4501046 | PALM BEACH COUNTY #3 WTP | 1 | PALM BEACH COUNTY #3 WTP | C | 14 | PART-RMVL/RAPID SAND FIL
4501047 | PALM BEACH COUNTY #2 WTP | 1 | PALM BEACH COUNTY #2 WTP | H | 24 | SOFTENING/LIME-SODA
4501047 | PALM BEACH COUNTY #2 WTP | 1 | PALM BEACH COUNTY #2 WTP | E | 20 | T-O CTRL/AERATION
4501047 | PALM BEACH COUNTY #2 WTP | 1 | PALM BEACH COUNTY #2 WTP | E | 01 | T-O CTRL/GASEOUS CHLORIN
4501047 | PALM BEACH COUNTY #2 WTP | 1 | PALM BEACH COUNTY #2 WTP | C | 14 | PART-RMVL/RAPID SAND FIL
4501047 | PALM BEACH COUNTY #2 WTP | 1 | PALM BEACH COUNTY #2 WTP | D | 18 | CORR-CTRL/SEQUESTATION
4501047 | PALM BEACH COUNTY #2 WTP | 1 | PALM BEACH COUNTY #2 WTP | C | 10 | PART-RMVL/COAGULATION
4501047 | PALM BEACH COUNTY #2 WTP | 1 | PALM BEACH COUNTY #2 WTP | B | 04 | DISINFECT/CHLORAMINES
4501047 | PALM BEACH COUNTY #2 WTP | 1 | PALM BEACH COUNTY #2 WTP | B | 01 | DISINFECT/GASEOUS CHLORIN
4501058 | PALM SPRINGS, VILLAGE OF | 2 | PALM SPRINGS - ROBERT L. PRATT | H | 24 | SOFTENING/LIME-SODA
4501058 | PALM SPRINGS, VILLAGE OF | 2 | PALM SPRINGS - ROBERT L. PRATT | G | 25 | IRON RMVL/ION EXCHANGE
4501058 | PALM SPRINGS, VILLAGE OF | 2 | PALM SPRINGS - ROBERT L. PRATT | D | 18 | CORR-CTRL/SEQUESTATION
4501058 | PALM SPRINGS, VILLAGE OF | 2 | PALM SPRINGS - ROBERT L. PRATT | H | 25 | SOFTENING/ION EXCHANGE
4501058 | PALM SPRINGS, VILLAGE OF | 2 | PALM SPRINGS - ROBERT L. PRATT | E | 25 | T-O CTRL/ION EXCHANGE
4501058 | PALM SPRINGS, VILLAGE OF | 2 | PALM SPRINGS - ROBERT L. PRATT | B | 02 | DISINFECT/HYPOCHLORIN
4501058 | PALM SPRINGS, VILLAGE OF | 1 | PALM SPRINGS - DAVIS ROAD WTP | E | 25 | T-O CTRL/ION EXCHANGE
4501058 | PALM SPRINGS, VILLAGE OF | 2 | PALM SPRINGS - ROBERT L. PRATT | G | 10 | IRON RMVL/COAGULATION
4501058 | PALM SPRINGS, VILLAGE OF | 2 | PALM SPRINGS - ROBERT L. PRATT | F | 28 | ORGN-RMVL/PACKED TWR-AERA
4501058 | PALM SPRINGS, VILLAGE OF | 2 | PALM SPRINGS - ROBERT L. PRATT | C | 14 | PART-RMVL/RAPID SAND FIL
4501058 | PALM SPRINGS, VILLAGE OF | 2 | PALM SPRINGS - ROBERT L. PRATT | B | 04 | DISINFECT/CHLORAMINES
4501058 | PALM SPRINGS, VILLAGE OF | 1 | PALM SPRINGS - DAVIS ROAD WTP | H | 24 | SOFTENING/LIME-SODA
4501058 | PALM SPRINGS, VILLAGE OF | 1 | PALM SPRINGS - DAVIS ROAD WTP | G | 10 | IRON RMVL/COAGULATION
4501058 | PALM SPRINGS, VILLAGE OF | 1 | PALM SPRINGS - DAVIS ROAD WTP | D | 18 | CORR-CTRL/SEQUESTATION
4501058 | PALM SPRINGS, VILLAGE OF | 1 | PALM SPRINGS - DAVIS ROAD WTP | C | 14 | PART-RMVL/RAPID SAND FIL
4501058 | PALM SPRINGS, VILLAGE OF | 1 | PALM SPRINGS - DAVIS ROAD WTP | B | 04 | DISINFECT/CHLORAMINES
4501058 | PALM SPRINGS, VILLAGE OF | 1 | PALM SPRINGS - DAVIS ROAD WTP | G | 25 | IRON RMVL/ION EXCHANGE
4501058 | PALM SPRINGS, VILLAGE OF | 1 | PALM SPRINGS - DAVIS ROAD WTP | H | 25 | SOFTENING/ION EXCHANGE
4501058 | PALM SPRINGS, VILLAGE OF | 1 | PALM SPRINGS - DAVIS ROAD WTP | F | 28 | ORGN-RMVL/PACKED TWR-AERA
4501058 | PALM SPRINGS, VILLAGE OF | 1 | PALM SPRINGS - DAVIS ROAD WTP | B | 02 | DISINFECT/HYPOCHLORIN
4501075 | PARRY TRAILER VILLAGE | 1 | PARRY MOBILE HOME PARK | P | 32 | DISINF BY-PROD CONTRO/PEROXIDE
4501075 | PARRY TRAILER VILLAGE | 1 | PARRY MOBILE HOME PARK | B | 02 | DISINFECT/HYPOCHLORIN
4501075 | PARRY TRAILER VILLAGE | 1 | PARRY MOBILE HOME PARK | F | 23 | ORGN-RMVL/GAC ADDITION
4501075 | PARRY TRAILER VILLAGE | 1 | PARRY MOBILE HOME PARK | C | 15 | PART-RMVL/PRESS SAND FILT
4501091 | WALDORF BLDG. F/K/A AL BOYD AND DENNIS C | 1 | CARUSO AND BOYD BUILDING | B | 02 | DISINFECT/HYPOCHLORIN
4501091 | WALDORF BLDG. F/K/A AL BOYD AND DENNIS C | 1 | CARUSO AND BOYD BUILDING | H | 25 | SOFTENING/ION EXCHANGE
4501091 | WALDORF BLDG. F/K/A AL BOYD AND DENNIS C | 1 | CARUSO AND BOYD BUILDING | C | 29 | PART-RMVL/CARTRIDGE FILTR
4501101 | PIED PIPER CAMP RESORTS | 1 |  | B | 02 | DISINFECT/HYPOCHLORIN
4501104 | PINE GROVE VILLAGE | 1 | PINE GROVE EAST | C | 15 | PART-RMVL/PRESS SAND FILT
4501104 | PINE GROVE VILLAGE | 1 | PINE GROVE EAST | B | 02 | DISINFECT/HYPOCHLORIN
4501104 | PINE GROVE VILLAGE | 1 | PINE GROVE EAST | F | 23 | ORGN-RMVL/GAC ADDITION
4501104 | PINE GROVE VILLAGE | 2 | PINE GROVE WEST | B | 02 | DISINFECT/HYPOCHLORIN
4501104 | PINE GROVE VILLAGE | 2 | PINE GROVE WEST | C | 15 | PART-RMVL/PRESS SAND FILT
4501104 | PINE GROVE VILLAGE | 2 | PINE GROVE WEST | F | 23 | ORGN-RMVL/GAC ADDITION
4501109 | TOM'S TRAILER PARK(PINE NEEDLE | 1 | FORMER PINE NEEDLE TRAILER PRK | B | 02 | DISINFECT/HYPOCHLORIN
4501124 | SEACOAST UTILITIES AUTHORITY | 2 | SEACOAST UTILITIES (RICHARD) | H | 24 | SOFTENING/LIME-SODA
4501124 | SEACOAST UTILITIES AUTHORITY | 3 | SEACOAST - LILAC STREET WTP | B | 01 | DISINFECT/GASEOUS CHLORIN
4501124 | SEACOAST UTILITIES AUTHORITY | 2 | SEACOAST UTILITIES (RICHARD) | C | 31 | PART-RMVL/PERMANGANATE
4501124 | SEACOAST UTILITIES AUTHORITY | 2 | SEACOAST UTILITIES (RICHARD) | F | 20 | ORGN-RMVL/AERATION
4501124 | SEACOAST UTILITIES AUTHORITY | 3 | SEACOAST - LILAC STREET WTP | G | 31 | IRON RMVL/PERMANGANATE
4501124 | SEACOAST UTILITIES AUTHORITY | 2 | SEACOAST UTILITIES (RICHARD) | C | 11 | PART-RMVL/FLOCCULATION
4501124 | SEACOAST UTILITIES AUTHORITY | 2 | SEACOAST UTILITIES (RICHARD) | E | 20 | T-O CTRL/AERATION
4501124 | SEACOAST UTILITIES AUTHORITY | 2 | SEACOAST UTILITIES (RICHARD) | C | 14 | PART-RMVL/RAPID SAND FIL
4501124 | SEACOAST UTILITIES AUTHORITY | 2 | SEACOAST UTILITIES (RICHARD) | C | 10 | PART-RMVL/COAGULATION
4501124 | SEACOAST UTILITIES AUTHORITY | 2 | SEACOAST UTILITIES (RICHARD) | B | 04 | DISINFECT/CHLORAMINES
4501124 | SEACOAST UTILITIES AUTHORITY | 2 | SEACOAST UTILITIES (RICHARD) | B | 01 | DISINFECT/GASEOUS CHLORIN
4501124 | SEACOAST UTILITIES AUTHORITY | 1 | SEACOAST UTILITIES (HOOD) | C | 10 | PART-RMVL/COAGULATION
4501124 | SEACOAST UTILITIES AUTHORITY | 1 | SEACOAST UTILITIES (HOOD) | B | 04 | DISINFECT/CHLORAMINES
4501124 | SEACOAST UTILITIES AUTHORITY | 1 | SEACOAST UTILITIES (HOOD) | B | 01 | DISINFECT/GASEOUS CHLORIN
4501124 | SEACOAST UTILITIES AUTHORITY | 1 | SEACOAST UTILITIES (HOOD) | C | 29 | PART-RMVL/CARTRIDGE FILTR
4501124 | SEACOAST UTILITIES AUTHORITY | 1 | SEACOAST UTILITIES (HOOD) | D | 36 | CORR-CTRL/CORROSION INHIB
4501124 | SEACOAST UTILITIES AUTHORITY | 1 | SEACOAST UTILITIES (HOOD) | F | 26 | ORGN-RMVL/REVERSE OSMOSIS
4501124 | SEACOAST UTILITIES AUTHORITY | 2 | SEACOAST UTILITIES (RICHARD) | C | 12 | PART-RMVL/SEDIMENTATION
4501137 | BEELINE COMMUNITY DEVELOPMENT DISTRICT | 1 | PRATT-WHITNEY AIRCRAFT INC | B | 02 | DISINFECT/HYPOCHLORIN
4501174 | 4 POINTS COMMERCIAL MALL | 1 |  | B | 02 | DISINFECT/HYPOCHLORIN
4501180 | PIZZA BOX | 1 | PIZZA BOX | B | 02 | DISINFECT/HYPOCHLORIN
4501229 | RIVIERA BEACH UTILITY DISTRICT, CITY OF | 1 | RIVIERA BEACH WTP | B | 04 | DISINFECT/CHLORAMINES
4501229 | RIVIERA BEACH UTILITY DISTRICT, CITY OF | 1 | RIVIERA BEACH WTP | C | 10 | PART-RMVL/COAGULATION
4501229 | RIVIERA BEACH UTILITY DISTRICT, CITY OF | 1 | RIVIERA BEACH WTP | C | 14 | PART-RMVL/RAPID SAND FIL
4501229 | RIVIERA BEACH UTILITY DISTRICT, CITY OF | 1 | RIVIERA BEACH WTP | H | 24 | SOFTENING/LIME-SODA
4501229 | RIVIERA BEACH UTILITY DISTRICT, CITY OF | 1 | RIVIERA BEACH WTP | B | 02 | DISINFECT/HYPOCHLORIN
4501229 | RIVIERA BEACH UTILITY DISTRICT, CITY OF | 1 | RIVIERA BEACH WTP | C | 12 | PART-RMVL/SEDIMENTATION
4501240 | ROYAL MANOR MOBILE HOME ESTATE | 1 | ROYAL MANOR MHP | B | 02 | DISINFECT/HYPOCHLORIN
4501240 | ROYAL MANOR MOBILE HOME ESTATE | 1 | ROYAL MANOR MHP | H | 25 | SOFTENING/ION EXCHANGE
4501240 | ROYAL MANOR MOBILE HOME ESTATE | 1 | ROYAL MANOR MHP | F | 23 | ORGN-RMVL/GAC ADDITION
4501240 | ROYAL MANOR MOBILE HOME ESTATE | 1 | ROYAL MANOR MHP | C | 23 | PART-RMVL/GAC ADDITION
4501240 | ROYAL MANOR MOBILE HOME ESTATE | 1 | ROYAL MANOR MHP | I | 23 | COLOR RML/GAC ADDITION
4501240 | ROYAL MANOR MOBILE HOME ESTATE | 1 | ROYAL MANOR MHP | C | 14 | PART-RMVL/RAPID SAND FIL
4501242 | PALM BEACH COUNTY SYSTEM 10 | 2 | R/O PLANT(WTP#2) | E | 28 | T-O CTRL/PACKED TWR-AERA
4501242 | PALM BEACH COUNTY SYSTEM 10 | 1 | LIME SOFTENING PLANT #1 | D | 18 | CORR-CTRL/SEQUESTATION
4501242 | PALM BEACH COUNTY SYSTEM 10 | 2 | R/O PLANT(WTP#2) | I | 38 | COLOR RML/NANOFILTRATION
4501242 | PALM BEACH COUNTY SYSTEM 10 | 1 | LIME SOFTENING PLANT #1 | E | 20 | T-O CTRL/AERATION
4501242 | PALM BEACH COUNTY SYSTEM 10 | 1 | LIME SOFTENING PLANT #1 | H | 24 | SOFTENING/LIME-SODA
4501242 | PALM BEACH COUNTY SYSTEM 10 | 2 | R/O PLANT(WTP#2) | B | 04 | DISINFECT/CHLORAMINES
4501242 | PALM BEACH COUNTY SYSTEM 10 | 2 | R/O PLANT(WTP#2) | C | 29 | PART-RMVL/CARTRIDGE FILTR
4501242 | PALM BEACH COUNTY SYSTEM 10 | 2 | R/O PLANT(WTP#2) | D | 19 | CORR-CTRL/PH ADJUSTMENT
4501242 | PALM BEACH COUNTY SYSTEM 10 | 1 | LIME SOFTENING PLANT #1 | C | 10 | PART-RMVL/COAGULATION
4501242 | PALM BEACH COUNTY SYSTEM 10 | 1 | LIME SOFTENING PLANT #1 | C | 12 | PART-RMVL/SEDIMENTATION
4501242 | PALM BEACH COUNTY SYSTEM 10 | 1 | LIME SOFTENING PLANT #1 | C | 14 | PART-RMVL/RAPID SAND FIL
4501242 | PALM BEACH COUNTY SYSTEM 10 | 1 | LIME SOFTENING PLANT #1 | E | 02 | T-O CTRL/HYPOCHLORIN
4501242 | PALM BEACH COUNTY SYSTEM 10 | 2 | R/O PLANT(WTP#2) | B | 02 | DISINFECT/HYPOCHLORIN
4501242 | PALM BEACH COUNTY SYSTEM 10 | 2 | R/O PLANT(WTP#2) | H | 26 | SOFTENING/REVERSE OSMOSIS
4501242 | PALM BEACH COUNTY SYSTEM 10 | 1 | LIME SOFTENING PLANT #1 | B | 02 | DISINFECT/HYPOCHLORIN
4501246 | ROYAL PALM MOBILE HOME PARK | 1 | ROYAL PALM MHP EAST PLANT | B | 02 | DISINFECT/HYPOCHLORIN
4501247 | ROYAL PALM POLO SPORTS CLUB | 1 | ROYAL PALM & SPORTS CLUB | B | 01 | DISINFECT/GASEOUS CHLORIN
4501247 | ROYAL PALM POLO SPORTS CLUB | 1 | ROYAL PALM & SPORTS CLUB | F | 23 | ORGN-RMVL/GAC ADDITION
4501247 | ROYAL PALM POLO SPORTS CLUB | 1 | ROYAL PALM & SPORTS CLUB | H | 25 | SOFTENING/ION EXCHANGE
4501248 | OKEECHOBEE TEXACO | 1 | ROYAL PETROLEUM | B | 02 | DISINFECT/HYPOCHLORIN
4501260 | ST MARY'S HOSPITAL | 1 |  | B | 02 | DISINFECT/HYPOCHLORIN
4501264 | IN THE PINES MLC. | 1 | IN THE PINES | F | 23 | ORGN-RMVL/GAC ADDITION
4501264 | IN THE PINES MLC. | 1 | IN THE PINES | C | 15 | PART-RMVL/PRESS SAND FILT
4501264 | IN THE PINES MLC. | 1 | IN THE PINES | B | 02 | DISINFECT/HYPOCHLORIN
4501267 | SAND & SHU | 1 |  | B | 02 | DISINFECT/HYPOCHLORIN
4501277 | SEAVIEW MOTOR COURT | 1 |  | B | 02 | DISINFECT/HYPOCHLORIN
4501300 | SHERBROOKE GOLF & COUNTY | 1 | SHERBROOKE GOLF & COUNTRY | B | 02 | DISINFECT/HYPOCHLORIN
4501300 | SHERBROOKE GOLF & COUNTY | 1 | SHERBROOKE GOLF & COUNTRY | F | 23 | ORGN-RMVL/GAC ADDITION
4501302 | SHERWOOD VILLAS APARTMENTS | 1 | SHERWOOD VILLAS APARTMENTS | F | 23 | ORGN-RMVL/GAC ADDITION
4501302 | SHERWOOD VILLAS APARTMENTS | 1 | SHERWOOD VILLAS APARTMENTS | B | 02 | DISINFECT/HYPOCHLORIN
4501332 | PALM BEACH COUNTY WTP #9 | 1 | PALM BEACH COUNTY #9 WTP | B | 04 | DISINFECT/CHLORAMINES
4501332 | PALM BEACH COUNTY WTP #9 | 1 | PALM BEACH COUNTY #9 WTP | B | 01 | DISINFECT/GASEOUS CHLORIN
4501332 | PALM BEACH COUNTY WTP #9 | 1 | PALM BEACH COUNTY #9 WTP | H | 24 | SOFTENING/LIME-SODA
4501332 | PALM BEACH COUNTY WTP #9 | 1 | PALM BEACH COUNTY #9 WTP | D | 18 | CORR-CTRL/SEQUESTATION
4501332 | PALM BEACH COUNTY WTP #9 | 1 | PALM BEACH COUNTY #9 WTP | E | 01 | T-O CTRL/GASEOUS CHLORIN
4501332 | PALM BEACH COUNTY WTP #9 | 1 | PALM BEACH COUNTY #9 WTP | C | 10 | PART-RMVL/COAGULATION
4501332 | PALM BEACH COUNTY WTP #9 | 1 | PALM BEACH COUNTY #9 WTP | C | 14 | PART-RMVL/RAPID SAND FIL
4501333 | SOUTH SHORE WATER ASSOCIATION | 1 | SOUTH SHORE-SUPPLIER CLEWISTON | H | 24 | SOFTENING/LIME-SODA
4501333 | SOUTH SHORE WATER ASSOCIATION | 1 | SOUTH SHORE-SUPPLIER CLEWISTON | E | 20 | T-O CTRL/AERATION
4501333 | SOUTH SHORE WATER ASSOCIATION | 1 | SOUTH SHORE-SUPPLIER CLEWISTON | C | 14 | PART-RMVL/RAPID SAND FIL
4501333 | SOUTH SHORE WATER ASSOCIATION | 1 | SOUTH SHORE-SUPPLIER CLEWISTON | C | 12 | PART-RMVL/SEDIMENTATION
4501333 | SOUTH SHORE WATER ASSOCIATION | 1 | SOUTH SHORE-SUPPLIER CLEWISTON | C | 10 | PART-RMVL/COAGULATION
4501333 | SOUTH SHORE WATER ASSOCIATION | 1 | SOUTH SHORE-SUPPLIER CLEWISTON | B | 01 | DISINFECT/GASEOUS CHLORIN
4501364 | SOUTHERN MANOR GOLF COURSE | 1 |  | B | 02 | DISINFECT/HYPOCHLORIN
4501368 | SOUTHWIDE ACADEMY | 1 | SOUTHWODE ACADEMY | B | 02 | DISINFECT/HYPOCHLORIN
4501372 | SPORTSMANS INN WEST | 1 |  | B | 02 | DISINFECT/HYPOCHLORIN
4501400 | SUN FIRST NATIONAL BANK | 1 |  | B | 02 | DISINFECT/HYPOCHLORIN
4501412 | AL AND LU'S MOBILE HOME PARK | 1 |  | B | 02 | DISINFECT/HYPOCHLORIN
4501414 | SUNSHINE TRAILER PARK | 1 | SUNSHINE MOBILE HOME PARK | B | 01 | DISINFECT/GASEOUS CHLORIN
4501418 | SUNSPORT GARDENS NUDIST CAMP | 1 | ,ORTH RD.&'D'RD.LOXAHATCHEE | H | 25 | SOFTENING/ION EXCHANGE
4501418 | SUNSPORT GARDENS NUDIST CAMP | 1 | ,ORTH RD.&'D'RD.LOXAHATCHEE | B | 02 | DISINFECT/HYPOCHLORIN
4501420 | SUNSPRAY FLOWER ASS. SYS. | 1 |  | B | 02 | DISINFECT/HYPOCHLORIN
4501438 | TEQUESTA PWS, VILLAGE OF | 2 | TEQUESTA WTP R.O. | C | 29 | PART-RMVL/CARTRIDGE FILTR
4501438 | TEQUESTA PWS, VILLAGE OF | 2 | TEQUESTA WTP R.O. | B | 04 | DISINFECT/CHLORAMINES
4501438 | TEQUESTA PWS, VILLAGE OF | 2 | TEQUESTA WTP R.O. | I | 26 | COLOR RML/REVERSE OSMOSIS
4501438 | TEQUESTA PWS, VILLAGE OF | 2 | TEQUESTA WTP R.O. | B | 02 | DISINFECT/HYPOCHLORIN
4501438 | TEQUESTA PWS, VILLAGE OF | 2 | TEQUESTA WTP R.O. | D | 19 | CORR-CTRL/PH ADJUSTMENT
4501438 | TEQUESTA PWS, VILLAGE OF | 2 | TEQUESTA WTP R.O. | E | 28 | T-O CTRL/PACKED TWR-AERA
4501438 | TEQUESTA PWS, VILLAGE OF | 2 | TEQUESTA WTP R.O. | H | 26 | SOFTENING/REVERSE OSMOSIS
4501438 | TEQUESTA PWS, VILLAGE OF | 2 | TEQUESTA WTP R.O. | K | 26 | DESALINAT/REVERSE OSMOSIS
4501438 | TEQUESTA PWS, VILLAGE OF | 1 | TEQUESTA WATER DEPARTMENT | B | 02 | DISINFECT/HYPOCHLORIN
4501438 | TEQUESTA PWS, VILLAGE OF | 2 | TEQUESTA WTP R.O. | E | 26 | T-O CTRL/REVERSE OSMOSIS
4501438 | TEQUESTA PWS, VILLAGE OF | 1 | TEQUESTA WATER DEPARTMENT | D | 19 | CORR-CTRL/PH ADJUSTMENT
4501438 | TEQUESTA PWS, VILLAGE OF | 1 | TEQUESTA WATER DEPARTMENT | C | 15 | PART-RMVL/PRESS SAND FILT
4501438 | TEQUESTA PWS, VILLAGE OF | 1 | TEQUESTA WATER DEPARTMENT | B | 04 | DISINFECT/CHLORAMINES
4501471 | TOPPER HOUSE APARTMENTS | 1 | TOPPER HOUSE APARTMENTS | B | 02 | DISINFECT/HYPOCHLORIN
4501471 | TOPPER HOUSE APARTMENTS | 1 | TOPPER HOUSE APARTMENTS | C | 14 | PART-RMVL/RAPID SAND FIL
4501477 | TRADEWINDS TRAILER COURT | 1 | TRADEWINDS TRAILER COURT | B | 02 | DISINFECT/HYPOCHLORIN
4501480 | TRAIL MINI MALL | 1 | TRAIL MINI MALL | B | 02 | DISINFECT/HYPOCHLORIN
4501483 | TRAILS END PLAZA | 1 | TRAILS END PLAZA | B | 02 | DISINFECT/HYPOCHLORIN
4501491 | JUPITER PUBLIC WATER SYSTEM,TOWN OF | 2 | JUPITER REVERSE OSMOSIS PLANT | K | 26 | DESALINAT/REVERSE OSMOSIS
4501491 | JUPITER PUBLIC WATER SYSTEM,TOWN OF | 2 | JUPITER REVERSE OSMOSIS PLANT | D | 36 | CORR-CTRL/CORROSION INHIB
4501491 | JUPITER PUBLIC WATER SYSTEM,TOWN OF | 1 | JUPITER WTP (ION EXCHANGE) | H | 25 | SOFTENING/ION EXCHANGE
4501491 | JUPITER PUBLIC WATER SYSTEM,TOWN OF | 1 | JUPITER WTP (ION EXCHANGE) | G | 25 | IRON RMVL/ION EXCHANGE
4501491 | JUPITER PUBLIC WATER SYSTEM,TOWN OF | 1 | JUPITER WTP (ION EXCHANGE) | E | 25 | T-O CTRL/ION EXCHANGE
4501491 | JUPITER PUBLIC WATER SYSTEM,TOWN OF | 2 | JUPITER REVERSE OSMOSIS PLANT | C | 26 | PART-RMVL/REVERSE OSMOSIS
4501491 | JUPITER PUBLIC WATER SYSTEM,TOWN OF | 2 | JUPITER REVERSE OSMOSIS PLANT | E | 28 | T-O CTRL/PACKED TWR-AERA
4501491 | JUPITER PUBLIC WATER SYSTEM,TOWN OF | 2 | JUPITER REVERSE OSMOSIS PLANT | D | 19 | CORR-CTRL/PH ADJUSTMENT
4501491 | JUPITER PUBLIC WATER SYSTEM,TOWN OF | 2 | JUPITER REVERSE OSMOSIS PLANT | C | 29 | PART-RMVL/CARTRIDGE FILTR
4501491 | JUPITER PUBLIC WATER SYSTEM,TOWN OF | 2 | JUPITER REVERSE OSMOSIS PLANT | B | 04 | DISINFECT/CHLORAMINES
4501491 | JUPITER PUBLIC WATER SYSTEM,TOWN OF | 2 | JUPITER REVERSE OSMOSIS PLANT | B | 01 | DISINFECT/GASEOUS CHLORIN
4501491 | JUPITER PUBLIC WATER SYSTEM,TOWN OF | 1 | JUPITER WTP (ION EXCHANGE) | C | 14 | PART-RMVL/RAPID SAND FIL
4501491 | JUPITER PUBLIC WATER SYSTEM,TOWN OF | 1 | JUPITER WTP (ION EXCHANGE) | B | 04 | DISINFECT/CHLORAMINES
4501491 | JUPITER PUBLIC WATER SYSTEM,TOWN OF | 1 | JUPITER WTP (ION EXCHANGE) | B | 01 | DISINFECT/GASEOUS CHLORIN
4501491 | JUPITER PUBLIC WATER SYSTEM,TOWN OF | 2 | JUPITER REVERSE OSMOSIS PLANT | H | 26 | SOFTENING/REVERSE OSMOSIS
4501491 | JUPITER PUBLIC WATER SYSTEM,TOWN OF | 2 | JUPITER REVERSE OSMOSIS PLANT | H | 25 | SOFTENING/ION EXCHANGE
4501491 | JUPITER PUBLIC WATER SYSTEM,TOWN OF | 2 | JUPITER REVERSE OSMOSIS PLANT | G | 25 | IRON RMVL/ION EXCHANGE
4501491 | JUPITER PUBLIC WATER SYSTEM,TOWN OF | 2 | JUPITER REVERSE OSMOSIS PLANT | E | 25 | T-O CTRL/ION EXCHANGE
4501493 | TRINITY ASSEMBLY OF GOD CHURCH | 1 |  | B | 02 | DISINFECT/HYPOCHLORIN
4501499 | TROPICAL TERRACE | 1 | TROPICAL TERRACE MHP | B | 02 | DISINFECT/HYPOCHLORIN
4501507 | TWIN LAKES MOBILE HOME PARK | 1 | TWIN LAKES MOBILE HOME PARK | B | 01 | DISINFECT/GASEOUS CHLORIN
4501508 | TWIN PALMS TRAILER PARK | 1 | TWIN PALMS TRAILER PARK | B | 02 | DISINFECT/HYPOCHLORIN
4501520 | US SUGAR CORP-AG OFFICE | 1 | US SUGAR CORP AG OFFICE | D | 19 | CORR-CTRL/PH ADJUSTMENT
4501520 | US SUGAR CORP-AG OFFICE | 2 | BRYANT RAIL ROAD RO PLANT | D | 19 | CORR-CTRL/PH ADJUSTMENT
4501520 | US SUGAR CORP-AG OFFICE | 2 | BRYANT RAIL ROAD RO PLANT | Z | 26 | OTHER/REVERSE OSMOSIS
4501520 | US SUGAR CORP-AG OFFICE | 1 | US SUGAR CORP AG OFFICE | E | 26 | T-O CTRL/REVERSE OSMOSIS
4501520 | US SUGAR CORP-AG OFFICE | 2 | BRYANT RAIL ROAD RO PLANT | E | 26 | T-O CTRL/REVERSE OSMOSIS
4501520 | US SUGAR CORP-AG OFFICE | 2 | BRYANT RAIL ROAD RO PLANT | C | 26 | PART-RMVL/REVERSE OSMOSIS
4501520 | US SUGAR CORP-AG OFFICE | 2 | BRYANT RAIL ROAD RO PLANT | B | 02 | DISINFECT/HYPOCHLORIN
4501520 | US SUGAR CORP-AG OFFICE | 1 | US SUGAR CORP AG OFFICE | H | 26 | SOFTENING/REVERSE OSMOSIS
4501520 | US SUGAR CORP-AG OFFICE | 1 | US SUGAR CORP AG OFFICE | Z | 26 | OTHER/REVERSE OSMOSIS
4501520 | US SUGAR CORP-AG OFFICE | 1 | US SUGAR CORP AG OFFICE | F | 26 | ORGN-RMVL/REVERSE OSMOSIS
4501520 | US SUGAR CORP-AG OFFICE | 1 | US SUGAR CORP AG OFFICE | B | 02 | DISINFECT/HYPOCHLORIN
4501520 | US SUGAR CORP-AG OFFICE | 1 | US SUGAR CORP AG OFFICE | C | 26 | PART-RMVL/REVERSE OSMOSIS
4501520 | US SUGAR CORP-AG OFFICE | 2 | BRYANT RAIL ROAD RO PLANT | F | 26 | ORGN-RMVL/REVERSE OSMOSIS
4501528 | VILLAGE OF GOLF | 1 | VILLAGE OF GOLF WTP | B | 04 | DISINFECT/CHLORAMINES
4501528 | VILLAGE OF GOLF | 1 | VILLAGE OF GOLF WTP | B | 02 | DISINFECT/HYPOCHLORIN
4501528 | VILLAGE OF GOLF | 1 | VILLAGE OF GOLF WTP | D | 36 | CORR-CTRL/CORROSION INHIB
4501528 | VILLAGE OF GOLF | 1 | VILLAGE OF GOLF WTP | I | 38 | COLOR RML/NANOFILTRATION
4501528 | VILLAGE OF GOLF | 1 | VILLAGE OF GOLF WTP | F | 38 | ORGN-RMVL/NANOFILTRATION
4501528 | VILLAGE OF GOLF | 1 | VILLAGE OF GOLF WTP | D | 19 | CORR-CTRL/PH ADJUSTMENT
4501528 | VILLAGE OF GOLF | 1 | VILLAGE OF GOLF WTP | F | 29 | ORGN-RMVL/CARTRIDGE FILTR
4501528 | VILLAGE OF GOLF | 1 | VILLAGE OF GOLF WTP | C | 29 | PART-RMVL/CARTRIDGE FILTR
4501540 | T'S LOUNGE | 1 | T'S | B | 02 | DISINFECT/HYPOCHLORIN
4501540 | T'S LOUNGE | 1 | T'S | C | 29 | PART-RMVL/CARTRIDGE FILTR
4501559 | WEST PALM BEACH WTP | 1 | WEST PALM BEACH WTP | B | 06 | DISINFECT/UV RADIATION
4501559 | WEST PALM BEACH WTP | 1 | WEST PALM BEACH WTP | E | 21 | T-O CTRL/PAC ADDITION
4501559 | WEST PALM BEACH WTP | 1 | WEST PALM BEACH WTP | C | 12 | PART-RMVL/SEDIMENTATION
4501559 | WEST PALM BEACH WTP | 1 | WEST PALM BEACH WTP | B | 02 | DISINFECT/HYPOCHLORIN
4501559 | WEST PALM BEACH WTP | 1 | WEST PALM BEACH WTP | C | 23 | PART-RMVL/GAC ADDITION
4501559 | WEST PALM BEACH WTP | 1 | WEST PALM BEACH WTP | B | 04 | DISINFECT/CHLORAMINES
4501559 | WEST PALM BEACH WTP | 1 | WEST PALM BEACH WTP | Z | 27 | OTHER/FLUORIDATION
4501559 | WEST PALM BEACH WTP | 1 | WEST PALM BEACH WTP | H | 24 | SOFTENING/LIME-SODA
4501559 | WEST PALM BEACH WTP | 1 | WEST PALM BEACH WTP | D | 37 | CORR-CTRL/ALKALINITY ADJ.
4501559 | WEST PALM BEACH WTP | 1 | WEST PALM BEACH WTP | D | 19 | CORR-CTRL/PH ADJUSTMENT
4501559 | WEST PALM BEACH WTP | 1 | WEST PALM BEACH WTP | F | 11 | ORGN-RMVL/FLOCCULATION
4501559 | WEST PALM BEACH WTP | 1 | WEST PALM BEACH WTP | D | 18 | CORR-CTRL/SEQUESTATION
4501559 | WEST PALM BEACH WTP | 1 | WEST PALM BEACH WTP | C | 14 | PART-RMVL/RAPID SAND FIL
4501559 | WEST PALM BEACH WTP | 1 | WEST PALM BEACH WTP | C | 10 | PART-RMVL/COAGULATION
4501577 | TRAIL RESTAURANT (WHEELER'S) | 1 | TRAIL RESTAURANT | A |  | NO TRTMT
4501583 | JON SMITH SUBS | 1 | EGG AND U WELL | C | 29 | PART-RMVL/CARTRIDGE FILTR
4501583 | JON SMITH SUBS | 1 | EGG AND U WELL | H | 25 | SOFTENING/ION EXCHANGE
4501583 | JON SMITH SUBS | 1 | EGG AND U WELL | B | 02 | DISINFECT/HYPOCHLORIN
4501583 | JON SMITH SUBS | 1 | EGG AND U WELL | C | 23 | PART-RMVL/GAC ADDITION
4501640 | ATLANTIC SUGAR ASSOCIATION INC. | 1 | LIME SOF.PLNT.-INDUSTRIAL ONLY | H | 24 | SOFTENING/LIME-SODA
4501640 | ATLANTIC SUGAR ASSOCIATION INC. | 2 | R/O PLANT(04/04/97) | D | 19 | CORR-CTRL/PH ADJUSTMENT
4501640 | ATLANTIC SUGAR ASSOCIATION INC. | 2 | R/O PLANT(04/04/97) | C | 29 | PART-RMVL/CARTRIDGE FILTR
4501640 | ATLANTIC SUGAR ASSOCIATION INC. | 2 | R/O PLANT(04/04/97) | E | 28 | T-O CTRL/PACKED TWR-AERA
4501640 | ATLANTIC SUGAR ASSOCIATION INC. | 2 | R/O PLANT(04/04/97) | F | 26 | ORGN-RMVL/REVERSE OSMOSIS
4501640 | ATLANTIC SUGAR ASSOCIATION INC. | 2 | R/O PLANT(04/04/97) | B | 02 | DISINFECT/HYPOCHLORIN
4501640 | ATLANTIC SUGAR ASSOCIATION INC. | 2 | R/O PLANT(04/04/97) | F | 25 | ORGN-RMVL/ION EXCHANGE
4501640 | ATLANTIC SUGAR ASSOCIATION INC. | 2 | R/O PLANT(04/04/97) | E | 25 | T-O CTRL/ION EXCHANGE
4501640 | ATLANTIC SUGAR ASSOCIATION INC. | 1 | LIME SOF.PLNT.-INDUSTRIAL ONLY | F | 14 | ORGN-RMVL/RAPID SAND FIL
4501640 | ATLANTIC SUGAR ASSOCIATION INC. | 1 | LIME SOF.PLNT.-INDUSTRIAL ONLY | B | 02 | DISINFECT/HYPOCHLORIN
4501652 | BOBB'S PIANOS & ORGANS | 1 | BOBB'S PIANOS & ORGANS | B | 02 | DISINFECT/HYPOCHLORIN
4501658 | BYKOTA MASONIC LODGE #333 | 1 |  | B | 02 | DISINFECT/HYPOCHLORIN
4501672 | CAVANAUGH GARDENS | 1 |  | B | 02 | DISINFECT/HYPOCHLORIN
4501675 | ATLANTIC SKATEWAY | 1 | ATLANTIC SKATEWAY | B | 01 | DISINFECT/GASEOUS CHLORIN
4501678 | DUBOIS BROTHERS MLC# 1 | 1 | LABOR CAMP #1 | B | 02 | DISINFECT/HYPOCHLORIN
4501679 | DU BOIS GROVERS,INC.(MLC#2) | 1 | DUBOIS GROVERS INC.L.CAMP#2 | B | 02 | DISINFECT/HYPOCHLORIN
4501680 | DUBOIS BROTHERS LABOR CAMP #3 | 1 | DUBOIS BROTHERS LABOR CAMP#3 | B | 02 | DISINFECT/HYPOCHLORIN
4501681 | DUBOIS BROTHERS LABOR CAMP #4 | 1 |  | B | 02 | DISINFECT/HYPOCHLORIN
4501682 | DUBOIS LABOR CAMP #5 | 1 |  | B | 02 | DISINFECT/HYPOCHLORIN
4501683 | A. DUDA & SONS,INC(M.HOWELLER) | 1 |  | B | 02 | DISINFECT/HYPOCHLORIN
4501683 | A. DUDA & SONS,INC(M.HOWELLER) | 1 |  | B | 04 | DISINFECT/CHLORAMINES
4501910 | PALM BEACH COUNTY #5 WTP | 1 | PALM BEACH COUNTY #5 WTP | H | 24 | SOFTENING/LIME-SODA
4501910 | PALM BEACH COUNTY #5 WTP | 1 | PALM BEACH COUNTY #5 WTP | E | 20 | T-O CTRL/AERATION
4501910 | PALM BEACH COUNTY #5 WTP | 1 | PALM BEACH COUNTY #5 WTP | E | 01 | T-O CTRL/GASEOUS CHLORIN
4501910 | PALM BEACH COUNTY #5 WTP | 1 | PALM BEACH COUNTY #5 WTP | C | 10 | PART-RMVL/COAGULATION
4501910 | PALM BEACH COUNTY #5 WTP | 1 | PALM BEACH COUNTY #5 WTP | B | 04 | DISINFECT/CHLORAMINES
4501910 | PALM BEACH COUNTY #5 WTP | 1 | PALM BEACH COUNTY #5 WTP | B | 01 | DISINFECT/GASEOUS CHLORIN
4501911 | SOUTH BAY WTP | 1 | SOUTH BAY WTP | H | 24 | SOFTENING/LIME-SODA
4501911 | SOUTH BAY WTP | 1 | SOUTH BAY WTP | E | 20 | T-O CTRL/AERATION
4501911 | SOUTH BAY WTP | 1 | SOUTH BAY WTP | Z | 19 | OTHER/PH ADJUSTMENT
4501911 | SOUTH BAY WTP | 1 | SOUTH BAY WTP | C | 12 | PART-RMVL/SEDIMENTATION
4501911 | SOUTH BAY WTP | 1 | SOUTH BAY WTP | C | 10 | PART-RMVL/COAGULATION
4501911 | SOUTH BAY WTP | 1 | SOUTH BAY WTP | B | 01 | DISINFECT/GASEOUS CHLORIN
4501911 | SOUTH BAY WTP | 1 | SOUTH BAY WTP | C | 14 | PART-RMVL/RAPID SAND FIL
4501911 | SOUTH BAY WTP | 1 | SOUTH BAY WTP | B | 04 | DISINFECT/CHLORAMINES
4501911 | SOUTH BAY WTP | 1 | SOUTH BAY WTP | B | 27 | DISINFECT/FLUORIDATION
4501920 | ENGLEWOOD MANOR | 1 | ENGLEWOOD-PBCWUD-CONSECUTIVE | A |  | NO TRTMT
4501924 | DAISEY FRESH NORTH | 1 | DAISEY FRESH NORTH | H | 25 | SOFTENING/ION EXCHANGE
4501924 | DAISEY FRESH NORTH | 1 | DAISEY FRESH NORTH | B | 02 | DISINFECT/HYPOCHLORIN
4501933 | GARDEN LANE APTS | 1 | GARDEN LANE APTS | B | 02 | DISINFECT/HYPOCHLORIN
4501945 | LAKE WORTH CHRISTIAN SCHOOL | 1 | SCHOOL | B | 01 | DISINFECT/GASEOUS CHLORIN
4504026 | ANTHONY GROVES . | 1 | ANTHONY GROVES &GARDEN CENTER | B | 02 | DISINFECT/HYPOCHLORIN
4504033 | BLOOD'S HAMMOCK GROVES | 1 |  | A |  | NO TRTMT
4504036 | MR. GROCER - SOUTHERN | 1 | MR. GROCER | B | 02 | DISINFECT/HYPOCHLORIN
4504036 | MR. GROCER - SOUTHERN | 1 | MR. GROCER | F | 23 | ORGN-RMVL/GAC ADDITION
4504037 | BRASS BULL (FANTA C'S) | 1 | BRASS BULL | B | 02 | DISINFECT/HYPOCHLORIN
4504040 | BUILDERS UNLIMITED INC. | 1 |  | B | 02 | DISINFECT/HYPOCHLORIN
4504041 | PONDEROSA INDUSTRIAL PARK EAST #2 | 1 | PONDEROSA INDUSTRIAL PARK | B | 02 | DISINFECT/HYPOCHLORIN
4504041 | PONDEROSA INDUSTRIAL PARK EAST #2 | 1 | PONDEROSA INDUSTRIAL PARK | F | 23 | ORGN-RMVL/GAC ADDITION
4504043 | MATHESON TRI GAS | 1 | BIG THREE INDUSTRIES | B | 01 | DISINFECT/GASEOUS CHLORIN
4504048 | CANDLELIGHT MOTOR LODGE | 1 | CANDLELIGHT MOTOR LODGE | B | 02 | DISINFECT/HYPOCHLORIN
4504048 | CANDLELIGHT MOTOR LODGE | 1 | CANDLELIGHT MOTOR LODGE | C | 23 | PART-RMVL/GAC ADDITION
4504049 | LINTON CENTRE | 1 | LINTON CENTRE | H | 25 | SOFTENING/ION EXCHANGE
4504049 | LINTON CENTRE | 1 | LINTON CENTRE | B | 02 | DISINFECT/HYPOCHLORIN
4504051 | RAPHA CHURCH,A HEALING PLACE | 1 | NE CORNER OF 'C' RD.&20TH.ST. | A |  | NO TRTMT
4504056 | PEANUTS COUNTRY STORE | 1 | PEANUTS COUNTRY STORE | B | 02 | DISINFECT/HYPOCHLORIN
4504057 | CURT G. JOA | 1 | CURT G. JOA | B | 02 | DISINFECT/HYPOCHLORIN
4504063 | D.A.V. (DISABLED VETERANS) | 1 |  | B | 02 | DISINFECT/HYPOCHLORIN
4504064 | OUR LADY QUEEN OF PEACE | 1 | DELRAY CHILD DEVELOPMENT CNTR | B | 02 | DISINFECT/HYPOCHLORIN
4504065 | DELRAY DRIVE INN (SWAP SHOP) | 1 | DELRAY DRIVE-IN WTP | H | 25 | SOFTENING/ION EXCHANGE
4504065 | DELRAY DRIVE INN (SWAP SHOP) | 1 | DELRAY DRIVE-IN WTP | B | 02 | DISINFECT/HYPOCHLORIN
4504069 | DORALIS GROCERY | 1 | DORALIS GROCERY | A |  | NO TRTMT
4504071 | EMERALD VIEW STABLES | 1 | FORMER-DELRAY TRAINING CENTER | H | 25 | SOFTENING/ION EXCHANGE
4504071 | EMERALD VIEW STABLES | 1 | FORMER-DELRAY TRAINING CENTER | C | 23 | PART-RMVL/GAC ADDITION
4504072 | TIRE KINGDOM | 1 | TIRE KINGDOM WELL | B | 02 | DISINFECT/HYPOCHLORIN
4504073 | STOP&SHOP FOOD STORE(DISC.#76) | 1 | FORMER DISCOUNT #76 | H | 25 | SOFTENING/ION EXCHANGE
4504073 | STOP&SHOP FOOD STORE(DISC.#76) | 1 | FORMER DISCOUNT #76 | C | 29 | PART-RMVL/CARTRIDGE FILTR
4504073 | STOP&SHOP FOOD STORE(DISC.#76) | 1 | FORMER DISCOUNT #76 | B | 02 | DISINFECT/HYPOCHLORIN
4504076 | FAULK FOUNDATION CENTER | 1 | FAULK FOUNDATION CENTER | B | 02 | DISINFECT/HYPOCHLORIN
4504077 | FINNISH W.F. CLUB | 1 | FINNISH W.F. CLUB | B | 02 | DISINFECT/HYPOCHLORIN
4504077 | FINNISH W.F. CLUB | 1 | FINNISH W.F. CLUB | C | 29 | PART-RMVL/CARTRIDGE FILTR
4504078 | BARNETT BANK | 1 | FLORIDA COAST BANK | B | 02 | DISINFECT/HYPOCHLORIN
4504081 | PIONEER INDUSTRIAL PARK | 1 | PIONEER INDUSTRIAL PARK | B | 02 | DISINFECT/HYPOCHLORIN
4504082 | HAITIAN BETHEL BAPTIST CHURCH | 1 | AKA HIGH RIDGE COMM.CHURCH | B | 02 | DISINFECT/HYPOCHLORIN
4504088 | AMERICAN-GERMAN CLUB | 1 | AMERICAN-GERMAN CLUB | E | 15 | T-O CTRL/PRESS SAND FILT
4504088 | AMERICAN-GERMAN CLUB | 1 | AMERICAN-GERMAN CLUB | B | 02 | DISINFECT/HYPOCHLORIN
4504097 | AIRPORT PLAZA | 1 | GUY SCOTCHEL OFFICE BUILDING | B | 02 | DISINFECT/HYPOCHLORIN
4504098 | W.C.INTERNATIONAL INC. | 1 | W.C. INTERNATIONAL,INC. | B | 02 | DISINFECT/HYPOCHLORIN
4504099 | HARMSCO | 1 | HARMSCO | B | 02 | DISINFECT/HYPOCHLORIN
4504100 | HIGH RIDGE COUNTRY CLUB | 1 | HIGH RIDGE COUNTRY CLUB | B | 02 | DISINFECT/HYPOCHLORIN
4504100 | HIGH RIDGE COUNTRY CLUB | 1 | HIGH RIDGE COUNTRY CLUB | C | 14 | PART-RMVL/RAPID SAND FIL
4504100 | HIGH RIDGE COUNTRY CLUB | 1 | HIGH RIDGE COUNTRY CLUB | F | 23 | ORGN-RMVL/GAC ADDITION
4504101 | HABILITATION CENTER OF BOCA | 1 | HABILITATION CENTER OF BOCA | B | 02 | DISINFECT/HYPOCHLORIN
4504101 | HABILITATION CENTER OF BOCA | 1 | HABILITATION CENTER OF BOCA | C | 14 | PART-RMVL/RAPID SAND FIL
4504101 | HABILITATION CENTER OF BOCA | 1 | HABILITATION CENTER OF BOCA | F | 23 | ORGN-RMVL/GAC ADDITION
4504111 | KAMPUS DAIRY | 1 | KAMPUS DAIRY | B | 02 | DISINFECT/HYPOCHLORIN
4504112 | KENTUCKY FRIED CHICKEN DELRAY | 1 | KENTUCKY FRIED CHICKEN DELRAY | B | 02 | DISINFECT/HYPOCHLORIN
4504113 | KISMET RESTAURANT | 1 | KISMET RESTAURANT | B | 02 | DISINFECT/HYPOCHLORIN
4504120 | LA PLACITA GROCERY STORE | 1 | LA PLACITA | A |  | NO TRTMT
4504126 | A&M DISCOUNT BEVERAGE STORE | 1 | A & M DISCOUNT BEVERAGE | B | 02 | DISINFECT/HYPOCHLORIN
4504129 | MILITANA BAPTIST CHURCH | 1 | MILITANA BAPTIST CHURCH | B | 02 | DISINFECT/HYPOCHLORIN
4504131 | MILL & BILL BAR | 1 | MILL & BILL BAR | B | 02 | DISINFECT/HYPOCHLORIN
4504132 | MORIKAMI MUSEUM | 1 | MORIKAMI MUSEUM | B | 02 | DISINFECT/HYPOCHLORIN
4504133 | MOUNT CARMEL BAPTIST CHURCH | 1 | MOUNT CARMEL BAPTIST CHURCH | A |  | NO TRTMT
4504134 | STOP&SHOP( MR.GROCER #615) | 1 | MR. GROCER #615 | B | 02 | DISINFECT/HYPOCHLORIN
4504140 | PALM BEACH INTERNATIONAL RACEWAY | 1 | MOTOR SPORTS PARK | B | 02 | DISINFECT/HYPOCHLORIN
4504140 | PALM BEACH INTERNATIONAL RACEWAY | 1 | MOTOR SPORTS PARK | F | 23 | ORGN-RMVL/GAC ADDITION
4504140 | PALM BEACH INTERNATIONAL RACEWAY | 1 | MOTOR SPORTS PARK | H | 25 | SOFTENING/ION EXCHANGE
4504142 | TIERRA DEL REY PLAZA | 1 | WILLIAMSON'S COUNTRY STORE | B | 02 | DISINFECT/HYPOCHLORIN
4504142 | TIERRA DEL REY PLAZA | 1 | WILLIAMSON'S COUNTRY STORE | C | 23 | PART-RMVL/GAC ADDITION
4504142 | TIERRA DEL REY PLAZA | 1 | WILLIAMSON'S COUNTRY STORE | H | 25 | SOFTENING/ION EXCHANGE
4504143 | OPERATION CONCERN | 1 | 8543 W.BOYNTON RD. | B | 02 | DISINFECT/HYPOCHLORIN
4504143 | OPERATION CONCERN | 2 | OPERATION CONCERN | B | 02 | DISINFECT/HYPOCHLORIN
4504143 | OPERATION CONCERN | 3 | OPERATION CONCERN | B | 02 | DISINFECT/HYPOCHLORIN
4504143 | OPERATION CONCERN | 4 | OPERATION CONCERN | B | 02 | DISINFECT/HYPOCHLORIN
4504144 | ORANGE ROYAL PRODUCE | 1 | FARMERS MARKET | B | 02 | DISINFECT/HYPOCHLORIN
4504144 | ORANGE ROYAL PRODUCE | 1 | FARMERS MARKET | F | 23 | ORGN-RMVL/GAC ADDITION
4504145 | BEACH SAVINGS & LOAN | 1 | BEACH SAVINGS & LOAN WTP | B | 02 | DISINFECT/HYPOCHLORIN
4504145 | BEACH SAVINGS & LOAN | 1 | BEACH SAVINGS & LOAN WTP | C | 14 | PART-RMVL/RAPID SAND FIL
4504146 | PACOS TORTILLOS | 1 | PACOS TORTILLOS | B | 02 | DISINFECT/HYPOCHLORIN
4504148 | SOUTH FLORIDA TROTTING - EAST | 1 | SOUTH FLORIDA TROTTING - EAST | B | 02 | DISINFECT/HYPOCHLORIN
4504150 | PEEKABOO CLUB O | 1 | PEEKABOO LOUNGE | B | 02 | DISINFECT/HYPOCHLORIN
4504150 | PEEKABOO CLUB O | 1 | PEEKABOO LOUNGE | C | 29 | PART-RMVL/CARTRIDGE FILTR
4504150 | PEEKABOO CLUB O | 1 | PEEKABOO LOUNGE | H | 25 | SOFTENING/ION EXCHANGE
4504151 | HUGGINS' CHILD CARE CENTER | 1 | FORMER YOUNG PEOPLE'S BEGINNIN | B | 02 | DISINFECT/HYPOCHLORIN
4504153 | PHIL-MAR LEASING INC(4545PLAZA | 1 | (4545 CENTER) F.H.BLVD. | B | 02 | DISINFECT/HYPOCHLORIN
4504155 | PONDEROSA INDUSTRIAL PARK #1 | 1 | PONDEROSA INDUSTRIAL PARK | B | 02 | DISINFECT/HYPOCHLORIN
4504155 | PONDEROSA INDUSTRIAL PARK #1 | 1 | PONDEROSA INDUSTRIAL PARK | F | 23 | ORGN-RMVL/GAC ADDITION
4504156 | PREFERRED STOCK FURNITURE | 1 | PREFERRED STOCK FURNITURE | B | 02 | DISINFECT/HYPOCHLORIN
4504159 | RIDGE WOOD GROVES | 1 | RIDGE WOOD GROVES | B | 02 | DISINFECT/HYPOCHLORIN
4504163 | SETA CORPORATION | 1 | BOCA BLU STAR ENTERPRISE | B | 02 | DISINFECT/HYPOCHLORIN
4504163 | SETA CORPORATION | 1 | BOCA BLU STAR ENTERPRISE | C | 23 | PART-RMVL/GAC ADDITION
4504163 | SETA CORPORATION | 1 | BOCA BLU STAR ENTERPRISE | H | 25 | SOFTENING/ION EXCHANGE
4504169 | SHERWOOD GOLF CLUB | 1 | SHERWOOD GOLF CLUB | B | 02 | DISINFECT/HYPOCHLORIN
4504171 | SHORT STOP CONVENIENCE | 1 | SHORT STOP CONVENIENCE | B | 02 | DISINFECT/HYPOCHLORIN
4504175 | MAPCO EXPRESS | 1 | STEP SAVER FOREST HILL #151 | B | 02 | DISINFECT/HYPOCHLORIN
4504175 | MAPCO EXPRESS | 1 | STEP SAVER FOREST HILL #151 | H | 25 | SOFTENING/ION EXCHANGE
4504176 | MAPCO EXPRESS(STEP SAVER#151) | 1 | STEP SAVER LAKE WORTH #150 | B | 02 | DISINFECT/HYPOCHLORIN
4504177 | MAPCO EXPRESS | 1 | STEP SAVER JUPITER #152 | B | 02 | DISINFECT/HYPOCHLORIN
4504183 | RANGELINE GRILL | 1 | BIG RISK MGT.INC(NEW BUSINESS) | B | 02 | DISINFECT/HYPOCHLORIN
4504183 | RANGELINE GRILL | 1 | BIG RISK MGT.INC(NEW BUSINESS) | C | 29 | PART-RMVL/CARTRIDGE FILTR
4504183 | RANGELINE GRILL | 1 | BIG RISK MGT.INC(NEW BUSINESS) | H | 25 | SOFTENING/ION EXCHANGE
4504185 | NEW PINES CHILD DEVELOP.CENTER | 1 | NEW PINES CHILD DEVELOP.CENTER | B | 02 | DISINFECT/HYPOCHLORIN
4504187 | POLO BAY SPORTS BAR&GRILL | 1 | FORMER (TIME ZONE) ) | B | 02 | DISINFECT/HYPOCHLORIN
4504187 | POLO BAY SPORTS BAR&GRILL | 1 | FORMER (TIME ZONE) ) | C | 23 | PART-RMVL/GAC ADDITION
4504193 | PIAZZA ITALIANA/ F/K/A EL CUBANO | 1 | EL CUBANO GROCERY STORE | B | 02 | DISINFECT/HYPOCHLORIN
4504193 | PIAZZA ITALIANA/ F/K/A EL CUBANO | 1 | EL CUBANO GROCERY STORE | C | 23 | PART-RMVL/GAC ADDITION
4504198 | TROPICAL GARDENS | 1 | TROPICAL GARDENS | A |  | NO TRTMT
4504201 | VILLAGE SHOPPING PLAZA(VINCE'S | 1 | VINCE'S DELI | B | 02 | DISINFECT/HYPOCHLORIN
4504201 | VILLAGE SHOPPING PLAZA(VINCE'S | 1 | VINCE'S DELI | F | 23 | ORGN-RMVL/GAC ADDITION
4504202 | DELRAY INDUSTRIAL PARK | 1 | DELRAY INDUSTRIAL PARK | C | 14 | PART-RMVL/RAPID SAND FIL
4504202 | DELRAY INDUSTRIAL PARK | 1 | DELRAY INDUSTRIAL PARK | B | 01 | DISINFECT/GASEOUS CHLORIN
4504202 | DELRAY INDUSTRIAL PARK | 1 | DELRAY INDUSTRIAL PARK | E | 01 | T-O CTRL/GASEOUS CHLORIN
4504203 | WADE'S TAVERN | 1 | THOMPSONS GROCERY | B | 02 | DISINFECT/HYPOCHLORIN
4504207 | STORY TELLIN DAY CARE CENTER | 1 | STORY TELLIN DAY CARE CENTER | B | 02 | DISINFECT/HYPOCHLORIN
4504210 | BERT C. WINTERS COUNTY PARK | 1 | BERT C. WINTERS COUNTY PARK | B | 02 | DISINFECT/HYPOCHLORIN
4504210 | BERT C. WINTERS COUNTY PARK | 1 | BERT C. WINTERS COUNTY PARK | F | 23 | ORGN-RMVL/GAC ADDITION
4504212 | GREEN PEPPER FARMS MLC#2-NORTH | 1 | 2922 STATE RD #7 BOYNTON | B | 02 | DISINFECT/HYPOCHLORIN
4504215 | GOLD COAST FARM(J.FICHERA MLC) | 1 | J.FICHERA MLC 7495 SIMS RD.DB. | B | 02 | DISINFECT/HYPOCHLORIN
4504216 | PAUL FICHERA MLC(GREENPEP.#1) | 1 | 9500 CLINT MOORE RD.BOCA RATON | B | 02 | DISINFECT/HYPOCHLORIN
4504217 | GREEN CAY FARMS #1 | 1 | GREEN CAY FARMS #1 | B | 02 | DISINFECT/HYPOCHLORIN
4504218 | J & N FARMS #2(THOMAS CAMP#4) | 1 | J & N FARMS #2 | B | 02 | DISINFECT/HYPOCHLORIN
4504219 | J & N FARMS #3(THOMAS BROTHERS | 1 | J & N FARMS #3 | B | 02 | DISINFECT/HYPOCHLORIN
4504219 | J & N FARMS #3(THOMAS BROTHERS | 1 | J & N FARMS #3 | C | 23 | PART-RMVL/GAC ADDITION
4504221 | MECCA FARMS #1 - LANTANA ROAD | 1 |  | B | 02 | DISINFECT/HYPOCHLORIN
4504223 | OSCEOLA/VERMILLON SUGAR MILL | 1 | OSCEOLA SUGAR MILLS | F | 26 | ORGN-RMVL/REVERSE OSMOSIS
4504223 | OSCEOLA/VERMILLON SUGAR MILL | 1 | OSCEOLA SUGAR MILLS | E | 28 | T-O CTRL/PACKED TWR-AERA
4504223 | OSCEOLA/VERMILLON SUGAR MILL | 1 | OSCEOLA SUGAR MILLS | C | 29 | PART-RMVL/CARTRIDGE FILTR
4504223 | OSCEOLA/VERMILLON SUGAR MILL | 1 | OSCEOLA SUGAR MILLS | B | 02 | DISINFECT/HYPOCHLORIN
4504223 | OSCEOLA/VERMILLON SUGAR MILL | 1 | OSCEOLA SUGAR MILLS | D | 19 | CORR-CTRL/PH ADJUSTMENT
4504224 | GREEN CAY FARMS #2 | 1 | GREEN CAY FARMS #2 | B | 02 | DISINFECT/HYPOCHLORIN
4504225 | TALISMAN SUGAR MILL | 1 | OLD LIME SOFTENING PLNT. | B | 01 | DISINFECT/GASEOUS CHLORIN
4504225 | TALISMAN SUGAR MILL | 1 | OLD LIME SOFTENING PLNT. | H | 24 | SOFTENING/LIME-SODA
4504225 | TALISMAN SUGAR MILL | 2 | R/O PLANT | B | 02 | DISINFECT/HYPOCHLORIN
4504225 | TALISMAN SUGAR MILL | 2 | R/O PLANT | C | 29 | PART-RMVL/CARTRIDGE FILTR
4504225 | TALISMAN SUGAR MILL | 2 | R/O PLANT | D | 18 | CORR-CTRL/SEQUESTATION
4504225 | TALISMAN SUGAR MILL | 2 | R/O PLANT | D | 19 | CORR-CTRL/PH ADJUSTMENT
4504225 | TALISMAN SUGAR MILL | 2 | R/O PLANT | E | 28 | T-O CTRL/PACKED TWR-AERA
4504225 | TALISMAN SUGAR MILL | 2 | R/O PLANT | F | 26 | ORGN-RMVL/REVERSE OSMOSIS
4504225 | TALISMAN SUGAR MILL | 1 | OLD LIME SOFTENING PLNT. | C | 14 | PART-RMVL/RAPID SAND FIL
4504225 | TALISMAN SUGAR MILL | 1 | OLD LIME SOFTENING PLNT. | D | 19 | CORR-CTRL/PH ADJUSTMENT
4504225 | TALISMAN SUGAR MILL | 1 | OLD LIME SOFTENING PLNT. | C | 10 | PART-RMVL/COAGULATION
4504226 | WHITWORTH FARMS MLC | 1 | WHITWORTH FARMS MLC WTP | B | 02 | DISINFECT/HYPOCHLORIN
4504244 | A-1 ROOF TRUSSES . | 1 | A-1 ROOF TRUSS | B | 02 | DISINFECT/HYPOCHLORIN
4504244 | A-1 ROOF TRUSSES . | 1 | A-1 ROOF TRUSS | E | 20 | T-O CTRL/AERATION
4504244 | A-1 ROOF TRUSSES . | 1 | A-1 ROOF TRUSS | H | 25 | SOFTENING/ION EXCHANGE
4504244 | A-1 ROOF TRUSSES . | 1 | A-1 ROOF TRUSS | C | 23 | PART-RMVL/GAC ADDITION
4504247 | TINY TREASURES EARLY LEARNING | 1 | TINY TREASURE EARLY LEARNING | H | 25 | SOFTENING/ION EXCHANGE
4504247 | TINY TREASURES EARLY LEARNING | 1 | TINY TREASURE EARLY LEARNING | B | 02 | DISINFECT/HYPOCHLORIN
4504255 | TED'S SHEDS | 1 | ON 441 SO. OF WOODWIND LANE | B | 02 | DISINFECT/HYPOCHLORIN
4504268 | ONE STOP 76 | 1 | IZZ #1 WTP | B | 02 | DISINFECT/HYPOCHLORIN
4504269 | LANIER GROCERY | 1 | LANIER GROCERY | A |  | NO TRTMT
4504270 | CIRCLE K | 1 |  | B | 02 | DISINFECT/HYPOCHLORIN
4504272 | LOXAHATCHEE NATIONAL WILDLIFE REFUGE | 1 | LOXAHATCHEE WILDLIFE REFUGE | B | 02 | DISINFECT/HYPOCHLORIN
4504272 | LOXAHATCHEE NATIONAL WILDLIFE REFUGE | 1 | LOXAHATCHEE WILDLIFE REFUGE | H | 25 | SOFTENING/ION EXCHANGE
4504272 | LOXAHATCHEE NATIONAL WILDLIFE REFUGE | 1 | LOXAHATCHEE WILDLIFE REFUGE | C | 23 | PART-RMVL/GAC ADDITION
4504272 | LOXAHATCHEE NATIONAL WILDLIFE REFUGE | 1 | LOXAHATCHEE WILDLIFE REFUGE | G | 20 | IRON RMVL/AERATION
4504278 | ROYAL PALM BCH MOOSE LODGE | 1 | ROYAL PALM BEACH MOOSE LODGE | B | 02 | DISINFECT/HYPOCHLORIN
4504278 | ROYAL PALM BCH MOOSE LODGE | 1 | ROYAL PALM BEACH MOOSE LODGE | H | 25 | SOFTENING/ION EXCHANGE
4504285 | SUNSHINE MEADOWS | 1 | SUNSHINE MEADOWS | B | 02 | DISINFECT/HYPOCHLORIN
4504285 | SUNSHINE MEADOWS | 1 | SUNSHINE MEADOWS | C | 23 | PART-RMVL/GAC ADDITION
4504288 | CENTURY VILLAGE UTILITIES | 1 | PALM BEACH COUNTY SYSTEM 9 | E | 01 | T-O CTRL/GASEOUS CHLORIN
4504288 | CENTURY VILLAGE UTILITIES | 1 | PALM BEACH COUNTY SYSTEM 9 | H | 24 | SOFTENING/LIME-SODA
4504288 | CENTURY VILLAGE UTILITIES | 1 | PALM BEACH COUNTY SYSTEM 9 | D | 18 | CORR-CTRL/SEQUESTATION
4504288 | CENTURY VILLAGE UTILITIES | 1 | PALM BEACH COUNTY SYSTEM 9 | C | 10 | PART-RMVL/COAGULATION
4504288 | CENTURY VILLAGE UTILITIES | 1 | PALM BEACH COUNTY SYSTEM 9 | B | 04 | DISINFECT/CHLORAMINES
4504288 | CENTURY VILLAGE UTILITIES | 1 | PALM BEACH COUNTY SYSTEM 9 | B | 01 | DISINFECT/GASEOUS CHLORIN
4504288 | CENTURY VILLAGE UTILITIES | 1 | PALM BEACH COUNTY SYSTEM 9 | C | 14 | PART-RMVL/RAPID SAND FIL
4504291 | MECCA FARMS MIGRANT LABOR CAMP | 1 |  | B | 02 | DISINFECT/HYPOCHLORIN
4504323 | BRIERWOOD APTS | 1 | BRIERWOOD APTS. | B | 02 | DISINFECT/HYPOCHLORIN
4504327 | SUNSHINE MEADOWS | 1 |  | B | 02 | DISINFECT/HYPOCHLORIN
4504340 | HERNANDEZ MCL(LUCIA HERNANDEZ) | 1 | WILFREDO HERNADEZ MLC | B | 02 | DISINFECT/HYPOCHLORIN
4504344 | LOXAHATCHEE A AND G | 1 | LOXAHATCHEE A AND G | B | 02 | DISINFECT/HYPOCHLORIN
4504357 | JOSE GROCERY STORE | 1 | SAME AS ABOVE | B | 02 | DISINFECT/HYPOCHLORIN
4504359 | BABES IN TOYLAND | 1 | BABES IN TOYLAND | B | 02 | DISINFECT/HYPOCHLORIN
4504360 | BAUER ENTERPRISE | 1 | BAUER WAREHOUSE | F | 23 | ORGN-RMVL/GAC ADDITION
4504360 | BAUER ENTERPRISE | 1 | BAUER WAREHOUSE | C | 14 | PART-RMVL/RAPID SAND FIL
4504360 | BAUER ENTERPRISE | 1 | BAUER WAREHOUSE | B | 02 | DISINFECT/HYPOCHLORIN
4504361 | BOULEVARD INDUSTRIAL PARK | 1 | BOULEVARD INDUSTRIAL PARK | B | 02 | DISINFECT/HYPOCHLORIN
4504362 | JOURNEY CHURCH A/K/A JUP. FARMS COMMUNI | 1 | JOURNEY CHURCH | B | 02 | DISINFECT/HYPOCHLORIN
4504365 | HEMSTREET INDUSTRIAL PARK | 1 | HEMSTREET INDUSTRIAL PARK | B | 02 | DISINFECT/HYPOCHLORIN
4504368 | FRED KELLER WAREHOUSE | 1 | FRED KELLER WAREHOUSE | C | 23 | PART-RMVL/GAC ADDITION
4504368 | FRED KELLER WAREHOUSE | 1 | FRED KELLER WAREHOUSE | B | 02 | DISINFECT/HYPOCHLORIN
4504370 | CORNER STONE CHURCH OF GOD | 1 | LANTANA CHURCH OF GOD | B | 02 | DISINFECT/HYPOCHLORIN
4504371 | SEACREST SHOPS/SUMMIT RLTY DEV | 1 | SEACREST SHOPS | B | 02 | DISINFECT/HYPOCHLORIN
4504371 | SEACREST SHOPS/SUMMIT RLTY DEV | 1 | SEACREST SHOPS | H | 14 | SOFTENING/RAPID SAND FIL
4504373 | PALM BEACH TRAP AND SKEET CLUB | 1 | PALM BEACH TRAP AND SKEET CLUB | B | 02 | DISINFECT/HYPOCHLORIN
4504390 | OSCEOLA FARMS #2 | 1 | ? | B | 02 | DISINFECT/HYPOCHLORIN
4504391 | BETHESDA MEMORIAL HOSPITAL | 1 | BETHESDA MEMORIAL HOSPITAL | B | 02 | DISINFECT/HYPOCHLORIN
4504393 | PALM BEACH COUNTY WATER UTILITIES | 4 | SYSTEM # 3 MEMBRANE SOFTENING | H | 07 | SOFTENING/OTHER DISINFECT
4504393 | PALM BEACH COUNTY WATER UTILITIES | 4 | SYSTEM # 3 MEMBRANE SOFTENING | I | 29 | COLOR RML/CARTRIDGE FILTR
4504393 | PALM BEACH COUNTY WATER UTILITIES | 4 | SYSTEM # 3 MEMBRANE SOFTENING | Z | 28 | OTHER/PACKED TWR-AERA
4504393 | PALM BEACH COUNTY WATER UTILITIES | 10 | PALM BEACH COUNTY # 10 | B | 04 | DISINFECT/CHLORAMINES
4504393 | PALM BEACH COUNTY WATER UTILITIES | 10 | PALM BEACH COUNTY # 10 | C | 29 | PART-RMVL/CARTRIDGE FILTR
4504393 | PALM BEACH COUNTY WATER UTILITIES | 10 | PALM BEACH COUNTY # 10 | D | 19 | CORR-CTRL/PH ADJUSTMENT
4504393 | PALM BEACH COUNTY WATER UTILITIES | 2 | SYSTEM 2 | D | 19 | CORR-CTRL/PH ADJUSTMENT
4504393 | PALM BEACH COUNTY WATER UTILITIES | 8 | SYSTEM 8 | D | 19 | CORR-CTRL/PH ADJUSTMENT
4504393 | PALM BEACH COUNTY WATER UTILITIES | 10 | PALM BEACH COUNTY # 10 | E | 07 | T-O CTRL/OTHER DISINFECT
4504393 | PALM BEACH COUNTY WATER UTILITIES | 10 | PALM BEACH COUNTY # 10 | E | 28 | T-O CTRL/PACKED TWR-AERA
4504393 | PALM BEACH COUNTY WATER UTILITIES | 10 | PALM BEACH COUNTY # 10 | F | 28 | ORGN-RMVL/PACKED TWR-AERA
4504393 | PALM BEACH COUNTY WATER UTILITIES | 10 | PALM BEACH COUNTY # 10 | H | 07 | SOFTENING/OTHER DISINFECT
4504393 | PALM BEACH COUNTY WATER UTILITIES | 10 | PALM BEACH COUNTY # 10 | I | 29 | COLOR RML/CARTRIDGE FILTR
4504393 | PALM BEACH COUNTY WATER UTILITIES | 10 | PALM BEACH COUNTY # 10 | Z | 28 | OTHER/PACKED TWR-AERA
4504393 | PALM BEACH COUNTY WATER UTILITIES | 4 | SYSTEM # 3 MEMBRANE SOFTENING | H | 26 | SOFTENING/REVERSE OSMOSIS
4504393 | PALM BEACH COUNTY WATER UTILITIES | 10 | PALM BEACH COUNTY # 10 | H | 26 | SOFTENING/REVERSE OSMOSIS
4504393 | PALM BEACH COUNTY WATER UTILITIES | 9 | SYSTEM 9 MEMBRANE | B | 04 | DISINFECT/CHLORAMINES
4504393 | PALM BEACH COUNTY WATER UTILITIES | 9 | SYSTEM 9 MEMBRANE | E | 07 | T-O CTRL/OTHER DISINFECT
4504393 | PALM BEACH COUNTY WATER UTILITIES | 9 | SYSTEM 9 MEMBRANE | E | 28 | T-O CTRL/PACKED TWR-AERA
4504393 | PALM BEACH COUNTY WATER UTILITIES | 9 | SYSTEM 9 MEMBRANE | F | 28 | ORGN-RMVL/PACKED TWR-AERA
4504393 | PALM BEACH COUNTY WATER UTILITIES | 9 | SYSTEM 9 MEMBRANE | H | 07 | SOFTENING/OTHER DISINFECT
4504393 | PALM BEACH COUNTY WATER UTILITIES | 9 | SYSTEM 9 MEMBRANE | H | 26 | SOFTENING/REVERSE OSMOSIS
4504393 | PALM BEACH COUNTY WATER UTILITIES | 9 | SYSTEM 9 MEMBRANE | Z | 28 | OTHER/PACKED TWR-AERA
4504393 | PALM BEACH COUNTY WATER UTILITIES | 9 | SYSTEM 9 MEMBRANE | B | 02 | DISINFECT/HYPOCHLORIN
4504393 | PALM BEACH COUNTY WATER UTILITIES | 2 | SYSTEM 2 | C | 12 | PART-RMVL/SEDIMENTATION
4504393 | PALM BEACH COUNTY WATER UTILITIES | 3 | SYSTEM 3 | C | 12 | PART-RMVL/SEDIMENTATION
4504393 | PALM BEACH COUNTY WATER UTILITIES | 8 | SYSTEM 8 | C | 12 | PART-RMVL/SEDIMENTATION
4504393 | PALM BEACH COUNTY WATER UTILITIES | 3 | SYSTEM 3 | D | 19 | CORR-CTRL/PH ADJUSTMENT
4504393 | PALM BEACH COUNTY WATER UTILITIES | 3 | SYSTEM 3 | E | 07 | T-O CTRL/OTHER DISINFECT
4504393 | PALM BEACH COUNTY WATER UTILITIES | 3 | SYSTEM 3 | E | 28 | T-O CTRL/PACKED TWR-AERA
4504393 | PALM BEACH COUNTY WATER UTILITIES | 3 | SYSTEM 3 | F | 28 | ORGN-RMVL/PACKED TWR-AERA
4504393 | PALM BEACH COUNTY WATER UTILITIES | 3 | SYSTEM 3 | H | 07 | SOFTENING/OTHER DISINFECT
4504393 | PALM BEACH COUNTY WATER UTILITIES | 3 | SYSTEM 3 | H | 26 | SOFTENING/REVERSE OSMOSIS
4504393 | PALM BEACH COUNTY WATER UTILITIES | 3 | SYSTEM 3 | Z | 28 | OTHER/PACKED TWR-AERA
4504393 | PALM BEACH COUNTY WATER UTILITIES | 10 | PALM BEACH COUNTY # 10 | C | 10 | PART-RMVL/COAGULATION
4504393 | PALM BEACH COUNTY WATER UTILITIES | 10 | PALM BEACH COUNTY # 10 | C | 11 | PART-RMVL/FLOCCULATION
4504393 | PALM BEACH COUNTY WATER UTILITIES | 10 | PALM BEACH COUNTY # 10 | C | 14 | PART-RMVL/RAPID SAND FIL
4504393 | PALM BEACH COUNTY WATER UTILITIES | 10 | PALM BEACH COUNTY # 10 | B | 20 | DISINFECT/AERATION
4504393 | PALM BEACH COUNTY WATER UTILITIES | 10 | PALM BEACH COUNTY # 10 | H | 10 | SOFTENING/COAGULATION
4504393 | PALM BEACH COUNTY WATER UTILITIES | 10 | PALM BEACH COUNTY # 10 | H | 24 | SOFTENING/LIME-SODA
4504393 | PALM BEACH COUNTY WATER UTILITIES | 9 | SYSTEM 9 MEMBRANE | I | 26 | COLOR RML/REVERSE OSMOSIS
4504393 | PALM BEACH COUNTY WATER UTILITIES | 9 | SYSTEM 9 MEMBRANE | C | 26 | PART-RMVL/REVERSE OSMOSIS
4504393 | PALM BEACH COUNTY WATER UTILITIES | 9 | SYSTEM 9 MEMBRANE | D | 19 | CORR-CTRL/PH ADJUSTMENT
4504393 | PALM BEACH COUNTY WATER UTILITIES | 9 | SYSTEM 9 MEMBRANE | E | 26 | T-O CTRL/REVERSE OSMOSIS
4504393 | PALM BEACH COUNTY WATER UTILITIES | 9 | SYSTEM 9 MEMBRANE | F | 26 | ORGN-RMVL/REVERSE OSMOSIS
4504393 | PALM BEACH COUNTY WATER UTILITIES | 2 | SYSTEM 2 | B | 02 | DISINFECT/HYPOCHLORIN
4504393 | PALM BEACH COUNTY WATER UTILITIES | 12 | SYSTEM 10 R.O. PLANT | B | 02 | DISINFECT/HYPOCHLORIN
4504393 | PALM BEACH COUNTY WATER UTILITIES | 12 | SYSTEM 10 R.O. PLANT | H | 26 | SOFTENING/REVERSE OSMOSIS
4504393 | PALM BEACH COUNTY WATER UTILITIES | 8 | SYSTEM 8 | B | 02 | DISINFECT/HYPOCHLORIN
4504393 | PALM BEACH COUNTY WATER UTILITIES | 2 | SYSTEM 2 | Z | 27 | OTHER/FLUORIDATION
4504393 | PALM BEACH COUNTY WATER UTILITIES | 3 | SYSTEM 3 | Z | 27 | OTHER/FLUORIDATION
4504393 | PALM BEACH COUNTY WATER UTILITIES | 8 | SYSTEM 8 | Z | 27 | OTHER/FLUORIDATION
4504393 | PALM BEACH COUNTY WATER UTILITIES | 9 | SYSTEM 9 MEMBRANE | Z | 27 | OTHER/FLUORIDATION
4504393 | PALM BEACH COUNTY WATER UTILITIES | 11 | SYSTEM 10 LIME PLANT | C | 10 | PART-RMVL/COAGULATION
4504393 | PALM BEACH COUNTY WATER UTILITIES | 11 | SYSTEM 10 LIME PLANT | C | 14 | PART-RMVL/RAPID SAND FIL
4504393 | PALM BEACH COUNTY WATER UTILITIES | 11 | SYSTEM 10 LIME PLANT | D | 18 | CORR-CTRL/SEQUESTATION
4504393 | PALM BEACH COUNTY WATER UTILITIES | 11 | SYSTEM 10 LIME PLANT | E | 20 | T-O CTRL/AERATION
4504393 | PALM BEACH COUNTY WATER UTILITIES | 11 | SYSTEM 10 LIME PLANT | H | 24 | SOFTENING/LIME-SODA
4504393 | PALM BEACH COUNTY WATER UTILITIES | 11 | SYSTEM 10 LIME PLANT | B | 02 | DISINFECT/HYPOCHLORIN
4504393 | PALM BEACH COUNTY WATER UTILITIES | 11 | SYSTEM 10 LIME PLANT | E | 02 | T-O CTRL/HYPOCHLORIN
4504393 | PALM BEACH COUNTY WATER UTILITIES | 11 | SYSTEM 10 LIME PLANT | C | 12 | PART-RMVL/SEDIMENTATION
4504393 | PALM BEACH COUNTY WATER UTILITIES | 12 | SYSTEM 10 R.O. PLANT | B | 04 | DISINFECT/CHLORAMINES
4504393 | PALM BEACH COUNTY WATER UTILITIES | 12 | SYSTEM 10 R.O. PLANT | C | 29 | PART-RMVL/CARTRIDGE FILTR
4504393 | PALM BEACH COUNTY WATER UTILITIES | 12 | SYSTEM 10 R.O. PLANT | D | 19 | CORR-CTRL/PH ADJUSTMENT
4504393 | PALM BEACH COUNTY WATER UTILITIES | 12 | SYSTEM 10 R.O. PLANT | E | 28 | T-O CTRL/PACKED TWR-AERA
4504393 | PALM BEACH COUNTY WATER UTILITIES | 12 | SYSTEM 10 R.O. PLANT | I | 38 | COLOR RML/NANOFILTRATION
4504393 | PALM BEACH COUNTY WATER UTILITIES | 4 | SYSTEM # 3 MEMBRANE SOFTENING | E | 07 | T-O CTRL/OTHER DISINFECT
4504393 | PALM BEACH COUNTY WATER UTILITIES | 4 | SYSTEM # 3 MEMBRANE SOFTENING | F | 28 | ORGN-RMVL/PACKED TWR-AERA
4504393 | PALM BEACH COUNTY WATER UTILITIES | 1 | PBC WTP#1(8.0MGD CAPACITY) | B | 01 | DISINFECT/GASEOUS CHLORIN
4504393 | PALM BEACH COUNTY WATER UTILITIES | 1 | PBC WTP#1(8.0MGD CAPACITY) | B | 04 | DISINFECT/CHLORAMINES
4504393 | PALM BEACH COUNTY WATER UTILITIES | 1 | PBC WTP#1(8.0MGD CAPACITY) | C | 10 | PART-RMVL/COAGULATION
4504393 | PALM BEACH COUNTY WATER UTILITIES | 1 | PBC WTP#1(8.0MGD CAPACITY) | C | 14 | PART-RMVL/RAPID SAND FIL
4504393 | PALM BEACH COUNTY WATER UTILITIES | 1 | PBC WTP#1(8.0MGD CAPACITY) | E | 01 | T-O CTRL/GASEOUS CHLORIN
4504393 | PALM BEACH COUNTY WATER UTILITIES | 1 | PBC WTP#1(8.0MGD CAPACITY) | E | 20 | T-O CTRL/AERATION
4504393 | PALM BEACH COUNTY WATER UTILITIES | 1 | PBC WTP#1(8.0MGD CAPACITY) | H | 24 | SOFTENING/LIME-SODA
4504393 | PALM BEACH COUNTY WATER UTILITIES | 2 | SYSTEM 2 | B | 04 | DISINFECT/CHLORAMINES
4504393 | PALM BEACH COUNTY WATER UTILITIES | 2 | SYSTEM 2 | C | 10 | PART-RMVL/COAGULATION
4504393 | PALM BEACH COUNTY WATER UTILITIES | 2 | SYSTEM 2 | C | 14 | PART-RMVL/RAPID SAND FIL
4504393 | PALM BEACH COUNTY WATER UTILITIES | 2 | SYSTEM 2 | D | 18 | CORR-CTRL/SEQUESTATION
4504393 | PALM BEACH COUNTY WATER UTILITIES | 2 | SYSTEM 2 | E | 20 | T-O CTRL/AERATION
4504393 | PALM BEACH COUNTY WATER UTILITIES | 2 | SYSTEM 2 | H | 24 | SOFTENING/LIME-SODA
4504393 | PALM BEACH COUNTY WATER UTILITIES | 3 | SYSTEM 3 | B | 01 | DISINFECT/GASEOUS CHLORIN
4504393 | PALM BEACH COUNTY WATER UTILITIES | 3 | SYSTEM 3 | B | 04 | DISINFECT/CHLORAMINES
4504393 | PALM BEACH COUNTY WATER UTILITIES | 3 | SYSTEM 3 | C | 10 | PART-RMVL/COAGULATION
4504393 | PALM BEACH COUNTY WATER UTILITIES | 3 | SYSTEM 3 | C | 14 | PART-RMVL/RAPID SAND FIL
4504393 | PALM BEACH COUNTY WATER UTILITIES | 3 | SYSTEM 3 | H | 24 | SOFTENING/LIME-SODA
4504393 | PALM BEACH COUNTY WATER UTILITIES | 4 | SYSTEM # 3 MEMBRANE SOFTENING | B | 04 | DISINFECT/CHLORAMINES
4504393 | PALM BEACH COUNTY WATER UTILITIES | 4 | SYSTEM # 3 MEMBRANE SOFTENING | C | 29 | PART-RMVL/CARTRIDGE FILTR
4504393 | PALM BEACH COUNTY WATER UTILITIES | 4 | SYSTEM # 3 MEMBRANE SOFTENING | D | 19 | CORR-CTRL/PH ADJUSTMENT
4504393 | PALM BEACH COUNTY WATER UTILITIES | 4 | SYSTEM # 3 MEMBRANE SOFTENING | E | 28 | T-O CTRL/PACKED TWR-AERA
4504393 | PALM BEACH COUNTY WATER UTILITIES | 5 | WTP#5 | B | 01 | DISINFECT/GASEOUS CHLORIN
4504393 | PALM BEACH COUNTY WATER UTILITIES | 5 | WTP#5 | B | 04 | DISINFECT/CHLORAMINES
4504393 | PALM BEACH COUNTY WATER UTILITIES | 5 | WTP#5 | C | 10 | PART-RMVL/COAGULATION
4504393 | PALM BEACH COUNTY WATER UTILITIES | 5 | WTP#5 | E | 01 | T-O CTRL/GASEOUS CHLORIN
4504393 | PALM BEACH COUNTY WATER UTILITIES | 5 | WTP#5 | E | 20 | T-O CTRL/AERATION
4504393 | PALM BEACH COUNTY WATER UTILITIES | 7 | CENTURY VILLAGE-WTP#7(2.0MGD) | B | 01 | DISINFECT/GASEOUS CHLORIN
4504393 | PALM BEACH COUNTY WATER UTILITIES | 7 | CENTURY VILLAGE-WTP#7(2.0MGD) | B | 04 | DISINFECT/CHLORAMINES
4504393 | PALM BEACH COUNTY WATER UTILITIES | 7 | CENTURY VILLAGE-WTP#7(2.0MGD) | C | 10 | PART-RMVL/COAGULATION
4504393 | PALM BEACH COUNTY WATER UTILITIES | 7 | CENTURY VILLAGE-WTP#7(2.0MGD) | C | 12 | PART-RMVL/SEDIMENTATION
4504393 | PALM BEACH COUNTY WATER UTILITIES | 7 | CENTURY VILLAGE-WTP#7(2.0MGD) | C | 14 | PART-RMVL/RAPID SAND FIL
4504393 | PALM BEACH COUNTY WATER UTILITIES | 7 | CENTURY VILLAGE-WTP#7(2.0MGD) | E | 01 | T-O CTRL/GASEOUS CHLORIN
4504393 | PALM BEACH COUNTY WATER UTILITIES | 7 | CENTURY VILLAGE-WTP#7(2.0MGD) | E | 20 | T-O CTRL/AERATION
4504393 | PALM BEACH COUNTY WATER UTILITIES | 7 | CENTURY VILLAGE-WTP#7(2.0MGD) | G | 10 | IRON RMVL/COAGULATION
4504393 | PALM BEACH COUNTY WATER UTILITIES | 7 | CENTURY VILLAGE-WTP#7(2.0MGD) | H | 24 | SOFTENING/LIME-SODA
4504393 | PALM BEACH COUNTY WATER UTILITIES | 8 | SYSTEM 8 | B | 04 | DISINFECT/CHLORAMINES
4504393 | PALM BEACH COUNTY WATER UTILITIES | 8 | SYSTEM 8 | C | 10 | PART-RMVL/COAGULATION
4504393 | PALM BEACH COUNTY WATER UTILITIES | 8 | SYSTEM 8 | C | 14 | PART-RMVL/RAPID SAND FIL
4504393 | PALM BEACH COUNTY WATER UTILITIES | 8 | SYSTEM 8 | D | 18 | CORR-CTRL/SEQUESTATION
4504393 | PALM BEACH COUNTY WATER UTILITIES | 8 | SYSTEM 8 | H | 24 | SOFTENING/LIME-SODA
4504394 | WALLIN'S NURSERY BLDG.COMPLEXS | 1 | WALLIN'S NURSERY BLDG.COMPLEXS | C | 14 | PART-RMVL/RAPID SAND FIL
4504394 | WALLIN'S NURSERY BLDG.COMPLEXS | 1 | WALLIN'S NURSERY BLDG.COMPLEXS | F | 23 | ORGN-RMVL/GAC ADDITION
4504394 | WALLIN'S NURSERY BLDG.COMPLEXS | 1 | WALLIN'S NURSERY BLDG.COMPLEXS | E | 01 | T-O CTRL/GASEOUS CHLORIN
4504394 | WALLIN'S NURSERY BLDG.COMPLEXS | 1 | WALLIN'S NURSERY BLDG.COMPLEXS | B | 02 | DISINFECT/HYPOCHLORIN
4504395 | SIX STAR MANAGEMENT, INC. | 1 | BINGORAMA | B | 02 | DISINFECT/HYPOCHLORIN
4504396 | WHISPERING PINES MHP | 1 | WHISPERING PINES - CONSECUTIVE | B | 02 | DISINFECT/HYPOCHLORIN
4504397 | DIXIE PLAZA | 1 | GOLF WORLD PLAZA | H | 25 | SOFTENING/ION EXCHANGE
4504397 | DIXIE PLAZA | 1 | GOLF WORLD PLAZA | B | 02 | DISINFECT/HYPOCHLORIN
4504400 | ST. HERMAN'S ORTHODOX CHURCH | 1 | ST. HERMAN'S ORTHODOX CHURCH | A |  | NO TRTMT
4504405 | BOSWORTH AERIAL SURVEY | 1 | BOSWORTH AERIAL SURVEY | B | 02 | DISINFECT/HYPOCHLORIN
4504408 | UROLOGIC SPECIALISTS, P.A. | 1 | UROLOGIC SPECIALSTS | E | 20 | T-O CTRL/AERATION
4504408 | UROLOGIC SPECIALISTS, P.A. | 1 | UROLOGIC SPECIALSTS | B | 02 | DISINFECT/HYPOCHLORIN
4504411 | COMMERCIAL CENTER OF L.W. | 1 | COMMERCIAL CENTER OF L.W. | B | 02 | DISINFECT/HYPOCHLORIN
4504414 | ATLANTIC CHEVRON | 1 | CHEVRON | B | 02 | DISINFECT/HYPOCHLORIN
4504415 | FIRST AMERICAN BANK & TRUST | 1 | FIRST AMERICAN BANK & TRUST | B | 02 | DISINFECT/HYPOCHLORIN
4504416 | LAKE WORTH PROFESSIONAL BLDG | 1 | LAKE WORTH PROFESSIONAL PLAZA | B | 02 | DISINFECT/HYPOCHLORIN
4504417 | DELRAY INDUSTRIAL PARK | 1 | DELRAY INDUSTRIAL PARK | B | 02 | DISINFECT/HYPOCHLORIN
4504426 | PARK MEDICAL PLAZA | 1 | PARK MEDICAL PLAZA | B | 02 | DISINFECT/HYPOCHLORIN
4504426 | PARK MEDICAL PLAZA | 1 | PARK MEDICAL PLAZA | H | 25 | SOFTENING/ION EXCHANGE
4504426 | PARK MEDICAL PLAZA | 1 | PARK MEDICAL PLAZA | F | 14 | ORGN-RMVL/RAPID SAND FIL
4504428 | BONNIE BRAE VILLAS | 1 | BONNIE BRAE VILLLAS | B | 02 | DISINFECT/HYPOCHLORIN
4504428 | BONNIE BRAE VILLAS | 2 | BONNIE BRAE VILLAS | B | 02 | DISINFECT/HYPOCHLORIN
4504428 | BONNIE BRAE VILLAS | 1 | BONNIE BRAE VILLLAS | H | 25 | SOFTENING/ION EXCHANGE
4504429 | BINGORAMA | 1 | BINGORAMA | H | 25 | SOFTENING/ION EXCHANGE
4504429 | BINGORAMA | 1 | BINGORAMA | B | 02 | DISINFECT/HYPOCHLORIN
4504430 | BEGINNINGS OF PALM BCH.COUNTY | 1 | BEGINNINGS OF PALM BCH. COUNTY | B | 02 | DISINFECT/HYPOCHLORIN
4504432 | BARRELS COUNTRY STORE | 1 | BARRELS COUNTRY STORE | B | 02 | DISINFECT/HYPOCHLORIN
4504433 | PALM BEACH EQUESTRIAN CENTER | 1 | EVERGLADES ACRES WTP(AKA) | C | 23 | PART-RMVL/GAC ADDITION
4504433 | PALM BEACH EQUESTRIAN CENTER | 1 | EVERGLADES ACRES WTP(AKA) | B | 02 | DISINFECT/HYPOCHLORIN
4504435 | CONGRESS SHELL(GAS & SNACK) | 1 | CONGRESS SHELL | B | 02 | DISINFECT/HYPOCHLORIN
4504436 | AGRO GENE SCIENCES(LAN.NURSERY | 1 | AGRO GENE SCIENCES | B | 02 | DISINFECT/HYPOCHLORIN
4504437 | PJ'S ADULT BOOK STORE | 1 | PJ'S ADULT BOOKSTORE | B | 02 | DISINFECT/HYPOCHLORIN
4504438 | EVERGLADES ACRES | 1 | EVERGLADES ACRES | B | 02 | DISINFECT/HYPOCHLORIN
4504439 | CLERICI OFFICE/RETAIL BUILDING | 1 | CLERICI OFFICE/RETAIL BUILDING | B | 02 | DISINFECT/HYPOCHLORIN
4504440 | WEST PALM BCH. AUTO AUCTION | 1 | WEST PALM BEACH AUTO AUCTION | B | 02 | DISINFECT/HYPOCHLORIN
4504441 | POMA ALUMINUM & STEEL FABRIC. | 1 | POMA ALUMINUM & STEEL FABRICAT | B | 02 | DISINFECT/HYPOCHLORIN
4504442 | IMAGES | 1 | IMAGES | B | 02 | DISINFECT/HYPOCHLORIN
4504442 | IMAGES | 1 | IMAGES | H | 25 | SOFTENING/ION EXCHANGE
4504442 | IMAGES | 1 | IMAGES | C | 14 | PART-RMVL/RAPID SAND FIL
4504443 | FLORIDA GARDENS BAPTIST CHURCH | 1 | FLORIDA GARDENS BAPIST CHURCH | B | 02 | DISINFECT/HYPOCHLORIN
4504444 | OREO SEAFOOD, INC. | 1 | OREO SEAFOOD , INC. | B | 02 | DISINFECT/HYPOCHLORIN
4504445 | POLAR CUP OF PALM BEACH, INC. | 1 | POLAR CUP OF PALM BEACH, INC. | C | 23 | PART-RMVL/GAC ADDITION
4504445 | POLAR CUP OF PALM BEACH, INC. | 1 | POLAR CUP OF PALM BEACH, INC. | B | 02 | DISINFECT/HYPOCHLORIN
4504446 | VACATION RENTALS OF DELRAY | 1 | VACATION RENTALS OF DELRAY | B | 02 | DISINFECT/HYPOCHLORIN
4504447 | RAY ROOFING COMPANY,INC. | 1 | RAY ROOFING CO. | E | 20 | T-O CTRL/AERATION
4504447 | RAY ROOFING COMPANY,INC. | 1 | RAY ROOFING CO. | B | 02 | DISINFECT/HYPOCHLORIN
4504448 | PUBLIC STORAGE WAREHOUSE | 1 | PUBLIC STORAGE WAREHOUSE | C | 23 | PART-RMVL/GAC ADDITION
4504448 | PUBLIC STORAGE WAREHOUSE | 1 | PUBLIC STORAGE WAREHOUSE | B | 02 | DISINFECT/HYPOCHLORIN
4504449 | PHI DELTA KAPPA- NU CHAPTER | 1 | PHI DELTA KAPPA NU | B | 02 | DISINFECT/HYPOCHLORIN
4504450 | PALM BCH CO FIRE STATION #21 | 1 | MILITARY PARK FIRE STATION #31 | B | 02 | DISINFECT/HYPOCHLORIN
4504450 | PALM BCH CO FIRE STATION #21 | 1 | MILITARY PARK FIRE STATION #31 | H | 25 | SOFTENING/ION EXCHANGE
4504450 | PALM BCH CO FIRE STATION #21 | 1 | MILITARY PARK FIRE STATION #31 | C | 23 | PART-RMVL/GAC ADDITION
4504451 | A BETTER PLACE | 1 | COMPREHENSIVE ALCOH.REHAB.PROG | C | 23 | PART-RMVL/GAC ADDITION
4504451 | A BETTER PLACE | 1 | COMPREHENSIVE ALCOH.REHAB.PROG | B | 02 | DISINFECT/HYPOCHLORIN
4504451 | A BETTER PLACE | 1 | COMPREHENSIVE ALCOH.REHAB.PROG | H | 25 | SOFTENING/ION EXCHANGE
4504452 | WILLIAMS-DAVIS OFFICE BLDG. | 1 | WILLIAMS-DAVIS OFFICE BUILDING | B | 02 | DISINFECT/HYPOCHLORIN
4504453 | SOUTHERN AMOCO | 1 | SOUTHERN AMOCO | F | 14 | ORGN-RMVL/RAPID SAND FIL
4504453 | SOUTHERN AMOCO | 1 | SOUTHERN AMOCO | B | 02 | DISINFECT/HYPOCHLORIN
4504454 | TENTH AVENUE CHURCH OF CHRIST | 1 | TENTH AVENUE CHURCH OF CHRIST | B | 02 | DISINFECT/HYPOCHLORIN
4504455 | LAKE CLARKE AMOCO | 1 | LAKE CLARKE AMOCO | A |  | NO TRTMT
4504456 | TINT KING | 1 | TINT KING | B | 02 | DISINFECT/HYPOCHLORIN
4504457 | LINDSLEY LUMBER STORE | 1 | LINDSLEY LUMBER COMPANY | B | 02 | DISINFECT/HYPOCHLORIN
4504458 | GILL COMMERCIAL COMPLEX | 1 | GILL COMMERCIAL COMPLEX | B | 02 | DISINFECT/HYPOCHLORIN
4504459 | BHATT APARTMENTS(AKA KOALA APT | 1 | BHATT APARTMENTS | B | 02 | DISINFECT/HYPOCHLORIN
4504459 | BHATT APARTMENTS(AKA KOALA APT | 1 | BHATT APARTMENTS | H | 25 | SOFTENING/ION EXCHANGE
4504459 | BHATT APARTMENTS(AKA KOALA APT | 1 | BHATT APARTMENTS | C | 23 | PART-RMVL/GAC ADDITION
4504460 | TOWN & COUNTRY FEED & SUPPLY , INC. | 1 | TOWN AND COUNTRY | C | 23 | PART-RMVL/GAC ADDITION
4504460 | TOWN & COUNTRY FEED & SUPPLY , INC. | 1 | TOWN AND COUNTRY | B | 02 | DISINFECT/HYPOCHLORIN
4504461 | J.W. CHEATHAM, INC. | 1 | J.W.GCHEATHAM, INC. | B | 02 | DISINFECT/HYPOCHLORIN
4504462 | THE FARMS MARKET PLACE, LLC | 1 | EQUESTRIAN PARK GRILL | B | 02 | DISINFECT/HYPOCHLORIN
4504463 | SOUTHERN BELL TEL & TEL. | 1 | SOUTHERN BELL TEL & TEL | B | 02 | DISINFECT/HYPOCHLORIN
4504464 | E.R. CROSSMAN FARMS INC. | 1 | SAME | B | 02 | DISINFECT/HYPOCHLORIN
4504465 | BILL'S TRAILER PARK | 1 | SAME | F | 23 | ORGN-RMVL/GAC ADDITION
4504465 | BILL'S TRAILER PARK | 1 | SAME | B | 02 | DISINFECT/HYPOCHLORIN
4504466 | COLLEGE MOBIL SERVICE STATION | 1 | MOBILE OIL STATION | B | 02 | DISINFECT/HYPOCHLORIN
4504466 | COLLEGE MOBIL SERVICE STATION | 1 | MOBILE OIL STATION | H | 25 | SOFTENING/ION EXCHANGE
4504466 | COLLEGE MOBIL SERVICE STATION | 1 | MOBILE OIL STATION | C | 29 | PART-RMVL/CARTRIDGE FILTR
4504467 | FITZWILLIES PUB | 1 | FITZWILLIES PUB | B | 02 | DISINFECT/HYPOCHLORIN
4504468 | CIRCLE K | 1 | CIRCLE K | B | 02 | DISINFECT/HYPOCHLORIN
4504469 | CIRCLE K | 1 | CIRCLE K | B | 02 | DISINFECT/HYPOCHLORIN
4504470 | PT EXPRESS GROCERY | 1 | SAME AS ABOVE | H | 25 | SOFTENING/ION EXCHANGE
4504470 | PT EXPRESS GROCERY | 1 | SAME AS ABOVE | B | 02 | DISINFECT/HYPOCHLORIN
4504472 | DUBOIS FARMS- CENTRAL OFFICE | 1 | DUBOIS BROS. CENTRAL OFFICE | B | 02 | DISINFECT/HYPOCHLORIN
4504472 | DUBOIS FARMS- CENTRAL OFFICE | 1 | DUBOIS BROS. CENTRAL OFFICE | H | 25 | SOFTENING/ION EXCHANGE
4504472 | DUBOIS FARMS- CENTRAL OFFICE | 1 | DUBOIS BROS. CENTRAL OFFICE | C | 29 | PART-RMVL/CARTRIDGE FILTR
4504472 | DUBOIS FARMS- CENTRAL OFFICE | 1 | DUBOIS BROS. CENTRAL OFFICE | C | 23 | PART-RMVL/GAC ADDITION
4504473 | GOSPEL TABERNACLE | 1 | GOSPEL TABERNACLE | B | 02 | DISINFECT/HYPOCHLORIN
4504474 | LIVING WORD LUTHERAN CHURCH | 1 | LIVING WORD LUTHERAN CHURCH | B | 02 | DISINFECT/HYPOCHLORIN
4504475 | SUNCOAST CHURCH OF CHRIST | 1 | SUNCOAST CHURCH OF CHRIST | B | 02 | DISINFECT/HYPOCHLORIN
4504476 | LANTANA CASCADE MHP | 1 | CITY OF LAKE WORTH UTILITIES | A |  | NO TRTMT
4504477 | SOUTH COUNTY MENTAL HEALTH | 1 | S.OF 6TH AVE.SOUTH ON DAVIS RD | B | 02 | DISINFECT/HYPOCHLORIN
4504478 | CONGRESS SQUARE | 1 | CONGRESS SQUARE | B | 02 | DISINFECT/HYPOCHLORIN
4504479 | ARVIDA CORPORATION | 1 | ARVIDA CORPORATION | B | 02 | DISINFECT/HYPOCHLORIN
4504480 | BYKOTA MASONIC LODGE NO.333 | 1 | SAME | B | 02 | DISINFECT/HYPOCHLORIN
4504481 | PENNYLANE CHILD CARE | 1 | SAME | B | 02 | DISINFECT/HYPOCHLORIN
4504482 | PALM BCH.PARK OF COMMERCE | 1 | SAME | B | 02 | DISINFECT/HYPOCHLORIN
4504483 | FLA.POWER & LIGHT | 1 | FLA POWER & LIGHT | B | 02 | DISINFECT/HYPOCHLORIN
4504484 | MELROSE PARK SYSTEM | 1 | MELROSE PARK SYSTEM | B | 02 | DISINFECT/HYPOCHLORIN
4504485 | SOUTHERN PLAZA | 1 | SOUTHERN PLAZA | B | 02 | DISINFECT/HYPOCHLORIN
4504486 | CHAMBERS PROPERTIES | 1 | CHAMBERS APARTMENTS | B | 02 | DISINFECT/HYPOCHLORIN
4504487 | GOLD COAST CHRISTIAN SCHOOL | 1 | SAME | B | 02 | DISINFECT/HYPOCHLORIN
4504488 | SHEKINAH CHRISTIAN ACADEMY | 1 | SAME | B | 02 | DISINFECT/HYPOCHLORIN
4504489 | CLOUD LAKE ESTATES | 1 | CLOUD LAKE ESTATES | B | 02 | DISINFECT/HYPOCHLORIN
4504490 | PALM BEACH DOWNS | 1 | PALM BCH. DOWNS | B | 02 | DISINFECT/HYPOCHLORIN
4504491 | MELROSE PARK | 1 | MELROSE PARK PROP.OWNERS ASSOC | B | 02 | DISINFECT/HYPOCHLORIN
4504492 | PALMS WEST PLAZA | 1 | LOXAHATCHEE COUNTRY PLAZA WELL | B | 02 | DISINFECT/HYPOCHLORIN
4504492 | PALMS WEST PLAZA | 1 | LOXAHATCHEE COUNTRY PLAZA WELL | H | 25 | SOFTENING/ION EXCHANGE
4504492 | PALMS WEST PLAZA | 1 | LOXAHATCHEE COUNTRY PLAZA WELL | C | 23 | PART-RMVL/GAC ADDITION
4504493 | FLIPPER'S SPEEDWAY AKA MANY'S FOOD MRKT | 1 | MANY'S FOOD MARKET | B | 02 | DISINFECT/HYPOCHLORIN
4504493 | FLIPPER'S SPEEDWAY AKA MANY'S FOOD MRKT | 1 | MANY'S FOOD MARKET | C | 29 | PART-RMVL/CARTRIDGE FILTR
4504494 | WEST BOCA COMMUNITY CENTER | 1 | WEST BOCA COMMUNITY CENTER | B | 02 | DISINFECT/HYPOCHLORIN
4504495 | ACTS 2 WORSHIP CENTER | 1 | ACTS 2 WORSHIP CENTER | B | 02 | DISINFECT/HYPOCHLORIN
4504495 | ACTS 2 WORSHIP CENTER | 1 | ACTS 2 WORSHIP CENTER | C | 23 | PART-RMVL/GAC ADDITION
4504495 | ACTS 2 WORSHIP CENTER | 1 | ACTS 2 WORSHIP CENTER | H | 25 | SOFTENING/ION EXCHANGE
4504496 | ARVIDA COUNTRY CLUB | 1 | ARVIDA COUNTRY CLUB | B | 02 | DISINFECT/HYPOCHLORIN
4504497 | LITTLE RED SCHOOHOUSE | 1 | LITTLE RED SCHOOLHOUSE | B | 02 | DISINFECT/HYPOCHLORIN
4504498 | MATTSON MINI WAREHOUSE | 1 | MATTSON MINI WAREHOUSE | B | 02 | DISINFECT/HYPOCHLORIN
4504499 | YEE FARM | 1 | (FORMER S& M SUPPLY) | B | 02 | DISINFECT/HYPOCHLORIN
4504500 | MORIKAMI PARK | 1 | MORIKAMI PARK | A |  | NO TRTMT
4504501 | SOUTH FLORIDA TROTTING - NORTH | 1 | SOUTH FLORIDA TROTTING - NORTH | B | 02 | DISINFECT/HYPOCHLORIN
4504502 | SOUTH FLORIDA TROTTING - WEST | 1 | SOUTH FLORIDA TROTTING - WEST | B | 02 | DISINFECT/HYPOCHLORIN
4504503 | HARDRIVES - WEST | 1 | HARDRIVES - WEST | B | 02 | DISINFECT/HYPOCHLORIN
4504503 | HARDRIVES - WEST | 1 | HARDRIVES - WEST | H | 25 | SOFTENING/ION EXCHANGE
4504503 | HARDRIVES - WEST | 1 | HARDRIVES - WEST | F | 23 | ORGN-RMVL/GAC ADDITION
4504504 | CONGRESS SQUARE | 1 | CONGRESS SQUARE | B | 02 | DISINFECT/HYPOCHLORIN
4504504 | CONGRESS SQUARE | 1 | CONGRESS SQUARE | H | 25 | SOFTENING/ION EXCHANGE
4504504 | CONGRESS SQUARE | 1 | CONGRESS SQUARE | C | 29 | PART-RMVL/CARTRIDGE FILTR
4504505 | 1660 SOUTHERN PLAZA | 1 | SOUTHERN PLAZA | C | 23 | PART-RMVL/GAC ADDITION
4504505 | 1660 SOUTHERN PLAZA | 1 | SOUTHERN PLAZA | B | 02 | DISINFECT/HYPOCHLORIN
4504506 | PORTUGESE-AMERICAN CULTURAL SOCIETY | 1 | PORTUGESE-AMERICAN SOCIETY | B | 02 | DISINFECT/HYPOCHLORIN
4504507 | DELRAY TRAILER PARK | 1 | DELRAY TRAILER,PARK | F | 14 | ORGN-RMVL/RAPID SAND FIL
4504507 | DELRAY TRAILER PARK | 1 | DELRAY TRAILER,PARK | B | 02 | DISINFECT/HYPOCHLORIN
4504508 | BOYLAN SALES(JETTINGHOFF) | 1 | JETTINGHOFF OFFICE SOUTH | B | 02 | DISINFECT/HYPOCHLORIN
4504509 | DELRAY AUTOMOTIVE& MARINE INC. | 1 | JETTINGHOFF OFFICE NORTH | B | 02 | DISINFECT/HYPOCHLORIN
4504510 | LOXAHATCHEE GROVES SCHOOL | 1 | LOXAHATCHEE GROVES SCHOOL | B | 02 | DISINFECT/HYPOCHLORIN
4504511 | BECHTEL CONSTRUCTION | 1 | BECHTEL CONSTRUCTION WTP | H | 25 | SOFTENING/ION EXCHANGE
4504511 | BECHTEL CONSTRUCTION | 1 | BECHTEL CONSTRUCTION WTP | B | 02 | DISINFECT/HYPOCHLORIN
4504512 | LOXAHATCHEE GROVES ELEMENTARY SCHOOL | 1 | LOXAHATCHEE ELEMENTARY SCHOOL | B | 02 | DISINFECT/HYPOCHLORIN
4504512 | LOXAHATCHEE GROVES ELEMENTARY SCHOOL | 1 | LOXAHATCHEE ELEMENTARY SCHOOL | C | 29 | PART-RMVL/CARTRIDGE FILTR
4504512 | LOXAHATCHEE GROVES ELEMENTARY SCHOOL | 1 | LOXAHATCHEE ELEMENTARY SCHOOL | H | 26 | SOFTENING/REVERSE OSMOSIS
4504512 | LOXAHATCHEE GROVES ELEMENTARY SCHOOL | 1 | LOXAHATCHEE ELEMENTARY SCHOOL | E | 28 | T-O CTRL/PACKED TWR-AERA
4504512 | LOXAHATCHEE GROVES ELEMENTARY SCHOOL | 1 | LOXAHATCHEE ELEMENTARY SCHOOL | D | 19 | CORR-CTRL/PH ADJUSTMENT
4504513 | HAWK'S NEST VILLAS | 1 | HAWK'S NEST VILLAS WTP | H | 25 | SOFTENING/ION EXCHANGE
4504513 | HAWK'S NEST VILLAS | 1 | HAWK'S NEST VILLAS WTP | B | 02 | DISINFECT/HYPOCHLORIN
4504514 | SHEKINAH CHRISTIAN ASSEMBLY | 1 | SHEKINAH CHRSTN. ASSEMBLY WTP | B | 02 | DISINFECT/HYPOCHLORIN
4504515 | CASTLETINY FARMS | 1 | CASTLETINY FARMS | B | 02 | DISINFECT/HYPOCHLORIN
4504517 | SEACOAST SUPPLY (MR.RON PAGE) | 1 | FLORIDA BUSINESS CENTER | B | 02 | DISINFECT/HYPOCHLORIN
4504518 | PALM IMPORT MOTORS | 1 | PORSCHE-AUDI OF THE PALMS WTP | B | 02 | DISINFECT/HYPOCHLORIN
4504519 | WONDERLAND PLAZA | 1 | WONDERLAND PLAZA | B | 02 | DISINFECT/HYPOCHLORIN
4504520 | MARATHON GAS STATION | 1 | HIGH RIDGE SHELL | B | 02 | DISINFECT/HYPOCHLORIN
4504521 | ABC MONTESSORI OF JUPITER FARMS | 1 | ABC MONTESSORI | F | 23 | ORGN-RMVL/GAC ADDITION
4504521 | ABC MONTESSORI OF JUPITER FARMS | 1 | ABC MONTESSORI | C | 08 | PART-RMVL/MICROSCREENING
4504521 | ABC MONTESSORI OF JUPITER FARMS | 1 | ABC MONTESSORI | H | 26 | SOFTENING/REVERSE OSMOSIS
4504521 | ABC MONTESSORI OF JUPITER FARMS | 1 | ABC MONTESSORI | B | 02 | DISINFECT/HYPOCHLORIN
4504521 | ABC MONTESSORI OF JUPITER FARMS | 1 | ABC MONTESSORI | C | 29 | PART-RMVL/CARTRIDGE FILTR
4504521 | ABC MONTESSORI OF JUPITER FARMS | 1 | ABC MONTESSORI | H | 25 | SOFTENING/ION EXCHANGE
4504522 | KINGDOM HALL OF JEHOVAH'S WIT. | 1 | KINGDOM HALL OF JEHOVAH'S WIT | F | 20 | ORGN-RMVL/AERATION
4504522 | KINGDOM HALL OF JEHOVAH'S WIT. | 1 | KINGDOM HALL OF JEHOVAH'S WIT | B | 02 | DISINFECT/HYPOCHLORIN
4504524 | AGAPE TEMPLE CHURCH OF GOD | 1 | AGAPE TEMPLE CHURCH OF GOD | B | 02 | DISINFECT/HYPOCHLORIN
4504525 | RED BARN | 1 | THE RED BARN WTP | B | 02 | DISINFECT/HYPOCHLORIN
4504525 | RED BARN | 1 | THE RED BARN WTP | H | 25 | SOFTENING/ION EXCHANGE
4504525 | RED BARN | 1 | THE RED BARN WTP | C | 23 | PART-RMVL/GAC ADDITION
4504526 | SIERRA SQUARE | 1 | SIERRA SQUARE WTP | H | 25 | SOFTENING/ION EXCHANGE
4504526 | SIERRA SQUARE | 1 | SIERRA SQUARE WTP | B | 02 | DISINFECT/HYPOCHLORIN
4504527 | TOTAL RESOURCE AUCTIONS | 1 | SADISCO OF FLORIDA | E | 20 | T-O CTRL/AERATION
4504527 | TOTAL RESOURCE AUCTIONS | 1 | SADISCO OF FLORIDA | B | 02 | DISINFECT/HYPOCHLORIN
4504528 | WESTCHESTER GOLF&COUNTRY CLUB | 1 | WESTCHESTER GOLF&COUNTRY CLUB | B | 02 | DISINFECT/HYPOCHLORIN
4504529 | COLLEGE MARATHON | 1 | MARATHON GAS STATION | C | 23 | PART-RMVL/GAC ADDITION
4504529 | COLLEGE MARATHON | 1 | MARATHON GAS STATION | B | 02 | DISINFECT/HYPOCHLORIN
4504530 | THREE AMIGOS | 1 | THREE AMIGOS STORE WTP | B | 02 | DISINFECT/HYPOCHLORIN
4504531 | WP UTILITIES, INC (PALM BREEZES CLUB) | 1 | CITY OF LAKE WORTH UTILITIES. | A |  | NO TRTMT
4504532 | HOTSHOTS PAINTBALL / FKA GOLF LRN CTR | 1 | SAME AS ABOVE | B | 02 | DISINFECT/HYPOCHLORIN
4504533 | FLORIDA SPACE CENTER | 1 | FLORIDA SPACE CENTER WTP | C | 23 | PART-RMVL/GAC ADDITION
4504533 | FLORIDA SPACE CENTER | 1 | FLORIDA SPACE CENTER WTP | B | 02 | DISINFECT/HYPOCHLORIN
4504534 | VCA WELLINGTON ANIMAL HOSPITAL | 1 | WELLINGTON ANIMAL HOSPITAL | B | 02 | DISINFECT/HYPOCHLORIN
4504535 | STEP BY STEP CHILDREN'S CENTER | 1 | CHILDREN'S LEARNING CENTER | B | 02 | DISINFECT/HYPOCHLORIN
4504536 | FPL-DELRAY WEST SERVICE CENTER | 1 | DELRAY WEST SERVICE CENTER | C | 23 | PART-RMVL/GAC ADDITION
4504536 | FPL-DELRAY WEST SERVICE CENTER | 1 | DELRAY WEST SERVICE CENTER | B | 02 | DISINFECT/HYPOCHLORIN
4504537 | LOXAHATCHEE A.G. CENTER | 1 | LOXAHATCHEE A.G. CENTER | C | 23 | PART-RMVL/GAC ADDITION
4504537 | LOXAHATCHEE A.G. CENTER | 1 | LOXAHATCHEE A.G. CENTER | B | 02 | DISINFECT/HYPOCHLORIN
4504538 | N/R ASSOCIATES | 1 | N/R ASSOCIATES WTP | B | 02 | DISINFECT/HYPOCHLORIN
4504539 | FOREST HILL GARDENS(RENTALS) | 1 | PALM SPRINGS ROBERT L. PRATT | H | 24 | SOFTENING/LIME-SODA
4504539 | FOREST HILL GARDENS(RENTALS) | 1 | PALM SPRINGS ROBERT L. PRATT | B | 01 | DISINFECT/GASEOUS CHLORIN
4504539 | FOREST HILL GARDENS(RENTALS) | 1 | PALM SPRINGS ROBERT L. PRATT | G | 10 | IRON RMVL/COAGULATION
4504539 | FOREST HILL GARDENS(RENTALS) | 1 | PALM SPRINGS ROBERT L. PRATT | C | 14 | PART-RMVL/RAPID SAND FIL
4504539 | FOREST HILL GARDENS(RENTALS) | 1 | PALM SPRINGS ROBERT L. PRATT | F | 28 | ORGN-RMVL/PACKED TWR-AERA
4504539 | FOREST HILL GARDENS(RENTALS) | 1 | PALM SPRINGS ROBERT L. PRATT | B | 04 | DISINFECT/CHLORAMINES
4504540 | FOREST HILL GRDNS.EAST- ASSOC. | 1 | PALM SPRINGS ROBERT L. PRATT | F | 28 | ORGN-RMVL/PACKED TWR-AERA
4504540 | FOREST HILL GRDNS.EAST- ASSOC. | 1 | PALM SPRINGS ROBERT L. PRATT | B | 01 | DISINFECT/GASEOUS CHLORIN
4504540 | FOREST HILL GRDNS.EAST- ASSOC. | 1 | PALM SPRINGS ROBERT L. PRATT | B | 04 | DISINFECT/CHLORAMINES
4504540 | FOREST HILL GRDNS.EAST- ASSOC. | 1 | PALM SPRINGS ROBERT L. PRATT | C | 14 | PART-RMVL/RAPID SAND FIL
4504540 | FOREST HILL GRDNS.EAST- ASSOC. | 1 | PALM SPRINGS ROBERT L. PRATT | G | 10 | IRON RMVL/COAGULATION
4504540 | FOREST HILL GRDNS.EAST- ASSOC. | 2 | PALM SPRINGS ROBERT L. PRAT PL | H | 24 | SOFTENING/LIME-SODA
4504540 | FOREST HILL GRDNS.EAST- ASSOC. | 2 | PALM SPRINGS ROBERT L. PRAT PL | B | 01 | DISINFECT/GASEOUS CHLORIN
4504540 | FOREST HILL GRDNS.EAST- ASSOC. | 2 | PALM SPRINGS ROBERT L. PRAT PL | B | 04 | DISINFECT/CHLORAMINES
4504540 | FOREST HILL GRDNS.EAST- ASSOC. | 2 | PALM SPRINGS ROBERT L. PRAT PL | C | 14 | PART-RMVL/RAPID SAND FIL
4504540 | FOREST HILL GRDNS.EAST- ASSOC. | 2 | PALM SPRINGS ROBERT L. PRAT PL | F | 28 | ORGN-RMVL/PACKED TWR-AERA
4504540 | FOREST HILL GRDNS.EAST- ASSOC. | 2 | PALM SPRINGS ROBERT L. PRAT PL | G | 10 | IRON RMVL/COAGULATION
4504540 | FOREST HILL GRDNS.EAST- ASSOC. | 1 | PALM SPRINGS ROBERT L. PRATT | H | 24 | SOFTENING/LIME-SODA
4504541 | ROSE'S RED BARN | 1 | SAME | F | 14 | ORGN-RMVL/RAPID SAND FIL
4504541 | ROSE'S RED BARN | 1 | SAME | B | 02 | DISINFECT/HYPOCHLORIN
4504542 | HIGH SCHOOL'GGG'CONSTR.TRAILER | 1 | HIGH SCHOOL CONSTRUCTION TRAIL | B | 02 | DISINFECT/HYPOCHLORIN
4504543 | 3939 CONGRESS BUILDING | 1 | 3939 CONGRESS BLDG. PLANT | B | 02 | DISINFECT/HYPOCHLORIN
4504544 | BIO TOOLS F/K/A AAA WHEELCHAIR WAGON | 1 | BEELINE HWY.PLANT | H | 25 | SOFTENING/ION EXCHANGE
4504544 | BIO TOOLS F/K/A AAA WHEELCHAIR WAGON | 1 | BEELINE HWY.PLANT | B | 02 | DISINFECT/HYPOCHLORIN
4504545 | STORAGE USA | 1 | DELRAY WEST&SMITH SUNDY RD | B | 02 | DISINFECT/HYPOCHLORIN
4504546 | SOUTHERN CENTRE | 1 | SOUTHERN CENTRE | B | 02 | DISINFECT/HYPOCHLORIN
4504546 | SOUTHERN CENTRE | 1 | SOUTHERN CENTRE | H | 25 | SOFTENING/ION EXCHANGE
4504546 | SOUTHERN CENTRE | 1 | SOUTHERN CENTRE | C | 23 | PART-RMVL/GAC ADDITION
4504547 | ALICE'S FLOWERS | 1 | SAME AS ABOVE | A |  | NO TRTMT
4504548 | ALLAN MURRAY NURSERY | 1 | L-21 AND MILITARY TRAIL | A |  | NO TRTMT
4504549 | ANTHONY'S BUILDINGS | 1 | MILITARY TRAIL & CARVER ST. | A |  | NO TRTMT
4504550 | A NU LEAF(AKA BARWOOD NURSERY) | 1 | SE CORNER OF 441& DELRAY WEST | A |  | NO TRTMT
4504551 | TERRA ASGROW FLORIDA | 1 | SW CORNER OF BOYNTON B.&441 | A |  | NO TRTMT
4504552 | A-1 AUTO SERVICE,INC. | 1 | SO. OF BELVEDERE ON MILITARY | F | 14 | ORGN-RMVL/RAPID SAND FIL
4504552 | A-1 AUTO SERVICE,INC. | 1 | SO. OF BELVEDERE ON MILITARY | B | 02 | DISINFECT/HYPOCHLORIN
4504553 | BADER'S BUILDING | 1 | ON CONGRESS(SUMMIT&FORREST H.) | B | 02 | DISINFECT/HYPOCHLORIN
4504554 | BEEM'S CONSTRUCTION TRAILER | 1 | S. OF SUMMIT ON CONGRESS | H | 25 | SOFTENING/ION EXCHANGE
4504554 | BEEM'S CONSTRUCTION TRAILER | 1 | S. OF SUMMIT ON CONGRESS | G | 31 | IRON RMVL/PERMANGANATE
4504555 | BLOOD'S HAMMOCK GROVES | 1 | OLD GERMANTOWN&LAKEVIEW GREEN | A |  | NO TRTMT
4504556 | BOYNTON SAND AND GRAVEL | 1 | ON 441 N.OF CANAL 16 | A |  | NO TRTMT
4504557 | CANDLE LIGHT FLORIST | 1 | SO.OF FOREST HILL ON CONGRESS | B | 02 | DISINFECT/HYPOCHLORIN
4504558 | CIRCLE-K STORE | 1 | N.OF SOUTHERN ON MILITARY | A |  | NO TRTMT
4504559 | CLERICI BUILDING | 1 | LAKE WORTH RD.& FOSS RD. | A |  | NO TRTMT
4504560 | COCOANUT RD. DUPLEXES | 1 | SW.OF LW RD. AND COCOANUT RD. | B | 02 | DISINFECT/HYPOCHLORIN
4504560 | COCOANUT RD. DUPLEXES | 1 | SW.OF LW RD. AND COCOANUT RD. | G | 31 | IRON RMVL/PERMANGANATE
4504560 | COCOANUT RD. DUPLEXES | 1 | SW.OF LW RD. AND COCOANUT RD. | H | 25 | SOFTENING/ION EXCHANGE
4504561 | COCO CABANA | 1 | US #1 &CHUCKKER RD. | A |  | NO TRTMT
4504562 | CONCO SERVICES NURSERY | 1 | DELRAY WEST &153.RD. | A |  | NO TRTMT
4504563 | CONTINENTAL FOLIAGE | 1 | SO.OF DELRAY WEST E.OF 155RD. | A |  | NO TRTMT
4504564 | COUNTRY RESIDENCE | 1 | DONALD ROSS RD.& 69TH. ST. | H | 25 | SOFTENING/ION EXCHANGE
4504564 | COUNTRY RESIDENCE | 1 | DONALD ROSS RD.& 69TH. ST. | C | 23 | PART-RMVL/GAC ADDITION
4504564 | COUNTRY RESIDENCE | 1 | DONALD ROSS RD.& 69TH. ST. | B | 02 | DISINFECT/HYPOCHLORIN
4504565 | CJ'S FARMERS MARKET | 1 | SIMS RD.& WEST ATLANTIC AVE. | A |  | NO TRTMT
4504566 | DELRAY PLANTS | 1 | SIMS RD.&ELCLAIRE RANCH RD. | G | 31 | IRON RMVL/PERMANGANATE
4504566 | DELRAY PLANTS | 1 | SIMS RD.&ELCLAIRE RANCH RD. | H | 25 | SOFTENING/ION EXCHANGE
4504567 | ST ANTHONY'S COUNTRY CARE | 1 | N.OF MARCELLA RD. ON 'E'RD. | H | 25 | SOFTENING/ION EXCHANGE
4504567 | ST ANTHONY'S COUNTRY CARE | 1 | N.OF MARCELLA RD. ON 'E'RD. | B | 02 | DISINFECT/HYPOCHLORIN
4504567 | ST ANTHONY'S COUNTRY CARE | 1 | N.OF MARCELLA RD. ON 'E'RD. | C | 23 | PART-RMVL/GAC ADDITION
4504568 | DIXIE FOOD PRODUCTS | 1 | US 441 &PIERSON RD. | A |  | NO TRTMT
4504569 | DRAWDY CONSTRUCTION | 1 | WEST OF 441 ON LANTANA RD. | A |  | NO TRTMT
4504570 | DUBOIS FARMS | 1 | SWCORNER OF TURNPIKE&IND.TOWNR | H | 25 | SOFTENING/ION EXCHANGE
4504571 | ESSER'S RANCH | 1 | SW CORNER OF DAVIS RD.&LW RD. | A |  | NO TRTMT
4504572 | ESTATES OF RAINBOW LAKES | 1 | WEST OF MILITARY ON 22ND.AVE. | A |  | NO TRTMT
4504573 | ETERNAL LIGHT MEMORIAL GARDENS | 1 | 441&SHALOM LANE(SO.OF BOYN.BLV | A |  | NO TRTMT
4504574 | FARM CREDIT SERVICES | 1 | W.OF441-70TH.ST.(S.OF LANTA.RD | H | 25 | SOFTENING/ION EXCHANGE
4504575 | FARM STORE | 1 | SE CORNER OF 12TH.ST&LANTA.RD. | A |  | NO TRTMT
4504576 | FEDERAL INSURANCE | 1 | NE CORNER OF LAKEWOOD RD.&MTR | A |  | NO TRTMT
4504577 | FP&L SQUARE LAKE SUBSTATION | 1 |  | A |  | NO TRTMT
4504578 | FP&L WELDING/ENDE BUILDING | 1 | MILITARY TRAIL&UP THE GROVE LN | A |  | NO TRTMT
4504579 | FOREST HILL NURSERY | 1 | ON FOREST HILL WEST OF TURNPK. | A |  | NO TRTMT
4504580 | FOREST HILL SHELL | 1 | OREST HILL&CONGRESS(SE CORNER) | A |  | NO TRTMT
4504581 | FORSYTH IN HARMONY FARM | 1 | 'E' RD.& NORTH 14.PLACE | A |  | NO TRTMT
4504582 | GILL COMMERCIAL COMPLEX | 1 | SO OF GUN CLUB E.OF CONGRESS | B | 02 | DISINFECT/HYPOCHLORIN
4504583 | DR'S GLICK& WEINER OFFICE BLDG | 1 | E.OF HAVERHILL ON PINEAIRE LN | B | 02 | DISINFECT/HYPOCHLORIN
4504583 | DR'S GLICK& WEINER OFFICE BLDG | 1 | E.OF HAVERHILL ON PINEAIRE LN | H | 25 | SOFTENING/ION EXCHANGE
4504584 | GRACE GOSPEL CHURCH | 1 | E.OF TUNRPIKE N.OF 70 DR. | A |  | NO TRTMT
4504585 | GMC TRUCKS | 1 | SE CORNER OF GUNCLUB RD.&MTR | H | 25 | SOFTENING/ION EXCHANGE
4504585 | GMC TRUCKS | 1 | SE CORNER OF GUNCLUB RD.&MTR | G | 31 | IRON RMVL/PERMANGANATE
4504586 | GRAND PRIX FARMS | 1 | SO. ON STRATTON IN WELLINGTON | A |  | NO TRTMT
4504587 | GULFSTREAM APTS. | 1 | OLD DIXIE & GULFSTREAM AVE. | H | 25 | SOFTENING/ION EXCHANGE
4504587 | GULFSTREAM APTS. | 1 | OLD DIXIE & GULFSTREAM AVE. | M | 31 | MANGANESE RMVL/PERMANGANATE
4504588 | HIDDEN VILLAS | 1 | HERBERTZ RD.& HOLDEN ST. | H | 25 | SOFTENING/ION EXCHANGE
4504588 | HIDDEN VILLAS | 1 | HERBERTZ RD.& HOLDEN ST. | B | 02 | DISINFECT/HYPOCHLORIN
4504589 | HOFFMAN APARTMENTS | 1 | ON DAVIS RD.(N.OF 6TH.AVE SO.) | A |  | NO TRTMT
4504590 | HOLIDAY CITY-MELROSE PARK | 1 | E.OF 441 SO. OF HYPOLUXU RD. | A |  | NO TRTMT
4504591 | LAWN EQUIPMENT ETC. | 1 | CAMBRIDGE ST&MILITARY(N.OF SO. | A |  | NO TRTMT
4504592 | IBIS GOLF & COUNTRY CLUB | 1 | W.OF BEE LINE HWY ON L.PARK RD | A |  | NO TRTMT
4504593 | INDIAN HILLS GROVES | 1 | LAKESIDE BLV&BOYNTON B.BLV. | A |  | NO TRTMT
4504594 | J & J CAMPERS | 1 | NE CORNER OF MILITARY& CLEMENS | A |  | NO TRTMT
4504595 | J & N FARMS | 1 | NW CORNER OF INDIANTOWN&I-95 | A |  | NO TRTMT
4504596 | JOHN PRINCE PARK | 1 | NE CORNER OF CONGRESS&6TH.AVE. | A |  | NO TRTMT
4504597 | KOBOSKO'S FARMER'S MARKET | 1 | 1.5M W.OF TURNPIKE ON FOREST H | A |  | NO TRTMT
4504598 | KRAMER'S ALLIGATOR FACILITY | 1 | KRAMER'S ALLIGATOR FACILITY | B | 02 | DISINFECT/HYPOCHLORIN
4504599 | LAKE IDA PARK(PBC PRKS&REC.) | 1 | NW 11TH. ST.& LAKE DR. | A |  | NO TRTMT
4504600 | LAKE WOTRH BIBLE CHURCH | 1 | KIRK RD. AND LAKE WORTH RD. | A |  | NO TRTMT
4504601 | LANTANA RD. NURSERY | 1 | W.OF S52 DR.ON LANTANA RD. | A |  | NO TRTMT
4504602 | LARRY WOOD MARINE | 1 | SE CORNER OF FOREST H.&CONGRES | A |  | NO TRTMT
4504603 | LASWELL/CHASE BUILDING | 1 | SCANLAN AVE. AND CONGRESS | A |  | NO TRTMT
4504604 | LEXINGTON HOMES SALES TRAILER | 1 |  | A |  | NO TRTMT
4504605 | LOXAHATCHEE GROVES PARK | 1 | NW CORNER OF SOUTHERN&'C'RD. | B | 02 | DISINFECT/HYPOCHLORIN
4504606 | LOX. GROVES RESIDENTIAL UNITS | 1 | NE CORNER OF SOUTHERN& 'C'RD. | A |  | NO TRTMT
4504607 | JEAN BOULOUTE DUPLEXES | 1 | N.OF MELALEUCA LN. ON KIRK RD. | B | 02 | DISINFECT/HYPOCHLORIN
4504608 | DAIBEE APTS.(FORMER MCCRANIE) | 1 | NE CORN.OF FOREST H.&FL.MANGO | H | 25 | SOFTENING/ION EXCHANGE
4504608 | DAIBEE APTS.(FORMER MCCRANIE) | 1 | NE CORN.OF FOREST H.&FL.MANGO | C | 23 | PART-RMVL/GAC ADDITION
4504609 | MAZZONI FARMS OFFICE BLDG. | 1 | W.OF MILITARY ON BOYNTON B.BLV | A |  | NO TRTMT
4504610 | MAZZONI FARMS REPAIR BUILDING | 1 | W.OF MLITARY ON BOYNTON B.BLVD | A |  | NO TRTMT
4504611 | MEADOW MERCANTILE | 1 | S.OF SUMMIT ON E OF CONGRESS | A |  | NO TRTMT
4504612 | MECCA FARMS-EAST | 1 | 1.5M E.OF I-95 ON DONALD ROSS | B | 02 | DISINFECT/HYPOCHLORIN
4504613 | MECCA FARMS-WEST | 1 | E.OF I-95 ON DONALD ROSSRD. | B | 02 | DISINFECT/HYPOCHLORIN
4504614 | MOORE'S TRUE VALUE HARDWARE | 1 | 1/2MILE W.OF 441 ON SOUTHERN | A |  | NO TRTMT
4504615 | J.E.M.ORCHIDS(AKA MONNIER NUR) | 1 | SW CORNER OF CARTER& MORIKAMI | A |  | NO TRTMT
4504616 | MOSQUITO CONTROL-PBC | 1 | CORNER OF JOG&LANTANA | C | 29 | PART-RMVL/CARTRIDGE FILTR
4504616 | MOSQUITO CONTROL-PBC | 1 | CORNER OF JOG&LANTANA | H | 25 | SOFTENING/ION EXCHANGE
4504616 | MOSQUITO CONTROL-PBC | 1 | CORNER OF JOG&LANTANA | C | 31 | PART-RMVL/PERMANGANATE
4504617 | MURRAY'S REGENCY MANOR | 1 | HOLT RD.& MILITARY(S OF SUMMIT | A |  | NO TRTMT
4504618 | LANTANA RIDING ACADEMY . | 1 | W.OF LANTANA RD. ON OLDSMOBILE | H | 25 | SOFTENING/ION EXCHANGE
4504618 | LANTANA RIDING ACADEMY . | 1 | W.OF LANTANA RD. ON OLDSMOBILE | C | 23 | PART-RMVL/GAC ADDITION
4504619 | NANA'S STATION #120 | 1 | 4TH AVE. & NW 1ST.STREET-S.BAY | A |  | NO TRTMT
4504620 | PALM BEACH SURGICAL ASSOCIATIO | 1 | NE CORNER OF LW.RD& DAVIS RD. | B | 02 | DISINFECT/HYPOCHLORIN
4504620 | PALM BEACH SURGICAL ASSOCIATIO | 1 | NE CORNER OF LW.RD& DAVIS RD. | M | 31 | MANGANESE RMVL/PERMANGANATE
4504620 | PALM BEACH SURGICAL ASSOCIATIO | 1 | NE CORNER OF LW.RD& DAVIS RD. | H | 25 | SOFTENING/ION EXCHANGE
4504620 | PALM BEACH SURGICAL ASSOCIATIO | 1 | NE CORNER OF LW.RD& DAVIS RD. | G | 31 | IRON RMVL/PERMANGANATE
4504621 | NYE BRANDS | 1 | 1.5M W OF MILITARY ON HYPOLUXO | B | 02 | DISINFECT/HYPOCHLORIN
4504621 | NYE BRANDS | 1 | 1.5M W OF MILITARY ON HYPOLUXO | H | 25 | SOFTENING/ION EXCHANGE
4504621 | NYE BRANDS | 1 | 1.5M W OF MILITARY ON HYPOLUXO | C | 23 | PART-RMVL/GAC ADDITION
4504622 | OLSSON'S APARTMENTS | 1 | NW CORNER OF LW.RD.&GULFSTREAM | A |  | NO TRTMT
4504623 | OWEN CLINIC | 1 | LW RD.&43.DR.(1/2M E.OF MTR) | A |  | NO TRTMT
4504624 | P.B.DOWNS ESTATESTRAINING CEN. | 1 | W.OF 441 ON WEST ATLANTIC | H | 25 | SOFTENING/ION EXCHANGE
4504625 | PBC FIRE STATION #14 | 1 | JUPITER FARMS RD.&N 167PLACE | H | 25 | SOFTENING/ION EXCHANGE
4504625 | PBC FIRE STATION #14 | 1 | JUPITER FARMS RD.&N 167PLACE | B | 02 | DISINFECT/HYPOCHLORIN
4504626 | PALM BEACH GROVES | 1 | N.ON SEMINOLE PRATT(N OF OKEEC | A |  | NO TRTMT
4504627 | FLYING COW FARMS INC. | 1 | S.OF SOUTHERN-PUSTIC RANCH RD. | H | 25 | SOFTENING/ION EXCHANGE
4504628 | PERO BROTHERS PACKING & SALES | 1 | 2M N OF W.ATLANTIC ON 441 | H | 25 | SOFTENING/ION EXCHANGE
4504628 | PERO BROTHERS PACKING & SALES | 1 | 2M N OF W.ATLANTIC ON 441 | C | 15 | PART-RMVL/PRESS SAND FILT
4504628 | PERO BROTHERS PACKING & SALES | 1 | 2M N OF W.ATLANTIC ON 441 | B | 02 | DISINFECT/HYPOCHLORIN
4504629 | PRATT-WHITNEY REMOTE TEST SITE | 1 | ON BEELINE HWY (PASS LAKEPARK) | B | 02 | DISINFECT/HYPOCHLORIN
4504630 | QUAIL RUN APARTMENTS | 1 | S.COURT RD&MELALEUCA LN. | G | 31 | IRON RMVL/PERMANGANATE
4504631 | QUALITY LIGHTING(FARMERS MAR) | 1 | S.OF SPANISH RIVER BLVD.ON US1 | A |  | NO TRTMT
4504632 | QUALITY MARKET | 1 | ON US441 IN CANAL POINT | A |  | NO TRTMT
4504633 | REPKA BUILDING | 1 | S.OF BELVEDRE ON MILITARY | H | 25 | SOFTENING/ION EXCHANGE
4504633 | REPKA BUILDING | 1 | S.OF BELVEDRE ON MILITARY | C | 29 | PART-RMVL/CARTRIDGE FILTR
4504634 | ROSE'S RED BARN | 1 | SW.CORNER OF US441&52ND.RD. | F | 14 | ORGN-RMVL/RAPID SAND FIL
4504634 | ROSE'S RED BARN | 1 | SW.CORNER OF US441&52ND.RD. | B | 02 | DISINFECT/HYPOCHLORIN
4504635 | SERAFICA APARTMENTS | 1 | SERAFICA DR. # 4835- DR. | B | 02 | DISINFECT/HYPOCHLORIN
4504635 | SERAFICA APARTMENTS | 1 | SERAFICA DR. # 4835- DR. | H | 25 | SOFTENING/ION EXCHANGE
4504635 | SERAFICA APARTMENTS | 1 | SERAFICA DR. # 4835- DR. | G | 31 | IRON RMVL/PERMANGANATE
4504636 | SHERIFF'S MOUNTED UNIT | 1 | BARN&OFFICE IN OKEEHEELEE PARK | A |  | NO TRTMT
4504637 | PBSO SHOOTING RANGE | 1 | SE.OF DRURY PLACE&HEATHRIDGE | B | 02 | DISINFECT/HYPOCHLORIN
4504637 | PBSO SHOOTING RANGE | 1 | SE.OF DRURY PLACE&HEATHRIDGE | E | 20 | T-O CTRL/AERATION
4504637 | PBSO SHOOTING RANGE | 1 | SE.OF DRURY PLACE&HEATHRIDGE | C | 23 | PART-RMVL/GAC ADDITION
4504638 | SLUTH DUPLEXES | 1 | GULFSTREAM RD.&WATER WAY DR. | A |  | NO TRTMT
4504639 | SOLID WASTE COMPLEX-PBC | 1 | E.OF 441 ON LANTANA RD. | A |  | NO TRTMT
4504640 | SFWMD PUMP STATION #5 | 1 | ON SOUTHERN BLVD.20 MILE BEND | C | 29 | PART-RMVL/CARTRIDGE FILTR
4504640 | SFWMD PUMP STATION #5 | 1 | ON SOUTHERN BLVD.20 MILE BEND | H | 25 | SOFTENING/ION EXCHANGE
4504640 | SFWMD PUMP STATION #5 | 1 | ON SOUTHERN BLVD.20 MILE BEND | E | 20 | T-O CTRL/AERATION
4504641 | SOUTHERN BELL OFFICE BUILDING | 1 | OLD A1A & RCA BLVD. | A |  | NO TRTMT
4504642 | SOUTHERN FOLIAGE | 1 | ORNER OF CARTER&MORIKAMI PARK | A |  | NO TRTMT
4504643 | STEVENS TROPICAL | 1 | SE CORNER OF SKEES&OKEECHOBEE | A |  | NO TRTMT
4504644 | STILLMEADOW FARM | 1 | ON SOUTHSHORE BLVD.-WELLINGTON | A |  | NO TRTMT
4504645 | TILLMAN FUNERAL HOME | 1 | SO. OF PURDUE ON MILITARY TR. | A |  | NO TRTMT
4504646 | TOMMY RICHARDS BAIL NONDS | 1 | N.OF SUMMIT ON CONGRESS | B | 02 | DISINFECT/HYPOCHLORIN
4504647 | TUBB'S CUSTOM RES.PUMP SERVICE | 1 | S.OF 10TH AVE. ON MILITARY TR | A |  | NO TRTMT
4504648 | TURNPIKE TOLL PLAZA-BOCARATON | 1 | N.OF GLADES ON TURNPIKE | A |  | NO TRTMT
4504649 | TURNPIKE INTERCHANGE-DELRAY | 1 | N.OF WEST ATLANTIC ON TURNPIKE | C | 29 | PART-RMVL/CARTRIDGE FILTR
4504649 | TURNPIKE INTERCHANGE-DELRAY | 1 | N.OF WEST ATLANTIC ON TURNPIKE | B | 02 | DISINFECT/HYPOCHLORIN
4504650 | TURNPIKE INTERCHANGE-PBGARDENS | 1 | PGA BLVD.& TURNPIKE | A |  | NO TRTMT
4504651 | TURNPIKE INTERCHANGE-JUPITER | 1 | INDIANTOWN RD.&TURNPIKE | A |  | NO TRTMT
4504652 | TURNPIKE INTERCHANGE-BOYNTON | 1 | BOYNTON BEACH BLVD.&TURNPIKE | A |  | NO TRTMT
4504653 | L.V.MECCA FARMS,INC. | 1 | DELRAY WEST&153 RD.SOUTH | A |  | NO TRTMT
4504654 | VISTA CENTER-SALES TRAILER | 1 | .OF TURNPIKE ON OKECHOBEE BLVD | H | 25 | SOFTENING/ION EXCHANGE
4504655 | VW BUILDING & DESIGN | 1 | 1MILE N.OF BOYNTON B.BL ON 441 | A |  | NO TRTMT
4504656 | THOMPSON'S TAVERN/GROCERY | 1 | SE CORNER OF HAGEN RD.&BOYNTON | H | 25 | SOFTENING/ION EXCHANGE
4504657 | W.C.INTERNATIONAL INC. | 1 | 2MILE S.OF LANTANA RD.ON 441 | B | 02 | DISINFECT/HYPOCHLORIN
4504658 | WHITWORTH FARMS-PACKING PLANT | 1 | S.OF BOYNTON BLVD. ON 441 | H | 25 | SOFTENING/ION EXCHANGE
4504659 | WYCLIFFE'S GOLF& COUNTRY CLUB | 1 | S.OF LW RD.ON 441 | A |  | NO TRTMT
4504660 | COUNTRY ESTATES CHURCH OF GOD | 1 | NW CORNER OF DONALD ROSS-I95 | C | 23 | PART-RMVL/GAC ADDITION
4504660 | COUNTRY ESTATES CHURCH OF GOD | 1 | NW CORNER OF DONALD ROSS-I95 | B | 02 | DISINFECT/HYPOCHLORIN
4504661 | LOXAHATCHEE COUNTRY PRESCHOOL, INC. | 1 | W.OF ROYAL PALM BEACH ON OKEE. | B | 02 | DISINFECT/HYPOCHLORIN
4504662 | ENGLE CONST.SALES TRAILER | 1 | 1MILE N.OF LW.BLVD.ON JOG RD. | A |  | NO TRTMT
4504663 | WHITWORTH FARMS- OFFICE | 1 | WHITWORTH FARMS OFFICE | B | 02 | DISINFECT/HYPOCHLORIN
4504664 | JUPITER FARMS COMMUNITY ELEMENTARY SCHOO | 1 | SAME | E | 23 | T-O CTRL/GAC ADDITION
4504664 | JUPITER FARMS COMMUNITY ELEMENTARY SCHOO | 1 | SAME | B | 02 | DISINFECT/HYPOCHLORIN
4504664 | JUPITER FARMS COMMUNITY ELEMENTARY SCHOO | 1 | SAME | C | 29 | PART-RMVL/CARTRIDGE FILTR
4504664 | JUPITER FARMS COMMUNITY ELEMENTARY SCHOO | 1 | SAME | E | 28 | T-O CTRL/PACKED TWR-AERA
4504664 | JUPITER FARMS COMMUNITY ELEMENTARY SCHOO | 1 | SAME | F | 26 | ORGN-RMVL/REVERSE OSMOSIS
4504664 | JUPITER FARMS COMMUNITY ELEMENTARY SCHOO | 1 | SAME | D | 19 | CORR-CTRL/PH ADJUSTMENT
4504665 | HOLY SPIRIT LUTHERAN CHURCH | 1 | SAME AS ABOVE | B | 02 | DISINFECT/HYPOCHLORIN
4504665 | HOLY SPIRIT LUTHERAN CHURCH | 1 | SAME AS ABOVE | Z | 26 | OTHER/REVERSE OSMOSIS
4504666 | LEXINGTON LAKES SALES OFFICE | 1 | SAME AS ABOVE | A |  | NO TRTMT
4504667 | K.D.HOMES OF AMERICA INC. | 1 | SAME AS ABOVE | A |  | NO TRTMT
4504668 | ZIMMERMAN TREE SERVICE | 1 | SO. OF HYPOLUXO ON MILITARY | B | 02 | DISINFECT/HYPOCHLORIN
4504668 | ZIMMERMAN TREE SERVICE | 1 | SO. OF HYPOLUXO ON MILITARY | H | 25 | SOFTENING/ION EXCHANGE
4504668 | ZIMMERMAN TREE SERVICE | 1 | SO. OF HYPOLUXO ON MILITARY | C | 29 | PART-RMVL/CARTRIDGE FILTR
4504669 | MCDONOUGH DUPLEXES.(LOT B) | 1 | SAME AS ABOVE | A |  | NO TRTMT
4504670 | BARONE DUPLEXES | 1 | SAME AS ABOVE | C | 23 | PART-RMVL/GAC ADDITION
4504671 | F.C.SCREEN PRINTING | 1 | SO. OF SUMMIT ON CONGRESS AVE. | B | 02 | DISINFECT/HYPOCHLORIN
4504671 | F.C.SCREEN PRINTING | 1 | SO. OF SUMMIT ON CONGRESS AVE. | M | 31 | MANGANESE RMVL/PERMANGANATE
4504671 | F.C.SCREEN PRINTING | 1 | SO. OF SUMMIT ON CONGRESS AVE. | G | 31 | IRON RMVL/PERMANGANATE
4504672 | LACOURSIERE BLDG. | 1 | LACOURSIERE BLDG. | B | 02 | DISINFECT/HYPOCHLORIN
4504673 | CLOUD LAKE BOOKSTORE | 1 |  | B | 02 | DISINFECT/HYPOCHLORIN
4504674 | LAKE ESTATES SALES CENTER | 1 | SAME AS ABOVE | A |  | NO TRTMT
4504675 | INTERNATIONAL TREE FARMS | 1 | SAME | A |  | NO TRTMT
4504676 | EVEREST POLO STABLES | 1 | N.E.CORNER OF 128TH&INDIAN M. | H | 25 | SOFTENING/ION EXCHANGE
4504677 | G.K.K.SOUTHERN SAND & STONE | 1 | BELVEDRERSAND &STONE(FORMER) | H | 25 | SOFTENING/ION EXCHANGE
4504677 | G.K.K.SOUTHERN SAND & STONE | 1 | BELVEDRERSAND &STONE(FORMER) | G | 31 | IRON RMVL/PERMANGANATE
4504678 | JEWISH THRIFT SHOP(AKA A&B FUR | 1 | SAME AS ABOVE | A |  | NO TRTMT
4504679 | TRISTATE AUTO ENT.INC, | 1 | SAME AS ABOVE | A |  | NO TRTMT
4504680 | CHUCK'S WALLPAPER CENTER | 1 | CHUCK'S WALLPAPER CENTER | H | 25 | SOFTENING/ION EXCHANGE
4504680 | CHUCK'S WALLPAPER CENTER | 1 | CHUCK'S WALLPAPER CENTER | C | 29 | PART-RMVL/CARTRIDGE FILTR
4504681 | J.B.LEWIS CARPETS | 1 | SAME | A |  | NO TRTMT
4504682 | STATE AUTO TAGS AND INSURANCE | 1 | SAME AS ABOVE | C | 29 | PART-RMVL/CARTRIDGE FILTR
4504683 | LAKE CATHERINE CONST.TRAILER | 1 | SAME AS ABOVE | A |  | NO TRTMT
4504684 | LAKE RIDGE HOMES SALES TRAILER | 1 | SAME AS ABOVE | A |  | NO TRTMT
4504685 | PALM BEACH ROCK INC. | 1 | (STATE RD #80-EAST OF 20M BEND | A |  | NO TRTMT
4504686 | AUTO LIQUIDATION CENTER, INC | 1 |  | B | 02 | DISINFECT/HYPOCHLORIN
4504687 | AMERIGROW RECYCLING | 1 | SAME AS ABOVE | A |  | NO TRTMT
4504688 | PESTANA APARTMENTS | 1 | ME AS ABOVE | B | 02 | DISINFECT/HYPOCHLORIN
4504689 | PALMS WEST ALLIANCE CHURCH | 1 | PALMS WEST ALLIANCE CHURCH | B | 02 | DISINFECT/HYPOCHLORIN
4504689 | PALMS WEST ALLIANCE CHURCH | 1 | PALMS WEST ALLIANCE CHURCH | C | 23 | PART-RMVL/GAC ADDITION
4504689 | PALMS WEST ALLIANCE CHURCH | 1 | PALMS WEST ALLIANCE CHURCH | H | 25 | SOFTENING/ION EXCHANGE
4504690 | HENEGAN'S NURSERY & LANDSCAPE | 1 | AS ABOVE | H | 25 | SOFTENING/ION EXCHANGE
4504691 | BUDGET INN | 1 | BUDGET INN | B | 02 | DISINFECT/HYPOCHLORIN
4504692 | SECOND CHANCE EMPORIUM | 1 | AS ABOVE | A |  | NO TRTMT
4504693 | ANTIQUE MARKET PLACE | 1 |  | A |  | NO TRTMT
4504694 | BUSHEY'S RELIGIUS SUPPLIES | 1 | A | A |  | NO TRTMT
4504695 | SANTA ROSA GROVES | 1 | SEMINOLE PRATT&WHITNEY RD. | A |  | NO TRTMT
4504696 | IGLESIA DE ADORACION FAMILIAR | 1 | 1 | B | 02 | DISINFECT/HYPOCHLORIN
4504697 | JUPITER FARMS COMMUNITY PARK | 1 | SAME AS ABOVE | B | 02 | DISINFECT/HYPOCHLORIN
4504698 | COUNTRY MARKET(AKA C.PRODUCE) | 1 | AKA CONGRESS PRODUCE | A |  | NO TRTMT
4504699 | RAY FLOW APARTMENTS -NORTH | 1 | SAME AS ABOVE | H | 25 | SOFTENING/ION EXCHANGE
4504699 | RAY FLOW APARTMENTS -NORTH | 1 | SAME AS ABOVE | C | 29 | PART-RMVL/CARTRIDGE FILTR
4504700 | BOZICEVIC PROPERTY | 1 |  | B | 02 | DISINFECT/HYPOCHLORIN
4504701 | FOUR FORTY ONE PLAZA | 1 | SAME AS ABOVE | B | 02 | DISINFECT/HYPOCHLORIN
4504702 | PROFESSIONAL CENTER | 1 | AME AS ABOVE | C | 23 | PART-RMVL/GAC ADDITION
4504702 | PROFESSIONAL CENTER | 1 | AME AS ABOVE | B | 02 | DISINFECT/HYPOCHLORIN
4504703 | CHILLEMI APARTMENTS | 1 | SAME AS ABOVE | A |  | NO TRTMT
4504704 | EINO-LA APARTMENTS | 1 | SAME AS ABOVE | A |  | NO TRTMT
4504705 | WESTGATE APARTMENTS-FOOSE APTS | 1 | WESTGATE APARTMENTS WTP | E | 20 | T-O CTRL/AERATION
4504705 | WESTGATE APARTMENTS-FOOSE APTS | 1 | WESTGATE APARTMENTS WTP | B | 02 | DISINFECT/HYPOCHLORIN
4504706 | RON KENDALL MASONRY INC. | 1 | SAME AS ABVE | A |  | NO TRTMT
4504707 | PBG MUNICIPAL GOLF COURSE | 1 |  | B | 02 | DISINFECT/HYPOCHLORIN
4504708 | PARK AVENUE APARTMENTS | 1 | E AS ABOVE | B | 02 | DISINFECT/HYPOCHLORIN
4504708 | PARK AVENUE APARTMENTS | 1 | E AS ABOVE | H | 25 | SOFTENING/ION EXCHANGE
4504708 | PARK AVENUE APARTMENTS | 1 | E AS ABOVE | C | 29 | PART-RMVL/CARTRIDGE FILTR
4504709 | WALDBAUER APARTMENTS | 1 | SAME AS ABOVE | B | 02 | DISINFECT/HYPOCHLORIN
4504709 | WALDBAUER APARTMENTS | 1 | SAME AS ABOVE | H | 25 | SOFTENING/ION EXCHANGE
4504709 | WALDBAUER APARTMENTS | 1 | SAME AS ABOVE | G | 30 | IRON RMVL/GREENSAND FILTR
4504710 | TRAIL ANIMAL HOSPITAL | 1 | SAME AS ABOVE | A |  | NO TRTMT
4504711 | KARACHALIAS UNITS | 1 | SAME AS ABOVE | A |  | NO TRTMT
4504712 | STAR OF DAVID A/K/A MENORAH GARDENS | 1 | STAR OF DAVID A/K/A MEMORAH | B | 02 | DISINFECT/HYPOCHLORIN
4504712 | STAR OF DAVID A/K/A MENORAH GARDENS | 1 | STAR OF DAVID A/K/A MEMORAH | H | 25 | SOFTENING/ION EXCHANGE
4504712 | STAR OF DAVID A/K/A MENORAH GARDENS | 1 | STAR OF DAVID A/K/A MEMORAH | C | 29 | PART-RMVL/CARTRIDGE FILTR
4504713 | MASTER GARDENS NURSERY | 1 | SAME AS ABOVE | A |  | NO TRTMT
4504714 | RENTAL SERVICE CORP.(R.S.C) | 1 | FL.CONTRACTOR RENTALS/SAF-T-GR | A |  | NO TRTMT
4504715 | WASTE MANAGEMENT OF PALM BEACH | 1 | SAME AS ABOVE | B | 02 | DISINFECT/HYPOCHLORIN
4504715 | WASTE MANAGEMENT OF PALM BEACH | 1 | SAME AS ABOVE | H | 25 | SOFTENING/ION EXCHANGE
4504715 | WASTE MANAGEMENT OF PALM BEACH | 1 | SAME AS ABOVE | F | 14 | ORGN-RMVL/RAPID SAND FIL
4504716 | PBC SHERIFF'S K-9 FACILITY | 1 | PBC SHERIFF'S K-9 TRAINING FAC | A |  | NO TRTMT
4504717 | ORIENTAL EXPRESS | 1 | SAME AS ABOVE | M | 31 | MANGANESE RMVL/PERMANGANATE
4504717 | ORIENTAL EXPRESS | 1 | SAME AS ABOVE | G | 31 | IRON RMVL/PERMANGANATE
4504718 | FOUR POINTS MARKET | 1 | FOUR POINTS MARKET | B | 02 | DISINFECT/HYPOCHLORIN
4504718 | FOUR POINTS MARKET | 1 | FOUR POINTS MARKET | H | 25 | SOFTENING/ION EXCHANGE
4504718 | FOUR POINTS MARKET | 1 | FOUR POINTS MARKET | C | 23 | PART-RMVL/GAC ADDITION
4504719 | CALLERY JUDGE GROVES | 2 | CALLERY JUDGE GROVE-NORTH | H | 25 | SOFTENING/ION EXCHANGE
4504719 | CALLERY JUDGE GROVES | 2 | CALLERY JUDGE GROVE-NORTH | M | 30 | MANGANESE RMVL/GREENSAND FILTR
4504719 | CALLERY JUDGE GROVES | 2 | CALLERY JUDGE GROVE-NORTH | G | 30 | IRON RMVL/GREENSAND FILTR
4504719 | CALLERY JUDGE GROVES | 2 | CALLERY JUDGE GROVE-NORTH | B | 02 | DISINFECT/HYPOCHLORIN
4504719 | CALLERY JUDGE GROVES | 2 | CALLERY JUDGE GROVE-NORTH | C | 23 | PART-RMVL/GAC ADDITION
4504719 | CALLERY JUDGE GROVES | 1 | CALLERY JUDGE SOUTH | A |  | NO TRTMT
4504720 | SERVICE STATION | 1 |  | B | 02 | DISINFECT/HYPOCHLORIN
4504721 | MESINA P.C.D.GAS & FOOD MART | 1 | SAME AS ABOVE | B | 02 | DISINFECT/HYPOCHLORIN
4504722 | PALMS WEST PRESBYTERIAN CHURCH | 1 | SAME AS ABOVE | B | 02 | DISINFECT/HYPOCHLORIN
4504723 | TRINITY BAPTIST CHURCH | 1 |  | B | 02 | DISINFECT/HYPOCHLORIN
4504724 | ACREAGE PINES COM.ELEM.SCHOOL | 1 |  | B | 02 | DISINFECT/HYPOCHLORIN
4504724 | ACREAGE PINES COM.ELEM.SCHOOL | 1 |  | C | 29 | PART-RMVL/CARTRIDGE FILTR
4504724 | ACREAGE PINES COM.ELEM.SCHOOL | 1 |  | F | 26 | ORGN-RMVL/REVERSE OSMOSIS
4504724 | ACREAGE PINES COM.ELEM.SCHOOL | 1 |  | D | 19 | CORR-CTRL/PH ADJUSTMENT
4504724 | ACREAGE PINES COM.ELEM.SCHOOL | 1 |  | E | 28 | T-O CTRL/PACKED TWR-AERA
4504724 | ACREAGE PINES COM.ELEM.SCHOOL | 1 |  | D | 18 | CORR-CTRL/SEQUESTATION
4504725 | BILLY BOWMAN & SONS INC, | 1 |  | A |  | NO TRTMT
4504726 | CAVE MHP | 1 |  | H | 25 | SOFTENING/ION EXCHANGE
4504726 | CAVE MHP | 1 |  | B | 02 | DISINFECT/HYPOCHLORIN
4504727 | SUN VILLAGE APTS.(WEST&EAST) | 2 | EAST WTP | A |  | NO TRTMT
4504727 | SUN VILLAGE APTS.(WEST&EAST) | 1 | WEST WTP | B | 02 | DISINFECT/HYPOCHLORIN
4504728 | SUN VILLAGE APARTMENTS-EAST | 1 | SAME AS ABOVE | A |  | NO TRTMT
4504729 | BLUEBIRD FARMS-HOLE IN THE W. | 1 | B.B. FARMS-FEED&SUPPLY INC. | A |  | NO TRTMT
4504730 | PALMS WEST CHAMBER OF COMMERCE | 1 |  | B | 02 | DISINFECT/HYPOCHLORIN
4504731 | ABELL'S NURSERY | 1 |  | A |  | NO TRTMT
4504732 | LANTANA PEAT & SOIL | 1 | SAME AS ABOVE | A |  | NO TRTMT
4504733 | ALJO APARTMENTS(EAST&WEST) #1 | 1 | EAST(4063-4085) | C | 29 | PART-RMVL/CARTRIDGE FILTR
4504733 | ALJO APARTMENTS(EAST&WEST) #1 | 2 | WEST(4093-4115) | H | 25 | SOFTENING/ION EXCHANGE
4504733 | ALJO APARTMENTS(EAST&WEST) #1 | 2 | WEST(4093-4115) | C | 29 | PART-RMVL/CARTRIDGE FILTR
4504733 | ALJO APARTMENTS(EAST&WEST) #1 | 1 | EAST(4063-4085) | H | 25 | SOFTENING/ION EXCHANGE
4504734 | LEFAVOR ENTERPRISES | 2 | WELL#2(ACC.OFFICE+BARBER SHOP) | A |  | NO TRTMT
4504734 | LEFAVOR ENTERPRISES | 1 | WELL#1(SERVING VIDEO SHOP) | B | 02 | DISINFECT/HYPOCHLORIN
4504735 | SOUTHFIELD FARMS | 1 | DAVID AILSTOCK OPERATOR | B | 02 | DISINFECT/HYPOCHLORIN
4504736 | PRODUCE PRODUCERS | 1 |  | A |  | NO TRTMT
4504737 | PBCWUD - INDIAN TRAILS | 1 | INDIAN TRAIL WATER CONTR.DIST. | A |  | NO TRTMT
4504738 | TURNPIKE INTERCHANGE-BOYNTON | 1 | BUILDING-A(WELL-A) | B | 02 | DISINFECT/HYPOCHLORIN
4504738 | TURNPIKE INTERCHANGE-BOYNTON | 2 | BUILDING -B(WELL-B)WTP | H | 25 | SOFTENING/ION EXCHANGE
4504738 | TURNPIKE INTERCHANGE-BOYNTON | 2 | BUILDING -B(WELL-B)WTP | B | 02 | DISINFECT/HYPOCHLORIN
4504738 | TURNPIKE INTERCHANGE-BOYNTON | 1 | BUILDING-A(WELL-A) | H | 25 | SOFTENING/ION EXCHANGE
4504739 | DUBOIS GROVERS-MAINTENANCE | 1 | MAINTENANCE | A |  | NO TRTMT
4504740 | SUNSET OAKS OF LAKE WORTH | 1 |  | H | 25 | SOFTENING/ION EXCHANGE
4504741 | P.B.DOWNS ESTATES GUARDHOUSE | 1 |  | A |  | NO TRTMT
4504742 | SOUTHERN TRUSS | 1 |  | B | 02 | DISINFECT/HYPOCHLORIN
4504743 | BURROW'S APARTMENTS | 1 | WELL#1(NORTH WELL) | G | 31 | IRON RMVL/PERMANGANATE
4504743 | BURROW'S APARTMENTS | 1 | WELL#1(NORTH WELL) | H | 25 | SOFTENING/ION EXCHANGE
4504743 | BURROW'S APARTMENTS | 3 | WELL#3 | H | 25 | SOFTENING/ION EXCHANGE
4504743 | BURROW'S APARTMENTS | 2 | WELL#2 | H | 25 | SOFTENING/ION EXCHANGE
4504743 | BURROW'S APARTMENTS | 3 | WELL#3 | C | 23 | PART-RMVL/GAC ADDITION
4504743 | BURROW'S APARTMENTS | 2 | WELL#2 | C | 23 | PART-RMVL/GAC ADDITION
4504744 | GUSH APARTMENTS | 1 | EAST WELL(SERVING8874,8876) | C | 23 | PART-RMVL/GAC ADDITION
4504744 | GUSH APARTMENTS | 2 | WEST WELL(SERVING 8868,8870) | F | 20 | ORGN-RMVL/AERATION
4504744 | GUSH APARTMENTS | 2 | WEST WELL(SERVING 8868,8870) | C | 23 | PART-RMVL/GAC ADDITION
4504744 | GUSH APARTMENTS | 1 | EAST WELL(SERVING8874,8876) | H | 25 | SOFTENING/ION EXCHANGE
4504745 | WALLACE STREET PROPERTIES | 1 | ONE DUBLEX+ONE SINGLE FAMILY | H | 25 | SOFTENING/ION EXCHANGE
4504745 | WALLACE STREET PROPERTIES | 1 | ONE DUBLEX+ONE SINGLE FAMILY | C | 23 | PART-RMVL/GAC ADDITION
4504745 | WALLACE STREET PROPERTIES | 2 | 2-SINGLE FAMILY HOMES WELL | A |  | NO TRTMT
4504746 | TOM'S WELDING SERVICE | 1 |  | A |  | NO TRTMT
4504747 | BROWARD PUMP & SUPPLY | 1 |  | A |  | NO TRTMT
4504748 | COUNTRY RETREAT | 1 | ADULT CONGREGATE LIVING FACIL. | B | 02 | DISINFECT/HYPOCHLORIN
4504748 | COUNTRY RETREAT | 1 | ADULT CONGREGATE LIVING FACIL. | E | 20 | T-O CTRL/AERATION
4504748 | COUNTRY RETREAT | 1 | ADULT CONGREGATE LIVING FACIL. | M | 31 | MANGANESE RMVL/PERMANGANATE
4504748 | COUNTRY RETREAT | 1 | ADULT CONGREGATE LIVING FACIL. | H | 25 | SOFTENING/ION EXCHANGE
4504748 | COUNTRY RETREAT | 1 | ADULT CONGREGATE LIVING FACIL. | G | 31 | IRON RMVL/PERMANGANATE
4504749 | FRENCH APARTMENTS | 1 | WTP#1(4671-73,75,76)4 UNITS | C | 23 | PART-RMVL/GAC ADDITION
4504749 | FRENCH APARTMENTS | 2 | WTP#2 SERVING 3 UNITS | H | 25 | SOFTENING/ION EXCHANGE
4504749 | FRENCH APARTMENTS | 2 | WTP#2 SERVING 3 UNITS | G | 30 | IRON RMVL/GREENSAND FILTR
4504749 | FRENCH APARTMENTS | 1 | WTP#1(4671-73,75,76)4 UNITS | H | 25 | SOFTENING/ION EXCHANGE
4504750 | DALINDA APARTMENTS | 1 | EAST WELL SERVING 4 UNITS | H | 25 | SOFTENING/ION EXCHANGE
4504750 | DALINDA APARTMENTS | 2 | WEST WELL SERVING 4 UNITS | B | 02 | DISINFECT/HYPOCHLORIN
4504750 | DALINDA APARTMENTS | 1 | EAST WELL SERVING 4 UNITS | G | 31 | IRON RMVL/PERMANGANATE
4504750 | DALINDA APARTMENTS | 1 | EAST WELL SERVING 4 UNITS | B | 02 | DISINFECT/HYPOCHLORIN
4504750 | DALINDA APARTMENTS | 2 | WEST WELL SERVING 4 UNITS | G | 30 | IRON RMVL/GREENSAND FILTR
4504751 | JUP.FARMS COMM.SHOPPING CENTER | 1 | NE COR.OF IND.TOWN RD.&J.FARMS | B | 02 | DISINFECT/HYPOCHLORIN
4504752 | FUSMER APARTMENTS | 1 |  | A |  | NO TRTMT
4504753 | BURMA CIRCLE APARTMENTS | 1 |  | B | 02 | DISINFECT/HYPOCHLORIN
4504753 | BURMA CIRCLE APARTMENTS | 1 |  | H | 25 | SOFTENING/ION EXCHANGE
4504753 | BURMA CIRCLE APARTMENTS | 1 |  | G | 30 | IRON RMVL/GREENSAND FILTR
4504754 | NATH APARTMENTS #1 | 1 | 4647 MYRTLE LANE WELL | G | 31 | IRON RMVL/PERMANGANATE
4504754 | NATH APARTMENTS #1 | 2 | 4659 MYRTLE LANE WELL | H | 25 | SOFTENING/ION EXCHANGE
4504754 | NATH APARTMENTS #1 | 2 | 4659 MYRTLE LANE WELL | G | 31 | IRON RMVL/PERMANGANATE
4504754 | NATH APARTMENTS #1 | 1 | 4647 MYRTLE LANE WELL | H | 25 | SOFTENING/ION EXCHANGE
4504755 | MILLER APARTMENTS | 1 |  | H | 25 | SOFTENING/ION EXCHANGE
4504755 | MILLER APARTMENTS | 1 |  | G | 31 | IRON RMVL/PERMANGANATE
4504756 | PYTEL APARTMENTS | 1 |  | G | 31 | IRON RMVL/PERMANGANATE
4504756 | PYTEL APARTMENTS | 1 |  | H | 25 | SOFTENING/ION EXCHANGE
4504756 | PYTEL APARTMENTS | 3 |  | H | 25 | SOFTENING/ION EXCHANGE
4504756 | PYTEL APARTMENTS | 2 |  | H | 25 | SOFTENING/ION EXCHANGE
4504756 | PYTEL APARTMENTS | 3 |  | G | 31 | IRON RMVL/PERMANGANATE
4504756 | PYTEL APARTMENTS | 2 |  | G | 31 | IRON RMVL/PERMANGANATE
4504757 | LIMEHOUSE RENTAL UNITS | 1 |  | B | 02 | DISINFECT/HYPOCHLORIN
4504758 | E-Z MARINE SUPPLY INC. | 1 |  | H | 25 | SOFTENING/ION EXCHANGE
4504759 | HOELSCHER APARTMENTS | 1 |  | B | 02 | DISINFECT/HYPOCHLORIN
4504759 | HOELSCHER APARTMENTS | 1 |  | H | 25 | SOFTENING/ION EXCHANGE
4504759 | HOELSCHER APARTMENTS | 1 |  | G | 31 | IRON RMVL/PERMANGANATE
4504760 | MAROT APARTMENTS | 1 |  | F | 20 | ORGN-RMVL/AERATION
4504760 | MAROT APARTMENTS | 1 |  | H | 25 | SOFTENING/ION EXCHANGE
4504760 | MAROT APARTMENTS | 1 |  | G | 31 | IRON RMVL/PERMANGANATE
4504761 | JESSICA CONDOMINIUMS | 1 |  | A |  | NO TRTMT
4504762 | RAY FLOW APARTMENTS-SOUTH | 2 | WELL #2 | H | 25 | SOFTENING/ION EXCHANGE
4504762 | RAY FLOW APARTMENTS-SOUTH | 1 | WELL #1 | H | 25 | SOFTENING/ION EXCHANGE
4504763 | K & M BEER DEPOT | 1 |  | H | 25 | SOFTENING/ION EXCHANGE
4504764 | SAND & SEA VILLAGE MHP | 1 | BOYNTON BEACH WTP-EAST | B | 04 | DISINFECT/CHLORAMINES
4504764 | SAND & SEA VILLAGE MHP | 1 | BOYNTON BEACH WTP-EAST | E | 01 | T-O CTRL/GASEOUS CHLORIN
4504764 | SAND & SEA VILLAGE MHP | 1 | BOYNTON BEACH WTP-EAST | B | 01 | DISINFECT/GASEOUS CHLORIN
4504764 | SAND & SEA VILLAGE MHP | 1 | BOYNTON BEACH WTP-EAST | C | 10 | PART-RMVL/COAGULATION
4504764 | SAND & SEA VILLAGE MHP | 1 | BOYNTON BEACH WTP-EAST | C | 14 | PART-RMVL/RAPID SAND FIL
4504764 | SAND & SEA VILLAGE MHP | 1 | BOYNTON BEACH WTP-EAST | D | 19 | CORR-CTRL/PH ADJUSTMENT
4504764 | SAND & SEA VILLAGE MHP | 1 | BOYNTON BEACH WTP-EAST | D | 37 | CORR-CTRL/ALKALINITY ADJ.
4504764 | SAND & SEA VILLAGE MHP | 1 | BOYNTON BEACH WTP-EAST | H | 24 | SOFTENING/LIME-SODA
4504765 | SPANISH RIVER NURSERY | 1 |  | A |  | NO TRTMT
4504766 | DONKAY NURSERY | 1 |  | A |  | NO TRTMT
4504767 | MIKE'S GREEN THUMB,INC.-WEST | 1 |  | A |  | NO TRTMT
4504768 | TENDER TOUCH, INC. | 1 | BUSINESS-WHOLESALE NURSERY | A |  | NO TRTMT
4504769 | TENDER TOUCH INC. . | 1 | BUSINESS-WHOLESALE NURSERY | A |  | NO TRTMT
4504770 | OUTBACK NURSERY INC. . | 1 | BUSINESS-WHOLESALE NURSERY | A |  | NO TRTMT
4504771 | WATERSIDE APARTMENTS | 1 | (4984-86)(88-90)(92-94)(96-98) | H | 25 | SOFTENING/ION EXCHANGE
4504772 | THALACKER BUILDING | 1 |  | A |  | NO TRTMT
4504773 | CULLIGAN | 1 | CULLIGAN WATER CON.OF PB,INC. | A |  | NO TRTMT
4504774 | GRAY'S ORNAMENTALS ,INC. | 1 |  | A |  | NO TRTMT
4504775 | SCUTTI COMMERCIAL COMPLEX | 1 | 2930A&B,2932,2934,2936 | C | 31 | PART-RMVL/PERMANGANATE
4504775 | SCUTTI COMMERCIAL COMPLEX | 1 | 2930A&B,2932,2934,2936 | H | 25 | SOFTENING/ION EXCHANGE
4504776 | THOMAS PRODUCE MLC | 1 | AKA CUCUMBER FARM | A |  | NO TRTMT
4504777 | LUCAS APARTMENTS | 1 |  | G | 31 | IRON RMVL/PERMANGANATE
4504778 | FOUR SEASONS FOLIAGE NURSERY | 1 | ON ONE MILE RD. S.OF WEST ATL. | H | 25 | SOFTENING/ION EXCHANGE
4504778 | FOUR SEASONS FOLIAGE NURSERY | 1 | ON ONE MILE RD. S.OF WEST ATL. | M | 31 | MANGANESE RMVL/PERMANGANATE
4504779 | MATTHEWS APARTMENTS | 1 | WEST WELL(2 DUPLEXES-4UNITS) | M | 31 | MANGANESE RMVL/PERMANGANATE
4504779 | MATTHEWS APARTMENTS | 2 | EAST WELL(2 DUPLEXES-4 UNITS) | H | 25 | SOFTENING/ION EXCHANGE
4504779 | MATTHEWS APARTMENTS | 2 | EAST WELL(2 DUPLEXES-4 UNITS) | M | 31 | MANGANESE RMVL/PERMANGANATE
4504779 | MATTHEWS APARTMENTS | 1 | WEST WELL(2 DUPLEXES-4UNITS) | H | 25 | SOFTENING/ION EXCHANGE
4504780 | WHEELER DR. APARTMENTS | 1 |  | A |  | NO TRTMT
4504781 | KINGDOM HALL OF JEH.WITNESS | 1 |  | A |  | NO TRTMT
4504782 | SUNQUEST NURSERY | 1 | SUNQUEST NURSERY OF SOUTH FL. | A |  | NO TRTMT
4504783 | CALOOSA PROPERTY OWNERS ASSOC. | 1 |  | A |  | NO TRTMT
4504784 | PHILLIPS APTS.(CYPRESS LANE) | 1 |  | G | 31 | IRON RMVL/PERMANGANATE
4504784 | PHILLIPS APTS.(CYPRESS LANE) | 1 |  | H | 25 | SOFTENING/ION EXCHANGE
4504785 | PHILLIPS APTS.(SUNRISE DR-SO.) | 1 | SUNRISE DR.SOUTH PLANT | H | 25 | SOFTENING/ION EXCHANGE
4504786 | PHILLIPS APTS.(SUNRISE DR.-NO) | 1 | SUNRISE DRIVE-NORTH PLANT | H | 25 | SOFTENING/ION EXCHANGE
4504787 | MOHRBUTTER APARTMENTS | 1 | SUNSET DR.PLANT | G | 31 | IRON RMVL/PERMANGANATE
4504787 | MOHRBUTTER APARTMENTS | 1 | SUNSET DR.PLANT | H | 25 | SOFTENING/ION EXCHANGE
4504788 | CORAL COVE MANORS | 2 | SOUTH WELL | G | 31 | IRON RMVL/PERMANGANATE
4504788 | CORAL COVE MANORS | 1 | NORTH WELL | H | 25 | SOFTENING/ION EXCHANGE
4504788 | CORAL COVE MANORS | 2 | SOUTH WELL | H | 25 | SOFTENING/ION EXCHANGE
4504789 | GENESIS APARTMENTS | 1 | 5 RENTAL UNITS | G | 31 | IRON RMVL/PERMANGANATE
4504789 | GENESIS APARTMENTS | 1 | 5 RENTAL UNITS | H | 25 | SOFTENING/ION EXCHANGE
4504790 | TAYTON APARTMENTS | 1 |  | C | 23 | PART-RMVL/GAC ADDITION
4504790 | TAYTON APARTMENTS | 1 |  | H | 25 | SOFTENING/ION EXCHANGE
4504791 | A.BREEDING & RESEARCH CENTER | 1 | AVICULTURAL BREEDING&RESEACH C | B | 05 | DISINFECT/OZONATION
4504791 | A.BREEDING & RESEARCH CENTER | 1 | AVICULTURAL BREEDING&RESEACH C | B | 07 | DISINFECT/OTHER DISINFECT
4504791 | A.BREEDING & RESEARCH CENTER | 1 | AVICULTURAL BREEDING&RESEACH C | C | 23 | PART-RMVL/GAC ADDITION
4504792 | KRAUS MHP | 1 |  | M | 31 | MANGANESE RMVL/PERMANGANATE
4504792 | KRAUS MHP | 1 |  | G | 31 | IRON RMVL/PERMANGANATE
4504793 | J & L'S WICKER & RATTAN | 1 |  | A |  | NO TRTMT
4504794 | PROCACCINI APARTMENTS | 1 |  | G | 31 | IRON RMVL/PERMANGANATE
4504795 | FARM DEPOT INC. | 1 |  | A |  | NO TRTMT
4504796 | FELLOWSHIP O.PRESBY.CHURCH | 1 | FELLOWSHIP ORTO.PRESBY.CHURCH | B | 02 | DISINFECT/HYPOCHLORIN
4504797 | GORDON APARTMENTS | 1 |  | H | 25 | SOFTENING/ION EXCHANGE
4504797 | GORDON APARTMENTS | 1 |  | C | 23 | PART-RMVL/GAC ADDITION
4504798 | NORTH COUNTY GEN. AVIATION A/P | 1 | NO.COUNTY GEN.AVIATION AIRPORT | H | 25 | SOFTENING/ION EXCHANGE
4504798 | NORTH COUNTY GEN. AVIATION A/P | 1 | NO.COUNTY GEN.AVIATION AIRPORT | D | 36 | CORR-CTRL/CORROSION INHIB
4504798 | NORTH COUNTY GEN. AVIATION A/P | 1 | NO.COUNTY GEN.AVIATION AIRPORT | B | 01 | DISINFECT/GASEOUS CHLORIN
4504798 | NORTH COUNTY GEN. AVIATION A/P | 1 | NO.COUNTY GEN.AVIATION AIRPORT | C | 23 | PART-RMVL/GAC ADDITION
4504799 | MIDAS-MUFFLER & BRAKE SHOPS | 1 |  | A |  | NO TRTMT
4504800 | GARDENETTE STREET APARTMENTS | 1 |  | C | 23 | PART-RMVL/GAC ADDITION
4504800 | GARDENETTE STREET APARTMENTS | 1 |  | H | 25 | SOFTENING/ION EXCHANGE
4504801 | WHITWORTH RES.MIGRANT HOUSING | 1 | WHITWORTH FARMS HOUSING | B | 02 | DISINFECT/HYPOCHLORIN
4504802 | TRAIL DRIVE-IN THEATRE | 1 | TRAIL DRIVE -IN THEATRE&SWAP | A |  | NO TRTMT
4504803 | ROSE GARDENS CONDOMINIUMS | 1 |  | H | 25 | SOFTENING/ION EXCHANGE
4504803 | ROSE GARDENS CONDOMINIUMS | 1 |  | G | 31 | IRON RMVL/PERMANGANATE
4504804 | RINKER MATERIALS-WEST BOCA | 1 |  | A |  | NO TRTMT
4504805 | STANLEY APARTMENTS | 1 |  | H | 25 | SOFTENING/ION EXCHANGE
4504805 | STANLEY APARTMENTS | 1 |  | C | 23 | PART-RMVL/GAC ADDITION
4504806 | GREG BEST STABLES | 1 |  | H | 25 | SOFTENING/ION EXCHANGE
4504806 | GREG BEST STABLES | 1 |  | C | 23 | PART-RMVL/GAC ADDITION
4504807 | WINDMILL SPRINKLER | 1 |  | H | 25 | SOFTENING/ION EXCHANGE
4504808 | PARAMOUNT NURSERY | 1 |  | A |  | NO TRTMT
4504809 | ROYAL PALM CITRUS MANAGEMENT | 1 |  | A |  | NO TRTMT
4504810 | NOYA APTS. . | 1 |  | H | 25 | SOFTENING/ION EXCHANGE
4504810 | NOYA APTS. . | 1 |  | G | 31 | IRON RMVL/PERMANGANATE
4504811 | ALSON'S NURSERY | 1 |  | A |  | NO TRTMT
4504812 | TILLAGE APARTMENTS | 1 | SAME AS ABOVE | G | 31 | IRON RMVL/PERMANGANATE
4504813 | RINKER MATERIALS CORP./CENCON | 1 |  | A |  | NO TRTMT
4504814 | JOSEPH'S APARTMENTS | 1 |  | A |  | NO TRTMT
4504815 | STJ PROPERTIES | 1 |  | A |  | NO TRTMT
4504816 | CUSTOM FRAME | 1 |  | G | 31 | IRON RMVL/PERMANGANATE
4504817 | BOYNTON BOTANICALS | 1 |  | A |  | NO TRTMT
4504818 | TIP TOP TREE SERVICE | 1 |  | A |  | NO TRTMT
4504819 | MIKLOS APARTMENTS | 1 |  | C | 23 | PART-RMVL/GAC ADDITION
4504819 | MIKLOS APARTMENTS | 1 |  | M | 31 | MANGANESE RMVL/PERMANGANATE
4504819 | MIKLOS APARTMENTS | 1 |  | H | 25 | SOFTENING/ION EXCHANGE
4504819 | MIKLOS APARTMENTS | 1 |  | G | 31 | IRON RMVL/PERMANGANATE
4504820 | RAUTH GARDENS | 1 |  | A |  | NO TRTMT
4504821 | ALDRIDGE APARTMENTS | 1 |  | H | 25 | SOFTENING/ION EXCHANGE
4504821 | ALDRIDGE APARTMENTS | 1 |  | G | 31 | IRON RMVL/PERMANGANATE
4504822 | TRAIL DR.-IN THEATRE&SWAP SHOP | 1 |  | H | 25 | SOFTENING/ION EXCHANGE
4504822 | TRAIL DR.-IN THEATRE&SWAP SHOP | 1 |  | C | 23 | PART-RMVL/GAC ADDITION
4504823 | MCANALLY APARTMENTS | 1 |  | A |  | NO TRTMT
4504824 | HAMLIN'S COMMERCIAL COMPLEX | 1 |  | A |  | NO TRTMT
4504825 | HUSSEY APARTMENTS | 1 |  | A |  | NO TRTMT
4504826 | LOPEZ APARTMENTS | 1 |  | A |  | NO TRTMT
4504827 | SHIMKUS APARTMENTS | 1 |  | A |  | NO TRTMT
4504828 | SHIMKUS APARTMENTS | 1 |  | A |  | NO TRTMT
4504829 | THE GROVE HOMES | 1 |  | A |  | NO TRTMT
4504830 | MAUDIE JEAN'S GREENS | 1 |  | A |  | NO TRTMT
4504831 | FORE FLOWERS ,INC. | 1 |  | C | 23 | PART-RMVL/GAC ADDITION
4504832 | GULFSTREAM AUTO | 1 |  | H | 25 | SOFTENING/ION EXCHANGE
4504832 | GULFSTREAM AUTO | 1 |  | C | 23 | PART-RMVL/GAC ADDITION
4504833 | THE FAMILY. F/K/A PATHWAYS TO RECOVERY | 1 | SAME AS ABOVE | B | 02 | DISINFECT/HYPOCHLORIN
4504833 | THE FAMILY. F/K/A PATHWAYS TO RECOVERY | 1 | SAME AS ABOVE | H | 25 | SOFTENING/ION EXCHANGE
4504833 | THE FAMILY. F/K/A PATHWAYS TO RECOVERY | 1 | SAME AS ABOVE | G | 23 | IRON RMVL/GAC ADDITION
4504834 | CEMEX CONSTRUCTION MATERIALS OF FLORIDA, | 1 | CEMEX CONST. MATERIALS OF FLO | B | 02 | DISINFECT/HYPOCHLORIN
4504835 | QUAIL RUN COURT | 1 | SAME AS ABOVE | G | 31 | IRON RMVL/PERMANGANATE
4504836 | MADLE APARTMENTS | 1 | SAME AS ABOVE | B | 02 | DISINFECT/HYPOCHLORIN
4504836 | MADLE APARTMENTS | 1 | SAME AS ABOVE | H | 25 | SOFTENING/ION EXCHANGE
4504836 | MADLE APARTMENTS | 1 | SAME AS ABOVE | G | 31 | IRON RMVL/PERMANGANATE
4504837 | GEMPEL COMMERCIAL COMPLEX | 1 |  | G | 31 | IRON RMVL/PERMANGANATE
4504837 | GEMPEL COMMERCIAL COMPLEX | 1 |  | C | 23 | PART-RMVL/GAC ADDITION
4504838 | DEVELOPMENTAL LIVING FACILITY | 1 | DEVELPOMENTAL LIVING FACILITY | B | 02 | DISINFECT/HYPOCHLORIN
4504838 | DEVELOPMENTAL LIVING FACILITY | 1 | DEVELPOMENTAL LIVING FACILITY | H | 25 | SOFTENING/ION EXCHANGE
4504838 | DEVELOPMENTAL LIVING FACILITY | 1 | DEVELPOMENTAL LIVING FACILITY | C | 23 | PART-RMVL/GAC ADDITION
4504839 | PERSAUD APARTMENTS | 1 | PERSAUD APARTMENTS | G | 31 | IRON RMVL/PERMANGANATE
4504839 | PERSAUD APARTMENTS | 1 | PERSAUD APARTMENTS | C | 23 | PART-RMVL/GAC ADDITION
4504840 | ABBOT'S COMMERCIAL BUILDINGS | 1 |  | G | 31 | IRON RMVL/PERMANGANATE
4504841 | VIZUETE APARTMENTS | 1 |  | C | 23 | PART-RMVL/GAC ADDITION
4504841 | VIZUETE APARTMENTS | 1 |  | H | 25 | SOFTENING/ION EXCHANGE
4504841 | VIZUETE APARTMENTS | 1 |  | G | 31 | IRON RMVL/PERMANGANATE
4504842 | SPECIALTY GLASS & GLAZING INC. | 1 |  | A |  | NO TRTMT
4504843 | DODSON'S TOWING SERVICE | 1 |  | A |  | NO TRTMT
4504844 | GAZEBO LANDSCAPE | 1 |  | H | 25 | SOFTENING/ION EXCHANGE
4504844 | GAZEBO LANDSCAPE | 1 |  | C | 23 | PART-RMVL/GAC ADDITION
4504845 | THE BOAT CONNECTION ,INC. | 1 |  | H | 25 | SOFTENING/ION EXCHANGE
4504845 | THE BOAT CONNECTION ,INC. | 1 |  | C | 23 | PART-RMVL/GAC ADDITION
4504846 | LADY JEAN RANCH | 1 |  | B | 02 | DISINFECT/HYPOCHLORIN
4504846 | LADY JEAN RANCH | 1 |  | H | 25 | SOFTENING/ION EXCHANGE
4504846 | LADY JEAN RANCH | 1 |  | C | 23 | PART-RMVL/GAC ADDITION
4504847 | T J TURF FARM | 1 |  | H | 25 | SOFTENING/ION EXCHANGE
4504847 | T J TURF FARM | 1 |  | C | 23 | PART-RMVL/GAC ADDITION
4504848 | PETERSON'S APARTMENTS | 1 |  | M | 31 | MANGANESE RMVL/PERMANGANATE
4504848 | PETERSON'S APARTMENTS | 1 |  | G | 31 | IRON RMVL/PERMANGANATE
4504849 | HALF MILE LUMBER COMPANY | 1 |  | C | 29 | PART-RMVL/CARTRIDGE FILTR
4504849 | HALF MILE LUMBER COMPANY | 1 |  | H | 25 | SOFTENING/ION EXCHANGE
4504849 | HALF MILE LUMBER COMPANY | 1 |  | G | 31 | IRON RMVL/PERMANGANATE
4504850 | ISLA CARROLL FARMS STABLE | 1 |  | B | 02 | DISINFECT/HYPOCHLORIN
4504850 | ISLA CARROLL FARMS STABLE | 1 |  | H | 25 | SOFTENING/ION EXCHANGE
4504850 | ISLA CARROLL FARMS STABLE | 1 |  | C | 23 | PART-RMVL/GAC ADDITION
4504851 | MSA NURSERY | 1 |  | A |  | NO TRTMT
4504852 | LOXAHATCHEE EQUESTRIAN CLINIC | 1 |  | H | 25 | SOFTENING/ION EXCHANGE
4504852 | LOXAHATCHEE EQUESTRIAN CLINIC | 1 |  | C | 23 | PART-RMVL/GAC ADDITION
4504853 | ABACOA DEVELOPMENT ,INC. | 1 |  | H | 25 | SOFTENING/ION EXCHANGE
4504853 | ABACOA DEVELOPMENT ,INC. | 1 |  | C | 23 | PART-RMVL/GAC ADDITION
4504854 | RYAN INC. | 1 |  | A |  | NO TRTMT
4504855 | ALBEE APARTMENTS | 1 |  | C | 23 | PART-RMVL/GAC ADDITION
4504855 | ALBEE APARTMENTS | 1 |  | H | 25 | SOFTENING/ION EXCHANGE
4504855 | ALBEE APARTMENTS | 1 |  | G | 31 | IRON RMVL/PERMANGANATE
4504856 | SOUTHEAST GROWERS INC. | 1 |  | H | 25 | SOFTENING/ION EXCHANGE
4504856 | SOUTHEAST GROWERS INC. | 1 |  | C | 23 | PART-RMVL/GAC ADDITION
4504857 | TOP-BRANCH NURSERY&LANDSCAPING | 1 |  | A |  | NO TRTMT
4504858 | BLACK DIAMOND NURSERY | 1 |  | G | 31 | IRON RMVL/PERMANGANATE
4504858 | BLACK DIAMOND NURSERY | 1 |  | M | 31 | MANGANESE RMVL/PERMANGANATE
4504858 | BLACK DIAMOND NURSERY | 1 |  | H | 25 | SOFTENING/ION EXCHANGE
4504859 | ARIEL HOMES CORPORATION | 1 |  | A |  | NO TRTMT
4504860 | SMITH FARM INC.-SALES TRAILER | 1 | COMMERCIAL REGISTERED | A |  | NO TRTMT
4504861 | FAMILY AFFAIR HOME CARE(ACLF) | 1 |  | C | 23 | PART-RMVL/GAC ADDITION
4504861 | FAMILY AFFAIR HOME CARE(ACLF) | 1 |  | H | 25 | SOFTENING/ION EXCHANGE
4504862 | VASQUEZ APARTMENTS | 1 |  | H | 25 | SOFTENING/ION EXCHANGE
4504862 | VASQUEZ APARTMENTS | 1 |  | C | 23 | PART-RMVL/GAC ADDITION
4504863 | SERRA APARTMENTS | 1 |  | H | 25 | SOFTENING/ION EXCHANGE
4504863 | SERRA APARTMENTS | 1 |  | C | 23 | PART-RMVL/GAC ADDITION
4504864 | BLACK'S APARTMENTS | 1 | 4133-35BELLE RD.&3390-92GREEN | H | 25 | SOFTENING/ION EXCHANGE
4504864 | BLACK'S APARTMENTS | 1 | 4133-35BELLE RD.&3390-92GREEN | G | 31 | IRON RMVL/PERMANGANATE
4504865 | SOUTHERN GARDENS INC. | 1 |  | A |  | NO TRTMT
4504866 | TRIAD NURSERY,INC. | 1 |  | A |  | NO TRTMT
4504867 | AVM RENTAL APARTMENTS | 1 |  | H | 25 | SOFTENING/ION EXCHANGE
4504867 | AVM RENTAL APARTMENTS | 1 |  | G | 31 | IRON RMVL/PERMANGANATE
4504868 | REED "BED & BREAKFAST" | 1 |  | B | 02 | DISINFECT/HYPOCHLORIN
4504868 | REED "BED & BREAKFAST" | 1 |  | H | 25 | SOFTENING/ION EXCHANGE
4504868 | REED "BED & BREAKFAST" | 1 |  | C | 23 | PART-RMVL/GAC ADDITION
4504869 | PARK TOWERS APARTMENTS | 1 | PARK TOWERS APARTMENTS | H | 25 | SOFTENING/ION EXCHANGE
4504869 | PARK TOWERS APARTMENTS | 1 | PARK TOWERS APARTMENTS | G | 31 | IRON RMVL/PERMANGANATE
4504870 | DICOCCO APARTMENTS | 1 | SAMW AS ABOVE | A |  | NO TRTMT
4504871 | DICOCCO APARTMENTS | 1 | SAME AS ABOVE | A |  | NO TRTMT
4504872 | CARRIER APARTMENTS | 1 | SAME AS ABOVE | H | 25 | SOFTENING/ION EXCHANGE
4504872 | CARRIER APARTMENTS | 1 | SAME AS ABOVE | G | 31 | IRON RMVL/PERMANGANATE
4504873 | VCA GOLFVIEW ANIMAL HOSPITAL | 1 |  | H | 25 | SOFTENING/ION EXCHANGE
4504873 | VCA GOLFVIEW ANIMAL HOSPITAL | 1 |  | G | 31 | IRON RMVL/PERMANGANATE
4504874 | CARVER STREET DUPLEX | 1 |  | H | 25 | SOFTENING/ION EXCHANGE
4504874 | CARVER STREET DUPLEX | 1 |  | C | 23 | PART-RMVL/GAC ADDITION
4504875 | WPB HOUSING DEVELOPMENT UNITS | 1 |  | H | 25 | SOFTENING/ION EXCHANGE
4504875 | WPB HOUSING DEVELOPMENT UNITS | 1 |  | G | 31 | IRON RMVL/PERMANGANATE
4504876 | AVM PROPERTIES | 1 |  | H | 25 | SOFTENING/ION EXCHANGE
4504876 | AVM PROPERTIES | 1 |  | G | 31 | IRON RMVL/PERMANGANATE
4504876 | AVM PROPERTIES | 1 |  | M | 31 | MANGANESE RMVL/PERMANGANATE
4504877 | GOLAN DUPLEXES | 1 | WELL | C | 23 | PART-RMVL/GAC ADDITION
4504877 | GOLAN DUPLEXES | 1 | WELL | H | 25 | SOFTENING/ION EXCHANGE
4504877 | GOLAN DUPLEXES | 1 | WELL | G | 31 | IRON RMVL/PERMANGANATE
4504878 | LATOWSKI APARTMENTS | 1 | WELL | C | 23 | PART-RMVL/GAC ADDITION
4504878 | LATOWSKI APARTMENTS | 1 | WELL | H | 25 | SOFTENING/ION EXCHANGE
4504878 | LATOWSKI APARTMENTS | 1 | WELL | G | 30 | IRON RMVL/GREENSAND FILTR
4504879 | SMITH DUPLEXES | 1 |  | H | 25 | SOFTENING/ION EXCHANGE
4504879 | SMITH DUPLEXES | 1 |  | C | 29 | PART-RMVL/CARTRIDGE FILTR
4504880 | PRINCE DRIVE APARTMENTS | 1 |  | H | 25 | SOFTENING/ION EXCHANGE
4504880 | PRINCE DRIVE APARTMENTS | 1 |  | C | 23 | PART-RMVL/GAC ADDITION
4504881 | CELTIC APARTMENTS | 1 |  | H | 25 | SOFTENING/ION EXCHANGE
4504881 | CELTIC APARTMENTS | 1 |  | G | 31 | IRON RMVL/PERMANGANATE
4504882 | SUNSET HOUSE | 1 |  | G | 31 | IRON RMVL/PERMANGANATE
4504882 | SUNSET HOUSE | 1 |  | H | 25 | SOFTENING/ION EXCHANGE
4504883 | TATE APARTMENTS | 1 |  | H | 25 | SOFTENING/ION EXCHANGE
4504883 | TATE APARTMENTS | 1 |  | G | 31 | IRON RMVL/PERMANGANATE
4504884 | MARIANGAKIS APARTMENTS | 1 |  | B | 02 | DISINFECT/HYPOCHLORIN
4504884 | MARIANGAKIS APARTMENTS | 1 |  | H | 25 | SOFTENING/ION EXCHANGE
4504884 | MARIANGAKIS APARTMENTS | 1 |  | G | 31 | IRON RMVL/PERMANGANATE
4504885 | QUITONI APARTMENTS | 1 |  | A |  | NO TRTMT
4504886 | WOOD APARTMENTS | 1 | WOOD APTS.WTP | H | 25 | SOFTENING/ION EXCHANGE
4504886 | WOOD APARTMENTS | 1 | WOOD APTS.WTP | G | 31 | IRON RMVL/PERMANGANATE
4504887 | BURROW'S APARTMENTS | 1 | BURROW'S WTP | H | 25 | SOFTENING/ION EXCHANGE
4504887 | BURROW'S APARTMENTS | 1 | BURROW'S WTP | G | 31 | IRON RMVL/PERMANGANATE
4504888 | EUNICE APARTMENTS | 1 | EUNICE WTP | A |  | NO TRTMT
4504889 | SALADO APARTMENTS | 1 | SALADO WTP | H | 25 | SOFTENING/ION EXCHANGE
4504889 | SALADO APARTMENTS | 1 | SALADO WTP | G | 31 | IRON RMVL/PERMANGANATE
4504890 | INVESTMENTS ETC.APARTMENTS | 1 | INVESTMENTS ETC.PLANT | A |  | NO TRTMT
4504891 | DISORBO APARTMENTS | 1 |  | A |  | NO TRTMT
4504892 | NOAH'S ARK ACADEMY | 1 |  | B | 02 | DISINFECT/HYPOCHLORIN
4504892 | NOAH'S ARK ACADEMY | 1 |  | H | 25 | SOFTENING/ION EXCHANGE
4504892 | NOAH'S ARK ACADEMY | 1 |  | G | 31 | IRON RMVL/PERMANGANATE
4504893 | PBC FIRE STATION # 26 | 1 | PALM BEACH COUN.FIRE STATION26 | H | 25 | SOFTENING/ION EXCHANGE
4504893 | PBC FIRE STATION # 26 | 1 | PALM BEACH COUN.FIRE STATION26 | C | 23 | PART-RMVL/GAC ADDITION
4504893 | PBC FIRE STATION # 26 | 1 | PALM BEACH COUN.FIRE STATION26 | B | 02 | DISINFECT/HYPOCHLORIN
4504894 | BRELAND APARTMENTS | 1 | CUNIS APARTMENTS | A |  | NO TRTMT
4504895 | TARMAC AMERICA-WPB PLANT | 1 | TAMARAC AMERICA-WPB PLANT | B | 02 | DISINFECT/HYPOCHLORIN
4504895 | TARMAC AMERICA-WPB PLANT | 1 | TAMARAC AMERICA-WPB PLANT | H | 25 | SOFTENING/ION EXCHANGE
4504895 | TARMAC AMERICA-WPB PLANT | 1 | TAMARAC AMERICA-WPB PLANT | G | 31 | IRON RMVL/PERMANGANATE
4504896 | ALJO APARTMENTS #4 | 1 | SAME AS ABOVE | A |  | NO TRTMT
4504897 | PBC EMERGENCY OPERATIONS CEN. | 1 | EMERGENCY OPERATIONS CENTER | B | 02 | DISINFECT/HYPOCHLORIN
4504898 | DONARE APARTMENTS | 1 |  | H | 25 | SOFTENING/ION EXCHANGE
4504898 | DONARE APARTMENTS | 1 |  | G | 30 | IRON RMVL/GREENSAND FILTR
4504899 | ENGLEHARDT PROPERTIES | 1 |  | A |  | NO TRTMT
4504900 | SMITH APARTMENTS | 1 |  | B | 02 | DISINFECT/HYPOCHLORIN
4504901 | GOLDEN GROVE E.&W.PINES MIDDLE | 1 | SEMINLOE WATER TREATMENT PLANT | C | 29 | PART-RMVL/CARTRIDGE FILTR
4504901 | GOLDEN GROVE E.&W.PINES MIDDLE | 1 | SEMINLOE WATER TREATMENT PLANT | E | 28 | T-O CTRL/PACKED TWR-AERA
4504901 | GOLDEN GROVE E.&W.PINES MIDDLE | 1 | SEMINLOE WATER TREATMENT PLANT | B | 02 | DISINFECT/HYPOCHLORIN
4504901 | GOLDEN GROVE E.&W.PINES MIDDLE | 1 | SEMINLOE WATER TREATMENT PLANT | F | 38 | ORGN-RMVL/NANOFILTRATION
4504902 | PLANET KIDS II | 1 | PLANET KIDS-A WORLD OF LEARNIN | B | 02 | DISINFECT/HYPOCHLORIN
4504902 | PLANET KIDS II | 1 | PLANET KIDS-A WORLD OF LEARNIN | G | 25 | IRON RMVL/ION EXCHANGE
4504902 | PLANET KIDS II | 1 | PLANET KIDS-A WORLD OF LEARNIN | H | 25 | SOFTENING/ION EXCHANGE
4504902 | PLANET KIDS II | 1 | PLANET KIDS-A WORLD OF LEARNIN | E | 25 | T-O CTRL/ION EXCHANGE
4504904 | NARANJO APARTMENTS | 1 | NARANJO APARTMENTS | H | 25 | SOFTENING/ION EXCHANGE
4504904 | NARANJO APARTMENTS | 1 | NARANJO APARTMENTS | G | 31 | IRON RMVL/PERMANGANATE
4504905 | LEFLER APARTMENTS | 1 |  | G | 31 | IRON RMVL/PERMANGANATE
4504905 | LEFLER APARTMENTS | 1 |  | H | 25 | SOFTENING/ION EXCHANGE
4504906 | NOYA RENTAL UNITS | 1 |  | H | 25 | SOFTENING/ION EXCHANGE
4504906 | NOYA RENTAL UNITS | 1 |  | G | 31 | IRON RMVL/PERMANGANATE
4504907 | COLEMAN APARTMENTS | 1 |  | G | 31 | IRON RMVL/PERMANGANATE
4504907 | COLEMAN APARTMENTS | 1 |  | H | 25 | SOFTENING/ION EXCHANGE
4504908 | TAYLOR APARTMENTS | 1 | WELL | B | 02 | DISINFECT/HYPOCHLORIN
4504908 | TAYLOR APARTMENTS | 1 | WELL | H | 23 | SOFTENING/GAC ADDITION
4504908 | TAYLOR APARTMENTS | 1 | WELL | H | 25 | SOFTENING/ION EXCHANGE
4504909 | KERGARAVAT APARTMENTS | 1 |  | G | 31 | IRON RMVL/PERMANGANATE
4504909 | KERGARAVAT APARTMENTS | 1 |  | H | 25 | SOFTENING/ION EXCHANGE
4504910 | DONARE BLOCK APTS.1&2 | 1 |  | G | 30 | IRON RMVL/GREENSAND FILTR
4504910 | DONARE BLOCK APTS.1&2 | 1 |  | H | 25 | SOFTENING/ION EXCHANGE
4504911 | NEGRON APARTMENTS | 1 | NEGRON | G | 31 | IRON RMVL/PERMANGANATE
4504911 | NEGRON APARTMENTS | 1 | NEGRON | H | 25 | SOFTENING/ION EXCHANGE
4504912 | U.S.SUGAR-BOURNE TRACTOR SHED | 1 | BOURNE FARM TRACTOR SHOP | E | 20 | T-O CTRL/AERATION
4504912 | U.S.SUGAR-BOURNE TRACTOR SHED | 1 | BOURNE FARM TRACTOR SHOP | G | 31 | IRON RMVL/PERMANGANATE
4504912 | U.S.SUGAR-BOURNE TRACTOR SHED | 1 | BOURNE FARM TRACTOR SHOP | H | 25 | SOFTENING/ION EXCHANGE
4504913 | BINGHAM APARTMENTS | 1 |  | A |  | NO TRTMT
4504914 | ALLEN L. HOFFMAN, TRUSTEE | 1 |  | B | 02 | DISINFECT/HYPOCHLORIN
4504915 | JOHNSON APARTMENTS | 1 |  | B | 02 | DISINFECT/HYPOCHLORIN
4504916 | ACREAGE COMMUNITY PARK | 1 | CONSECUTIVE SYSTEM | B | 02 | DISINFECT/HYPOCHLORIN
4504918 | BOWEN APARTMENTS | 1 |  | C | 23 | PART-RMVL/GAC ADDITION
4504918 | BOWEN APARTMENTS | 1 |  | G | 31 | IRON RMVL/PERMANGANATE
4504918 | BOWEN APARTMENTS | 1 |  | H | 25 | SOFTENING/ION EXCHANGE
4504919 | MULDER APARTMENTS | 1 |  | C | 23 | PART-RMVL/GAC ADDITION
4504919 | MULDER APARTMENTS | 1 |  | H | 25 | SOFTENING/ION EXCHANGE
4504920 | DISCOUNT AUTO PARTS | 1 |  | A |  | NO TRTMT
4504921 | JOHN DEER LANDSCAPES | 1 | WELCOME CENTER | B | 02 | DISINFECT/HYPOCHLORIN
4504922 | RANIERE APARTMENTS | 1 |  | G | 31 | IRON RMVL/PERMANGANATE
4504922 | RANIERE APARTMENTS | 1 |  | H | 25 | SOFTENING/ION EXCHANGE
4504923 | PORTS APARTMENTS | 1 |  | G | 31 | IRON RMVL/PERMANGANATE
4504923 | PORTS APARTMENTS | 1 |  | H | 25 | SOFTENING/ION EXCHANGE
4504924 | MAKOWSKI APARTMENTS | 1 | SAME | H | 25 | SOFTENING/ION EXCHANGE
4504925 | UNTCH APARTMENTS | 1 |  | G | 31 | IRON RMVL/PERMANGANATE
4504925 | UNTCH APARTMENTS | 1 |  | H | 25 | SOFTENING/ION EXCHANGE
4504926 | CARIDAD HEALTH CAMPUS | 1 | SAME AS ABOVE | B | 02 | DISINFECT/HYPOCHLORIN
4504926 | CARIDAD HEALTH CAMPUS | 1 | SAME AS ABOVE | H | 25 | SOFTENING/ION EXCHANGE
4504926 | CARIDAD HEALTH CAMPUS | 1 | SAME AS ABOVE | C | 23 | PART-RMVL/GAC ADDITION
4504927 | DONARE APARTMENTS #1 | 1 | SAME | G | 30 | IRON RMVL/GREENSAND FILTR
4504928 | RODRIQUEZ APARTMENTS | 1 |  | A |  | NO TRTMT
4504929 | ALJO APARTMENTS #2 | 1 | SAME AS ABOVE | G | 31 | IRON RMVL/PERMANGANATE
4504929 | ALJO APARTMENTS #2 | 1 | SAME AS ABOVE | H | 25 | SOFTENING/ION EXCHANGE
4504930 | ALJO APARTMENTS #1 | 1 |  | G | 31 | IRON RMVL/PERMANGANATE
4504930 | ALJO APARTMENTS #1 | 1 |  | H | 25 | SOFTENING/ION EXCHANGE
4504931 | BLACK'S DUPLEXES | 1 |  | A |  | NO TRTMT
4504932 | DONARE APARTMENTS #2 | 1 |  | A |  | NO TRTMT
4504933 | D-G MANAGEMENT #2 RENTALS | 1 |  | H | 25 | SOFTENING/ION EXCHANGE
4504934 | WANG'S APARTMENTS | 1 |  | H | 25 | SOFTENING/ION EXCHANGE
4504934 | WANG'S APARTMENTS | 1 |  | C | 29 | PART-RMVL/CARTRIDGE FILTR
4504935 | D-G MANAGEMENT #1 RENTALS | 1 |  | H | 25 | SOFTENING/ION EXCHANGE
4504936 | BARONE APARTMENTS # 1 | 1 | WELL | H | 25 | SOFTENING/ION EXCHANGE
4504937 | HUSTER APARTMENTS | 1 |  | A |  | NO TRTMT
4504938 | BARONE APARTMENTS #2 | 1 |  | H | 25 | SOFTENING/ION EXCHANGE
4504939 | SZREJTER APARTMENTS | 1 |  | C | 29 | PART-RMVL/CARTRIDGE FILTR
4504939 | SZREJTER APARTMENTS | 1 |  | M | 31 | MANGANESE RMVL/PERMANGANATE
4504939 | SZREJTER APARTMENTS | 1 |  | H | 25 | SOFTENING/ION EXCHANGE
4504940 | HOLDEN APARTMENTS | 1 |  | H | 25 | SOFTENING/ION EXCHANGE
4504941 | MOREE APTS. | 1 |  | C | 29 | PART-RMVL/CARTRIDGE FILTR
4504941 | MOREE APTS. | 1 |  | M | 31 | MANGANESE RMVL/PERMANGANATE
4504941 | MOREE APTS. | 1 |  | H | 25 | SOFTENING/ION EXCHANGE
4504942 | LOWELL HOMES SALES TRAILER | 1 |  | A |  | NO TRTMT
4504943 | JUPITER FARMS COMMUNITY SHOPPING CENTER | 1 | SAME AS ABOVE | C | 29 | PART-RMVL/CARTRIDGE FILTR
4504943 | JUPITER FARMS COMMUNITY SHOPPING CENTER | 1 | SAME AS ABOVE | C | 26 | PART-RMVL/REVERSE OSMOSIS
4504943 | JUPITER FARMS COMMUNITY SHOPPING CENTER | 1 | SAME AS ABOVE | H | 25 | SOFTENING/ION EXCHANGE
4504943 | JUPITER FARMS COMMUNITY SHOPPING CENTER | 1 | SAME AS ABOVE | C | 23 | PART-RMVL/GAC ADDITION
4504943 | JUPITER FARMS COMMUNITY SHOPPING CENTER | 1 | SAME AS ABOVE | B | 02 | DISINFECT/HYPOCHLORIN
4504944 | SUMMERS APARTMENTS | 1 |  | H | 25 | SOFTENING/ION EXCHANGE
4504944 | SUMMERS APARTMENTS | 1 |  | G | 31 | IRON RMVL/PERMANGANATE
4504945 | THOMPSON APARTMENTS | 1 |  | B | 02 | DISINFECT/HYPOCHLORIN
4504946 | NATH APARTMENTS #2 | 1 |  | H | 25 | SOFTENING/ION EXCHANGE
4504946 | NATH APARTMENTS #2 | 1 |  | G | 31 | IRON RMVL/PERMANGANATE
4504947 | QUITONI APARTMETS #2 | 1 | WELL | H | 25 | SOFTENING/ION EXCHANGE
4504947 | QUITONI APARTMETS #2 | 1 | WELL | E | 20 | T-O CTRL/AERATION
4504948 | QUITONI APARTMETS # 3 | 1 |  | H | 25 | SOFTENING/ION EXCHANGE
4504948 | QUITONI APARTMETS # 3 | 1 |  | E | 20 | T-O CTRL/AERATION
4504949 | HOLMES APARTMENTS #1 | 1 |  | G | 31 | IRON RMVL/PERMANGANATE
4504950 | METELLUS APARTMENTS | 1 |  | H | 25 | SOFTENING/ION EXCHANGE
4504951 | ALVAREZ APARTMENTS | 1 |  | H | 25 | SOFTENING/ION EXCHANGE
4504951 | ALVAREZ APARTMENTS | 1 |  | B | 02 | DISINFECT/HYPOCHLORIN
4504952 | HANSON APARTMENTS | 1 |  | A |  | NO TRTMT
4504953 | BARONE APARTMENTS # 3 | 1 |  | G | 31 | IRON RMVL/PERMANGANATE
4504954 | DK PROPERTIES #1 | 1 |  | G | 31 | IRON RMVL/PERMANGANATE
4504955 | DK PROPERTIES # 2 | 1 |  | G | 31 | IRON RMVL/PERMANGANATE
4504956 | DK PROPERTIES # 3 | 1 |  | G | 31 | IRON RMVL/PERMANGANATE
4504957 | DK PROPERTIES # 4 | 1 |  | A |  | NO TRTMT
4504958 | DK PROPERTIES # 5 | 1 |  | A |  | NO TRTMT
4504959 | DK PROPERTIES # 6 | 1 |  | G | 31 | IRON RMVL/PERMANGANATE
4504960 | DK PROPERTIES # 7 | 1 |  | A |  | NO TRTMT
4504961 | GANESH APARTMENTS | 1 |  | G | 31 | IRON RMVL/PERMANGANATE
4504962 | HOLMES APARTMENTS #2 | 1 |  | A |  | NO TRTMT
4504963 | DK PROPERTIES #8 | 1 |  | B | 02 | DISINFECT/HYPOCHLORIN
4504964 | HARTSUIKER APARTMENTS | 1 |  | H | 25 | SOFTENING/ION EXCHANGE
4504964 | HARTSUIKER APARTMENTS | 1 |  | G | 31 | IRON RMVL/PERMANGANATE
4504965 | BARONE APARTMENTS #4 | 1 |  | A |  | NO TRTMT
4504966 | HARTSUIKER APARTMENTS #2 | 1 |  | A |  | NO TRTMT
4504967 | KABBALAH LEARNING CENTRE | 1 | KABBALAH CENTRE | B | 02 | DISINFECT/HYPOCHLORIN
4504967 | KABBALAH LEARNING CENTRE | 1 | KABBALAH CENTRE | H | 25 | SOFTENING/ION EXCHANGE
4504967 | KABBALAH LEARNING CENTRE | 1 | KABBALAH CENTRE | G | 31 | IRON RMVL/PERMANGANATE
4504967 | KABBALAH LEARNING CENTRE | 1 | KABBALAH CENTRE | E | 20 | T-O CTRL/AERATION
4504968 | GIACOMELLI APARTMENTS | 1 |  | A |  | NO TRTMT
4504969 | ALL STAR KIDS EARLY LEARN.CTR. | 1 |  | E | 25 | T-O CTRL/ION EXCHANGE
4504969 | ALL STAR KIDS EARLY LEARN.CTR. | 1 |  | G | 25 | IRON RMVL/ION EXCHANGE
4504969 | ALL STAR KIDS EARLY LEARN.CTR. | 1 |  | B | 02 | DISINFECT/HYPOCHLORIN
4504969 | ALL STAR KIDS EARLY LEARN.CTR. | 1 |  | F | 23 | ORGN-RMVL/GAC ADDITION
4504969 | ALL STAR KIDS EARLY LEARN.CTR. | 1 |  | H | 25 | SOFTENING/ION EXCHANGE
4504974 | FIRST BAPTIST CHURCH OF WPB FL INC. | 1 | CHURCH IN THE FARMS WTP | B | 02 | DISINFECT/HYPOCHLORIN
4504974 | FIRST BAPTIST CHURCH OF WPB FL INC. | 1 | CHURCH IN THE FARMS WTP | H | 25 | SOFTENING/ION EXCHANGE
4504974 | FIRST BAPTIST CHURCH OF WPB FL INC. | 1 | CHURCH IN THE FARMS WTP | F | 23 | ORGN-RMVL/GAC ADDITION
4504974 | FIRST BAPTIST CHURCH OF WPB FL INC. | 1 | CHURCH IN THE FARMS WTP | C | 08 | PART-RMVL/MICROSCREENING
4504996 | CORNERSTONE FELLOWSHIP AKA LOX BAPTIST | 1 | LOXAHATCHEE BAPTIST MISSION CH | H | 25 | SOFTENING/ION EXCHANGE
4504996 | CORNERSTONE FELLOWSHIP AKA LOX BAPTIST | 1 | LOXAHATCHEE BAPTIST MISSION CH | B | 02 | DISINFECT/HYPOCHLORIN
4504998 | HYPOLUXO VILLAGE | 1 | HYPOLUXO VILLAGE | A |  | NO TRTMT
4504999 | ATLAS PEAT AND SOIL, INC | 1 | ATLAS PEAT AND SOIL, INC | B | 02 | DISINFECT/HYPOCHLORIN
4504999 | ATLAS PEAT AND SOIL, INC | 1 | ATLAS PEAT AND SOIL, INC | Z | 20 | OTHER/AERATION
4504999 | ATLAS PEAT AND SOIL, INC | 1 | ATLAS PEAT AND SOIL, INC | H | 25 | SOFTENING/ION EXCHANGE
4504999 | ATLAS PEAT AND SOIL, INC | 1 | ATLAS PEAT AND SOIL, INC | E | 23 | T-O CTRL/GAC ADDITION
4505001 | PREWITT TRACTOR SHED | 1 | PREWITT TRACTOR SHED | C | 29 | PART-RMVL/CARTRIDGE FILTR
4505001 | PREWITT TRACTOR SHED | 1 | PREWITT TRACTOR SHED | F | 26 | ORGN-RMVL/REVERSE OSMOSIS
4505001 | PREWITT TRACTOR SHED | 1 | PREWITT TRACTOR SHED | E | 26 | T-O CTRL/REVERSE OSMOSIS
4505001 | PREWITT TRACTOR SHED | 1 | PREWITT TRACTOR SHED | C | 26 | PART-RMVL/REVERSE OSMOSIS
4505001 | PREWITT TRACTOR SHED | 1 | PREWITT TRACTOR SHED | B | 02 | DISINFECT/HYPOCHLORIN
4505002 | PELICAN LAKE WATER PLANT | 1 | PELICAN LAKE WATER PLANT | Z | 20 | OTHER/AERATION
4505002 | PELICAN LAKE WATER PLANT | 1 | PELICAN LAKE WATER PLANT | B | 02 | DISINFECT/HYPOCHLORIN
4505002 | PELICAN LAKE WATER PLANT | 1 | PELICAN LAKE WATER PLANT | F | 26 | ORGN-RMVL/REVERSE OSMOSIS
4505002 | PELICAN LAKE WATER PLANT | 1 | PELICAN LAKE WATER PLANT | E | 26 | T-O CTRL/REVERSE OSMOSIS
4505002 | PELICAN LAKE WATER PLANT | 1 | PELICAN LAKE WATER PLANT | C | 26 | PART-RMVL/REVERSE OSMOSIS
4505003 | BAYHILL ESTATES GOLF CLUB/PGA NATIONAL | 1 | STONEWALL ESTATES CLUBHOUSE | B | 02 | DISINFECT/HYPOCHLORIN
4505003 | BAYHILL ESTATES GOLF CLUB/PGA NATIONAL | 1 | STONEWALL ESTATES CLUBHOUSE | H | 25 | SOFTENING/ION EXCHANGE
4505003 | BAYHILL ESTATES GOLF CLUB/PGA NATIONAL | 1 | STONEWALL ESTATES CLUBHOUSE | C | 23 | PART-RMVL/GAC ADDITION
4505005 | PBCWUD - LAKE REGION WTP - SYSTEM 11 | 1 | PBCWUD - LAKE REGION PLANT | B | 02 | DISINFECT/HYPOCHLORIN
4505005 | PBCWUD - LAKE REGION WTP - SYSTEM 11 | 1 | PBCWUD - LAKE REGION PLANT | Z | 20 | OTHER/AERATION
4505005 | PBCWUD - LAKE REGION WTP - SYSTEM 11 | 1 | PBCWUD - LAKE REGION PLANT | D | 19 | CORR-CTRL/PH ADJUSTMENT
4505005 | PBCWUD - LAKE REGION WTP - SYSTEM 11 | 1 | PBCWUD - LAKE REGION PLANT | K | 26 | DESALINAT/REVERSE OSMOSIS
4505005 | PBCWUD - LAKE REGION WTP - SYSTEM 11 | 1 | PBCWUD - LAKE REGION PLANT | D | 37 | CORR-CTRL/ALKALINITY ADJ.
4505005 | PBCWUD - LAKE REGION WTP - SYSTEM 11 | 1 | PBCWUD - LAKE REGION PLANT | D | 36 | CORR-CTRL/CORROSION INHIB
4505005 | PBCWUD - LAKE REGION WTP - SYSTEM 11 | 1 | PBCWUD - LAKE REGION PLANT | C | 26 | PART-RMVL/REVERSE OSMOSIS
4505005 | PBCWUD - LAKE REGION WTP - SYSTEM 11 | 1 | PBCWUD - LAKE REGION PLANT | C | 29 | PART-RMVL/CARTRIDGE FILTR
4505005 | PBCWUD - LAKE REGION WTP - SYSTEM 11 | 1 | PBCWUD - LAKE REGION PLANT | Z | 27 | OTHER/FLUORIDATION
4505006 | SUGAR CANE GROWERS COOP OF FLORIDA | 1 | REVERSE OSMOSIS | D | 19 | CORR-CTRL/PH ADJUSTMENT
4505006 | SUGAR CANE GROWERS COOP OF FLORIDA | 1 | REVERSE OSMOSIS | Z | 19 | OTHER/PH ADJUSTMENT
4505006 | SUGAR CANE GROWERS COOP OF FLORIDA | 1 | REVERSE OSMOSIS | C | 29 | PART-RMVL/CARTRIDGE FILTR
4505006 | SUGAR CANE GROWERS COOP OF FLORIDA | 1 | REVERSE OSMOSIS | C | 26 | PART-RMVL/REVERSE OSMOSIS
4505006 | SUGAR CANE GROWERS COOP OF FLORIDA | 1 | REVERSE OSMOSIS | B | 02 | DISINFECT/HYPOCHLORIN
4505008 | AMERIGROW RECYCLING | 1 | PLANT 1 | D | 19 | CORR-CTRL/PH ADJUSTMENT
4505008 | AMERIGROW RECYCLING | 1 | PLANT 1 | H | 19 | SOFTENING/PH ADJUSTMENT
4505008 | AMERIGROW RECYCLING | 1 | PLANT 1 | F | 25 | ORGN-RMVL/ION EXCHANGE
4505008 | AMERIGROW RECYCLING | 1 | PLANT 1 | C | 26 | PART-RMVL/REVERSE OSMOSIS
4505008 | AMERIGROW RECYCLING | 1 | PLANT 1 | B | 02 | DISINFECT/HYPOCHLORIN
4505010 | HORIZON BAPTIST CHURCH | 1 | HORIZON BAPTIST CHURCH | B | 02 | DISINFECT/HYPOCHLORIN
4505010 | HORIZON BAPTIST CHURCH | 1 | HORIZON BAPTIST CHURCH | H | 25 | SOFTENING/ION EXCHANGE
4505012 | JUPITER SEVENTH DAY ADVENTIST CHURCH | 1 | PLANT 1 | H | 25 | SOFTENING/ION EXCHANGE
4505012 | JUPITER SEVENTH DAY ADVENTIST CHURCH | 1 | PLANT 1 | C | 29 | PART-RMVL/CARTRIDGE FILTR
4505012 | JUPITER SEVENTH DAY ADVENTIST CHURCH | 1 | PLANT 1 | B | 02 | DISINFECT/HYPOCHLORIN
4505014 | SEM CHI/SUGAR FARMS | 1 | SEM CHI/SUGAR FARMS | F | 25 | ORGN-RMVL/ION EXCHANGE
4505014 | SEM CHI/SUGAR FARMS | 1 | SEM CHI/SUGAR FARMS | E | 25 | T-O CTRL/ION EXCHANGE
4505014 | SEM CHI/SUGAR FARMS | 1 | SEM CHI/SUGAR FARMS | B | 02 | DISINFECT/HYPOCHLORIN
4505014 | SEM CHI/SUGAR FARMS | 1 | SEM CHI/SUGAR FARMS | Z | 18 | OTHER/SEQUESTATION
4505014 | SEM CHI/SUGAR FARMS | 1 | SEM CHI/SUGAR FARMS | Z | 23 | OTHER/GAC ADDITION
4505014 | SEM CHI/SUGAR FARMS | 1 | SEM CHI/SUGAR FARMS | E | 20 | T-O CTRL/AERATION
4505017 | PEMA LING RETREAT CENTER | 1 | MAIN PLANT | C | 08 | PART-RMVL/MICROSCREENING
4505017 | PEMA LING RETREAT CENTER | 1 | MAIN PLANT | C | 23 | PART-RMVL/GAC ADDITION
4505017 | PEMA LING RETREAT CENTER | 1 | MAIN PLANT | B | 02 | DISINFECT/HYPOCHLORIN
4505019 | WPB SHOOTING SPORTS PARK WTP | 1 | PLANT | C | 20 | PART-RMVL/AERATION
4505019 | WPB SHOOTING SPORTS PARK WTP | 1 | PLANT | B | 02 | DISINFECT/HYPOCHLORIN
4560069 | COUNTRY COVE MOBILE HOME PARK | 1 | COUNTRY COVE | B | 01 | DISINFECT/GASEOUS CHLORIN
4560069 | COUNTRY COVE MOBILE HOME PARK | 1 | COUNTRY COVE | F | 23 | ORGN-RMVL/GAC ADDITION
4560075 | BENTONWOOD | 1 | BENTONWOOD TRAILER PARK | B | 01 | DISINFECT/GASEOUS CHLORIN
4560117 | BEVERLY MOBILE HOME PARK | 1 | BEVERLY MOBILE HOME PARK | B | 02 | DISINFECT/HYPOCHLORIN
4560180 | BRYN MAWR WATER @ SEWER CO | 1 | BRYN MAWR | C | 26 | PART-RMVL/REVERSE OSMOSIS
4560180 | BRYN MAWR WATER @ SEWER CO | 1 | BRYN MAWR | Z | 26 | OTHER/REVERSE OSMOSIS
4560180 | BRYN MAWR WATER @ SEWER CO | 1 | BRYN MAWR | D | 19 | CORR-CTRL/PH ADJUSTMENT
4560180 | BRYN MAWR WATER @ SEWER CO | 1 | BRYN MAWR | E | 20 | T-O CTRL/AERATION
4560180 | BRYN MAWR WATER @ SEWER CO | 1 | BRYN MAWR | B | 01 | DISINFECT/GASEOUS CHLORIN
4560180 | BRYN MAWR WATER @ SEWER CO | 1 | BRYN MAWR | D | 18 | CORR-CTRL/SEQUESTATION
4560217 | CASA CAPRONA APARTMENTS | 1 | FORT PIERCE | B | 02 | DISINFECT/HYPOCHLORIN
4560217 | CASA CAPRONA APARTMENTS | 1 | FORT PIERCE | E | 20 | T-O CTRL/AERATION
4560266 | COLONY CLUB MHP | 1 | COLONY CLUB WTP | B | 02 | DISINFECT/HYPOCHLORIN
4560266 | COLONY CLUB MHP | 1 | COLONY CLUB WTP | D | 19 | CORR-CTRL/PH ADJUSTMENT
4560319 | D & M MOBILE HOME COURT | 1 | D & M MOBILE HOME COURT | B | 02 | DISINFECT/HYPOCHLORIN
4560404 | PINEAPPLE JOE'S | 1 | PINEAPPLE JOE'S | B | 02 | DISINFECT/HYPOCHLORIN
4560415 | DEW DROP INN | 1 |  | B | 02 | DISINFECT/HYPOCHLORIN
4560417 | FARRELL'S MOTEL | 1 | FORT PIERCE | B | 02 | DISINFECT/HYPOCHLORIN
4560488 | FT. PIERCE BOWLING LANES | 1 | FORT PIERCE | B | 02 | DISINFECT/HYPOCHLORIN
4560489 | FT. PIERCE COCA COLA | 1 | FORT PIERCE | B | 02 | DISINFECT/HYPOCHLORIN
4560490 | FT. PIERCE UTILITIES AUTHORITY | 1 | FPUA LIME SOFTENING PLANT | H | 24 | SOFTENING/LIME-SODA
4560490 | FT. PIERCE UTILITIES AUTHORITY | 1 | FPUA LIME SOFTENING PLANT | Z | 27 | OTHER/FLUORIDATION
4560490 | FT. PIERCE UTILITIES AUTHORITY | 1 | FPUA LIME SOFTENING PLANT | E | 20 | T-O CTRL/AERATION
4560490 | FT. PIERCE UTILITIES AUTHORITY | 1 | FPUA LIME SOFTENING PLANT | D | 18 | CORR-CTRL/SEQUESTATION
4560490 | FT. PIERCE UTILITIES AUTHORITY | 1 | FPUA LIME SOFTENING PLANT | C | 14 | PART-RMVL/RAPID SAND FIL
4560490 | FT. PIERCE UTILITIES AUTHORITY | 2 | FPUA REVERSE OSMOSIS WTP | K | 26 | DESALINAT/REVERSE OSMOSIS
4560490 | FT. PIERCE UTILITIES AUTHORITY | 1 | FPUA LIME SOFTENING PLANT | B | 01 | DISINFECT/GASEOUS CHLORIN
4560490 | FT. PIERCE UTILITIES AUTHORITY | 1 | FPUA LIME SOFTENING PLANT | B | 04 | DISINFECT/CHLORAMINES
4560503 | FT. PIERCE COTTAGES | 1 | FORT PIERCE COTTAGES & TRL PK | B | 02 | DISINFECT/HYPOCHLORIN
4560503 | FT. PIERCE COTTAGES | 1 | FORT PIERCE COTTAGES & TRL PK | H | 25 | SOFTENING/ION EXCHANGE
4560510 | GARDEN STATE MOTEL | 1 | FORT PIERCE | B | 02 | DISINFECT/HYPOCHLORIN
4560510 | GARDEN STATE MOTEL | 1 | FORT PIERCE | H | 25 | SOFTENING/ION EXCHANGE
4560535 | GOLFLAND GOLF SHOP | 1 |  | B | 02 | DISINFECT/HYPOCHLORIN
4560566 | H & H MOBILE HOME PARK | 1 | FORT PIERCE | B | 02 | DISINFECT/HYPOCHLORIN
4560578 | FAU HARBOR BRANCH RO WATER SYSTEM | 1 | HARBOR BRANCH OCEANOGRAPHIC | B | 02 | DISINFECT/HYPOCHLORIN
4560578 | FAU HARBOR BRANCH RO WATER SYSTEM | 1 | HARBOR BRANCH OCEANOGRAPHIC | C | 29 | PART-RMVL/CARTRIDGE FILTR
4560578 | FAU HARBOR BRANCH RO WATER SYSTEM | 2 | HARBOR BRANCH POST DOC WTP | B | 02 | DISINFECT/HYPOCHLORIN
4560578 | FAU HARBOR BRANCH RO WATER SYSTEM | 1 | HARBOR BRANCH OCEANOGRAPHIC | H | 38 | SOFTENING/NANOFILTRATION
4560618 | HILLTOP HOUSE RESTAURANT | 1 | HILLTOP HOUSE | B | 02 | DISINFECT/HYPOCHLORIN
4560618 | HILLTOP HOUSE RESTAURANT | 1 | HILLTOP HOUSE | H | 25 | SOFTENING/ION EXCHANGE
4560649 | HOWARD JOHNSON'S MOTOR LODGE | 1 | FORT PIERCE | B | 02 | DISINFECT/HYPOCHLORIN
4560665 | CHANNEL 34 WTVX | 1 |  | B | 02 | DISINFECT/HYPOCHLORIN
4560765 | LAKE MANOR MOBILE HOME PARK | 1 | JENSEN BEACH | H | 24 | SOFTENING/LIME-SODA
4560765 | LAKE MANOR MOBILE HOME PARK | 1 | JENSEN BEACH | B | 01 | DISINFECT/GASEOUS CHLORIN
4560910 | GOLDEN HARVEST PACKING COMPANY | 1 | FORT PIERCE | H | 25 | SOFTENING/ION EXCHANGE
4560954 | PORT ST LUCIE UTILITIES | 1 | PRINEVILLE - LIME SOFT 8.0 MG | B | 04 | DISINFECT/CHLORAMINES
4560954 | PORT ST LUCIE UTILITIES | 1 | PRINEVILLE - LIME SOFT 8.0 MG | C | 14 | PART-RMVL/RAPID SAND FIL
4560954 | PORT ST LUCIE UTILITIES | 1 | PRINEVILLE - LIME SOFT 8.0 MG | E | 01 | T-O CTRL/GASEOUS CHLORIN
4560954 | PORT ST LUCIE UTILITIES | 1 | PRINEVILLE - LIME SOFT 8.0 MG | H | 24 | SOFTENING/LIME-SODA
4560954 | PORT ST LUCIE UTILITIES | 1 | PRINEVILLE - LIME SOFT 8.0 MG | I | 18 | COLOR RML/SEQUESTATION
4560954 | PORT ST LUCIE UTILITIES | 1 | PRINEVILLE - LIME SOFT 8.0 MG | Z | 27 | OTHER/FLUORIDATION
4560954 | PORT ST LUCIE UTILITIES | 3 | JAMES E. ANDERSON RO WTP | Z | 27 | OTHER/FLUORIDATION
4560954 | PORT ST LUCIE UTILITIES | 1 | PRINEVILLE - LIME SOFT 8.0 MG | B | 01 | DISINFECT/GASEOUS CHLORIN
4560954 | PORT ST LUCIE UTILITIES | 1 | PRINEVILLE - LIME SOFT 8.0 MG | D | 36 | CORR-CTRL/CORROSION INHIB
4560954 | PORT ST LUCIE UTILITIES | 2 | PRINEVILLE RO 11.15 MGD | K | 26 | DESALINAT/REVERSE OSMOSIS
4560954 | PORT ST LUCIE UTILITIES | 3 | JAMES E. ANDERSON RO WTP | K | 26 | DESALINAT/REVERSE OSMOSIS
4560954 | PORT ST LUCIE UTILITIES | 3 | JAMES E. ANDERSON RO WTP | B | 04 | DISINFECT/CHLORAMINES
4560954 | PORT ST LUCIE UTILITIES | 3 | JAMES E. ANDERSON RO WTP | C | 26 | PART-RMVL/REVERSE OSMOSIS
4560954 | PORT ST LUCIE UTILITIES | 3 | JAMES E. ANDERSON RO WTP | D | 19 | CORR-CTRL/PH ADJUSTMENT
4560954 | PORT ST LUCIE UTILITIES | 3 | JAMES E. ANDERSON RO WTP | D | 36 | CORR-CTRL/CORROSION INHIB
4560954 | PORT ST LUCIE UTILITIES | 3 | JAMES E. ANDERSON RO WTP | E | 20 | T-O CTRL/AERATION
4560971 | NORTH HUTCHINSON ISLAND | 1 | NO HUTCH ISL BRYN MAWR REPUMP | A |  | NO TRTMT
4561005 | CYPRESS MHP | 1 | CYPRESS MHP FKA ORCHID ACRES | B | 02 | DISINFECT/HYPOCHLORIN
4561005 | CYPRESS MHP | 1 | CYPRESS MHP FKA ORCHID ACRES | F | 23 | ORGN-RMVL/GAC ADDITION
4561005 | CYPRESS MHP | 1 | CYPRESS MHP FKA ORCHID ACRES | E | 20 | T-O CTRL/AERATION
4561170 | QUEENS COVE SUBDIVISION | 1 |  | H | 26 | SOFTENING/REVERSE OSMOSIS
4561177 | RAINBOW TRAILER COURT | 1 | RAINBOW TRAILER COURT | H | 25 | SOFTENING/ION EXCHANGE
4561213 | RIDGECREST MHP -EAST PLANT | 1 | RIDGECREST MHP EAST PLANT | B | 01 | DISINFECT/GASEOUS CHLORIN
4561213 | RIDGECREST MHP -EAST PLANT | 2 | WEST = NORTH | B | 01 | DISINFECT/GASEOUS CHLORIN
4561218 | RIO DEL MAR MOBILE HOME PARK | 1 |  | B | 02 | DISINFECT/HYPOCHLORIN
4561230 | ROADRUNNER TRAVEL TRAILER PARK | 1 | ROADRUNNER TRAVEL TRAILER PARK | B | 01 | DISINFECT/GASEOUS CHLORIN
4561230 | ROADRUNNER TRAVEL TRAILER PARK | 1 | ROADRUNNER TRAVEL TRAILER PARK | C | 15 | PART-RMVL/PRESS SAND FILT
4561259 | ST. LUCIE COUNTY AIRPORT | 1 | ST. LUCIE COUNTY AIRPORT | H | 25 | SOFTENING/ION EXCHANGE
4561371 | SPANISH LAKES I | 1 | SPANISH LAKES MOBILE HOME PK | B | 01 | DISINFECT/GASEOUS CHLORIN
4561371 | SPANISH LAKES I | 1 | SPANISH LAKES MOBILE HOME PK | C | 10 | PART-RMVL/COAGULATION
4561371 | SPANISH LAKES I | 1 | SPANISH LAKES MOBILE HOME PK | C | 14 | PART-RMVL/RAPID SAND FIL
4561371 | SPANISH LAKES I | 1 | SPANISH LAKES MOBILE HOME PK | E | 20 | T-O CTRL/AERATION
4561378 | N. HAYSLIP DRUG TREATMENT CNTR | 1 | ST. LUCIE COUNTY YOUTH HALL | H | 25 | SOFTENING/ION EXCHANGE
4561432 | TANGLEWOOD MOBILE HOME PARK | 1 | TANGLEWOOD MHP | B | 02 | DISINFECT/HYPOCHLORIN
4561561 | GLENDALE COMMONS | 1 | GLENDALE COMMONS PWS | B | 02 | DISINFECT/HYPOCHLORIN
4561561 | GLENDALE COMMONS | 1 | GLENDALE COMMONS PWS | H | 25 | SOFTENING/ION EXCHANGE
4561564 | WHISPERING CREEK VILLAGE | 1 | FORT PIERCE | B | 02 | DISINFECT/HYPOCHLORIN
4561688 | ST. LUCIE NUCLEAR POWER PLANT | 1 | HUTCHINSON ISL. | B | 02 | DISINFECT/HYPOCHLORIN
4561689 | ST LUCIE COUNTY UTIL NORTH COUNTY SYSTEM | 1 | SLCU NO CO FKA HOLIDAY PINES | C | 08 | PART-RMVL/MICROSCREENING
4561689 | ST LUCIE COUNTY UTIL NORTH COUNTY SYSTEM | 1 | SLCU NO CO FKA HOLIDAY PINES | B | 04 | DISINFECT/CHLORAMINES
4561689 | ST LUCIE COUNTY UTIL NORTH COUNTY SYSTEM | 1 | SLCU NO CO FKA HOLIDAY PINES | D | 19 | CORR-CTRL/PH ADJUSTMENT
4561689 | ST LUCIE COUNTY UTIL NORTH COUNTY SYSTEM | 1 | SLCU NO CO FKA HOLIDAY PINES | H | 38 | SOFTENING/NANOFILTRATION
4561689 | ST LUCIE COUNTY UTIL NORTH COUNTY SYSTEM | 1 | SLCU NO CO FKA HOLIDAY PINES | Z | 28 | OTHER/PACKED TWR-AERA
4561689 | ST LUCIE COUNTY UTIL NORTH COUNTY SYSTEM | 1 | SLCU NO CO FKA HOLIDAY PINES | B | 01 | DISINFECT/GASEOUS CHLORIN
4561689 | ST LUCIE COUNTY UTIL NORTH COUNTY SYSTEM | 1 | SLCU NO CO FKA HOLIDAY PINES | D | 18 | CORR-CTRL/SEQUESTATION
4561782 | GLEN OAKS MHP SYST #2 | 1 | 1350 JAUNITA AV | B | 02 | DISINFECT/HYPOCHLORIN
4561783 | GRIMES PLAZA II | 1 | GRIMES PLAZA II | B | 02 | DISINFECT/HYPOCHLORIN
4561803 | BILL SHULTZ CHEVROLET | 1 | BILL SHULTZ CHEVROLET | H | 25 | SOFTENING/ION EXCHANGE
4561803 | BILL SHULTZ CHEVROLET | 1 | BILL SHULTZ CHEVROLET | B | 02 | DISINFECT/HYPOCHLORIN
4561805 | B'TWEEN WATERS MHP | 1 | B'TWEEN WATERS MHP | B | 02 | DISINFECT/HYPOCHLORIN
4561806 | RIVERSIDE NATIONAL BANK | 1 | CITIZENS FEDERAL SAVINGS | B | 02 | DISINFECT/HYPOCHLORIN
4561806 | RIVERSIDE NATIONAL BANK | 1 | CITIZENS FEDERAL SAVINGS | H | 25 | SOFTENING/ION EXCHANGE
4561807 | CLOUD GROVE | 1 | CLOUD GROVE | B | 01 | DISINFECT/GASEOUS CHLORIN
4561807 | CLOUD GROVE | 1 | CLOUD GROVE | Z | 20 | OTHER/AERATION
4561808 | MUELLER PLASTICS CORP. | 1 | FORT PIERCE | H | 25 | SOFTENING/ION EXCHANGE
4561808 | MUELLER PLASTICS CORP. | 1 | FORT PIERCE | Z | 21 | OTHER/PAC ADDITION
4561808 | MUELLER PLASTICS CORP. | 1 | FORT PIERCE | Z | 25 | OTHER/ION EXCHANGE
4561808 | MUELLER PLASTICS CORP. | 1 | FORT PIERCE | B | 02 | DISINFECT/HYPOCHLORIN
4561809 | FISHERMAN'S TOO | 1 | FISHERMAN'S TOO | B | 02 | DISINFECT/HYPOCHLORIN
4561809 | FISHERMAN'S TOO | 2 | FISHERMAN'S TOO | B | 02 | DISINFECT/HYPOCHLORIN
4561812 | FAITH BAPTIST CHURCH | 1 | FORT PIERCE | B | 02 | DISINFECT/HYPOCHLORIN
4561815 | FONTENELLE PLAZA | 1 | FORT PIERCE | B | 02 | DISINFECT/HYPOCHLORIN
4561817 | FT. PIERCE FLYING SERVICE | 1 | FORT PIERCE | B | 02 | DISINFECT/HYPOCHLORIN
4561818 | FT. PIERCE JAI-ALAI | 1 | FORT PIERCE JAI-ALAI | B | 01 | DISINFECT/GASEOUS CHLORIN
4561818 | FT. PIERCE JAI-ALAI | 1 | FORT PIERCE JAI-ALAI | Z | 26 | OTHER/REVERSE OSMOSIS
4561819 | GREEN'S SEAFOOD & STEAKS | 1 | FORT PIERCE | B | 02 | DISINFECT/HYPOCHLORIN
4561825 | INDIAN RIVER FOODS INC | 1 | INDIAN RIVER FOODS INC | B | 02 | DISINFECT/HYPOCHLORIN
4561826 | INDRIO TRUE VALUE | 1 | INDRIO | B | 02 | DISINFECT/HYPOCHLORIN
4561827 | JAMES E. SAMPSON SCHOOL | 1 | JAMES E. SAMPSON SCHOOL | B | 02 | DISINFECT/HYPOCHLORIN
4561830 | JOKER'S WILD | 1 | FORT PIERCE | B | 02 | DISINFECT/HYPOCHLORIN
4561833 | MARY ANN'S BAKERY COFFEE SHOP | 1 | FORT PIERCE | B | 02 | DISINFECT/HYPOCHLORIN
4561835 | OLEANDER AVE. CHURCH OF GOD | 1 | FORT PIERCE | B | 02 | DISINFECT/HYPOCHLORIN
4561836 | O.L.C., INC.- PRIDE GROVES | 1 | ORANGE CO | B | 02 | DISINFECT/HYPOCHLORIN
4561837 | PARTNERS III LOUNGE | 1 | PARTNERS III LOUNGE | B | 02 | DISINFECT/HYPOCHLORIN
4561839 | SAINT LUCIE LANES | 1 | PORT ST. LUCIE LANES | B | 02 | DISINFECT/HYPOCHLORIN
4561841 | PORT ST. LUCIE PROFESS. BLDG. | 1 | PORT ST. LUCIE MEDICAL BLDG. | H | 25 | SOFTENING/ION EXCHANGE
4561841 | PORT ST. LUCIE PROFESS. BLDG. | 1 | PORT ST. LUCIE MEDICAL BLDG. | B | 02 | DISINFECT/HYPOCHLORIN
4561843 | ST. LUCIE PACKING CORPORATION | 1 | ST LUCIE VILL | A |  | NO TRTMT
4561844 | ST. LUCIE COUNTY PRIMARY SCH. | 1 | ST LUCIE VILL | B | 02 | DISINFECT/HYPOCHLORIN
4561846 | SAVANNA RECREATION AREA | 1 | SAVANNA REC | E | 20 | T-O CTRL/AERATION
4561846 | SAVANNA RECREATION AREA | 1 | SAVANNA REC | B | 01 | DISINFECT/GASEOUS CHLORIN
4561848 | SKATETOWN U.S.A. | 1 | FORT PIERCE | H | 02 | SOFTENING/HYPOCHLORIN
4561849 | RELAX INN | 1 | RELAX INN WTP | B | 02 | DISINFECT/HYPOCHLORIN
4561849 | RELAX INN | 1 | RELAX INN WTP | H | 25 | SOFTENING/ION EXCHANGE
4561850 | SMALLWOOD MOTEL | 1 | WHITE CITY | B | 02 | DISINFECT/HYPOCHLORIN
4561851 | A T & T | 1 | FORT PIERCE | A |  | NO TRTMT
4561854 | SORRENTO'S RESTAURANT | 1 | FORT PIERCE | B | 02 | DISINFECT/HYPOCHLORIN
4561855 | TOWN PLAZA SHOPPING CENTER | 1 | FORT PIERCE | B | 02 | DISINFECT/HYPOCHLORIN
4561856 | TREE SWEET PRODUCTS | 1 | TREE SWEET PRODUCTS/FT PIERCE | B | 02 | DISINFECT/HYPOCHLORIN
4561857 | TROPICANA PRODUCTS | 1 | FORT PIERCE | G | 15 | IRON RMVL/PRESS SAND FILT
4561857 | TROPICANA PRODUCTS | 1 | FORT PIERCE | B | 02 | DISINFECT/HYPOCHLORIN
4561860 | WEG PLAZA I /NORTH | 1 | W E G PLAZA I/NORTH | B | 02 | DISINFECT/HYPOCHLORIN
4561861 | WHITE CITY ELEMENTARY SCHOOL | 1 | WHITE CITY | B | 02 | DISINFECT/HYPOCHLORIN
4561915 | HOLIDAY INN WEST | 1 | HOLIDAY INN | B | 02 | DISINFECT/HYPOCHLORIN
4561916 | LAKEWOOD PARK SUBDIVISION | 1 | LAKEWOOD PARK | B | 01 | DISINFECT/GASEOUS CHLORIN
4561916 | LAKEWOOD PARK SUBDIVISION | 1 | LAKEWOOD PARK | H | 25 | SOFTENING/ION EXCHANGE
4561916 | LAKEWOOD PARK SUBDIVISION | 1 | LAKEWOOD PARK | G | 36 | IRON RMVL/CORROSION INHIB
4561916 | LAKEWOOD PARK SUBDIVISION | 1 | LAKEWOOD PARK | Z | 20 | OTHER/AERATION
4561917 | DALE'S BAR-B-Q WEST, INC. | 1 | DALES' BAR-B-Q | B | 02 | DISINFECT/HYPOCHLORIN
4561918 | CROSSROADS MOTEL | 1 | CROSSROADS MOTE | B | 02 | DISINFECT/HYPOCHLORIN
4561935 | JOHNNY'S CORNER FAMILY REST. | 1 | JOHNNY'S CORNER FAMILY REST. | B | 01 | DISINFECT/GASEOUS CHLORIN
4561935 | JOHNNY'S CORNER FAMILY REST. | 1 | JOHNNY'S CORNER FAMILY REST. | H | 25 | SOFTENING/ION EXCHANGE
4561937 | NORRIS'S FAMOUS PLACE FOR RIBS | 1 | NORRIS'S FAMOUS PLACE FOR RIBS | H | 25 | SOFTENING/ION EXCHANGE
4561937 | NORRIS'S FAMOUS PLACE FOR RIBS | 1 | NORRIS'S FAMOUS PLACE FOR RIBS | B | 02 | DISINFECT/HYPOCHLORIN
4561944 | VILLAGE SQUARE SHOPPING CENTER | 1 | VILLAGE SQUARE SHOPPING CENTER | B | 02 | DISINFECT/HYPOCHLORIN
4561944 | VILLAGE SQUARE SHOPPING CENTER | 1 | VILLAGE SQUARE SHOPPING CENTER | Z | 20 | OTHER/AERATION
4561954 | OCEAN TOWERS / ISLAND VILLAGE | 1 | OCEAN TOWERS (@ ISLAND DUNES) | Z | 28 | OTHER/PACKED TWR-AERA
4561954 | OCEAN TOWERS / ISLAND VILLAGE | 1 | OCEAN TOWERS (@ ISLAND DUNES) | H | 26 | SOFTENING/REVERSE OSMOSIS
4561954 | OCEAN TOWERS / ISLAND VILLAGE | 1 | OCEAN TOWERS (@ ISLAND DUNES) | D | 19 | CORR-CTRL/PH ADJUSTMENT
4561954 | OCEAN TOWERS / ISLAND VILLAGE | 1 | OCEAN TOWERS (@ ISLAND DUNES) | K | 26 | DESALINAT/REVERSE OSMOSIS
4561954 | OCEAN TOWERS / ISLAND VILLAGE | 1 | OCEAN TOWERS (@ ISLAND DUNES) | B | 02 | DISINFECT/HYPOCHLORIN
4561954 | OCEAN TOWERS / ISLAND VILLAGE | 1 | OCEAN TOWERS (@ ISLAND DUNES) | C | 08 | PART-RMVL/MICROSCREENING
4564001 | MIRAMAR APTS./AKA BELLA VISTA | 1 | MIRAMAR APTS./AKA BELLA VISTA | Z | 26 | OTHER/REVERSE OSMOSIS
4564001 | MIRAMAR APTS./AKA BELLA VISTA | 1 | MIRAMAR APTS./AKA BELLA VISTA | C | 26 | PART-RMVL/REVERSE OSMOSIS
4564001 | MIRAMAR APTS./AKA BELLA VISTA | 1 | MIRAMAR APTS./AKA BELLA VISTA | D | 18 | CORR-CTRL/SEQUESTATION
4564001 | MIRAMAR APTS./AKA BELLA VISTA | 1 | MIRAMAR APTS./AKA BELLA VISTA | K | 26 | DESALINAT/REVERSE OSMOSIS
4564001 | MIRAMAR APTS./AKA BELLA VISTA | 1 | MIRAMAR APTS./AKA BELLA VISTA | B | 02 | DISINFECT/HYPOCHLORIN
4564001 | MIRAMAR APTS./AKA BELLA VISTA | 1 | MIRAMAR APTS./AKA BELLA VISTA | E | 20 | T-O CTRL/AERATION
4564001 | MIRAMAR APTS./AKA BELLA VISTA | 1 | MIRAMAR APTS./AKA BELLA VISTA | D | 19 | CORR-CTRL/PH ADJUSTMENT
4564004 | LAKEWOOD PARK ELEM. SCHOOL | 1 | LAKEWOOD PARK | B | 02 | DISINFECT/HYPOCHLORIN
4564006 | SPANISH LAKES COUNTRY CLUB VILLAGE | 1 | SPANISH LAKES CCV | H | 26 | SOFTENING/REVERSE OSMOSIS
4564006 | SPANISH LAKES COUNTRY CLUB VILLAGE | 1 | SPANISH LAKES CCV | B | 01 | DISINFECT/GASEOUS CHLORIN
4564007 | INDIAN RIVER LANDING | 1 | INDIAN RIVER LANDING WTP | B | 02 | DISINFECT/HYPOCHLORIN
4564007 | INDIAN RIVER LANDING | 1 | INDIAN RIVER LANDING WTP | B | 04 | DISINFECT/CHLORAMINES
4564013 | PORT ST. LUCIE CONVALESCENT CT | 1 | PORT ST. LUCIE CONVALESCENT CT | B | 02 | DISINFECT/HYPOCHLORIN
4564093 | OCEAN HARBOR SOUTH CONDOS. | 1 | OCEAN HARBOR SOUTH | E | 20 | T-O CTRL/AERATION
4564093 | OCEAN HARBOR SOUTH CONDOS. | 1 | OCEAN HARBOR SOUTH | D | 19 | CORR-CTRL/PH ADJUSTMENT
4564093 | OCEAN HARBOR SOUTH CONDOS. | 1 | OCEAN HARBOR SOUTH | D | 18 | CORR-CTRL/SEQUESTATION
4564093 | OCEAN HARBOR SOUTH CONDOS. | 1 | OCEAN HARBOR SOUTH | C | 26 | PART-RMVL/REVERSE OSMOSIS
4564093 | OCEAN HARBOR SOUTH CONDOS. | 1 | OCEAN HARBOR SOUTH | B | 01 | DISINFECT/GASEOUS CHLORIN
4564093 | OCEAN HARBOR SOUTH CONDOS. | 1 | OCEAN HARBOR SOUTH | Z | 26 | OTHER/REVERSE OSMOSIS
4564094 | FLOWERS BAKERY | 1 | FLOWERS BAKERY | B | 02 | DISINFECT/HYPOCHLORIN
4564309 | LAKEWOOD PARK PLAZA | 1 | LAKEWOOD PARK | B | 02 | DISINFECT/HYPOCHLORIN
4564310 | FLORESTA ELEMENTARY SCHOOL | 1 | FLORESTA ELEMENTARY SCHOOL | H | 01 | SOFTENING/GASEOUS CHLORIN
4564322 | GROVE , THE | 1 | GROVE OF FT. PIERCE | B | 02 | DISINFECT/HYPOCHLORIN
4564322 | GROVE , THE | 1 | GROVE OF FT. PIERCE | E | 20 | T-O CTRL/AERATION
4564322 | GROVE , THE | 1 | GROVE OF FT. PIERCE | F | 26 | ORGN-RMVL/REVERSE OSMOSIS
4564322 | GROVE , THE | 1 | GROVE OF FT. PIERCE | Z | 19 | OTHER/PH ADJUSTMENT
4564322 | GROVE , THE | 1 | GROVE OF FT. PIERCE | D | 36 | CORR-CTRL/CORROSION INHIB
4564322 | GROVE , THE | 1 | GROVE OF FT. PIERCE | C | 29 | PART-RMVL/CARTRIDGE FILTR
4564377 | NORTH'S PLAZA | 1 |  | B | 02 | DISINFECT/HYPOCHLORIN
4564382 | VISTA ST. LUCIE | 1 | VISTA ST LUCIE | H | 24 | SOFTENING/LIME-SODA
4564382 | VISTA ST. LUCIE | 1 | VISTA ST LUCIE | E | 20 | T-O CTRL/AERATION
4564382 | VISTA ST. LUCIE | 1 | VISTA ST LUCIE | C | 10 | PART-RMVL/COAGULATION
4564382 | VISTA ST. LUCIE | 1 | VISTA ST LUCIE | B | 01 | DISINFECT/GASEOUS CHLORIN
4564393 | SAND DOLLAR UTILITIES CORP | 1 | SAND DOLLAR UTILITIES CORP | Z | 26 | OTHER/REVERSE OSMOSIS
4564393 | SAND DOLLAR UTILITIES CORP | 1 | SAND DOLLAR UTILITIES CORP | E | 20 | T-O CTRL/AERATION
4564393 | SAND DOLLAR UTILITIES CORP | 1 | SAND DOLLAR UTILITIES CORP | D | 19 | CORR-CTRL/PH ADJUSTMENT
4564393 | SAND DOLLAR UTILITIES CORP | 1 | SAND DOLLAR UTILITIES CORP | D | 18 | CORR-CTRL/SEQUESTATION
4564393 | SAND DOLLAR UTILITIES CORP | 1 | SAND DOLLAR UTILITIES CORP | B | 01 | DISINFECT/GASEOUS CHLORIN
4564393 | SAND DOLLAR UTILITIES CORP | 1 | SAND DOLLAR UTILITIES CORP | C | 26 | PART-RMVL/REVERSE OSMOSIS
4564394 | GOLDEN TOUCH LOUNGE | 1 | SAME | B | 02 | DISINFECT/HYPOCHLORIN
4564395 | WAFFLE HOUSE (SR 70 & TRNPIKE) | 1 | WAFFLE HOUSE | H | 25 | SOFTENING/ION EXCHANGE
4564395 | WAFFLE HOUSE (SR 70 & TRNPIKE) | 1 | WAFFLE HOUSE | E | 20 | T-O CTRL/AERATION
4564395 | WAFFLE HOUSE (SR 70 & TRNPIKE) | 1 | WAFFLE HOUSE | B | 02 | DISINFECT/HYPOCHLORIN
4564396 | MCDONALDS RESTAURANT/PSL | 1 | MCDONALDS PSL | B | 02 | DISINFECT/HYPOCHLORIN
4564396 | MCDONALDS RESTAURANT/PSL | 1 | MCDONALDS PSL | G | 10 | IRON RMVL/COAGULATION
4564396 | MCDONALDS RESTAURANT/PSL | 1 | MCDONALDS PSL | H | 25 | SOFTENING/ION EXCHANGE
4564397 | MEADOWOOD | 1 | MEADOWOOD COMMUNITY ASSOC | C | 14 | PART-RMVL/RAPID SAND FIL
4564397 | MEADOWOOD | 1 | MEADOWOOD COMMUNITY ASSOC | Z | 19 | OTHER/PH ADJUSTMENT
4564397 | MEADOWOOD | 1 | MEADOWOOD COMMUNITY ASSOC | B | 04 | DISINFECT/CHLORAMINES
4564397 | MEADOWOOD | 1 | MEADOWOOD COMMUNITY ASSOC | H | 24 | SOFTENING/LIME-SODA
4564397 | MEADOWOOD | 1 | MEADOWOOD COMMUNITY ASSOC | B | 01 | DISINFECT/GASEOUS CHLORIN
4564397 | MEADOWOOD | 1 | MEADOWOOD COMMUNITY ASSOC | E | 20 | T-O CTRL/AERATION
4564398 | MCDONALDS RESTAURANT/FT.P. | 1 | MCDONALDS RESTAURANT/FT.P. | H | 25 | SOFTENING/ION EXCHANGE
4564398 | MCDONALDS RESTAURANT/FT.P. | 1 | MCDONALDS RESTAURANT/FT.P. | B | 01 | DISINFECT/GASEOUS CHLORIN
4564399 | SANDALWOOD ESTATES S/D | 1 | SANDALWOOD ESTATES S/D | B | 01 | DISINFECT/GASEOUS CHLORIN
4565000 | WEG PLAZA II/SOUTH | 1 |  | B | 02 | DISINFECT/HYPOCHLORIN
4565001 | MONKEY TREE DAY CARE CENTER | 1 | SAME | B | 02 | DISINFECT/HYPOCHLORIN
4565001 | MONKEY TREE DAY CARE CENTER | 1 | SAME | H | 25 | SOFTENING/ION EXCHANGE
4565002 | HARBOUR RIDGE | 1 | HARBOUR RIDGE | C | 10 | PART-RMVL/COAGULATION
4565002 | HARBOUR RIDGE | 1 | HARBOUR RIDGE | B | 04 | DISINFECT/CHLORAMINES
4565002 | HARBOUR RIDGE | 1 | HARBOUR RIDGE | C | 14 | PART-RMVL/RAPID SAND FIL
4565002 | HARBOUR RIDGE | 1 | HARBOUR RIDGE | B | 01 | DISINFECT/GASEOUS CHLORIN
4565002 | HARBOUR RIDGE | 1 | HARBOUR RIDGE | H | 24 | SOFTENING/LIME-SODA
4565002 | HARBOUR RIDGE | 1 | HARBOUR RIDGE | E | 20 | T-O CTRL/AERATION
4565003 | SUNRISE TRAILER PARK | 1 | SAME | A |  | NO TRTMT
4565004 | SUNNIER PALMS CAMPGROUND | 1 | SUNNIER PALMS CAMPGROUND | H | 25 | SOFTENING/ION EXCHANGE
4565004 | SUNNIER PALMS CAMPGROUND | 1 | SUNNIER PALMS CAMPGROUND | B | 01 | DISINFECT/GASEOUS CHLORIN
4565005 | GINGERBREAD LANE TOO DAYCARE | 1 | SAME | H | 25 | SOFTENING/ION EXCHANGE
4565005 | GINGERBREAD LANE TOO DAYCARE | 1 | SAME | B | 02 | DISINFECT/HYPOCHLORIN
4565006 | FOUNTAIN PLAZA | 1 | SAME | B | 02 | DISINFECT/HYPOCHLORIN
4565007 | PRINCESS CONDOMINIUM | 1 | MAJESTIC CONDO | C | 26 | PART-RMVL/REVERSE OSMOSIS
4565007 | PRINCESS CONDOMINIUM | 1 | MAJESTIC CONDO | D | 18 | CORR-CTRL/SEQUESTATION
4565007 | PRINCESS CONDOMINIUM | 1 | MAJESTIC CONDO | D | 19 | CORR-CTRL/PH ADJUSTMENT
4565007 | PRINCESS CONDOMINIUM | 1 | MAJESTIC CONDO | E | 20 | T-O CTRL/AERATION
4565007 | PRINCESS CONDOMINIUM | 1 | MAJESTIC CONDO | Z | 26 | OTHER/REVERSE OSMOSIS
4565007 | PRINCESS CONDOMINIUM | 1 | MAJESTIC CONDO | B | 01 | DISINFECT/GASEOUS CHLORIN
4565008 | COGGIN OSTEEN MOTORS . | 1 | COGGIN OSTEEN MOTORS INC. | B | 02 | DISINFECT/HYPOCHLORIN
4565009 | BARNETT'S AUTO SALES | 1 | SAME | B | 02 | DISINFECT/HYPOCHLORIN
4565009 | BARNETT'S AUTO SALES | 1 | SAME | H | 25 | SOFTENING/ION EXCHANGE
4565010 | FLORESTA CENTER | 1 | FLORESTA CENTER | B | 02 | DISINFECT/HYPOCHLORIN
4565010 | FLORESTA CENTER | 1 | FLORESTA CENTER | H | 25 | SOFTENING/ION EXCHANGE
4565011 | RESERVE CLUBHOUSE | 1 | RESERVE CLUBHOUSE | B | 02 | DISINFECT/HYPOCHLORIN
4565012 | HABIT'S GRILLE | 1 | CJ'S | B | 02 | DISINFECT/HYPOCHLORIN
4565013 | SAM'S PLACE | 1 | DEMARCO'S ITALIAN RESTAURANT | B | 02 | DISINFECT/HYPOCHLORIN
4565014 | LEXINGTON SHOPPES | 1 | LEXINGTON SHOPPES WTP | B | 02 | DISINFECT/HYPOCHLORIN
4565015 | OLEANDER BUSINESS PARK | 1 | OLEANDER BUSINESS PARK | B | 02 | DISINFECT/HYPOCHLORIN
4565016 | CHARLIE'S DODGE | 1 | SAME | H | 25 | SOFTENING/ION EXCHANGE
4565016 | CHARLIE'S DODGE | 1 | SAME | B | 02 | DISINFECT/HYPOCHLORIN
4565017 | INDRIO PLAZA | 1 | SAME | B | 02 | DISINFECT/HYPOCHLORIN
4565018 | SUN GROVE MONTESSORI SCHOOL | 1 | SUN GROVE MONTESSORI | B | 02 | DISINFECT/HYPOCHLORIN
4565018 | SUN GROVE MONTESSORI SCHOOL | 1 | SUN GROVE MONTESSORI | H | 25 | SOFTENING/ION EXCHANGE
4565019 | FT. PIERCE BUSINESS PARK | 1 | FT. PIERCE BUSINESS PARK | B | 01 | DISINFECT/GASEOUS CHLORIN
4565020 | RICK STARR LINCOLN MERCURY | 1 | SAME | B | 02 | DISINFECT/HYPOCHLORIN
4565020 | RICK STARR LINCOLN MERCURY | 1 | SAME | H | 25 | SOFTENING/ION EXCHANGE
4565022 | NORSEMAN'S HARBOUR | 1 | NORSEMAN'S HARBOR | D | 19 | CORR-CTRL/PH ADJUSTMENT
4565022 | NORSEMAN'S HARBOUR | 1 | NORSEMAN'S HARBOR | G | 15 | IRON RMVL/PRESS SAND FILT
4565022 | NORSEMAN'S HARBOUR | 1 | NORSEMAN'S HARBOR | H | 25 | SOFTENING/ION EXCHANGE
4565022 | NORSEMAN'S HARBOUR | 1 | NORSEMAN'S HARBOR | B | 02 | DISINFECT/HYPOCHLORIN
4565025 | POSTAL ANNEX | 1 | REC GENERATED--UPDATE REQD | B | 02 | DISINFECT/HYPOCHLORIN
4565026 | PORT ST LUCIE PUBLIC WORKS | 1 | REC GENERATED--UPDATE REQD | B | 02 | DISINFECT/HYPOCHLORIN
4565026 | PORT ST LUCIE PUBLIC WORKS | 1 | REC GENERATED--UPDATE REQD | H | 25 | SOFTENING/ION EXCHANGE
4565027 | KIWI SHELL | 1 | REC GENERATED--UPDATE REQD | H | 02 | SOFTENING/HYPOCHLORIN
4565028 | RAVEN PARC | 1 | RAVEN PARC | H | 25 | SOFTENING/ION EXCHANGE
4565028 | RAVEN PARC | 1 | RAVEN PARC | B | 02 | DISINFECT/HYPOCHLORIN
4565029 | ST. LUCIE COUNTY AGRI.COMPLEX | 1 | REC GENERATED--UPDATE REQD | B | 02 | DISINFECT/HYPOCHLORIN
4565030 | RESERVE UTILITIES | 1 | RESERVE UTILITY CORPORATION | E | 20 | T-O CTRL/AERATION
4565030 | RESERVE UTILITIES | 1 | RESERVE UTILITY CORPORATION | C | 14 | PART-RMVL/RAPID SAND FIL
4565030 | RESERVE UTILITIES | 1 | RESERVE UTILITY CORPORATION | B | 01 | DISINFECT/GASEOUS CHLORIN
4565030 | RESERVE UTILITIES | 1 | RESERVE UTILITY CORPORATION | H | 24 | SOFTENING/LIME-SODA
4565030 | RESERVE UTILITIES | 1 | RESERVE UTILITY CORPORATION | B | 04 | DISINFECT/CHLORAMINES
4565031 | ST. LUCIE WEST SERVICES DISTRICT | 1 | ST. LUCIE WEST | Z | 19 | OTHER/PH ADJUSTMENT
4565031 | ST. LUCIE WEST SERVICES DISTRICT | 1 | ST. LUCIE WEST | Z | 20 | OTHER/AERATION
4565031 | ST. LUCIE WEST SERVICES DISTRICT | 2 | ST LUCIE WEST RO WTP | B | 01 | DISINFECT/GASEOUS CHLORIN
4565031 | ST. LUCIE WEST SERVICES DISTRICT | 2 | ST LUCIE WEST RO WTP | C | 08 | PART-RMVL/MICROSCREENING
4565031 | ST. LUCIE WEST SERVICES DISTRICT | 2 | ST LUCIE WEST RO WTP | D | 36 | CORR-CTRL/CORROSION INHIB
4565031 | ST. LUCIE WEST SERVICES DISTRICT | 2 | ST LUCIE WEST RO WTP | K | 26 | DESALINAT/REVERSE OSMOSIS
4565031 | ST. LUCIE WEST SERVICES DISTRICT | 2 | ST LUCIE WEST RO WTP | D | 19 | CORR-CTRL/PH ADJUSTMENT
4565031 | ST. LUCIE WEST SERVICES DISTRICT | 2 | ST LUCIE WEST RO WTP | E | 20 | T-O CTRL/AERATION
4565031 | ST. LUCIE WEST SERVICES DISTRICT | 1 | ST. LUCIE WEST | B | 01 | DISINFECT/GASEOUS CHLORIN
4565031 | ST. LUCIE WEST SERVICES DISTRICT | 1 | ST. LUCIE WEST | C | 08 | PART-RMVL/MICROSCREENING
4565031 | ST. LUCIE WEST SERVICES DISTRICT | 1 | ST. LUCIE WEST | H | 26 | SOFTENING/REVERSE OSMOSIS
4565032 | TEACHER'S PLACE, THE | 1 | TEACHER'S PLACE | B | 02 | DISINFECT/HYPOCHLORIN
4565032 | TEACHER'S PLACE, THE | 1 | TEACHER'S PLACE | G | 25 | IRON RMVL/ION EXCHANGE
4565033 | MIDWAY ROAD CHURCH OF CHRIST | 1 | MIDWAY ROAD CHURCH OF CHRIST | B | 02 | DISINFECT/HYPOCHLORIN
4565033 | MIDWAY ROAD CHURCH OF CHRIST | 1 | MIDWAY ROAD CHURCH OF CHRIST | G | 25 | IRON RMVL/ION EXCHANGE
4565034 | GINGERBREAD LANE NORTH DAY CAR | 1 | GINGERBREAD LANE NORTH | B | 02 | DISINFECT/HYPOCHLORIN
4565035 | COMMONS PLAZA AKA WHITE CITY P | 1 | COMMONS PLAZA AKA WHITE CITY P | B | 02 | DISINFECT/HYPOCHLORIN
4565035 | COMMONS PLAZA AKA WHITE CITY P | 1 | COMMONS PLAZA AKA WHITE CITY P | G | 25 | IRON RMVL/ION EXCHANGE
4565036 | DISABLED AMERICAN VETERANS | 1 | DISABLED AMERICAN VETERANS | B | 02 | DISINFECT/HYPOCHLORIN
4565037 | LOYAL ORDER OF MOOSE #248 | 1 | LOYAL ORDER OF MOOSE #248 | B | 02 | DISINFECT/HYPOCHLORIN
4565037 | LOYAL ORDER OF MOOSE #248 | 1 | LOYAL ORDER OF MOOSE #248 | G | 25 | IRON RMVL/ION EXCHANGE
4565038 | SWAN PLAZA | 1 | SWAN PLAZA PWS | B | 02 | DISINFECT/HYPOCHLORIN
4565038 | SWAN PLAZA | 1 | SWAN PLAZA PWS | H | 25 | SOFTENING/ION EXCHANGE
4565039 | PORT ST. LUCIE TRADE CENTER | 1 |  | B | 02 | DISINFECT/HYPOCHLORIN
4565040 | AURORA OF THE TREASURE COAST, INC. | 1 | GOOD TIMES AKA AURORA | B | 02 | DISINFECT/HYPOCHLORIN
4565041 | WHITE CITY PARK | 1 |  | B | 02 | DISINFECT/HYPOCHLORIN
4565043 | SPANISH LAKES FAIRWAYS | 1 | SPANISH LAKES FAIRWAYS | B | 01 | DISINFECT/GASEOUS CHLORIN
4565043 | SPANISH LAKES FAIRWAYS | 1 | SPANISH LAKES FAIRWAYS | C | 08 | PART-RMVL/MICROSCREENING
4565043 | SPANISH LAKES FAIRWAYS | 1 | SPANISH LAKES FAIRWAYS | E | 20 | T-O CTRL/AERATION
4565043 | SPANISH LAKES FAIRWAYS | 1 | SPANISH LAKES FAIRWAYS | H | 19 | SOFTENING/PH ADJUSTMENT
4565043 | SPANISH LAKES FAIRWAYS | 1 | SPANISH LAKES FAIRWAYS | H | 26 | SOFTENING/REVERSE OSMOSIS
4565053 | SPANISH LAKES FAIRWAYS | 1 | SPANISH LAKES FAIRWAYS | B | 01 | DISINFECT/GASEOUS CHLORIN
4565053 | SPANISH LAKES FAIRWAYS | 1 | SPANISH LAKES FAIRWAYS | H | 26 | SOFTENING/REVERSE OSMOSIS
4565053 | SPANISH LAKES FAIRWAYS | 1 | SPANISH LAKES FAIRWAYS | H | 19 | SOFTENING/PH ADJUSTMENT
4565053 | SPANISH LAKES FAIRWAYS | 1 | SPANISH LAKES FAIRWAYS | E | 20 | T-O CTRL/AERATION
4565053 | SPANISH LAKES FAIRWAYS | 1 | SPANISH LAKES FAIRWAYS | C | 08 | PART-RMVL/MICROSCREENING
4565054 | MIDWAY GOLF | 1 |  | B | 02 | DISINFECT/HYPOCHLORIN
4565055 | MARATHON MIDWAY | 1 | MARATHON MIDWAY | B | 02 | DISINFECT/HYPOCHLORIN
4565055 | MARATHON MIDWAY | 1 | MARATHON MIDWAY | H | 25 | SOFTENING/ION EXCHANGE
4565056 | SPEEDWAY 8357 | 1 |  | B | 02 | DISINFECT/HYPOCHLORIN
4565056 | SPEEDWAY 8357 | 1 |  | H | 25 | SOFTENING/ION EXCHANGE
4565057 | A-1 AUTO WASH | 1 |  | B | 02 | DISINFECT/HYPOCHLORIN
4565058 | CIRCLE K #7430 | 1 |  | B | 02 | DISINFECT/HYPOCHLORIN
4565058 | CIRCLE K #7430 | 1 |  | H | 25 | SOFTENING/ION EXCHANGE
4565059 | SHERRY'S LIVE ENTERTAINMENT | 1 |  | B | 02 | DISINFECT/HYPOCHLORIN
4565060 | BIZ-E-FLEA MARKET | 1 |  | B | 02 | DISINFECT/HYPOCHLORIN
4565061 | ST. LUCIE PRESBYTERIAN CHURCH | 1 |  | B | 02 | DISINFECT/HYPOCHLORIN
4565061 | ST. LUCIE PRESBYTERIAN CHURCH | 1 |  | H | 25 | SOFTENING/ION EXCHANGE
4565062 | DORIS' MINI-GOLF COURSE | 1 |  | B | 02 | DISINFECT/HYPOCHLORIN
4565063 | QUICK & EASY/EVANS SEVICE CNTR | 1 | EVANS SERVICE CENTER | B | 02 | DISINFECT/HYPOCHLORIN
4565064 | TURNER MACHINE SHOP | 1 |  | B | 02 | DISINFECT/HYPOCHLORIN
4565065 | BIBLE BAPTIST CHURCH | 1 | BIBLE BAPTIST CHURCH | B | 02 | DISINFECT/HYPOCHLORIN
4565065 | BIBLE BAPTIST CHURCH | 1 | BIBLE BAPTIST CHURCH | H | 25 | SOFTENING/ION EXCHANGE
4565066 | CUMBERLAND FARMS, P.S.L.,#9745 | 1 | CUMBERLAND FARMS, P.S.L. | B | 02 | DISINFECT/HYPOCHLORIN
4565067 | LAKEWOOD PARK LIBRARY | 1 | LAKEWOOD PARK LIBRARY | B | 02 | DISINFECT/HYPOCHLORIN
4565068 | I.F.A.S. RESEARCH CENTER | 1 | I.F.A.S. RESEARCH CENTER | Z | 15 | OTHER/PRESS SAND FILT
4565068 | I.F.A.S. RESEARCH CENTER | 1 | I.F.A.S. RESEARCH CENTER | H | 25 | SOFTENING/ION EXCHANGE
4565068 | I.F.A.S. RESEARCH CENTER | 1 | I.F.A.S. RESEARCH CENTER | B | 02 | DISINFECT/HYPOCHLORIN
4565068 | I.F.A.S. RESEARCH CENTER | 1 | I.F.A.S. RESEARCH CENTER | Z | 26 | OTHER/REVERSE OSMOSIS
4565070 | A&B WIRELESS | 1 | A&B WIRELESS | B | 02 | DISINFECT/HYPOCHLORIN
4565071 | SUN INVESTOR WAREHOUSE | 1 | SUN INVESTOR WAREHOUSE | A |  | NO TRTMT
4565073 | PORT ST. LUCIE CHRISTIAN CHILD | 1 | PSL CHRISTIAN CHILD DEVEL. CT. | B | 02 | DISINFECT/HYPOCHLORIN
4565074 | FRONTIER CORNER | 1 | FRONTIER FOOD STORE | B | 02 | DISINFECT/HYPOCHLORIN
4565075 | DARSHAN AGGARWAL CONVENIENCE | 1 | AGGARWAL'S CONVENIENCE STORE | B | 02 | DISINFECT/HYPOCHLORIN
4565076 | BOBBY'S FKA HUCK'S | 1 | HUCK'S COUNTRY CORNER | B | 02 | DISINFECT/HYPOCHLORIN
4565078 | FAMILY FOODS | 1 | FAMILY FOODS | B | 02 | DISINFECT/HYPOCHLORIN
4565079 | CARTER'S GROCERY | 1 | CARTER'S GROCERY | B | 02 | DISINFECT/HYPOCHLORIN
4565080 | COUNTRY STORE | 1 | COUNTRY STORE | A |  | NO TRTMT
4565081 | DYKE'S FOOD STORE | 1 | DYKE'S FOOD STORE | H | 25 | SOFTENING/ION EXCHANGE
4565082 | WEATHERBY GARDENS APARTMENTS | 2 | WEATHERBY GARDENS APTS (EAST) | H | 25 | SOFTENING/ION EXCHANGE
4565082 | WEATHERBY GARDENS APARTMENTS | 1 | WEATHERBY GARDENS APTS. (WEST) | Z | 15 | OTHER/PRESS SAND FILT
4565082 | WEATHERBY GARDENS APARTMENTS | 1 | WEATHERBY GARDENS APTS. (WEST) | H | 25 | SOFTENING/ION EXCHANGE
4565082 | WEATHERBY GARDENS APARTMENTS | 1 | WEATHERBY GARDENS APTS. (WEST) | B | 02 | DISINFECT/HYPOCHLORIN
4565082 | WEATHERBY GARDENS APARTMENTS | 2 | WEATHERBY GARDENS APTS (EAST) | B | 02 | DISINFECT/HYPOCHLORIN
4565083 | INDRIO REC AREA | 1 | INDRIO REC AREA | B | 02 | DISINFECT/HYPOCHLORIN
4565084 | RIDGECREST MHP - WEST PLANT | 1 |  | B | 02 | DISINFECT/HYPOCHLORIN
4565085 | FARM STORE #2452 | 1 |  | B | 02 | DISINFECT/HYPOCHLORIN
4565086 | J&J SUBCO | 1 |  | B | 02 | DISINFECT/HYPOCHLORIN
4565087 | FARM STORE #2451 | 1 |  | B | 02 | DISINFECT/HYPOCHLORIN
4565088 | FIESTA SQUARE | 1 | FIESTA SQUARE | H | 02 | SOFTENING/HYPOCHLORIN
4565089 | LE MOBILE MART INC | 1 | TIKI SHELL | B | 02 | DISINFECT/HYPOCHLORIN
4565090 | COLONIAL ENGINEERING-DIGEORGIO | 1 | COLONIAL ENGINEERING | B | 02 | DISINFECT/HYPOCHLORIN
4565091 | FPL EMERGENCY OPERATION CENTER | 1 |  | H | 02 | SOFTENING/HYPOCHLORIN
4565092 | FPL MIDWAY SERVICE CENTER | 1 |  | H | 02 | SOFTENING/HYPOCHLORIN
4565093 | LAKE PARK MOTEL | 1 | LAKE PARK MOTEL | H | 02 | SOFTENING/HYPOCHLORIN
4565094 | LAKEWOOD PARK MEDICAL CENTER | 1 | LAKEWOOD PARK MEDICAL CENTER | B | 02 | DISINFECT/HYPOCHLORIN
4565095 | BEST CHOICE MEATS | 1 | BEST CHOICE MEATS | B | 02 | DISINFECT/HYPOCHLORIN
4565096 | PINE ISLAND GROCERIES | 1 | PINE ISLAND GROCERIES | B | 02 | DISINFECT/HYPOCHLORIN
4565097 | LAKE MANOR MHP | 1 | LAKE MANOR MHP | B | 02 | DISINFECT/HYPOCHLORIN
4565098 | ORANGE AVE. HARDWARE | 1 | ORANGE AVE. HARDWARE | A |  | NO TRTMT
4565099 | RAINBOW TRAILER PARK | 1 | RAINBOW TRAILER PARK | B | 02 | DISINFECT/HYPOCHLORIN
4565099 | RAINBOW TRAILER PARK | 1 | RAINBOW TRAILER PARK | F | 23 | ORGN-RMVL/GAC ADDITION
4565099 | RAINBOW TRAILER PARK | 1 | RAINBOW TRAILER PARK | G | 15 | IRON RMVL/PRESS SAND FILT
4565100 | BETWEEN WATERS MHP | 1 | B'TWEEN WATERS MHP | B | 02 | DISINFECT/HYPOCHLORIN
4565101 | RAVEN SOUTH | 1 | NORTH BUILDING | B | 02 | DISINFECT/HYPOCHLORIN
4565101 | RAVEN SOUTH | 2 | SOUTH BUILDING | B | 02 | DISINFECT/HYPOCHLORIN
4565101 | RAVEN SOUTH | 1 | NORTH BUILDING | H | 25 | SOFTENING/ION EXCHANGE
4565102 | RAVEN PLAZA | 1 |  | H | 25 | SOFTENING/ION EXCHANGE
4565102 | RAVEN PLAZA | 1 |  | B | 02 | DISINFECT/HYPOCHLORIN
4565103 | BILTMORE PLAZA | 1 |  | H | 25 | SOFTENING/ION EXCHANGE
4565103 | BILTMORE PLAZA | 1 |  | B | 02 | DISINFECT/HYPOCHLORIN
4565104 | RAVEN SQUARE | 2 | BUILDING 2 EAST | B | 02 | DISINFECT/HYPOCHLORIN
4565104 | RAVEN SQUARE | 1 | BUILDING 1 WEST | B | 02 | DISINFECT/HYPOCHLORIN
4565105 | BILTMORE INDUSTRIAL COMPLEX | 1 | PENGUIN PLAZA | F | 23 | ORGN-RMVL/GAC ADDITION
4565105 | BILTMORE INDUSTRIAL COMPLEX | 1 | PENGUIN PLAZA | B | 06 | DISINFECT/UV RADIATION
4565106 | PELICAN PLAZA (BAYSHORE IND. PROPERTIES) | 1 | PELICAN PLAZA | A |  | NO TRTMT
4565108 | DANCE CENTER OF ST. LUCIE | 1 |  | B | 02 | DISINFECT/HYPOCHLORIN
4565109 | AT&M FIRESTONE | 1 |  | B | 02 | DISINFECT/HYPOCHLORIN
4565110 | ZED COAST CENTER | 1 |  | B | 02 | DISINFECT/HYPOCHLORIN
4565111 | CHEVRON MAJIK MARKET | 1 | CHEVRON MAJIK MARKET | A |  | NO TRTMT
4565112 | CHURCH OF THE NAZARENE | 1 | CHURCH OF THE NAZARENE | B | 02 | DISINFECT/HYPOCHLORIN
4565113 | CHURCH OF THE REDEEMER | 1 | CHURCH OF THE REDEEMER | B | 02 | DISINFECT/HYPOCHLORIN
4565113 | CHURCH OF THE REDEEMER | 1 | CHURCH OF THE REDEEMER | H | 25 | SOFTENING/ION EXCHANGE
4565114 | CIRCLE K #4851 | 1 | CIRCLE K #4851 | A |  | NO TRTMT
4565115 | CIRCLE K #7446 | 1 | CIRCLE K #7446 | H | 25 | SOFTENING/ION EXCHANGE
4565115 | CIRCLE K #7446 | 1 | CIRCLE K #7446 | B | 02 | DISINFECT/HYPOCHLORIN
4565116 | DINO'S RESTAURANT | 1 | DINO'S RESTAURANT | A |  | NO TRTMT
4565117 | FAMILY FOODS | 1 | FAMILY FOODS | A |  | NO TRTMT
4565118 | FLOWERS BAKERY | 1 | FLOWERS BAKING COMPANY | H | 25 | SOFTENING/ION EXCHANGE
4565118 | FLOWERS BAKERY | 1 | FLOWERS BAKING COMPANY | B | 02 | DISINFECT/HYPOCHLORIN
4565119 | FT. PIERCE STATE FARMERS MKT | 1 | FORT PIERCE STATE FARMERS MKT | A |  | NO TRTMT
4565120 | GRANDVIEW MOTEL & EFFICIENCIES | 1 | GRANDVIEW MOTEL & EFFICIENCIES | A |  | NO TRTMT
4565121 | HOLY FAITH EPISCOPAL CHURCH | 1 | HOLY FAITH EPISCOPAL CHURCH | H | 25 | SOFTENING/ION EXCHANGE
4565122 | LIBERTY BAPTIST CHURCH | 1 | LIBERTY BAPTIST CHURCH | H | 25 | SOFTENING/ION EXCHANGE
4565123 | MERCHANT DISCOUNT FOOD | 1 | MR GROCER | H | 25 | SOFTENING/ION EXCHANGE
4565123 | MERCHANT DISCOUNT FOOD | 1 | MR GROCER | G | 15 | IRON RMVL/PRESS SAND FILT
4565124 | NOWAK WAREHOUSES | 1 | NOWAK WHAREHOUSES | B | 02 | DISINFECT/HYPOCHLORIN
4565125 | RINKER MATERIALS | 1 | RINKER MATERIALS | H | 25 | SOFTENING/ION EXCHANGE
4565126 | SIESTA MOTEL | 1 | SIESTA MOTEL | A |  | NO TRTMT
4565127 | TREASURE COAST TRUSS | 1 | TREASURE COAST TRUSS | H | 25 | SOFTENING/ION EXCHANGE
4565127 | TREASURE COAST TRUSS | 1 | TREASURE COAST TRUSS | B | 02 | DISINFECT/HYPOCHLORIN
4565128 | TRINITY EVANGELICAL PRESBY. CH | 1 | TRINITY EVANGELICAL PRESBY. CH | B | 02 | DISINFECT/HYPOCHLORIN
4565129 | TURNPIKE INTERCHANGE - P.S.L. | 1 | TURNPIKE INTERCHANGE - P.S.L. | A |  | NO TRTMT
4565130 | TURNPIKE INTERCHANGE-FT PIERCE | 1 | TURNPIKE INTERCHANGE-FT PIERCE | A |  | NO TRTMT
4565131 | NATIONAL FOOD MART #10 | 1 | NATIONAL FOOD MART #10 | B | 02 | DISINFECT/HYPOCHLORIN
4565132 | ARMADILLO WAREHOUSES | 1 | ARMADILLO WAREHOUSES | B | 02 | DISINFECT/HYPOCHLORIN
4565133 | PROFESSIONAL SERVICES GROUP | 1 | PROFESSIONAL SERVICES GROUP | A |  | NO TRTMT
4565134 | WESTSIDE VETERANS CENTER | 1 | WESTSIDE VETERANS CENTER | A |  | NO TRTMT
4565135 | HARBOR BRANCH TOURIST CENTER | 1 |  | A |  | NO TRTMT
4565136 | HARBOR BRANCH POST DOC APTS. | 1 | HARBOR BRANCH POST DOC WTP | B | 02 | DISINFECT/HYPOCHLORIN
4565137 | FIRST CONGREGATIONAL CHURCH | 1 |  | A |  | NO TRTMT
4565138 | SOUTHSIDE BAPTIST CHURCH | 1 | SOUTHSIDE BAPTIST | H | 02 | SOFTENING/HYPOCHLORIN
4565139 | MARKET DINER II | 1 | PARTY TIME PIZZA | B | 02 | DISINFECT/HYPOCHLORIN
4565140 | SRB-II | 1 |  | A |  | NO TRTMT
4565141 | SRB-I | 1 | SRB I | A |  | NO TRTMT
4565142 | VICTORY CHILDREN'S HOME | 1 |  | H | 02 | SOFTENING/HYPOCHLORIN
4565143 | JOHNNY STAMM EQUIPMENT | 1 |  | H | 02 | SOFTENING/HYPOCHLORIN
4565144 | ST LUCIE BATTERY & TIRE | 1 |  | H | 02 | SOFTENING/HYPOCHLORIN
4565145 | BETHEL BAPTIST CHURCH | 1 |  | H | 02 | SOFTENING/HYPOCHLORIN
4565146 | FOUNTAIN RESORT | 1 |  | H | 25 | SOFTENING/ION EXCHANGE
4565146 | FOUNTAIN RESORT | 1 |  | B | 02 | DISINFECT/HYPOCHLORIN
4565147 | LAKEWOOD PARK UNITED METHODIST | 1 |  | B | 02 | DISINFECT/HYPOCHLORIN
4565148 | ST LUCIE COUNTY AGRISCIENCE CR | 1 |  | B | 02 | DISINFECT/HYPOCHLORIN
4565149 | BUMBLEBEE ACADEMY | 1 | LITTLE ACHIEVER'S WTP | B | 02 | DISINFECT/HYPOCHLORIN
4565150 | CHRIST EVANGELICAL LUTHERAN | 1 | CHRIST EVANGELICAL LUTHERAN | B | 02 | DISINFECT/HYPOCHLORIN
4565151 | SUNRISE TABERNACLE CHURCH | 1 | SUNRISE TABERNACLE CHURCH | B | 02 | DISINFECT/HYPOCHLORIN
4565152 | TREASURE COAST CHURCH OF GOD | 1 | TREASURE COAST CHURCH OF GOD | B | 02 | DISINFECT/HYPOCHLORIN
4565153 | ORANGE AVENUE BAPTIST CHURCH | 1 | ORANGE AVENUE BAPTIST CHURCH | B | 02 | DISINFECT/HYPOCHLORIN
4565154 | H & H MHP | 1 | H&H MHP | H | 25 | SOFTENING/ION EXCHANGE
4565154 | H & H MHP | 1 | H&H MHP | B | 02 | DISINFECT/HYPOCHLORIN
4565155 | ANYTIME CHURCH FKA DEL RIO FELLOWSHIP | 1 | DEL RIO FELLOWSHIP | B | 02 | DISINFECT/HYPOCHLORIN
4565156 | FLORESTA CENTRE | 1 | FLORESTA CENTRE | H | 25 | SOFTENING/ION EXCHANGE
4565156 | FLORESTA CENTRE | 1 | FLORESTA CENTRE | B | 02 | DISINFECT/HYPOCHLORIN
4565157 | TWISTEE TREAT OF P.S.L. | 1 | TWISTEE TREAT OF P.S.L. | B | 02 | DISINFECT/HYPOCHLORIN
4565158 | UNIVERSITY OF FL- IFAS STATION | 1 | UNIVERSITY OF FLA.-IFAS | B | 02 | DISINFECT/HYPOCHLORIN
4565158 | UNIVERSITY OF FL- IFAS STATION | 1 | UNIVERSITY OF FLA.-IFAS | C | 08 | PART-RMVL/MICROSCREENING
4565158 | UNIVERSITY OF FL- IFAS STATION | 1 | UNIVERSITY OF FLA.-IFAS | Z | 26 | OTHER/REVERSE OSMOSIS
4565158 | UNIVERSITY OF FL- IFAS STATION | 1 | UNIVERSITY OF FLA.-IFAS | E | 15 | T-O CTRL/PRESS SAND FILT
4565158 | UNIVERSITY OF FL- IFAS STATION | 1 | UNIVERSITY OF FLA.-IFAS | H | 25 | SOFTENING/ION EXCHANGE
4565158 | UNIVERSITY OF FL- IFAS STATION | 1 | UNIVERSITY OF FLA.-IFAS | D | 19 | CORR-CTRL/PH ADJUSTMENT
4565159 | MIDWAY INN | 1 |  | H | 25 | SOFTENING/ION EXCHANGE
4565159 | MIDWAY INN | 1 |  | B | 02 | DISINFECT/HYPOCHLORIN
4565160 | FPL MIDWAY SERVICE CENTER | 1 | FPL MIDWAY SERVICE CENTER | B | 02 | DISINFECT/HYPOCHLORIN
4565160 | FPL MIDWAY SERVICE CENTER | 1 | FPL MIDWAY SERVICE CENTER | H | 25 | SOFTENING/ION EXCHANGE
4565161 | EVANS PROPERTIES - BLUEFIELD COMPLEX | 1 | BLUEFIELD COMPLEX | A |  | NO TRTMT
4565162 | RIVER PARK MHP | 1 |  | G | 20 | IRON RMVL/AERATION
4565162 | RIVER PARK MHP | 1 |  | B | 02 | DISINFECT/HYPOCHLORIN
4565163 | RAY MELEAR DAIRY HOUSING | 1 | RAY MELEAR DAIRY HOUSING | A |  | NO TRTMT
4565164 | CARNIVAL DELI | 1 | KINGREY WATER SYSTEM | C | 15 | PART-RMVL/PRESS SAND FILT
4565165 | ROMAN'S WHOLESALE GROCERIES | 1 | ROMAN'S WHOLESALE GROCERIES | B | 02 | DISINFECT/HYPOCHLORIN
4565166 | NEW APOSTOLIC CHURCH | 1 | NEW APOSTOLIC CHURCH | B | 02 | DISINFECT/HYPOCHLORIN
4565167 | WESTSIDE VETERAN'S CENTER | 1 | WESTSIDE VETERNS' CENTER PLANT | B | 02 | DISINFECT/HYPOCHLORIN
4565168 | SLWU/PSLU INTERCONNECT | 1 | SLCUSD/SLWU INTERCONNECT | B | 04 | DISINFECT/CHLORAMINES
4565169 | CAMP AHBALUFA | 1 |  | A |  | NO TRTMT
4565170 | APOSTLE FAITH CHURCH | 1 | APOSTLE FAITH CHURCH | H | 25 | SOFTENING/ION EXCHANGE
4565170 | APOSTLE FAITH CHURCH | 1 | APOSTLE FAITH CHURCH | B | 02 | DISINFECT/HYPOCHLORIN
4565171 | FIRST BAPTIST CHURCH FT PIERCE | 1 | 1ST BAPTIST CHURCH OF FT PIERC | B | 02 | DISINFECT/HYPOCHLORIN
4565172 | FIRST BAPTIST CHURCH OF FT P. | 1 | 1ST BAPTIST CHURCH | B | 02 | DISINFECT/HYPOCHLORIN
4565173 | THE CROSSING COMMUNITY CHURCH | 1 | LAKEWOOD PARK BAPTIST CHURCH | B | 02 | DISINFECT/HYPOCHLORIN
4565174 | CARTER'S GROCERY | 1 | CARTER'S GROCERY | B | 02 | DISINFECT/HYPOCHLORIN
4565175 | RINKER MATERIALS | 1 | RINKER FT PIERCE, WEST | B | 02 | DISINFECT/HYPOCHLORIN
4565176 | INTERCHANGE AMOCO | 1 | BARON OIL CO. #204 | B | 02 | DISINFECT/HYPOCHLORIN
4565176 | INTERCHANGE AMOCO | 1 | BARON OIL CO. #204 | G | 15 | IRON RMVL/PRESS SAND FILT
4565176 | INTERCHANGE AMOCO | 1 | BARON OIL CO. #204 | H | 25 | SOFTENING/ION EXCHANGE
4565177 | DLF PACKING FKA SUNBRITE CITRUS | 1 | DLF PACKING FKA SUNBRITE | B | 02 | DISINFECT/HYPOCHLORIN
4565177 | DLF PACKING FKA SUNBRITE CITRUS | 1 | DLF PACKING FKA SUNBRITE | F | 23 | ORGN-RMVL/GAC ADDITION
4565177 | DLF PACKING FKA SUNBRITE CITRUS | 1 | DLF PACKING FKA SUNBRITE | B | 20 | DISINFECT/AERATION
4565178 | ANGRY BULL, INC. | 1 | PINE ISLAND | B | 02 | DISINFECT/HYPOCHLORIN
4565179 | TREASURE COAST BAPTIST CHURCH | 1 | TREASURE COAST BAPTIST | B | 02 | DISINFECT/HYPOCHLORIN
4565180 | VALUE FOOD MART | 1 | VALUE FOOD MART FKA CUMBERLAN | B | 02 | DISINFECT/HYPOCHLORIN
4565181 | MBK MASTERS, INC. | 1 | FLORIDA MASTERS | B | 02 | DISINFECT/HYPOCHLORIN
4565181 | MBK MASTERS, INC. | 1 | FLORIDA MASTERS | H | 25 | SOFTENING/ION EXCHANGE
4565182 | ST LUCIE CO ALT EDUCATION CNTR | 1 | ST LUCIE CO ALT EDUCATION CNTR | H | 25 | SOFTENING/ION EXCHANGE
4565182 | ST LUCIE CO ALT EDUCATION CNTR | 1 | ST LUCIE CO ALT EDUCATION CNTR | B | 02 | DISINFECT/HYPOCHLORIN
4565182 | ST LUCIE CO ALT EDUCATION CNTR | 1 | ST LUCIE CO ALT EDUCATION CNTR | I | 29 | COLOR RML/CARTRIDGE FILTR
4565183 | AYCOCK FUNERAL HOME | 1 | FUNERAL HOME | B | 02 | DISINFECT/HYPOCHLORIN
4565184 | SLWU/RESERVE INTERCONNECT | 1 | SLWU/RESERVE INTERCONNECT | A |  | NO TRTMT
4565185 | TWO G'S FOOD STORES | 1 | TWO G'S FOOD STORES | A |  | NO TRTMT
4565186 | EKE MARKET | 1 | EKE MARKET | B | 02 | DISINFECT/HYPOCHLORIN
4565187 | PSL BIBLE CHURCH, INC. | 1 | PSL BIBLE CHURCH | B | 02 | DISINFECT/HYPOCHLORIN
4565188 | RIVERVIEW BAPTIST CHURCH, INC. | 1 | RIVERVIEW BAPTIST CHURCH | B | 02 | DISINFECT/HYPOCHLORIN
4565189 | CAMP HIDDEN HAMMOCK | 1 | CAMP HIDDEN HAMMOCK | B | 02 | DISINFECT/HYPOCHLORIN
4565190 | EPISCOPAL CHURCH OF NATIVITY | 1 | EPISCOPAL CHURCH OF NATIVITY | B | 02 | DISINFECT/HYPOCHLORIN
4565191 | USDA HORTICULTURAL RESEARCH | 1 | USDA HORTICULTURAL RESEARCH | B | 02 | DISINFECT/HYPOCHLORIN
4565192 | INTERNATIONAL EPICURE | 1 | INTERNATIONAL EPICURE | B | 02 | DISINFECT/HYPOCHLORIN
4565195 | GRAPEVINE METHODIST CHURCH | 1 | GRAPEVINE METHODIST CHURCH | B | 02 | DISINFECT/HYPOCHLORIN
4565196 | ST. LUCIE COUNTY FAIRGROUNDS | 1 | ST. LUCIE COUNTY FAIRGROUNDS | K | 26 | DESALINAT/REVERSE OSMOSIS
4565196 | ST. LUCIE COUNTY FAIRGROUNDS | 1 | ST. LUCIE COUNTY FAIRGROUNDS | B | 02 | DISINFECT/HYPOCHLORIN
4565200 | PORT ST. LUCIE UTILITIES JEA | 1 | JAMES E. ANDERSON RO WTP | B | 04 | DISINFECT/CHLORAMINES
4565200 | PORT ST. LUCIE UTILITIES JEA | 1 | JAMES E. ANDERSON RO WTP | C | 26 | PART-RMVL/REVERSE OSMOSIS
4565200 | PORT ST. LUCIE UTILITIES JEA | 1 | JAMES E. ANDERSON RO WTP | D | 19 | CORR-CTRL/PH ADJUSTMENT
4565200 | PORT ST. LUCIE UTILITIES JEA | 1 | JAMES E. ANDERSON RO WTP | D | 36 | CORR-CTRL/CORROSION INHIB
4565200 | PORT ST. LUCIE UTILITIES JEA | 1 | JAMES E. ANDERSON RO WTP | E | 20 | T-O CTRL/AERATION
4565200 | PORT ST. LUCIE UTILITIES JEA | 1 | JAMES E. ANDERSON RO WTP | Z | 27 | OTHER/FLUORIDATION
4565202 | SOUTHERN TRUSS | 1 | SOUTHERN TRUSS WTP | B | 02 | DISINFECT/HYPOCHLORIN
4565202 | SOUTHERN TRUSS | 1 | SOUTHERN TRUSS WTP | H | 25 | SOFTENING/ION EXCHANGE
4565203 | CAPRON TRAIL PARK | 1 | CAPRON TRAIL PARK | B | 02 | DISINFECT/HYPOCHLORIN
4565206 | US1 GOLF & BBQ | 1 | US1 GOLF & BBQ WTP | Z | 29 | OTHER/CARTRIDGE FILTR
4565206 | US1 GOLF & BBQ | 1 | US1 GOLF & BBQ WTP | G | 25 | IRON RMVL/ION EXCHANGE
4565206 | US1 GOLF & BBQ | 1 | US1 GOLF & BBQ WTP | B | 02 | DISINFECT/HYPOCHLORIN
5084000 | HIGHPOINT A-1 STORAGE | 1 | A-1 STORAGE AND WAREHOUSE | B | 02 | DISINFECT/HYPOCHLORIN
5084081 | CROSSROADS HOPE ACADEMY | 1 | WTP | B | 02 | DISINFECT/HYPOCHLORIN
5084081 | CROSSROADS HOPE ACADEMY | 1 | WTP | E | 20 | T-O CTRL/AERATION
5084082 | CHARLOTTE CORRECTIONAL INSTITUTION | 1 | WTP | E | 20 | T-O CTRL/AERATION
5084082 | CHARLOTTE CORRECTIONAL INSTITUTION | 1 | WTP | C | 13 | PART-RMVL/SLOW SAND FILTR
5084082 | CHARLOTTE CORRECTIONAL INSTITUTION | 1 | WTP | C | 11 | PART-RMVL/FLOCCULATION
5084082 | CHARLOTTE CORRECTIONAL INSTITUTION | 1 | WTP | C | 10 | PART-RMVL/COAGULATION
5084082 | CHARLOTTE CORRECTIONAL INSTITUTION | 1 | WTP | B | 04 | DISINFECT/CHLORAMINES
5084082 | CHARLOTTE CORRECTIONAL INSTITUTION | 1 | WTP | D | 18 | CORR-CTRL/SEQUESTATION
5084085 | COUNTYLINE MARKET AND PIZZA | 1 | COUNTYLINE MARKET AND PIZZA | F | 23 | ORGN-RMVL/GAC ADDITION
5084085 | COUNTYLINE MARKET AND PIZZA | 1 | COUNTYLINE MARKET AND PIZZA | B | 02 | DISINFECT/HYPOCHLORIN
5084087 | LIGHTHOUSE COMMUNITY SERVICES | 1 | LIGHTHOUSE COMMUNITY SERVICES | R | 25 | RADS RMVL/ION EXCHANGE
5084087 | LIGHTHOUSE COMMUNITY SERVICES | 1 | LIGHTHOUSE COMMUNITY SERVICES | B | 02 | DISINFECT/HYPOCHLORIN
5084089 | SONSHINE BAPTIST CHURCH | 1 | SONSHINE BAPTIST CHURCH WTP | B | 02 | DISINFECT/HYPOCHLORIN
5084090 | ROADHOUSE "41" | 1 | ROADHOUSE "41" WTP | B | 02 | DISINFECT/HYPOCHLORIN
5084091 | PIK-N-RUN 1 | 1 | PIK-N-RUN 1 WTP | B | 02 | DISINFECT/HYPOCHLORIN
5084092 | MKC PARTNERSHIP | 1 | MKC PARTNERSHIP WTP | B | 02 | DISINFECT/HYPOCHLORIN
5084093 | FRIENDSHP UNITD METHODIST CHUR | 1 | FRIENDSHP UNITED METHODIST WTP | B | 02 | DISINFECT/HYPOCHLORIN
5084094 | CHARLOTTE BIBLE CHURCH | 1 | CHARLOTTE BIBLE CHURCH WTP | B | 02 | DISINFECT/HYPOCHLORIN
5084094 | CHARLOTTE BIBLE CHURCH | 1 | CHARLOTTE BIBLE CHURCH WTP | H | 25 | SOFTENING/ION EXCHANGE
5084095 | FIRST BAPTIST CHURCH OF CLEVELAND | 1 | WTP | B | 02 | DISINFECT/HYPOCHLORIN
5084095 | FIRST BAPTIST CHURCH OF CLEVELAND | 1 | WTP | C | 08 | PART-RMVL/MICROSCREENING
5084095 | FIRST BAPTIST CHURCH OF CLEVELAND | 1 | WTP | E | 20 | T-O CTRL/AERATION
5084096 | BAY PALMS R.V. PARK | 1 | BAY PALMS R.V. PARK WTP | H | 25 | SOFTENING/ION EXCHANGE
5084096 | BAY PALMS R.V. PARK | 1 | BAY PALMS R.V. PARK WTP | B | 02 | DISINFECT/HYPOCHLORIN
5084096 | BAY PALMS R.V. PARK | 1 | BAY PALMS R.V. PARK WTP | E | 20 | T-O CTRL/AERATION
5084096 | BAY PALMS R.V. PARK | 1 | BAY PALMS R.V. PARK WTP | G | 25 | IRON RMVL/ION EXCHANGE
5084097 | RAMPART UTILITIES | 1 | RAMPART UTILITIES WTP | A |  | NO TRTMT
5084098 | SOUTH COUNTY CIVIC CENTER | 1 | SOUTH COUNTY CIVIC CENTER | B | 02 | DISINFECT/HYPOCHLORIN
5084099 | ST. PAUL'S ANGLICAN CHURCH | 1 | ST. PAUL'S ANGLICAN CHCH WTP | B | 02 | DISINFECT/HYPOCHLORIN
5084099 | ST. PAUL'S ANGLICAN CHURCH | 1 | ST. PAUL'S ANGLICAN CHCH WTP | G | 25 | IRON RMVL/ION EXCHANGE
5084100 | CHARLOTTE COUNTY UTILITIES | 4 | WALENDA BOOSTER STATION | B | 04 | DISINFECT/CHLORAMINES
5084100 | CHARLOTTE COUNTY UTILITIES | 3 | GULF COVE BOOSTER STATION | B | 04 | DISINFECT/CHLORAMINES
5084100 | CHARLOTTE COUNTY UTILITIES | 3 | GULF COVE BOOSTER STATION | B | 02 | DISINFECT/HYPOCHLORIN
5084100 | CHARLOTTE COUNTY UTILITIES | 1 | PEACE RIVER INTERCONNECT | B | 04 | DISINFECT/CHLORAMINES
5084100 | CHARLOTTE COUNTY UTILITIES | 1 | PEACE RIVER INTERCONNECT | B | 01 | DISINFECT/GASEOUS CHLORIN
5084100 | CHARLOTTE COUNTY UTILITIES | 6 | CCU ROTONDA-LIME PLANT | E | 20 | T-O CTRL/AERATION
5084100 | CHARLOTTE COUNTY UTILITIES | 6 | CCU ROTONDA-LIME PLANT | H | 24 | SOFTENING/LIME-SODA
5084100 | CHARLOTTE COUNTY UTILITIES | 6 | CCU ROTONDA-LIME PLANT | D | 19 | CORR-CTRL/PH ADJUSTMENT
5084100 | CHARLOTTE COUNTY UTILITIES | 6 | CCU ROTONDA-LIME PLANT | D | 18 | CORR-CTRL/SEQUESTATION
5084100 | CHARLOTTE COUNTY UTILITIES | 6 | CCU ROTONDA-LIME PLANT | C | 14 | PART-RMVL/RAPID SAND FIL
5084100 | CHARLOTTE COUNTY UTILITIES | 6 | CCU ROTONDA-LIME PLANT | C | 12 | PART-RMVL/SEDIMENTATION
5084100 | CHARLOTTE COUNTY UTILITIES | 6 | CCU ROTONDA-LIME PLANT | C | 11 | PART-RMVL/FLOCCULATION
5084100 | CHARLOTTE COUNTY UTILITIES | 6 | CCU ROTONDA-LIME PLANT | B | 01 | DISINFECT/GASEOUS CHLORIN
5084100 | CHARLOTTE COUNTY UTILITIES | 5 | CCU ROTONDA-CROM PLANT | E | 20 | T-O CTRL/AERATION
5084100 | CHARLOTTE COUNTY UTILITIES | 5 | CCU ROTONDA-CROM PLANT | D | 24 | CORR-CTRL/LIME-SODA
5084100 | CHARLOTTE COUNTY UTILITIES | 5 | CCU ROTONDA-CROM PLANT | D | 19 | CORR-CTRL/PH ADJUSTMENT
5084100 | CHARLOTTE COUNTY UTILITIES | 5 | CCU ROTONDA-CROM PLANT | B | 01 | DISINFECT/GASEOUS CHLORIN
5084100 | CHARLOTTE COUNTY UTILITIES | 10 | ROTONDA BOOSTER STATION | B | 04 | DISINFECT/CHLORAMINES
5084100 | CHARLOTTE COUNTY UTILITIES | 10 | ROTONDA BOOSTER STATION | B | 02 | DISINFECT/HYPOCHLORIN
5084100 | CHARLOTTE COUNTY UTILITIES | 11 | INGRAHAM BOOSTER STATION | B | 04 | DISINFECT/CHLORAMINES
5084100 | CHARLOTTE COUNTY UTILITIES | 11 | INGRAHAM BOOSTER STATION | B | 02 | DISINFECT/HYPOCHLORIN
5084100 | CHARLOTTE COUNTY UTILITIES | 4 | WALENDA BOOSTER STATION | B | 02 | DISINFECT/HYPOCHLORIN
5084100 | CHARLOTTE COUNTY UTILITIES | 13 | ENGLEWOOD BOOSTER STATION | B | 02 | DISINFECT/HYPOCHLORIN
5084100 | CHARLOTTE COUNTY UTILITIES | 13 | ENGLEWOOD BOOSTER STATION | B | 04 | DISINFECT/CHLORAMINES
5084101 | ALPHA CENTER | 1 | NEW CHALLEGE SCHOOL WTP | B | 02 | DISINFECT/HYPOCHLORIN
5084101 | ALPHA CENTER | 1 | NEW CHALLEGE SCHOOL WTP | C | 29 | PART-RMVL/CARTRIDGE FILTR
5084101 | ALPHA CENTER | 1 | NEW CHALLEGE SCHOOL WTP | K | 26 | DESALINAT/REVERSE OSMOSIS
5084102 | BABCOCK RANCH ECO-TOURS | 1 | WTP | B | 02 | DISINFECT/HYPOCHLORIN
5084103 | HARBOR INDUST. CONDO ASSN #1 | 1 | HARBOR INDUST. CONDO ASSN #1 | E | 20 | T-O CTRL/AERATION
5084103 | HARBOR INDUST. CONDO ASSN #1 | 1 | HARBOR INDUST. CONDO ASSN #1 | B | 02 | DISINFECT/HYPOCHLORIN
5084104 | HARBOR INDUST CONDO ASSN #2 | 1 | HARBOR INDUST CONDO ASSN #2 | E | 20 | T-O CTRL/AERATION
5084104 | HARBOR INDUST CONDO ASSN #2 | 1 | HARBOR INDUST CONDO ASSN #2 | B | 02 | DISINFECT/HYPOCHLORIN
5084105 | JANICE #1 | 1 | JANICE #1 WTP | B | 02 | DISINFECT/HYPOCHLORIN
5084105 | JANICE #1 | 1 | JANICE #1 WTP | E | 20 | T-O CTRL/AERATION
5084106 | JANICE #2 | 1 | JANICE #2 WTP | E | 20 | T-O CTRL/AERATION
5084106 | JANICE #2 | 1 | JANICE #2 WTP | B | 02 | DISINFECT/HYPOCHLORIN
5084107 | JANICE #3 | 1 | JANICE #3 WTP | B | 02 | DISINFECT/HYPOCHLORIN
5084107 | JANICE #3 | 1 | JANICE #3 WTP | E | 20 | T-O CTRL/AERATION
5084108 | JANICE #4 | 1 | 23415 JANICE AVE. WTP | B | 02 | DISINFECT/HYPOCHLORIN
5084108 | JANICE #4 | 1 | 23415 JANICE AVE. WTP | E | 20 | T-O CTRL/AERATION
5084109 | MURDOCK CHRISTIAN CHURCH | 1 | MURDOCK CHRISTIAN CHURCH WTP | B | 02 | DISINFECT/HYPOCHLORIN
5084110 | NHC UTILITIES INC | 1 | INTERCONNECT | A |  | NO TRTMT
5084111 | RIVERWOOD COMMUNITY DEL. DIST. | 1 | INTERCONNECT | A |  | NO TRTMT
5084112 | NEW LIFE FAMILY WORSHIP | 1 | NEW LIFE FAMILY WORSHIP WTP | B | 02 | DISINFECT/HYPOCHLORIN
5084112 | NEW LIFE FAMILY WORSHIP | 1 | NEW LIFE FAMILY WORSHIP WTP | E | 20 | T-O CTRL/AERATION
5084114 | MURDOCK TRANSPORTATION FACILITY | 1 | WTP | B | 02 | DISINFECT/HYPOCHLORIN
5084114 | MURDOCK TRANSPORTATION FACILITY | 1 | WTP | E | 20 | T-O CTRL/AERATION
5084115 | CRESSET BANQUET AND SOCIAL CENTER WTP | 1 | WTP | H | 25 | SOFTENING/ION EXCHANGE
5084115 | CRESSET BANQUET AND SOCIAL CENTER WTP | 1 | WTP | B | 02 | DISINFECT/HYPOCHLORIN
5084115 | CRESSET BANQUET AND SOCIAL CENTER WTP | 1 | WTP | E | 20 | T-O CTRL/AERATION
5084116 | TOWN AND COUNTRY UTILITY | 1 | TOWN AND COUNTY WTP | Z | 19 | OTHER/PH ADJUSTMENT
5084116 | TOWN AND COUNTRY UTILITY | 1 | TOWN AND COUNTY WTP | B | 04 | DISINFECT/CHLORAMINES
5084116 | TOWN AND COUNTRY UTILITY | 1 | TOWN AND COUNTY WTP | H | 25 | SOFTENING/ION EXCHANGE
5084116 | TOWN AND COUNTRY UTILITY | 1 | TOWN AND COUNTY WTP | F | 38 | ORGN-RMVL/NANOFILTRATION
5084116 | TOWN AND COUNTRY UTILITY | 1 | TOWN AND COUNTY WTP | D | 18 | CORR-CTRL/SEQUESTATION
5084117 | GATOR WILDERNESS CAMP SCHOOL | 1 | GATOR WILDERNESS CAMP SCHJOOL | B | 20 | DISINFECT/AERATION
5084117 | GATOR WILDERNESS CAMP SCHOOL | 1 | GATOR WILDERNESS CAMP SCHJOOL | B | 02 | DISINFECT/HYPOCHLORIN
5084117 | GATOR WILDERNESS CAMP SCHOOL | 1 | GATOR WILDERNESS CAMP SCHJOOL | R | 25 | RADS RMVL/ION EXCHANGE
5084118 | THE SANDLOT OFF-ROAD ADVENTURE PARK | 1 | WTP | B | 02 | DISINFECT/HYPOCHLORIN
5110008 | ALLIGATOR ALLEY REC CLUB | 1 | ALLIGATOR ALLEY REC CLUB | B | 02 | DISINFECT/HYPOCHLORIN
5110013 | OUTDOOR RESORTS AT CHOKOLOSKEE | 2 | OUTDOR RESORTS - SOUTH WTP | F | 20 | ORGN-RMVL/AERATION
5110013 | OUTDOOR RESORTS AT CHOKOLOSKEE | 2 | OUTDOR RESORTS - SOUTH WTP | B | 02 | DISINFECT/HYPOCHLORIN
5110013 | OUTDOOR RESORTS AT CHOKOLOSKEE | 1 | OUTDOOR RESORTS - NORTH WTP | F | 20 | ORGN-RMVL/AERATION
5110013 | OUTDOOR RESORTS AT CHOKOLOSKEE | 1 | OUTDOOR RESORTS - NORTH WTP | B | 02 | DISINFECT/HYPOCHLORIN
5110022 | BLUE HERON MOTEL & RESTURANT | 1 | BLUE HERON MOTEL & REST. WTP | H | 25 | SOFTENING/ION EXCHANGE
5110022 | BLUE HERON MOTEL & RESTURANT | 1 | BLUE HERON MOTEL & REST. WTP | F | 20 | ORGN-RMVL/AERATION
5110022 | BLUE HERON MOTEL & RESTURANT | 1 | BLUE HERON MOTEL & REST. WTP | B | 02 | DISINFECT/HYPOCHLORIN
5110040 | CAPRI WATER WORKS | 1 | CAPRI WATER WORKS WTP | B | 01 | DISINFECT/GASEOUS CHLORIN
5110046 | COUNTRY TIME TAVERN | 1 | COUNTRY TIME TAVERN WTP | H | 25 | SOFTENING/ION EXCHANGE
5110046 | COUNTRY TIME TAVERN | 1 | COUNTRY TIME TAVERN WTP | B | 02 | DISINFECT/HYPOCHLORIN
5110056 | COLLIER SEMINOLE STATE PARK | 1 | COLLIER SEMINOLE STATE PK. WTP | B | 02 | DISINFECT/HYPOCHLORIN
5110057 | COPELAND ROAD PRISON #27-EVERGLADES CITY | 1 | COPELAND ROAD PRISON #27 WTP | B | 02 | DISINFECT/HYPOCHLORIN
5110057 | COPELAND ROAD PRISON #27-EVERGLADES CITY | 1 | COPELAND ROAD PRISON #27 WTP | D | 36 | CORR-CTRL/CORROSION INHIB
5110057 | COPELAND ROAD PRISON #27-EVERGLADES CITY | 1 | COPELAND ROAD PRISON #27 WTP | E | 20 | T-O CTRL/AERATION
5110058 | LEE CYPRESS CO-OP | 1 | WTP | B | 04 | DISINFECT/CHLORAMINES
5110058 | LEE CYPRESS CO-OP | 1 | WTP | E | 20 | T-O CTRL/AERATION
5110061 | CORKSCREW SWAMP SANCTUARY | 1 | WTP | E | 20 | T-O CTRL/AERATION
5110061 | CORKSCREW SWAMP SANCTUARY | 1 | WTP | B | 02 | DISINFECT/HYPOCHLORIN
5110087 | BIG CYPRESS PARK HEADQUARTERS | 1 | EVERGLADES SHORES WTP | B | 02 | DISINFECT/HYPOCHLORIN
5110087 | BIG CYPRESS PARK HEADQUARTERS | 1 | EVERGLADES SHORES WTP | E | 20 | T-O CTRL/AERATION
5110087 | BIG CYPRESS PARK HEADQUARTERS | 1 | EVERGLADES SHORES WTP | D | 36 | CORR-CTRL/CORROSION INHIB
5110089 | EVERGLADES CITY | 1 | EVERGLADES CITY WTP | E | 20 | T-O CTRL/AERATION
5110089 | EVERGLADES CITY | 2 | EVERGLADES CITY BOOSTER PLANT | B | 04 | DISINFECT/CHLORAMINES
5110089 | EVERGLADES CITY | 1 | EVERGLADES CITY WTP | B | 04 | DISINFECT/CHLORAMINES
5110089 | EVERGLADES CITY | 1 | EVERGLADES CITY WTP | Z | 29 | OTHER/CARTRIDGE FILTR
5110089 | EVERGLADES CITY | 1 | EVERGLADES CITY WTP | Z | 19 | OTHER/PH ADJUSTMENT
5110089 | EVERGLADES CITY | 1 | EVERGLADES CITY WTP | I | 38 | COLOR RML/NANOFILTRATION
5110095 | ROYAL PALM ACADEMY | 1 | FIRST COLLIER CNTY CHARTER SCH | B | 02 | DISINFECT/HYPOCHLORIN
5110095 | ROYAL PALM ACADEMY | 1 | FIRST COLLIER CNTY CHARTER SCH | E | 20 | T-O CTRL/AERATION
5110095 | ROYAL PALM ACADEMY | 1 | FIRST COLLIER CNTY CHARTER SCH | G | 25 | IRON RMVL/ION EXCHANGE
5110095 | ROYAL PALM ACADEMY | 1 | FIRST COLLIER CNTY CHARTER SCH | I | 29 | COLOR RML/CARTRIDGE FILTR
5110098 | PORKY'S LAST STAND BBQ | 1 | PORKY'S LAST STAND BBQ WTP | B | 02 | DISINFECT/HYPOCHLORIN
5110117 | FLORIDA GOVERNMENTAL UTILITY AUTHORITY | 1 | GOLDEN GATE WTP | B | 04 | DISINFECT/CHLORAMINES
5110117 | FLORIDA GOVERNMENTAL UTILITY AUTHORITY | 1 | GOLDEN GATE WTP | C | 13 | PART-RMVL/SLOW SAND FILTR
5110117 | FLORIDA GOVERNMENTAL UTILITY AUTHORITY | 1 | GOLDEN GATE WTP | H | 24 | SOFTENING/LIME-SODA
5110117 | FLORIDA GOVERNMENTAL UTILITY AUTHORITY | 1 | GOLDEN GATE WTP | E | 20 | T-O CTRL/AERATION
5110117 | FLORIDA GOVERNMENTAL UTILITY AUTHORITY | 1 | GOLDEN GATE WTP | Z | 19 | OTHER/PH ADJUSTMENT
5110117 | FLORIDA GOVERNMENTAL UTILITY AUTHORITY | 1 | GOLDEN GATE WTP | Z | 27 | OTHER/FLUORIDATION
5110117 | FLORIDA GOVERNMENTAL UTILITY AUTHORITY | 1 | GOLDEN GATE WTP | H | 26 | SOFTENING/REVERSE OSMOSIS
5110118 | GOODLAND WATER COMPANY | 1 | REPUMP STATION | D | 18 | CORR-CTRL/SEQUESTATION
5110118 | GOODLAND WATER COMPANY | 1 | REPUMP STATION | B | 04 | DISINFECT/CHLORAMINES
5110118 | GOODLAND WATER COMPANY | 1 | REPUMP STATION | B | 02 | DISINFECT/HYPOCHLORIN
5110121 | HAKAN SERVICES, INC. | 1 | HAKAN SERVICES INC. | H | 25 | SOFTENING/ION EXCHANGE
5110121 | HAKAN SERVICES, INC. | 1 | HAKAN SERVICES INC. | B | 02 | DISINFECT/HYPOCHLORIN
5110121 | HAKAN SERVICES, INC. | 1 | HAKAN SERVICES INC. | G | 25 | IRON RMVL/ION EXCHANGE
5110135 | HITCHING POST MOBILE HOME PARK | 1 | HITCHING POST MOBILE HOME PARK | B | 02 | DISINFECT/HYPOCHLORIN
5110135 | HITCHING POST MOBILE HOME PARK | 1 | HITCHING POST MOBILE HOME PARK | C | 13 | PART-RMVL/SLOW SAND FILTR
5110142 | IMMOKALEE WATER | 3 | AIRPORT ROAD PLANT | E | 20 | T-O CTRL/AERATION
5110142 | IMMOKALEE WATER | 2 | CARSON ROAD WATER PLANT | E | 20 | T-O CTRL/AERATION
5110142 | IMMOKALEE WATER | 1 | JERRY WARDEN WATER PLANT | E | 20 | T-O CTRL/AERATION
5110142 | IMMOKALEE WATER | 1 | JERRY WARDEN WATER PLANT | D | 36 | CORR-CTRL/CORROSION INHIB
5110142 | IMMOKALEE WATER | 3 | AIRPORT ROAD PLANT | D | 36 | CORR-CTRL/CORROSION INHIB
5110142 | IMMOKALEE WATER | 2 | CARSON ROAD WATER PLANT | D | 36 | CORR-CTRL/CORROSION INHIB
5110142 | IMMOKALEE WATER | 3 | AIRPORT ROAD PLANT | B | 27 | DISINFECT/FLUORIDATION
5110142 | IMMOKALEE WATER | 2 | CARSON ROAD WATER PLANT | B | 27 | DISINFECT/FLUORIDATION
5110142 | IMMOKALEE WATER | 1 | JERRY WARDEN WATER PLANT | B | 27 | DISINFECT/FLUORIDATION
5110142 | IMMOKALEE WATER | 3 | AIRPORT ROAD PLANT | B | 04 | DISINFECT/CHLORAMINES
5110142 | IMMOKALEE WATER | 2 | CARSON ROAD WATER PLANT | B | 04 | DISINFECT/CHLORAMINES
5110142 | IMMOKALEE WATER | 1 | JERRY WARDEN WATER PLANT | B | 04 | DISINFECT/CHLORAMINES
5110169 | LEARNING TOGETHER PRESCHOOL | 1 | LEARNING TOGETHER PRESCHOOL WP | C | 08 | PART-RMVL/MICROSCREENING
5110169 | LEARNING TOGETHER PRESCHOOL | 1 | LEARNING TOGETHER PRESCHOOL WP | B | 02 | DISINFECT/HYPOCHLORIN
5110169 | LEARNING TOGETHER PRESCHOOL | 1 | LEARNING TOGETHER PRESCHOOL WP | F | 20 | ORGN-RMVL/AERATION
5110169 | LEARNING TOGETHER PRESCHOOL | 1 | LEARNING TOGETHER PRESCHOOL WP | H | 25 | SOFTENING/ION EXCHANGE
5110183 | MARCO ISLAND UTILITIES (CITY OF) | 2 | R.O. PLANT | B | 04 | DISINFECT/CHLORAMINES
5110183 | MARCO ISLAND UTILITIES (CITY OF) | 2 | R.O. PLANT | K | 26 | DESALINAT/REVERSE OSMOSIS
5110183 | MARCO ISLAND UTILITIES (CITY OF) | 2 | R.O. PLANT | Z | 34 | OTHER/WELL W/SURFACE
5110183 | MARCO ISLAND UTILITIES (CITY OF) | 1 | LIME PLANT | B | 04 | DISINFECT/CHLORAMINES
5110183 | MARCO ISLAND UTILITIES (CITY OF) | 1 | LIME PLANT | D | 36 | CORR-CTRL/CORROSION INHIB
5110183 | MARCO ISLAND UTILITIES (CITY OF) | 1 | LIME PLANT | H | 10 | SOFTENING/COAGULATION
5110183 | MARCO ISLAND UTILITIES (CITY OF) | 1 | LIME PLANT | H | 24 | SOFTENING/LIME-SODA
5110183 | MARCO ISLAND UTILITIES (CITY OF) | 2 | R.O. PLANT | D | 19 | CORR-CTRL/PH ADJUSTMENT
5110183 | MARCO ISLAND UTILITIES (CITY OF) | 2 | R.O. PLANT | E | 20 | T-O CTRL/AERATION
5110183 | MARCO ISLAND UTILITIES (CITY OF) | 1 | LIME PLANT | C | 12 | PART-RMVL/SEDIMENTATION
5110183 | MARCO ISLAND UTILITIES (CITY OF) | 1 | LIME PLANT | C | 11 | PART-RMVL/FLOCCULATION
5110183 | MARCO ISLAND UTILITIES (CITY OF) | 1 | LIME PLANT | C | 10 | PART-RMVL/COAGULATION
5110183 | MARCO ISLAND UTILITIES (CITY OF) | 1 | LIME PLANT | C | 09 | PART-RMVL/RAPID MIX
5110183 | MARCO ISLAND UTILITIES (CITY OF) | 1 | LIME PLANT | Z | 19 | OTHER/PH ADJUSTMENT
5110183 | MARCO ISLAND UTILITIES (CITY OF) | 1 | LIME PLANT | C | 40 | PARTICLE REMOVAL/MICROFILTRATION
5110194 | NAPLES CHRISTIAN CHURCH | 1 | NAPLES CHRISTIAN CHURCH WTP | B | 02 | DISINFECT/HYPOCHLORIN
5110194 | NAPLES CHRISTIAN CHURCH | 1 | NAPLES CHRISTIAN CHURCH WTP | H | 25 | SOFTENING/ION EXCHANGE
5110195 | NAPLES BINGO PALACE GG PKWY | 1 | NAPLES BINGO PALACE WTP | B | 02 | DISINFECT/HYPOCHLORIN
5110195 | NAPLES BINGO PALACE GG PKWY | 1 | NAPLES BINGO PALACE WTP | H | 25 | SOFTENING/ION EXCHANGE
5110196 | NAPLES TOMATO GROW CAMP SANDY | 1 | NAPLES TOMATO GROWERS WTP | B | 02 | DISINFECT/HYPOCHLORIN
5110197 | NAPLES TWIN DRIVE-IN THEATRE | 1 | NAPLES TWIN DRIVE-IN WTP | B | 02 | DISINFECT/HYPOCHLORIN
5110198 | NAPLES WATER DEPT | 1 | NAPLES WATER DEPT WTP | B | 01 | DISINFECT/GASEOUS CHLORIN
5110198 | NAPLES WATER DEPT | 1 | NAPLES WATER DEPT WTP | B | 04 | DISINFECT/CHLORAMINES
5110198 | NAPLES WATER DEPT | 1 | NAPLES WATER DEPT WTP | C | 14 | PART-RMVL/RAPID SAND FIL
5110198 | NAPLES WATER DEPT | 1 | NAPLES WATER DEPT WTP | Z | 27 | OTHER/FLUORIDATION
5110198 | NAPLES WATER DEPT | 1 | NAPLES WATER DEPT WTP | D | 36 | CORR-CTRL/CORROSION INHIB
5110198 | NAPLES WATER DEPT | 1 | NAPLES WATER DEPT WTP | H | 24 | SOFTENING/LIME-SODA
5110215 | PARKWAY VILLAGE / MOTEL | 1 | PARKWAY MOTEL WTP | B | 02 | DISINFECT/HYPOCHLORIN
5110230 | PORT OF THE ISLANDS | 1 | PORT OF THE ISLANDS WTP | Z | 19 | OTHER/PH ADJUSTMENT
5110230 | PORT OF THE ISLANDS | 1 | PORT OF THE ISLANDS WTP | Z | 29 | OTHER/CARTRIDGE FILTR
5110230 | PORT OF THE ISLANDS | 1 | PORT OF THE ISLANDS WTP | Z | 26 | OTHER/REVERSE OSMOSIS
5110230 | PORT OF THE ISLANDS | 1 | PORT OF THE ISLANDS WTP | B | 04 | DISINFECT/CHLORAMINES
5110251 | CROSS ROADS COMMUNITY CHURCH | 1 | SEVENTH DAY ADVENT. CHURCH WTP | B | 02 | DISINFECT/HYPOCHLORIN
5110263 | 7-11 #16694 | 1 | 7-11 #16694 WTP | E | 20 | T-O CTRL/AERATION
5110263 | 7-11 #16694 | 1 | 7-11 #16694 WTP | H | 25 | SOFTENING/ION EXCHANGE
5110263 | 7-11 #16694 | 1 | 7-11 #16694 WTP | B | 02 | DISINFECT/HYPOCHLORIN
5110264 | 7-11 #17114 | 1 | 7-11 #17114 WTP | H | 25 | SOFTENING/ION EXCHANGE
5110264 | 7-11 #17114 | 1 | 7-11 #17114 WTP | E | 20 | T-O CTRL/AERATION
5110264 | 7-11 #17114 | 1 | 7-11 #17114 WTP | B | 02 | DISINFECT/HYPOCHLORIN
5110282 | EAST NAPLES WATER SYSTEM | 1 | EAST NAPLES WATER PLANT | H | 24 | SOFTENING/LIME-SODA
5110282 | EAST NAPLES WATER SYSTEM | 1 | EAST NAPLES WATER PLANT | C | 10 | PART-RMVL/COAGULATION
5110282 | EAST NAPLES WATER SYSTEM | 1 | EAST NAPLES WATER PLANT | B | 04 | DISINFECT/CHLORAMINES
5110282 | EAST NAPLES WATER SYSTEM | 1 | EAST NAPLES WATER PLANT | B | 01 | DISINFECT/GASEOUS CHLORIN
5110282 | EAST NAPLES WATER SYSTEM | 1 | EAST NAPLES WATER PLANT | C | 14 | PART-RMVL/RAPID SAND FIL
5110288 | TRAIL LAKES CAMPGROUND | 1 | TRAIL LAKES CAMPGROUND WTP | B | 02 | DISINFECT/HYPOCHLORIN
5110305 | YOUTH HAVEN INC | 1 |  | B | 02 | DISINFECT/HYPOCHLORIN
5110345 | KOUNTREE KAMPINN | 1 | KOUNTREE KAMPINN WTP | B | 02 | DISINFECT/HYPOCHLORIN
5110348 | SANDY RIDGE LABOR CAMP | 1 | SANDY RIDGE LABOR CAMP WTP | B | 02 | DISINFECT/HYPOCHLORIN
5114000 | ROOKERY BAY WTP | 1 | ROOKERY BAY WTP | B | 02 | DISINFECT/HYPOCHLORIN
5114000 | ROOKERY BAY WTP | 1 | ROOKERY BAY WTP | C | 15 | PART-RMVL/PRESS SAND FILT
5114000 | ROOKERY BAY WTP | 1 | ROOKERY BAY WTP | K | 26 | DESALINAT/REVERSE OSMOSIS
5114008 | PELICAN BAY IMPROVEMENT DIST | 1 | PELICAN BAY IMPROV. DIST. WTP | B | 01 | DISINFECT/GASEOUS CHLORIN
5114041 | JANE'S RESTURANT | 1 | JANE'S RESTURANT WTP | B | 02 | DISINFECT/HYPOCHLORIN
5114045 | SPORTS PAGE BAR | 1 | SPORTS PAGE BAR WTP | B | 02 | DISINFECT/HYPOCHLORIN
5114045 | SPORTS PAGE BAR | 1 | SPORTS PAGE BAR WTP | H | 25 | SOFTENING/ION EXCHANGE
5114046 | DESERET FARMS OF RUSKIN | 1 | THOMAS BROS. FARMS WTP | B | 02 | DISINFECT/HYPOCHLORIN
5114046 | DESERET FARMS OF RUSKIN | 1 | THOMAS BROS. FARMS WTP | C | 29 | PART-RMVL/CARTRIDGE FILTR
5114053 | KIDDIE KORRAL ON THE PARKWAY | 1 | KIDDIE GARDEN CHILD CARE WTP | B | 02 | DISINFECT/HYPOCHLORIN
5114053 | KIDDIE KORRAL ON THE PARKWAY | 1 | KIDDIE GARDEN CHILD CARE WTP | G | 15 | IRON RMVL/PRESS SAND FILT
5114053 | KIDDIE KORRAL ON THE PARKWAY | 1 | KIDDIE GARDEN CHILD CARE WTP | H | 25 | SOFTENING/ION EXCHANGE
5114056 | NAPLES BRIDGE CENTER, INC. | 1 | NAPLES BRIDGE CENTER WTP | B | 02 | DISINFECT/HYPOCHLORIN
5114056 | NAPLES BRIDGE CENTER, INC. | 1 | NAPLES BRIDGE CENTER WTP | H | 25 | SOFTENING/ION EXCHANGE
5114056 | NAPLES BRIDGE CENTER, INC. | 1 | NAPLES BRIDGE CENTER WTP | G | 25 | IRON RMVL/ION EXCHANGE
5114059 | NORTH NAPLES UTILITIES | 1 | NORTH NAPLES UTILITIES WTP | B | 01 | DISINFECT/GASEOUS CHLORIN
5114059 | NORTH NAPLES UTILITIES | 1 | NORTH NAPLES UTILITIES WTP | C | 10 | PART-RMVL/COAGULATION
5114059 | NORTH NAPLES UTILITIES | 1 | NORTH NAPLES UTILITIES WTP | C | 14 | PART-RMVL/RAPID SAND FIL
5114059 | NORTH NAPLES UTILITIES | 1 | NORTH NAPLES UTILITIES WTP | E | 20 | T-O CTRL/AERATION
5114059 | NORTH NAPLES UTILITIES | 1 | NORTH NAPLES UTILITIES WTP | H | 24 | SOFTENING/LIME-SODA
5114061 | NICAEA ACADEMY | 1 | COLLIER ADULT CARE WTP | B | 02 | DISINFECT/HYPOCHLORIN
5114061 | NICAEA ACADEMY | 1 | COLLIER ADULT CARE WTP | E | 20 | T-O CTRL/AERATION
5114069 | COLLIER COUNTY REGIONAL WTP | 2 | COLLIER CO NORTH RO PLANT | E | 20 | T-O CTRL/AERATION
5114069 | COLLIER COUNTY REGIONAL WTP | 2 | COLLIER CO NORTH RO PLANT | K | 26 | DESALINAT/REVERSE OSMOSIS
5114069 | COLLIER COUNTY REGIONAL WTP | 2 | COLLIER CO NORTH RO PLANT | Z | 27 | OTHER/FLUORIDATION
5114069 | COLLIER COUNTY REGIONAL WTP | 1 | COLLIER CO. SOUTH PLANT | B | 04 | DISINFECT/CHLORAMINES
5114069 | COLLIER COUNTY REGIONAL WTP | 1 | COLLIER CO. SOUTH PLANT | C | 10 | PART-RMVL/COAGULATION
5114069 | COLLIER COUNTY REGIONAL WTP | 1 | COLLIER CO. SOUTH PLANT | C | 14 | PART-RMVL/RAPID SAND FIL
5114069 | COLLIER COUNTY REGIONAL WTP | 1 | COLLIER CO. SOUTH PLANT | D | 19 | CORR-CTRL/PH ADJUSTMENT
5114069 | COLLIER COUNTY REGIONAL WTP | 1 | COLLIER CO. SOUTH PLANT | E | 20 | T-O CTRL/AERATION
5114069 | COLLIER COUNTY REGIONAL WTP | 1 | COLLIER CO. SOUTH PLANT | H | 24 | SOFTENING/LIME-SODA
5114069 | COLLIER COUNTY REGIONAL WTP | 1 | COLLIER CO. SOUTH PLANT | Z | 27 | OTHER/FLUORIDATION
5114069 | COLLIER COUNTY REGIONAL WTP | 2 | COLLIER CO NORTH RO PLANT | B | 01 | DISINFECT/GASEOUS CHLORIN
5114069 | COLLIER COUNTY REGIONAL WTP | 2 | COLLIER CO NORTH RO PLANT | B | 04 | DISINFECT/CHLORAMINES
5114069 | COLLIER COUNTY REGIONAL WTP | 2 | COLLIER CO NORTH RO PLANT | D | 19 | CORR-CTRL/PH ADJUSTMENT
5114069 | COLLIER COUNTY REGIONAL WTP | 4 | CCWSD - NORTHEAST UTILITIES | B | 02 | DISINFECT/HYPOCHLORIN
5114069 | COLLIER COUNTY REGIONAL WTP | 4 | CCWSD - NORTHEAST UTILITIES | F | 38 | ORGN-RMVL/NANOFILTRATION
5114069 | COLLIER COUNTY REGIONAL WTP | 4 | CCWSD - NORTHEAST UTILITIES | H | 38 | SOFTENING/NANOFILTRATION
5114069 | COLLIER COUNTY REGIONAL WTP | 4 | CCWSD - NORTHEAST UTILITIES | Z | 19 | OTHER/PH ADJUSTMENT
5114069 | COLLIER COUNTY REGIONAL WTP | 1 | COLLIER CO. SOUTH PLANT | D | 18 | CORR-CTRL/SEQUESTATION
5114069 | COLLIER COUNTY REGIONAL WTP | 1 | COLLIER CO. SOUTH PLANT | E | 26 | T-O CTRL/REVERSE OSMOSIS
5114073 | ST. ELIZABETH SETON CHURCH | 1 | ST. ELIZABETH SETON CHURCH WTP | E | 20 | T-O CTRL/AERATION
5114073 | ST. ELIZABETH SETON CHURCH | 1 | ST. ELIZABETH SETON CHURCH WTP | B | 02 | DISINFECT/HYPOCHLORIN
5114073 | ST. ELIZABETH SETON CHURCH | 1 | ST. ELIZABETH SETON CHURCH WTP | E | 25 | T-O CTRL/ION EXCHANGE
5114074 | CENTER POINT COMMUNITY CHURCH | 1 | GRACE BIBLE CHURCH WTP | E | 20 | T-O CTRL/AERATION
5114074 | CENTER POINT COMMUNITY CHURCH | 1 | GRACE BIBLE CHURCH WTP | B | 02 | DISINFECT/HYPOCHLORIN
5114074 | CENTER POINT COMMUNITY CHURCH | 1 | GRACE BIBLE CHURCH WTP | G | 25 | IRON RMVL/ION EXCHANGE
5114075 | DAVID LAWRENCE MENTAL HLTH CTR | 1 | DAVID LAWRENCE MENTL HLTH WELL | B | 02 | DISINFECT/HYPOCHLORIN
5114076 | MILESTONE YOUTH HOME | 1 | MILESTONE YOUTH HOME WTP | B | 02 | DISINFECT/HYPOCHLORIN
5114077 | TEMPLE BETHEL | 1 | WTP | B | 02 | DISINFECT/HYPOCHLORIN
5114077 | TEMPLE BETHEL | 1 | WTP | E | 20 | T-O CTRL/AERATION
5114078 | KNIGHTS OF COLUMBUS | 1 | KNIGHTS OF COLUMBUS | A |  | NO TRTMT
5114079 | WYNDEMERE SERVICES,INC. | 1 | WYNDEMERE SERVICES,INC. WTP | B | 01 | DISINFECT/GASEOUS CHLORIN
5114080 | BIG CYPRESS ELEMENTARY SCHOOL | 1 | BIG CYPRESS ELEM. SCHOOL WTP | B | 01 | DISINFECT/GASEOUS CHLORIN
5114080 | BIG CYPRESS ELEMENTARY SCHOOL | 1 | BIG CYPRESS ELEM. SCHOOL WTP | H | 25 | SOFTENING/ION EXCHANGE
5114080 | BIG CYPRESS ELEMENTARY SCHOOL | 1 | BIG CYPRESS ELEM. SCHOOL WTP | E | 20 | T-O CTRL/AERATION
5114080 | BIG CYPRESS ELEMENTARY SCHOOL | 1 | BIG CYPRESS ELEM. SCHOOL WTP | C | 14 | PART-RMVL/RAPID SAND FIL
5114081 | SUNRISE ACADEMY | 1 | SUNRISE ACADEMY | B | 02 | DISINFECT/HYPOCHLORIN
5114081 | SUNRISE ACADEMY | 1 | SUNRISE ACADEMY | E | 20 | T-O CTRL/AERATION
5114082 | THE VINEYARDS | 1 | VINEYARDS R.O. | E | 20 | T-O CTRL/AERATION
5114082 | THE VINEYARDS | 1 | VINEYARDS R.O. | C | 08 | PART-RMVL/MICROSCREENING
5114082 | THE VINEYARDS | 1 | VINEYARDS R.O. | B | 02 | DISINFECT/HYPOCHLORIN
5114082 | THE VINEYARDS | 1 | VINEYARDS R.O. | Z | 26 | OTHER/REVERSE OSMOSIS
5114083 | FCA US LLC | 1 | HARLEY DAVIDSON | H | 25 | SOFTENING/ION EXCHANGE
5114083 | FCA US LLC | 1 | HARLEY DAVIDSON | B | 02 | DISINFECT/HYPOCHLORIN
5114084 | CLAM PASS PARK | 1 | CLAM BAY/REGISTRY RESORT WTP | B | 02 | DISINFECT/HYPOCHLORIN
5114085 | CCWSD - NORTHEAST UTILITIES | 1 | CCWSD - NORTHEAST UTILITIES | H | 38 | SOFTENING/NANOFILTRATION
5114085 | CCWSD - NORTHEAST UTILITIES | 1 | CCWSD - NORTHEAST UTILITIES | B | 02 | DISINFECT/HYPOCHLORIN
5114085 | CCWSD - NORTHEAST UTILITIES | 1 | CCWSD - NORTHEAST UTILITIES | F | 38 | ORGN-RMVL/NANOFILTRATION
5114085 | CCWSD - NORTHEAST UTILITIES | 1 | CCWSD - NORTHEAST UTILITIES | Z | 19 | OTHER/PH ADJUSTMENT
5114086 | CRYSTAL LAKE R.V. RESORT | 1 | CRYSTAL LAKE R.V. RESORT WTP | C | 15 | PART-RMVL/PRESS SAND FILT
5114086 | CRYSTAL LAKE R.V. RESORT | 1 | CRYSTAL LAKE R.V. RESORT WTP | E | 20 | T-O CTRL/AERATION
5114086 | CRYSTAL LAKE R.V. RESORT | 1 | CRYSTAL LAKE R.V. RESORT WTP | B | 01 | DISINFECT/GASEOUS CHLORIN
5114087 | CHILDREN'S HOUSE | 1 | CHILDREN'S HOUSE | B | 02 | DISINFECT/HYPOCHLORIN
5114088 | TOT TOWN DAY CARE | 1 | TOT TOWN DAY CARE WTP | B | 02 | DISINFECT/HYPOCHLORIN
5114088 | TOT TOWN DAY CARE | 1 | TOT TOWN DAY CARE WTP | E | 20 | T-O CTRL/AERATION
5114088 | TOT TOWN DAY CARE | 1 | TOT TOWN DAY CARE WTP | H | 25 | SOFTENING/ION EXCHANGE
5114089 | STEP BY STEP | 1 | STEP BY STEP WTP | E | 20 | T-O CTRL/AERATION
5114089 | STEP BY STEP | 1 | STEP BY STEP WTP | H | 25 | SOFTENING/ION EXCHANGE
5114089 | STEP BY STEP | 1 | STEP BY STEP WTP | B | 02 | DISINFECT/HYPOCHLORIN
5114090 | CHILD'S PATH | 1 | CHILD'S PATH WTP | E | 20 | T-O CTRL/AERATION
5114090 | CHILD'S PATH | 1 | CHILD'S PATH WTP | B | 02 | DISINFECT/HYPOCHLORIN
5114091 | FORT MYERS COCA COLA | 1 | FORT MYERS COCA COLA WTP | B | 02 | DISINFECT/HYPOCHLORIN
5114091 | FORT MYERS COCA COLA | 1 | FORT MYERS COCA COLA WTP | E | 20 | T-O CTRL/AERATION
5114092 | PINE RIDGE MINI STORAGE | 1 | PINE RIDGE MINI STORAGE WTP | B | 02 | DISINFECT/HYPOCHLORIN
5114092 | PINE RIDGE MINI STORAGE | 1 | PINE RIDGE MINI STORAGE WTP | G | 20 | IRON RMVL/AERATION
5114094 | GULF COAST AVIATION | 1 | GULF COAST AVIATION WTP | B | 02 | DISINFECT/HYPOCHLORIN
5114094 | GULF COAST AVIATION | 1 | GULF COAST AVIATION WTP | H | 25 | SOFTENING/ION EXCHANGE
5114095 | UNITY OF NAPLES CHURCH | 1 | UNITY CHURCH WTP | G | 29 | IRON RMVL/CARTRIDGE FILTR
5114095 | UNITY OF NAPLES CHURCH | 1 | UNITY CHURCH WTP | H | 25 | SOFTENING/ION EXCHANGE
5114095 | UNITY OF NAPLES CHURCH | 1 | UNITY CHURCH WTP | F | 23 | ORGN-RMVL/GAC ADDITION
5114095 | UNITY OF NAPLES CHURCH | 1 | UNITY CHURCH WTP | B | 02 | DISINFECT/HYPOCHLORIN
5114096 | KNOTT'S PLASTERING | 1 | KNOTT'S PLASTERING WTP | B | 02 | DISINFECT/HYPOCHLORIN
5114097 | COMMUNITY CHURCH OF CHRIST | 1 | COMMUNITY CHURCH OF CHRIST WTP | H | 25 | SOFTENING/ION EXCHANGE
5114097 | COMMUNITY CHURCH OF CHRIST | 1 | COMMUNITY CHURCH OF CHRIST WTP | B | 02 | DISINFECT/HYPOCHLORIN
5114098 | 7 ELEVEN - GOLDEN GATE | 1 | 7-11 | B | 02 | DISINFECT/HYPOCHLORIN
5114098 | 7 ELEVEN - GOLDEN GATE | 1 | 7-11 | E | 20 | T-O CTRL/AERATION
5114099 | MANATEE FRUIT COMPANY | 1 | MANATEE FRUIT WTP | B | 02 | DISINFECT/HYPOCHLORIN
5114100 | JERSEY JOE'S ADVENTURE | 1 | JERSEY JOE'S ADVENTURE WTP | B | 02 | DISINFECT/HYPOCHLORIN
5114101 | VFW-GOLDEN GATE POST 7721 | 1 | VFW-GOLDEN GATE POST 7721 | E | 20 | T-O CTRL/AERATION
5114101 | VFW-GOLDEN GATE POST 7721 | 1 | VFW-GOLDEN GATE POST 7721 | B | 02 | DISINFECT/HYPOCHLORIN
5114101 | VFW-GOLDEN GATE POST 7721 | 1 | VFW-GOLDEN GATE POST 7721 | H | 25 | SOFTENING/ION EXCHANGE
5114102 | 5400 TAYLOR | 1 | 5400 TAYLOR WTP | B | 02 | DISINFECT/HYPOCHLORIN
5114103 | CHOKOLOSKEE ISLAND TRAILER PK. | 1 | CHOKOLOSKEE ISLAND TRAILER WTP | B | 02 | DISINFECT/HYPOCHLORIN
5114104 | A CUT ABOVE | 1 | A CUT ABOVE WTP | B | 02 | DISINFECT/HYPOCHLORIN
5114105 | PARKWAY COMMUNITY CHURCH | 1 | PRAISE TEMPLE CHURCH WTP | E | 20 | T-O CTRL/AERATION
5114105 | PARKWAY COMMUNITY CHURCH | 1 | PRAISE TEMPLE CHURCH WTP | B | 02 | DISINFECT/HYPOCHLORIN
5114106 | REGENCY PACKING HOUSE | 1 | REGENCY PACKING HOUSE WTP | E | 20 | T-O CTRL/AERATION
5114106 | REGENCY PACKING HOUSE | 1 | REGENCY PACKING HOUSE WTP | E | 26 | T-O CTRL/REVERSE OSMOSIS
5114106 | REGENCY PACKING HOUSE | 1 | REGENCY PACKING HOUSE WTP | B | 02 | DISINFECT/HYPOCHLORIN
5114107 | ALLIGATOR ALLEY CHEVRON | 1 | ALLIGATOR ALLEY CHEVRON WTP | E | 20 | T-O CTRL/AERATION
5114107 | ALLIGATOR ALLEY CHEVRON | 1 | ALLIGATOR ALLEY CHEVRON WTP | H | 25 | SOFTENING/ION EXCHANGE
5114107 | ALLIGATOR ALLEY CHEVRON | 1 | ALLIGATOR ALLEY CHEVRON WTP | B | 02 | DISINFECT/HYPOCHLORIN
5114108 | OASIS RANGER STATION | 1 | OASIS RANGER STATION WTP | B | 02 | DISINFECT/HYPOCHLORIN
5114109 | NEWSPAPER PRINTING CO. | 1 | NEWSPAPER PRINTING CO. WTP | E | 25 | T-O CTRL/ION EXCHANGE
5114109 | NEWSPAPER PRINTING CO. | 1 | NEWSPAPER PRINTING CO. WTP | B | 02 | DISINFECT/HYPOCHLORIN
5114110 | IGLESIA MANANTIAL DE VIDA ASABREAS DIOS | 1 | PRIMERA IGLESIA CHRIST. WTP | B | 02 | DISINFECT/HYPOCHLORIN
5114110 | IGLESIA MANANTIAL DE VIDA ASABREAS DIOS | 1 | PRIMERA IGLESIA CHRIST. WTP | G | 25 | IRON RMVL/ION EXCHANGE
5114110 | IGLESIA MANANTIAL DE VIDA ASABREAS DIOS | 1 | PRIMERA IGLESIA CHRIST. WTP | E | 20 | T-O CTRL/AERATION
5114111 | RANDALL CENTER | 1 | RANDALL CENTER WTP | H | 25 | SOFTENING/ION EXCHANGE
5114111 | RANDALL CENTER | 1 | RANDALL CENTER WTP | B | 02 | DISINFECT/HYPOCHLORIN
5114111 | RANDALL CENTER | 1 | RANDALL CENTER WTP | E | 20 | T-O CTRL/AERATION
5114112 | MESSIAH LUTHERAN CHURCH, INC. | 1 | MESSIAH LUTHERAN CHURCH WTP | G | 25 | IRON RMVL/ION EXCHANGE
5114112 | MESSIAH LUTHERAN CHURCH, INC. | 1 | MESSIAH LUTHERAN CHURCH WTP | B | 02 | DISINFECT/HYPOCHLORIN
5114113 | SWFREC | 1 | S.W.FL. RESEARCH ED. CTR. | Z | 26 | OTHER/REVERSE OSMOSIS
5114113 | SWFREC | 1 | S.W.FL. RESEARCH ED. CTR. | B | 04 | DISINFECT/CHLORAMINES
5114113 | SWFREC | 1 | S.W.FL. RESEARCH ED. CTR. | X | 29 | DECHLORINATION/CARTRIDGE FILTR
5114113 | SWFREC | 1 | S.W.FL. RESEARCH ED. CTR. | H | 25 | SOFTENING/ION EXCHANGE
5114113 | SWFREC | 1 | S.W.FL. RESEARCH ED. CTR. | F | 20 | ORGN-RMVL/AERATION
5114114 | HARD EIGHT FARM | 1 | HARD EIGHT FARM WTP | B | 02 | DISINFECT/HYPOCHLORIN
5114115 | BETHESDA PENTECOSTAL CHURCH | 1 | BETHESDA CHURCH OF CHRIST WTP | B | 02 | DISINFECT/HYPOCHLORIN
5114115 | BETHESDA PENTECOSTAL CHURCH | 1 | BETHESDA CHURCH OF CHRIST WTP | E | 20 | T-O CTRL/AERATION
5114116 | NAPLES TOMATO GROWERS PLANT | 1 | NAPLES TOMATO GROWERS PLT WELL | E | 25 | T-O CTRL/ION EXCHANGE
5114116 | NAPLES TOMATO GROWERS PLANT | 1 | NAPLES TOMATO GROWERS PLT WELL | B | 02 | DISINFECT/HYPOCHLORIN
5114117 | CUBAN CAFE & DELI | 1 | CUBAN CAFE & DELI WTP | E | 20 | T-O CTRL/AERATION
5114117 | CUBAN CAFE & DELI | 1 | CUBAN CAFE & DELI WTP | B | 02 | DISINFECT/HYPOCHLORIN
5114118 | TEMPLE SHALOM OF NAPLES | 1 | TEMPLE SHALOM WTP | B | 02 | DISINFECT/HYPOCHLORIN
5114118 | TEMPLE SHALOM OF NAPLES | 1 | TEMPLE SHALOM WTP | E | 20 | T-O CTRL/AERATION
5114119 | VALERO GAS STATION | 1 | SUNNILAND COUNTRY STORE WTP | E | 20 | T-O CTRL/AERATION
5114119 | VALERO GAS STATION | 1 | SUNNILAND COUNTRY STORE WTP | B | 02 | DISINFECT/HYPOCHLORIN
5114120 | HARVEY BROTHERS FARMS, INC. | 1 | HARVEY BROTHERS FARMS WTP | B | 02 | DISINFECT/HYPOCHLORIN
5114120 | HARVEY BROTHERS FARMS, INC. | 1 | HARVEY BROTHERS FARMS WTP | E | 20 | T-O CTRL/AERATION
5114121 | PARKWAY CHURCH OF CHRIST | 1 | PARKWAY CHURCH OF CHRIST | B | 02 | DISINFECT/HYPOCHLORIN
5114121 | PARKWAY CHURCH OF CHRIST | 1 | PARKWAY CHURCH OF CHRIST | G | 25 | IRON RMVL/ION EXCHANGE
5114122 | RAILHEAD PARK - SOUTH WTP | 1 | RAILHEAD PARK - SOUTH WTP | B | 02 | DISINFECT/HYPOCHLORIN
5114122 | RAILHEAD PARK - SOUTH WTP | 1 | RAILHEAD PARK - SOUTH WTP | E | 20 | T-O CTRL/AERATION
5114123 | RAILHEAD PARK - NORTH WTP | 1 | RAILHEAD PARK - NORTH WTP | B | 02 | DISINFECT/HYPOCHLORIN
5114123 | RAILHEAD PARK - NORTH WTP | 1 | RAILHEAD PARK - NORTH WTP | E | 20 | T-O CTRL/AERATION
5114124 | BIG CYPRESS BAR-B-Q | 1 | BIG CYPRESS BAR-B-Q WTP | B | 02 | DISINFECT/HYPOCHLORIN
5114125 | BRIGGS NATURE CENTER WTP | 1 | BRIGGS NATURE CENTER WTP | B | 02 | DISINFECT/HYPOCHLORIN
5114125 | BRIGGS NATURE CENTER WTP | 1 | BRIGGS NATURE CENTER WTP | H | 25 | SOFTENING/ION EXCHANGE
5114126 | UNITY FAITH MISSIONARY BAPTIST | 1 | UNITY FAITH MISSIONARY BAPT WP | B | 02 | DISINFECT/HYPOCHLORIN
5114126 | UNITY FAITH MISSIONARY BAPTIST | 1 | UNITY FAITH MISSIONARY BAPT WP | E | 20 | T-O CTRL/AERATION
5114128 | FRATERNAL ORDER OF EAGLES | 1 | FRATERNAL ORDER OF EAGLES WTP | B | 02 | DISINFECT/HYPOCHLORIN
5114129 | I-75 SOUTH RESTSTOP | 1 | I-75 RESTSTOP WTP | B | 02 | DISINFECT/HYPOCHLORIN
5114129 | I-75 SOUTH RESTSTOP | 1 | I-75 RESTSTOP WTP | C | 29 | PART-RMVL/CARTRIDGE FILTR
5114129 | I-75 SOUTH RESTSTOP | 1 | I-75 RESTSTOP WTP | H | 25 | SOFTENING/ION EXCHANGE
5114130 | GOLDEN GATE LIBRARY | 1 | GOLDEN GATE LIBRARY | B | 02 | DISINFECT/HYPOCHLORIN
5114130 | GOLDEN GATE LIBRARY | 1 | GOLDEN GATE LIBRARY | E | 20 | T-O CTRL/AERATION
5114130 | GOLDEN GATE LIBRARY | 1 | GOLDEN GATE LIBRARY | H | 25 | SOFTENING/ION EXCHANGE
5114131 | BONITA BAY EASTGOLF CLUB - MAINTENANCE | 1 | BONITA BAY EAST MAINTENANCE | B | 02 | DISINFECT/HYPOCHLORIN
5114131 | BONITA BAY EASTGOLF CLUB - MAINTENANCE | 1 | BONITA BAY EAST MAINTENANCE | E | 20 | T-O CTRL/AERATION
5114131 | BONITA BAY EASTGOLF CLUB - MAINTENANCE | 1 | BONITA BAY EAST MAINTENANCE | G | 25 | IRON RMVL/ION EXCHANGE
5114132 | BONITA BAY EAST GOLF CLUB - CLUBHOUSE | 1 | BONITA BAY EAST GOLF CLUB | B | 02 | DISINFECT/HYPOCHLORIN
5114132 | BONITA BAY EAST GOLF CLUB - CLUBHOUSE | 1 | BONITA BAY EAST GOLF CLUB | E | 20 | T-O CTRL/AERATION
5114132 | BONITA BAY EAST GOLF CLUB - CLUBHOUSE | 1 | BONITA BAY EAST GOLF CLUB | G | 25 | IRON RMVL/ION EXCHANGE
5114133 | AMI KIDS BIG CYPRESS WILDERNESS INSITUTE | 1 | BIG CYPRESS WILDERNESS INST. | B | 02 | DISINFECT/HYPOCHLORIN
5114133 | AMI KIDS BIG CYPRESS WILDERNESS INSITUTE | 1 | BIG CYPRESS WILDERNESS INST. | E | 20 | T-O CTRL/AERATION
5114133 | AMI KIDS BIG CYPRESS WILDERNESS INSITUTE | 1 | BIG CYPRESS WILDERNESS INST. | G | 25 | IRON RMVL/ION EXCHANGE
5114133 | AMI KIDS BIG CYPRESS WILDERNESS INSITUTE | 1 | BIG CYPRESS WILDERNESS INST. | D | 18 | CORR-CTRL/SEQUESTATION
5114135 | MONUMENT LAKE CAMPGROUND | 1 | MONUMENT LAKE CAMPGROUND | B | 02 | DISINFECT/HYPOCHLORIN
5114136 | BONITA BAY EAST GOLF CLUB REST SHELTER 1 | 1 | SABEL REST SHELTER #1 | B | 02 | DISINFECT/HYPOCHLORIN
5114136 | BONITA BAY EAST GOLF CLUB REST SHELTER 1 | 1 | SABEL REST SHELTER #1 | I | 25 | COLOR RML/ION EXCHANGE
5114137 | BONITA BAY GOLF CLUB REST SHELTER 2 | 1 | SABAL REST SHELTER #2 | B | 02 | DISINFECT/HYPOCHLORIN
5114137 | BONITA BAY GOLF CLUB REST SHELTER 2 | 1 | SABAL REST SHELTER #2 | E | 20 | T-O CTRL/AERATION
5114137 | BONITA BAY GOLF CLUB REST SHELTER 2 | 1 | SABAL REST SHELTER #2 | I | 25 | COLOR RML/ION EXCHANGE
5114138 | NAPLES GOLF CENTER | 1 | NAPLES GOLF CENTER | B | 02 | DISINFECT/HYPOCHLORIN
5114139 | HIDEOUT GOLF CLUB SYSTEM | 2 | MAINTENANCE WTP | K | 26 | DESALINAT/REVERSE OSMOSIS
5114139 | HIDEOUT GOLF CLUB SYSTEM | 3 | CLUBHOUSE WTP | K | 26 | DESALINAT/REVERSE OSMOSIS
5114139 | HIDEOUT GOLF CLUB SYSTEM | 1 | HIDEOUT GOLF CLUB SYSTEM | B | 02 | DISINFECT/HYPOCHLORIN
5114139 | HIDEOUT GOLF CLUB SYSTEM | 1 | HIDEOUT GOLF CLUB SYSTEM | E | 29 | T-O CTRL/CARTRIDGE FILTR
5114139 | HIDEOUT GOLF CLUB SYSTEM | 1 | HIDEOUT GOLF CLUB SYSTEM | Z | 26 | OTHER/REVERSE OSMOSIS
5114139 | HIDEOUT GOLF CLUB SYSTEM | 2 | MAINTENANCE WTP | B | 02 | DISINFECT/HYPOCHLORIN
5114139 | HIDEOUT GOLF CLUB SYSTEM | 2 | MAINTENANCE WTP | E | 29 | T-O CTRL/CARTRIDGE FILTR
5114139 | HIDEOUT GOLF CLUB SYSTEM | 3 | CLUBHOUSE WTP | B | 02 | DISINFECT/HYPOCHLORIN
5114139 | HIDEOUT GOLF CLUB SYSTEM | 3 | CLUBHOUSE WTP | C | 29 | PART-RMVL/CARTRIDGE FILTR
5114140 | TREES CAMP WTP | 1 | TREES CAMP WTP | H | 25 | SOFTENING/ION EXCHANGE
5114140 | TREES CAMP WTP | 1 | TREES CAMP WTP | B | 04 | DISINFECT/CHLORAMINES
5114141 | GOLDEN GATE ASSEMBLY OF GOD | 1 | GOLDEN GATE ASSEMBLY OF GOD | B | 02 | DISINFECT/HYPOCHLORIN
5114141 | GOLDEN GATE ASSEMBLY OF GOD | 1 | GOLDEN GATE ASSEMBLY OF GOD | E | 29 | T-O CTRL/CARTRIDGE FILTR
5114141 | GOLDEN GATE ASSEMBLY OF GOD | 1 | GOLDEN GATE ASSEMBLY OF GOD | H | 25 | SOFTENING/ION EXCHANGE
5114143 | UNITARIAN UNIVERALIST CONGREGATION | 1 | UNITARIAN UNIVERSALIST CONGREG | B | 02 | DISINFECT/HYPOCHLORIN
5114143 | UNITARIAN UNIVERALIST CONGREGATION | 1 | UNITARIAN UNIVERSALIST CONGREG | E | 20 | T-O CTRL/AERATION
5114144 | CALUSA PINES GOLF CLUB - MAINTENANCE | 1 | CALUSA PINES GOLF CLUB WTP | Z | 02 | OTHER/HYPOCHLORIN
5114144 | CALUSA PINES GOLF CLUB - MAINTENANCE | 1 | CALUSA PINES GOLF CLUB WTP | Z | 20 | OTHER/AERATION
5114144 | CALUSA PINES GOLF CLUB - MAINTENANCE | 1 | CALUSA PINES GOLF CLUB WTP | Z | 29 | OTHER/CARTRIDGE FILTR
5114145 | CALUSA PINES GOLF CLUB - CLUB HOUSE WTP | 1 | CALUSA PINES CLUB HOUSE WTP | E | 25 | T-O CTRL/ION EXCHANGE
5114145 | CALUSA PINES GOLF CLUB - CLUB HOUSE WTP | 1 | CALUSA PINES CLUB HOUSE WTP | B | 02 | DISINFECT/HYPOCHLORIN
5114145 | CALUSA PINES GOLF CLUB - CLUB HOUSE WTP | 1 | CALUSA PINES CLUB HOUSE WTP | C | 29 | PART-RMVL/CARTRIDGE FILTR
5114145 | CALUSA PINES GOLF CLUB - CLUB HOUSE WTP | 1 | CALUSA PINES CLUB HOUSE WTP | E | 20 | T-O CTRL/AERATION
5114147 | SABAL PALM ELEMENTARY | 1 | SABAL PALM ELEMENTARY SCHOOL | B | 02 | DISINFECT/HYPOCHLORIN
5114147 | SABAL PALM ELEMENTARY | 1 | SABAL PALM ELEMENTARY SCHOOL | C | 14 | PART-RMVL/RAPID SAND FIL
5114147 | SABAL PALM ELEMENTARY | 1 | SABAL PALM ELEMENTARY SCHOOL | C | 26 | PART-RMVL/REVERSE OSMOSIS
5114147 | SABAL PALM ELEMENTARY | 1 | SABAL PALM ELEMENTARY SCHOOL | D | 36 | CORR-CTRL/CORROSION INHIB
5114147 | SABAL PALM ELEMENTARY | 1 | SABAL PALM ELEMENTARY SCHOOL | Z | 25 | OTHER/ION EXCHANGE
5114149 | LA HISPANA #2 | 1 | LA HISPANA#2 | E | 20 | T-O CTRL/AERATION
5114149 | LA HISPANA #2 | 1 | LA HISPANA#2 | F | 25 | ORGN-RMVL/ION EXCHANGE
5114149 | LA HISPANA #2 | 1 | LA HISPANA#2 | E | 25 | T-O CTRL/ION EXCHANGE
5114149 | LA HISPANA #2 | 1 | LA HISPANA#2 | F | 23 | ORGN-RMVL/GAC ADDITION
5114149 | LA HISPANA #2 | 1 | LA HISPANA#2 | B | 04 | DISINFECT/CHLORAMINES
5114151 | LA FITNESS | 1 | FITNESS QUEST WTP | G | 25 | IRON RMVL/ION EXCHANGE
5114151 | LA FITNESS | 1 | FITNESS QUEST WTP | C | 29 | PART-RMVL/CARTRIDGE FILTR
5114151 | LA FITNESS | 1 | FITNESS QUEST WTP | B | 02 | DISINFECT/HYPOCHLORIN
5114151 | LA FITNESS | 1 | FITNESS QUEST WTP | E | 20 | T-O CTRL/AERATION
5114152 | ESTATES ELEMENTARY SCHOOL | 1 | ESTATES ELEMENTARY SCHOOL | G | 25 | IRON RMVL/ION EXCHANGE
5114152 | ESTATES ELEMENTARY SCHOOL | 1 | ESTATES ELEMENTARY SCHOOL | B | 04 | DISINFECT/CHLORAMINES
5114153 | MIDWAY CAMPGROUND | 1 | MIDWAY CAMPGROUND WTP | B | 02 | DISINFECT/HYPOCHLORIN
5114154 | AVE MARIA UTILITY COMPANY, LLLP | 1 | AVE MARIA WTP | Z | 20 | OTHER/AERATION
5114154 | AVE MARIA UTILITY COMPANY, LLLP | 1 | AVE MARIA WTP | H | 26 | SOFTENING/REVERSE OSMOSIS
5114154 | AVE MARIA UTILITY COMPANY, LLLP | 1 | AVE MARIA WTP | D | 36 | CORR-CTRL/CORROSION INHIB
5114154 | AVE MARIA UTILITY COMPANY, LLLP | 1 | AVE MARIA WTP | Z | 19 | OTHER/PH ADJUSTMENT
5114158 | PALMETTO J ELEMENTARY SCHOOL | 1 | ELEMENTARY SCHOOL J WTP | D | 36 | CORR-CTRL/CORROSION INHIB
5114158 | PALMETTO J ELEMENTARY SCHOOL | 1 | ELEMENTARY SCHOOL J WTP | B | 04 | DISINFECT/CHLORAMINES
5114158 | PALMETTO J ELEMENTARY SCHOOL | 1 | ELEMENTARY SCHOOL J WTP | C | 29 | PART-RMVL/CARTRIDGE FILTR
5114158 | PALMETTO J ELEMENTARY SCHOOL | 1 | ELEMENTARY SCHOOL J WTP | G | 25 | IRON RMVL/ION EXCHANGE
5114159 | WILSON BLVD. RETAIL CENTER | 1 | WILSON WTP | E | 25 | T-O CTRL/ION EXCHANGE
5114159 | WILSON BLVD. RETAIL CENTER | 1 | WILSON WTP | B | 02 | DISINFECT/HYPOCHLORIN
5114159 | WILSON BLVD. RETAIL CENTER | 1 | WILSON WTP | B | 20 | DISINFECT/AERATION
5114159 | WILSON BLVD. RETAIL CENTER | 1 | WILSON WTP | Z | 29 | OTHER/CARTRIDGE FILTR
5114160 | NAPLES THERAPEUTIC RIDING CENTER | 1 | WATER PLANT #1 | B | 02 | DISINFECT/HYPOCHLORIN
5114160 | NAPLES THERAPEUTIC RIDING CENTER | 1 | WATER PLANT #1 | H | 25 | SOFTENING/ION EXCHANGE
5114161 | NAPLES CHURCH | 1 | LIVING WORD FAMILY CHURCH WTP | B | 02 | DISINFECT/HYPOCHLORIN
5114161 | NAPLES CHURCH | 1 | LIVING WORD FAMILY CHURCH WTP | Z | 26 | OTHER/REVERSE OSMOSIS
5114162 | GOLDEN GATE WALGREENS (STORE #10742) | 1 | WALGREENS WTP | Z | 20 | OTHER/AERATION
5114162 | GOLDEN GATE WALGREENS (STORE #10742) | 1 | WALGREENS WTP | Z | 23 | OTHER/GAC ADDITION
5114162 | GOLDEN GATE WALGREENS (STORE #10742) | 1 | WALGREENS WTP | H | 25 | SOFTENING/ION EXCHANGE
5114162 | GOLDEN GATE WALGREENS (STORE #10742) | 1 | WALGREENS WTP | B | 07 | DISINFECT/OTHER DISINFECT
5114163 | CENTER POINT COMMUNITY CHURCH YOUTH SANC | 1 | CENTER POINT COMMUNITY YOUTH C | Z | 25 | OTHER/ION EXCHANGE
5114163 | CENTER POINT COMMUNITY CHURCH YOUTH SANC | 1 | CENTER POINT COMMUNITY YOUTH C | Z | 20 | OTHER/AERATION
5114163 | CENTER POINT COMMUNITY CHURCH YOUTH SANC | 1 | CENTER POINT COMMUNITY YOUTH C | B | 02 | DISINFECT/HYPOCHLORIN
5114164 | PEACE LUTHERAN CHURCH OF NAPLES | 1 | PEACE LUTHERAN CHURCH NAPLES | C | 38 | PART-RMVL/NANOFILTRATION
5114164 | PEACE LUTHERAN CHURCH OF NAPLES | 1 | PEACE LUTHERAN CHURCH NAPLES | B | 02 | DISINFECT/HYPOCHLORIN
5114164 | PEACE LUTHERAN CHURCH OF NAPLES | 1 | PEACE LUTHERAN CHURCH NAPLES | Z | 29 | OTHER/CARTRIDGE FILTR
5114165 | PEPPER RANCH | 1 | PEPPER RANCH | Z | 25 | OTHER/ION EXCHANGE
5114165 | PEPPER RANCH | 1 | PEPPER RANCH | B | 02 | DISINFECT/HYPOCHLORIN
5114165 | PEPPER RANCH | 1 | PEPPER RANCH | Z | 20 | OTHER/AERATION
5114166 | 1-75 REST AREA MM 63 NORTHSIDE | 1 | PLANT 1 | B | 02 | DISINFECT/HYPOCHLORIN
5114166 | 1-75 REST AREA MM 63 NORTHSIDE | 1 | PLANT 1 | Z | 19 | OTHER/PH ADJUSTMENT
5114166 | 1-75 REST AREA MM 63 NORTHSIDE | 1 | PLANT 1 | Z | 26 | OTHER/REVERSE OSMOSIS
5114168 | COLLIER COUNTY CHARTER SCHOOL | 1 | COLLIER CHARTER ACADEMY | H | 25 | SOFTENING/ION EXCHANGE
5114168 | COLLIER COUNTY CHARTER SCHOOL | 1 | COLLIER CHARTER ACADEMY | B | 02 | DISINFECT/HYPOCHLORIN
5114169 | EVERGLADES SQUARE | 1 | EVERGLADES SQUARE | B | 20 | DISINFECT/AERATION
5114170 | BIG BEAR PLAZA FOOD MART | 1 | BIG BEAR PLAZA FOOD MART | B | 20 | DISINFECT/AERATION
5220027 | BRIGHTON SEMINOLE RESERVATION | 1 | BRIGHTON SEMINOLE RES. WTP | B | 02 | DISINFECT/HYPOCHLORIN
5220126 | THE LOFTIS CORPORATION - RIVER HAVEN | 1 | RIVER HAVEN | B | 02 | DISINFECT/HYPOCHLORIN
5220126 | THE LOFTIS CORPORATION - RIVER HAVEN | 2 | HENDRY ISLES RESORT WTP 2 | C | 15 | PART-RMVL/PRESS SAND FILT
5220126 | THE LOFTIS CORPORATION - RIVER HAVEN | 2 | HENDRY ISLES RESORT WTP 2 | B | 01 | DISINFECT/GASEOUS CHLORIN
5220179 | FISHEATING CREEK CAMPGROUND | 1 | FISH EATING CAMPGROUND WTP | B | 02 | DISINFECT/HYPOCHLORIN
5220179 | FISHEATING CREEK CAMPGROUND | 1 | FISH EATING CAMPGROUND WTP | E | 20 | T-O CTRL/AERATION
5220186 | MEADOWLARK CAMPGROUND | 1 | MEADOWLARK CAMPGROUND WTP | E | 20 | T-O CTRL/AERATION
5220186 | MEADOWLARK CAMPGROUND | 1 | MEADOWLARK CAMPGROUND WTP | B | 04 | DISINFECT/CHLORAMINES
5220192 | MOORE HAVEN WTP | 1 | MOORE HAVEN WTP | B | 04 | DISINFECT/CHLORAMINES
5220192 | MOORE HAVEN WTP | 1 | MOORE HAVEN WTP | C | 10 | PART-RMVL/COAGULATION
5220192 | MOORE HAVEN WTP | 1 | MOORE HAVEN WTP | C | 39 | PARTICLE REMOVAL/ULTRAFILTRATION
5220192 | MOORE HAVEN WTP | 2 | MOORE HAVEN BOOSTER STATION | B | 01 | DISINFECT/GASEOUS CHLORIN
5220192 | MOORE HAVEN WTP | 1 | MOORE HAVEN WTP | E | 20 | T-O CTRL/AERATION
5220192 | MOORE HAVEN WTP | 1 | MOORE HAVEN WTP | C | 14 | PART-RMVL/RAPID SAND FIL
5220209 | ORTONA LOCKS CAMPGROUND-NORTH | 1 | ORTONA LOCKS - NORTH WTP | E | 20 | T-O CTRL/AERATION
5220209 | ORTONA LOCKS CAMPGROUND-NORTH | 1 | ORTONA LOCKS - NORTH WTP | B | 02 | DISINFECT/HYPOCHLORIN
5220229 | RAMEY'S TRAILER PARK | 1 | RAMEY'S TRAILER PARK WTP | B | 02 | DISINFECT/HYPOCHLORIN
5220235 | RIVER OAKS UTILITIES, LLC | 1 | RIVER OAKS SUBDIVISION WTP | B | 02 | DISINFECT/HYPOCHLORIN
5220252 | SHADY ACRES CAMPGROUND | 1 | SHADY ACRES CAMPGROUND WELL | B | 02 | DISINFECT/HYPOCHLORIN
5220252 | SHADY ACRES CAMPGROUND | 1 | SHADY ACRES CAMPGROUND WELL | H | 25 | SOFTENING/ION EXCHANGE
5224070 | CAMP KEAIS LEASING, INC | 1 | CAMP KEAIS LEASING, INC WTP | F | 20 | ORGN-RMVL/AERATION
5224070 | CAMP KEAIS LEASING, INC | 1 | CAMP KEAIS LEASING, INC WTP | B | 02 | DISINFECT/HYPOCHLORIN
5224071 | ORTONA LOCKS CAMPGROUND-SOUTH | 2 | ORTONA LOCKS SOUTH - WEST WTP | E | 20 | T-O CTRL/AERATION
5224071 | ORTONA LOCKS CAMPGROUND-SOUTH | 1 | ORTONA LOCKS SOUTH - EAST WTP | B | 02 | DISINFECT/HYPOCHLORIN
5224071 | ORTONA LOCKS CAMPGROUND-SOUTH | 2 | ORTONA LOCKS SOUTH - WEST WTP | B | 02 | DISINFECT/HYPOCHLORIN
5224071 | ORTONA LOCKS CAMPGROUND-SOUTH | 1 | ORTONA LOCKS SOUTH - EAST WTP | E | 20 | T-O CTRL/AERATION
5224072 | OLD RIVER RUN RV PARK | 1 | OLD RIVER RUN RV PARK WTP | E | 20 | T-O CTRL/AERATION
5224072 | OLD RIVER RUN RV PARK | 1 | OLD RIVER RUN RV PARK WTP | B | 02 | DISINFECT/HYPOCHLORIN
5224073 | AMI KIDS LAST CHANCE RANCH | 1 | FLA. ENVIRONMENTAL INST. WTP | B | 02 | DISINFECT/HYPOCHLORIN
5224073 | AMI KIDS LAST CHANCE RANCH | 1 | FLA. ENVIRONMENTAL INST. WTP | E | 20 | T-O CTRL/AERATION
5224074 | GRANITE WHISPER CREEK R.V. RESORT LL. | 1 | WHISPER CREEK WTP | B | 02 | DISINFECT/HYPOCHLORIN
5224074 | GRANITE WHISPER CREEK R.V. RESORT LL. | 1 | WHISPER CREEK WTP | B | 04 | DISINFECT/CHLORAMINES
5224075 | LUPE'S MEXICAN RESTAURANT | 1 | COUNTY LINE CRAB SHACK | B | 02 | DISINFECT/HYPOCHLORIN
5224076 | MCLYMONT MINI MART | 1 | MCLYMONT MINI MART WTP | B | 02 | DISINFECT/HYPOCHLORIN
5224076 | MCLYMONT MINI MART | 1 | MCLYMONT MINI MART WTP | E | 20 | T-O CTRL/AERATION
5224076 | MCLYMONT MINI MART | 1 | MCLYMONT MINI MART WTP | H | 25 | SOFTENING/ION EXCHANGE
5224077 | FARM-OP, INC. NORTH LABOR CAMP (MUSE) | 1 | FARM-OP, INC. NORTH CAMP WTP | B | 04 | DISINFECT/CHLORAMINES
5224078 | FARM-OP, INC. SOUTH LABOR CAMP (MUSE) | 1 | FARM-OP, INC. SOUTH CAMP WTP | D | 36 | CORR-CTRL/CORROSION INHIB
5224078 | FARM-OP, INC. SOUTH LABOR CAMP (MUSE) | 1 | FARM-OP, INC. SOUTH CAMP WTP | B | 04 | DISINFECT/CHLORAMINES
5224079 | SABAL PALM RV RESORT AND CAMPGROUND | 1 | HENDRY'S SABAL PALM CAMPGROUND | B | 02 | DISINFECT/HYPOCHLORIN
5224080 | MAC'S COUNTRY STORE | 1 | MAC'S COUNTRY STORE WTP | B | 02 | DISINFECT/HYPOCHLORIN
5224081 | PYTEL MOBIL HOME PARK | 1 | PYTEL MOBIL HOME PARK WTP | B | 02 | DISINFECT/HYPOCHLORIN
5224082 | VICTORIA CAFE MARKET | 1 | VICTORIA CAFE MARKET | B | 02 | DISINFECT/HYPOCHLORIN
5224082 | VICTORIA CAFE MARKET | 1 | VICTORIA CAFE MARKET | H | 25 | SOFTENING/ION EXCHANGE
5224083 | OASIS BAR & GRILL | 1 | OASIS BAR & GRILL WTP | B | 02 | DISINFECT/HYPOCHLORIN
5224084 | LAKEPORT GROCERY | 1 | LAKEPORT GROCERY WTP | A |  | NO TRTMT
5224085 | NORTH ORTONA MUD BOGGIN,INC. | 1 | NORTH ORTONA MUD BOGGIN WTP | G | 18 | IRON RMVL/SEQUESTATION
5224086 | PALMDALE CRACKER, INC. | 1 | PALMDALE CRACKER, INC. | E | 20 | T-O CTRL/AERATION
5224086 | PALMDALE CRACKER, INC. | 1 | PALMDALE CRACKER, INC. | B | 02 | DISINFECT/HYPOCHLORIN
5224087 | ROYAL PALM R.V. PARK | 1 | ROYAL PALM R.V. PARK WTP | G | 15 | IRON RMVL/PRESS SAND FILT
5224087 | ROYAL PALM R.V. PARK | 1 | ROYAL PALM R.V. PARK WTP | E | 20 | T-O CTRL/AERATION
5224087 | ROYAL PALM R.V. PARK | 1 | ROYAL PALM R.V. PARK WTP | B | 01 | DISINFECT/GASEOUS CHLORIN
5224089 | GOODNO COUNTRY STORE | 1 | GOODNO COUNTRY STORE | B | 02 | DISINFECT/HYPOCHLORIN
5224089 | GOODNO COUNTRY STORE | 1 | GOODNO COUNTRY STORE | E | 20 | T-O CTRL/AERATION
5224090 | FOREVERGLADES RV RESORT LLC | 1 | GOLFER HAVEN | E | 20 | T-O CTRL/AERATION
5224090 | FOREVERGLADES RV RESORT LLC | 1 | GOLFER HAVEN | B | 02 | DISINFECT/HYPOCHLORIN
5224091 | MAPLE CORNER | 1 | MAPLE CORNER WTP | B | 02 | DISINFECT/HYPOCHLORIN
5224091 | MAPLE CORNER | 1 | MAPLE CORNER WTP | E | 20 | T-O CTRL/AERATION
5224093 | WEST GLADES ELEMENTARY SCHOOL WTP | 1 | WEST GLADES ELEMENTARY WTP | B | 02 | DISINFECT/HYPOCHLORIN
5224093 | WEST GLADES ELEMENTARY SCHOOL WTP | 1 | WEST GLADES ELEMENTARY WTP | E | 20 | T-O CTRL/AERATION
5260004 | A. DUDA & SONS, INC. | 1 | A. DUDA & SONS, INC. WTP | E | 20 | T-O CTRL/AERATION
5260004 | A. DUDA & SONS, INC. | 1 | A. DUDA & SONS, INC. WTP | B | 04 | DISINFECT/CHLORAMINES
5260018 | BERRY CITRUS WTP | 1 | BERRY CITRUS PRODUCTS, INC. | B | 02 | DISINFECT/HYPOCHLORIN
5260018 | BERRY CITRUS WTP | 1 | BERRY CITRUS PRODUCTS, INC. | E | 29 | T-O CTRL/CARTRIDGE FILTR
5260018 | BERRY CITRUS WTP | 1 | BERRY CITRUS PRODUCTS, INC. | H | 25 | SOFTENING/ION EXCHANGE
5260018 | BERRY CITRUS WTP | 1 | BERRY CITRUS PRODUCTS, INC. | K | 26 | DESALINAT/REVERSE OSMOSIS
5260034 | CAMP NOCATEE GIRL SCOUT CAMP | 1 | CAMP NOCATEE GIRL SCOUT WELL | B | 02 | DISINFECT/HYPOCHLORIN
5260047 | CITRUS BELLE CONCENTRATE PLT | 1 | CITRUS BELLE CONCENTRATE WTP | G | 25 | IRON RMVL/ION EXCHANGE
5260047 | CITRUS BELLE CONCENTRATE PLT | 1 | CITRUS BELLE CONCENTRATE WTP | H | 26 | SOFTENING/REVERSE OSMOSIS
5260047 | CITRUS BELLE CONCENTRATE PLT | 1 | CITRUS BELLE CONCENTRATE WTP | C | 29 | PART-RMVL/CARTRIDGE FILTR
5260047 | CITRUS BELLE CONCENTRATE PLT | 1 | CITRUS BELLE CONCENTRATE WTP | B | 02 | DISINFECT/HYPOCHLORIN
5260050 | LABELLE, CITY OF | 1 | LABELLE, CITY OF NORTH WTP | Z | 18 | OTHER/SEQUESTATION
5260050 | LABELLE, CITY OF | 2 | SOUTH PLANT | B | 02 | DISINFECT/HYPOCHLORIN
5260050 | LABELLE, CITY OF | 1 | LABELLE, CITY OF NORTH WTP | C | 10 | PART-RMVL/COAGULATION
5260050 | LABELLE, CITY OF | 1 | LABELLE, CITY OF NORTH WTP | Z | 19 | OTHER/PH ADJUSTMENT
5260050 | LABELLE, CITY OF | 2 | SOUTH PLANT | Z | 26 | OTHER/REVERSE OSMOSIS
5260050 | LABELLE, CITY OF | 2 | SOUTH PLANT | E | 28 | T-O CTRL/PACKED TWR-AERA
5260050 | LABELLE, CITY OF | 1 | LABELLE, CITY OF NORTH WTP | Z | 27 | OTHER/FLUORIDATION
5260050 | LABELLE, CITY OF | 1 | LABELLE, CITY OF NORTH WTP | C | 14 | PART-RMVL/RAPID SAND FIL
5260050 | LABELLE, CITY OF | 2 | SOUTH PLANT | H | 24 | SOFTENING/LIME-SODA
5260050 | LABELLE, CITY OF | 2 | SOUTH PLANT | C | 29 | PART-RMVL/CARTRIDGE FILTR
5260050 | LABELLE, CITY OF | 2 | SOUTH PLANT | Z | 27 | OTHER/FLUORIDATION
5260050 | LABELLE, CITY OF | 2 | SOUTH PLANT | D | 36 | CORR-CTRL/CORROSION INHIB
5260050 | LABELLE, CITY OF | 1 | LABELLE, CITY OF NORTH WTP | Z | 10 | OTHER/COAGULATION
5260050 | LABELLE, CITY OF | 1 | LABELLE, CITY OF NORTH WTP | Z | 26 | OTHER/REVERSE OSMOSIS
5260050 | LABELLE, CITY OF | 1 | LABELLE, CITY OF NORTH WTP | B | 04 | DISINFECT/CHLORAMINES
5260053 | CLEWISTON, CITY OF | 2 | CLEWISTON RO PLANT | Z | 19 | OTHER/PH ADJUSTMENT
5260053 | CLEWISTON, CITY OF | 2 | CLEWISTON RO PLANT | Z | 27 | OTHER/FLUORIDATION
5260053 | CLEWISTON, CITY OF | 2 | CLEWISTON RO PLANT | Z | 26 | OTHER/REVERSE OSMOSIS
5260053 | CLEWISTON, CITY OF | 2 | CLEWISTON RO PLANT | E | 28 | T-O CTRL/PACKED TWR-AERA
5260053 | CLEWISTON, CITY OF | 2 | CLEWISTON RO PLANT | D | 36 | CORR-CTRL/CORROSION INHIB
5260053 | CLEWISTON, CITY OF | 2 | CLEWISTON RO PLANT | C | 29 | PART-RMVL/CARTRIDGE FILTR
5260053 | CLEWISTON, CITY OF | 2 | CLEWISTON RO PLANT | B | 04 | DISINFECT/CHLORAMINES
5260053 | CLEWISTON, CITY OF | 1 | U.S. SUGAR CORP. WTP (PURCH.) | A |  | NO TRTMT
5260062 | COUNTY LINE TRAILER PARK | 1 | COUNTY LINE TRAILER PARK WTP | B | 02 | DISINFECT/HYPOCHLORIN
5260062 | COUNTY LINE TRAILER PARK | 1 | COUNTY LINE TRAILER PARK WTP | E | 20 | T-O CTRL/AERATION
5260114 | SAUNDERS CAMP | 1 | SAUNDERS CAMP WTP | B | 02 | DISINFECT/HYPOCHLORIN
5260114 | SAUNDERS CAMP | 1 | SAUNDERS CAMP WTP | E | 20 | T-O CTRL/AERATION
5260191 | MONTURA RANCH ESTATES | 1 | MONTURA RANCH ESTATES WTP | B | 02 | DISINFECT/HYPOCHLORIN
5260191 | MONTURA RANCH ESTATES | 1 | MONTURA RANCH ESTATES WTP | D | 24 | CORR-CTRL/LIME-SODA
5260226 | PORT LABELLE | 1 | PORT LABELLE WTP | H | 38 | SOFTENING/NANOFILTRATION
5260226 | PORT LABELLE | 1 | PORT LABELLE WTP | C | 19 | PART-RMVL/PH ADJUSTMENT
5260226 | PORT LABELLE | 1 | PORT LABELLE WTP | E | 20 | T-O CTRL/AERATION
5260226 | PORT LABELLE | 1 | PORT LABELLE WTP | C | 29 | PART-RMVL/CARTRIDGE FILTR
5260226 | PORT LABELLE | 1 | PORT LABELLE WTP | H | 19 | SOFTENING/PH ADJUSTMENT
5260226 | PORT LABELLE | 1 | PORT LABELLE WTP | B | 02 | DISINFECT/HYPOCHLORIN
5260261 | RIVERSIDE RETREAT | 1 | RIVERSIDE RETREAT | E | 20 | T-O CTRL/AERATION
5260261 | RIVERSIDE RETREAT | 1 | RIVERSIDE RETREAT | B | 02 | DISINFECT/HYPOCHLORIN
5260262 | SOUTH SHORE WATER ASSN., INC. | 1 | BOOSTER STATION EAST | B | 02 | DISINFECT/HYPOCHLORIN
5260297 | UNITED STATES SUGAR CORP. WTP | 1 | US SUGAR WATER PLANT | E | 20 | T-O CTRL/AERATION
5260297 | UNITED STATES SUGAR CORP. WTP | 1 | US SUGAR WATER PLANT | C | 12 | PART-RMVL/SEDIMENTATION
5260297 | UNITED STATES SUGAR CORP. WTP | 1 | US SUGAR WATER PLANT | B | 02 | DISINFECT/HYPOCHLORIN
5260297 | UNITED STATES SUGAR CORP. WTP | 1 | US SUGAR WATER PLANT | D | 18 | CORR-CTRL/SEQUESTATION
5260297 | UNITED STATES SUGAR CORP. WTP | 1 | US SUGAR WATER PLANT | C | 14 | PART-RMVL/RAPID SAND FIL
5260297 | UNITED STATES SUGAR CORP. WTP | 1 | US SUGAR WATER PLANT | B | 04 | DISINFECT/CHLORAMINES
5260297 | UNITED STATES SUGAR CORP. WTP | 1 | US SUGAR WATER PLANT | C | 10 | PART-RMVL/COAGULATION
5260297 | UNITED STATES SUGAR CORP. WTP | 1 | US SUGAR WATER PLANT | H | 24 | SOFTENING/LIME-SODA
5260319 | HENDRY CORRECTIONAL INSTITUTE | 1 | HENDRY CORRECTIONAL INST. WTP | C | 14 | PART-RMVL/RAPID SAND FIL
5260319 | HENDRY CORRECTIONAL INSTITUTE | 1 | HENDRY CORRECTIONAL INST. WTP | E | 20 | T-O CTRL/AERATION
5260319 | HENDRY CORRECTIONAL INSTITUTE | 1 | HENDRY CORRECTIONAL INST. WTP | H | 24 | SOFTENING/LIME-SODA
5260319 | HENDRY CORRECTIONAL INSTITUTE | 1 | HENDRY CORRECTIONAL INST. WTP | B | 01 | DISINFECT/GASEOUS CHLORIN
5260319 | HENDRY CORRECTIONAL INSTITUTE | 1 | HENDRY CORRECTIONAL INST. WTP | B | 04 | DISINFECT/CHLORAMINES
5260319 | HENDRY CORRECTIONAL INSTITUTE | 1 | HENDRY CORRECTIONAL INST. WTP | Z | 18 | OTHER/SEQUESTATION
5260319 | HENDRY CORRECTIONAL INSTITUTE | 1 | HENDRY CORRECTIONAL INST. WTP | H | 10 | SOFTENING/COAGULATION
5264026 | LOS CUATRO VIENTOS | 1 | LOS QUATROS VIENTOS | B | 02 | DISINFECT/HYPOCHLORIN
5264050 | PALM AND PINES MOBILE HOME PK | 1 | PALM & PINES MHP WTP | B | 02 | DISINFECT/HYPOCHLORIN
5264050 | PALM AND PINES MOBILE HOME PK | 1 | PALM & PINES MHP WTP | E | 20 | T-O CTRL/AERATION
5264051 | OAK HAMMOCK | 1 | OAK HAMMOCK WTP | B | 02 | DISINFECT/HYPOCHLORIN
5264052 | FELDA MALL | 1 | FELDA MALL | B | 02 | DISINFECT/HYPOCHLORIN
5264053 | GRANDMA'S GROVE RV PARK WTP | 1 | GRANDMA'S GROVE R/V PARK WTP | C | 14 | PART-RMVL/RAPID SAND FIL
5264053 | GRANDMA'S GROVE RV PARK WTP | 1 | GRANDMA'S GROVE R/V PARK WTP | B | 02 | DISINFECT/HYPOCHLORIN
5264054 | RIVERBEND ESTATES | 1 | RIVERBEND ESTATES WTP | B | 02 | DISINFECT/HYPOCHLORIN
5264054 | RIVERBEND ESTATES | 1 | RIVERBEND ESTATES WTP | E | 19 | T-O CTRL/PH ADJUSTMENT
5264054 | RIVERBEND ESTATES | 1 | RIVERBEND ESTATES WTP | C | 29 | PART-RMVL/CARTRIDGE FILTR
5264054 | RIVERBEND ESTATES | 1 | RIVERBEND ESTATES WTP | C | 26 | PART-RMVL/REVERSE OSMOSIS
5264054 | RIVERBEND ESTATES | 1 | RIVERBEND ESTATES WTP | E | 20 | T-O CTRL/AERATION
5264055 | VITAMBI SPRINGS | 1 | VITAMBI SPRINGS | B | 02 | DISINFECT/HYPOCHLORIN
5264055 | VITAMBI SPRINGS | 1 | VITAMBI SPRINGS | E | 20 | T-O CTRL/AERATION
5264055 | VITAMBI SPRINGS | 1 | VITAMBI SPRINGS | I | 29 | COLOR RML/CARTRIDGE FILTR
5264055 | VITAMBI SPRINGS | 1 | VITAMBI SPRINGS | F | 26 | ORGN-RMVL/REVERSE OSMOSIS
5264056 | L&M PACKING HOUSE | 1 | DUDA PACKING HOUSE WTP | B | 02 | DISINFECT/HYPOCHLORIN
5264057 | REDISH R.V. PARK | 1 | REDISH RV PARK WTP | Z | 26 | OTHER/REVERSE OSMOSIS
5264057 | REDISH R.V. PARK | 1 | REDISH RV PARK WTP | B | 01 | DISINFECT/GASEOUS CHLORIN
5264058 | PIONEER PLAZA | 1 | PIONEER PLAZA WTP | B | 02 | DISINFECT/HYPOCHLORIN
5264058 | PIONEER PLAZA | 1 | PIONEER PLAZA WTP | E | 20 | T-O CTRL/AERATION
5264059 | FAMILY GROCERY AND DELI | 1 | MICHELLE'S HOT SHOP WTP | E | 20 | T-O CTRL/AERATION
5264059 | FAMILY GROCERY AND DELI | 1 | MICHELLE'S HOT SHOP WTP | B | 02 | DISINFECT/HYPOCHLORIN
5264060 | HANDY STORE # 82 | 1 | HANDY STORE # 82 WTP | E | 20 | T-O CTRL/AERATION
5264060 | HANDY STORE # 82 | 1 | HANDY STORE # 82 WTP | B | 02 | DISINFECT/HYPOCHLORIN
5264061 | HANDY STORE # 85 | 1 | HANDY STORE # 85 WTP | E | 20 | T-O CTRL/AERATION
5264061 | HANDY STORE # 85 | 1 | HANDY STORE # 85 WTP | B | 02 | DISINFECT/HYPOCHLORIN
5264062 | PURKY'S BBQ | 1 | PURKYS WTP | B | 02 | DISINFECT/HYPOCHLORIN
5264063 | CIRCLE K #7374 | 1 | CIRCLE K #7374 WTP | B | 02 | DISINFECT/HYPOCHLORIN
5264063 | CIRCLE K #7374 | 1 | CIRCLE K #7374 WTP | G | 25 | IRON RMVL/ION EXCHANGE
5264063 | CIRCLE K #7374 | 1 | CIRCLE K #7374 WTP | E | 20 | T-O CTRL/AERATION
5264064 | MOM'S PLACE | 1 | MOM'S PLACE WTP | B | 02 | DISINFECT/HYPOCHLORIN
5264065 | WILSON'S LABOR CAMP | 2 |  | A |  | NO TRTMT
5264065 | WILSON'S LABOR CAMP | 1 | WILSON'S LABOR CAMP WTP #1 | B | 02 | DISINFECT/HYPOCHLORIN
5264066 | TAYLOR GROCERY | 1 | TAYLOR'S GROCERY WTP | B | 02 | DISINFECT/HYPOCHLORIN
5264067 | ARILLIS CORP | 1 | ARILLIS CORP | B | 02 | DISINFECT/HYPOCHLORIN
5264068 | SMITH LABOR CAMP | 1 | SMITH LABOR CAMP WTP | A |  | NO TRTMT
5264069 | COOPERATIVE PRODUCERS INC. | 1 | COOPERATIVE PRODUCERS INC. WTP | B | 02 | DISINFECT/HYPOCHLORIN
5264069 | COOPERATIVE PRODUCERS INC. | 1 | COOPERATIVE PRODUCERS INC. WTP | H | 25 | SOFTENING/ION EXCHANGE
5264069 | COOPERATIVE PRODUCERS INC. | 1 | COOPERATIVE PRODUCERS INC. WTP | F | 20 | ORGN-RMVL/AERATION
5264070 | ALICO | 1 | ALICO WTP | B | 02 | DISINFECT/HYPOCHLORIN
5264071 | MEXICAN STORE, NORMA'S | 1 | LABELLE MEXICAN STORE WTP | B | 02 | DISINFECT/HYPOCHLORIN
5264071 | MEXICAN STORE, NORMA'S | 1 | LABELLE MEXICAN STORE WTP | E | 20 | T-O CTRL/AERATION
5264071 | MEXICAN STORE, NORMA'S | 1 | LABELLE MEXICAN STORE WTP | H | 25 | SOFTENING/ION EXCHANGE
5264072 | BERRY GROVES MAINTENANCE | 1 | BERRY GROVES MAINTENCE WTP | B | 02 | DISINFECT/HYPOCHLORIN
5264072 | BERRY GROVES MAINTENANCE | 1 | BERRY GROVES MAINTENCE WTP | R | 25 | RADS RMVL/ION EXCHANGE
5264072 | BERRY GROVES MAINTENANCE | 1 | BERRY GROVES MAINTENCE WTP | E | 20 | T-O CTRL/AERATION
5264073 | MEXICAN STORE NORMA'S | 1 | MEXICAN STORE NORMA'S WTP | E | 20 | T-O CTRL/AERATION
5264073 | MEXICAN STORE NORMA'S | 1 | MEXICAN STORE NORMA'S WTP | B | 02 | DISINFECT/HYPOCHLORIN
5264074 | HOWARD'S TRAILER PARK | 1 | HOWARD'S TRAILER PARK WTP | B | 02 | DISINFECT/HYPOCHLORIN
5264074 | HOWARD'S TRAILER PARK | 2 | HOWARD'S TRAILER PARK WTP | B | 02 | DISINFECT/HYPOCHLORIN
5264074 | HOWARD'S TRAILER PARK | 5 | HOWARD'S TRAILER PARK WTP | B | 02 | DISINFECT/HYPOCHLORIN
5264074 | HOWARD'S TRAILER PARK | 4 | HOWARD'S TRAILER PARK WTP | B | 02 | DISINFECT/HYPOCHLORIN
5264074 | HOWARD'S TRAILER PARK | 3 | HOWARD'S TRAILER PARK WTP | B | 02 | DISINFECT/HYPOCHLORIN
5264075 | LABELLE PROGRAM CENTER | 1 | LABELLE PROGRAM CENTER | E | 20 | T-O CTRL/AERATION
5264075 | LABELLE PROGRAM CENTER | 1 | LABELLE PROGRAM CENTER | B | 02 | DISINFECT/HYPOCHLORIN
5264076 | TROUT'S GROCERY | 1 | TROUT'S GROCERY WTP | B | 02 | DISINFECT/HYPOCHLORIN
5264077 | RCMA LABELLE CDC | 1 | RCMA LABELLE CDC | D | 18 | CORR-CTRL/SEQUESTATION
5264077 | RCMA LABELLE CDC | 1 | RCMA LABELLE CDC | E | 20 | T-O CTRL/AERATION
5264077 | RCMA LABELLE CDC | 1 | RCMA LABELLE CDC | B | 02 | DISINFECT/HYPOCHLORIN
5264078 | LABELLE FARM OFFICE & SHOPS | 1 | LABELLE FARM OFFICE WTP | B | 02 | DISINFECT/HYPOCHLORIN
5264079 | BOB PAUL, INC. | 1 | BOB PAUL, INC. WTP | B | 02 | DISINFECT/HYPOCHLORIN
5264079 | BOB PAUL, INC. | 1 | BOB PAUL, INC. WTP | G | 25 | IRON RMVL/ION EXCHANGE
5264079 | BOB PAUL, INC. | 1 | BOB PAUL, INC. WTP | E | 20 | T-O CTRL/AERATION
5264080 | ABC FARM PACKING HOUSE | 1 | ABC FARM PACKING HOUSE WTP | B | 02 | DISINFECT/HYPOCHLORIN
5264080 | ABC FARM PACKING HOUSE | 1 | ABC FARM PACKING HOUSE WTP | I | 25 | COLOR RML/ION EXCHANGE
5264080 | ABC FARM PACKING HOUSE | 1 | ABC FARM PACKING HOUSE WTP | H | 25 | SOFTENING/ION EXCHANGE
5264081 | MAGNOLIA PACKING HOUSE | 1 | MAGNOLIA PACKING HOUSE | B | 02 | DISINFECT/HYPOCHLORIN
5264082 | FIESTA FOOD MART | 1 | MCLYMONT MINI MALL WTP | E | 20 | T-O CTRL/AERATION
5264082 | FIESTA FOOD MART | 1 | MCLYMONT MINI MALL WTP | B | 02 | DISINFECT/HYPOCHLORIN
5264083 | TURKEY RUN SUBDIVISION | 1 | TURKEY RUN SUBDIVISION WTP | B | 02 | DISINFECT/HYPOCHLORIN
5264084 | ALICO CAMP SITE | 1 | ALICO CAMP SITE WTP | H | 26 | SOFTENING/REVERSE OSMOSIS
5264084 | ALICO CAMP SITE | 1 | ALICO CAMP SITE WTP | B | 02 | DISINFECT/HYPOCHLORIN
5264084 | ALICO CAMP SITE | 1 | ALICO CAMP SITE WTP | G | 30 | IRON RMVL/GREENSAND FILTR
5264084 | ALICO CAMP SITE | 1 | ALICO CAMP SITE WTP | C | 29 | PART-RMVL/CARTRIDGE FILTR
5264084 | ALICO CAMP SITE | 1 | ALICO CAMP SITE WTP | D | 24 | CORR-CTRL/LIME-SODA
5264084 | ALICO CAMP SITE | 1 | ALICO CAMP SITE WTP | B | 06 | DISINFECT/UV RADIATION
5264085 | BURKE TRAILER PARK | 1 | BURKE TRAILER PARK | B | 02 | DISINFECT/HYPOCHLORIN
5264086 | SPENCER KELLY TRAILER PARK | 1 | SPENCER KELLY TRAILER PK WTP | B | 02 | DISINFECT/HYPOCHLORIN
5264087 | MARTINEZ TRAILER PARK | 1 | UARTINEZ TRAILER PARK WTP 1 | B | 02 | DISINFECT/HYPOCHLORIN
5264087 | MARTINEZ TRAILER PARK | 2 | MARTINEZ TRIALER PARK WTP 2 | E | 20 | T-O CTRL/AERATION
5264087 | MARTINEZ TRAILER PARK | 2 | MARTINEZ TRIALER PARK WTP 2 | B | 02 | DISINFECT/HYPOCHLORIN
5264087 | MARTINEZ TRAILER PARK | 1 | UARTINEZ TRAILER PARK WTP 1 | E | 20 | T-O CTRL/AERATION
5264088 | L & M RENTALS | 1 | L & M RENTALS WTP | B | 02 | DISINFECT/HYPOCHLORIN
5264089 | EVELYN'S COURT | 1 | EVELYN'S COURT WTP | B | 02 | DISINFECT/HYPOCHLORIN
5264090 | MARY LOU'S COUNTRY STORE | 1 | MARY LOU'S COUNTRY STORE | B | 02 | DISINFECT/HYPOCHLORIN
5264091 | SOUTHERN GARDENS CITRUS | 1 | SOUTHERN GARDENS CITRUS WTP | F | 23 | ORGN-RMVL/GAC ADDITION
5264091 | SOUTHERN GARDENS CITRUS | 1 | SOUTHERN GARDENS CITRUS WTP | C | 08 | PART-RMVL/MICROSCREENING
5264091 | SOUTHERN GARDENS CITRUS | 1 | SOUTHERN GARDENS CITRUS WTP | D | 36 | CORR-CTRL/CORROSION INHIB
5264091 | SOUTHERN GARDENS CITRUS | 1 | SOUTHERN GARDENS CITRUS WTP | C | 26 | PART-RMVL/REVERSE OSMOSIS
5264091 | SOUTHERN GARDENS CITRUS | 1 | SOUTHERN GARDENS CITRUS WTP | B | 02 | DISINFECT/HYPOCHLORIN
5264092 | SPENCER NORTH LABOR CAMP | 1 | SPENCER NORTH LABOR CAMP | B | 02 | DISINFECT/HYPOCHLORIN
5264093 | KELLY'S TRAILER PARK | 1 | KELLY'S TRAILER PARK | B | 02 | DISINFECT/HYPOCHLORIN
5264094 | AZTECA #10 | 1 | AZTECA #10 WTP | E | 20 | T-O CTRL/AERATION
5264094 | AZTECA #10 | 1 | AZTECA #10 WTP | B | 02 | DISINFECT/HYPOCHLORIN
5264095 | FARMWORKER'S MIGRANT HOUSING | 1 | FARMWORKER'S MIGRANT HOUSING | B | 01 | DISINFECT/GASEOUS CHLORIN
5264096 | MONTURA PLAZA LLC | 1 | MONTURA TRADING POST WTP | E | 20 | T-O CTRL/AERATION
5264096 | MONTURA PLAZA LLC | 1 | MONTURA TRADING POST WTP | B | 02 | DISINFECT/HYPOCHLORIN
5264097 | THE PLANTATION RV PARK | 1 | THE PLANTATION RV PARK | B | 02 | DISINFECT/HYPOCHLORIN
5264097 | THE PLANTATION RV PARK | 1 | THE PLANTATION RV PARK | C | 29 | PART-RMVL/CARTRIDGE FILTR
5264097 | THE PLANTATION RV PARK | 1 | THE PLANTATION RV PARK | I | 26 | COLOR RML/REVERSE OSMOSIS
5264098 | ROADHOUSE BILLIARDS | 1 | ROADHOUSE BILLIARDS WTP | B | 02 | DISINFECT/HYPOCHLORIN
5264099 | AZTECA MEXICAN STORE | 1 | AZTECA WTP | G | 20 | IRON RMVL/AERATION
5264099 | AZTECA MEXICAN STORE | 1 | AZTECA WTP | H | 25 | SOFTENING/ION EXCHANGE
5264099 | AZTECA MEXICAN STORE | 1 | AZTECA WTP | B | 02 | DISINFECT/HYPOCHLORIN
5264100 | AZTECA COUNTRY STORE #6 | 1 | AZTECA COUNTRY STORE WTP | B | 02 | DISINFECT/HYPOCHLORIN
5264100 | AZTECA COUNTRY STORE #6 | 1 | AZTECA COUNTRY STORE WTP | E | 20 | T-O CTRL/AERATION
5264101 | AIRGLADES INDUSTRIAL PARK WTP | 1 | AIRGLADES INDUSTRIAL PARK WTP | B | 02 | DISINFECT/HYPOCHLORIN
5264103 | RIVERBEND MOTORCOACH RESORT | 1 | RIVERBEND MOTORCOACH RESORT WT | C | 29 | PART-RMVL/CARTRIDGE FILTR
5264103 | RIVERBEND MOTORCOACH RESORT | 1 | RIVERBEND MOTORCOACH RESORT WT | F | 25 | ORGN-RMVL/ION EXCHANGE
5264103 | RIVERBEND MOTORCOACH RESORT | 1 | RIVERBEND MOTORCOACH RESORT WT | D | 36 | CORR-CTRL/CORROSION INHIB
5264103 | RIVERBEND MOTORCOACH RESORT | 1 | RIVERBEND MOTORCOACH RESORT WT | B | 04 | DISINFECT/CHLORAMINES
5264103 | RIVERBEND MOTORCOACH RESORT | 1 | RIVERBEND MOTORCOACH RESORT WT | H | 38 | SOFTENING/NANOFILTRATION
5264104 | AZTECA SUPERCENTRO 2000, INC. | 1 | AZTECA SUPERCENTRO WTP | B | 02 | DISINFECT/HYPOCHLORIN
5264105 | OAK HAMMOCK II | 1 | OAK HAMMOCK II | B | 02 | DISINFECT/HYPOCHLORIN
5264106 | BLU CANE CAFE | 1 | BLU CANE CAFE | B | 02 | DISINFECT/HYPOCHLORIN
5264109 | BIG SMILES CHILDCARE | 1 | BIG SMILES CHILDCARE | B | 02 | DISINFECT/HYPOCHLORIN
5264112 | RIVERLANDINGS WATER TREATMENT PLANT | 1 | RIVERLANDINGS WTP | B | 26 | DISINFECT/REVERSE OSMOSIS
5264112 | RIVERLANDINGS WATER TREATMENT PLANT | 1 | RIVERLANDINGS WTP | B | 02 | DISINFECT/HYPOCHLORIN
5264113 | LIBERTY SHORES | 1 | LIBERTY SHORES | B | 20 | DISINFECT/AERATION
5264113 | LIBERTY SHORES | 1 | LIBERTY SHORES | B | 04 | DISINFECT/CHLORAMINES
5264113 | LIBERTY SHORES | 1 | LIBERTY SHORES | B | 26 | DISINFECT/REVERSE OSMOSIS
5264113 | LIBERTY SHORES | 1 | LIBERTY SHORES | B | 02 | DISINFECT/HYPOCHLORIN
5264114 | C & B FARMS | 1 | C & B FARMS | B | 02 | DISINFECT/HYPOCHLORIN
5264114 | C & B FARMS | 1 | C & B FARMS | C | 20 | PART-RMVL/AERATION
5264114 | C & B FARMS | 1 | C & B FARMS | E | 20 | T-O CTRL/AERATION
5264117 | DOLLAR GENERAL STORE #22980 | 1 | DOLLAR GENERAL STORE #22980 | B | 02 | DISINFECT/HYPOCHLORIN
5280015 | NEIBERT'S FISHING RESORT | 1 | NEIBERT'S FISHING RESORT WTP | B | 02 | DISINFECT/HYPOCHLORIN
5280066 | CRAWFORD'S MOBILE HOME PARK | 1 | CRAWFORD MOBILE HOME PARK WTP | B | 02 | DISINFECT/HYPOCHLORIN
5280069 | CYPRESS ISLE R.V. PARK | 1 | CYPRESS ISLE FISH CAMP WTP | B | 02 | DISINFECT/HYPOCHLORIN
5280080 | EEEE FISHING CAMP | 1 | EEEE FISHING CAMP WTP | B | 02 | DISINFECT/HYPOCHLORIN
5280082 | OAK SHORE | 1 | OAK SHORE WTP | B | 02 | DISINFECT/HYPOCHLORIN
5280116 | OAK ACRES - WEST WTP | 1 | WTP #1 | B | 02 | DISINFECT/HYPOCHLORIN
5280125 | HENDERSON'S FISHING RESORT | 1 | HENDERSON'S FISHING RESORT #1 | B | 02 | DISINFECT/HYPOCHLORIN
5280125 | HENDERSON'S FISHING RESORT | 2 | HENDERSON'S FISHING RESORT #2 | B | 02 | DISINFECT/HYPOCHLORIN
5280129 | HIDDEN ACRES ESTATES | 1 | HIDDEN ACRES ESTATES WTP | B | 02 | DISINFECT/HYPOCHLORIN
5280129 | HIDDEN ACRES ESTATES | 1 | HIDDEN ACRES ESTATES WTP | C | 29 | PART-RMVL/CARTRIDGE FILTR
5280155 | KISSIMMEE RIVER FISHING RESORT | 1 | KISSIMMEE RIVER FISHING WTP | B | 02 | DISINFECT/HYPOCHLORIN
5280180 | MALLARD MOBILE HOME PARK | 1 | MALLARD MOBILE HOME PARK WTP | B | 02 | DISINFECT/HYPOCHLORIN
5280193 | MOSSY COVE FISHING CLUB | 1 | MOSSY COVE FISHING CLUB WTP 1 | B | 02 | DISINFECT/HYPOCHLORIN
5280193 | MOSSY COVE FISHING CLUB | 2 | MOSSY COVE FISHING CLUB WTP 2 | B | 02 | DISINFECT/HYPOCHLORIN
5280211 | THE PALMS ESTATES WTP | 1 | THE PALMS ESTATES WTP | B | 02 | DISINFECT/HYPOCHLORIN
5280211 | THE PALMS ESTATES WTP | 1 | THE PALMS ESTATES WTP | B | 20 | DISINFECT/AERATION
5280241 | SUNSHINE RV PARK | 1 | SUNBURST RV PARK WTP 1 NORTH | E | 20 | T-O CTRL/AERATION
5280241 | SUNSHINE RV PARK | 2 | SUNBURST RV PARK WTP 2 SOUTH | B | 02 | DISINFECT/HYPOCHLORIN
5280241 | SUNSHINE RV PARK | 2 | SUNBURST RV PARK WTP 2 SOUTH | D | 36 | CORR-CTRL/CORROSION INHIB
5280241 | SUNSHINE RV PARK | 2 | SUNBURST RV PARK WTP 2 SOUTH | E | 20 | T-O CTRL/AERATION
5280241 | SUNSHINE RV PARK | 1 | SUNBURST RV PARK WTP 1 NORTH | D | 36 | CORR-CTRL/CORROSION INHIB
5280241 | SUNSHINE RV PARK | 1 | SUNBURST RV PARK WTP 1 NORTH | B | 02 | DISINFECT/HYPOCHLORIN
5280246 | SEBRING AIRPORT AUTHORITY | 1 | SEBRING AIRPORT AUTHORITY WTP | B | 02 | DISINFECT/HYPOCHLORIN
5280254 | SHADY OAKS TRAILER PARK | 1 | SHADY OAKS TRAILER PARK WTP | B | 02 | DISINFECT/HYPOCHLORIN
5280266 | SPRING LAKE IMPROVEMENT DISTIRCT | 1 | SPRING LAKE IMPROVEMENT WTP | E | 20 | T-O CTRL/AERATION
5280266 | SPRING LAKE IMPROVEMENT DISTIRCT | 1 | SPRING LAKE IMPROVEMENT WTP | B | 01 | DISINFECT/GASEOUS CHLORIN
5280266 | SPRING LAKE IMPROVEMENT DISTIRCT | 1 | SPRING LAKE IMPROVEMENT WTP | D | 36 | CORR-CTRL/CORROSION INHIB
5280291 | TRAILS END FISHING RESORT | 1 | TRAILS END FISHING RESORT WTP | B | 02 | DISINFECT/HYPOCHLORIN
5284079 | RIVERVIEW FISH CAMP | 1 | RIVERVIEW FISH CAMP | B | 02 | DISINFECT/HYPOCHLORIN
5284090 | MURPHY WATER TREATMENT | 1 | MURPHY WATER TREATMENT WTP | B | 02 | DISINFECT/HYPOCHLORIN
5284092 | BLU STREAK | 1 | BLU STREAK WTP | B | 02 | DISINFECT/HYPOCHLORIN
5284100 | HIGHLANDS RIDGE UTILITIES, LLC | 1 | HIGHLDS RIDG ON L BONNET WTP | B | 01 | DISINFECT/GASEOUS CHLORIN
5284101 | SILVER LAKE UTILITY- BUCKHORN HOUSING | 1 | FT. BASINGER HOUSING CMPLX WTP | B | 02 | DISINFECT/HYPOCHLORIN
5284102 | LYKES BASINGR OFFICE AND SHOPS | 1 | LYKES BASINGER OFFICE AND SHOP | B | 02 | DISINFECT/HYPOCHLORIN
5284103 | SEBRING CAR CARE CENTER | 1 | SEBRING CAR CARE CENTER WTP | B | 02 | DISINFECT/HYPOCHLORIN
5284104 | RANCHER'S RESTAURANT | 1 | RANCHER'S RESTAURANT | B | 02 | DISINFECT/HYPOCHLORIN
5284105 | ADELAIDE SHORES RV RESORT | 1 | ADELAIDE SHORES RV RESORT WTP | E | 20 | T-O CTRL/AERATION
5284105 | ADELAIDE SHORES RV RESORT | 1 | ADELAIDE SHORES RV RESORT WTP | B | 02 | DISINFECT/HYPOCHLORIN
5284106 | C-STORE & FOOD MART | 1 | C STORE & FOOD MART | B | 02 | DISINFECT/HYPOCHLORIN
5284107 | SUNRISE COMMUNITY OF POLK CO | 1 | SUNRISE COMMUNITY OF POLK CO | D | 37 | CORR-CTRL/ALKALINITY ADJ.
5284107 | SUNRISE COMMUNITY OF POLK CO | 1 | SUNRISE COMMUNITY OF POLK CO | B | 02 | DISINFECT/HYPOCHLORIN
5284107 | SUNRISE COMMUNITY OF POLK CO | 1 | SUNRISE COMMUNITY OF POLK CO | G | 14 | IRON RMVL/RAPID SAND FIL
5284108 | CRACKER TRAIL ELEMENTARY | 1 | CRACKER TRAIL ELEMENTARY WTP | E | 20 | T-O CTRL/AERATION
5284108 | CRACKER TRAIL ELEMENTARY | 1 | CRACKER TRAIL ELEMENTARY WTP | E | 02 | T-O CTRL/HYPOCHLORIN
5284108 | CRACKER TRAIL ELEMENTARY | 1 | CRACKER TRAIL ELEMENTARY WTP | B | 02 | DISINFECT/HYPOCHLORIN
5284109 | JAXSON'S | 1 | JAXSON'S | B | 02 | DISINFECT/HYPOCHLORIN
5284110 | CAMP SPARTA | 1 | CAMP SPARTA WTP | B | 02 | DISINFECT/HYPOCHLORIN
5284111 | LAKE JUNE BALL PARK | 1 | LAKE JUNE BALL PARK WTP | B | 02 | DISINFECT/HYPOCHLORIN
5284112 | L.P. GROVES-PRODUCTION | 1 | L.P. GROVES PRODUCTION WTP | B | 02 | DISINFECT/HYPOCHLORIN
5284113 | LYKES BROS. INC.- LAKE PLACID | 1 | WTP | B | 02 | DISINFECT/HYPOCHLORIN
5284114 | EAGLE'S NEST ESTATES | 1 | EAGLE'S NEST WTP | D | 36 | CORR-CTRL/CORROSION INHIB
5284114 | EAGLE'S NEST ESTATES | 1 | EAGLE'S NEST WTP | B | 02 | DISINFECT/HYPOCHLORIN
5284115 | MCCLURE'S FRUIT STAND | 1 | MCCLURE'S FRUIT STAND | B | 02 | DISINFECT/HYPOCHLORIN
5284116 | L & P BUDGET BEVERAGE | 1 | BUDGET BEVERAGE | B | 02 | DISINFECT/HYPOCHLORIN
5284117 | FAITH BAPTIST CHURCH | 1 | FAITH BAPTIST CHURCH WTP | B | 02 | DISINFECT/HYPOCHLORIN
5284118 | HAWTHORNE'S SHOPPING CENTER | 1 | HAWTHONE'S WTP | B | 02 | DISINFECT/HYPOCHLORIN
5284119 | GREEN'S WTP | 1 | GREEN'S WTP | B | 02 | DISINFECT/HYPOCHLORIN
5284120 | DRESSEL'S DAIRY FARM | 1 | DRESSEL'S DAIRY FARM WTP | B | 02 | DISINFECT/HYPOCHLORIN
5284121 | FLORIDA HOSPITAL / WALKER | 1 | WALKER MEMORIAL MED CTR WTP | B | 02 | DISINFECT/HYPOCHLORIN
5284122 | ARCHBOLD BIOLOGICAL STATION | 1 | ARCHBOLD BIOLOGICAL STN WTP | B | 02 | DISINFECT/HYPOCHLORIN
5284122 | ARCHBOLD BIOLOGICAL STATION | 1 | ARCHBOLD BIOLOGICAL STN WTP | E | 20 | T-O CTRL/AERATION
5284123 | DOTY'S MHP | 1 | DOTY'S MHP | B | 02 | DISINFECT/HYPOCHLORIN
5284124 | BOAT RAMP NURSERY WATER SYSTEM | 1 | LYKES BOATRAMP NURSERY WTP | B | 02 | DISINFECT/HYPOCHLORIN
5284125 | FIRST BAPTIST CHURCH OF LEISURE LAKES | 1 | LEISURE LAKES BAPT CHURCH WTP | B | 02 | DISINFECT/HYPOCHLORIN
5284126 | BARN J HOUSING | 1 | FT. BASINGER J - SECTION WTP | B | 02 | DISINFECT/HYPOCHLORIN
5284127 | HOUSE OF PRAYER MINISTRIES INC | 1 | HOUSE OF PRAYER MINISTRIES WTP | B | 02 | DISINFECT/HYPOCHLORIN
5284128 | VFW POST 3880, LAKE PLACID | 1 | LAKE PLACID VFW POST 3880 WTP | B | 02 | DISINFECT/HYPOCHLORIN
5284129 | HIGHLANDS HAMMOCK ST PK WTP #2 | 1 | HIGHLANDS HAMMOCK WTP #2 | B | 02 | DISINFECT/HYPOCHLORIN
5284130 | HIGHLANDS HAMMOCK ST PK WTP #4 | 1 | HIGHLANDS HAMMOCK WTP #4 | B | 02 | DISINFECT/HYPOCHLORIN
5284133 | HIGHWAY PARK WTP | 1 | HIGHWAY PARK WTP | F | 20 | ORGN-RMVL/AERATION
5284133 | HIGHWAY PARK WTP | 1 | HIGHWAY PARK WTP | B | 02 | DISINFECT/HYPOCHLORIN
5284134 | LAKE DENTON CAMP | 1 | LAKE DENTON CAMP | H | 25 | SOFTENING/ION EXCHANGE
5284134 | LAKE DENTON CAMP | 1 | LAKE DENTON CAMP | B | 02 | DISINFECT/HYPOCHLORIN
5284135 | HAVANAMERICA PIZZA AND CUBAN SANDWICHES | 1 | WAGON WHEEL COUNTRY STORE | B | 02 | DISINFECT/HYPOCHLORIN
5284136 | LAKE PARK VILLAGE CONDOMINIUM | 1 | LAKE PARK VILLAGE CONDOMINIUM | B | 02 | DISINFECT/HYPOCHLORIN
5284136 | LAKE PARK VILLAGE CONDOMINIUM | 1 | LAKE PARK VILLAGE CONDOMINIUM | E | 20 | T-O CTRL/AERATION
5284137 | SEBRING LAKES WATER | 1 | SEBRING LAKES WATER SYSTEM | E | 20 | T-O CTRL/AERATION
5284137 | SEBRING LAKES WATER | 1 | SEBRING LAKES WATER SYSTEM | D | 18 | CORR-CTRL/SEQUESTATION
5284137 | SEBRING LAKES WATER | 1 | SEBRING LAKES WATER SYSTEM | B | 02 | DISINFECT/HYPOCHLORIN
5284138 | NEW LIFE HOLINESS CHURCH, INC. | 1 | NEW LIFE HOLINESS CHURCH, INC. | B | 02 | DISINFECT/HYPOCHLORIN
5284139 | GREENBRIER SOD FARMS WTP | 1 | GREENBRIER SOD FARM WTP | B | 02 | DISINFECT/HYPOCHLORIN
5284139 | GREENBRIER SOD FARMS WTP | 1 | GREENBRIER SOD FARM WTP | E | 20 | T-O CTRL/AERATION
5284140 | LAKE BRENTWOOD PLAZA | 1 | LAKE BRENTWOOD PLAZA | B | 02 | DISINFECT/HYPOCHLORIN
5284141 | MAHARISHI SCHOOL OF VEDIC SCIENCE | 1 | MARARISHI SCHOOL OF VEDIC WTP | B | 02 | DISINFECT/HYPOCHLORIN
5284143 | COSTA DEL RAY | 1 | HIGHLANDS GREENHOUSE WTP | F | 23 | ORGN-RMVL/GAC ADDITION
5284143 | COSTA DEL RAY | 1 | HIGHLANDS GREENHOUSE WTP | Z | 19 | OTHER/PH ADJUSTMENT
5284143 | COSTA DEL RAY | 1 | HIGHLANDS GREENHOUSE WTP | B | 02 | DISINFECT/HYPOCHLORIN
5284144 | CHURCH OF JC OF LATTER DAY SAINTS | 1 | CHURCH OF JC OF LATTER DAY SAI | B | 20 | DISINFECT/AERATION
5284147 | LAKE ISTOKPOGA MARINA & RV PARK | 1 | LAKE ISTOKAPOGA MARINA R.V. PA | B | 02 | DISINFECT/HYPOCHLORIN
5284148 | LUPITA GROCERY | 1 | LUPITA GROCERY | B | 02 | DISINFECT/HYPOCHLORIN
5284148 | LUPITA GROCERY | 1 | LUPITA GROCERY | E | 20 | T-O CTRL/AERATION
5284150 | 98 DRIVE THRU | 1 | 98 DRIVE THRU | B | 02 | DISINFECT/HYPOCHLORIN
5284153 | BRIGHTON RANCH OFFICE WTP | 1 | BRIGHTON RANCH WTP | E | 20 | T-O CTRL/AERATION
5284153 | BRIGHTON RANCH OFFICE WTP | 1 | BRIGHTON RANCH WTP | B | 02 | DISINFECT/HYPOCHLORIN
5284153 | BRIGHTON RANCH OFFICE WTP | 1 | BRIGHTON RANCH WTP | C | 29 | PART-RMVL/CARTRIDGE FILTR
5284153 | BRIGHTON RANCH OFFICE WTP | 1 | BRIGHTON RANCH WTP | Z | 19 | OTHER/PH ADJUSTMENT
5284158 | DISTRIBUTION BLVD WATER TREATMENT PLANT | 1 | DISTRIBUTION BLVD WTP | B | 02 | DISINFECT/HYPOCHLORIN
5284158 | DISTRIBUTION BLVD WATER TREATMENT PLANT | 1 | DISTRIBUTION BLVD WTP | E | 20 | T-O CTRL/AERATION
5284158 | DISTRIBUTION BLVD WATER TREATMENT PLANT | 1 | DISTRIBUTION BLVD WTP | E | 19 | T-O CTRL/PH ADJUSTMENT
5284162 | DOLLAR GENERAL STORE 20665 | 1 | DOLLAR GENERAL STORE 20665 | B | 02 | DISINFECT/HYPOCHLORIN
5284162 | DOLLAR GENERAL STORE 20665 | 1 | DOLLAR GENERAL STORE 20665 | Z | 20 | OTHER/AERATION
5360001 | MARINA 31 RESTAURANT & LOUNGE | 1 | MARINA 31 RESTAURANT & LGE WTP | B | 02 | DISINFECT/HYPOCHLORIN
5360001 | MARINA 31 RESTAURANT & LOUNGE | 1 | MARINA 31 RESTAURANT & LGE WTP | E | 20 | T-O CTRL/AERATION
5360006 | AL JONES MOBILE HOME PARK | 1 | AL JONES TRAILER PARK | B | 02 | DISINFECT/HYPOCHLORIN
5360011 | THE ALVA SCHOOL | 1 | THE ALVA SCHOOL WTP | B | 02 | DISINFECT/HYPOCHLORIN
5360011 | THE ALVA SCHOOL | 1 | THE ALVA SCHOOL WTP | K | 26 | DESALINAT/REVERSE OSMOSIS
5360011 | THE ALVA SCHOOL | 1 | THE ALVA SCHOOL WTP | E | 20 | T-O CTRL/AERATION
5360012 | ALVA MOTEL & TRAILER PARK | 1 | ALVA MOTEL & TRAILER PARK | B | 02 | DISINFECT/HYPOCHLORIN
5360012 | ALVA MOTEL & TRAILER PARK | 1 | ALVA MOTEL & TRAILER PARK | E | 20 | T-O CTRL/AERATION
5360016 | BAYSHORE UTILITY COMPANY | 1 | BAYSHORE UTILITY COMPANY WTP | B | 02 | DISINFECT/HYPOCHLORIN
5360016 | BAYSHORE UTILITY COMPANY | 1 | BAYSHORE UTILITY COMPANY WTP | E | 20 | T-O CTRL/AERATION
5360025 | BONITA SPRINGS UTILITIES | 1 | BONITA SPRINGS LIME SOFTENING | Z | 19 | OTHER/PH ADJUSTMENT
5360025 | BONITA SPRINGS UTILITIES | 1 | BONITA SPRINGS LIME SOFTENING | H | 24 | SOFTENING/LIME-SODA
5360025 | BONITA SPRINGS UTILITIES | 1 | BONITA SPRINGS LIME SOFTENING | C | 10 | PART-RMVL/COAGULATION
5360025 | BONITA SPRINGS UTILITIES | 1 | BONITA SPRINGS LIME SOFTENING | B | 04 | DISINFECT/CHLORAMINES
5360025 | BONITA SPRINGS UTILITIES | 1 | BONITA SPRINGS LIME SOFTENING | C | 14 | PART-RMVL/RAPID SAND FIL
5360025 | BONITA SPRINGS UTILITIES | 1 | BONITA SPRINGS LIME SOFTENING | D | 36 | CORR-CTRL/CORROSION INHIB
5360025 | BONITA SPRINGS UTILITIES | 2 | BONITA SPRINGS REVERSE OSMOSIS | C | 29 | PART-RMVL/CARTRIDGE FILTR
5360025 | BONITA SPRINGS UTILITIES | 1 | BONITA SPRINGS LIME SOFTENING | C | 12 | PART-RMVL/SEDIMENTATION
5360025 | BONITA SPRINGS UTILITIES | 1 | BONITA SPRINGS LIME SOFTENING | C | 11 | PART-RMVL/FLOCCULATION
5360025 | BONITA SPRINGS UTILITIES | 2 | BONITA SPRINGS REVERSE OSMOSIS | F | 26 | ORGN-RMVL/REVERSE OSMOSIS
5360025 | BONITA SPRINGS UTILITIES | 2 | BONITA SPRINGS REVERSE OSMOSIS | B | 04 | DISINFECT/CHLORAMINES
5360025 | BONITA SPRINGS UTILITIES | 2 | BONITA SPRINGS REVERSE OSMOSIS | E | 20 | T-O CTRL/AERATION
5360025 | BONITA SPRINGS UTILITIES | 2 | BONITA SPRINGS REVERSE OSMOSIS | Z | 19 | OTHER/PH ADJUSTMENT
5360025 | BONITA SPRINGS UTILITIES | 2 | BONITA SPRINGS REVERSE OSMOSIS | D | 36 | CORR-CTRL/CORROSION INHIB
5360026 | BRANDING IRON | 1 | BRANDING IRON | B | 02 | DISINFECT/HYPOCHLORIN
5360031 | CABBAGE KEY HIDEAWAY | 1 | CABBAGE KEY HIDE-A-WAY WTP | E | 20 | T-O CTRL/AERATION
5360031 | CABBAGE KEY HIDEAWAY | 1 | CABBAGE KEY HIDE-A-WAY WTP | B | 02 | DISINFECT/HYPOCHLORIN
5360038 | CAPE CORAL LIME SOFTENING PL. | 1 | CAPE CORAL LIME SOFTENING PL. | H | 24 | SOFTENING/LIME-SODA
5360038 | CAPE CORAL LIME SOFTENING PL. | 1 | CAPE CORAL LIME SOFTENING PL. | C | 14 | PART-RMVL/RAPID SAND FIL
5360038 | CAPE CORAL LIME SOFTENING PL. | 1 | CAPE CORAL LIME SOFTENING PL. | D | 18 | CORR-CTRL/SEQUESTATION
5360038 | CAPE CORAL LIME SOFTENING PL. | 1 | CAPE CORAL LIME SOFTENING PL. | E | 20 | T-O CTRL/AERATION
5360038 | CAPE CORAL LIME SOFTENING PL. | 1 | CAPE CORAL LIME SOFTENING PL. | B | 01 | DISINFECT/GASEOUS CHLORIN
5360043 | CHARLESTON PARK DAY CARE CENTE | 1 | HWY 80 ALVA | B | 02 | DISINFECT/HYPOCHLORIN
5360048 | CITRUS PARK RV RESORT | 1 | CITRUS PARK RV RESORT WTP | B | 04 | DISINFECT/CHLORAMINES
5360048 | CITRUS PARK RV RESORT | 1 | CITRUS PARK RV RESORT WTP | C | 26 | PART-RMVL/REVERSE OSMOSIS
5360048 | CITRUS PARK RV RESORT | 1 | CITRUS PARK RV RESORT WTP | E | 20 | T-O CTRL/AERATION
5360059 | CORALWOOD VILLAGE | 1 | CORALWOOD VILLAGE WTP | E | 20 | T-O CTRL/AERATION
5360059 | CORALWOOD VILLAGE | 1 | CORALWOOD VILLAGE WTP | C | 26 | PART-RMVL/REVERSE OSMOSIS
5360059 | CORALWOOD VILLAGE | 1 | CORALWOOD VILLAGE WTP | B | 02 | DISINFECT/HYPOCHLORIN
5360059 | CORALWOOD VILLAGE | 1 | CORALWOOD VILLAGE WTP | C | 08 | PART-RMVL/MICROSCREENING
5360065 | COVERED WAGON TRAILER PARK | 1 | COVERED WAGON TRAILER PARK WTP | E | 20 | T-O CTRL/AERATION
5360065 | COVERED WAGON TRAILER PARK | 1 | COVERED WAGON TRAILER PARK WTP | B | 02 | DISINFECT/HYPOCHLORIN
5360070 | LEE COUNTY U.-CYPRESS LAKES | 1 | FLA. CITIES WTR CYPRESS LK WTP | B | 01 | DISINFECT/GASEOUS CHLORIN
5360070 | LEE COUNTY U.-CYPRESS LAKES | 1 | FLA. CITIES WTR CYPRESS LK WTP | C | 14 | PART-RMVL/RAPID SAND FIL
5360070 | LEE COUNTY U.-CYPRESS LAKES | 1 | FLA. CITIES WTR CYPRESS LK WTP | E | 20 | T-O CTRL/AERATION
5360070 | LEE COUNTY U.-CYPRESS LAKES | 1 | FLA. CITIES WTR CYPRESS LK WTP | H | 24 | SOFTENING/LIME-SODA
5360083 | ESTERO RIVER TRAILER PARK | 1 | ESTERO RIVER TRAILER PARK WTP | B | 02 | DISINFECT/HYPOCHLORIN
5360084 | ESTERO WOODS VILLAGE | 1 | ESTERO WOODS VILLAGE | B | 01 | DISINFECT/GASEOUS CHLORIN
5360084 | ESTERO WOODS VILLAGE | 1 | ESTERO WOODS VILLAGE | C | 26 | PART-RMVL/REVERSE OSMOSIS
5360084 | ESTERO WOODS VILLAGE | 1 | ESTERO WOODS VILLAGE | E | 20 | T-O CTRL/AERATION
5360090 | CAPE CORAL EXECUTIVE GOLF CLUB | 1 | CAPE CORAL EXEC GOLF CLUB WTP | H | 25 | SOFTENING/ION EXCHANGE
5360090 | CAPE CORAL EXECUTIVE GOLF CLUB | 1 | CAPE CORAL EXEC GOLF CLUB WTP | B | 02 | DISINFECT/HYPOCHLORIN
5360090 | CAPE CORAL EXECUTIVE GOLF CLUB | 1 | CAPE CORAL EXEC GOLF CLUB WTP | E | 20 | T-O CTRL/AERATION
5360092 | LEE MAX TRAILER PARK | 1 | BUCKINGHAM RD. | B | 02 | DISINFECT/HYPOCHLORIN
5360097 | FLORIDA POWER & LIGHT | 1 | FLORIDA POWER & LIGHT WTP | E | 20 | T-O CTRL/AERATION
5360097 | FLORIDA POWER & LIGHT | 1 | FLORIDA POWER & LIGHT WTP | H | 24 | SOFTENING/LIME-SODA
5360097 | FLORIDA POWER & LIGHT | 1 | FLORIDA POWER & LIGHT WTP | B | 01 | DISINFECT/GASEOUS CHLORIN
5360097 | FLORIDA POWER & LIGHT | 1 | FLORIDA POWER & LIGHT WTP | C | 15 | PART-RMVL/PRESS SAND FILT
5360102 | CITY OF FORT MYERS WATER TREATMENT PLANT | 1 | FORT MYERS WATER DEPT. WTP | H | 26 | SOFTENING/REVERSE OSMOSIS
5360102 | CITY OF FORT MYERS WATER TREATMENT PLANT | 1 | FORT MYERS WATER DEPT. WTP | B | 02 | DISINFECT/HYPOCHLORIN
5360102 | CITY OF FORT MYERS WATER TREATMENT PLANT | 1 | FORT MYERS WATER DEPT. WTP | Z | 27 | OTHER/FLUORIDATION
5360102 | CITY OF FORT MYERS WATER TREATMENT PLANT | 1 | FORT MYERS WATER DEPT. WTP | D | 19 | CORR-CTRL/PH ADJUSTMENT
5360102 | CITY OF FORT MYERS WATER TREATMENT PLANT | 1 | FORT MYERS WATER DEPT. WTP | E | 20 | T-O CTRL/AERATION
5360102 | CITY OF FORT MYERS WATER TREATMENT PLANT | 1 | FORT MYERS WATER DEPT. WTP | D | 36 | CORR-CTRL/CORROSION INHIB
5360106 | NEW GARDEN RV PARK, INC. | 1 | GARDEN RV PARK WTP | B | 02 | DISINFECT/HYPOCHLORIN
5360106 | NEW GARDEN RV PARK, INC. | 1 | GARDEN RV PARK WTP | E | 20 | T-O CTRL/AERATION
5360110 | HIDDEN LAKE MHP | 1 | FT. MYERS ,RT 8 | B | 02 | DISINFECT/HYPOCHLORIN
5360113 | CALOOSA GIRL SCOUT CAMP | 1 | CALOOSA GIRL SCOUT CAMP WTP | E | 20 | T-O CTRL/AERATION
5360113 | CALOOSA GIRL SCOUT CAMP | 1 | CALOOSA GIRL SCOUT CAMP WTP | B | 02 | DISINFECT/HYPOCHLORIN
5360113 | CALOOSA GIRL SCOUT CAMP | 1 | CALOOSA GIRL SCOUT CAMP WTP | H | 25 | SOFTENING/ION EXCHANGE
5360140 | HUT RESTAURANT | 1 | HUT RESTAURANT WTP | H | 25 | SOFTENING/ION EXCHANGE
5360140 | HUT RESTAURANT | 1 | HUT RESTAURANT WTP | E | 20 | T-O CTRL/AERATION
5360140 | HUT RESTAURANT | 1 | HUT RESTAURANT WTP | B | 02 | DISINFECT/HYPOCHLORIN
5360144 | IMPERIAL HARBOR UTILITIES | 1 | IMPERIAL HARBOR UTILITIES WTP | C | 26 | PART-RMVL/REVERSE OSMOSIS
5360144 | IMPERIAL HARBOR UTILITIES | 1 | IMPERIAL HARBOR UTILITIES WTP | D | 19 | CORR-CTRL/PH ADJUSTMENT
5360144 | IMPERIAL HARBOR UTILITIES | 1 | IMPERIAL HARBOR UTILITIES WTP | E | 20 | T-O CTRL/AERATION
5360144 | IMPERIAL HARBOR UTILITIES | 1 | IMPERIAL HARBOR UTILITIES WTP | B | 01 | DISINFECT/GASEOUS CHLORIN
5360144 | IMPERIAL HARBOR UTILITIES | 1 | IMPERIAL HARBOR UTILITIES WTP | C | 08 | PART-RMVL/MICROSCREENING
5360145 | IONA TRAILER RANCH | 1 | DAVIS RD SFM | B | 02 | DISINFECT/HYPOCHLORIN
5360146 | ISLAND WATER ASSOCIATION | 1 | ISLAND WATER ASSOC. (R.O) WTP | D | 19 | CORR-CTRL/PH ADJUSTMENT
5360146 | ISLAND WATER ASSOCIATION | 2 | IWA ELECTRODIALYSIS (E.D) PLNT | E | 20 | T-O CTRL/AERATION
5360146 | ISLAND WATER ASSOCIATION | 2 | IWA ELECTRODIALYSIS (E.D) PLNT | Z | 25 | OTHER/ION EXCHANGE
5360146 | ISLAND WATER ASSOCIATION | 2 | IWA ELECTRODIALYSIS (E.D) PLNT | B | 01 | DISINFECT/GASEOUS CHLORIN
5360146 | ISLAND WATER ASSOCIATION | 2 | IWA ELECTRODIALYSIS (E.D) PLNT | C | 15 | PART-RMVL/PRESS SAND FILT
5360146 | ISLAND WATER ASSOCIATION | 1 | ISLAND WATER ASSOC. (R.O) WTP | B | 01 | DISINFECT/GASEOUS CHLORIN
5360146 | ISLAND WATER ASSOCIATION | 1 | ISLAND WATER ASSOC. (R.O) WTP | D | 36 | CORR-CTRL/CORROSION INHIB
5360146 | ISLAND WATER ASSOCIATION | 1 | ISLAND WATER ASSOC. (R.O) WTP | H | 26 | SOFTENING/REVERSE OSMOSIS
5360146 | ISLAND WATER ASSOCIATION | 1 | ISLAND WATER ASSOC. (R.O) WTP | C | 15 | PART-RMVL/PRESS SAND FILT
5360149 | GLADE HAVEN PARK | 1 | GLADE HAVEN PARK WTP | E | 20 | T-O CTRL/AERATION
5360149 | GLADE HAVEN PARK | 1 | GLADE HAVEN PARK WTP | B | 02 | DISINFECT/HYPOCHLORIN
5360150 | JONES MOTEL & TRAILER PARK | 1 | JONES MOTEL & T.P. EAST WTP | E | 20 | T-O CTRL/AERATION
5360150 | JONES MOTEL & TRAILER PARK | 1 | JONES MOTEL & T.P. EAST WTP | B | 02 | DISINFECT/HYPOCHLORIN
5360150 | JONES MOTEL & TRAILER PARK | 2 | JONES MOTEL & T.P.WEST WTP | B | 02 | DISINFECT/HYPOCHLORIN
5360150 | JONES MOTEL & TRAILER PARK | 2 | JONES MOTEL & T.P.WEST WTP | E | 20 | T-O CTRL/AERATION
5360152 | MCM KAUFFMANS CAMPGROUND | 1 | MCM KAUFFMAN'S CAMPGROUND WTP | B | 02 | DISINFECT/HYPOCHLORIN
5360152 | MCM KAUFFMANS CAMPGROUND | 1 | MCM KAUFFMAN'S CAMPGROUND WTP | E | 20 | T-O CTRL/AERATION
5360154 | KING'S INN | 1 | 9401 PINE IS.RD | B | 02 | DISINFECT/HYPOCHLORIN
5360156 | KORESHAN STATE HISTORIC SITE | 1 | KORESHAN STATE HIST. SITE WTP | B | 02 | DISINFECT/HYPOCHLORIN
5360168 | LEARNING CENTER OF FORT MYERS | 1 | LEARNING CENTER OF FORT MYERS | B | 02 | DISINFECT/HYPOCHLORIN
5360170 | LEE COUNTY UTILITIES - OLGA | 1 | LEE COUNTY UTILITIES/OLGA WTP | H | 24 | SOFTENING/LIME-SODA
5360170 | LEE COUNTY UTILITIES - OLGA | 1 | LEE COUNTY UTILITIES/OLGA WTP | D | 19 | CORR-CTRL/PH ADJUSTMENT
5360170 | LEE COUNTY UTILITIES - OLGA | 1 | LEE COUNTY UTILITIES/OLGA WTP | C | 14 | PART-RMVL/RAPID SAND FIL
5360170 | LEE COUNTY UTILITIES - OLGA | 1 | LEE COUNTY UTILITIES/OLGA WTP | C | 10 | PART-RMVL/COAGULATION
5360170 | LEE COUNTY UTILITIES - OLGA | 1 | LEE COUNTY UTILITIES/OLGA WTP | B | 01 | DISINFECT/GASEOUS CHLORIN
5360172 | FLORIDA GOVERNMENTAL UTILITY AUTHORITY | 2 | LEHIGH BOOSTER STATION | B | 04 | DISINFECT/CHLORAMINES
5360172 | FLORIDA GOVERNMENTAL UTILITY AUTHORITY | 1 | LEHIGH UTILITIES INC. WTP 1 | C | 10 | PART-RMVL/COAGULATION
5360172 | FLORIDA GOVERNMENTAL UTILITY AUTHORITY | 1 | LEHIGH UTILITIES INC. WTP 1 | C | 12 | PART-RMVL/SEDIMENTATION
5360172 | FLORIDA GOVERNMENTAL UTILITY AUTHORITY | 1 | LEHIGH UTILITIES INC. WTP 1 | B | 04 | DISINFECT/CHLORAMINES
5360172 | FLORIDA GOVERNMENTAL UTILITY AUTHORITY | 1 | LEHIGH UTILITIES INC. WTP 1 | B | 02 | DISINFECT/HYPOCHLORIN
5360172 | FLORIDA GOVERNMENTAL UTILITY AUTHORITY | 1 | LEHIGH UTILITIES INC. WTP 1 | C | 14 | PART-RMVL/RAPID SAND FIL
5360172 | FLORIDA GOVERNMENTAL UTILITY AUTHORITY | 1 | LEHIGH UTILITIES INC. WTP 1 | E | 20 | T-O CTRL/AERATION
5360172 | FLORIDA GOVERNMENTAL UTILITY AUTHORITY | 1 | LEHIGH UTILITIES INC. WTP 1 | H | 24 | SOFTENING/LIME-SODA
5360178 | ANTONIA LONGORIA MIGRANT CAMP | 1 | ANTONIA LONGORIA MIGRANT CAMP | B | 02 | DISINFECT/HYPOCHLORIN
5360184 | MARINER'S COVE | 1 | MARINER'S COVE WTP | Z | 26 | OTHER/REVERSE OSMOSIS
5360184 | MARINER'S COVE | 1 | MARINER'S COVE WTP | E | 20 | T-O CTRL/AERATION
5360184 | MARINER'S COVE | 1 | MARINER'S COVE WTP | B | 02 | DISINFECT/HYPOCHLORIN
5360188 | MIRROR LAKE COUNTRY CLUB | 1 | MILWAUKEE AVE | B | 02 | DISINFECT/HYPOCHLORIN
5360204 | OAK PARK MOBILE HOME VILLAGE | 1 | OAK PARK MOBILE HOME VIL. WTP | H | 25 | SOFTENING/ION EXCHANGE
5360204 | OAK PARK MOBILE HOME VILLAGE | 1 | OAK PARK MOBILE HOME VIL. WTP | B | 02 | DISINFECT/HYPOCHLORIN
5360207 | ORANGE HARBOR MOBILE HOME PARK | 1 | ORANGE HARBOR MHP WTP | E | 20 | T-O CTRL/AERATION
5360207 | ORANGE HARBOR MOBILE HOME PARK | 1 | ORANGE HARBOR MHP WTP | B | 02 | DISINFECT/HYPOCHLORIN
5360210 | OUTPOST BAR | 1 | OUTPOST BAR WTP | B | 02 | DISINFECT/HYPOCHLORIN
5360210 | OUTPOST BAR | 1 | OUTPOST BAR WTP | E | 20 | T-O CTRL/AERATION
5360214 | PALMETTO PINE COUNTRY CLUB | 1 | PALMETTO PINE COUNTRY CLUB WTP | H | 25 | SOFTENING/ION EXCHANGE
5360214 | PALMETTO PINE COUNTRY CLUB | 1 | PALMETTO PINE COUNTRY CLUB WTP | E | 15 | T-O CTRL/PRESS SAND FILT
5360214 | PALMETTO PINE COUNTRY CLUB | 1 | PALMETTO PINE COUNTRY CLUB WTP | B | 02 | DISINFECT/HYPOCHLORIN
5360214 | PALMETTO PINE COUNTRY CLUB | 1 | PALMETTO PINE COUNTRY CLUB WTP | E | 20 | T-O CTRL/AERATION
5360224 | PLAYMATES NORTH DAY CAMP | 1 | N F M | B | 02 | DISINFECT/HYPOCHLORIN
5360234 | RIVERLAWN TERRACE PARK | 1 | RIVER LAWN TERRACE WTP | B | 02 | DISINFECT/HYPOCHLORIN
5360234 | RIVERLAWN TERRACE PARK | 1 | RIVER LAWN TERRACE WTP | E | 20 | T-O CTRL/AERATION
5360236 | RIVERA LABOR CAMP | 1 | RIVERA LABOR CAMP | B | 02 | DISINFECT/HYPOCHLORIN
5360237 | ROCHETTE RIVER GROVE | 1 | SR 80 ALVA | B | 02 | DISINFECT/HYPOCHLORIN
5360242 | MANNA CHRISTIAN /ED SALDIVAR | 1 | SALDIVAR/ MANNA CHRISTIAN WTP | E | 20 | T-O CTRL/AERATION
5360242 | MANNA CHRISTIAN /ED SALDIVAR | 1 | SALDIVAR/ MANNA CHRISTIAN WTP | B | 04 | DISINFECT/CHLORAMINES
5360243 | L.C.U. PINEWOOD PLANT | 1 | L.C.U. BARTOW LIME PLANT | E | 20 | T-O CTRL/AERATION
5360243 | L.C.U. PINEWOOD PLANT | 1 | L.C.U. BARTOW LIME PLANT | C | 13 | PART-RMVL/SLOW SAND FILTR
5360243 | L.C.U. PINEWOOD PLANT | 1 | L.C.U. BARTOW LIME PLANT | H | 10 | SOFTENING/COAGULATION
5360243 | L.C.U. PINEWOOD PLANT | 2 | L.C.U. PINEWOOD R.O. PLANT | B | 01 | DISINFECT/GASEOUS CHLORIN
5360243 | L.C.U. PINEWOOD PLANT | 2 | L.C.U. PINEWOOD R.O. PLANT | D | 18 | CORR-CTRL/SEQUESTATION
5360243 | L.C.U. PINEWOOD PLANT | 2 | L.C.U. PINEWOOD R.O. PLANT | E | 20 | T-O CTRL/AERATION
5360243 | L.C.U. PINEWOOD PLANT | 2 | L.C.U. PINEWOOD R.O. PLANT | H | 38 | SOFTENING/NANOFILTRATION
5360243 | L.C.U. PINEWOOD PLANT | 2 | L.C.U. PINEWOOD R.O. PLANT | Z | 19 | OTHER/PH ADJUSTMENT
5360243 | L.C.U. PINEWOOD PLANT | 1 | L.C.U. BARTOW LIME PLANT | G | 20 | IRON RMVL/AERATION
5360243 | L.C.U. PINEWOOD PLANT | 1 | L.C.U. BARTOW LIME PLANT | B | 01 | DISINFECT/GASEOUS CHLORIN
5360253 | SHADY ACRES TRAILER PARK | 1 | SHADY ACRES TRAILER PARK WTP | B | 02 | DISINFECT/HYPOCHLORIN
5360253 | SHADY ACRES TRAILER PARK | 1 | SHADY ACRES TRAILER PARK WTP | E | 20 | T-O CTRL/AERATION
5360258 | SHIP WRECK BAR | 1 | SHIP WRECK BAR | B | 02 | DISINFECT/HYPOCHLORIN
5360260 | BRANDY'S TAVERN | 1 | BRANDY'S TAVERN WTP | B | 02 | DISINFECT/HYPOCHLORIN
5360265 | SPRING CREEK VILLAGE | 1 | SPRING CREEK VILLAGE WTP | B | 01 | DISINFECT/GASEOUS CHLORIN
5360265 | SPRING CREEK VILLAGE | 1 | SPRING CREEK VILLAGE WTP | E | 20 | T-O CTRL/AERATION
5360269 | BUCKINGHAM BAR | 1 | BUCKINGHAM BAR WTP | B | 02 | DISINFECT/HYPOCHLORIN
5360269 | BUCKINGHAM BAR | 1 | BUCKINGHAM BAR WTP | E | 20 | T-O CTRL/AERATION
5360275 | FGCU BUCKINGHAM CENTER | 1 | GULF COAST CENTER WTP | B | 02 | DISINFECT/HYPOCHLORIN
5360277 | SUNNY GROVE PARK | 1 | ESTERO | B | 02 | DISINFECT/HYPOCHLORIN
5360279 | MEL'S DINER/PINE MANOR LODGE | 1 | MEL'S DINER/PINE MANOR LDG WTP | B | 02 | DISINFECT/HYPOCHLORIN
5360279 | MEL'S DINER/PINE MANOR LODGE | 1 | MEL'S DINER/PINE MANOR LDG WTP | G | 15 | IRON RMVL/PRESS SAND FILT
5360279 | MEL'S DINER/PINE MANOR LODGE | 1 | MEL'S DINER/PINE MANOR LDG WTP | H | 25 | SOFTENING/ION EXCHANGE
5360280 | TAHITI MOBILE VILLAGE | 1 | TAHITI MOBILE VILLAGE | B | 02 | DISINFECT/HYPOCHLORIN
5360281 | TEMPLE BAPTIST CHURCH & SCHOOL | 1 | TEMPLE BAPTIST CHURCH WTP | B | 02 | DISINFECT/HYPOCHLORIN
5360281 | TEMPLE BAPTIST CHURCH & SCHOOL | 1 | TEMPLE BAPTIST CHURCH WTP | E | 20 | T-O CTRL/AERATION
5360299 | USEPPA ISLAND CLUB | 1 | USEPPA ISLAND CLUB WTP | H | 26 | SOFTENING/REVERSE OSMOSIS
5360299 | USEPPA ISLAND CLUB | 1 | USEPPA ISLAND CLUB WTP | E | 20 | T-O CTRL/AERATION
5360299 | USEPPA ISLAND CLUB | 1 | USEPPA ISLAND CLUB WTP | D | 19 | CORR-CTRL/PH ADJUSTMENT
5360299 | USEPPA ISLAND CLUB | 1 | USEPPA ISLAND CLUB WTP | B | 02 | DISINFECT/HYPOCHLORIN
5360302 | W D TRAILER PARK | 1 | W D TRAILER PARK | B | 02 | DISINFECT/HYPOCHLORIN
5360303 | LEE COUNTY U.-WATERWAY ESTATES | 1 | L.C.U. WATERWAY ESTATE PLANT | E | 20 | T-O CTRL/AERATION
5360303 | LEE COUNTY U.-WATERWAY ESTATES | 1 | L.C.U. WATERWAY ESTATE PLANT | D | 19 | CORR-CTRL/PH ADJUSTMENT
5360303 | LEE COUNTY U.-WATERWAY ESTATES | 1 | L.C.U. WATERWAY ESTATE PLANT | C | 14 | PART-RMVL/RAPID SAND FIL
5360303 | LEE COUNTY U.-WATERWAY ESTATES | 1 | L.C.U. WATERWAY ESTATE PLANT | C | 10 | PART-RMVL/COAGULATION
5360303 | LEE COUNTY U.-WATERWAY ESTATES | 1 | L.C.U. WATERWAY ESTATE PLANT | B | 04 | DISINFECT/CHLORAMINES
5360303 | LEE COUNTY U.-WATERWAY ESTATES | 1 | L.C.U. WATERWAY ESTATE PLANT | H | 24 | SOFTENING/LIME-SODA
5360303 | LEE COUNTY U.-WATERWAY ESTATES | 1 | L.C.U. WATERWAY ESTATE PLANT | B | 01 | DISINFECT/GASEOUS CHLORIN
5360308 | GREATER PINE ISLAND WATER ASSN | 1 | FORT MYERS | B | 01 | DISINFECT/GASEOUS CHLORIN
5360309 | GULF COAST CAMPING RESORT | 1 | GULF COAST CAMPING RESORT WTP | B | 02 | DISINFECT/HYPOCHLORIN
5360309 | GULF COAST CAMPING RESORT | 1 | GULF COAST CAMPING RESORT WTP | C | 08 | PART-RMVL/MICROSCREENING
5360309 | GULF COAST CAMPING RESORT | 1 | GULF COAST CAMPING RESORT WTP | D | 19 | CORR-CTRL/PH ADJUSTMENT
5360309 | GULF COAST CAMPING RESORT | 1 | GULF COAST CAMPING RESORT WTP | E | 20 | T-O CTRL/AERATION
5360309 | GULF COAST CAMPING RESORT | 1 | GULF COAST CAMPING RESORT WTP | K | 26 | DESALINAT/REVERSE OSMOSIS
5360313 | LEE COUNTY U.-GREEN MEADOW | 2 | L.C.U. COLLEGE PARKWAY PLANT | C | 14 | PART-RMVL/RAPID SAND FIL
5360313 | LEE COUNTY U.-GREEN MEADOW | 2 | L.C.U. COLLEGE PARKWAY PLANT | B | 01 | DISINFECT/GASEOUS CHLORIN
5360313 | LEE COUNTY U.-GREEN MEADOW | 1 | L.C.U. GREEN MEADOW PLANT | H | 24 | SOFTENING/LIME-SODA
5360313 | LEE COUNTY U.-GREEN MEADOW | 1 | L.C.U. GREEN MEADOW PLANT | E | 20 | T-O CTRL/AERATION
5360313 | LEE COUNTY U.-GREEN MEADOW | 1 | L.C.U. GREEN MEADOW PLANT | C | 14 | PART-RMVL/RAPID SAND FIL
5360313 | LEE COUNTY U.-GREEN MEADOW | 1 | L.C.U. GREEN MEADOW PLANT | C | 10 | PART-RMVL/COAGULATION
5360313 | LEE COUNTY U.-GREEN MEADOW | 1 | L.C.U. GREEN MEADOW PLANT | B | 04 | DISINFECT/CHLORAMINES
5360313 | LEE COUNTY U.-GREEN MEADOW | 1 | L.C.U. GREEN MEADOW PLANT | B | 01 | DISINFECT/GASEOUS CHLORIN
5360313 | LEE COUNTY U.-GREEN MEADOW | 2 | L.C.U. COLLEGE PARKWAY PLANT | E | 20 | T-O CTRL/AERATION
5360313 | LEE COUNTY U.-GREEN MEADOW | 2 | L.C.U. COLLEGE PARKWAY PLANT | H | 24 | SOFTENING/LIME-SODA
5360322 | GREATER PINE ISLAND WATER ASSOCIATION | 1 | GREATER PINE ISLAND WTP | B | 36 | DISINFECT/CORROSION INHIB
5360322 | GREATER PINE ISLAND WATER ASSOCIATION | 1 | GREATER PINE ISLAND WTP | B | 02 | DISINFECT/HYPOCHLORIN
5360322 | GREATER PINE ISLAND WATER ASSOCIATION | 1 | GREATER PINE ISLAND WTP | Z | 19 | OTHER/PH ADJUSTMENT
5360322 | GREATER PINE ISLAND WATER ASSOCIATION | 1 | GREATER PINE ISLAND WTP | E | 20 | T-O CTRL/AERATION
5360322 | GREATER PINE ISLAND WATER ASSOCIATION | 1 | GREATER PINE ISLAND WTP | H | 26 | SOFTENING/REVERSE OSMOSIS
5360323 | SUNSET CAPTIVA SUBDIVISION | 1 | SANIBEL | B | 02 | DISINFECT/HYPOCHLORIN
5360325 | CAPE CORAL, CITY OF | 1 | CAPE CORAL R.O. PLANT #1 | E | 20 | T-O CTRL/AERATION
5360325 | CAPE CORAL, CITY OF | 1 | CAPE CORAL R.O. PLANT #1 | D | 19 | CORR-CTRL/PH ADJUSTMENT
5360325 | CAPE CORAL, CITY OF | 1 | CAPE CORAL R.O. PLANT #1 | H | 26 | SOFTENING/REVERSE OSMOSIS
5360325 | CAPE CORAL, CITY OF | 2 | CAPE CORAL R.O. PLANT #2 | D | 19 | CORR-CTRL/PH ADJUSTMENT
5360325 | CAPE CORAL, CITY OF | 1 | CAPE CORAL R.O. PLANT #1 | C | 29 | PART-RMVL/CARTRIDGE FILTR
5360325 | CAPE CORAL, CITY OF | 2 | CAPE CORAL R.O. PLANT #2 | H | 26 | SOFTENING/REVERSE OSMOSIS
5360325 | CAPE CORAL, CITY OF | 1 | CAPE CORAL R.O. PLANT #1 | B | 02 | DISINFECT/HYPOCHLORIN
5360325 | CAPE CORAL, CITY OF | 2 | CAPE CORAL R.O. PLANT #2 | E | 20 | T-O CTRL/AERATION
5360325 | CAPE CORAL, CITY OF | 2 | CAPE CORAL R.O. PLANT #2 | B | 02 | DISINFECT/HYPOCHLORIN
5360325 | CAPE CORAL, CITY OF | 2 | CAPE CORAL R.O. PLANT #2 | C | 29 | PART-RMVL/CARTRIDGE FILTR
5360332 | SUNSEEKER'S R.V. PARK | 1 | SUNSEEKERS ADULT RV PARK WTP | D | 18 | CORR-CTRL/SEQUESTATION
5360332 | SUNSEEKER'S R.V. PARK | 1 | SUNSEEKERS ADULT RV PARK WTP | E | 20 | T-O CTRL/AERATION
5360332 | SUNSEEKER'S R.V. PARK | 1 | SUNSEEKERS ADULT RV PARK WTP | B | 02 | DISINFECT/HYPOCHLORIN
5360333 | CAPE CORAL MOOSE LODGE #2199 | 1 | CAPE CORAL MOOSE LODGE WTP | E | 20 | T-O CTRL/AERATION
5360333 | CAPE CORAL MOOSE LODGE #2199 | 1 | CAPE CORAL MOOSE LODGE WTP | B | 02 | DISINFECT/HYPOCHLORIN
5364000 | KIDS & US INC. DAY CARE | 1 | KIDS & US INC. DAY CARE | B | 02 | DISINFECT/HYPOCHLORIN
5364000 | KIDS & US INC. DAY CARE | 1 | KIDS & US INC. DAY CARE | C | 15 | PART-RMVL/PRESS SAND FILT
5364000 | KIDS & US INC. DAY CARE | 1 | KIDS & US INC. DAY CARE | E | 20 | T-O CTRL/AERATION
5364002 | SUNSET ACRES | 1 | SUNSET ACRES | B | 02 | DISINFECT/HYPOCHLORIN
5364002 | SUNSET ACRES | 1 | SUNSET ACRES | E | 20 | T-O CTRL/AERATION
5364040 | LAKE FAIRWAYS MOBILE HOME PARK | 1 | LAKE FAIRWAYS MHP WTP | E | 20 | T-O CTRL/AERATION
5364040 | LAKE FAIRWAYS MOBILE HOME PARK | 1 | LAKE FAIRWAYS MHP WTP | B | 02 | DISINFECT/HYPOCHLORIN
5364048 | LEE COUNTY UTILITIES | 4 | L.C.U. N. FT MYERS R.O. PLANT | H | 26 | SOFTENING/REVERSE OSMOSIS
5364048 | LEE COUNTY UTILITIES | 8 | L.C.U. PINEWOODS R.O. PLANT | H | 26 | SOFTENING/REVERSE OSMOSIS
5364048 | LEE COUNTY UTILITIES | 2 | L.C.U. OLGA PLANT | C | 10 | PART-RMVL/COAGULATION
5364048 | LEE COUNTY UTILITIES | 2 | L.C.U. OLGA PLANT | C | 14 | PART-RMVL/RAPID SAND FIL
5364048 | LEE COUNTY UTILITIES | 2 | L.C.U. OLGA PLANT | D | 19 | CORR-CTRL/PH ADJUSTMENT
5364048 | LEE COUNTY UTILITIES | 2 | L.C.U. OLGA PLANT | E | 20 | T-O CTRL/AERATION
5364048 | LEE COUNTY UTILITIES | 5 | L.C.U. GREEN MEADOWS PLANT | B | 04 | DISINFECT/CHLORAMINES
5364048 | LEE COUNTY UTILITIES | 6 | L.C.U. COLLEGE PARKWAY PLANT | B | 01 | DISINFECT/GASEOUS CHLORIN
5364048 | LEE COUNTY UTILITIES | 6 | L.C.U. COLLEGE PARKWAY PLANT | C | 14 | PART-RMVL/RAPID SAND FIL
5364048 | LEE COUNTY UTILITIES | 6 | L.C.U. COLLEGE PARKWAY PLANT | E | 20 | T-O CTRL/AERATION
5364048 | LEE COUNTY UTILITIES | 6 | L.C.U. COLLEGE PARKWAY PLANT | H | 24 | SOFTENING/LIME-SODA
5364048 | LEE COUNTY UTILITIES | 7 | L.C.U. BARTOW LIME PLANT | B | 01 | DISINFECT/GASEOUS CHLORIN
5364048 | LEE COUNTY UTILITIES | 7 | L.C.U. BARTOW LIME PLANT | C | 13 | PART-RMVL/SLOW SAND FILTR
5364048 | LEE COUNTY UTILITIES | 8 | L.C.U. PINEWOODS R.O. PLANT | E | 20 | T-O CTRL/AERATION
5364048 | LEE COUNTY UTILITIES | 3 | L.C.U. WATERWAY ESTATES PLANT | E | 20 | T-O CTRL/AERATION
5364048 | LEE COUNTY UTILITIES | 7 | L.C.U. BARTOW LIME PLANT | E | 20 | T-O CTRL/AERATION
5364048 | LEE COUNTY UTILITIES | 4 | L.C.U. N. FT MYERS R.O. PLANT | C | 15 | PART-RMVL/PRESS SAND FILT
5364048 | LEE COUNTY UTILITIES | 5 | L.C.U. GREEN MEADOWS PLANT | B | 02 | DISINFECT/HYPOCHLORIN
5364048 | LEE COUNTY UTILITIES | 7 | L.C.U. BARTOW LIME PLANT | G | 20 | IRON RMVL/AERATION
5364048 | LEE COUNTY UTILITIES | 7 | L.C.U. BARTOW LIME PLANT | H | 10 | SOFTENING/COAGULATION
5364048 | LEE COUNTY UTILITIES | 1 | L.C.U. CORKSCREW PLANT | B | 04 | DISINFECT/CHLORAMINES
5364048 | LEE COUNTY UTILITIES | 1 | L.C.U. CORKSCREW PLANT | C | 10 | PART-RMVL/COAGULATION
5364048 | LEE COUNTY UTILITIES | 1 | L.C.U. CORKSCREW PLANT | C | 14 | PART-RMVL/RAPID SAND FIL
5364048 | LEE COUNTY UTILITIES | 1 | L.C.U. CORKSCREW PLANT | H | 24 | SOFTENING/LIME-SODA
5364048 | LEE COUNTY UTILITIES | 2 | L.C.U. OLGA PLANT | B | 04 | DISINFECT/CHLORAMINES
5364048 | LEE COUNTY UTILITIES | 3 | L.C.U. WATERWAY ESTATES PLANT | B | 04 | DISINFECT/CHLORAMINES
5364048 | LEE COUNTY UTILITIES | 3 | L.C.U. WATERWAY ESTATES PLANT | H | 24 | SOFTENING/LIME-SODA
5364048 | LEE COUNTY UTILITIES | 3 | L.C.U. WATERWAY ESTATES PLANT | C | 14 | PART-RMVL/RAPID SAND FIL
5364048 | LEE COUNTY UTILITIES | 1 | L.C.U. CORKSCREW PLANT | E | 20 | T-O CTRL/AERATION
5364048 | LEE COUNTY UTILITIES | 2 | L.C.U. OLGA PLANT | B | 02 | DISINFECT/HYPOCHLORIN
5364048 | LEE COUNTY UTILITIES | 4 | L.C.U. N. FT MYERS R.O. PLANT | D | 36 | CORR-CTRL/CORROSION INHIB
5364048 | LEE COUNTY UTILITIES | 3 | L.C.U. WATERWAY ESTATES PLANT | Z | 27 | OTHER/FLUORIDATION
5364048 | LEE COUNTY UTILITIES | 3 | L.C.U. WATERWAY ESTATES PLANT | C | 10 | PART-RMVL/COAGULATION
5364048 | LEE COUNTY UTILITIES | 3 | L.C.U. WATERWAY ESTATES PLANT | C | 11 | PART-RMVL/FLOCCULATION
5364048 | LEE COUNTY UTILITIES | 3 | L.C.U. WATERWAY ESTATES PLANT | C | 12 | PART-RMVL/SEDIMENTATION
5364048 | LEE COUNTY UTILITIES | 4 | L.C.U. N. FT MYERS R.O. PLANT | E | 20 | T-O CTRL/AERATION
5364048 | LEE COUNTY UTILITIES | 4 | L.C.U. N. FT MYERS R.O. PLANT | Z | 27 | OTHER/FLUORIDATION
5364048 | LEE COUNTY UTILITIES | 2 | L.C.U. OLGA PLANT | C | 11 | PART-RMVL/FLOCCULATION
5364048 | LEE COUNTY UTILITIES | 2 | L.C.U. OLGA PLANT | C | 12 | PART-RMVL/SEDIMENTATION
5364048 | LEE COUNTY UTILITIES | 1 | L.C.U. CORKSCREW PLANT | C | 11 | PART-RMVL/FLOCCULATION
5364048 | LEE COUNTY UTILITIES | 1 | L.C.U. CORKSCREW PLANT | C | 12 | PART-RMVL/SEDIMENTATION
5364048 | LEE COUNTY UTILITIES | 1 | L.C.U. CORKSCREW PLANT | D | 36 | CORR-CTRL/CORROSION INHIB
5364048 | LEE COUNTY UTILITIES | 1 | L.C.U. CORKSCREW PLANT | D | 19 | CORR-CTRL/PH ADJUSTMENT
5364048 | LEE COUNTY UTILITIES | 5 | L.C.U. GREEN MEADOWS PLANT | D | 19 | CORR-CTRL/PH ADJUSTMENT
5364048 | LEE COUNTY UTILITIES | 8 | L.C.U. PINEWOODS R.O. PLANT | D | 36 | CORR-CTRL/CORROSION INHIB
5364048 | LEE COUNTY UTILITIES | 4 | L.C.U. N. FT MYERS R.O. PLANT | B | 04 | DISINFECT/CHLORAMINES
5364048 | LEE COUNTY UTILITIES | 4 | L.C.U. N. FT MYERS R.O. PLANT | D | 19 | CORR-CTRL/PH ADJUSTMENT
5364048 | LEE COUNTY UTILITIES | 8 | L.C.U. PINEWOODS R.O. PLANT | C | 15 | PART-RMVL/PRESS SAND FILT
5364048 | LEE COUNTY UTILITIES | 5 | L.C.U. GREEN MEADOWS PLANT | C | 26 | PART-RMVL/REVERSE OSMOSIS
5364048 | LEE COUNTY UTILITIES | 4 | L.C.U. N. FT MYERS R.O. PLANT | C | 29 | PART-RMVL/CARTRIDGE FILTR
5364048 | LEE COUNTY UTILITIES | 5 | L.C.U. GREEN MEADOWS PLANT | C | 29 | PART-RMVL/CARTRIDGE FILTR
5364048 | LEE COUNTY UTILITIES | 8 | L.C.U. PINEWOODS R.O. PLANT | C | 29 | PART-RMVL/CARTRIDGE FILTR
5364048 | LEE COUNTY UTILITIES | 5 | L.C.U. GREEN MEADOWS PLANT | B | 25 | DISINFECT/ION EXCHANGE
5364048 | LEE COUNTY UTILITIES | 5 | L.C.U. GREEN MEADOWS PLANT | C | 15 | PART-RMVL/PRESS SAND FILT
5364048 | LEE COUNTY UTILITIES | 2 | L.C.U. OLGA PLANT | E | 21 | T-O CTRL/PAC ADDITION
5364048 | LEE COUNTY UTILITIES | 2 | L.C.U. OLGA PLANT | E | 23 | T-O CTRL/GAC ADDITION
5364048 | LEE COUNTY UTILITIES | 8 | L.C.U. PINEWOODS R.O. PLANT | D | 19 | CORR-CTRL/PH ADJUSTMENT
5364048 | LEE COUNTY UTILITIES | 8 | L.C.U. PINEWOODS R.O. PLANT | B | 04 | DISINFECT/CHLORAMINES
5364060 | WONDERLAND MOTEL | 1 | WONDERLAND MOTEL WTP | E | 20 | T-O CTRL/AERATION
5364060 | WONDERLAND MOTEL | 1 | WONDERLAND MOTEL WTP | B | 02 | DISINFECT/HYPOCHLORIN
5364062 | FOUNTAIN VIEW RV PARK | 1 | FOUNTAINVIEW R.V. PARK WTP | B | 02 | DISINFECT/HYPOCHLORIN
5364062 | FOUNTAIN VIEW RV PARK | 1 | FOUNTAINVIEW R.V. PARK WTP | B | 04 | DISINFECT/CHLORAMINES
5364062 | FOUNTAIN VIEW RV PARK | 1 | FOUNTAINVIEW R.V. PARK WTP | E | 20 | T-O CTRL/AERATION
5364063 | RAINTREE RV RESORT | 1 | RAINTREE RV RESORT WTP | B | 02 | DISINFECT/HYPOCHLORIN
5364063 | RAINTREE RV RESORT | 1 | RAINTREE RV RESORT WTP | E | 20 | T-O CTRL/AERATION
5364064 | LEE COUNTY MOSQUITO CONTROL | 1 | LEE COUNTY MOSQUITO CONTL. WTP | E | 20 | T-O CTRL/AERATION
5364064 | LEE COUNTY MOSQUITO CONTROL | 1 | LEE COUNTY MOSQUITO CONTL. WTP | H | 25 | SOFTENING/ION EXCHANGE
5364064 | LEE COUNTY MOSQUITO CONTROL | 1 | LEE COUNTY MOSQUITO CONTL. WTP | K | 26 | DESALINAT/REVERSE OSMOSIS
5364064 | LEE COUNTY MOSQUITO CONTROL | 1 | LEE COUNTY MOSQUITO CONTL. WTP | B | 04 | DISINFECT/CHLORAMINES
5364064 | LEE COUNTY MOSQUITO CONTROL | 1 | LEE COUNTY MOSQUITO CONTL. WTP | B | 06 | DISINFECT/UV RADIATION
5364065 | JEALOUS REBEL LOUNGE | 1 | JEALOUS REBEL LOUNGE WTP | H | 25 | SOFTENING/ION EXCHANGE
5364065 | JEALOUS REBEL LOUNGE | 1 | JEALOUS REBEL LOUNGE WTP | B | 02 | DISINFECT/HYPOCHLORIN
5364065 | JEALOUS REBEL LOUNGE | 1 | JEALOUS REBEL LOUNGE WTP | E | 20 | T-O CTRL/AERATION
5364066 | WFTX-TV CHANNEL 36 | 1 | WFTX-TV CHANNEL 36 WTP | B | 02 | DISINFECT/HYPOCHLORIN
5364066 | WFTX-TV CHANNEL 36 | 1 | WFTX-TV CHANNEL 36 WTP | E | 20 | T-O CTRL/AERATION
5364067 | TRUAX BUILDING WTP | 1 | SAME | E | 20 | T-O CTRL/AERATION
5364067 | TRUAX BUILDING WTP | 1 | SAME | H | 24 | SOFTENING/LIME-SODA
5364067 | TRUAX BUILDING WTP | 1 | SAME | B | 02 | DISINFECT/HYPOCHLORIN
5364068 | CHARLESTON PARK | 1 | CHARLESTON PARK | E | 20 | T-O CTRL/AERATION
5364068 | CHARLESTON PARK | 1 | CHARLESTON PARK | H | 38 | SOFTENING/NANOFILTRATION
5364068 | CHARLESTON PARK | 1 | CHARLESTON PARK | B | 02 | DISINFECT/HYPOCHLORIN
5364068 | CHARLESTON PARK | 1 | CHARLESTON PARK | Z | 19 | OTHER/PH ADJUSTMENT
5364069 | TOMAS LONGORIA MIGRANT CAMP | 1 | TOMAS LONGORIA MIGRANT CP WTP | B | 02 | DISINFECT/HYPOCHLORIN
5364070 | DRIFTWOOD COMMERCIAL CENTER | 1 | DRIFTWOOD COMMERCIAL CTR WTP | B | 02 | DISINFECT/HYPOCHLORIN
5364070 | DRIFTWOOD COMMERCIAL CENTER | 1 | DRIFTWOOD COMMERCIAL CTR WTP | E | 20 | T-O CTRL/AERATION
5364071 | ROYAL PALM GARDEN CENTER | 1 | ROYAL PALM GARDEN CENTER WTP | B | 02 | DISINFECT/HYPOCHLORIN
5364071 | ROYAL PALM GARDEN CENTER | 1 | ROYAL PALM GARDEN CENTER WTP | E | 20 | T-O CTRL/AERATION
5364072 | WOOD GROUP PROPERTIES | 1 | WOOD GROUP PROP.WATER PLANT | B | 02 | DISINFECT/HYPOCHLORIN
5364072 | WOOD GROUP PROPERTIES | 1 | WOOD GROUP PROP.WATER PLANT | E | 20 | T-O CTRL/AERATION
5364072 | WOOD GROUP PROPERTIES | 1 | WOOD GROUP PROP.WATER PLANT | H | 25 | SOFTENING/ION EXCHANGE
5364073 | BONITA SPRINGS CHILD CARE CTR | 1 | BONITA SPRINGS CHILD CARE WTP | B | 02 | DISINFECT/HYPOCHLORIN
5364074 | FLORIDA ROCK INDUSTRIES INC. | 1 |  | I | 15 | COLOR RML/PRESS SAND FILT
5364074 | FLORIDA ROCK INDUSTRIES INC. | 1 |  | H | 25 | SOFTENING/ION EXCHANGE
5364074 | FLORIDA ROCK INDUSTRIES INC. | 1 |  | G | 15 | IRON RMVL/PRESS SAND FILT
5364074 | FLORIDA ROCK INDUSTRIES INC. | 1 |  | E | 20 | T-O CTRL/AERATION
5364074 | FLORIDA ROCK INDUSTRIES INC. | 1 |  | B | 02 | DISINFECT/HYPOCHLORIN
5364075 | FORT MYERS LUMBER AND SUPPLY | 1 | FT.MYERS LUMBER & SUPPLY WTP | B | 02 | DISINFECT/HYPOCHLORIN
5364075 | FORT MYERS LUMBER AND SUPPLY | 1 | FT.MYERS LUMBER & SUPPLY WTP | H | 25 | SOFTENING/ION EXCHANGE
5364076 | CAPE CORAL ASSEMBLY OF GOD/SKYLINE CHRIS | 1 | CAPE CORAL ASSEMBLY OF GOD WTP | E | 20 | T-O CTRL/AERATION
5364076 | CAPE CORAL ASSEMBLY OF GOD/SKYLINE CHRIS | 1 | CAPE CORAL ASSEMBLY OF GOD WTP | B | 02 | DISINFECT/HYPOCHLORIN
5364077 | N D SOLUTIONS INC. DBA: SUNOCO MART | 1 | ND SOLUT. INC/SUNOCO MART WTP | B | 02 | DISINFECT/HYPOCHLORIN
5364077 | N D SOLUTIONS INC. DBA: SUNOCO MART | 1 | ND SOLUT. INC/SUNOCO MART WTP | Z | 26 | OTHER/REVERSE OSMOSIS
5364077 | N D SOLUTIONS INC. DBA: SUNOCO MART | 1 | ND SOLUT. INC/SUNOCO MART WTP | E | 20 | T-O CTRL/AERATION
5364077 | N D SOLUTIONS INC. DBA: SUNOCO MART | 1 | ND SOLUT. INC/SUNOCO MART WTP | H | 25 | SOFTENING/ION EXCHANGE
5364079 | NEW TESTAMENT BAPTIST CHURCH & SCHOOL | 1 | NEW TESTAMENT BAPTIST CHC WTP | B | 02 | DISINFECT/HYPOCHLORIN
5364079 | NEW TESTAMENT BAPTIST CHURCH & SCHOOL | 1 | NEW TESTAMENT BAPTIST CHC WTP | E | 20 | T-O CTRL/AERATION
5364080 | PALM BEACH CHURCH OF CHRIST DC | 1 | PALM BCH CHCH OF CHRIST DC WTP | E | 20 | T-O CTRL/AERATION
5364080 | PALM BEACH CHURCH OF CHRIST DC | 1 | PALM BCH CHCH OF CHRIST DC WTP | B | 02 | DISINFECT/HYPOCHLORIN
5364081 | TEMPLE JUDEA | 1 | TEMPLE JUDEA WTP | B | 02 | DISINFECT/HYPOCHLORIN
5364081 | TEMPLE JUDEA | 1 | TEMPLE JUDEA WTP | E | 20 | T-O CTRL/AERATION
5364082 | SYNGENTA FLOWERS INC. | 2 | YODER BROTHERS-ALVA FARM | C | 29 | PART-RMVL/CARTRIDGE FILTR
5364082 | SYNGENTA FLOWERS INC. | 2 | YODER BROTHERS-ALVA FARM | E | 20 | T-O CTRL/AERATION
5364082 | SYNGENTA FLOWERS INC. | 2 | YODER BROTHERS-ALVA FARM | H | 25 | SOFTENING/ION EXCHANGE
5364082 | SYNGENTA FLOWERS INC. | 1 | SYNGENTA FLOWER, HOME & GARDEN | E | 20 | T-O CTRL/AERATION
5364082 | SYNGENTA FLOWERS INC. | 1 | SYNGENTA FLOWER, HOME & GARDEN | C | 29 | PART-RMVL/CARTRIDGE FILTR
5364082 | SYNGENTA FLOWERS INC. | 1 | SYNGENTA FLOWER, HOME & GARDEN | B | 02 | DISINFECT/HYPOCHLORIN
5364082 | SYNGENTA FLOWERS INC. | 1 | SYNGENTA FLOWER, HOME & GARDEN | D | 19 | CORR-CTRL/PH ADJUSTMENT
5364082 | SYNGENTA FLOWERS INC. | 1 | SYNGENTA FLOWER, HOME & GARDEN | K | 26 | DESALINAT/REVERSE OSMOSIS
5364082 | SYNGENTA FLOWERS INC. | 2 | YODER BROTHERS-ALVA FARM | B | 02 | DISINFECT/HYPOCHLORIN
5364083 | FIRST BAPTIST CHURCH OF ALVA | 1 | FIRST BAPT. CHURCH-ALVA WTP. | B | 02 | DISINFECT/HYPOCHLORIN
5364083 | FIRST BAPTIST CHURCH OF ALVA | 1 | FIRST BAPT. CHURCH-ALVA WTP. | G | 15 | IRON RMVL/PRESS SAND FILT
5364083 | FIRST BAPTIST CHURCH OF ALVA | 1 | FIRST BAPT. CHURCH-ALVA WTP. | H | 25 | SOFTENING/ION EXCHANGE
5364084 | TENDER LOVING CARE DAY CARE | 1 | TENDER LOVING CARE DAY CRE. WT | B | 02 | DISINFECT/HYPOCHLORIN
5364084 | TENDER LOVING CARE DAY CARE | 1 | TENDER LOVING CARE DAY CRE. WT | E | 20 | T-O CTRL/AERATION
5364084 | TENDER LOVING CARE DAY CARE | 1 | TENDER LOVING CARE DAY CRE. WT | H | 25 | SOFTENING/ION EXCHANGE
5364085 | BARNACLES RESTAURANT | 1 | BARNACLE PHIL'S INC.WTP | B | 02 | DISINFECT/HYPOCHLORIN
5364085 | BARNACLES RESTAURANT | 1 | BARNACLE PHIL'S INC.WTP | E | 20 | T-O CTRL/AERATION
5364087 | BP SHOP | 1 | BP SHOP WTP | B | 02 | DISINFECT/HYPOCHLORIN
5364087 | BP SHOP | 1 | BP SHOP WTP | G | 25 | IRON RMVL/ION EXCHANGE
5364087 | BP SHOP | 1 | BP SHOP WTP | H | 25 | SOFTENING/ION EXCHANGE
5364088 | JP' S FARMHOUSE | 1 | O'HARES COUNTRY KITCHEN WTP | E | 20 | T-O CTRL/AERATION
5364088 | JP' S FARMHOUSE | 1 | O'HARES COUNTRY KITCHEN WTP | B | 02 | DISINFECT/HYPOCHLORIN
5364089 | HANDY FOOD STORE #86 -ALVA | 1 | HANDY FOOD STORE #86-ALVA WTP | B | 02 | DISINFECT/HYPOCHLORIN
5364089 | HANDY FOOD STORE #86 -ALVA | 1 | HANDY FOOD STORE #86-ALVA WTP | E | 20 | T-O CTRL/AERATION
5364090 | MISSIMER & ASSOCIATES | 1 | MISSIMER & ASSOCIATES WTP | B | 02 | DISINFECT/HYPOCHLORIN
5364090 | MISSIMER & ASSOCIATES | 1 | MISSIMER & ASSOCIATES WTP | G | 25 | IRON RMVL/ION EXCHANGE
5364090 | MISSIMER & ASSOCIATES | 1 | MISSIMER & ASSOCIATES WTP | E | 20 | T-O CTRL/AERATION
5364091 | FLEET RESERVE | 1 | FLEET RESERVE WATER PLANT | H | 25 | SOFTENING/ION EXCHANGE
5364091 | FLEET RESERVE | 1 | FLEET RESERVE WATER PLANT | B | 02 | DISINFECT/HYPOCHLORIN
5364092 | MIRROR LAKES PARK & POOL | 1 | MIRROR LAKES CC POOL WTP | B | 02 | DISINFECT/HYPOCHLORIN
5364093 | BASS BUILDING | 1 | BASS BUILDING WTP | B | 02 | DISINFECT/HYPOCHLORIN
5364093 | BASS BUILDING | 1 | BASS BUILDING WTP | E | 20 | T-O CTRL/AERATION
5364094 | KINGDOM HALL OF JEHOVAH WITNESS | 1 | KINGDOM HALL WTP | E | 20 | T-O CTRL/AERATION
5364094 | KINGDOM HALL OF JEHOVAH WITNESS | 1 | KINGDOM HALL WTP | B | 02 | DISINFECT/HYPOCHLORIN
5364095 | CALVARY BAPTIST CHURCH | 1 | CALVARY BAPTIST CHURCH WTP | E | 20 | T-O CTRL/AERATION
5364095 | CALVARY BAPTIST CHURCH | 1 | CALVARY BAPTIST CHURCH WTP | B | 02 | DISINFECT/HYPOCHLORIN
5364095 | CALVARY BAPTIST CHURCH | 1 | CALVARY BAPTIST CHURCH WTP | H | 25 | SOFTENING/ION EXCHANGE
5364096 | CAPE CORAL NW SOFTBALL FIELDS | 1 | CAPE CORAL SOFTBALL FIELD WTP | E | 20 | T-O CTRL/AERATION
5364096 | CAPE CORAL NW SOFTBALL FIELDS | 1 | CAPE CORAL SOFTBALL FIELD WTP | B | 02 | DISINFECT/HYPOCHLORIN
5364097 | GULF UTILITIES CORKSCREW PLANT | 1 | GULF UTILITIES CORKSCREW PLANT | Z | 19 | OTHER/PH ADJUSTMENT
5364097 | GULF UTILITIES CORKSCREW PLANT | 1 | GULF UTILITIES CORKSCREW PLANT | H | 26 | SOFTENING/REVERSE OSMOSIS
5364097 | GULF UTILITIES CORKSCREW PLANT | 1 | GULF UTILITIES CORKSCREW PLANT | B | 01 | DISINFECT/GASEOUS CHLORIN
5364097 | GULF UTILITIES CORKSCREW PLANT | 1 | GULF UTILITIES CORKSCREW PLANT | D | 18 | CORR-CTRL/SEQUESTATION
5364097 | GULF UTILITIES CORKSCREW PLANT | 1 | GULF UTILITIES CORKSCREW PLANT | E | 20 | T-O CTRL/AERATION
5364098 | REDLANDS CHRISTIAN MIGRANT ASSOCIATION | 1 | REDLANDS CHRISTIAN MIGRANT WTP | H | 25 | SOFTENING/ION EXCHANGE
5364098 | REDLANDS CHRISTIAN MIGRANT ASSOCIATION | 1 | REDLANDS CHRISTIAN MIGRANT WTP | E | 20 | T-O CTRL/AERATION
5364098 | REDLANDS CHRISTIAN MIGRANT ASSOCIATION | 1 | REDLANDS CHRISTIAN MIGRANT WTP | B | 02 | DISINFECT/HYPOCHLORIN
5364098 | REDLANDS CHRISTIAN MIGRANT ASSOCIATION | 1 | REDLANDS CHRISTIAN MIGRANT WTP | C | 23 | PART-RMVL/GAC ADDITION
5364099 | SIX MILE CYPRESS SLOUGH PRESEV | 1 | SIX MILE CYPRESS SLOUGH WTP | E | 20 | T-O CTRL/AERATION
5364099 | SIX MILE CYPRESS SLOUGH PRESEV | 1 | SIX MILE CYPRESS SLOUGH WTP | B | 02 | DISINFECT/HYPOCHLORIN
5364100 | CAPE CORAL BMX PARK | 1 | CAPE CORAL BMX PARK | B | 02 | DISINFECT/HYPOCHLORIN
5364100 | CAPE CORAL BMX PARK | 1 | CAPE CORAL BMX PARK | E | 20 | T-O CTRL/AERATION
5364101 | PRESS PRINTING | 1 | PRESS PRINTING WTP | B | 02 | DISINFECT/HYPOCHLORIN
5364102 | BAYSHORE KINGDOM HALL OF JEHOVA | 1 | BAYSHORE KINGDOM HALL WTP | B | 02 | DISINFECT/HYPOCHLORIN
5364102 | BAYSHORE KINGDOM HALL OF JEHOVA | 1 | BAYSHORE KINGDOM HALL WTP | H | 25 | SOFTENING/ION EXCHANGE
5364103 | ALVA COMMUNITY CENTER | 1 | ALVA COMMUNITY CENTER WTP | E | 20 | T-O CTRL/AERATION
5364103 | ALVA COMMUNITY CENTER | 1 | ALVA COMMUNITY CENTER WTP | B | 02 | DISINFECT/HYPOCHLORIN
5364104 | CORAL OAKS GOLF COURSE | 1 | CORAL OAKS GOLF COURSE WTP | B | 02 | DISINFECT/HYPOCHLORIN
5364104 | CORAL OAKS GOLF COURSE | 1 | CORAL OAKS GOLF COURSE WTP | H | 25 | SOFTENING/ION EXCHANGE
5364104 | CORAL OAKS GOLF COURSE | 1 | CORAL OAKS GOLF COURSE WTP | E | 20 | T-O CTRL/AERATION
5364105 | NORTH CAPTIVA ISLAND CLUB | 1 | NO. CAPTIVA ISLAND CLUB WTP | E | 20 | T-O CTRL/AERATION
5364105 | NORTH CAPTIVA ISLAND CLUB | 1 | NO. CAPTIVA ISLAND CLUB WTP | B | 02 | DISINFECT/HYPOCHLORIN
5364106 | CAYO COSTA STATE PARK | 1 | CAYO COSTA STATE PARK WELL | B | 02 | DISINFECT/HYPOCHLORIN
5364106 | CAYO COSTA STATE PARK | 1 | CAYO COSTA STATE PARK WELL | E | 20 | T-O CTRL/AERATION
5364107 | GOOD SHEPARD UNITED METHODIST | 1 | GOOD SHEP.UNITED METHODIST WTP | E | 20 | T-O CTRL/AERATION
5364107 | GOOD SHEPARD UNITED METHODIST | 1 | GOOD SHEP.UNITED METHODIST WTP | B | 02 | DISINFECT/HYPOCHLORIN
5364108 | WGCU TV-CHANNEL 30 | 1 | CHANNEL 30 WATER PLANT | B | 02 | DISINFECT/HYPOCHLORIN
5364108 | WGCU TV-CHANNEL 30 | 1 | CHANNEL 30 WATER PLANT | H | 25 | SOFTENING/ION EXCHANGE
5364108 | WGCU TV-CHANNEL 30 | 1 | CHANNEL 30 WATER PLANT | E | 20 | T-O CTRL/AERATION
5364109 | ARIS HORTICULTURE INC. | 1 | ARIS HORTICULTURE INC. WTP | E | 20 | T-O CTRL/AERATION
5364109 | ARIS HORTICULTURE INC. | 1 | ARIS HORTICULTURE INC. WTP | B | 02 | DISINFECT/HYPOCHLORIN
5364110 | YEARGIN INC. LEE CO. SOLID WAS | 1 | LEE CO. SOLID WASTE WTP | B | 02 | DISINFECT/HYPOCHLORIN
5364110 | YEARGIN INC. LEE CO. SOLID WAS | 1 | LEE CO. SOLID WASTE WTP | H | 25 | SOFTENING/ION EXCHANGE
5364110 | YEARGIN INC. LEE CO. SOLID WAS | 1 | LEE CO. SOLID WASTE WTP | E | 20 | T-O CTRL/AERATION
5364111 | GULF DISPOSAL | 1 | GULF DISPOSAL INC. WATER PLANT | E | 20 | T-O CTRL/AERATION
5364111 | GULF DISPOSAL | 1 | GULF DISPOSAL INC. WATER PLANT | B | 02 | DISINFECT/HYPOCHLORIN
5364112 | CHILDREN'S SCIENCE CENTER | 1 | CHILDREN'S SCIENCE CENTER WTP | E | 20 | T-O CTRL/AERATION
5364112 | CHILDREN'S SCIENCE CENTER | 1 | CHILDREN'S SCIENCE CENTER WTP | B | 02 | DISINFECT/HYPOCHLORIN
5364113 | OAKLAND PROPERTIES/YELLOW HOUSE CAMP | 1 | YELLOW HOUSE CAMP WTP | B | 02 | DISINFECT/HYPOCHLORIN
5364113 | OAKLAND PROPERTIES/YELLOW HOUSE CAMP | 1 | YELLOW HOUSE CAMP WTP | H | 25 | SOFTENING/ION EXCHANGE
5364114 | TINY'S BILLIARDS | 1 | TINY'S BILLIARDS WTP | B | 02 | DISINFECT/HYPOCHLORIN
5364114 | TINY'S BILLIARDS | 1 | TINY'S BILLIARDS WTP | H | 25 | SOFTENING/ION EXCHANGE
5364114 | TINY'S BILLIARDS | 1 | TINY'S BILLIARDS WTP | E | 23 | T-O CTRL/GAC ADDITION
5364115 | ALVA COUNTRY DINER | 1 | ALVA COUNTRY DINER | C | 40 | PARTICLE REMOVAL/MICROFILTRATION
5364115 | ALVA COUNTRY DINER | 1 | ALVA COUNTRY DINER | F | 26 | ORGN-RMVL/REVERSE OSMOSIS
5364115 | ALVA COUNTRY DINER | 1 | ALVA COUNTRY DINER | H | 25 | SOFTENING/ION EXCHANGE
5364115 | ALVA COUNTRY DINER | 1 | ALVA COUNTRY DINER | E | 20 | T-O CTRL/AERATION
5364115 | ALVA COUNTRY DINER | 1 | ALVA COUNTRY DINER | B | 02 | DISINFECT/HYPOCHLORIN
5364116 | BURGESS ISLAND R.O. PLANT | 1 | BURGESS ISLAND WATER | B | 01 | DISINFECT/GASEOUS CHLORIN
5364116 | BURGESS ISLAND R.O. PLANT | 1 | BURGESS ISLAND WATER | H | 26 | SOFTENING/REVERSE OSMOSIS
5364116 | BURGESS ISLAND R.O. PLANT | 1 | BURGESS ISLAND WATER | E | 20 | T-O CTRL/AERATION
5364116 | BURGESS ISLAND R.O. PLANT | 1 | BURGESS ISLAND WATER | D | 19 | CORR-CTRL/PH ADJUSTMENT
5364117 | BUCKINGHAM COMMUNITY CHURCH | 1 | JUDAH CHRISTIAN CENTER WTP | H | 25 | SOFTENING/ION EXCHANGE
5364117 | BUCKINGHAM COMMUNITY CHURCH | 1 | JUDAH CHRISTIAN CENTER WTP | E | 20 | T-O CTRL/AERATION
5364117 | BUCKINGHAM COMMUNITY CHURCH | 1 | JUDAH CHRISTIAN CENTER WTP | B | 02 | DISINFECT/HYPOCHLORIN
5364118 | TICE & SHORES MOOSE LODGE | 1 | TICE & SHORES MOOSE LDG. WTP | G | 15 | IRON RMVL/PRESS SAND FILT
5364118 | TICE & SHORES MOOSE LODGE | 1 | TICE & SHORES MOOSE LDG. WTP | E | 20 | T-O CTRL/AERATION
5364119 | BUCKINGHAM COMMUNITY PARK | 1 | BUCKINGHAM COMMUNITY PK. WTP | B | 02 | DISINFECT/HYPOCHLORIN
5364120 | PELICAN LANDING BEACH PARK | 1 | PELICAN LANDING BEACH PARK | E | 20 | T-O CTRL/AERATION
5364120 | PELICAN LANDING BEACH PARK | 1 | PELICAN LANDING BEACH PARK | B | 02 | DISINFECT/HYPOCHLORIN
5364124 | FOUNTAIN MOTEL | 1 | FOUNTAIN MOTEL | B | 02 | DISINFECT/HYPOCHLORIN
5364124 | FOUNTAIN MOTEL | 1 | FOUNTAIN MOTEL | E | 20 | T-O CTRL/AERATION
5364125 | OLSEN PRECAST/OLD CASTLE | 1 | OLSEN PRECAST WTP | H | 15 | SOFTENING/PRESS SAND FILT
5364125 | OLSEN PRECAST/OLD CASTLE | 1 | OLSEN PRECAST WTP | E | 20 | T-O CTRL/AERATION
5364126 | ACTION CRAFT | 1 | ACTION CRAFT WATER SYSTEM | E | 20 | T-O CTRL/AERATION
5364126 | ACTION CRAFT | 1 | ACTION CRAFT WATER SYSTEM | B | 02 | DISINFECT/HYPOCHLORIN
5364126 | ACTION CRAFT | 1 | ACTION CRAFT WATER SYSTEM | H | 25 | SOFTENING/ION EXCHANGE
5364127 | BYLANDS BUILDING II | 1 | BYLANDS BUILDING II WTP | E | 20 | T-O CTRL/AERATION
5364127 | BYLANDS BUILDING II | 1 | BYLANDS BUILDING II WTP | B | 02 | DISINFECT/HYPOCHLORIN
5364128 | MESSIAH LUTHERAN CHURCH & SCHOOL | 1 | MESSIAH LUTHERAN CHURCH WTP | E | 20 | T-O CTRL/AERATION
5364128 | MESSIAH LUTHERAN CHURCH & SCHOOL | 1 | MESSIAH LUTHERAN CHURCH WTP | B | 02 | DISINFECT/HYPOCHLORIN
5364129 | TRINITY LUTHERAN CHURCH | 1 | TRINITY LUTHERAN CHURCH WTP | B | 02 | DISINFECT/HYPOCHLORIN
5364129 | TRINITY LUTHERAN CHURCH | 1 | TRINITY LUTHERAN CHURCH WTP | H | 25 | SOFTENING/ION EXCHANGE
5364129 | TRINITY LUTHERAN CHURCH | 1 | TRINITY LUTHERAN CHURCH WTP | E | 20 | T-O CTRL/AERATION
5364130 | KINGS WAY CHRISTIAN CENTER | 1 | KINGS WAY CHRIST.CTR.WTP | E | 20 | T-O CTRL/AERATION
5364130 | KINGS WAY CHRISTIAN CENTER | 1 | KINGS WAY CHRIST.CTR.WTP | B | 02 | DISINFECT/HYPOCHLORIN
5364131 | LEO'S FRENCH TOAST HOUSE | 1 | LEO'S FRENCH TOAST HOUSE | B | 02 | DISINFECT/HYPOCHLORIN
5364131 | LEO'S FRENCH TOAST HOUSE | 1 | LEO'S FRENCH TOAST HOUSE | H | 25 | SOFTENING/ION EXCHANGE
5364131 | LEO'S FRENCH TOAST HOUSE | 1 | LEO'S FRENCH TOAST HOUSE | E | 20 | T-O CTRL/AERATION
5364132 | MANGO ISLAND CAFE | 1 | MANGO ISLAND CAFE-WTP | E | 20 | T-O CTRL/AERATION
5364132 | MANGO ISLAND CAFE | 1 | MANGO ISLAND CAFE-WTP | B | 02 | DISINFECT/HYPOCHLORIN
5364133 | CAPE CORAL ECO PARK | 1 | ECO PARK WTP | E | 20 | T-O CTRL/AERATION
5364133 | CAPE CORAL ECO PARK | 1 | ECO PARK WTP | B | 02 | DISINFECT/HYPOCHLORIN
5364134 | BEACHCOMBERS INTERNATIONAL INC | 1 | BEACHCOMBERS INTERNATIONAL WTP | B | 02 | DISINFECT/HYPOCHLORIN
5364135 | BHN RESEARCH | 1 | BHN RESEARCH WTP | E | 20 | T-O CTRL/AERATION
5364135 | BHN RESEARCH | 1 | BHN RESEARCH WTP | B | 02 | DISINFECT/HYPOCHLORIN
5364136 | TROYER BROTHERS FL INC. | 1 | TROYER BRO.POTATO FARM WTP | E | 20 | T-O CTRL/AERATION
5364136 | TROYER BROTHERS FL INC. | 1 | TROYER BRO.POTATO FARM WTP | B | 02 | DISINFECT/HYPOCHLORIN
5364137 | STAR QUICK MART | 1 | STAR QUICK MART WTP | F | 23 | ORGN-RMVL/GAC ADDITION
5364137 | STAR QUICK MART | 1 | STAR QUICK MART WTP | E | 20 | T-O CTRL/AERATION
5364137 | STAR QUICK MART | 1 | STAR QUICK MART WTP | B | 02 | DISINFECT/HYPOCHLORIN
5364138 | KUNTRY KUBBARD-FT.MYERS | 1 | KUNTRY KUBBARD FM-FM | H | 25 | SOFTENING/ION EXCHANGE
5364138 | KUNTRY KUBBARD-FT.MYERS | 1 | KUNTRY KUBBARD FM-FM | F | 23 | ORGN-RMVL/GAC ADDITION
5364138 | KUNTRY KUBBARD-FT.MYERS | 1 | KUNTRY KUBBARD FM-FM | E | 20 | T-O CTRL/AERATION
5364138 | KUNTRY KUBBARD-FT.MYERS | 1 | KUNTRY KUBBARD FM-FM | B | 02 | DISINFECT/HYPOCHLORIN
5364139 | CHRIST COMMUNITY MINISTRIES OF SW FL | 1 | CHRIST COMMUNITY MINISTRIES PL | H | 25 | SOFTENING/ION EXCHANGE
5364139 | CHRIST COMMUNITY MINISTRIES OF SW FL | 1 | CHRIST COMMUNITY MINISTRIES PL | B | 02 | DISINFECT/HYPOCHLORIN
5364140 | CALOOSAHATCHEE REGIONAL PARK | 1 | CALOOSAHATCHEE REG. PARK WTP | E | 20 | T-O CTRL/AERATION
5364140 | CALOOSAHATCHEE REGIONAL PARK | 1 | CALOOSAHATCHEE REG. PARK WTP | B | 02 | DISINFECT/HYPOCHLORIN
5364141 | FARM OP INC.-CORKSCREW CAMP | 2 | FLORIDA FARM DEVELOP. WEST WTP | B | 02 | DISINFECT/HYPOCHLORIN
5364141 | FARM OP INC.-CORKSCREW CAMP | 1 | SIX L'S FARM CORKSCREW SO. WTP | B | 02 | DISINFECT/HYPOCHLORIN
5364142 | APAC-FLORIDA INC. | 1 | APAC-FLORIDA INC. | B | 02 | DISINFECT/HYPOCHLORIN
5364142 | APAC-FLORIDA INC. | 1 | APAC-FLORIDA INC. | E | 20 | T-O CTRL/AERATION
5364144 | LEHIGH ACRES CHURCH OF CHRIST | 1 | LEHIGH ACRES CHURCH OF CHRIST | B | 02 | DISINFECT/HYPOCHLORIN
5364144 | LEHIGH ACRES CHURCH OF CHRIST | 1 | LEHIGH ACRES CHURCH OF CHRIST | H | 25 | SOFTENING/ION EXCHANGE
5364144 | LEHIGH ACRES CHURCH OF CHRIST | 1 | LEHIGH ACRES CHURCH OF CHRIST | E | 20 | T-O CTRL/AERATION
5364146 | BECKS FOOD STORE | 1 | BECKS FOOD STORE WTP | B | 02 | DISINFECT/HYPOCHLORIN
5364146 | BECKS FOOD STORE | 1 | BECKS FOOD STORE WTP | E | 20 | T-O CTRL/AERATION
5364146 | BECKS FOOD STORE | 1 | BECKS FOOD STORE WTP | H | 25 | SOFTENING/ION EXCHANGE
5364148 | GUNNERY ROAD BAPTIST CHURCH AND SCHOOL | 1 | GUNNERY RD BAPTIST CHUR/SCHOOL | H | 26 | SOFTENING/REVERSE OSMOSIS
5364148 | GUNNERY ROAD BAPTIST CHURCH AND SCHOOL | 1 | GUNNERY RD BAPTIST CHUR/SCHOOL | H | 25 | SOFTENING/ION EXCHANGE
5364148 | GUNNERY ROAD BAPTIST CHURCH AND SCHOOL | 1 | GUNNERY RD BAPTIST CHUR/SCHOOL | E | 20 | T-O CTRL/AERATION
5364148 | GUNNERY ROAD BAPTIST CHURCH AND SCHOOL | 1 | GUNNERY RD BAPTIST CHUR/SCHOOL | B | 02 | DISINFECT/HYPOCHLORIN
5364153 | NORTH CAPTIVA ISLAND CLUB BATH HOUSE WTP | 1 | N. CAPTIVA ISLAND CLUB BH WTP | H | 25 | SOFTENING/ION EXCHANGE
5364153 | NORTH CAPTIVA ISLAND CLUB BATH HOUSE WTP | 1 | N. CAPTIVA ISLAND CLUB BH WTP | E | 20 | T-O CTRL/AERATION
5364153 | NORTH CAPTIVA ISLAND CLUB BATH HOUSE WTP | 1 | N. CAPTIVA ISLAND CLUB BH WTP | B | 02 | DISINFECT/HYPOCHLORIN
5364154 | STATE ROAD 31 SHELL STATION | 1 | STATE RD 31 SHELL STATION WTP | B | 02 | DISINFECT/HYPOCHLORIN
5364154 | STATE ROAD 31 SHELL STATION | 1 | STATE RD 31 SHELL STATION WTP | E | 20 | T-O CTRL/AERATION
5364155 | JAMERSON FARMS ENTERPRISES,LLC | 1 | JAMERSON PACKING HOUSE WTP | E | 20 | T-O CTRL/AERATION
5364155 | JAMERSON FARMS ENTERPRISES,LLC | 1 | JAMERSON PACKING HOUSE WTP | B | 02 | DISINFECT/HYPOCHLORIN
5364156 | LEE COUNTY GUN RANGE | 1 | LEE COUNTY GUN RANGE WTP | B | 02 | DISINFECT/HYPOCHLORIN
5364156 | LEE COUNTY GUN RANGE | 1 | LEE COUNTY GUN RANGE WTP | H | 25 | SOFTENING/ION EXCHANGE
5364157 | 714 BURNT STORE RD, LLC-7-ELEVEN STORE | 1 | BURNT STORE CENTRE | D | 19 | CORR-CTRL/PH ADJUSTMENT
5364157 | 714 BURNT STORE RD, LLC-7-ELEVEN STORE | 1 | BURNT STORE CENTRE | B | 06 | DISINFECT/UV RADIATION
5364157 | 714 BURNT STORE RD, LLC-7-ELEVEN STORE | 1 | BURNT STORE CENTRE | Z | 26 | OTHER/REVERSE OSMOSIS
5364157 | 714 BURNT STORE RD, LLC-7-ELEVEN STORE | 1 | BURNT STORE CENTRE | E | 20 | T-O CTRL/AERATION
5364157 | 714 BURNT STORE RD, LLC-7-ELEVEN STORE | 1 | BURNT STORE CENTRE | B | 02 | DISINFECT/HYPOCHLORIN
5364158 | OLD CORKSCREW GOLF CLUB | 1 | OLD CORKSCREW GOLF CLUB WTP | H | 25 | SOFTENING/ION EXCHANGE
5364158 | OLD CORKSCREW GOLF CLUB | 1 | OLD CORKSCREW GOLF CLUB WTP | B | 04 | DISINFECT/CHLORAMINES
5364158 | OLD CORKSCREW GOLF CLUB | 1 | OLD CORKSCREW GOLF CLUB WTP | E | 20 | T-O CTRL/AERATION
5364159 | SAFETY HARBOR CLUB #12/OVER THE WATERFRO | 1 | SAFETY HARBOR CLUB WTP # 12 | B | 02 | DISINFECT/HYPOCHLORIN
5364160 | CARNICERIA MONTERREY II, INC. | 1 | CARNICERIA MONTERREY II | H | 25 | SOFTENING/ION EXCHANGE
5364160 | CARNICERIA MONTERREY II, INC. | 1 | CARNICERIA MONTERREY II | B | 02 | DISINFECT/HYPOCHLORIN
5364161 | LJ'S PACKAGE AND LOUNGE INC. | 1 | LJ'S PACKAGE AND LOUNGE WTP | E | 20 | T-O CTRL/AERATION
5364161 | LJ'S PACKAGE AND LOUNGE INC. | 1 | LJ'S PACKAGE AND LOUNGE WTP | B | 02 | DISINFECT/HYPOCHLORIN
5364162 | ALVA MARKET | 1 | ALVA VILLAGE MARKET WTP | E | 20 | T-O CTRL/AERATION
5364162 | ALVA MARKET | 1 | ALVA VILLAGE MARKET WTP | B | 02 | DISINFECT/HYPOCHLORIN
5364165 | IGLESIA GETSEMANI CHURCH | 1 | IGLESIA GETSEMANI CHURCH WTP | H | 25 | SOFTENING/ION EXCHANGE
5364165 | IGLESIA GETSEMANI CHURCH | 1 | IGLESIA GETSEMANI CHURCH WTP | B | 02 | DISINFECT/HYPOCHLORIN
5364165 | IGLESIA GETSEMANI CHURCH | 1 | IGLESIA GETSEMANI CHURCH WTP | E | 20 | T-O CTRL/AERATION
5364166 | LEHIGH EXPRESS 7- ELEVEN, INC NO. 38049 | 1 | LEHIGH EXPRESS SERVICE WTP | E | 20 | T-O CTRL/AERATION
5364166 | LEHIGH EXPRESS 7- ELEVEN, INC NO. 38049 | 1 | LEHIGH EXPRESS SERVICE WTP | H | 25 | SOFTENING/ION EXCHANGE
5364166 | LEHIGH EXPRESS 7- ELEVEN, INC NO. 38049 | 1 | LEHIGH EXPRESS SERVICE WTP | I | 25 | COLOR RML/ION EXCHANGE
5364166 | LEHIGH EXPRESS 7- ELEVEN, INC NO. 38049 | 1 | LEHIGH EXPRESS SERVICE WTP | B | 02 | DISINFECT/HYPOCHLORIN
5364167 | YOUNGQUIST BROTHERS ROCK MINE | 1 | YOUNGQUIST BROTHERS ROCK WTP | E | 20 | T-O CTRL/AERATION
5364167 | YOUNGQUIST BROTHERS ROCK MINE | 1 | YOUNGQUIST BROTHERS ROCK WTP | B | 02 | DISINFECT/HYPOCHLORIN
5364168 | AGAPE CHRISTIAN FELLOWSHIP INC. | 1 | AGAPE CHRISTIAN FELLOWSHIP WTP | F | 23 | ORGN-RMVL/GAC ADDITION
5364168 | AGAPE CHRISTIAN FELLOWSHIP INC. | 1 | AGAPE CHRISTIAN FELLOWSHIP WTP | E | 20 | T-O CTRL/AERATION
5364168 | AGAPE CHRISTIAN FELLOWSHIP INC. | 1 | AGAPE CHRISTIAN FELLOWSHIP WTP | B | 02 | DISINFECT/HYPOCHLORIN
5364168 | AGAPE CHRISTIAN FELLOWSHIP INC. | 1 | AGAPE CHRISTIAN FELLOWSHIP WTP | H | 25 | SOFTENING/ION EXCHANGE
5364169 | VILLAGES AT SAFETY HARBOR 9 & 10 | 1 | VILLAGES AT SAFTEY HABOR 9/10 | B | 02 | DISINFECT/HYPOCHLORIN
5364170 | BUCKINGHAM FARMS/B TOWN FARMS LLC | 1 | BUCKINGHAM FARMS WTP | E | 20 | T-O CTRL/AERATION
5364170 | BUCKINGHAM FARMS/B TOWN FARMS LLC | 1 | BUCKINGHAM FARMS WTP | B | 02 | DISINFECT/HYPOCHLORIN
5364171 | NORTH RIVER COMMUNITIES LLC-31 PRODUCE | 1 | 31 PRODUCE | B | 02 | DISINFECT/HYPOCHLORIN
5364171 | NORTH RIVER COMMUNITIES LLC-31 PRODUCE | 1 | 31 PRODUCE | E | 20 | T-O CTRL/AERATION
5364172 | DOLLAR GENERAL @ 1154 ALABAMA RD. SOUTH | 1 | DOLLAR GENERAL WTP | Z | 20 | OTHER/AERATION
5364172 | DOLLAR GENERAL @ 1154 ALABAMA RD. SOUTH | 1 | DOLLAR GENERAL WTP | B | 02 | DISINFECT/HYPOCHLORIN
5364173 | LAS DELICIAS CAFETERIA | 1 | LAS DELICIAS CAFETERIA | E | 20 | T-O CTRL/AERATION
5364173 | LAS DELICIAS CAFETERIA | 1 | LAS DELICIAS CAFETERIA | B | 02 | DISINFECT/HYPOCHLORIN
5364174 | DOLLAR GENERAL STORE #17095 | 1 | DOLLAR GENERAL STORE WATER PLA | B | 02 | DISINFECT/HYPOCHLORIN
5364174 | DOLLAR GENERAL STORE #17095 | 1 | DOLLAR GENERAL STORE WATER PLA | B | 20 | DISINFECT/AERATION
5364175 | FAMILY DOLLAR STORE JOEL BLVD | 1 | FAMILY DOLLAR STORE WTP | B | 20 | DISINFECT/AERATION
5364175 | FAMILY DOLLAR STORE JOEL BLVD | 1 | FAMILY DOLLAR STORE WTP | B | 02 | DISINFECT/HYPOCHLORIN
5364177 | VAN ROEKEL VETERINARY CLINIC | 1 | VAN ROEKEL VET CLINIC | E | 20 | T-O CTRL/AERATION
5364177 | VAN ROEKEL VETERINARY CLINIC | 1 | VAN ROEKEL VET CLINIC | B | 02 | DISINFECT/HYPOCHLORIN
5364178 | 7-ELEVEN NO. 38237 BELL BLVD LLC | 1 | 7-ELEVEN NO 38237 WTP | Z | 20 | OTHER/AERATION
5364178 | 7-ELEVEN NO. 38237 BELL BLVD LLC | 1 | 7-ELEVEN NO 38237 WTP | B | 02 | DISINFECT/HYPOCHLORIN
5364179 | DOLLAR GENERAL STORE, 544 MEADOW RD | 1 | DOLLAR GENERAL STORE WTP | Z | 20 | OTHER/AERATION
5364179 | DOLLAR GENERAL STORE, 544 MEADOW RD | 1 | DOLLAR GENERAL STORE WTP | B | 02 | DISINFECT/HYPOCHLORIN
5364180 | 7-ELEVEN NO. 38285 | 1 | 7-ELEVEN NO. 38285 WTP | E | 20 | T-O CTRL/AERATION
5364180 | 7-ELEVEN NO. 38285 | 1 | 7-ELEVEN NO. 38285 WTP | B | 02 | DISINFECT/HYPOCHLORIN
5440085 | FLAMINGO | 1 | FLAMINGO WTP | E | 28 | T-O CTRL/PACKED TWR-AERA
5440085 | FLAMINGO | 1 | FLAMINGO WTP | D | 19 | CORR-CTRL/PH ADJUSTMENT
5440085 | FLAMINGO | 1 | FLAMINGO WTP | B | 02 | DISINFECT/HYPOCHLORIN
5440085 | FLAMINGO | 1 | FLAMINGO WTP | K | 26 | DESALINAT/REVERSE OSMOSIS
5440085 | FLAMINGO | 1 | FLAMINGO WTP | F | 29 | ORGN-RMVL/CARTRIDGE FILTR
5440206 | OCEAN REEF CLUB | 1 | NORTH KEY LARGO | B | 01 | DISINFECT/GASEOUS CHLORIN
5440206 | OCEAN REEF CLUB | 1 | NORTH KEY LARGO | Z | 26 | OTHER/REVERSE OSMOSIS
5444047 | FKAA - FLORIDA KEYS R.O. PLANTS | 1 | FKAA - STOCK ISLAND R.O. PLANT | K | 26 | DESALINAT/REVERSE OSMOSIS
5444047 | FKAA - FLORIDA KEYS R.O. PLANTS | 2 | FKAA - MARATHON R.O. PLANT | K | 26 | DESALINAT/REVERSE OSMOSIS
5444048 | LOOP ROAD EDUCATION CENTER | 1 | LOOP ROAD EDUCATION CTR WTP | B | 02 | DISINFECT/HYPOCHLORIN
5444049 | WEST LAKE CENTER | 1 | WEST LAKE CENTER WTP | B | 02 | DISINFECT/HYPOCHLORIN
6080009 | ALLIGATOR PARK | 1 | ALLIGATOR PARK WTP | C | 29 | PART-RMVL/CARTRIDGE FILTR
6080009 | ALLIGATOR PARK | 1 | ALLIGATOR PARK WTP | Z | 18 | OTHER/SEQUESTATION
6080009 | ALLIGATOR PARK | 1 | ALLIGATOR PARK WTP | Z | 19 | OTHER/PH ADJUSTMENT
6080009 | ALLIGATOR PARK | 1 | ALLIGATOR PARK WTP | K | 26 | DESALINAT/REVERSE OSMOSIS
6080009 | ALLIGATOR PARK | 1 | ALLIGATOR PARK WTP | E | 20 | T-O CTRL/AERATION
6080009 | ALLIGATOR PARK | 1 | ALLIGATOR PARK WTP | B | 02 | DISINFECT/HYPOCHLORIN
6080014 | COLD RIVER SALOON | 1 | 17 LOUNGE, INC. WTP | E | 20 | T-O CTRL/AERATION
6080014 | COLD RIVER SALOON | 1 | 17 LOUNGE, INC. WTP | B | 02 | DISINFECT/HYPOCHLORIN
6080039 | CAPE HAZE WATER PLANT | 1 | CAPE HAZE WATER PLANT | B | 01 | DISINFECT/GASEOUS CHLORIN
6080044 | CHARLOTTE HARBOR WATER ASSN. | 1 | HARBOUR HEIGHTS | B | 02 | DISINFECT/HYPOCHLORIN
6080044 | CHARLOTTE HARBOR WATER ASSN. | 1 | HARBOUR HEIGHTS | Z | 19 | OTHER/PH ADJUSTMENT
6080044 | CHARLOTTE HARBOR WATER ASSN. | 1 | HARBOUR HEIGHTS | C | 29 | PART-RMVL/CARTRIDGE FILTR
6080044 | CHARLOTTE HARBOR WATER ASSN. | 1 | HARBOUR HEIGHTS | E | 20 | T-O CTRL/AERATION
6080044 | CHARLOTTE HARBOR WATER ASSN. | 4 | 23415 JANICE AVE. WTP | E | 20 | T-O CTRL/AERATION
6080044 | CHARLOTTE HARBOR WATER ASSN. | 2 | JANICE #2 WTP | B | 02 | DISINFECT/HYPOCHLORIN
6080044 | CHARLOTTE HARBOR WATER ASSN. | 2 | JANICE #2 WTP | E | 20 | T-O CTRL/AERATION
6080044 | CHARLOTTE HARBOR WATER ASSN. | 3 | JANICE #3 WTP | B | 02 | DISINFECT/HYPOCHLORIN
6080044 | CHARLOTTE HARBOR WATER ASSN. | 1 | HARBOUR HEIGHTS | Z | 18 | OTHER/SEQUESTATION
6080044 | CHARLOTTE HARBOR WATER ASSN. | 4 | 23415 JANICE AVE. WTP | B | 02 | DISINFECT/HYPOCHLORIN
6080044 | CHARLOTTE HARBOR WATER ASSN. | 3 | JANICE #3 WTP | E | 20 | T-O CTRL/AERATION
6080044 | CHARLOTTE HARBOR WATER ASSN. | 1 | HARBOUR HEIGHTS | K | 26 | DESALINAT/REVERSE OSMOSIS
6080051 | CITY OF PUNTA GORDA | 1 | PUNTA GORDA WATER PLANT | G | 20 | IRON RMVL/AERATION
6080051 | CITY OF PUNTA GORDA | 1 | PUNTA GORDA WATER PLANT | B | 04 | DISINFECT/CHLORAMINES
6080051 | CITY OF PUNTA GORDA | 1 | PUNTA GORDA WATER PLANT | E | 21 | T-O CTRL/PAC ADDITION
6080051 | CITY OF PUNTA GORDA | 1 | PUNTA GORDA WATER PLANT | C | 14 | PART-RMVL/RAPID SAND FIL
6080051 | CITY OF PUNTA GORDA | 1 | PUNTA GORDA WATER PLANT | C | 12 | PART-RMVL/SEDIMENTATION
6080051 | CITY OF PUNTA GORDA | 1 | PUNTA GORDA WATER PLANT | C | 11 | PART-RMVL/FLOCCULATION
6080051 | CITY OF PUNTA GORDA | 1 | PUNTA GORDA WATER PLANT | C | 10 | PART-RMVL/COAGULATION
6080051 | CITY OF PUNTA GORDA | 1 | PUNTA GORDA WATER PLANT | C | 09 | PART-RMVL/RAPID MIX
6080051 | CITY OF PUNTA GORDA | 1 | PUNTA GORDA WATER PLANT | D | 18 | CORR-CTRL/SEQUESTATION
6080051 | CITY OF PUNTA GORDA | 1 | PUNTA GORDA WATER PLANT | D | 36 | CORR-CTRL/CORROSION INHIB
6080051 | CITY OF PUNTA GORDA | 2 | SHELL CREEK RO WTP | F | 26 | ORGN-RMVL/REVERSE OSMOSIS
6080051 | CITY OF PUNTA GORDA | 2 | SHELL CREEK RO WTP | Z | 19 | OTHER/PH ADJUSTMENT
6080051 | CITY OF PUNTA GORDA | 2 | SHELL CREEK RO WTP | B | 04 | DISINFECT/CHLORAMINES
6080051 | CITY OF PUNTA GORDA | 2 | SHELL CREEK RO WTP | Z | 20 | OTHER/AERATION
6080072 | DEEP CREEK UTILITIES | 1 | SSU/DEEP CREEK UTILITIES WTP | A |  | NO TRTMT
6080078 | PRICE-SANDERS SCOUT RESERVATON | 1 | PRICE SANDERS SCOUT CAMP WTP | E | 20 | T-O CTRL/AERATION
6080078 | PRICE-SANDERS SCOUT RESERVATON | 1 | PRICE SANDERS SCOUT CAMP WTP | B | 02 | DISINFECT/HYPOCHLORIN
6080079 | EAGLE POINT ESTATES | 1 | EAGLE POINT ESTATES | E | 20 | T-O CTRL/AERATION
6080079 | EAGLE POINT ESTATES | 1 | EAGLE POINT ESTATES | B | 02 | DISINFECT/HYPOCHLORIN
6080079 | EAGLE POINT ESTATES | 1 | EAGLE POINT ESTATES | Z | 26 | OTHER/REVERSE OSMOSIS
6080079 | EAGLE POINT ESTATES | 1 | EAGLE POINT ESTATES | C | 14 | PART-RMVL/RAPID SAND FIL
6080081 | EL JOBEAN WATER ASSOCIATION | 1 | INTERCONNECT | A |  | NO TRTMT
6080101 | FLAMINGO MOTEL | 1 | FLAMINGO MOTEL | B | 02 | DISINFECT/HYPOCHLORIN
6080104 | GASPARILLA ISLAND WATER ASSOC | 3 | BOOSTER STATION | A |  | NO TRTMT
6080104 | GASPARILLA ISLAND WATER ASSOC | 1 | COLOR PLANT | C | 11 | PART-RMVL/FLOCCULATION
6080104 | GASPARILLA ISLAND WATER ASSOC | 1 | COLOR PLANT | F | 20 | ORGN-RMVL/AERATION
6080104 | GASPARILLA ISLAND WATER ASSOC | 1 | COLOR PLANT | B | 04 | DISINFECT/CHLORAMINES
6080104 | GASPARILLA ISLAND WATER ASSOC | 2 | R.O. PLANT | H | 19 | SOFTENING/PH ADJUSTMENT
6080104 | GASPARILLA ISLAND WATER ASSOC | 1 | COLOR PLANT | C | 10 | PART-RMVL/COAGULATION
6080104 | GASPARILLA ISLAND WATER ASSOC | 2 | R.O. PLANT | B | 04 | DISINFECT/CHLORAMINES
6080104 | GASPARILLA ISLAND WATER ASSOC | 2 | R.O. PLANT | Z | 19 | OTHER/PH ADJUSTMENT
6080104 | GASPARILLA ISLAND WATER ASSOC | 1 | COLOR PLANT | B | 02 | DISINFECT/HYPOCHLORIN
6080104 | GASPARILLA ISLAND WATER ASSOC | 2 | R.O. PLANT | E | 20 | T-O CTRL/AERATION
6080104 | GASPARILLA ISLAND WATER ASSOC | 1 | COLOR PLANT | C | 14 | PART-RMVL/RAPID SAND FIL
6080104 | GASPARILLA ISLAND WATER ASSOC | 2 | R.O. PLANT | K | 26 | DESALINAT/REVERSE OSMOSIS
6080105 | CHARLOTTE CO UTIL. FIVELAND | 1 | CHARLOTTE CO UTIL. FIVELAND | C | 29 | PART-RMVL/CARTRIDGE FILTR
6080105 | CHARLOTTE CO UTIL. FIVELAND | 1 | CHARLOTTE CO UTIL. FIVELAND | B | 02 | DISINFECT/HYPOCHLORIN
6080105 | CHARLOTTE CO UTIL. FIVELAND | 1 | CHARLOTTE CO UTIL. FIVELAND | K | 26 | DESALINAT/REVERSE OSMOSIS
6080105 | CHARLOTTE CO UTIL. FIVELAND | 1 | CHARLOTTE CO UTIL. FIVELAND | D | 36 | CORR-CTRL/CORROSION INHIB
6080105 | CHARLOTTE CO UTIL. FIVELAND | 1 | CHARLOTTE CO UTIL. FIVELAND | E | 20 | T-O CTRL/AERATION
6080105 | CHARLOTTE CO UTIL. FIVELAND | 1 | CHARLOTTE CO UTIL. FIVELAND | K | 19 | DESALINAT/PH ADJUSTMENT
6080132 | HILAND TRAILER PARK | 1 | HILAND TRAILER PARK | B | 02 | DISINFECT/HYPOCHLORIN
6080137 | PELICAN PERCH RV PARK | 1 | PELICAN PERCH RV PARK WTP | B | 02 | DISINFECT/HYPOCHLORIN
6080137 | PELICAN PERCH RV PARK | 1 | PELICAN PERCH RV PARK WTP | G | 13 | IRON RMVL/SLOW SAND FILTR
6080139 | HUFFS FRUIT CO | 1 | HUFFS FRUIT CO | B | 02 | DISINFECT/HYPOCHLORIN
6080148 | JO-EL MOTEL | 1 | JO-EL MOTEL PLANT 1 | E | 20 | T-O CTRL/AERATION
6080148 | JO-EL MOTEL | 1 | JO-EL MOTEL PLANT 1 | B | 02 | DISINFECT/HYPOCHLORIN
6080148 | JO-EL MOTEL | 2 | JO-EL MOTEL PLANT #2 | B | 02 | DISINFECT/HYPOCHLORIN
6080148 | JO-EL MOTEL | 2 | JO-EL MOTEL PLANT #2 | E | 20 | T-O CTRL/AERATION
6080148 | JO-EL MOTEL | 2 | JO-EL MOTEL PLANT #2 | G | 25 | IRON RMVL/ION EXCHANGE
6080151 | SAILOR'S INN | 1 | PUNTA GORDA | B | 02 | DISINFECT/HYPOCHLORIN
6080202 | NORTH STAR MOTEL | 1 | NORTH STAR MOTEL | B | 02 | DISINFECT/HYPOCHLORIN
6080216 | PATIO STEAK HOUSE | 1 | PATIO STEAK HOUSE | B | 02 | DISINFECT/HYPOCHLORIN
6080217 | PEACE RIVER RV & MOBILE HOME PARK INC | 1 | PEACE RIVER FISH CAMP WTP | E | 20 | T-O CTRL/AERATION
6080217 | PEACE RIVER RV & MOBILE HOME PARK INC | 1 | PEACE RIVER FISH CAMP WTP | B | 02 | DISINFECT/HYPOCHLORIN
6080239 | CHARLOTTE COUNTY UTILITIES-ROTUNDA | 2 | ROTUNDA WEST UTIL. - CAPE HAZE | B | 01 | DISINFECT/GASEOUS CHLORIN
6080239 | CHARLOTTE COUNTY UTILITIES-ROTUNDA | 2 | ROTUNDA WEST UTIL. - CAPE HAZE | C | 14 | PART-RMVL/RAPID SAND FIL
6080239 | CHARLOTTE COUNTY UTILITIES-ROTUNDA | 2 | ROTUNDA WEST UTIL. - CAPE HAZE | E | 20 | T-O CTRL/AERATION
6080239 | CHARLOTTE COUNTY UTILITIES-ROTUNDA | 3 | ROTUNDA WEST UTIL. - CROM PLT | B | 01 | DISINFECT/GASEOUS CHLORIN
6080239 | CHARLOTTE COUNTY UTILITIES-ROTUNDA | 3 | ROTUNDA WEST UTIL. - CROM PLT | D | 19 | CORR-CTRL/PH ADJUSTMENT
6080239 | CHARLOTTE COUNTY UTILITIES-ROTUNDA | 3 | ROTUNDA WEST UTIL. - CROM PLT | D | 24 | CORR-CTRL/LIME-SODA
6080239 | CHARLOTTE COUNTY UTILITIES-ROTUNDA | 3 | ROTUNDA WEST UTIL. - CROM PLT | E | 20 | T-O CTRL/AERATION
6080239 | CHARLOTTE COUNTY UTILITIES-ROTUNDA | 4 | ROTONDA WEST UTIL. LIME PLANT | B | 01 | DISINFECT/GASEOUS CHLORIN
6080239 | CHARLOTTE COUNTY UTILITIES-ROTUNDA | 4 | ROTONDA WEST UTIL. LIME PLANT | C | 11 | PART-RMVL/FLOCCULATION
6080239 | CHARLOTTE COUNTY UTILITIES-ROTUNDA | 4 | ROTONDA WEST UTIL. LIME PLANT | C | 12 | PART-RMVL/SEDIMENTATION
6080239 | CHARLOTTE COUNTY UTILITIES-ROTUNDA | 1 | ROTUNDA WEST UTIL. - R.O. PLT | K | 26 | DESALINAT/REVERSE OSMOSIS
6080239 | CHARLOTTE COUNTY UTILITIES-ROTUNDA | 1 | ROTUNDA WEST UTIL. - R.O. PLT | E | 20 | T-O CTRL/AERATION
6080239 | CHARLOTTE COUNTY UTILITIES-ROTUNDA | 1 | ROTUNDA WEST UTIL. - R.O. PLT | C | 14 | PART-RMVL/RAPID SAND FIL
6080239 | CHARLOTTE COUNTY UTILITIES-ROTUNDA | 1 | ROTUNDA WEST UTIL. - R.O. PLT | B | 01 | DISINFECT/GASEOUS CHLORIN
6080239 | CHARLOTTE COUNTY UTILITIES-ROTUNDA | 4 | ROTONDA WEST UTIL. LIME PLANT | C | 14 | PART-RMVL/RAPID SAND FIL
6080239 | CHARLOTTE COUNTY UTILITIES-ROTUNDA | 4 | ROTONDA WEST UTIL. LIME PLANT | H | 24 | SOFTENING/LIME-SODA
6080239 | CHARLOTTE COUNTY UTILITIES-ROTUNDA | 4 | ROTONDA WEST UTIL. LIME PLANT | E | 20 | T-O CTRL/AERATION
6080239 | CHARLOTTE COUNTY UTILITIES-ROTUNDA | 4 | ROTONDA WEST UTIL. LIME PLANT | D | 19 | CORR-CTRL/PH ADJUSTMENT
6080239 | CHARLOTTE COUNTY UTILITIES-ROTUNDA | 4 | ROTONDA WEST UTIL. LIME PLANT | D | 18 | CORR-CTRL/SEQUESTATION
6080244 | SEA GULL MARINA | 1 | SEA GULL MARINA | B | 02 | DISINFECT/HYPOCHLORIN
6080256 | SHELL CREEK PARK | 1 | SHELL CREEK PLT 1 | G | 29 | IRON RMVL/CARTRIDGE FILTR
6080256 | SHELL CREEK PARK | 1 | SHELL CREEK PLT 1 | B | 02 | DISINFECT/HYPOCHLORIN
6080256 | SHELL CREEK PARK | 2 | SHELL CREEK PARK PLT 2 | B | 02 | DISINFECT/HYPOCHLORIN
6080256 | SHELL CREEK PARK | 2 | SHELL CREEK PARK PLT 2 | C | 14 | PART-RMVL/RAPID SAND FIL
6080256 | SHELL CREEK PARK | 1 | SHELL CREEK PLT 1 | F | 23 | ORGN-RMVL/GAC ADDITION
6080256 | SHELL CREEK PARK | 1 | SHELL CREEK PLT 1 | R | 25 | RADS RMVL/ION EXCHANGE
6080257 | SHELL CREEK TERRACE | 1 | SHELL CREEK TERRACE | G | 13 | IRON RMVL/SLOW SAND FILTR
6080257 | SHELL CREEK TERRACE | 1 | SHELL CREEK TERRACE | B | 02 | DISINFECT/HYPOCHLORIN
6080271 | CURLEY'S CORNER | 1 | CURLEY'S CORNER | B | 02 | DISINFECT/HYPOCHLORIN
6080271 | CURLEY'S CORNER | 1 | CURLEY'S CORNER | E | 20 | T-O CTRL/AERATION
6080272 | SUN N SHADE FAMILY CAMPGROUND | 1 | SUN N SHADE FAMILY CAMPGROUND | B | 02 | DISINFECT/HYPOCHLORIN
6080272 | SUN N SHADE FAMILY CAMPGROUND | 1 | SUN N SHADE FAMILY CAMPGROUND | E | 20 | T-O CTRL/AERATION
6080293 | TREASURE LANES INC | 1 | TREASURE LANES INC | B | 02 | DISINFECT/HYPOCHLORIN
6080294 | TRIANGLE MOTEL | 1 | TRIANGLE MOTEL | B | 02 | DISINFECT/HYPOCHLORIN
6080318 | CHARLOTTE COUNTY UTILITIES / BURNT STORE | 1 | CCU/ BURNT STORE PLANT | K | 26 | DESALINAT/REVERSE OSMOSIS
6080318 | CHARLOTTE COUNTY UTILITIES / BURNT STORE | 1 | CCU/ BURNT STORE PLANT | B | 02 | DISINFECT/HYPOCHLORIN
6080318 | CHARLOTTE COUNTY UTILITIES / BURNT STORE | 1 | CCU/ BURNT STORE PLANT | E | 20 | T-O CTRL/AERATION
6080318 | CHARLOTTE COUNTY UTILITIES / BURNT STORE | 1 | CCU/ BURNT STORE PLANT | D | 19 | CORR-CTRL/PH ADJUSTMENT
6080318 | CHARLOTTE COUNTY UTILITIES / BURNT STORE | 1 | CCU/ BURNT STORE PLANT | C | 08 | PART-RMVL/MICROSCREENING
6080324 | TROPICAL PALMS MHP | 1 | TROPICAL PALM MHP | C | 29 | PART-RMVL/CARTRIDGE FILTR
6080324 | TROPICAL PALMS MHP | 1 | TROPICAL PALM MHP | Z | 18 | OTHER/SEQUESTATION
6080324 | TROPICAL PALMS MHP | 1 | TROPICAL PALM MHP | E | 20 | T-O CTRL/AERATION
6080324 | TROPICAL PALMS MHP | 1 | TROPICAL PALM MHP | B | 02 | DISINFECT/HYPOCHLORIN
6080324 | TROPICAL PALMS MHP | 1 | TROPICAL PALM MHP | K | 26 | DESALINAT/REVERSE OSMOSIS
6084003 | CIRCLE K #7409 | 1 | CIRCLE K 7409 WTP | B | 02 | DISINFECT/HYPOCHLORIN
6084003 | CIRCLE K #7409 | 1 | CIRCLE K 7409 WTP | G | 25 | IRON RMVL/ION EXCHANGE
6084003 | CIRCLE K #7409 | 1 | CIRCLE K 7409 WTP | E | 20 | T-O CTRL/AERATION
6084004 | CIRCLE K #7414 (EL JOBEAN) | 1 | CIRCLE K #7414 WTP | B | 02 | DISINFECT/HYPOCHLORIN
6084004 | CIRCLE K #7414 (EL JOBEAN) | 1 | CIRCLE K #7414 WTP | K | 26 | DESALINAT/REVERSE OSMOSIS
6084006 | USA GROCERS | 1 | A & J PETROLEUM #1134 | B | 02 | DISINFECT/HYPOCHLORIN
6084007 | PARADISE PARK CONDO. ASSOC. | 1 | PARADISE PARK CONDO. ASSN. WTP | B | 02 | DISINFECT/HYPOCHLORIN
6084007 | PARADISE PARK CONDO. ASSOC. | 1 | PARADISE PARK CONDO. ASSN. WTP | E | 20 | T-O CTRL/AERATION
6084052 | TIDDY'S | 1 | G.W.'S STEERHOUSE WTP | B | 02 | DISINFECT/HYPOCHLORIN
6084073 | BURNT STORE COLONY RO ASSOC. | 1 | BURNT STORE COLONY | E | 20 | T-O CTRL/AERATION
6084073 | BURNT STORE COLONY RO ASSOC. | 1 | BURNT STORE COLONY | K | 26 | DESALINAT/REVERSE OSMOSIS
6084073 | BURNT STORE COLONY RO ASSOC. | 1 | BURNT STORE COLONY | B | 02 | DISINFECT/HYPOCHLORIN
6084073 | BURNT STORE COLONY RO ASSOC. | 1 | BURNT STORE COLONY | C | 14 | PART-RMVL/RAPID SAND FIL
6084074 | NORTH CHARLOTTE WATER WORKS | 1 | NORTH CHARLOTTE WATER WORKS | H | 19 | SOFTENING/PH ADJUSTMENT
6084074 | NORTH CHARLOTTE WATER WORKS | 1 | NORTH CHARLOTTE WATER WORKS | K | 26 | DESALINAT/REVERSE OSMOSIS
6084074 | NORTH CHARLOTTE WATER WORKS | 1 | NORTH CHARLOTTE WATER WORKS | C | 29 | PART-RMVL/CARTRIDGE FILTR
6084074 | NORTH CHARLOTTE WATER WORKS | 1 | NORTH CHARLOTTE WATER WORKS | B | 02 | DISINFECT/HYPOCHLORIN
6084074 | NORTH CHARLOTTE WATER WORKS | 1 | NORTH CHARLOTTE WATER WORKS | Z | 19 | OTHER/PH ADJUSTMENT
6084076 | 1774 WATER COOPERATIVE INC. | 1 | VILLAGES OF 1774 WTP | E | 20 | T-O CTRL/AERATION
6084076 | 1774 WATER COOPERATIVE INC. | 1 | VILLAGES OF 1774 WTP | B | 02 | DISINFECT/HYPOCHLORIN
6084077 | BLUE HERON PINES | 1 | BLUE HERON PINES | K | 26 | DESALINAT/REVERSE OSMOSIS
6084077 | BLUE HERON PINES | 1 | BLUE HERON PINES | B | 02 | DISINFECT/HYPOCHLORIN
6084077 | BLUE HERON PINES | 1 | BLUE HERON PINES | C | 08 | PART-RMVL/MICROSCREENING
6084077 | BLUE HERON PINES | 1 | BLUE HERON PINES | F | 20 | ORGN-RMVL/AERATION
6084078 | I-75 WEIGH STATION | 1 | I-75 WEIGH STATION | Z | 20 | OTHER/AERATION
6084078 | I-75 WEIGH STATION | 1 | I-75 WEIGH STATION | B | 02 | DISINFECT/HYPOCHLORIN
6084079 | BOCILLA UTILITIES, INC. | 1 | BOCILLA UTILITIES INC. | B | 04 | DISINFECT/CHLORAMINES
6084079 | BOCILLA UTILITIES, INC. | 1 | BOCILLA UTILITIES INC. | B | 02 | DISINFECT/HYPOCHLORIN
6084080 | CHARLOTTE RACQUET & HEALTH CLB | 1 | CHARLOTTE RACQUET & HEALTH CLB | B | 02 | DISINFECT/HYPOCHLORIN
6084080 | CHARLOTTE RACQUET & HEALTH CLB | 1 | CHARLOTTE RACQUET & HEALTH CLB | E | 20 | T-O CTRL/AERATION
6084083 | BERMONT STORE | 1 | BERMONT STORE WTP | B | 02 | DISINFECT/HYPOCHLORIN
6084084 | GRIBBLES FOOD MART | 1 | GRIBBLES FOOD MART WTP | H | 25 | SOFTENING/ION EXCHANGE
6084084 | GRIBBLES FOOD MART | 1 | GRIBBLES FOOD MART WTP | B | 02 | DISINFECT/HYPOCHLORIN
6084086 | CROWN ROYAL PLAZA | 1 | CROWN ROYAL PLAZA WTP | B | 02 | DISINFECT/HYPOCHLORIN
6084087 | REESE STRIP STORES | 1 | REESE STRIP STORES | A |  | NO TRTMT
6084088 | BURNT STORE PRESBYTERIAN CHURC | 1 | BURNT STORE PRESBYTERIAN CHURC | B | 02 | DISINFECT/HYPOCHLORIN
6084088 | BURNT STORE PRESBYTERIAN CHURC | 1 | BURNT STORE PRESBYTERIAN CHURC | E | 26 | T-O CTRL/REVERSE OSMOSIS
6084088 | BURNT STORE PRESBYTERIAN CHURC | 1 | BURNT STORE PRESBYTERIAN CHURC | F | 20 | ORGN-RMVL/AERATION
6084088 | BURNT STORE PRESBYTERIAN CHURC | 1 | BURNT STORE PRESBYTERIAN CHURC | K | 25 | DESALINAT/ION EXCHANGE
6090076 | APACHE SHORES SUBDIVISION | 1 | APACHE SHORES PLANT #1 | B | 02 | DISINFECT/HYPOCHLORIN
6090076 | APACHE SHORES SUBDIVISION | 1 | APACHE SHORES PLANT #1 | C | 10 | PART-RMVL/COAGULATION
6090099 | BACKWATER HEIGHTS | 1 | BACKWATER #1 | B | 02 | DISINFECT/HYPOCHLORIN
6090099 | BACKWATER HEIGHTS | 2 | BACKWATER #2 | B | 02 | DISINFECT/HYPOCHLORIN
6090134 | BELL VILLA MHP | 1 | BELL VILLA MHP PLANT | B | 02 | DISINFECT/HYPOCHLORIN
6090150 | BEVERLY HILLS / ROLLING OAKS SUBDIVISION | 1 | PLANT FOR WELL #1 | B | 02 | DISINFECT/HYPOCHLORIN
6090150 | BEVERLY HILLS / ROLLING OAKS SUBDIVISION | 3 | PLANT FOR WELL #4 | B | 02 | DISINFECT/HYPOCHLORIN
6090150 | BEVERLY HILLS / ROLLING OAKS SUBDIVISION | 6 | PLANT FOR WELL #7 | B | 02 | DISINFECT/HYPOCHLORIN
6090150 | BEVERLY HILLS / ROLLING OAKS SUBDIVISION | 2 | PLANT FOR WELL #2 | B | 02 | DISINFECT/HYPOCHLORIN
6090150 | BEVERLY HILLS / ROLLING OAKS SUBDIVISION | 9 | PLANT FOR WELL #10 | B | 02 | DISINFECT/HYPOCHLORIN
6090150 | BEVERLY HILLS / ROLLING OAKS SUBDIVISION | 4 | PLANT FOR WELL #5 | B | 02 | DISINFECT/HYPOCHLORIN
6090150 | BEVERLY HILLS / ROLLING OAKS SUBDIVISION | 5 | PLANT FOR WELL #6 | B | 02 | DISINFECT/HYPOCHLORIN
6090150 | BEVERLY HILLS / ROLLING OAKS SUBDIVISION | 7 | PLANT FOR WELL #8 | B | 02 | DISINFECT/HYPOCHLORIN
6090150 | BEVERLY HILLS / ROLLING OAKS SUBDIVISION | 8 | PLANT FOR WELL #9 | B | 02 | DISINFECT/HYPOCHLORIN
6090156 | BIG PINE ACRES | 1 | BIG PINE ACRES | B | 02 | DISINFECT/HYPOCHLORIN
6090204 | EMILY'S FAMILY RESTAURANT | 1 | PLANT 1 | B | 02 | DISINFECT/HYPOCHLORIN
6090234 | CAMP E-NINI-HASSEE | 1 | CAMP E-NINI-HASSEE | B | 02 | DISINFECT/HYPOCHLORIN
6090236 | COVERED WAGON CAMPGROUND | 1 | COVERED WAGON | B | 02 | DISINFECT/HYPOCHLORIN
6090267 | CASTLE LAKE PARK | 1 | WATER TREATMENT PLANT | B | 04 | DISINFECT/CHLORAMINES
6090281 | CHASSA RIVER LODGE | 1 | WATER PLANT | B | 02 | DISINFECT/HYPOCHLORIN
6090288 | CHICKEN KING/KWIK KING #5 | 1 | CHICKEN KING RESTAURANT | B | 02 | DISINFECT/HYPOCHLORIN
6090307 | KWIK SAVE FOOD MART- HOMOSASSA | 1 | WATER PLANT | B | 02 | DISINFECT/HYPOCHLORIN
6090308 | CITRUS COUNTY FAIR ASSOCIATION | 1 | CITRUS COUNTY FAIR ASSOC. | B | 02 | DISINFECT/HYPOCHLORIN
6090312 | CITRUS SPRINGS | 7 | PINE RIDGE PLANT #4 | B | 02 | DISINFECT/HYPOCHLORIN
6090312 | CITRUS SPRINGS | 8 | PINE RIDGE PLANT #5 | B | 02 | DISINFECT/HYPOCHLORIN
6090312 | CITRUS SPRINGS | 4 | CITRUS SPRINGS - WELL NO. 8 | B | 02 | DISINFECT/HYPOCHLORIN
6090312 | CITRUS SPRINGS | 2 | CITRUS SPRINGS-WELL NO. 2 | B | 02 | DISINFECT/HYPOCHLORIN
6090312 | CITRUS SPRINGS | 3 | CITRUS SPRINGS-WELL NO. 3 | B | 02 | DISINFECT/HYPOCHLORIN
6090312 | CITRUS SPRINGS | 6 | PINE RIDGE PLANT #1 | B | 02 | DISINFECT/HYPOCHLORIN
6090312 | CITRUS SPRINGS | 5 | PINE RIDGE PLANT #2 | B | 02 | DISINFECT/HYPOCHLORIN
6090312 | CITRUS SPRINGS | 1 | CITRUS SPRINGS-WELL NO. 7 | B | 02 | DISINFECT/HYPOCHLORIN
6090317 | CRYSTAL RIVER, CITY OF | 2 | 5TH STREET PLANT | B | 01 | DISINFECT/GASEOUS CHLORIN
6090317 | CRYSTAL RIVER, CITY OF | 1 | CRYSTAL STREET | Z | 27 | OTHER/FLUORIDATION
6090317 | CRYSTAL RIVER, CITY OF | 1 | CRYSTAL STREET | B | 01 | DISINFECT/GASEOUS CHLORIN
6090357 | DAIRY QUEEN | 1 | DAIRY QUEEN C.R. | B | 02 | DISINFECT/HYPOCHLORIN
6090411 | CRYSTAL ACRES MHP | 1 | CRYSTAL ACRES | B | 02 | DISINFECT/HYPOCHLORIN
6090412 | CRYSTAL SHORE ESTATES | 1 | CRYSTAL SHORES ESTATE | B | 02 | DISINFECT/HYPOCHLORIN
6090523 | ELLSWORTH POINT | 1 | ELLSWORTH POINT | B | 02 | DISINFECT/HYPOCHLORIN
6090532 | THE OASIS MHP | 1 | ENSIGN'S OASIS PLANT | B | 02 | DISINFECT/HYPOCHLORIN
6090532 | THE OASIS MHP | 1 | ENSIGN'S OASIS PLANT | M | 30 | MANGANESE RMVL/GREENSAND FILTR
6090541 | EVANRIDGE MHP | 1 | EVANRIDGE MHP | B | 02 | DISINFECT/HYPOCHLORIN
6090588 | FLORAL CITY WATER ASSN | 2 | FLORAL CITY PLANT #2 | D | 36 | CORR-CTRL/CORROSION INHIB
6090588 | FLORAL CITY WATER ASSN | 2 | FLORAL CITY PLANT #2 | C | 14 | PART-RMVL/RAPID SAND FIL
6090588 | FLORAL CITY WATER ASSN | 2 | FLORAL CITY PLANT #2 | E | 20 | T-O CTRL/AERATION
6090588 | FLORAL CITY WATER ASSN | 4 | FLORAL CITY PLANT #3 | B | 02 | DISINFECT/HYPOCHLORIN
6090588 | FLORAL CITY WATER ASSN | 2 | FLORAL CITY PLANT #2 | D | 18 | CORR-CTRL/SEQUESTATION
6090588 | FLORAL CITY WATER ASSN | 1 | FLORAL CITY PLANT #1 | D | 36 | CORR-CTRL/CORROSION INHIB
6090588 | FLORAL CITY WATER ASSN | 1 | FLORAL CITY PLANT #1 | E | 20 | T-O CTRL/AERATION
6090588 | FLORAL CITY WATER ASSN | 1 | FLORAL CITY PLANT #1 | C | 14 | PART-RMVL/RAPID SAND FIL
6090588 | FLORAL CITY WATER ASSN | 1 | FLORAL CITY PLANT #1 | B | 01 | DISINFECT/GASEOUS CHLORIN
6090588 | FLORAL CITY WATER ASSN | 3 | FLORAL PARK | B | 02 | DISINFECT/HYPOCHLORIN
6090588 | FLORAL CITY WATER ASSN | 2 | FLORAL CITY PLANT #2 | B | 01 | DISINFECT/GASEOUS CHLORIN
6090601 | PROGRESS ENERGY FLORIDA (S) | 1 | FLORIDA POWER CORPORATION | B | 02 | DISINFECT/HYPOCHLORIN
6090601 | PROGRESS ENERGY FLORIDA (S) | 1 | FLORIDA POWER CORPORATION | F | 38 | ORGN-RMVL/NANOFILTRATION
6090609 | FT COOPER MOBILE HOME COMM | 1 | WATER TREATMENT PLANT | B | 02 | DISINFECT/HYPOCHLORIN
6090610 | FORT COOPER STATE PARK | 1 | FORT COOPER STATE PARK | B | 02 | DISINFECT/HYPOCHLORIN
6090612 | AUNT VERA'S ANTIQUE MALL | 1 | AUNT VERA'S ANTIQUE MALL | B | 02 | DISINFECT/HYPOCHLORIN
6090624 | SUNNY DAYS PLAZA | 1 | SUNNY DAYS PLAZA | B | 02 | DISINFECT/HYPOCHLORIN
6090675 | GOOD COUNSEL CAMP | 1 | WATER PLANT | B | 02 | DISINFECT/HYPOCHLORIN
6090726 | PALNEZ SCHOOL | 1 | PALNEZ | B | 02 | DISINFECT/HYPOCHLORIN
6090729 | HARBOR LIGHTS MOBILE RESORT | 1 | HARBOR LIGHTS MOBILE RESORT | C | 10 | PART-RMVL/COAGULATION
6090729 | HARBOR LIGHTS MOBILE RESORT | 1 | HARBOR LIGHTS MOBILE RESORT | C | 15 | PART-RMVL/PRESS SAND FILT
6090729 | HARBOR LIGHTS MOBILE RESORT | 1 | HARBOR LIGHTS MOBILE RESORT | G | 10 | IRON RMVL/COAGULATION
6090729 | HARBOR LIGHTS MOBILE RESORT | 1 | HARBOR LIGHTS MOBILE RESORT | B | 02 | DISINFECT/HYPOCHLORIN
6090729 | HARBOR LIGHTS MOBILE RESORT | 2 | HARBOR LIGHTS MOBILE RESORT | B | 02 | DISINFECT/HYPOCHLORIN
6090729 | HARBOR LIGHTS MOBILE RESORT | 2 | HARBOR LIGHTS MOBILE RESORT | C | 10 | PART-RMVL/COAGULATION
6090750 | LECANTO HILLS MHP | 1 | LECANTO HILLS WELL #1 | B | 02 | DISINFECT/HYPOCHLORIN
6090777 | CITRUS CO UTL-HILLTOP/CELINA | 1 | HILLTOP VILLAGE | B | 02 | DISINFECT/HYPOCHLORIN
6090777 | CITRUS CO UTL-HILLTOP/CELINA | 2 | CELINA HILLS | B | 02 | DISINFECT/HYPOCHLORIN
6090777 | CITRUS CO UTL-HILLTOP/CELINA | 2 | CELINA HILLS | G | 10 | IRON RMVL/COAGULATION
6090825 | HOMOSASSA SPRINGS T P | 1 | HOMOSASSA SPRINGS | B | 02 | DISINFECT/HYPOCHLORIN
6090828 | HOMOSASSA SPECIAL WATER DISTRICT | 2 | NORIN WTP | B | 02 | DISINFECT/HYPOCHLORIN
6090828 | HOMOSASSA SPECIAL WATER DISTRICT | 1 | BRADSHAW WTP | B | 02 | DISINFECT/HYPOCHLORIN
6090828 | HOMOSASSA SPECIAL WATER DISTRICT | 3 | PEACH ORCHARD WTP | B | 01 | DISINFECT/GASEOUS CHLORIN
6090855 | INDIAN SPRINGS | 1 | INDIAN SPRINGS PLANT | B | 02 | DISINFECT/HYPOCHLORIN
6090856 | DAYS INN RESORT 6720 | 2 | INDIAN WATERS WATER | B | 02 | DISINFECT/HYPOCHLORIN
6090856 | DAYS INN RESORT 6720 | 1 | INDIAN WATERS WATER | B | 02 | DISINFECT/HYPOCHLORIN
6090860 | INVERNESS VILLAGE CONDO ASSOCIATION | 1 | INVERNESS VILLAGE GRDNS PLANT | B | 02 | DISINFECT/HYPOCHLORIN
6090861 | INVERNESS WATER DEPT | 2 | 581 WATER TREATMENT PLANT | D | 36 | CORR-CTRL/CORROSION INHIB
6090861 | INVERNESS WATER DEPT | 2 | 581 WATER TREATMENT PLANT | Z | 27 | OTHER/FLUORIDATION
6090861 | INVERNESS WATER DEPT | 2 | 581 WATER TREATMENT PLANT | E | 20 | T-O CTRL/AERATION
6090861 | INVERNESS WATER DEPT | 2 | 581 WATER TREATMENT PLANT | B | 04 | DISINFECT/CHLORAMINES
6090875 | INVERNESS PARK | 1 | WATER PLANT | D | 18 | CORR-CTRL/SEQUESTATION
6090875 | INVERNESS PARK | 1 | WATER PLANT | B | 02 | DISINFECT/HYPOCHLORIN
6090891 | JIFFY STORE | 1 |  | B | 02 | DISINFECT/HYPOCHLORIN
6090898 | CROFT BAY VILLAGE | 1 | CROFT BAY VILLAGE PLANT #1 | B | 02 | DISINFECT/HYPOCHLORIN
6090929 | KEY TRAINING CENTER | 1 | WATER PLANT | B | 02 | DISINFECT/HYPOCHLORIN
6091000 | SPORTMAN'S FINA | 1 | SPORTSMANS FINA PLANT | B | 01 | DISINFECT/GASEOUS CHLORIN
6091036 | LAMB'S RESTAURANT | 1 |  | B | 02 | DISINFECT/HYPOCHLORIN
6091044 | SKOOTERS SPORTS LOUNGE & EATER | 1 | WATER PLANT | B | 02 | DISINFECT/HYPOCHLORIN
6091046 | LARGO VILLAGE | 1 |  | B | 02 | DISINFECT/HYPOCHLORIN
6091086 | THE LITTLE INN | 1 | THE LITTLE INN | B | 02 | DISINFECT/HYPOCHLORIN
6091172 | MCGREGOR SMITH SCOUT RESERV | 1 | PLANT | B | 02 | DISINFECT/HYPOCHLORIN
6091178 | MEADOW DRIVE S | 1 | M. D . S/D | B | 02 | DISINFECT/HYPOCHLORIN
6091193 | MID FLORIDA MOTEL & TP | 1 | WATER PLANT | B | 02 | DISINFECT/HYPOCHLORIN
6091193 | MID FLORIDA MOTEL & TP | 1 | WATER PLANT | H | 25 | SOFTENING/ION EXCHANGE
6091230 | FAT BOYS BAR B Q | 1 | WATER PLANT | B | 02 | DISINFECT/HYPOCHLORIN
6091241 | MUTUAL MINE | 1 | MUTUAL MINE | B | 02 | DISINFECT/HYPOCHLORIN
6091274 | OAK FOREST | 1 | DAFFODIL OFF 41 | B | 02 | DISINFECT/HYPOCHLORIN
6091399 | PINE RIDGE S/D | 4 | PINE RIDGE PLANT #5 | B | 02 | DISINFECT/HYPOCHLORIN
6091399 | PINE RIDGE S/D | 3 | PINE RIDGE PLANT #4 | B | 02 | DISINFECT/HYPOCHLORIN
6091399 | PINE RIDGE S/D | 2 | PINE RIDGE PLANT #3 | B | 02 | DISINFECT/HYPOCHLORIN
6091399 | PINE RIDGE S/D | 1 | PINE RIDGE PLANT #2 | B | 02 | DISINFECT/HYPOCHLORIN
6091422 | POINT O'WOODS | 1 | POINT O' WOODS | B | 02 | DISINFECT/HYPOCHLORIN
6091422 | POINT O'WOODS | 1 | POINT O' WOODS | G | 30 | IRON RMVL/GREENSAND FILTR
6091422 | POINT O'WOODS | 1 | POINT O' WOODS | D | 36 | CORR-CTRL/CORROSION INHIB
6091513 | GULF COAST RV RESORT, LLC | 1 | RIVER LODGE MHP PLANT 1 | B | 02 | DISINFECT/HYPOCHLORIN
6091516 | LAKE ROUSSEAU RESORT | 1 | RIVER OAKS PLANT | B | 02 | DISINFECT/HYPOCHLORIN
6091516 | LAKE ROUSSEAU RESORT | 1 | RIVER OAKS PLANT | G | 10 | IRON RMVL/COAGULATION
6091538 | CAPTAIN BOBBY'S SEAFOOD | 1 | SAME | B | 02 | DISINFECT/HYPOCHLORIN
6091545 | ROOKS TRAILER PARK | 1 | ROOKS TRAILER PARK PLANT | B | 02 | DISINFECT/HYPOCHLORIN
6091554 | ROYAL OAKS HOMEOWNER'S ASSOC. | 1 | ROYAL OAKS CONDO | B | 02 | DISINFECT/HYPOCHLORIN
6091587 | JIFFY STORE #138 | 1 |  | B | 02 | DISINFECT/HYPOCHLORIN
6091608 | CRYSTAL RIVER GOLF & COUNTRY CLUB | 1 | 7 RIVERS G & CC PLANT | B | 02 | DISINFECT/HYPOCHLORIN
6091625 | STONEBROOK MHP | 1 | STONEBROOK MHP | B | 02 | DISINFECT/HYPOCHLORIN
6091672 | SOUTH DUNNELLON WATER ASSOC | 1 | SOUTH DUNNELLON WATER ASSOC | B | 02 | DISINFECT/HYPOCHLORIN
6091672 | SOUTH DUNNELLON WATER ASSOC | 1 | SOUTH DUNNELLON WATER ASSOC | G | 15 | IRON RMVL/PRESS SAND FILT
6091735 | SUGARMILL WOODS S/D | 2 | PLANT #2 / WELLS 5,6,10,11,12 | B | 02 | DISINFECT/HYPOCHLORIN
6091735 | SUGARMILL WOODS S/D | 1 | PLANT #1 / WELL 1 | B | 02 | DISINFECT/HYPOCHLORIN
6091735 | SUGARMILL WOODS S/D | 3 | PLANT#3 / WELLS 8, 9, & 14 | B | 02 | DISINFECT/HYPOCHLORIN
6091798 | PLANTATION INN & GOLF RESORT | 1 | PLANT | B | 02 | DISINFECT/HYPOCHLORIN
6091816 | THUNDERBIRD MHP | 1 | THUNDERBIRD MHP | B | 02 | DISINFECT/HYPOCHLORIN
6091876 | SUNCOAST MOBILE PARK | 1 | SUNCOAST MHP | B | 02 | DISINFECT/HYPOCHLORIN
6091910 | CASEY'S PUB | 1 | RIFFY PLANT | B | 02 | DISINFECT/HYPOCHLORIN
6091929 | WEAR'S DAY CARE CENTER | 1 | INVERNESS | B | 02 | DISINFECT/HYPOCHLORIN
6091956 | WHISPERING PINES MHP | 1 | WHISPERING PINES | B | 02 | DISINFECT/HYPOCHLORIN
6092000 | HOWARD'S SWAP-O-RAMA | 1 | HOWARD'S MAIN | B | 02 | DISINFECT/HYPOCHLORIN
6092000 | HOWARD'S SWAP-O-RAMA | 1 | HOWARD'S MAIN | G | 25 | IRON RMVL/ION EXCHANGE
6092000 | HOWARD'S SWAP-O-RAMA | 2 | HOWARDS EAST | B | 02 | DISINFECT/HYPOCHLORIN
6092000 | HOWARD'S SWAP-O-RAMA | 3 | HOWARDS WEST | B | 02 | DISINFECT/HYPOCHLORIN
6092049 | OVERPASS MOBILE HOME PARK | 1 | OVERPASS PARK | B | 02 | DISINFECT/HYPOCHLORIN
6092050 | LAKEVIEW SCHOOL | 1 | LAKEVIEW SCHOOL | B | 02 | DISINFECT/HYPOCHLORIN
6092053 | SCENIC GARDENS S/D | 1 | SCENIC GARDENS PLANT | B | 02 | DISINFECT/HYPOCHLORIN
6092054 | LAKE ROUSSEAU RV PARK | 1 | LAKE ROUSSEAU | B | 02 | DISINFECT/HYPOCHLORIN
6092054 | LAKE ROUSSEAU RV PARK | 1 | LAKE ROUSSEAU | G | 10 | IRON RMVL/COAGULATION
6092175 | IMPERIAL GARDENS | 1 | IMPERIAL GARDENS | B | 02 | DISINFECT/HYPOCHLORIN
6092186 | BAYFRONT HEALTH SEVEN RIVERS | 1 | SEVEN RIVERS COM. HOSP | B | 02 | DISINFECT/HYPOCHLORIN
6092197 | LAKESIDE COUNTRY CLUB ESTATES | 1 | LAKESIDE COUNTRY CLUB ESTATES | G | 15 | IRON RMVL/PRESS SAND FILT
6092197 | LAKESIDE COUNTRY CLUB ESTATES | 1 | LAKESIDE COUNTRY CLUB ESTATES | B | 02 | DISINFECT/HYPOCHLORIN
6092199 | SPRING GARDENS | 1 | SPRING GARDEN | B | 02 | DISINFECT/HYPOCHLORIN
6092260 | TILLIS HILL | 1 | TILLIS HILL | B | 02 | DISINFECT/HYPOCHLORIN
6092262 | HOLDER MINE | 1 | HOLDER MINE | B | 02 | DISINFECT/HYPOCHLORIN
6092325 | RIVERSIDE LODGE | 2 | IN BACK NEAR RIVER PLANT 2 | B | 02 | DISINFECT/HYPOCHLORIN
6092325 | RIVERSIDE LODGE | 1 | RIVERSIDE LODGE | B | 02 | DISINFECT/HYPOCHLORIN
6092326 | CEDAR LAKE ESTATES | 1 | CEDAR LAKE EST PLANT #1 | B | 02 | DISINFECT/HYPOCHLORIN
6092328 | PALM TERRACE MH S/D | 1 | PALM TERRACE MH | B | 02 | DISINFECT/HYPOCHLORIN
6092329 | LAKE HERNANDO RESORT AND FISH CAMP | 1 | WATSON'S FISH CAMP | B | 02 | DISINFECT/HYPOCHLORIN
6092331 | AURORA ACRES | 1 | WATER PLANT | B | 02 | DISINFECT/HYPOCHLORIN
6092334 | SANDY OAKS RV & MHP | 1 | S.O.MHP | B | 02 | DISINFECT/HYPOCHLORIN
6092336 | CRYSTALWOOD COURT | 1 | CRYSTALWOOD COURT PLANT | B | 02 | DISINFECT/HYPOCHLORIN
6092338 | MEADOW WOOD WATER | 1 | MEADOW WOOD S/D | B | 02 | DISINFECT/HYPOCHLORIN
6092342 | CRYSTAL RIVER HIGHLANDS | 1 | CRYSTAL RIVER HIGHLANDS | C | 10 | PART-RMVL/COAGULATION
6092342 | CRYSTAL RIVER HIGHLANDS | 1 | CRYSTAL RIVER HIGHLANDS | C | 14 | PART-RMVL/RAPID SAND FIL
6092342 | CRYSTAL RIVER HIGHLANDS | 1 | CRYSTAL RIVER HIGHLANDS | G | 36 | IRON RMVL/CORROSION INHIB
6092342 | CRYSTAL RIVER HIGHLANDS | 1 | CRYSTAL RIVER HIGHLANDS | B | 02 | DISINFECT/HYPOCHLORIN
6092365 | FORTUNER CHINESE RESTAURANT | 1 |  | B | 02 | DISINFECT/HYPOCHLORIN
6092438 | HOMOSASSA SPRINGS PIZZA HUT | 1 | HOMO SPRINGS PIZZA HUT | B | 02 | DISINFECT/HYPOCHLORIN
6092686 | SINGING FOREST MHP UNIT 2 | 1 | SINGING FOREST UNIT 2 | B | 02 | DISINFECT/HYPOCHLORIN
6092686 | SINGING FOREST MHP UNIT 2 | 1 | SINGING FOREST UNIT 2 | C | 10 | PART-RMVL/COAGULATION
6092686 | SINGING FOREST MHP UNIT 2 | 1 | SINGING FOREST UNIT 2 | H | 25 | SOFTENING/ION EXCHANGE
6092693 | AMERICAN\ITALIAN SOCIAL CLUB | 1 | AMERICIAN ITALIAN SOCIAL CLUB | B | 02 | DISINFECT/HYPOCHLORIN
6092694 | W.D.'S FAMILY RESTAURANT | 1 | WATER PLANT | B | 02 | DISINFECT/HYPOCHLORIN
6092695 | COUNTRY OAKS INN | 1 | COUNTRY OAKS INN PLANT | B | 02 | DISINFECT/HYPOCHLORIN
6092696 | WET WILLIES | 1 | PLANT 1 | B | 02 | DISINFECT/HYPOCHLORIN
6092698 | SPORTSMEN'S BOWL | 1 | SPORTSMAN'S BOWL | B | 02 | DISINFECT/HYPOCHLORIN
6092700 | THE BOATHOUSE RESTAURANT | 1 | CAPTAINFDAN'S SEAFOOD REST. | B | 02 | DISINFECT/HYPOCHLORIN
6092759 | AMERICAN LEGION POST #155 | 1 | AMERICAN LEGION #155 | B | 02 | DISINFECT/HYPOCHLORIN
6092760 | RED'S RESTAURANT, INC. | 1 | PLANT 1 | B | 02 | DISINFECT/HYPOCHLORIN
6092762 | CITRUS COUNTY LECANTO GVNT CTR | 1 | WATER PLANT | B | 02 | DISINFECT/HYPOCHLORIN
6092763 | CITRUS TWIN CINEMA | 1 |  | B | 02 | DISINFECT/HYPOCHLORIN
6092764 | HOMOSASSA SPRINGS PASTRY SHOP | 1 | SAME | B | 02 | DISINFECT/HYPOCHLORIN
6092765 | LECANTO SCHOOL COMPLEX | 1 | LSC PLANT | B | 01 | DISINFECT/GASEOUS CHLORIN
6092765 | LECANTO SCHOOL COMPLEX | 1 | LSC PLANT | B | 02 | DISINFECT/HYPOCHLORIN
6092767 | NIKO'S NEIGHBORHOOD BAR | 1 | PLANT 1 | B | 02 | DISINFECT/HYPOCHLORIN
6092772 | CITRUS CO. UTL - CHSWITZKA CPG | 1 | WATER PLANT | B | 02 | DISINFECT/HYPOCHLORIN
6092874 | MOONRISE RESORT & MHP | 1 | MOONRISE MHP PLANT | B | 02 | DISINFECT/HYPOCHLORIN
6092884 | ELK LODGE 2522 | 1 | WATER PLANT | G | 10 | IRON RMVL/COAGULATION
6092884 | ELK LODGE 2522 | 1 | WATER PLANT | B | 02 | DISINFECT/HYPOCHLORIN
6092884 | ELK LODGE 2522 | 1 | WATER PLANT | H | 25 | SOFTENING/ION EXCHANGE
6092887 | HOMOSASSA SPRINGS FLEA MKT | 1 | HOMOSASSA SPRINGS FLEA PLANT | B | 02 | DISINFECT/HYPOCHLORIN
6092887 | HOMOSASSA SPRINGS FLEA MKT | 1 | HOMOSASSA SPRINGS FLEA PLANT | G | 10 | IRON RMVL/COAGULATION
6092888 | KELLY'S HEALTH CLUB | 1 | PLANT 1 | B | 02 | DISINFECT/HYPOCHLORIN
6092918 | METAL INDUSTRIES | 1 | WATER PLANT | A |  | NO TRTMT
6092919 | AM SOUTH BANK | 1 | MID-STATE FEDERAL | B | 02 | DISINFECT/HYPOCHLORIN
6092920 | CRYSTAL RIVER MOOSE LODGE 2013 | 1 | CRYSTAL RIVER MOOSE LODGE 2013 | B | 02 | DISINFECT/HYPOCHLORIN
6092921 | INVERNESS MOOSE LODGE 2112 | 1 |  | B | 02 | DISINFECT/HYPOCHLORIN
6092922 | VFW 4252 | 1 | WATER PLANT | B | 02 | DISINFECT/HYPOCHLORIN
6092922 | VFW 4252 | 1 | WATER PLANT | H | 25 | SOFTENING/ION EXCHANGE
6092923 | V F W #8189 | 1 | PLANT 1 | B | 02 | DISINFECT/HYPOCHLORIN
6092951 | RIVERBEND TAVERN | 1 |  | B | 02 | DISINFECT/HYPOCHLORIN
6092959 | GRUMPY GATORS BAR & GRILL | 1 | WATER PLANT | B | 02 | DISINFECT/HYPOCHLORIN
6092961 | PLAZA FOOD MART | 1 | PLAZA SNACK BAR PLANT #1 | B | 02 | DISINFECT/HYPOCHLORIN
6092962 | STEVE NEFF LANES | 1 | STEVE NEFF LANES | B | 02 | DISINFECT/HYPOCHLORIN
6092963 | TWO GUYS FROM ITALY | 1 | WATER PLANT | B | 02 | DISINFECT/HYPOCHLORIN
6092965 | TURNER CAMP | 1 | TURNER CAMP | B | 02 | DISINFECT/HYPOCHLORIN
6092966 | TRAILS END CAMP | 1 | PLANT 1 | B | 02 | DISINFECT/HYPOCHLORIN
6092966 | TRAILS END CAMP | 2 | PLANT #2 | B | 02 | DISINFECT/HYPOCHLORIN
6092967 | ST BENEDICTS CHURCH | 1 | PLANT 1 | B | 02 | DISINFECT/HYPOCHLORIN
6093072 | PLAZA WEST SHOPPING CENTER | 1 | WATER PLANT | B | 02 | DISINFECT/HYPOCHLORIN
6093075 | MITCH MART | 1 | PLANT 1 | B | 02 | DISINFECT/HYPOCHLORIN
6093076 | SPEEDWAY #6528 | 1 | HESS 09401 | B | 02 | DISINFECT/HYPOCHLORIN
6093077 | MARINA MART | 1 | PLANT 1 | B | 02 | DISINFECT/HYPOCHLORIN
6093078 | JIFFY FOOD STORE #1612 | 1 | JIFFY FOOD STORE #1612 WELL1 | B | 02 | DISINFECT/HYPOCHLORIN
6093079 | JIFFY FOOD STORE #1611 | 1 |  | B | 02 | DISINFECT/HYPOCHLORIN
6093081 | BEV'S PUB AND DELI | 1 | COSTA'S DELI | B | 02 | DISINFECT/HYPOCHLORIN
6093082 | S&S FOOD AND BEVERAGE #1(FKA. KWIK SAVE) | 1 | PLANT 1 | B | 02 | DISINFECT/HYPOCHLORIN
6093083 | BIG MIKES RESTAURANT | 1 | WATER PLANT | B | 02 | DISINFECT/HYPOCHLORIN
6094000 | THE LEARNING TREE | 1 | THE LEARNING TREE | B | 02 | DISINFECT/HYPOCHLORIN
6094326 | SUGARMILL MANOR | 1 | WATER PLANT | B | 02 | DISINFECT/HYPOCHLORIN
6094351 | SINGING FOREST UNITS 1 & 3 | 1 | SINGING FOREST UNITS 1 & 3 | B | 02 | DISINFECT/HYPOCHLORIN
6094351 | SINGING FOREST UNITS 1 & 3 | 1 | SINGING FOREST UNITS 1 & 3 | G | 10 | IRON RMVL/COAGULATION
6094351 | SINGING FOREST UNITS 1 & 3 | 2 | SINGING FOREST UNIT #2 | B | 02 | DISINFECT/HYPOCHLORIN
6094374 | KEY PINE VILLAGE | 1 | WATER PLANT | B | 02 | DISINFECT/HYPOCHLORIN
6094407 | GREENLEAF FOREST APTS | 1 | GREENLEAF FOREST APTS PLANT #1 | B | 02 | DISINFECT/HYPOCHLORIN
6094407 | GREENLEAF FOREST APTS | 1 | GREENLEAF FOREST APTS PLANT #1 | H | 25 | SOFTENING/ION EXCHANGE
6094480 | THE MEADOWS | 1 | GROVER CLEVLAND RD. | B | 02 | DISINFECT/HYPOCHLORIN
6094482 | CASTAWAYS INN | 1 | CASTAWAYS INN | B | 02 | DISINFECT/HYPOCHLORIN
6094511 | MIDWAY ROLLER RINK | 1 | WATER PLANT | B | 02 | DISINFECT/HYPOCHLORIN
6094511 | MIDWAY ROLLER RINK | 1 | WATER PLANT | C | 14 | PART-RMVL/RAPID SAND FIL
6094512 | GIBSONS BAR-B-Q | 1 | GIBSON'S BAR-B-QUE | B | 02 | DISINFECT/HYPOCHLORIN
6094513 | SUNSHINE RV PARK (OFF HWY 44) | 1 | PLANT 1 | B | 02 | DISINFECT/HYPOCHLORIN
6094523 | SPRINGHORN WATER | 1 | SPRINGHORN S/D | B | 02 | DISINFECT/HYPOCHLORIN
6094556 | CITR. CO UTL/FOXWOOD/INDIAN AC | 1 | FOXWOOD PLANT #1 | B | 02 | DISINFECT/HYPOCHLORIN
6094587 | ROLLING GREENS OF INVERNESS | 1 | SOUTHERN STATE UT | B | 02 | DISINFECT/HYPOCHLORIN
6094656 | WEST CITRUS UTILITIES | 1 | WEST CITRUS UTILITY | B | 02 | DISINFECT/HYPOCHLORIN
6094707 | HOMOSASSA CRAB CO | 1 | HOMOSASSA CRAB CO | B | 02 | DISINFECT/HYPOCHLORIN
6094707 | HOMOSASSA CRAB CO | 1 | HOMOSASSA CRAB CO | C | 10 | PART-RMVL/COAGULATION
6094710 | MANATEE LANES | 1 | PLANT 1 | B | 02 | DISINFECT/HYPOCHLORIN
6094713 | CINNAMON RIDGE UTILITIES | 1 | CINNAMON RIDGE | B | 02 | DISINFECT/HYPOCHLORIN
6094717 | D.A.V. SUNCOAST #139 | 1 | DAV SUNCOAST #139 | B | 02 | DISINFECT/HYPOCHLORIN
6094745 | CITRUS HILLS COUNTRY CLUB | 1 | WATER PLANT | B | 02 | DISINFECT/HYPOCHLORIN
6094773 | AVALON HILLS | 1 | CONSTATE UTILITIES | B | 02 | DISINFECT/HYPOCHLORIN
6094810 | CRYSTAL GEM | 1 | CRYSTAL RIVER | B | 02 | DISINFECT/HYPOCHLORIN
6094811 | SOUTH CONNELL HTS UNIT 8 | 1 | CRYSTAL RIVER | B | 02 | DISINFECT/HYPOCHLORIN
6094829 | FLORIDA POWER TRAINING CENTER | 1 | FLA. POWER TRAINING CENTER | B | 02 | DISINFECT/HYPOCHLORIN
6094854 | AIRPORT PLAZA | 1 | AIRPORT PLAZA | A |  | NO TRTMT
6094861 | WORD CENTER ACADEMY | 1 |  | A |  | NO TRTMT
6094862 | MAJIK MOMENTS PRE-SCHOOL | 1 | CHILD'S PLACE | B | 02 | DISINFECT/HYPOCHLORIN
6094863 | RED LEVEL BAPTIST CHURCH | 1 | PLANT 1 | B | 02 | DISINFECT/HYPOCHLORIN
6094865 | CIRCLE K 7214 | 1 |  | B | 02 | DISINFECT/HYPOCHLORIN
6094866 | NEW TESTAMENT SCHOOL | 1 | WATER PLANT | B | 02 | DISINFECT/HYPOCHLORIN
6094868 | HAYLOFT BAR | 1 |  | B | 02 | DISINFECT/HYPOCHLORIN
6094869 | SUNNY'S KWIK STOP (KEB TRUST) | 1 | WATER PLANT | B | 02 | DISINFECT/HYPOCHLORIN
6094870 | TARA FOOD MART | 1 | PLANT 1 | B | 02 | DISINFECT/HYPOCHLORIN
6094871 | GREENBRIAR I | 1 | GREENBRIAR I | B | 02 | DISINFECT/HYPOCHLORIN
6094872 | ITALIAN SOCIAL CLUB | 1 | ITALIAN SOCIAL CLUB | B | 02 | DISINFECT/HYPOCHLORIN
6094873 | COTTAGE RESTAURANT | 1 | COTTAGE RESTAURANT | B | 02 | DISINFECT/HYPOCHLORIN
6094874 | PINEWOOD WATER | 1 | PINEWOOD WATER SYSTEM | B | 02 | DISINFECT/HYPOCHLORIN
6094875 | DUNNELLON HILLS WATER SYSTEM | 1 | DUNNELLON HILLS WATER SYSTEM | B | 02 | DISINFECT/HYPOCHLORIN
6094876 | BEVERLY HILLS VILLAGE MALL | 1 | VILLAGE MALL | B | 02 | DISINFECT/HYPOCHLORIN
6094877 | K & K MINI MART | 1 | K & K MINI MART | B | 02 | DISINFECT/HYPOCHLORIN
6094878 | RIVERSIDE FOOD STORE | 1 | QUIK TRIP #3635 | B | 02 | DISINFECT/HYPOCHLORIN
6094878 | RIVERSIDE FOOD STORE | 1 | QUIK TRIP #3635 | H | 25 | SOFTENING/ION EXCHANGE
6094879 | QWIK STOP SONOCO | 1 | SHOP & GO #298 | B | 02 | DISINFECT/HYPOCHLORIN
6094879 | QWIK STOP SONOCO | 1 | SHOP & GO #298 | G | 10 | IRON RMVL/COAGULATION
6094880 | COUNTRYSIDE INN | 1 | COUNTRYSIDE INN | B | 02 | DISINFECT/HYPOCHLORIN
6094881 | KIMBERLY ICE CREAM & YOGURT | 1 | KIMBERLY ICE CREAM & YOGART | B | 02 | DISINFECT/HYPOCHLORIN
6094882 | NOTTINGHAM SQUARE | 1 | NOTTINGHAM SQ. PLANT | B | 01 | DISINFECT/GASEOUS CHLORIN
6094883 | EXECUTIVE CENTER CONDO ASSOC | 1 | EXECUTIVE CENTER | B | 02 | DISINFECT/HYPOCHLORIN
6094884 | DEB'S PLACE | 1 | DEB'S PLACE | B | 02 | DISINFECT/HYPOCHLORIN
6094885 | LGC ISLAND RANCH | 1 | LGC ISLAND RANCH | B | 02 | DISINFECT/HYPOCHLORIN
6094886 | ELDORADO ESTATES | 1 | ELDORADO ESTATES | B | 02 | DISINFECT/HYPOCHLORIN
6094887 | CITRUS CO UTL-MEADOWCREST | 1 | MEADOWCREST PLANT #1 | B | 02 | DISINFECT/HYPOCHLORIN
6094888 | BRENTWOOD EQUITY CORP. | 1 | BRENTWOOD PLANT | B | 02 | DISINFECT/HYPOCHLORIN
6094889 | CRYSTAL RIVER YACHT CLUB | 1 | RO PLANT | B | 02 | DISINFECT/HYPOCHLORIN
6094889 | CRYSTAL RIVER YACHT CLUB | 1 | RO PLANT | G | 10 | IRON RMVL/COAGULATION
6094889 | CRYSTAL RIVER YACHT CLUB | 1 | RO PLANT | Z | 26 | OTHER/REVERSE OSMOSIS
6094889 | CRYSTAL RIVER YACHT CLUB | 1 | RO PLANT | H | 25 | SOFTENING/ION EXCHANGE
6094890 | THREE RIVERS INDUSTRIAL PARK | 1 | STOKES FLEA MARKET | B | 02 | DISINFECT/HYPOCHLORIN
6094891 | SAI FOOD MART LLC | 1 | BRAD'S FOOD AND GAS | B | 02 | DISINFECT/HYPOCHLORIN
6094892 | WALDEN WOODS MHC | 1 | WALDEN WOODS MHC PLANT | B | 02 | DISINFECT/HYPOCHLORIN
6094893 | HAPPY HOUND TAVERN | 1 | WOODSIDE INN | B | 02 | DISINFECT/HYPOCHLORIN
6094894 | MAMA TRUDIE'S | 1 | WATER PLANT | H | 25 | SOFTENING/ION EXCHANGE
6094894 | MAMA TRUDIE'S | 1 | WATER PLANT | B | 02 | DISINFECT/HYPOCHLORIN
6094895 | ARMANTE'S | 1 | ARMANTE`S | B | 02 | DISINFECT/HYPOCHLORIN
6094896 | SOUTHERN ELECTRIC & PLUMBING | 1 | SOUTHERN ELECTRIC PLANT #1 | B | 02 | DISINFECT/HYPOCHLORIN
6094897 | COUNTRYSIDE GROCERY | 1 | COUNTRYSIDE GROCERY PLANT #1 | B | 02 | DISINFECT/HYPOCHLORIN
6094898 | SABINAS PLAZA | 1 | COLLINS FAMILY INN PLANT #1 | B | 02 | DISINFECT/HYPOCHLORIN
6094899 | LUCKY HILLS | 1 | LUCKY HILLS S/D | B | 02 | DISINFECT/HYPOCHLORIN
6094900 | PLEASANT GROVE MANOR | 1 | COUNTRYSIDE MANOR PLANT #1 | B | 02 | DISINFECT/HYPOCHLORIN
6094901 | SEAWEED SAMS | 1 | SEAWEED SAMS | B | 02 | DISINFECT/HYPOCHLORIN
6094902 | PETE'S PIER | 1 | PETE'S PIER PLANT #1 | B | 02 | DISINFECT/HYPOCHLORIN
6094903 | ITALIAN FISHERMAN | 1 | ITALIAN FISHERMAN PLANT #1 | Z | 26 | OTHER/REVERSE OSMOSIS
6094904 | REGIS APTS | 1 | REGIS APTS PLANT #1 | B | 02 | DISINFECT/HYPOCHLORIN
6094905 | ROSEMONT-ROLLING GREEN | 1 | ROSEMONT-ROLLING GREEN S/D | B | 02 | DISINFECT/HYPOCHLORIN
6094905 | ROSEMONT-ROLLING GREEN | 1 | ROSEMONT-ROLLING GREEN S/D | G | 18 | IRON RMVL/SEQUESTATION
6094906 | GOLDEN EAGLE PLAZA 19 | 1 | GOLDEN EAGLE PLAZA PLANT #1 | B | 02 | DISINFECT/HYPOCHLORIN
6094907 | ARK ANGELS CHRISTIAN PRESCHOOL | 1 | CEDAR ST. ACAD. PLANT | B | 02 | DISINFECT/HYPOCHLORIN
6094908 | JIFFY #1575 | 1 | JIFFY FOOD STORE 107 PLANT | B | 02 | DISINFECT/HYPOCHLORIN
6094909 | CITRUS COUNTY ANIMAL CONTROL | 1 | CITRUS COUNTY ANIMAL CONTROL | B | 02 | DISINFECT/HYPOCHLORIN
6094910 | MOOCK'S RESTAURANT | 1 | MOOCK'S REST. PLANT | B | 01 | DISINFECT/GASEOUS CHLORIN
6094911 | APACHE SHORES FOOD MART | 1 | APACHE SHORES FOOD PLANT | B | 02 | DISINFECT/HYPOCHLORIN
6094912 | MID-STATE FEDERAL | 1 | MID-STATE FEDERAL | B | 02 | DISINFECT/HYPOCHLORIN
6094913 | KWIK SAVE II | 1 | KWIK SAVE #2 PLANT | B | 02 | DISINFECT/HYPOCHLORIN
6094914 | B. LONG'S | 1 | B & L ACRES PLANT | B | 02 | DISINFECT/HYPOCHLORIN
6094915 | FOUNTAIN SQUARE | 1 | PLANT # 1 | B | 02 | DISINFECT/HYPOCHLORIN
6094916 | STAR FOOD MART | 1 | CUMBERLAND FARM STORE PL #1 | B | 02 | DISINFECT/HYPOCHLORIN
6094917 | QUAIL ROOST RV CAMPGROUND | 1 | QUAIL ROOST RV PLANT #1 | B | 02 | DISINFECT/HYPOCHLORIN
6094918 | AMERICAN FOODS GROCERY & DELI | 1 | PELICAN FOOD STORE PLANT #1 | B | 02 | DISINFECT/HYPOCHLORIN
6094919 | MIDWAY ROLLER RINK | 1 | MIDWAY ROLLER RINK PLANT #1 | B | 02 | DISINFECT/HYPOCHLORIN
6094920 | BIG OAKS RIVER RESORT & CAMPGROUND | 1 | BIG OAKS FISH CAMP PLANT | B | 02 | DISINFECT/HYPOCHLORIN
6094921 | PLAYCARE DAYCARE & PRESCHOOL | 1 | PLAYCARE DAYCARE PLANT | B | 02 | DISINFECT/HYPOCHLORIN
6094922 | CIRCLE K 7504 | 1 | CIRCLE K 7504 PLANT | B | 02 | DISINFECT/HYPOCHLORIN
6094923 | J & B MOBILE RENTAL | 1 | J & B MOBILE RENTAL PLANT | A |  | NO TRTMT
6094924 | T-BACK'S BAR (FORMERLY G.P.'S LOUNGE) | 1 | GP'S LOUNGE | B | 02 | DISINFECT/HYPOCHLORIN
6094925 | HERNANDO ELEMENTARY SCHOOL | 1 | WATER PLANT | B | 02 | DISINFECT/HYPOCHLORIN
6094926 | GLORIA'S DELI BAKERY, INC | 1 | GLORIA'S DELI BAKERY, INC | B | 02 | DISINFECT/HYPOCHLORIN
6094927 | CELINA HILLS | 1 | WATER PLANT | G | 10 | IRON RMVL/COAGULATION
6094927 | CELINA HILLS | 1 | WATER PLANT | B | 02 | DISINFECT/HYPOCHLORIN
6094928 | CRYSTAL POINTE | 1 | WATER PLANT | B | 02 | DISINFECT/HYPOCHLORIN
6094929 | PARTY STORE/HERNANDO PLAZA | 1 | WATER PLANT | A |  | NO TRTMT
6094930 | CAFE FRANCO | 1 | WATER PLANT | B | 02 | DISINFECT/HYPOCHLORIN
6094931 | CIRCLE K STORE #7497 | 1 | CIRCLE K #7497 | B | 02 | DISINFECT/HYPOCHLORIN
6094933 | CITRUS CO UTL/WATER OAKS S/D | 1 | WATER OAKS S/D | B | 02 | DISINFECT/HYPOCHLORIN
6094934 | PINE VALLEY | 1 | WATER PLANT | B | 02 | DISINFECT/HYPOCHLORIN
6094935 | FISHERMAN'S COVE | 1 | FISHERMAN'S COVE | B | 02 | DISINFECT/HYPOCHLORIN
6094936 | CAMP DAVID | 1 | CAMP DAVID | B | 02 | DISINFECT/HYPOCHLORIN
6094937 | CENTRAL CATHOLIC SCHOOL | 1 | CENTRAL CATHOLIC SCHOOL | B | 02 | DISINFECT/HYPOCHLORIN
6094938 | YANKEETOWN SEAFOOD | 1 | YANKEETOWN SEAFOOD | B | 02 | DISINFECT/HYPOCHLORIN
6094939 | OAK RIDGE CENTRE | 1 | OAK RIDGE CENTRE | B | 02 | DISINFECT/HYPOCHLORIN
6094940 | KWIK KING #30 | 1 | KWIK KING #30 | B | 02 | DISINFECT/HYPOCHLORIN
6094941 | SOCOS HOUSE OF EATS (FKA DAN'S CLAM) | 1 | LEN'S PLACE | B | 02 | DISINFECT/HYPOCHLORIN
6094942 | SERVOS SQUARE | 1 | SERVO SQUARE | B | 02 | DISINFECT/HYPOCHLORIN
6094943 | ED'S THREE LITTLE BAKERS | 1 | ED'S THREE LITTLE BAKERS | B | 02 | DISINFECT/HYPOCHLORIN
6094944 | MAMA MARIES (FRM SAL'S REST) | 1 | MAMA MARIE'S | B | 02 | DISINFECT/HYPOCHLORIN
6094945 | COVE CAMPGROUND & RESTAURANT | 1 | COVE CAMPGROUND | B | 02 | DISINFECT/HYPOCHLORIN
6094946 | RUANE SEAFOOD COMPANY | 1 | R S C | C | 10 | PART-RMVL/COAGULATION
6094946 | RUANE SEAFOOD COMPANY | 1 | R S C | B | 02 | DISINFECT/HYPOCHLORIN
6094947 | ST THOMAS CATHOLIC CHURCH | 1 | ST THOMAS CATHOLIC CHURCH | B | 02 | DISINFECT/HYPOCHLORIN
6094948 | CITRUS CO UTL/CHARLES A. BLACK | 2 | CAB II (FKA MEADOW CREST) | B | 02 | DISINFECT/HYPOCHLORIN
6094948 | CITRUS CO UTL/CHARLES A. BLACK | 1 | CAB I (FKA HAMPTON HILLS) | B | 02 | DISINFECT/HYPOCHLORIN
6094949 | LAGUNA PALMS / TWIN LAKES | 1 | LAGUNA PLAMS / TWIN LAKES | B | 02 | DISINFECT/HYPOCHLORIN
6094950 | LAS BRISAS S/D | 1 | LAS BRISAS | B | 02 | DISINFECT/HYPOCHLORIN
6094951 | CUMBERLAND FARM STORE 9685 | 1 | CUMBERLAND FARM 9685 PLANT | B | 02 | DISINFECT/HYPOCHLORIN
6094952 | MR. CHICKEN | 1 | MR. CHICKEN | B | 02 | DISINFECT/HYPOCHLORIN
6094952 | MR. CHICKEN | 1 | MR. CHICKEN | H | 24 | SOFTENING/LIME-SODA
6094953 | GOSPEL ISLAND ESTATES | 1 | GOSPEL ISLAND ESTATES | D | 36 | CORR-CTRL/CORROSION INHIB
6094953 | GOSPEL ISLAND ESTATES | 1 | GOSPEL ISLAND ESTATES | B | 02 | DISINFECT/HYPOCHLORIN
6094954 | PARKVIEW LANES | 1 | PARKVIEW LANES | B | 02 | DISINFECT/HYPOCHLORIN
6094955 | CRYSTAL RIVER PRESCHOOL | 1 | CRYSTAL RIVER PRESCHOOL | B | 02 | DISINFECT/HYPOCHLORIN
6094956 | CRYSTAL RIVER NORTH STATION | 1 | FLORIDA POWER CRYSTAL RIVER N | C | 10 | PART-RMVL/COAGULATION
6094956 | CRYSTAL RIVER NORTH STATION | 1 | FLORIDA POWER CRYSTAL RIVER N | C | 14 | PART-RMVL/RAPID SAND FIL
6094956 | CRYSTAL RIVER NORTH STATION | 1 | FLORIDA POWER CRYSTAL RIVER N | E | 20 | T-O CTRL/AERATION
6094956 | CRYSTAL RIVER NORTH STATION | 1 | FLORIDA POWER CRYSTAL RIVER N | H | 24 | SOFTENING/LIME-SODA
6094956 | CRYSTAL RIVER NORTH STATION | 1 | FLORIDA POWER CRYSTAL RIVER N | B | 02 | DISINFECT/HYPOCHLORIN
6094957 | KENWOOD NORTH | 1 | KENWOOD NORTH | B | 02 | DISINFECT/HYPOCHLORIN
6094958 | PLAYMATE CHILD DEVEL. CENTER | 1 | WELL 1 | B | 02 | DISINFECT/HYPOCHLORIN
6094959 | FPC INVERNESS REGIONAL OP.CTR. | 1 | WELL 1 | B | 02 | DISINFECT/HYPOCHLORIN
6094960 | THE AUCTION HOUSE | 1 | WELL 1 | B | 02 | DISINFECT/HYPOCHLORIN
6094961 | ALLEN RIDGE MEDICAL MALL | 1 | ALLEN RIDGE MEDICAL MALL | B | 02 | DISINFECT/HYPOCHLORIN
6094962 | SUNSHINE MATERIALS | 1 | CARROLL CONTRACTING & MIX | B | 02 | DISINFECT/HYPOCHLORIN
6094963 | NEW YORK PIZZA | 1 | SALS PIZZA | B | 02 | DISINFECT/HYPOCHLORIN
6094964 | MAYO DRIVE APARTMENTS | 1 | TRUDEL WATER SYSTEM | G | 10 | IRON RMVL/COAGULATION
6094964 | MAYO DRIVE APARTMENTS | 1 | TRUDEL WATER SYSTEM | B | 02 | DISINFECT/HYPOCHLORIN
6094965 | KWIK KING #53 | 1 | KWIK KING #53 PLANT | B | 02 | DISINFECT/HYPOCHLORIN
6094966 | CITRUS PARK APARTMENTS | 1 | PEARL APARTMENTS | B | 02 | DISINFECT/HYPOCHLORIN
6094967 | BLACK DIAMOND #2 | 1 | ?????????????????????????????? | B | 02 | DISINFECT/HYPOCHLORIN
6094969 | CITRUS CO UTL/QUAIL RUN | 1 | PLANT | B | 02 | DISINFECT/HYPOCHLORIN
6094970 | OAK POND ADULT M.H. ESTATES | 1 | OAK POND MOBILE HOMES ESTATES | B | 02 | DISINFECT/HYPOCHLORIN
6094970 | OAK POND ADULT M.H. ESTATES | 1 | OAK POND MOBILE HOMES ESTATES | D | 18 | CORR-CTRL/SEQUESTATION
6094971 | HERNANDO SUPER STOP | 1 | KWIK KING #56 | B | 02 | DISINFECT/HYPOCHLORIN
6094972 | SEVEN RIVERS SHELL | 1 | SHELL | B | 02 | DISINFECT/HYPOCHLORIN
6094972 | SEVEN RIVERS SHELL | 1 | SHELL | S | 41 | ARSENIC REMOVAL/ADSORPTIVE MEDIA
6094973 | SEVEN RIVERS CHRISTIAN SCHOOL | 1 | SEVEN RIVERS CHRISTIAN SCHOOL | B | 02 | DISINFECT/HYPOCHLORIN
6094974 | CITRUS COMMUNITY BLOOD BANK | 1 | CITRUS OAKS EXEC. CENTER | B | 02 | DISINFECT/HYPOCHLORIN
6094975 | KWIK STOP (CITGO) | 1 | KWIK STOP PLANT | B | 02 | DISINFECT/HYPOCHLORIN
6094976 | FIRST ASSEMBLY OF GOD | 1 | KING'S KID'S | B | 02 | DISINFECT/HYPOCHLORIN
6094977 | CREATIVE KIDS | 1 | CREATIVE KIDS | B | 02 | DISINFECT/HYPOCHLORIN
6094978 | LOVE NISSAN | 1 | GULFSTAR NISSAN | B | 02 | DISINFECT/HYPOCHLORIN
6094979 | SQUIRREL TREE PROFESSIONAL CTR | 1 | SQUIRREL TREE PROFESSIONAL CTR | B | 02 | DISINFECT/HYPOCHLORIN
6094980 | HIGHLANDS PURE | 1 | HIGHLANDS FINA | B | 02 | DISINFECT/HYPOCHLORIN
6094981 | CHALLA`S TEXACO | 1 | CHALLA`S TEXACO | B | 02 | DISINFECT/HYPOCHLORIN
6094982 | A & J'S HAPPY HOUR TAVERN | 1 | LOONEY TOONS SALOON PLANT | B | 02 | DISINFECT/HYPOCHLORIN
6094983 | SONSHINE PLAY SCHOOL | 1 | SUNSHINE PLAY SCHOOL PLANT | B | 02 | DISINFECT/HYPOCHLORIN
6094984 | CITRUS HIGHLANDS/SAN. INC | 1 | CITRUS HIGHLANDS | A |  | NO TRTMT
6094985 | RIVERSIDE PRESCHOOL | 1 | RIVERSIDE PRESCHOOL | B | 02 | DISINFECT/HYPOCHLORIN
6094986 | BEV1910088 (FKA DUNNELLON SUNOCO) | 1 | DUNNELLON FOOD MART | B | 02 | DISINFECT/HYPOCHLORIN
6094987 | CIRCLE K #2119 | 1 | TEXACO FOOD MART #3 | B | 02 | DISINFECT/HYPOCHLORIN
6094988 | CIRCLE K #1286 | 1 | J & D TEXACO FOOD MART | B | 02 | DISINFECT/HYPOCHLORIN
6094989 | KATCH TWENTY TWO (FKA RUSTY DUCK) | 1 | RUSTY DUCK | B | 02 | DISINFECT/HYPOCHLORIN
6094990 | BICENTENNIAL PARK | 3 | PLANT #3 | B | 02 | DISINFECT/HYPOCHLORIN
6094990 | BICENTENNIAL PARK | 2 | PLANT #2 | B | 02 | DISINFECT/HYPOCHLORIN
6094990 | BICENTENNIAL PARK | 1 | PLANT #1 SWIMMING POOL | B | 02 | DISINFECT/HYPOCHLORIN
6094991 | NICK NICHOLAS FORD | 1 | NICK NICHOLAS PLANT | A |  | NO TRTMT
6094993 | SUGARMILL MEDICAL CENTER | 1 | SUGARMILL MEDICAL CENTER PLANT | B | 02 | DISINFECT/HYPOCHLORIN
6094994 | VENTURA VILLAGE | 1 | VENTURA VILLAGE | E | 20 | T-O CTRL/AERATION
6094994 | VENTURA VILLAGE | 1 | VENTURA VILLAGE | B | 02 | DISINFECT/HYPOCHLORIN
6094995 | JEFFERY MARCUS MD | 1 | JEFFERY MARCUS MD PLANT | A |  | NO TRTMT
6094996 | BETH ELOHIM MESSONIC SYNAGOUGE | 1 | BETH ELOHIM MESSONIC SYNAGOGUE | B | 02 | DISINFECT/HYPOCHLORIN
6094997 | FIRST BAPTIST CHURCH OF HERNAN | 1 | FIRST BAPTIST CHURCH PLANT | B | 02 | DISINFECT/HYPOCHLORIN
6094998 | VICTORY BAPTIST CHURCH | 1 | VICTORY BAPTIST PLANT | B | 02 | DISINFECT/HYPOCHLORIN
6094999 | NOAH'S NURSERY | 1 | NOAH'S NURSERY PLANT | B | 02 | DISINFECT/HYPOCHLORIN
6095000 | FRATERNAL ORDER OF EAGLES | 1 | FRATERNAL ORDER PLANT | B | 02 | DISINFECT/HYPOCHLORIN
6095001 | HOLDER FOOD STORE CITGO | 1 | HOLDER FOOD MART | B | 02 | DISINFECT/HYPOCHLORIN
6095002 | HOWARD'SSWAP-O-RAMA NORTH/SAND RAY | 1 | HOWARD'S NORTH / SAND RAY | B | 02 | DISINFECT/HYPOCHLORIN
6095003 | OHANA RESTAURANT | 1 | OHANA RESTUARANT WTP | B | 02 | DISINFECT/HYPOCHLORIN
6095004 | TREETOPS PLAZA | 1 | TREETOPS PLAZA | B | 02 | DISINFECT/HYPOCHLORIN
6095005 | ALL ABOUT KIDS | 1 | ALL ABOUT KIDS | B | 02 | DISINFECT/HYPOCHLORIN
6095006 | DHRS CLIENT CENTER | 1 | PLANT 1 | B | 02 | DISINFECT/HYPOCHLORIN
6095007 | HOMOSASSA SPG CHURCH OF CHRIST | 1 | HOMOSASSA SPG CHURCH OF CHRIST | B | 02 | DISINFECT/HYPOCHLORIN
6095008 | GREEK ORTHODOX CHURCH | 1 | GREEK ORTHODOX CHURCH | B | 02 | DISINFECT/HYPOCHLORIN
6095009 | FLORAL PARK C/O CITRUS PARKS | 1 | FLORAL PARK | B | 02 | DISINFECT/HYPOCHLORIN
6095010 | FT. COOPER BAPTIST CHURCH | 1 | FT. COOPER BAPTIST CHURCH | B | 02 | DISINFECT/HYPOCHLORIN
6095011 | NORTH CITRUS CHRISTIAN CHURCH | 1 | NORTH CITRUS CHRISTIAN CHURCH | B | 02 | DISINFECT/HYPOCHLORIN
6095012 | MARION-CITRUS MENTAL HEALTH | 1 | MARION-CITRUS MENTAL HEALTH | B | 02 | DISINFECT/HYPOCHLORIN
6095013 | FIRST UNITED METHODIST CHURCH | 1 | FIRST UNITED METHODIST CHURCH | B | 02 | DISINFECT/HYPOCHLORIN
6095014 | BILL & GERRIE'S RESTAURANT | 1 | BILL & GERRIES RESTAURANT | B | 02 | DISINFECT/HYPOCHLORIN
6095015 | EAST CITRUS COMMUNITY CENTER | 1 | EAST CITRUS COMMUNITY CENTER | B | 02 | DISINFECT/HYPOCHLORIN
6095016 | STRAIGHT FROM THE HEARTH | 1 | STRAIGHT FROM THE HEARTH | B | 02 | DISINFECT/HYPOCHLORIN
6095017 | LAUREL RIDGE | 1 | LAUREL RIDGE | B | 02 | DISINFECT/HYPOCHLORIN
6095018 | JUST WINGIN' IT | 1 | PLANT | B | 02 | DISINFECT/HYPOCHLORIN
6095019 | TEXACO FOOD MART | 1 | REDDY TEXACO PLANT | B | 02 | DISINFECT/HYPOCHLORIN
6095020 | CFCC; DR FRANK WRIGHT GE | 1 | CFCC PLANT | B | 02 | DISINFECT/HYPOCHLORIN
6095021 | ENCHANTED MOMENTS DAYCARE | 1 | ENCHANTED MOMENTS | B | 02 | DISINFECT/HYPOCHLORIN
6095022 | DEERWOOD PROFESSIONAL PARK | 1 | DEERWOOD PROFESSIONAL PLANT | B | 02 | DISINFECT/HYPOCHLORIN
6095023 | AL EVANS | 1 | AL EVANS | B | 02 | DISINFECT/HYPOCHLORIN
6095024 | ALLEN-RAWLS POST#77, INC | 1 | HIGHLAND CIVIC CENTER | B | 02 | DISINFECT/HYPOCHLORIN
6095025 | FAITH BAPTIST CHURCH/SANCTUARY | 1 | FAITH BAPTIST PLANT | B | 02 | DISINFECT/HYPOCHLORIN
6095026 | CROSSROADS CENTER (CALLAWAY CENTER) | 1 | WATER PLANT | B | 02 | DISINFECT/HYPOCHLORIN
6095028 | CHURCH OF CHRIST IN INVERNESS | 1 | PLANT | B | 02 | DISINFECT/HYPOCHLORIN
6095029 | HERNANDO CHURCH OF NAZARENE | 1 | HERNANDO CHURCH OF NAZARENE | B | 02 | DISINFECT/HYPOCHLORIN
6095030 | H.A.R.P. PARKS | 1 | WATER PLANT | B | 02 | DISINFECT/HYPOCHLORIN
6095031 | THREE RIVERS MOTEL | 1 | WATER PLANT | B | 02 | DISINFECT/HYPOCHLORIN
6095032 | LITTLE GENERAL FOOD CENTER | 1 | WATER PLANT | B | 02 | DISINFECT/HYPOCHLORIN
6095033 | INVERNESS CHEVRON | 1 | WATER PLANT | B | 02 | DISINFECT/HYPOCHLORIN
6095034 | ADVENTURELAND | 1 | PLANT | B | 02 | DISINFECT/HYPOCHLORIN
6095035 | HERNANDO CIVIC CENTER | 1 |  | B | 02 | DISINFECT/HYPOCHLORIN
6095036 | TARAWOOD OF FLORAL CITY | 1 | PLANT | B | 02 | DISINFECT/HYPOCHLORIN
6095037 | COWBOY JUNCTION FLEA MARKET | 1 |  | B | 02 | DISINFECT/HYPOCHLORIN
6095038 | SUN CRUZ/CITRUS MINING-TIMBER | 1 | SUN CRUZ WELL #1 | B | 02 | DISINFECT/HYPOCHLORIN
6095039 | CATO CUSTOMS, INC | 1 |  | B | 02 | DISINFECT/HYPOCHLORIN
6095040 | DEBBIE COLE'S SCHOOL OF DANCE | 1 |  | B | 02 | DISINFECT/HYPOCHLORIN
6095040 | DEBBIE COLE'S SCHOOL OF DANCE | 2 |  | B | 02 | DISINFECT/HYPOCHLORIN
6095040 | DEBBIE COLE'S SCHOOL OF DANCE | 6 |  | B | 02 | DISINFECT/HYPOCHLORIN
6095040 | DEBBIE COLE'S SCHOOL OF DANCE | 4 |  | B | 02 | DISINFECT/HYPOCHLORIN
6095040 | DEBBIE COLE'S SCHOOL OF DANCE | 5 |  | B | 02 | DISINFECT/HYPOCHLORIN
6095040 | DEBBIE COLE'S SCHOOL OF DANCE | 3 |  | B | 02 | DISINFECT/HYPOCHLORIN
6095041 | WILD BILL'S AIRBOAT TOURS | 1 |  | B | 02 | DISINFECT/HYPOCHLORIN
6095042 | FRESHWATERS (FORMERLY POLLYWOGS) | 1 | POLLYWOGS PLANT 1 | B | 02 | DISINFECT/HYPOCHLORIN
6095043 | STEVENSON'S BMX BICYCLE TRACK | 1 |  | B | 02 | DISINFECT/HYPOCHLORIN
6095044 | SHAMROCK INDUSTRIAL PARK | 1 | SHAMROCK INDUSTRIAL PARK | B | 02 | DISINFECT/HYPOCHLORIN
6095045 | AUGIE'S BAR AND GRILL | 1 |  | B | 02 | DISINFECT/HYPOCHLORIN
6095046 | CINNAMON RIDGE UTILITIES #2 | 1 | PLANT | B | 02 | DISINFECT/HYPOCHLORIN
6095047 | CITRUS CO. DISTRICT PARK(CENTRAL RIDGE) | 1 |  | B | 02 | DISINFECT/HYPOCHLORIN
6095048 | TOM'S TAKE-OUT @ BELL PLAZA | 1 |  | B | 02 | DISINFECT/HYPOCHLORIN
6095049 | CROW'S NEST RESTAURANT | 1 |  | C | 26 | PART-RMVL/REVERSE OSMOSIS
6095049 | CROW'S NEST RESTAURANT | 1 |  | B | 02 | DISINFECT/HYPOCHLORIN
6095050 | NATURE COAST LANDINGS RV | 1 |  | B | 02 | DISINFECT/HYPOCHLORIN
6095051 | MT. OLIVE MISSIONARY BAPTIST CHURCH | 1 |  | B | 02 | DISINFECT/HYPOCHLORIN
6095052 | CHASSA OAKS RV RESORTS | 1 |  | B | 02 | DISINFECT/HYPOCHLORIN
6095053 | CITRUS AMERICAN-ITALIAN SOCIAL CLUB | 1 | CITRUS AMERICAN ITALIAN SOCIAL | B | 02 | DISINFECT/HYPOCHLORIN
6095053 | CITRUS AMERICAN-ITALIAN SOCIAL CLUB | 1 | CITRUS AMERICAN ITALIAN SOCIAL | G | 14 | IRON RMVL/RAPID SAND FIL
6095054 | WEST CITRUS CHURCH OF CHRIST | 1 | CHURCH PLANT | B | 02 | DISINFECT/HYPOCHLORIN
6095055 | CRYSTAL RIVER UNITED METHODIST CHURCH | 1 | CRYSTAL RIVER UMC PLANT | B | 02 | DISINFECT/HYPOCHLORIN
6095058 | LITTLE DISCIPLES DAYCARE | 1 | LD PLANT | B | 02 | DISINFECT/HYPOCHLORIN
6095059 | WITHLACOOCHEE BAY TRAILS | 1 | PLANT 1 | B | 02 | DISINFECT/HYPOCHLORIN
6095060 | TENDER CARE MEDICAL SERVICES | 1 | VFW 7991 PLANT | B | 02 | DISINFECT/HYPOCHLORIN
6095061 | SHELL STATION GAS AND DELI | 1 | SHELL STATION PLANT | B | 02 | DISINFECT/HYPOCHLORIN
6095062 | NEW LIFE BAPTIST CHURCH | 1 | FBC PLANT | B | 02 | DISINFECT/HYPOCHLORIN
6095064 | DOLLAR GENERAL STORE #9269 | 1 | PLANT #1 | B | 02 | DISINFECT/HYPOCHLORIN
6095066 | GRACE BIBLE FELLOWSHIP OF CITRUS CO. | 1 | GBF PLANT #1 | B | 02 | DISINFECT/HYPOCHLORIN
6095067 | RIO CRYSTAL SEAFOOD | 1 | PLANT #1 | B | 02 | DISINFECT/HYPOCHLORIN
6095070 | TRAIL PLAZA | 1 | TRAIL PLAZA PLANT #1 | B | 02 | DISINFECT/HYPOCHLORIN
6095073 | CITRONELLE PARK | 1 | CITRONELLE PARK WELL | B | 02 | DISINFECT/HYPOCHLORIN
6095076 | GRACE BIBLE CHURCH | 1 | GBC PLANT #1 | B | 02 | DISINFECT/HYPOCHLORIN
6095077 | JANACK PLAZA | 1 | JCB PLANT#1 | B | 02 | DISINFECT/HYPOCHLORIN
6095080 | SPORTSMAN PLAZA | 1 | SPORTSMAN PLAZA | B | 02 | DISINFECT/HYPOCHLORIN
6095081 | B&S MEAT MARKET | 1 | B&S MEAT MARKET | B | 02 | DISINFECT/HYPOCHLORIN
6095083 | SEVEN RIVERS PROFESSIONAL CENTER | 1 | SEVEN RIVERS PROFESSIONAL CENT | G | 30 | IRON RMVL/GREENSAND FILTR
6095083 | SEVEN RIVERS PROFESSIONAL CENTER | 1 | SEVEN RIVERS PROFESSIONAL CENT | B | 02 | DISINFECT/HYPOCHLORIN
6095083 | SEVEN RIVERS PROFESSIONAL CENTER | 1 | SEVEN RIVERS PROFESSIONAL CENT | S | 41 | ARSENIC REMOVAL/ADSORPTIVE MEDIA
6095085 | SOLID ROCK CHURCH OF GOD OF INVERNESS | 1 | CHRIST WAY FELLOWSHIP | B | 02 | DISINFECT/HYPOCHLORIN
6095088 | HOLDER DOLLAR GENERAL | 1 | HOLDER DOLLAR GENERAL PLANT | B | 02 | DISINFECT/HYPOCHLORIN
6095089 | INVERNESS DOLLAR GENERAL | 1 | INVERNESS DOLLAR GENERAL PLANT | B | 02 | DISINFECT/HYPOCHLORIN
6095091 | SCOREBOARD BAR | 1 | SCOREBOARD BAR | B | 02 | DISINFECT/HYPOCHLORIN
6095093 | DUKE ENERGY COMBINED CYCLE WTP | 1 | DUKE ENERGY COMBINED CYSLE WTP | B | 02 | DISINFECT/HYPOCHLORIN
6140080 | ARCADIA DRIVE-IN THEATER | 1 | FLEA MARKET | E | 20 | T-O CTRL/AERATION
6140080 | ARCADIA DRIVE-IN THEATER | 1 | FLEA MARKET | B | 02 | DISINFECT/HYPOCHLORIN
6140232 | CAMP CHANYATAH | 1 | CAMP CHANYATAH | E | 20 | T-O CTRL/AERATION
6140232 | CAMP CHANYATAH | 1 | CAMP CHANYATAH | B | 02 | DISINFECT/HYPOCHLORIN
6140314 | ARCADIA WATER DEPT, CITY OF | 1 | ARCADIA WATER DEPT PLANT | D | 18 | CORR-CTRL/SEQUESTATION
6140314 | ARCADIA WATER DEPT, CITY OF | 1 | ARCADIA WATER DEPT PLANT | Z | 25 | OTHER/ION EXCHANGE
6140314 | ARCADIA WATER DEPT, CITY OF | 1 | ARCADIA WATER DEPT PLANT | B | 04 | DISINFECT/CHLORAMINES
6140400 | SHADY OAKS OF ARCADIA | 1 | PLANT 1 NORTH | B | 02 | DISINFECT/HYPOCHLORIN
6140400 | SHADY OAKS OF ARCADIA | 2 | PLANT 2 SOUTH | B | 02 | DISINFECT/HYPOCHLORIN
6140450 | NOCATEE ELEMENTARY | 1 | NOCATEE ELEM SCHOOL | B | 02 | DISINFECT/HYPOCHLORIN
6140450 | NOCATEE ELEMENTARY | 1 | NOCATEE ELEM SCHOOL | H | 25 | SOFTENING/ION EXCHANGE
6140451 | DESOTO CORRECTIONAL INST | 1 | DESOTO CORRECTIONAL | E | 20 | T-O CTRL/AERATION
6140451 | DESOTO CORRECTIONAL INST | 1 | DESOTO CORRECTIONAL | B | 02 | DISINFECT/HYPOCHLORIN
6140451 | DESOTO CORRECTIONAL INST | 1 | DESOTO CORRECTIONAL | Z | 26 | OTHER/REVERSE OSMOSIS
6140630 | DESOTO JUVENILE CORRECTIONAL FACILITY | 1 | G PIERCE WOOD PLANT | E | 20 | T-O CTRL/AERATION
6140630 | DESOTO JUVENILE CORRECTIONAL FACILITY | 1 | G PIERCE WOOD PLANT | B | 02 | DISINFECT/HYPOCHLORIN
6141066 | LETTUCE LAKE TRAVEL RESORT | 1 | LETTUCE LAKE CAMP | E | 20 | T-O CTRL/AERATION
6141066 | LETTUCE LAKE TRAVEL RESORT | 1 | LETTUCE LAKE CAMP | B | 02 | DISINFECT/HYPOCHLORIN
6141188 | MI-AN-DA MHP | 1 |  | B | 02 | DISINFECT/HYPOCHLORIN
6141757 | SUNNYBREEZE PALMS GOLF COURSE | 1 | SUNNYBREEZE PALMS GOLF COURSE | C | 14 | PART-RMVL/RAPID SAND FIL
6141757 | SUNNYBREEZE PALMS GOLF COURSE | 1 | SUNNYBREEZE PALMS GOLF COURSE | B | 02 | DISINFECT/HYPOCHLORIN
6141804 | THOMAS E. PAVEY ELEM. SCHOOL | 1 | THOMAS E PAVEY PLANT #1 | B | 02 | DISINFECT/HYPOCHLORIN
6141804 | THOMAS E. PAVEY ELEM. SCHOOL | 1 | THOMAS E PAVEY PLANT #1 | H | 25 | SOFTENING/ION EXCHANGE
6142030 | ARCADIA ROAD PRISON #525 | 1 | PRISON #525 | E | 20 | T-O CTRL/AERATION
6142030 | ARCADIA ROAD PRISON #525 | 1 | PRISON #525 | B | 02 | DISINFECT/HYPOCHLORIN
6142031 | SUNRISE MOBILE HOME PARK | 1 | SUNRISE MHP PLANT #1 | B | 02 | DISINFECT/HYPOCHLORIN
6142031 | SUNRISE MOBILE HOME PARK | 1 | SUNRISE MHP PLANT #1 | E | 20 | T-O CTRL/AERATION
6142032 | OAK HAVEN CAMPGROUND | 1 | OAK HAVEN | B | 02 | DISINFECT/HYPOCHLORIN
6142032 | OAK HAVEN CAMPGROUND | 1 | OAK HAVEN | E | 20 | T-O CTRL/AERATION
6142038 | OAKVIEW MHP | 1 | OAKVIEW MHP | B | 02 | DISINFECT/HYPOCHLORIN
6142038 | OAKVIEW MHP | 1 | OAKVIEW MHP | E | 20 | T-O CTRL/AERATION
6142734 | PEACE RIVER REG WATER PLANT | 1 | SURFACE WATER PLANT | C | 12 | PART-RMVL/SEDIMENTATION
6142734 | PEACE RIVER REG WATER PLANT | 1 | SURFACE WATER PLANT | C | 14 | PART-RMVL/RAPID SAND FIL
6142734 | PEACE RIVER REG WATER PLANT | 1 | SURFACE WATER PLANT | D | 19 | CORR-CTRL/PH ADJUSTMENT
6142734 | PEACE RIVER REG WATER PLANT | 1 | SURFACE WATER PLANT | I | 21 | COLOR RML/PAC ADDITION
6142734 | PEACE RIVER REG WATER PLANT | 1 | SURFACE WATER PLANT | C | 10 | PART-RMVL/COAGULATION
6142734 | PEACE RIVER REG WATER PLANT | 1 | SURFACE WATER PLANT | B | 04 | DISINFECT/CHLORAMINES
6142734 | PEACE RIVER REG WATER PLANT | 1 | SURFACE WATER PLANT | B | 01 | DISINFECT/GASEOUS CHLORIN
6142734 | PEACE RIVER REG WATER PLANT | 1 | SURFACE WATER PLANT | C | 11 | PART-RMVL/FLOCCULATION
6142875 | ORANGE CO, INC. | 1 | ORANGE CO, INC. | B | 02 | DISINFECT/HYPOCHLORIN
6143090 | CRAIGS RV PARK | 1 | CRAIGS #2 | E | 20 | T-O CTRL/AERATION
6143090 | CRAIGS RV PARK | 1 | CRAIGS #2 | B | 02 | DISINFECT/HYPOCHLORIN
6144729 | BIG TREE OF ARCADIA | 1 | ARCADIA | B | 02 | DISINFECT/HYPOCHLORIN
6144729 | BIG TREE OF ARCADIA | 1 | ARCADIA | B | 20 | DISINFECT/AERATION
6144832 | HORSE CREEK | 1 | HORSE CREEK | B | 02 | DISINFECT/HYPOCHLORIN
6144832 | HORSE CREEK | 1 | HORSE CREEK | E | 20 | T-O CTRL/AERATION
6144833 | LAKESIDE ESTATES | 1 | WATER PLANT | B | 02 | DISINFECT/HYPOCHLORIN
6144833 | LAKESIDE ESTATES | 1 | WATER PLANT | G | 10 | IRON RMVL/COAGULATION
6144834 | DESOTO VILLAGE MHP | 1 | DESOTO VILLAGE MHP | E | 20 | T-O CTRL/AERATION
6144834 | DESOTO VILLAGE MHP | 1 | DESOTO VILLAGE MHP | B | 02 | DISINFECT/HYPOCHLORIN
6144835 | LITTLE WILLIES RV PARK/RESORT | 1 | LITTLE WILLIE'S RV PARK | E | 20 | T-O CTRL/AERATION
6144835 | LITTLE WILLIES RV PARK/RESORT | 1 | LITTLE WILLIE'S RV PARK | B | 02 | DISINFECT/HYPOCHLORIN
6144836 | ENV. LEARNING LAB. | 1 | ENV. LEARNING LAB WELL | B | 02 | DISINFECT/HYPOCHLORIN
6144837 | ARCADIA VILLAGE | 1 |  | B | 02 | DISINFECT/HYPOCHLORIN
6144839 | BROWNVILLE SCHOOL | 1 | BROWNSVILLE SCHOOL | B | 02 | DISINFECT/HYPOCHLORIN
6144840 | SUPER STOP EXPRESS III | 1 | AJ PETROLEUM STORE | E | 20 | T-O CTRL/AERATION
6144840 | SUPER STOP EXPRESS III | 1 | AJ PETROLEUM STORE | B | 02 | DISINFECT/HYPOCHLORIN
6144841 | LIVE OAK RV RESORT | 1 | LIVE OAK RV RESORT WTP | B | 02 | DISINFECT/HYPOCHLORIN
6144841 | LIVE OAK RV RESORT | 1 | LIVE OAK RV RESORT WTP | G | 20 | IRON RMVL/AERATION
6144842 | CIRCLE K# 7105 (HWY 17 & MAIN) | 1 | CIRCLE K | E | 20 | T-O CTRL/AERATION
6144842 | CIRCLE K# 7105 (HWY 17 & MAIN) | 1 | CIRCLE K | H | 25 | SOFTENING/ION EXCHANGE
6144842 | CIRCLE K# 7105 (HWY 17 & MAIN) | 1 | CIRCLE K | B | 02 | DISINFECT/HYPOCHLORIN
6144843 | BACKSTREET BAR | 1 | WATER PLANT | B | 02 | DISINFECT/HYPOCHLORIN
6144844 | FL SOUTHERN COLLEGE AT PT CHAR | 1 | FL SOUTHERN COLLEGE PLANT | B | 02 | DISINFECT/HYPOCHLORIN
6144845 | S. 761 GROCERY | 1 | S. 761 PLANT | B | 02 | DISINFECT/HYPOCHLORIN
6144845 | S. 761 GROCERY | 1 | S. 761 PLANT | E | 20 | T-O CTRL/AERATION
6144846 | REEF & BEEF | 1 | REEF AND BEEF PLANT | H | 25 | SOFTENING/ION EXCHANGE
6144846 | REEF & BEEF | 1 | REEF AND BEEF PLANT | B | 02 | DISINFECT/HYPOCHLORIN
6144846 | REEF & BEEF | 2 |  | B | 02 | DISINFECT/HYPOCHLORIN
6144847 | ARCADIA MOTEL (ROOMS FOR RENT) | 1 | ARCADIA MOTEL WTP | B | 02 | DISINFECT/HYPOCHLORIN
6144848 | NAVAGATOR GRILL | 1 | NAVIGATOR GRILL | Z | 20 | OTHER/AERATION
6144848 | NAVAGATOR GRILL | 1 | NAVIGATOR GRILL | B | 02 | DISINFECT/HYPOCHLORIN
6144849 | STOP-N-SHOP #32 | 1 | STOP-N-SHOP #32 PLANT | B | 02 | DISINFECT/HYPOCHLORIN
6144850 | PLANTATION RESTAURANT | 1 | PLANTATION RESTAURANT | B | 02 | DISINFECT/HYPOCHLORIN
6144850 | PLANTATION RESTAURANT | 1 | PLANTATION RESTAURANT | G | 20 | IRON RMVL/AERATION
6144851 | TOBY'S PLANTATION RV | 1 | HERITAGE PLANTATION WTP | G | 20 | IRON RMVL/AERATION
6144851 | TOBY'S PLANTATION RV | 1 | HERITAGE PLANTATION WTP | H | 25 | SOFTENING/ION EXCHANGE
6144851 | TOBY'S PLANTATION RV | 1 | HERITAGE PLANTATION WTP | B | 02 | DISINFECT/HYPOCHLORIN
6144852 | NOCATEE MARKET | 1 | NOCATEE MARKET PLANT | B | 02 | DISINFECT/HYPOCHLORIN
6144853 | STOP'N GO | 1 | GOLDEN BEE MARKET PLANT | B | 02 | DISINFECT/HYPOCHLORIN
6144854 | RCMA - HEADSTART | 1 | RCMA - HEADSTART PLANT | B | 02 | DISINFECT/HYPOCHLORIN
6144854 | RCMA - HEADSTART | 1 | RCMA - HEADSTART PLANT | E | 20 | T-O CTRL/AERATION
6144855 | MACATEE PROPERTIES | 1 | MACATEE PROPERTIES PLANT | B | 02 | DISINFECT/HYPOCHLORIN
6144856 | LAKE SUZY SUBDIVISION | 1 | PEACE RIVER REGIONAL | D | 19 | CORR-CTRL/PH ADJUSTMENT
6144856 | LAKE SUZY SUBDIVISION | 1 | PEACE RIVER REGIONAL | C | 10 | PART-RMVL/COAGULATION
6144856 | LAKE SUZY SUBDIVISION | 1 | PEACE RIVER REGIONAL | B | 04 | DISINFECT/CHLORAMINES
6144856 | LAKE SUZY SUBDIVISION | 1 | PEACE RIVER REGIONAL | B | 02 | DISINFECT/HYPOCHLORIN
6144856 | LAKE SUZY SUBDIVISION | 1 | PEACE RIVER REGIONAL | C | 14 | PART-RMVL/RAPID SAND FIL
6144857 | DESOTO CO. PUBLIC WORKS | 1 | DESOTO CO. PUBLIC WORKS | B | 02 | DISINFECT/HYPOCHLORIN
6144858 | BACKSEAT TAVERN | 1 | BACKSEAT TAVERN PLANT | B | 02 | DISINFECT/HYPOCHLORIN
6144859 | PEACE RIVER CITRUS PRODUCTS | 1 | PEACE RIVER CP PLANT | B | 02 | DISINFECT/HYPOCHLORIN
6144860 | CHURCH OF GOD ARCADIA | 1 | CHURCH OF GOD ARCADIA PLANT | B | 02 | DISINFECT/HYPOCHLORIN
6144861 | PINE CREEK CHAPEL | 1 | PINE CREEK CHAPEL PLANT | B | 02 | DISINFECT/HYPOCHLORIN
6144862 | S.C.F.A./DUPLEXES | 2 | RV PLANT | B | 02 | DISINFECT/HYPOCHLORIN
6144862 | S.C.F.A./DUPLEXES | 1 | S.C.F.A. DUPLEX PLANT | B | 02 | DISINFECT/HYPOCHLORIN
6144863 | S.C.F.A./ R.V. PARK | 1 | S.C.F.A./R.V. PARK PLANT | B | 02 | DISINFECT/HYPOCHLORIN
6144864 | CROSS CREEK COUNTRY CLUB & RV | 1 | CROSS CREEK PLANT | E | 20 | T-O CTRL/AERATION
6144864 | CROSS CREEK COUNTRY CLUB & RV | 1 | CROSS CREEK PLANT | B | 02 | DISINFECT/HYPOCHLORIN
6144865 | DESOTO LANES/DESOTO FORD | 1 | DESOTO LANES PLANT | B | 02 | DISINFECT/HYPOCHLORIN
6144865 | DESOTO LANES/DESOTO FORD | 1 | DESOTO LANES PLANT | E | 20 | T-O CTRL/AERATION
6144866 | RIVERSIDE RV PARK (JELLYSTONE) | 1 | JELLYSTONE PLANT | B | 01 | DISINFECT/GASEOUS CHLORIN
6144866 | RIVERSIDE RV PARK (JELLYSTONE) | 1 | JELLYSTONE PLANT | E | 20 | T-O CTRL/AERATION
6144866 | RIVERSIDE RV PARK (JELLYSTONE) | 1 | JELLYSTONE PLANT | R | 25 | RADS RMVL/ION EXCHANGE
6144867 | COUNTRY CAFE | 1 | SNACK SHACK | B | 02 | DISINFECT/HYPOCHLORIN
6144868 | LA TAPATIA | 1 | LA TAPATIA PLANT | B | 02 | DISINFECT/HYPOCHLORIN
6144869 | HI WAY MOTEL | 1 | HI WAY MOTEL PLANT | B | 02 | DISINFECT/HYPOCHLORIN
6144870 | SUPER T GROCERY | 1 | SUPER T GROCERY PLANT | B | 02 | DISINFECT/HYPOCHLORIN
6144871 | DRUNKEN MONKEY | 1 | DRUNKEN MONKEY | B | 02 | DISINFECT/HYPOCHLORIN
6144872 | BROWNVILLE PARK | 1 | BROWNVILLE PARK | E | 20 | T-O CTRL/AERATION
6144872 | BROWNVILLE PARK | 1 | BROWNVILLE PARK | B | 02 | DISINFECT/HYPOCHLORIN
6144873 | DESOTO FAMILY HEALTH CENTER | 1 |  | B | 02 | DISINFECT/HYPOCHLORIN
6144875 | NOCATEE CHURCH OF GOD | 1 | WATER PLANT | B | 02 | DISINFECT/HYPOCHLORIN
6144877 | FIRST BAPTIST CHURCH OF NOCATEE | 1 | PLANT | B | 02 | DISINFECT/HYPOCHLORIN
6144878 | PEACE RIVER COMMUNITY SCHOOL (PALM LANE) | 1 |  | B | 02 | DISINFECT/HYPOCHLORIN
6144879 | EL DORADO MAYA | 1 | LA PASIDITA | B | 02 | DISINFECT/HYPOCHLORIN
6144879 | EL DORADO MAYA | 1 | LA PASIDITA | H | 25 | SOFTENING/ION EXCHANGE
6144880 | NEW LIFE MINISTRIES OF SW FLA. | 1 | NEW LIFE MINISTRIES OF SW FLA | B | 02 | DISINFECT/HYPOCHLORIN
6144880 | NEW LIFE MINISTRIES OF SW FLA. | 1 | NEW LIFE MINISTRIES OF SW FLA | E | 20 | T-O CTRL/AERATION
6144881 | DIAMOND LAKES | 1 |  | B | 02 | DISINFECT/HYPOCHLORIN
6144882 | NOCATEE DINER | 1 | NOCATEE DINER | E | 20 | T-O CTRL/AERATION
6144882 | NOCATEE DINER | 1 | NOCATEE DINER | B | 02 | DISINFECT/HYPOCHLORIN
6144883 | MCCASKILL LABOR CAMP(FMR LUCKY MUSE) | 2 | PLANT 2 WEST PLANT | E | 20 | T-O CTRL/AERATION
6144883 | MCCASKILL LABOR CAMP(FMR LUCKY MUSE) | 2 | PLANT 2 WEST PLANT | B | 02 | DISINFECT/HYPOCHLORIN
6144883 | MCCASKILL LABOR CAMP(FMR LUCKY MUSE) | 1 | PLANT 1 EAST PLANT | E | 20 | T-O CTRL/AERATION
6144883 | MCCASKILL LABOR CAMP(FMR LUCKY MUSE) | 1 | PLANT 1 EAST PLANT | B | 02 | DISINFECT/HYPOCHLORIN
6144884 | MCINTYRE APARTMENT INC | 1 | MCINTYRE APARTMENT INC | B | 02 | DISINFECT/HYPOCHLORIN
6144884 | MCINTYRE APARTMENT INC | 1 | MCINTYRE APARTMENT INC | E | 20 | T-O CTRL/AERATION
6144886 | LL PROJECT, INC. | 1 | COR INVESTMENTS INC. | B | 02 | DISINFECT/HYPOCHLORIN
6144892 | RAMIREZ LABOR CAMP | 1 | RAMIERZ LC PLANT | B | 02 | DISINFECT/HYPOCHLORIN
6144898 | DESOTO COUNTY WATER SYSTEM | 2 | NORTH BOOSER STATION | B | 04 | DISINFECT/CHLORAMINES
6144898 | DESOTO COUNTY WATER SYSTEM | 3 | LETTUCE LAKE CAMP | E | 20 | T-O CTRL/AERATION
6144898 | DESOTO COUNTY WATER SYSTEM | 3 | LETTUCE LAKE CAMP | B | 02 | DISINFECT/HYPOCHLORIN
6144898 | DESOTO COUNTY WATER SYSTEM | 1 | SOUTH BOOSER STATION | B | 04 | DISINFECT/CHLORAMINES
6144900 | ARCADIA STOCKYARD | 1 | ARCADIA STOCKYARD PLANT | B | 02 | DISINFECT/HYPOCHLORIN
6144900 | ARCADIA STOCKYARD | 1 | ARCADIA STOCKYARD PLANT | E | 20 | T-O CTRL/AERATION
6144901 | WILD KINGDOM CHILD CARE II | 1 | WKCC PLANT #1 | E | 20 | T-O CTRL/AERATION
6144901 | WILD KINGDOM CHILD CARE II | 1 | WKCC PLANT #1 | B | 02 | DISINFECT/HYPOCHLORIN
6144902 | CUBITIS CORNER STORE | 1 | CUBITIS CORNER PLANT #1 | B | 02 | DISINFECT/HYPOCHLORIN
6144904 | PALOMA PROPERTIES, INC. | 1 | PP PLANT#1 | D | 19 | CORR-CTRL/PH ADJUSTMENT
6144904 | PALOMA PROPERTIES, INC. | 1 | PP PLANT#1 | C | 29 | PART-RMVL/CARTRIDGE FILTR
6144904 | PALOMA PROPERTIES, INC. | 1 | PP PLANT#1 | C | 26 | PART-RMVL/REVERSE OSMOSIS
6144904 | PALOMA PROPERTIES, INC. | 1 | PP PLANT#1 | C | 13 | PART-RMVL/SLOW SAND FILTR
6144904 | PALOMA PROPERTIES, INC. | 1 | PP PLANT#1 | B | 02 | DISINFECT/HYPOCHLORIN
6144905 | LOS COMPADRES DE NOCATEE | 1 | LOS COMPADRES DE NOCATEE | B | 02 | DISINFECT/HYPOCHLORIN
6144906 | THE BREEZE FOOD MART | 1 | PLANT 1 | B | 02 | DISINFECT/HYPOCHLORIN
6144906 | THE BREEZE FOOD MART | 1 | PLANT 1 | E | 20 | T-O CTRL/AERATION
6144907 | AMVETS POST 60 | 1 | AMVETS PLANT | B | 02 | DISINFECT/HYPOCHLORIN
6144908 | DEEP CREEK PARK | 1 | DEEP CREEK PARK | B | 02 | DISINFECT/HYPOCHLORIN
6144908 | DEEP CREEK PARK | 1 | DEEP CREEK PARK | E | 20 | T-O CTRL/AERATION
6144909 | STONEGATE APARTMENTS | 1 | PLANT 1 | B | 02 | DISINFECT/HYPOCHLORIN
6250113 | ORANGE BLOSSOM RV PARK | 1 | ORANGE BLOSSOM RV PARK | E | 20 | T-O CTRL/AERATION
6250113 | ORANGE BLOSSOM RV PARK | 1 | ORANGE BLOSSOM RV PARK | B | 02 | DISINFECT/HYPOCHLORIN
6250162 | BLUE BIRD | 1 |  | B | 02 | DISINFECT/HYPOCHLORIN
6250180 | BOWL OF FUN LANES | 1 |  | B | 02 | DISINFECT/HYPOCHLORIN
6250278 | CHARLIE CREEK-THE VILLAGE OF | 1 | CHARLIE CREEK-THE VILLAGE OF | B | 02 | DISINFECT/HYPOCHLORIN
6250329 | WAUCHULA CITY WATER DEPARTMENT | 1 | WAUCHULA CITY | E | 20 | T-O CTRL/AERATION
6250329 | WAUCHULA CITY WATER DEPARTMENT | 1 | WAUCHULA CITY | Z | 26 | OTHER/REVERSE OSMOSIS
6250329 | WAUCHULA CITY WATER DEPARTMENT | 1 | WAUCHULA CITY | B | 01 | DISINFECT/GASEOUS CHLORIN
6250329 | WAUCHULA CITY WATER DEPARTMENT | 1 | WAUCHULA CITY | D | 18 | CORR-CTRL/SEQUESTATION
6250332 | ZOLFO SPRINGS WTP | 1 | ZOLFO SPRINGS, CITY OF | E | 20 | T-O CTRL/AERATION
6250332 | ZOLFO SPRINGS WTP | 1 | ZOLFO SPRINGS, CITY OF | B | 01 | DISINFECT/GASEOUS CHLORIN
6251065 | LEROY SMITH CAMP | 1 |  | B | 02 | DISINFECT/HYPOCHLORIN
6251368 | PEACE RIVER COMMISION KITCHEN | 1 |  | B | 02 | DISINFECT/HYPOCHLORIN
6251370 | OAKHILL MOBILE HOME PARK | 1 | OAKHILL MHP | B | 02 | DISINFECT/HYPOCHLORIN
6251389 | PINE CONE MHP | 1 | PINE CONE PLANT #1 | B | 02 | DISINFECT/HYPOCHLORIN
6251690 | WILL DUKE APARTMENTS (FKA SOUTHERN OAKS) | 1 | SOUTHERN OAKS | B | 02 | DISINFECT/HYPOCHLORIN
6251954 | PEACE RIVER HEIGHTS | 1 | PEACE RIVER HTS | H | 25 | SOFTENING/ION EXCHANGE
6251954 | PEACE RIVER HEIGHTS | 1 | PEACE RIVER HTS | B | 02 | DISINFECT/HYPOCHLORIN
6252022 | BOWLING GREEN, CITY OF | 1 | BOWLING GREEN, CITY OF | G | 20 | IRON RMVL/AERATION
6252022 | BOWLING GREEN, CITY OF | 1 | BOWLING GREEN, CITY OF | D | 24 | CORR-CTRL/LIME-SODA
6252022 | BOWLING GREEN, CITY OF | 1 | BOWLING GREEN, CITY OF | B | 02 | DISINFECT/HYPOCHLORIN
6252022 | BOWLING GREEN, CITY OF | 1 | BOWLING GREEN, CITY OF | E | 20 | T-O CTRL/AERATION
6252022 | BOWLING GREEN, CITY OF | 1 | BOWLING GREEN, CITY OF | F | 38 | ORGN-RMVL/NANOFILTRATION
6252022 | BOWLING GREEN, CITY OF | 1 | BOWLING GREEN, CITY OF | D | 36 | CORR-CTRL/CORROSION INHIB
6252022 | BOWLING GREEN, CITY OF | 1 | BOWLING GREEN, CITY OF | C | 20 | PART-RMVL/AERATION
6252022 | BOWLING GREEN, CITY OF | 1 | BOWLING GREEN, CITY OF | B | 30 | DISINFECT/GREENSAND FILTR
6252022 | BOWLING GREEN, CITY OF | 1 | BOWLING GREEN, CITY OF | X | 43 | DECHLORINATION/BISULFATE ADDITION
6252030 | RESTHAVEN | 1 | RESTHAVEN PLANT | E | 20 | T-O CTRL/AERATION
6252030 | RESTHAVEN | 1 | RESTHAVEN PLANT | B | 02 | DISINFECT/HYPOCHLORIN
6252034 | CRYSTAL LAKE M H &RV VILLAGE | 2 | CRYSTAL LAKE M H PLANT #2 | B | 02 | DISINFECT/HYPOCHLORIN
6252034 | CRYSTAL LAKE M H &RV VILLAGE | 1 | CRYSTAL LAKE PLANT 1 | B | 02 | DISINFECT/HYPOCHLORIN
6252045 | MOSAIC FERTILIZER (NORTH PASTURE) | 1 | COMPLEX #1 | B | 02 | DISINFECT/HYPOCHLORIN
6252047 | MANCINI PACKING CO | 1 | MANCINI PLANT #1 | B | 02 | DISINFECT/HYPOCHLORIN
6252308 | COLONIAL ARMS MOTEL | 1 | COLONIAL ARMS PLANT #1 | B | 02 | DISINFECT/HYPOCHLORIN
6254000 | IMC-AGRICO MAINTENANCE COMPOUND (MOSAIC) | 1 |  | B | 02 | DISINFECT/HYPOCHLORIN
6254750 | THOUSAND TRAILS | 1 | PEACE RIVER RESORT PLANT #1 | B | 02 | DISINFECT/HYPOCHLORIN
6254751 | TORREY OAKS RV & GOLF RESORT | 1 | WAGON WHEEL CAMPGROUND | B | 02 | DISINFECT/HYPOCHLORIN
6254752 | FLORIDA SKP RV RESORT | 1 | FLORIDA SKP RV RESORT | B | 02 | DISINFECT/HYPOCHLORIN
6254753 | LITTLE CHARLIE RV PARK | 1 | LITTLE CHARLIE RV PARK | Z | 20 | OTHER/AERATION
6254753 | LITTLE CHARLIE RV PARK | 1 | LITTLE CHARLIE RV PARK | B | 02 | DISINFECT/HYPOCHLORIN
6254753 | LITTLE CHARLIE RV PARK | 1 | LITTLE CHARLIE RV PARK | H | 25 | SOFTENING/ION EXCHANGE
6254754 | HARDEE CORRECTIONAL INSTITUTE | 1 | HARDEE CORRECTIONAL WTP | D | 36 | CORR-CTRL/CORROSION INHIB
6254754 | HARDEE CORRECTIONAL INSTITUTE | 1 | HARDEE CORRECTIONAL WTP | B | 01 | DISINFECT/GASEOUS CHLORIN
6254754 | HARDEE CORRECTIONAL INSTITUTE | 1 | HARDEE CORRECTIONAL WTP | G | 20 | IRON RMVL/AERATION
6254755 | CIRCLE K# 7084 | 1 | WTP | B | 02 | DISINFECT/HYPOCHLORIN
6254756 | JAMES BROWN LABOR CAMP | 1 |  | B | 02 | DISINFECT/HYPOCHLORIN
6254757 | CIRCLE K# 7476 | 1 |  | A |  | NO TRTMT
6254758 | H.A.R.C | 1 | H.A.R.C.PLANT | B | 02 | DISINFECT/HYPOCHLORIN
6254759 | COMMUNITY ENVIRONMENTS | 1 |  | B | 02 | DISINFECT/HYPOCHLORIN
6254760 | SUNSHINE TRAILER PARK | 1 | SUNSHINE TRAILER PARK PLANT | B | 02 | DISINFECT/HYPOCHLORIN
6254761 | WAUCHULA MOTEL | 1 | WAUCHULA MOTEL WATER PLANT | B | 02 | DISINFECT/HYPOCHLORIN
6254762 | BROOKSIDE BLUFF RV PARK | 1 | WTP | E | 20 | T-O CTRL/AERATION
6254762 | BROOKSIDE BLUFF RV PARK | 1 | WTP | B | 02 | DISINFECT/HYPOCHLORIN
6254762 | BROOKSIDE BLUFF RV PARK | 1 | WTP | R | 25 | RADS RMVL/ION EXCHANGE
6254763 | HARDEE POWER PARTNERS | 2 | HARDEE POWER PARTNERS | C | 14 | PART-RMVL/RAPID SAND FIL
6254763 | HARDEE POWER PARTNERS | 2 | HARDEE POWER PARTNERS | B | 02 | DISINFECT/HYPOCHLORIN
6254763 | HARDEE POWER PARTNERS | 1 | SEMINOLE ELECTRIC | B | 02 | DISINFECT/HYPOCHLORIN
6254764 | OVERLOOK GROVES | 1 | OVERLOOK GROVES PLANT | B | 02 | DISINFECT/HYPOCHLORIN
6254766 | PAYNES CREEK HISTORIC SITE | 1 | PAYNES CREEK CAMPGROUND PLANT | B | 02 | DISINFECT/HYPOCHLORIN
6254767 | WAUCHULA MUNICIPAL AIRPORT | 1 |  | B | 02 | DISINFECT/HYPOCHLORIN
6254768 | PEACE RIVER ELECTRIC-OFFICE | 1 | PEACE RIVER OFFICE PLANT | B | 02 | DISINFECT/HYPOCHLORIN
6254768 | PEACE RIVER ELECTRIC-OFFICE | 1 | PEACE RIVER OFFICE PLANT | Z | 20 | OTHER/AERATION
6254769 | PEACE RIVER ELECTRIC-OPERATION | 1 | PEACE RIVER ELECTRIC PLANT | B | 02 | DISINFECT/HYPOCHLORIN
6254769 | PEACE RIVER ELECTRIC-OPERATION | 1 | PEACE RIVER ELECTRIC PLANT | Z | 20 | OTHER/AERATION
6254770 | LITTLE CYPRESS GOLF COURSE | 1 | LITTLE CYPRESS PLANT | Z | 20 | OTHER/AERATION
6254770 | LITTLE CYPRESS GOLF COURSE | 1 | LITTLE CYPRESS PLANT | B | 02 | DISINFECT/HYPOCHLORIN
6254771 | ALAN JAY ENTERPRISES OF WAUCHULA | 1 | ALAN JAY PLANT | B | 02 | DISINFECT/HYPOCHLORIN
6254772 | TOYLAND DAY CARE | 1 |  | Z | 20 | OTHER/AERATION
6254773 | COSTA FARMS WAUCHULA II (FKA SFW) | 1 | SUNSHINE FOILAGE WORLD PLANT | B | 02 | DISINFECT/HYPOCHLORIN
6254773 | COSTA FARMS WAUCHULA II (FKA SFW) | 1 | SUNSHINE FOILAGE WORLD PLANT | Z | 25 | OTHER/ION EXCHANGE
6254774 | LAKESIDE NEUROLOGICAL (FKA F.I.N.R.) | 1 | WTP | B | 02 | DISINFECT/HYPOCHLORIN
6254774 | LAKESIDE NEUROLOGICAL (FKA F.I.N.R.) | 1 | WTP | Z | 20 | OTHER/AERATION
6254775 | F AND W HARVESTING LABOR CAMP | 1 | LEO BLUE CAMP PLANT | B | 02 | DISINFECT/HYPOCHLORIN
6254776 | TROPICANA MOTEL | 1 | TROPICANA MOTEL PLANT | H | 25 | SOFTENING/ION EXCHANGE
6254776 | TROPICANA MOTEL | 1 | TROPICANA MOTEL PLANT | E | 20 | T-O CTRL/AERATION
6254776 | TROPICANA MOTEL | 1 | TROPICANA MOTEL PLANT | B | 02 | DISINFECT/HYPOCHLORIN
6254777 | THE BLUFFS GOLF COURSE | 1 | THE BLUFFS GOLF COURSE | B | 02 | DISINFECT/HYPOCHLORIN
6254778 | COUNTRY COOLER | 1 | COUNTRY COOLER | B | 02 | DISINFECT/HYPOCHLORIN
6254779 | MOSAIC FERTILIZER SOUTH PASTURE | 1 | C.F. INDUSTRIES/ SOUTH PASTURE | B | 02 | DISINFECT/HYPOCHLORIN
6254780 | HILLS MIDWAY BAR & FLEA MARKET | 1 | HILLS MIDWAY BAR | B | 02 | DISINFECT/HYPOCHLORIN
6254781 | REPUBLIC NURSERY | 1 | REPUBLIC NURSERY WELL | B | 02 | DISINFECT/HYPOCHLORIN
6254782 | CRACKER TRAIL SNACK SHACK | 1 | C.T.S.S. PLANT | B | 02 | DISINFECT/HYPOCHLORIN
6254783 | SOLOMON'S CASTLE | 1 | SOLOMAN'S WELL PLANT | B | 02 | DISINFECT/HYPOCHLORIN
6254784 | U/F AGRI/RESEARCH CENTER | 1 | U/F A/R CENTER PLANT | B | 02 | DISINFECT/HYPOCHLORIN
6254785 | TORREY OAKS SUBDIVISION | 1 | TORREY OAKS PLANT | B | 02 | DISINFECT/HYPOCHLORIN
6254785 | TORREY OAKS SUBDIVISION | 1 | TORREY OAKS PLANT | E | 20 | T-O CTRL/AERATION
6254786 | WAUCHULA MOOSE LODGE # 1487 | 1 | R.O.M. #1487 PLANT | B | 02 | DISINFECT/HYPOCHLORIN
6254787 | NEW HOPE BAPTIST CHURCH | 1 | NHBDC PLANT | H | 25 | SOFTENING/ION EXCHANGE
6254787 | NEW HOPE BAPTIST CHURCH | 1 | NHBDC PLANT | B | 02 | DISINFECT/HYPOCHLORIN
6254788 | A&M GROCERY | 1 | A&M PLANT | B | 02 | DISINFECT/HYPOCHLORIN
6254789 | SUNSTATE RACEWAY | 1 | SUNSTATE RW PLANT | B | 02 | DISINFECT/HYPOCHLORIN
6254790 | MARANATHA CHRISTIAN ACADEMY | 1 | MCA PLANT | B | 02 | DISINFECT/HYPOCHLORIN
6254791 | SMOKIN' JOES BBQ & DINER (STATONS VIDEO) | 1 | STANTON'S VIDEO AND GAMES | B | 02 | DISINFECT/HYPOCHLORIN
6254792 | CHURCH OF GOD | 1 |  | B | 02 | DISINFECT/HYPOCHLORIN
6254793 | KING FRIES / FT. GREEN SNACK SHACK | 1 | FT. GREEN SNACK SHACK | B | 02 | DISINFECT/HYPOCHLORIN
6254794 | CHEVRON FOOD MART FKA ONA MARKET | 1 | ONA MARKET | B | 02 | DISINFECT/HYPOCHLORIN
6254795 | WAUCHULA SUPERMARKET | 1 | WAUCHULA SUPERMARKET | B | 02 | DISINFECT/HYPOCHLORIN
6254798 | PROGRESSIVE MISSIONARY BAPTIST CHURCH | 1 | PMBP PLANT | B | 02 | DISINFECT/HYPOCHLORIN
6254799 | WAUCHULA HILLS (HARDEE COUNTY UTILITIES) | 1 | WAUCHULA HILLS PLANT 1 | E | 28 | T-O CTRL/PACKED TWR-AERA
6254799 | WAUCHULA HILLS (HARDEE COUNTY UTILITIES) | 1 | WAUCHULA HILLS PLANT 1 | D | 36 | CORR-CTRL/CORROSION INHIB
6254799 | WAUCHULA HILLS (HARDEE COUNTY UTILITIES) | 1 | WAUCHULA HILLS PLANT 1 | B | 02 | DISINFECT/HYPOCHLORIN
6254803 | OLD CASTLE LAWN & GARDEN | 1 | OCLG PLANT #1 | B | 02 | DISINFECT/HYPOCHLORIN
6254804 | CARDENAS TIENDA MEXICANA 2 | 1 | TULSI INVESTMENTS | B | 02 | DISINFECT/HYPOCHLORIN
6254805 | WAUCHULA SUNOCO STORE | 1 | WAUCHULA SUNOCO STORE | B | 02 | DISINFECT/HYPOCHLORIN
6254806 | MIDULLA GENERATING STATION - SEMINOLE E. | 1 | MIDULLA PLANT | B | 02 | DISINFECT/HYPOCHLORIN
6254806 | MIDULLA GENERATING STATION - SEMINOLE E. | 1 | MIDULLA PLANT | G | 30 | IRON RMVL/GREENSAND FILTR
6254808 | PFH GROVE HOLDINGS, LLC. | 1 | PLANT 1 | H | 25 | SOFTENING/ION EXCHANGE
6254808 | PFH GROVE HOLDINGS, LLC. | 1 | PLANT 1 | B | 02 | DISINFECT/HYPOCHLORIN
6270009 | BIG TREE MOBILE HOME & RV VILLAGE | 1 | PLANT 1 | B | 02 | DISINFECT/HYPOCHLORIN
6270009 | BIG TREE MOBILE HOME & RV VILLAGE | 2 |  | B | 02 | DISINFECT/HYPOCHLORIN
6270024 | THATCHER'S REST HOME ACLF | 1 | THATCHER'S REST HOME | B | 02 | DISINFECT/HYPOCHLORIN
6270183 | HERNANDO CO UTL-BRAEWOOD MHP | 1 | BRAEWOOD MHP | B | 02 | DISINFECT/HYPOCHLORIN
6270193 | HERNANDO CO UTL-BROOKRIDGE | 2 | BROOKRIDGE-S/D PLANT | B | 01 | DISINFECT/GASEOUS CHLORIN
6270193 | HERNANDO CO UTL-BROOKRIDGE | 1 | BROOKRIDGE-CLUBHOUSE PLANT | B | 01 | DISINFECT/GASEOUS CHLORIN
6270218 | DAV CADA-HADDON CHAPTER 67 | 1 | PLANT #1 | B | 02 | DISINFECT/HYPOCHLORIN
6270220 | CALIFORNIA TRAILER PK | 1 |  | B | 02 | DISINFECT/HYPOCHLORIN
6270233 | TURPENTINE LAND LLC (FKA ECKERD ACADEMY) | 1 | PLANT1 | B | 02 | DISINFECT/HYPOCHLORIN
6270246 | CAMP-A-WYLE LAKE RESORT | 1 | PLANT # 1 | B | 02 | DISINFECT/HYPOCHLORIN
6270255 | CHERYL TRUCK STOP | 1 |  | B | 02 | DISINFECT/HYPOCHLORIN
6270264 | CASCADE RESTAURANT | 1 |  | B | 02 | DISINFECT/HYPOCHLORIN
6270269 | HERNANDO CO UTL-CEDAR LN | 1 | CEDAR LANE SITES | B | 02 | DISINFECT/HYPOCHLORIN
6270291 | CHINSEGUT HILL | 1 | PLANT 1- MAIN PLANT | B | 02 | DISINFECT/HYPOCHLORIN
6270361 | CONDENSER PRODUCTS | 1 | US 41 BKSV | B | 02 | DISINFECT/HYPOCHLORIN
6270372 | COTTAGE DINETTE | 1 |  | B | 02 | DISINFECT/HYPOCHLORIN
6270432 | TROPICAL MHP | 1 | TROPICAL PLANT #1 | B | 02 | DISINFECT/HYPOCHLORIN
6270468 | HERNANDO CO UTL-DOGWOOD EST | 1 | DOGWOOD ESTATES | B | 02 | DISINFECT/HYPOCHLORIN
6270501 | EASTWOOD HEIGHTS | 1 | EASTWOOD HEIGHTS PLANT #1 | B | 02 | DISINFECT/HYPOCHLORIN
6270507 | EDEN CHRISTIAN SCHOOL | 1 | PLANT # 1 | B | 02 | DISINFECT/HYPOCHLORIN
6270598 | CEMEX CORPORATION (BROOKSVILLE NORTH) | 1 | CEMENT PLANT | B | 02 | DISINFECT/HYPOCHLORIN
6270645 | TAMPA LAND HOLDING, LLC | 1 | PLANT #1 | B | 02 | DISINFECT/HYPOCHLORIN
6270680 | GRACIE D'S | 1 | GRACIE | B | 02 | DISINFECT/HYPOCHLORIN
6270721 | BP GAS STATION | 1 |  | B | 02 | DISINFECT/HYPOCHLORIN
6270752 | HERNANDO COUNTY CANNING CENTER | 1 | HERNANDO COUNTY CANNING PL#1 | B | 02 | DISINFECT/HYPOCHLORIN
6270753 | HERNANDO COUNTY AIRPORT | 1 | HERNANDO CO AIRPORT PLANT #1 | B | 02 | DISINFECT/HYPOCHLORIN
6270754 | HERNANDO CO UTL-FAIR ASSOC | 1 | HERN CO FAIR ASSOC PLANT #1 | B | 02 | DISINFECT/HYPOCHLORIN
6270766 | PACIFICA RIVER OAKS LLC | 1 | PLANT # 1 | B | 02 | DISINFECT/HYPOCHLORIN
6270766 | PACIFICA RIVER OAKS LLC | 2 | PLANT # 2 | B | 02 | DISINFECT/HYPOCHLORIN
6270766 | PACIFICA RIVER OAKS LLC | 1 | PLANT # 1 | G | 15 | IRON RMVL/PRESS SAND FILT
6270767 | HERNANDO CO UTL-HIGH POINT | 1 | HIGH POINT | B | 01 | DISINFECT/GASEOUS CHLORIN
6270841 | ARCHIE'S SPORT CENTER | 1 | ARCHIE'S SPORT CENTER PLANT | A |  | NO TRTMT
6270851 | IMPERIAL ESTATES MHP | 1 | IMPERIAL EST MHP WELL #1 | B | 02 | DISINFECT/HYPOCHLORIN
6270863 | ISTACHATTA COMMUNITY CENTER | 1 | CO RD C-39 | B | 02 | DISINFECT/HYPOCHLORIN
6270863 | ISTACHATTA COMMUNITY CENTER | 1 | CO RD C-39 | G | 31 | IRON RMVL/PERMANGANATE
6270949 | KITCHEN CORNER BAR | 1 |  | B | 02 | DISINFECT/HYPOCHLORIN
6271000 | SUN BANK & TRUST CO | 1 | SUN BANK & TRUST CO PLANT | A |  | NO TRTMT
6271011 | LAKEWOOD RETREAT | 1 | PLANT #1 | B | 02 | DISINFECT/HYPOCHLORIN
6271090 | HERNANDO HAVEN | 1 | HERNANDO HAVEN WELL | B | 02 | DISINFECT/HYPOCHLORIN
6271110 | HERNANDO HAVEN | 1 |  | B | 02 | DISINFECT/HYPOCHLORIN
6271120 | M J W RANCH (NO. 2 WEST) | 1 | SOUTH PLANT | B | 02 | DISINFECT/HYPOCHLORIN
6271120 | M J W RANCH (NO. 2 WEST) | 2 | WEST PLANT | B | 02 | DISINFECT/HYPOCHLORIN
6271120 | M J W RANCH (NO. 2 WEST) | 3 | NORTH PLANT | B | 02 | DISINFECT/HYPOCHLORIN
6271142 | MIDKIFF WATER SYSTEM | 1 | MACINTYRE WATER | B | 02 | DISINFECT/HYPOCHLORIN
6271155 | MASARYKTOWN COMMUNITY CENTER | 1 | PLANT 1 | B | 02 | DISINFECT/HYPOCHLORIN
6271171 | FRONTIER CAMPGROUND | 1 | PLANT #1 (EAST) | B | 02 | DISINFECT/HYPOCHLORIN
6271171 | FRONTIER CAMPGROUND | 2 | PLANT #2 (WEST) | B | 02 | DISINFECT/HYPOCHLORIN
6271181 | THE MEADOWS MOBILE HOME PARK, INC. | 1 | MEADOWS MHP PLANT | B | 02 | DISINFECT/HYPOCHLORIN
6271281 | OAK MANOR MOBILE RANCH | 1 | OAK MANOR MOBILE RANCH | B | 02 | DISINFECT/HYPOCHLORIN
6271289 | TALL OAKS VILLAGE | 1 | PLANT # 1 | B | 02 | DISINFECT/HYPOCHLORIN
6271440 | BLANCHES DELI | 1 | PLANT #1 | B | 02 | DISINFECT/HYPOCHLORIN
6271504 | HERNANDO CO UTL-RIDGE MANOR | 1 | RIDGE MANOR | B | 01 | DISINFECT/GASEOUS CHLORIN
6271505 | RIDGE MANOR CAMPGROUND | 1 | RIDGE MANOR | B | 02 | DISINFECT/HYPOCHLORIN
6271508 | HERNANDO CO UTL-RIDGE MANOR W | 1 | RIDGE MANOR WEST | B | 01 | DISINFECT/GASEOUS CHLORIN
6271508 | HERNANDO CO UTL-RIDGE MANOR W | 1 | RIDGE MANOR WEST | B | 02 | DISINFECT/HYPOCHLORIN
6271518 | HERNANDO CO UTL-RIVERDALE | 1 |  | B | 02 | DISINFECT/HYPOCHLORIN
6271520 | RIVERSIDE RESTAURANT | 1 | RIVERSIDE REST. PLANT | B | 02 | DISINFECT/HYPOCHLORIN
6271539 | ROLLING ACRES S/D | 1 | ROLLING ACRES PLANT | B | 02 | DISINFECT/HYPOCHLORIN
6271552 | HERNANDO CO UTL-ROYAL HIGHLAND | 1 | ROYAL HIGHLANDS PLANT | B | 01 | DISINFECT/GASEOUS CHLORIN
6271552 | HERNANDO CO UTL-ROYAL HIGHLAND | 1 | ROYAL HIGHLANDS PLANT | E | 20 | T-O CTRL/AERATION
6271552 | HERNANDO CO UTL-ROYAL HIGHLAND | 2 | WEST HERNANDO CO UTL | B | 01 | DISINFECT/GASEOUS CHLORIN
6271553 | ROYAL OAKS | 1 | ROYAL OAKS ESTATES PLANT #1 | B | 02 | DISINFECT/HYPOCHLORIN
6271577 | SAIL INN | 1 | SAIL INN | B | 02 | DISINFECT/HYPOCHLORIN
6271578 | AMBROSIA RESTAURANT | 1 | AMBROSIA REST. PLANT | B | 02 | DISINFECT/HYPOCHLORIN
6271677 | SO WEST FLA WATER MANAGEMENT | 1 | SWFWMD PWS | B | 02 | DISINFECT/HYPOCHLORIN
6271696 | SPRING HILL UTILITIES | 2 | UNIT 13 (7,,24,) | B | 01 | DISINFECT/GASEOUS CHLORIN
6271696 | SPRING HILL UTILITIES | 7 | UNIT 25 (10,13,28) | B | 01 | DISINFECT/GASEOUS CHLORIN
6271696 | SPRING HILL UTILITIES | 5 | UNIT 9 (18,21,27) | B | 02 | DISINFECT/HYPOCHLORIN
6271696 | SPRING HILL UTILITIES | 6 | UNIT 1 (2,11) | B | 01 | DISINFECT/GASEOUS CHLORIN
6271696 | SPRING HILL UTILITIES | 1 | UNIT 19 (17,19,23,30) | B | 01 | DISINFECT/GASEOUS CHLORIN
6271696 | SPRING HILL UTILITIES | 3 | UNIT 2 (6) | B | 01 | DISINFECT/GASEOUS CHLORIN
6271801 | WHEEL INN | 1 |  | B | 02 | DISINFECT/HYPOCHLORIN
6271806 | COUNTRY COTTAGE | 1 | COUNTRY COTTAGE | B | 02 | DISINFECT/HYPOCHLORIN
6271843 | TRACEYS BEER | 1 |  | B | 02 | DISINFECT/HYPOCHLORIN
6271903 | VFW JOSEPH ASTRAB POST 4271 | 1 | VFW POST 4271 | B | 02 | DISINFECT/HYPOCHLORIN
6271904 | VFW SPRINGHILL POST 10209 | 1 |  | B | 02 | DISINFECT/HYPOCHLORIN
6271931 | WEEKI WACHEE SENIOR CITIZENS | 1 | WEEKI WACHEE SENIOR CENTER | B | 02 | DISINFECT/HYPOCHLORIN
6271933 | WEEKI WACHEE CAMPGROUNDS | 1 |  | B | 02 | DISINFECT/HYPOCHLORIN
6271934 | WEEKI WACHEE NORTH TP | 1 | PLANT 1 | B | 02 | DISINFECT/HYPOCHLORIN
6271935 | WEEKI WACHEE SPRINGS ATTR | 2 | PARKING LOT | B | 02 | DISINFECT/HYPOCHLORIN
6271935 | WEEKI WACHEE SPRINGS ATTR | 1 | BUCCANEER BAY | B | 02 | DISINFECT/HYPOCHLORIN
6271938 | WEEKI WACHEE WOODLANDS -HCUD | 1 | REDWING DR. | B | 02 | DISINFECT/HYPOCHLORIN
6271938 | WEEKI WACHEE WOODLANDS -HCUD | 2 | THUNDERBIRD AVENUE | B | 02 | DISINFECT/HYPOCHLORIN
6271942 | WESLEYAN VILLAGE | 1 | WESLEYAN VILLAGE WATER PLANT | A |  | NO TRTMT
6271986 | WINDMILL INN | 1 | HWY 50 W WWHILL | B | 02 | DISINFECT/HYPOCHLORIN
6271996 | WSF-HEADQUARTERS | 1 | HEADQUARTERS | B | 02 | DISINFECT/HYPOCHLORIN
6271997 | WSF-BUTTGENBACH MINE DAY USE | 1 | WSF BUTTGENBACH DAY USE | B | 02 | DISINFECT/HYPOCHLORIN
6271998 | WSF-BUTTGENBACH MINE CPG | 1 | BUTTGENBACH MINE CPG | B | 02 | DISINFECT/HYPOCHLORIN
6271999 | WSF-CYPRESS GLEN CPG | 1 | CYPRESS GLEN PLANT #1 | B | 02 | DISINFECT/HYPOCHLORIN
6272000 | WSF-SILVER LAKE CPG | 1 | SILVER LAKE PLANT #1 | B | 02 | DISINFECT/HYPOCHLORIN
6272001 | WSF-ENVIRON. TRAINING CENTER | 1 | WSF TRAINING CENTER PLANT #1 | B | 02 | DISINFECT/HYPOCHLORIN
6272002 | WSF-MCKETHAN LAKE | 1 | WSF MCKETHAN LAKE | B | 02 | DISINFECT/HYPOCHLORIN
6272003 | WSF-CROOKED RIVER CPG | 1 | CROOKED RIVER PLANT #1 | B | 02 | DISINFECT/HYPOCHLORIN
6272021 | CUTTERS SMOKEHOUSE | 1 | ZIPS PLANT | B | 02 | DISINFECT/HYPOCHLORIN
6272180 | BROOKSVILLE CITY OF | 3 | HOPE HILL PLANT | Z | 27 | OTHER/FLUORIDATION
6272180 | BROOKSVILLE CITY OF | 1 | HILLSIDE | Z | 27 | OTHER/FLUORIDATION
6272180 | BROOKSVILLE CITY OF | 1 | HILLSIDE | B | 01 | DISINFECT/GASEOUS CHLORIN
6272180 | BROOKSVILLE CITY OF | 1 | HILLSIDE | Z | 20 | OTHER/AERATION
6272180 | BROOKSVILLE CITY OF | 3 | HOPE HILL PLANT | B | 01 | DISINFECT/GASEOUS CHLORIN
6272180 | BROOKSVILLE CITY OF | 2 | LAMAR AVE. PLANT | B | 01 | DISINFECT/GASEOUS CHLORIN
6272180 | BROOKSVILLE CITY OF | 2 | LAMAR AVE. PLANT | Z | 20 | OTHER/AERATION
6272180 | BROOKSVILLE CITY OF | 2 | LAMAR AVE. PLANT | Z | 27 | OTHER/FLUORIDATION
6272189 | HERNANDO CO UTL-HILL N DALE | 1 | HILL N DALE | B | 01 | DISINFECT/GASEOUS CHLORIN
6272213 | HOLIDAY SPRINGS TRAV-L-PARK | 1 | PLANT 1 | B | 02 | DISINFECT/HYPOCHLORIN
6272259 | WSF-COL ROBINS PARK | 1 | WSF COL ROBBINS PARK PLANT #1 | B | 02 | DISINFECT/HYPOCHLORIN
6272272 | WSF-CROOKED RIVER CPG | 1 | WSF-CROOKED RIVER | B | 02 | DISINFECT/HYPOCHLORIN
6272299 | BROOKSVILLE ROAD PRISON | 1 | BROOKSVILLE ROAD PRISON PLANT | B | 01 | DISINFECT/GASEOUS CHLORIN
6272299 | BROOKSVILLE ROAD PRISON | 1 | BROOKSVILLE ROAD PRISON PLANT | E | 20 | T-O CTRL/AERATION
6272299 | BROOKSVILLE ROAD PRISON | 1 | BROOKSVILLE ROAD PRISON PLANT | E | 21 | T-O CTRL/PAC ADDITION
6272304 | CAMPER'S HOLIDAY | 1 | PLANT 1 | F | 23 | ORGN-RMVL/GAC ADDITION
6272304 | CAMPER'S HOLIDAY | 1 | PLANT 1 | B | 02 | DISINFECT/HYPOCHLORIN
6272431 | CEMEX SOUTH BAGGING FKA FL POWER DEVEL. | 1 | FLA C.S.PLANT | B | 02 | DISINFECT/HYPOCHLORIN
6272433 | LAKE LINDSEY WATER | 1 | PLANT # 1 | B | 02 | DISINFECT/HYPOCHLORIN
6272434 | LAKE VILLAGE WATER SYSTEM | 1 | PLANT # 1 | B | 02 | DISINFECT/HYPOCHLORIN
6272436 | HERNANDO CO UTL-SUN RD WATER | 1 | SUN ROAD | B | 02 | DISINFECT/HYPOCHLORIN
6272540 | NUNN ROAD TR PK | 1 | NUNN RD T/P | A |  | NO TRTMT
6272541 | HIGHWAY 41 T | 1 |  | A |  | NO TRTMT
6272589 | AIRPORT FARMER'S AND FLEA MARKET | 1 | PLANT # 1 | B | 02 | DISINFECT/HYPOCHLORIN
6272594 | BROOKSTEX INC. | 1 | BROOKS INDUSTRIES | B | 02 | DISINFECT/HYPOCHLORIN
6272595 | BROOKSVILLE INDUSTRIAL AIRPARK | 1 | BROOKSVILLE PLANT | B | 02 | DISINFECT/HYPOCHLORIN
6272597 | CARTER'S VILLAGE | 1 | CARTERS VILLAGE | B | 02 | DISINFECT/HYPOCHLORIN
6272599 | COMMERCIAL CARRIER CORP. | 1 | COMMERCIAL CARRIER CORP | B | 02 | DISINFECT/HYPOCHLORIN
6272600 | BIG BASS RESORT | 1 | SR 39 | B | 02 | DISINFECT/HYPOCHLORIN
6272601 | ELKS LODGE | 1 | HWY 50 W | A |  | NO TRTMT
6272602 | FLORIDA ROCK INDUSTRIES INC | 1 | FLORIDA ROCK INDUSTRIES INC | B | 02 | DISINFECT/HYPOCHLORIN
6272603 | C F E TRUCKING | 1 | CFE TRUCKING | B | 02 | DISINFECT/HYPOCHLORIN
6272605 | ARC NATURE COAST, THE | 1 | HARC PLANT | B | 02 | DISINFECT/HYPOCHLORIN
6272606 | HERNANDO CO UTL-AIRPORT IND | 1 | AIRPORT INDUSTRIAL PARK | B | 01 | DISINFECT/GASEOUS CHLORIN
6272607 | MONSTER TRANSMISSION | 1 | OLD AYERS RD. | B | 02 | DISINFECT/HYPOCHLORIN
6272609 | CAFE MASARYKTOWN | 1 | MASARYKTOWN REST/HOTEL | B | 02 | DISINFECT/HYPOCHLORIN
6272610 | LOYAL ORDER OF MOOSE 1676 | 1 | PLANT 1 | B | 02 | DISINFECT/HYPOCHLORIN
6272611 | PLANTATION, THE | 1 | THE PLANTATION | B | 02 | DISINFECT/HYPOCHLORIN
6272612 | RAGGEDY ANN DAY CARE | 1 | SAWDUST LANE | A |  | NO TRTMT
6272613 | SAND GARDENS | 1 | PLANT 1 | B | 02 | DISINFECT/HYPOCHLORIN
6272614 | SOUTHERN BELL CONST OFFICE | 1 | W FT DADE AVE | A |  | NO TRTMT
6272615 | RAINBOW ROLLERLAND | 1 | RAINBOW ROLLERLAND | B | 02 | DISINFECT/HYPOCHLORIN
6272616 | WITHLACOOCHEE S T O P CAMP | 1 | WITHLACOOCHEE S T O P CAMP | B | 02 | DISINFECT/HYPOCHLORIN
6272871 | BROOKSVILLE CATERING | 1 |  | A |  | NO TRTMT
6272872 | TAYLOR'S COUNTRY STORE | 1 |  | A |  | NO TRTMT
6272899 | HERNANDO CO UTL-WEST HERNANDO | 2 | WEEKI WACHEE GARDENS (HCUD) | B | 01 | DISINFECT/GASEOUS CHLORIN
6272899 | HERNANDO CO UTL-WEST HERNANDO | 1 | HCU-EXPANSION #1 | B | 01 | DISINFECT/GASEOUS CHLORIN
6272912 | UMSTED'S AUCTION HOUSE | 1 | UMSTED'S AUCTION HOUSE | B | 02 | DISINFECT/HYPOCHLORIN
6273085 | HERN CO UTL-SPRINGWOOD/AIRPORT | 1 | SPRINGWOOD ESTATES | B | 01 | DISINFECT/GASEOUS CHLORIN
6273085 | HERN CO UTL-SPRINGWOOD/AIRPORT | 2 | AIRPORT PLANT | B | 01 | DISINFECT/GASEOUS CHLORIN
6273087 | EVERGREEN WOODS / SPR HILL UTL | 1 | EVERGREEN WOODS PLANT | B | 01 | DISINFECT/GASEOUS CHLORIN
6274225 | THE TOWN TAVERN | 1 |  | A |  | NO TRTMT
6274253 | HERNANDO CO UTL-LAKESIDE ACRES | 1 | LAKESIDE ACRES | B | 02 | DISINFECT/HYPOCHLORIN
6274254 | SUNBELT MARKET | 1 | SUNBELT MARKET | B | 02 | DISINFECT/HYPOCHLORIN
6274327 | MOTEL 6 SPRING HILL | 1 | PLANT 1 | B | 02 | DISINFECT/HYPOCHLORIN
6274496 | CHURCH OF GOD PROPHECY CAMP | 1 | CHURCH OF GOD OF PROP YOUTH C | B | 02 | DISINFECT/HYPOCHLORIN
6274499 | BEVERAGE DEPOT | 1 | ITALIAN DELI | B | 02 | DISINFECT/HYPOCHLORIN
6274500 | JACKIE'S PUB | 1 | JACKIE PWS | A |  | NO TRTMT
6274501 | ERNIE WEAVER YOUTH PARK #1 | 1 | HERNANDO YOUTH LEAGUE | B | 02 | DISINFECT/HYPOCHLORIN
6274566 | SILVER DOLLAR BAR | 1 |  | A |  | NO TRTMT
6274589 | T. H. WHITE | 1 | WHITES PLANT | B | 02 | DISINFECT/HYPOCHLORIN
6274590 | BY PASS CENTER BEVERAGE | 1 |  | A |  | NO TRTMT
6274624 | SUNRISE FOOD MART #12 | 1 | PLANT 1 | B | 02 | DISINFECT/HYPOCHLORIN
6274625 | FLORIDA SAND MUSIC RANCH | 1 | SERTOMA PLANT | B | 02 | DISINFECT/HYPOCHLORIN
6274627 | BOYETT'S GROVE SNACK STAND | 1 | BOYETT'S GROVE SNACK STAND PLT | B | 02 | DISINFECT/HYPOCHLORIN
6274779 | THE KEGG | 1 | THE KEGG | B | 02 | DISINFECT/HYPOCHLORIN
6274814 | FL CRUSHED STONE HOMES | 1 | FLORIDA CRUSHED HOMES | B | 02 | DISINFECT/HYPOCHLORIN
6274821 | STORAGE KING USA | 1 | 3000 COMPLEX PLANT | B | 02 | DISINFECT/HYPOCHLORIN
6274822 | HERNANDO AUTO BROKERS, INC. | 1 | ARMCO RADIATORS PLANT | B | 02 | DISINFECT/HYPOCHLORIN
6274842 | WENDY'S OF SPRING HILL | 1 |  | B | 02 | DISINFECT/HYPOCHLORIN
6274845 | SPRING HILL LANES | 1 |  | B | 02 | DISINFECT/HYPOCHLORIN
6274847 | SPARTRONICS | 1 | SPARTON PLANT | B | 02 | DISINFECT/HYPOCHLORIN
6274859 | COUNTRYSIDE ESTATES | 1 | COUNTRYSIDE PLANT | B | 02 | DISINFECT/HYPOCHLORIN
6274860 | CLARK'S MARKET | 1 | CLARK'S MARKET | A |  | NO TRTMT
6274861 | FLORIDA CARDIOLOGY GROUP | 1 | SAMUEL R PEARSON | B | 02 | DISINFECT/HYPOCHLORIN
6274862 | TOPICS RV TRAVEL TRAILER PARK | 1 | TOPIC RV PARK | B | 02 | DISINFECT/HYPOCHLORIN
6274863 | WEEKI WACHEE RESORT MOTEL | 1 | WEEKI WACHEE RESORT PLANT #1 | B | 02 | DISINFECT/HYPOCHLORIN
6274864 | CUTLER'S FAMILY RESTAURANT | 1 | CUTLER'S MINI GOLF PLANT | B | 02 | DISINFECT/HYPOCHLORIN
6274865 | MOUNTAIN PARK PLAZA | 1 | MOUNTAIN PARK PLANT | B | 02 | DISINFECT/HYPOCHLORIN
6274866 | ISTACHATTA MOBILE HOME PARK | 1 | ISTACHATTA MHP WATER PLANT | B | 02 | DISINFECT/HYPOCHLORIN
6274867 | HERNANDO CHRISTIAN ACADEMY | 1 | HERNANDO CHRISTIAN ACADEMY | B | 02 | DISINFECT/HYPOCHLORIN
6274868 | HERNANDO CO UTL-LINDSEY ACRES | 1 | LINDSEY ACRES | B | 02 | DISINFECT/HYPOCHLORIN
6274869 | GEORGE LEE BUILDING | 1 |  | B | 02 | DISINFECT/HYPOCHLORIN
6274870 | MAXI MART | 1 | MAJIK MARKET #50047 | B | 02 | DISINFECT/HYPOCHLORIN
6274871 | WIDER HORIZON SCHOOL | 1 |  | B | 02 | DISINFECT/HYPOCHLORIN
6274872 | SAND TRAP BAR & GRILL | 1 |  | B | 02 | DISINFECT/HYPOCHLORIN
6274873 | RAMBLE INN | 1 | PLANT | B | 02 | DISINFECT/HYPOCHLORIN
6274874 | 7-11 #35369 | 1 | PLANT 1 | B | 02 | DISINFECT/HYPOCHLORIN
6274875 | JIFFY FOODS #135 | 1 |  | B | 02 | DISINFECT/HYPOCHLORIN
6274876 | REBEL #828 | 1 | PLANT 1 | B | 02 | DISINFECT/HYPOCHLORIN
6274877 | UNITED PARCEL SERVICE | 1 | UNITED PARCEL SERV. PLANT | B | 02 | DISINFECT/HYPOCHLORIN
6274878 | TARA'S RESTAURANT | 1 | ROAD HOUSE 98 PLANT | B | 02 | DISINFECT/HYPOCHLORIN
6274879 | RALLY 24 FOOD STORE #110 | 1 | RALLY FOOD STORE #110 PLANT | B | 02 | DISINFECT/HYPOCHLORIN
6274880 | LIGHTING FOOD STORE | 1 | LIGHTING FOOD STORE PLANT | B | 02 | DISINFECT/HYPOCHLORIN
6274881 | HERNANDO COUNCIL OF SENIOR CIT | 1 | HERNANDO #1 | B | 02 | DISINFECT/HYPOCHLORIN
6274882 | CIRCLE K #7508 | 1 | CIRCLE K 7508 | B | 02 | DISINFECT/HYPOCHLORIN
6274883 | HAWKES NEST RV PARK | 1 | PLANT #1 | B | 02 | DISINFECT/HYPOCHLORIN
6274884 | FAITH BAPTIST CHURCH | 1 | FAITH BAPTIST CH PLANT | B | 02 | DISINFECT/HYPOCHLORIN
6274885 | J.P. MART | 1 | J.P. MART PLANT | B | 02 | DISINFECT/HYPOCHLORIN
6274886 | DR. JOHN BAKER:FOOT & ANKLE CARE CENTER | 1 | DR. JOHN BAKER | B | 02 | DISINFECT/HYPOCHLORIN
6274887 | SHRINE OF FATIMA & CAJETAN | 1 | PLANT 1 | B | 02 | DISINFECT/HYPOCHLORIN
6274888 | BROOKSVILLE COCA COLA | 1 | BROOKSVILLE COCA COLA PLANT | B | 02 | DISINFECT/HYPOCHLORIN
6274889 | REESE WATER SYSTEM | 1 | REESE WATER PLANT | A |  | NO TRTMT
6274890 | SEVILLE GOLF & COUNTRY CLUB | 1 | SEVILLE GOLF&COUNTRY CLUB | B | 02 | DISINFECT/HYPOCHLORIN
6274891 | UNITED SCHOOL | 1 | UNITED SCHOOL | B | 02 | DISINFECT/HYPOCHLORIN
6274892 | ADVENTURE COAST FUN PARK (SPRINGLETON) | 1 | PLANT #1 | B | 02 | DISINFECT/HYPOCHLORIN
6277000 | TEXACO SERVICE STATION, I-75 | 1 | TEXACO SERVICE STATION, I-75 | A |  | NO TRTMT
6277001 | FLAMMER FORD | 1 |  | B | 02 | DISINFECT/HYPOCHLORIN
6277002 | BARNETTE PRODUCE AND DELI | 1 |  | B | 02 | DISINFECT/HYPOCHLORIN
6277003 | BIG TREE WELL OWNER'S ASSOCIATION | 1 | BIG TREE PLANT | B | 02 | DISINFECT/HYPOCHLORIN
6277004 | DES CHAMPS CORNER (FKA RMG RETAL) | 1 | PLANT # 1 | B | 02 | DISINFECT/HYPOCHLORIN
6277005 | CANDLEWICK PLAZA | 1 | CANDLEWICK WTP | B | 02 | DISINFECT/HYPOCHLORIN
6277006 | AMC JEEP | 1 |  | B | 02 | DISINFECT/HYPOCHLORIN
6277007 | KOCHER DRIVE WATER SYSTEM | 1 |  | A |  | NO TRTMT
6277008 | WHEELS & WAGON SALOON & GRILL | 1 | PLANT 1 | B | 02 | DISINFECT/HYPOCHLORIN
6277009 | U.U. IN THE PINES | 1 | U.U. IN THE PINES PLANT | B | 02 | DISINFECT/HYPOCHLORIN
6277010 | W. CLYDE DANIEL CONSTRUCTION | 1 | W.CLYDE DANIEL CONST. PLANT | B | 02 | DISINFECT/HYPOCHLORIN
6277011 | FIRST BAPT. CH. OF MASARYKTOWN | 1 | PLANT 1 | B | 02 | DISINFECT/HYPOCHLORIN
6277012 | VELVA DARNELL RECORD SHOP | 1 | VELVA DARNELL RECORD SHOP PLT. | A |  | NO TRTMT
6277013 | CHURCH OF JESUS CHRIST, THE | 1 | PLANT 1 | B | 02 | DISINFECT/HYPOCHLORIN
6277014 | MCDONALDS AT RIDGE MANOR WEST | 1 | MCDONALDS | B | 02 | DISINFECT/HYPOCHLORIN
6277015 | MIDWAY PLAZA | 1 | MIDWAY PLAZA PLANT | B | 02 | DISINFECT/HYPOCHLORIN
6277016 | HERNANDO HARDWARE & FEED #2 | 1 | HERNANDO HARDWARE PLANT #2 | B | 02 | DISINFECT/HYPOCHLORIN
6277017 | BROOKSVILLE CHRISTIAN CHURCH | 1 | BROOKSVILLE CHRISTIAN PLANT | A |  | NO TRTMT
6277018 | RANCH HAND, INC. | 1 | RANCH HAND PLANT | A |  | NO TRTMT
6277019 | FIRST CHURCH OF GOD .YONTZ RD | 1 | FIRST CHURCH OF GOD PLANT | B | 02 | DISINFECT/HYPOCHLORIN
6277020 | HERNANDO TODAY | 1 | HERNANDO TODAY PLANT | A |  | NO TRTMT
6277021 | CHARLIES AUTO PARTS | 1 | CHARLIE SMITH PLANT | B | 01 | DISINFECT/GASEOUS CHLORIN
6277022 | CHRISTIAN FELLOWSHIP CHURCH | 1 | CHRISTIAN FELLOWSHIP PLANT | B | 02 | DISINFECT/HYPOCHLORIN
6277023 | BAR-BEE'S COUNTRY AUCTION | 1 | BARBEES COUNTRY AUCTION | B | 01 | DISINFECT/GASEOUS CHLORIN
6277024 | NEW JERUSALEM CHURCH OF GOD | 1 | NEW JERUSALEM CHURCH OF GOD | A |  | NO TRTMT
6277025 | ISTACHATTA CHURCH OF CHRIST | 1 | ISTACHATTA CHURCH OF CHRIST | B | 02 | DISINFECT/HYPOCHLORIN
6277026 | CEMEX BROOKSVILLE QUARRY | 1 | PLANT #1 | B | 02 | DISINFECT/HYPOCHLORIN
6277027 | THE HUB (FKA KEVIN'S WAY STATION) | 1 | 98 NORTH PLANT | B | 02 | DISINFECT/HYPOCHLORIN
6277028 | HERNANDO CO UTL-SW HERN WELFLD | 1 | SOUTHWEST HER. WELL FIELD WTP | Z | 27 | OTHER/FLUORIDATION
6277028 | HERNANDO CO UTL-SW HERN WELFLD | 1 | SOUTHWEST HER. WELL FIELD WTP | E | 20 | T-O CTRL/AERATION
6277028 | HERNANDO CO UTL-SW HERN WELFLD | 1 | SOUTHWEST HER. WELL FIELD WTP | B | 01 | DISINFECT/GASEOUS CHLORIN
6277029 | JUDY YOUNG TRUCKING | 1 | JUDY YOUNG PLANT | B | 02 | DISINFECT/HYPOCHLORIN
6277030 | BROOKSVILLE LODGE #2582 | 1 | PLANT 1 | B | 02 | DISINFECT/HYPOCHLORIN
6277031 | HIGHLANDS BAPTIST CHURCH | 1 | PLANT 1 | B | 02 | DISINFECT/HYPOCHLORIN
6277032 | VULCAN/ICA | 1 | BROOKSVILLE ROCK PLANT PLANT | B | 02 | DISINFECT/HYPOCHLORIN
6277033 | AUTONATION FORD BROOKSVILLE | 1 | PLANT 1 | B | 02 | DISINFECT/HYPOCHLORIN
6277034 | FLOWERWOOD NURSEY | 1 | M-I NURSERY PLANT | B | 02 | DISINFECT/HYPOCHLORIN
6277035 | VILLAGE SQUARE ASSOC. | 1 | VILLAGE SQUARE PLANT | A |  | NO TRTMT
6277036 | CAMPERS MINI MART | 1 | P&J QUICK STOP PLANT | B | 02 | DISINFECT/HYPOCHLORIN
6277037 | ACCESS HEALTHCARE PHYSICIANS | 1 | SPRINGHILL MEDICAL CLINIC PLNT | B | 02 | DISINFECT/HYPOCHLORIN
6277038 | CHINSEGUT NATURE CENTER | 1 | PLANT 1 | B | 02 | DISINFECT/HYPOCHLORIN
6277039 | RIVER RATZ CAFE | 1 | MAIN PLANT | G | 25 | IRON RMVL/ION EXCHANGE
6277039 | RIVER RATZ CAFE | 1 | MAIN PLANT | B | 02 | DISINFECT/HYPOCHLORIN
6277040 | HOLY TRINITY LUTHERAN CHURCH | 1 | HOLY TRINITY LUTHERAN CHURCH | B | 02 | DISINFECT/HYPOCHLORIN
6277041 | NEW APOSTOLIC CHURCH | 1 |  | A |  | NO TRTMT
6277042 | CORTEZ PROFESSIONAL CENTER | 1 |  | A |  | NO TRTMT
6277043 | JEHOVAH WITNESS OF WEEKI WACHEE | 1 | JEHAVOAH WITNESS PLANT | B | 02 | DISINFECT/HYPOCHLORIN
6277044 | NOBLETON COMMUNITY CHURCH | 1 |  | A |  | NO TRTMT
6277045 | PENTECOSTAL CHURCH OF GOD | 1 |  | A |  | NO TRTMT
6277046 | SPRING LAKE UNITED METHODIST | 1 |  | B | 02 | DISINFECT/HYPOCHLORIN
6277047 | MT PLEASANT MIS BAPTIST CHURCH | 1 | PLANT 1 | B | 02 | DISINFECT/HYPOCHLORIN
6277048 | ISTACHATTA BAPTIST CHURCH | 1 |  | B | 02 | DISINFECT/HYPOCHLORIN
6277049 | CENTRALIA NEW LIFE CHURCH | 1 |  | A |  | NO TRTMT
6277050 | CHRISTIAN CH. IN THE WILDWOOD | 1 | PLANT | B | 02 | DISINFECT/HYPOCHLORIN
6277051 | CHURCH OF GOD OF PROPHECY | 1 |  | A |  | NO TRTMT
6277052 | CHURCH OF THE HOLY SPIRIT | 1 | PLANT # 1 | B | 02 | DISINFECT/HYPOCHLORIN
6277053 | COMMUNITY BAPTIST CHURCH | 1 | PLANT #1 | B | 02 | DISINFECT/HYPOCHLORIN
6277054 | FIRST BAPTIST CHURCH OF GARDEN GROVE | 1 | PLANT #1 | B | 02 | DISINFECT/HYPOCHLORIN
6277055 | HEBRON BAPTIST CHURCH | 1 | PLANT # 1 | B | 01 | DISINFECT/GASEOUS CHLORIN
6277056 | INDEPENDENT BAPTIST CHURCH | 1 | INDEPENDENT BAPTIST CHURCH | B | 02 | DISINFECT/HYPOCHLORIN
6277057 | KINGDOM HALL JEHOVAH'S WITNESS | 1 | KINGDOM HALL | B | 02 | DISINFECT/HYPOCHLORIN
6277058 | NEW HOPE BAPTIST CHURCH | 1 |  | A |  | NO TRTMT
6277059 | HERNANDO CO UTL-WEST | 8 | SPRINGWOOD ESTATES | B | 02 | DISINFECT/HYPOCHLORIN
6277059 | HERNANDO CO UTL-WEST | 6 | SUN ROAD | B | 02 | DISINFECT/HYPOCHLORIN
6277059 | HERNANDO CO UTL-WEST | 16 | CARTEE & KEYSVILLE | B | 02 | DISINFECT/HYPOCHLORIN
6277059 | HERNANDO CO UTL-WEST | 9 | SOUTHWEST HERNANDO | B | 02 | DISINFECT/HYPOCHLORIN
6277059 | HERNANDO CO UTL-WEST | 18 | GRETNA | B | 02 | DISINFECT/HYPOCHLORIN
6277059 | HERNANDO CO UTL-WEST | 23 | HEXAM ROAD WTP | B | 02 | DISINFECT/HYPOCHLORIN
6277059 | HERNANDO CO UTL-WEST | 19 | HIGHPOINT WELL #1 | B | 02 | DISINFECT/HYPOCHLORIN
6277059 | HERNANDO CO UTL-WEST | 20 | WEEKI WACHEE WOODLANDS #1 | B | 02 | DISINFECT/HYPOCHLORIN
6277059 | HERNANDO CO UTL-WEST | 21 | WEEKI WACHEE WOODLANDS #2 | B | 02 | DISINFECT/HYPOCHLORIN
6277059 | HERNANDO CO UTL-WEST | 3 | HIGH POINT #2 | B | 02 | DISINFECT/HYPOCHLORIN
6277059 | HERNANDO CO UTL-WEST | 4 | BROOKRIDGE #1 | B | 02 | DISINFECT/HYPOCHLORIN
6277059 | HERNANDO CO UTL-WEST | 5 | ROYAL HIGHLANDS | B | 02 | DISINFECT/HYPOCHLORIN
6277059 | HERNANDO CO UTL-WEST | 7 | AIRPORT INDUSTRIAL PARK | B | 02 | DISINFECT/HYPOCHLORIN
6277059 | HERNANDO CO UTL-WEST | 10 | BROOKRIDGE #2 | B | 02 | DISINFECT/HYPOCHLORIN
6277059 | HERNANDO CO UTL-WEST | 11 | KILLIAN | B | 02 | DISINFECT/HYPOCHLORIN
6277059 | HERNANDO CO UTL-WEST | 12 | ANTELOPE | B | 02 | DISINFECT/HYPOCHLORIN
6277059 | HERNANDO CO UTL-WEST | 13 | PIONEER PARK | B | 02 | DISINFECT/HYPOCHLORIN
6277059 | HERNANDO CO UTL-WEST | 17 | ELDRIDGE | B | 02 | DISINFECT/HYPOCHLORIN
6277059 | HERNANDO CO UTL-WEST | 2 | WEEKI WACHEE | B | 02 | DISINFECT/HYPOCHLORIN
6277059 | HERNANDO CO UTL-WEST | 14 | LINDEN & DEER ST | B | 02 | DISINFECT/HYPOCHLORIN
6277059 | HERNANDO CO UTL-WEST | 1 | WEST HERNANDO | B | 02 | DISINFECT/HYPOCHLORIN
6277059 | HERNANDO CO UTL-WEST | 22 | LINDSEY ACRES | B | 02 | DISINFECT/HYPOCHLORIN
6277059 | HERNANDO CO UTL-WEST | 15 | JAMAICA | B | 02 | DISINFECT/HYPOCHLORIN
6277060 | HERNANDO CO UTL-EAST | 7 | HILL N DALE | B | 02 | DISINFECT/HYPOCHLORIN
6277060 | HERNANDO CO UTL-EAST | 1 | RIDGE MANOR WEST #1 | B | 02 | DISINFECT/HYPOCHLORIN
6277060 | HERNANDO CO UTL-EAST | 4 | RIDGE MANOR NORTH | B | 02 | DISINFECT/HYPOCHLORIN
6277060 | HERNANDO CO UTL-EAST | 5 | LOCKHART SUPPORT WELL | B | 02 | DISINFECT/HYPOCHLORIN
6277060 | HERNANDO CO UTL-EAST | 2 | RIDGE MANOR WEST #2 | B | 02 | DISINFECT/HYPOCHLORIN
6277060 | HERNANDO CO UTL-EAST | 8 | LAKESIDE ACRES | B | 02 | DISINFECT/HYPOCHLORIN
6277060 | HERNANDO CO UTL-EAST | 9 | ROLLING ACRES PLANT | B | 02 | DISINFECT/HYPOCHLORIN
6277060 | HERNANDO CO UTL-EAST | 6 | BRAEWOOD MHP | B | 02 | DISINFECT/HYPOCHLORIN
6277060 | HERNANDO CO UTL-EAST | 3 | RIDGE MANOR SOUTH | B | 02 | DISINFECT/HYPOCHLORIN
6277061 | INTERSTATE SHELL SERVICE STA. | 1 | INTERSTATE SHELL WTP | B | 02 | DISINFECT/HYPOCHLORIN
6277062 | HILLSIDE COMMUNITY CHURCH | 1 | EASTSIDE BAPTIST CHURCH WTP | B | 02 | DISINFECT/HYPOCHLORIN
6277063 | WORLD WOODS GOLF CLUB | 1 | WORLD OF WOODS GOLF RESORT | B | 02 | DISINFECT/HYPOCHLORIN
6277064 | SEVILLE WATER SYSTEM | 1 | SEVILLE INTERIM WATER SYSTEM | B | 02 | DISINFECT/HYPOCHLORIN
6277064 | SEVILLE WATER SYSTEM | 2 | SEVILLE WTP NEW | B | 02 | DISINFECT/HYPOCHLORIN
6277065 | CHURCH OF THE NAZARENE | 1 | PLANT 1 | B | 02 | DISINFECT/HYPOCHLORIN
6277066 | CC & M (BELLA PIZZA "OB") | 99 | CC & M | B | 02 | DISINFECT/HYPOCHLORIN
6277066 | CC & M (BELLA PIZZA "OB") | 1 | CC & M (BELLA PIZZA) | B | 02 | DISINFECT/HYPOCHLORIN
6277067 | HARMONY FAMILY RESTAURANT | 1 | PLANT 1 | B | 02 | DISINFECT/HYPOCHLORIN
6277068 | HERNANDO CO UTL-WISCON | 1 | HERNANDO CO. UTILITIES(WISCON) | B | 02 | DISINFECT/HYPOCHLORIN
6277069 | WES HARRIS BUICK-PONTIAC-GMC | 1 | WES HARRIS | B | 02 | DISINFECT/HYPOCHLORIN
6277070 | ERNIE WEAVER PARK #2 PRACTICE FIELD | 1 | ERNIE WEAVER PRACTICE FIELD | B | 02 | DISINFECT/HYPOCHLORIN
6277071 | C&R / | 1 | FRANKIE'S PRODUCE | B | 02 | DISINFECT/HYPOCHLORIN
6277072 | OAK PARK II | 1 | PLANT 1 | B | 02 | DISINFECT/HYPOCHLORIN
6277073 | ZIRKEL ESTATES | 1 | ZIRKEL ESTATES PLANT | B | 02 | DISINFECT/HYPOCHLORIN
6277075 | R-BOYS SPRING LAKE TRADING | 1 | SPRING LAKE TRADING POST | B | 02 | DISINFECT/HYPOCHLORIN
6277076 | LAKE TOWNSEN REGIONAL PARK | 1 | LAKE TOWNSEND REGIONAL PARK PL | B | 02 | DISINFECT/HYPOCHLORIN
6277077 | GOOD SAMARITAN C.F. CHURCH | 1 | GSFC PLANT | B | 02 | DISINFECT/HYPOCHLORIN
6277078 | CODY'S CATFISH POND & RV PARK | 1 | PLANT | B | 02 | DISINFECT/HYPOCHLORIN
6277079 | NEW JERUSALEM CHURCH OF GOD | 1 |  | B | 02 | DISINFECT/HYPOCHLORIN
6277080 | SUN BELT MARKET | 1 |  | B | 02 | DISINFECT/HYPOCHLORIN
6277081 | ST ANDREW UKRANIAN CATHOLIC CHURCH | 1 | ST. ANDREW'S | B | 02 | DISINFECT/HYPOCHLORIN
6277082 | COMMUNITY BIBLE CHURCH | 1 | PLANT 1 | S | 41 | ARSENIC REMOVAL/ADSORPTIVE MEDIA
6277082 | COMMUNITY BIBLE CHURCH | 1 | PLANT 1 | B | 02 | DISINFECT/HYPOCHLORIN
6277083 | CHALLENGE PROGRAM, THE | 1 | WATER PLANT | B | 02 | DISINFECT/HYPOCHLORIN
6277084 | N.W. WASTE MGM'T FACILITY | 1 | PLANT 1 | B | 02 | DISINFECT/HYPOCHLORIN
6277085 | DEEP SOUTH BBQ | 1 | PLANT #1 | B | 02 | DISINFECT/HYPOCHLORIN
6277086 | SUNCOAST PKWY/TOLL PLAZA SEC-6 | 1 |  | B | 02 | DISINFECT/HYPOCHLORIN
6277087 | FIRST BAPTIST OF W.W. ACRES | 1 |  | B | 02 | DISINFECT/HYPOCHLORIN
6277088 | BEREAN ASSEMBLY CHURCH | 1 | BEREAN ASSEMBLY PLANT | B | 02 | DISINFECT/HYPOCHLORIN
6277090 | RING POWER | 1 | REC PLANT | B | 02 | DISINFECT/HYPOCHLORIN
6277092 | NANA'S BIZQUIT BARN | 1 | BEST CHICKEN LICKINS BBQ | B | 02 | DISINFECT/HYPOCHLORIN
6277095 | LAKE LINDSAY MALL & DELI | 1 | LLG PLANT | B | 02 | DISINFECT/HYPOCHLORIN
6277096 | PAFF LANDSCAPING, INC. | 1 | PAFF LANDSCAPING PLANT | B | 02 | DISINFECT/HYPOCHLORIN
6277097 | WSF-TUCKER HILL TRAILHEAD PARK | 1 | PLANT 1 | B | 02 | DISINFECT/HYPOCHLORIN
6277098 | GULF COAST HOMING CLUB | 1 | PLANT #1 | B | 02 | DISINFECT/HYPOCHLORIN
6277099 | HOLY TRINITY SEMINARY AND CHAPEL | 1 | HOLY TRINITY PLANT #1 | S | 41 | ARSENIC REMOVAL/ADSORPTIVE MEDIA
6277099 | HOLY TRINITY SEMINARY AND CHAPEL | 1 | HOLY TRINITY PLANT #1 | B | 02 | DISINFECT/HYPOCHLORIN
6277100 | MASSEY SERVICES INC | 1 | IES PLANT #1 | B | 02 | DISINFECT/HYPOCHLORIN
6277101 | LOG CABIN CRACKER SHACK | 1 | LOG CABIN CRACKER SHACK | B | 02 | DISINFECT/HYPOCHLORIN
6277105 | CEMEX SOUTH PLANT WAREHOUSE | 1 | PLANT #1 | B | 02 | DISINFECT/HYPOCHLORIN
6277106 | MASARYKTOWN DOLLAR GENERAL | 1 | MASARYKTOWN DOLLAR PLANT | B | 02 | DISINFECT/HYPOCHLORIN
6277108 | TREEUMPH BROOKSVILLE ZIPLINE PARK | 1 | TREEUMPH WTP | B | 02 | DISINFECT/HYPOCHLORIN
6277115 | SPARACIA WITHERELL FAMILY WINERY | 1 | SPARACIA WELL | B | 02 | DISINFECT/HYPOCHLORIN
6280010 | ALPINE MOBILE HOME PARK | 1 | ALPINE MHP WTP | E | 20 | T-O CTRL/AERATION
6280010 | ALPINE MOBILE HOME PARK | 1 | ALPINE MHP WTP | B | 02 | DISINFECT/HYPOCHLORIN
6280032 | CAMP CLOVERLEAF 4H | 1 | CAMP CLOVERLEAF 4H | B | 02 | DISINFECT/HYPOCHLORIN
6280033 | CAMP N COMFORT | 1 | CAMP N COMFORT WTP | B | 02 | DISINFECT/HYPOCHLORIN
6280042 | WINTER-SET MOTEL | 1 | WINTER-SET MOTEL | B | 02 | DISINFECT/HYPOCHLORIN
6280049 | AVON PARK, CITY OF | 2 | AVON PARK, GLENWOOD WTP | B | 02 | DISINFECT/HYPOCHLORIN
6280049 | AVON PARK, CITY OF | 1 | AVON PARK, BELL ST WTP | B | 02 | DISINFECT/HYPOCHLORIN
6280049 | AVON PARK, CITY OF | 4 | PLANT #4/ WAS PINE ACRES WTP | E | 20 | T-O CTRL/AERATION
6280049 | AVON PARK, CITY OF | 4 | PLANT #4/ WAS PINE ACRES WTP | B | 02 | DISINFECT/HYPOCHLORIN
6280049 | AVON PARK, CITY OF | 3 | PINE ACRES PLANT | B | 02 | DISINFECT/HYPOCHLORIN
6280049 | AVON PARK, CITY OF | 7 | CRYSTAL LAKE TREATMENT PLANT | B | 02 | DISINFECT/HYPOCHLORIN
6280049 | AVON PARK, CITY OF | 1 | AVON PARK, BELL ST WTP | G | 18 | IRON RMVL/SEQUESTATION
6280049 | AVON PARK, CITY OF | 1 | AVON PARK, BELL ST WTP | Z | 27 | OTHER/FLUORIDATION
6280064 | LEISURE LAKES | 1 | LEISURE LAKES WTP | D | 36 | CORR-CTRL/CORROSION INHIB
6280064 | LEISURE LAKES | 1 | LEISURE LAKES WTP | E | 20 | T-O CTRL/AERATION
6280064 | LEISURE LAKES | 1 | LEISURE LAKES WTP | B | 01 | DISINFECT/GASEOUS CHLORIN
6280071 | TONY'S ITALIAN RESTAURANT | 1 | DAIRY FREEZE | B | 02 | DISINFECT/HYPOCHLORIN
6280075 | DESOTO CITY WATER SYSTEM | 1 | DESOTO CITY WATER PLANT | E | 20 | T-O CTRL/AERATION
6280075 | DESOTO CITY WATER SYSTEM | 1 | DESOTO CITY WATER PLANT | B | 01 | DISINFECT/GASEOUS CHLORIN
6280076 | LAKESHORE MOTEL | 1 | LAKESHORE MOTEL | C | 24 | PART-RMVL/LIME-SODA
6280076 | LAKESHORE MOTEL | 1 | LAKESHORE MOTEL | H | 25 | SOFTENING/ION EXCHANGE
6280076 | LAKESHORE MOTEL | 1 | LAKESHORE MOTEL | B | 02 | DISINFECT/HYPOCHLORIN
6280096 | CARGILL JUICE NA, INC. WTP | 1 | SUN PURE LTD WTP | C | 08 | PART-RMVL/MICROSCREENING
6280096 | CARGILL JUICE NA, INC. WTP | 1 | SUN PURE LTD WTP | B | 02 | DISINFECT/HYPOCHLORIN
6280111 | LAKE JOSEPHINE HIGHLANDER, INC. | 1 | LAKE JOSEPHINE HIGHLANDER WTP | C | 15 | PART-RMVL/PRESS SAND FILT
6280111 | LAKE JOSEPHINE HIGHLANDER, INC. | 1 | LAKE JOSEPHINE HIGHLANDER WTP | B | 02 | DISINFECT/HYPOCHLORIN
6280124 | HAWTHORNE'S WTP | 1 | HAWTHORNE'S WTP | B | 02 | DISINFECT/HYPOCHLORIN
6280130 | HIGHLANDS AGRI-CIVIC CENTER | 1 | HIGHLANDS AGRI-CIVIC CENTER | B | 01 | DISINFECT/GASEOUS CHLORIN
6280131 | HIGHLANDS HAMMOCK ST PK WTP #1 | 1 | HIGHLANDS HAMMOCK ST PK WTP1 | B | 02 | DISINFECT/HYPOCHLORIN
6280134 | HILLTOP TRAILER PARK | 1 | HILLTOP TRAILER PARK | B | 02 | DISINFECT/HYPOCHLORIN
6280136 | LAKESIDE VILLAGE-AP | 1 | HOLIDAY RANCH WTP | B | 02 | DISINFECT/HYPOCHLORIN
6280147 | LAKE LETTA RV PARK | 1 | LAKE LETTA RV PARK | B | 02 | DISINFECT/HYPOCHLORIN
6280158 | LAKE BONNET VILLAGE | 2 | LAKE BONNET VILLAGE PLANT 2 | B | 02 | DISINFECT/HYPOCHLORIN
6280158 | LAKE BONNET VILLAGE | 1 | LAKE BONNET VILLAGE PLANT 1 | B | 02 | DISINFECT/HYPOCHLORIN
6280159 | LAKE BYRD CONFERENCE CENTER | 1 | LAKE BYRD WTP | B | 02 | DISINFECT/HYPOCHLORIN
6280160 | LAKE HUNTLEY MOBILE PARK | 1 | LAKE HUNTLEY MOBILE PARK | E | 20 | T-O CTRL/AERATION
6280160 | LAKE HUNTLEY MOBILE PARK | 1 | LAKE HUNTLEY MOBILE PARK | B | 02 | DISINFECT/HYPOCHLORIN
6280161 | LAKE JOSEPHINE R.V. RESORT | 1 | LAKE JOSEPHINE R.V. RESORT WTP | B | 02 | DISINFECT/HYPOCHLORIN
6280162 | LAKE JOSEPHINE HEIGHTS | 4 | SEBRING LAKES | B | 02 | DISINFECT/HYPOCHLORIN
6280162 | LAKE JOSEPHINE HEIGHTS | 4 | SEBRING LAKES | E | 20 | T-O CTRL/AERATION
6280162 | LAKE JOSEPHINE HEIGHTS | 4 | SEBRING LAKES | D | 18 | CORR-CTRL/SEQUESTATION
6280162 | LAKE JOSEPHINE HEIGHTS | 3 | LAKE JOSEPHINE HEIGHTS | B | 02 | DISINFECT/HYPOCHLORIN
6280162 | LAKE JOSEPHINE HEIGHTS | 3 | LAKE JOSEPHINE HEIGHTS | E | 20 | T-O CTRL/AERATION
6280162 | LAKE JOSEPHINE HEIGHTS | 3 | LAKE JOSEPHINE HEIGHTS | B | 04 | DISINFECT/CHLORAMINES
6280162 | LAKE JOSEPHINE HEIGHTS | 2 | LAKE JOSEPHINE HTS BOOSTER STA | B | 02 | DISINFECT/HYPOCHLORIN
6280162 | LAKE JOSEPHINE HEIGHTS | 1 | LAKE JOSEPHINE HEIGHTS WTP 1 | E | 20 | T-O CTRL/AERATION
6280162 | LAKE JOSEPHINE HEIGHTS | 1 | LAKE JOSEPHINE HEIGHTS WTP 1 | B | 02 | DISINFECT/HYPOCHLORIN
6280163 | FORNEY'S RESTAURANT | 1 | PAL'S RESTAURANT WTP | B | 02 | DISINFECT/HYPOCHLORIN
6280165 | LAKE PLACID GROVES | 1 | LAKE PLACID GROVE WTP | B | 01 | DISINFECT/GASEOUS CHLORIN
6280167 | LAKESIDE VILLAGE MHP | 1 | LAKESIDE VILLAGE WTP | E | 20 | T-O CTRL/AERATION
6280167 | LAKESIDE VILLAGE MHP | 1 | LAKESIDE VILLAGE WTP | B | 02 | DISINFECT/HYPOCHLORIN
6280173 | HAPPY CHEF DINER | 1 | LAKE PLACID FAMILY REST. WTP | B | 02 | DISINFECT/HYPOCHLORIN
6280181 | MARANATHA VILLAGE | 1 | MARANATHA VILLAGE | B | 02 | DISINFECT/HYPOCHLORIN
6280218 | PINE ACRES WATER COMPANY | 1 | PINE ACRES WATER COMPANY WTP | E | 20 | T-O CTRL/AERATION
6280218 | PINE ACRES WATER COMPANY | 1 | PINE ACRES WATER COMPANY WTP | B | 02 | DISINFECT/HYPOCHLORIN
6280219 | PINE-AIRE MOBILE HOME PARK | 1 | PINE-AIRE MOBILE HOME PARK | B | 02 | DISINFECT/HYPOCHLORIN
6280219 | PINE-AIRE MOBILE HOME PARK | 1 | PINE-AIRE MOBILE HOME PARK | E | 20 | T-O CTRL/AERATION
6280220 | FLA. CAP. AGE OF ENLIGHTENMENT | 1 |  | B | 02 | DISINFECT/HYPOCHLORIN
6280221 | CYPRESS CENTER (PJ'S REST.) | 1 | CYPRESS CENTER | B | 02 | DISINFECT/HYPOCHLORIN
6280222 | LAKE PLACID CAMPGROUND | 1 | LAKE PLACID CAMPGROUND | B | 02 | DISINFECT/HYPOCHLORIN
6280223 | PLACID LAKES UTILITY INC | 1 | PLACID LAKES UTILITY INC | D | 36 | CORR-CTRL/CORROSION INHIB
6280223 | PLACID LAKES UTILITY INC | 1 | PLACID LAKES UTILITY INC | E | 32 | TASTE-ODOR CONTROL/PEROXIDE
6280223 | PLACID LAKES UTILITY INC | 1 | PLACID LAKES UTILITY INC | E | 20 | T-O CTRL/AERATION
6280223 | PLACID LAKES UTILITY INC | 1 | PLACID LAKES UTILITY INC | B | 02 | DISINFECT/HYPOCHLORIN
6280223 | PLACID LAKES UTILITY INC | 1 | PLACID LAKES UTILITY INC | B | 01 | DISINFECT/GASEOUS CHLORIN
6280232 | LAKE PLACID CITRUS GROWERS | 1 | LAKE PLACID CITRUS GROWERS WTP | B | 02 | DISINFECT/HYPOCHLORIN
6280233 | RIVER GREENS GOLF COURSE | 1 | RIVER GREENS GOLF COURSE | B | 02 | DISINFECT/HYPOCHLORIN
6280247 | SEBRING COUNTRY ESTATES WATER | 1 | SEBRING COUNTRY ESTATES WTP | B | 01 | DISINFECT/GASEOUS CHLORIN
6280249 | SEBRING RIDGE UTILITIES / AVON PARK | 1 | SEBRG RIDGE/AVON PLANT 1 | E | 20 | T-O CTRL/AERATION
6280249 | SEBRING RIDGE UTILITIES / AVON PARK | 2 | SEBRG RIDGE/AVON PLANT 2 | B | 02 | DISINFECT/HYPOCHLORIN
6280249 | SEBRING RIDGE UTILITIES / AVON PARK | 1 | SEBRG RIDGE/AVON PLANT 1 | B | 02 | DISINFECT/HYPOCHLORIN
6280249 | SEBRING RIDGE UTILITIES / AVON PARK | 2 | SEBRG RIDGE/AVON PLANT 2 | E | 20 | T-O CTRL/AERATION
6280250 | SEBRING WATER & SEWER SYSTEM | 6 | DESOTO CITY PLANT#6 | B | 01 | DISINFECT/GASEOUS CHLORIN
6280250 | SEBRING WATER & SEWER SYSTEM | 1 | PARK ST-PLANT # 1 | B | 02 | DISINFECT/HYPOCHLORIN
6280250 | SEBRING WATER & SEWER SYSTEM | 2 | WEST LAKE JACKSON-PLANT # 2 | B | 02 | DISINFECT/HYPOCHLORIN
6280250 | SEBRING WATER & SEWER SYSTEM | 3 | FIREMEN'S FIELD-PLANT # 3 | B | 02 | DISINFECT/HYPOCHLORIN
6280250 | SEBRING WATER & SEWER SYSTEM | 4 | LAKEVIEW DRIVE PLANT #4 | B | 02 | DISINFECT/HYPOCHLORIN
6280250 | SEBRING WATER & SEWER SYSTEM | 5 | SEBRING COUNTRY ESTATES #5 | B | 02 | DISINFECT/HYPOCHLORIN
6280250 | SEBRING WATER & SEWER SYSTEM | 6 | DESOTO CITY PLANT#6 | B | 02 | DISINFECT/HYPOCHLORIN
6280250 | SEBRING WATER & SEWER SYSTEM | 5 | SEBRING COUNTRY ESTATES #5 | D | 18 | CORR-CTRL/SEQUESTATION
6280250 | SEBRING WATER & SEWER SYSTEM | 5 | SEBRING COUNTRY ESTATES #5 | Z | 27 | OTHER/FLUORIDATION
6280250 | SEBRING WATER & SEWER SYSTEM | 4 | LAKEVIEW DRIVE PLANT #4 | D | 18 | CORR-CTRL/SEQUESTATION
6280250 | SEBRING WATER & SEWER SYSTEM | 3 | FIREMEN'S FIELD-PLANT # 3 | D | 18 | CORR-CTRL/SEQUESTATION
6280250 | SEBRING WATER & SEWER SYSTEM | 2 | WEST LAKE JACKSON-PLANT # 2 | D | 18 | CORR-CTRL/SEQUESTATION
6280250 | SEBRING WATER & SEWER SYSTEM | 5 | SEBRING COUNTRY ESTATES #5 | E | 20 | T-O CTRL/AERATION
6280250 | SEBRING WATER & SEWER SYSTEM | 1 | PARK ST-PLANT # 1 | D | 18 | CORR-CTRL/SEQUESTATION
6280250 | SEBRING WATER & SEWER SYSTEM | 1 | PARK ST-PLANT # 1 | Z | 27 | OTHER/FLUORIDATION
6280250 | SEBRING WATER & SEWER SYSTEM | 2 | WEST LAKE JACKSON-PLANT # 2 | Z | 27 | OTHER/FLUORIDATION
6280250 | SEBRING WATER & SEWER SYSTEM | 3 | FIREMEN'S FIELD-PLANT # 3 | Z | 27 | OTHER/FLUORIDATION
6280250 | SEBRING WATER & SEWER SYSTEM | 4 | LAKEVIEW DRIVE PLANT #4 | Z | 27 | OTHER/FLUORIDATION
6280250 | SEBRING WATER & SEWER SYSTEM | 8 | HIGHLANDS RIDGE PLANT # 8 | B | 01 | DISINFECT/GASEOUS CHLORIN
6280250 | SEBRING WATER & SEWER SYSTEM | 7 | SEBRING AIRPORT AUTH PLANT #7 | B | 02 | DISINFECT/HYPOCHLORIN
6280268 | GEORGIA PACIFIC CORPORATION | 1 | GEORGIA-PACIFIC CORPORATION | E | 20 | T-O CTRL/AERATION
6280268 | GEORGIA PACIFIC CORPORATION | 1 | GEORGIA-PACIFIC CORPORATION | B | 01 | DISINFECT/GASEOUS CHLORIN
6280273 | SUNSHINE WATER SERVICES | 1 | SUN-N-LAKES OF LAKE PLACID WAT | B | 02 | DISINFECT/HYPOCHLORIN
6280274 | SUN N LAKES OF SEBRING WATER | 1 | SUN N LAKES OF SEBRING | E | 20 | T-O CTRL/AERATION
6280274 | SUN N LAKES OF SEBRING WATER | 1 | SUN N LAKES OF SEBRING | D | 18 | CORR-CTRL/SEQUESTATION
6280274 | SUN N LAKES OF SEBRING WATER | 1 | SUN N LAKES OF SEBRING | B | 02 | DISINFECT/HYPOCHLORIN
6280286 | LAKE PLACID, TOWN OF | 2 | LAKE PLACID SIRENA | B | 01 | DISINFECT/GASEOUS CHLORIN
6280286 | LAKE PLACID, TOWN OF | 1 | LAKE PLACID, MAGNOLIA | D | 18 | CORR-CTRL/SEQUESTATION
6280286 | LAKE PLACID, TOWN OF | 2 | LAKE PLACID SIRENA | D | 18 | CORR-CTRL/SEQUESTATION
6280286 | LAKE PLACID, TOWN OF | 1 | LAKE PLACID, MAGNOLIA | B | 01 | DISINFECT/GASEOUS CHLORIN
6280290 | BRASWELL'S HERITAGE ESTATES | 1 | BRASWELL HERITAGE ESTATES PLNT | B | 02 | DISINFECT/HYPOCHLORIN
6280290 | BRASWELL'S HERITAGE ESTATES | 1 | BRASWELL HERITAGE ESTATES PLNT | D | 19 | CORR-CTRL/PH ADJUSTMENT
6280292 | THE GATOR SHACK | 1 | ANNIE'S CLUB 98 & TRAILER PARK | B | 02 | DISINFECT/HYPOCHLORIN
6280296 | TROPICAL HARBOR ESTATES | 2 | TROPICAL HARBOR EST SOUTH WTP | B | 02 | DISINFECT/HYPOCHLORIN
6280296 | TROPICAL HARBOR ESTATES | 1 | TROPICAL HARBOR EST NORTH WTP | B | 02 | DISINFECT/HYPOCHLORIN
6280304 | LP WATER WORKS INC. | 1 | WOODLANDS LAKE PLACID PLANT 1 | B | 01 | DISINFECT/GASEOUS CHLORIN
6280304 | LP WATER WORKS INC. | 2 | WOODLANDS LAKE PLACID PLANT 2 | B | 01 | DISINFECT/GASEOUS CHLORIN
6280306 | HIGHLANDS REGIONAL MEDICAL CTR | 1 | HIGHLANDS REGIONAL MED CTR WTP | B | 02 | DISINFECT/HYPOCHLORIN
6280311 | DARLEY'S MOBILE HOME PARK | 1 | LAKE PLACID | B | 02 | DISINFECT/HYPOCHLORIN
6280327 | ACTION REVIVAL CHURCH (CARVER) | 1 | ACTION REVIVAL CHURCH WTP | B | 02 | DISINFECT/HYPOCHLORIN
6280340 | SHADY LANE MOBILE HOME PARK | 1 | SAME | B | 02 | DISINFECT/HYPOCHLORIN
6284027 | AMERICAN LEGION POST #25 | 1 | US27 N LAKE PL. | A |  | NO TRTMT
6284029 | NORMA JEAN'S RESTAURANT | 1 | NORMA JEAN'S RESTAURANT WTP | F | 23 | ORGN-RMVL/GAC ADDITION
6284029 | NORMA JEAN'S RESTAURANT | 1 | NORMA JEAN'S RESTAURANT WTP | B | 02 | DISINFECT/HYPOCHLORIN
6284029 | NORMA JEAN'S RESTAURANT | 1 | NORMA JEAN'S RESTAURANT WTP | H | 25 | SOFTENING/ION EXCHANGE
6284029 | NORMA JEAN'S RESTAURANT | 1 | NORMA JEAN'S RESTAURANT WTP | J | 06 | ALGAE CTL/UV RADIATION
6284031 | LAKE GRASSY HOMESITES | 1 | LAKE GRASSY WTP | B | 02 | DISINFECT/HYPOCHLORIN
6284032 | HALLCLIFFE PLAZA | 1 | US 27 & SR 621 | B | 02 | DISINFECT/HYPOCHLORIN
6284033 | LAKE JUNE FISH N SKI RESORT | 1 | LAKE JUNE FISH & SKI RESORT | B | 02 | DISINFECT/HYPOCHLORIN
6284034 | LAKE LETTA MOBILE HOME COMMUNITY | 1 | LAKE LETTA MHP WTP | B | 02 | DISINFECT/HYPOCHLORIN
6284035 | SEVON DRIVE IN THEATRE | 1 | SEVON DRIVE IN THEATRE WTP | B | 02 | DISINFECT/HYPOCHLORIN
6284036 | WANDER INN AKA UNCLE DONALD'S | 1 | AVON PARK | B | 02 | DISINFECT/HYPOCHLORIN
6284037 | PINECREST ON LOTELA, INC. | 1 | PINECREST ON LOTELA WTP | B | 02 | DISINFECT/HYPOCHLORIN
6284049 | MC GAHEE APTS. | 1 | MC GAHEE APT WTP | B | 02 | DISINFECT/HYPOCHLORIN
6284054 | CIRCLE K #7250 | 1 | CIRCLE K #7250 WTP | B | 02 | DISINFECT/HYPOCHLORIN
6284063 | COOTER BROWN'S | 1 | HERITAGE RESTAURANT | B | 02 | DISINFECT/HYPOCHLORIN
6284064 | C & M INVESTMENT PROPERTIES | 1 | C & M INVESTMENT PROPERTIES | B | 02 | DISINFECT/HYPOCHLORIN
6284065 | SHAYONA FOOD MART | 1 | SHAYONA FOOD MART WTP | B | 02 | DISINFECT/HYPOCHLORIN
6284066 | CIRCLE K #7451 | 1 | CIRCLE K #451 LAKE PLACID WTP | B | 02 | DISINFECT/HYPOCHLORIN
6284066 | CIRCLE K #7451 | 1 | CIRCLE K #451 LAKE PLACID WTP | C | 23 | PART-RMVL/GAC ADDITION
6284066 | CIRCLE K #7451 | 1 | CIRCLE K #451 LAKE PLACID WTP | F | 29 | ORGN-RMVL/CARTRIDGE FILTR
6284072 | DEE'S DINNER LAKE APARTMENTS | 1 | DEE'S DINNER LAKE APARTMENTS | B | 02 | DISINFECT/HYPOCHLORIN
6284074 | TOMOKA HEIGHTS | 1 | TOMOKA HEIGHTS | B | 01 | DISINFECT/GASEOUS CHLORIN
6284074 | TOMOKA HEIGHTS | 1 | TOMOKA HEIGHTS | D | 19 | CORR-CTRL/PH ADJUSTMENT
6284074 | TOMOKA HEIGHTS | 1 | TOMOKA HEIGHTS | E | 20 | T-O CTRL/AERATION
6284075 | BUTTONWOOD BAY MHP | 1 | BUTTONWOOD BAY MHP - WTP | X | 29 | DECHLORINATION/CARTRIDGE FILTR
6284075 | BUTTONWOOD BAY MHP | 1 | BUTTONWOOD BAY MHP - WTP | B | 02 | DISINFECT/HYPOCHLORIN
6284075 | BUTTONWOOD BAY MHP | 1 | BUTTONWOOD BAY MHP - WTP | P | 32 | DISINF BY-PROD CONTRO/PEROXIDE
6284076 | COUNTRY CLUB UTILITIES, INC. | 1 | COUNTRY CLUB OF SEBRING | B | 02 | DISINFECT/HYPOCHLORIN
6284076 | COUNTRY CLUB UTILITIES, INC. | 1 | COUNTRY CLUB OF SEBRING | B | 20 | DISINFECT/AERATION
6284077 | ORANGE BLOSSOM FELLOWSHIP | 1 | ORANGE BLOSSOM FELLOWSHIP WTP | B | 02 | DISINFECT/HYPOCHLORIN
6284077 | ORANGE BLOSSOM FELLOWSHIP | 1 | ORANGE BLOSSOM FELLOWSHIP WTP | E | 20 | T-O CTRL/AERATION
6284078 | CITY OF AVON PARK - DAMON WELL | 1 | DAMON UTILITIES | B | 02 | DISINFECT/HYPOCHLORIN
6284081 | WACHOVIA BANK | 1 | WACHOVIA BANK WTP | B | 01 | DISINFECT/GASEOUS CHLORIN
6284082 | BONNET LAKE CAMPGROUND | 1 | BONNET LAKE CAMPGROUND WTP | B | 02 | DISINFECT/HYPOCHLORIN
6284082 | BONNET LAKE CAMPGROUND | 1 | BONNET LAKE CAMPGROUND WTP | G | 30 | IRON RMVL/GREENSAND FILTR
6284083 | DUFFER'S PUB | 1 | DUFFER'S PUB | B | 02 | DISINFECT/HYPOCHLORIN
6284083 | DUFFER'S PUB | 1 | DUFFER'S PUB | D | 19 | CORR-CTRL/PH ADJUSTMENT
6284084 | HICKORY RIDGE SUBDIVISION | 1 | HICKORY RIDGE SUBDIVISION | B | 02 | DISINFECT/HYPOCHLORIN
6284087 | WAGON WHEEL RESTAURANT | 1 | WAGON WHEEL RESTAURANT | B | 02 | DISINFECT/HYPOCHLORIN
6284088 | LAKE COUNTRY ELEMENTARY SCHOOL | 1 | LAKE COUNTRY ELEMENTARY WTP | B | 02 | DISINFECT/HYPOCHLORIN
6284088 | LAKE COUNTRY ELEMENTARY SCHOOL | 1 | LAKE COUNTRY ELEMENTARY WTP | D | 36 | CORR-CTRL/CORROSION INHIB
6284088 | LAKE COUNTRY ELEMENTARY SCHOOL | 1 | LAKE COUNTRY ELEMENTARY WTP | Z | 18 | OTHER/SEQUESTATION
6284089 | MEADOWLAKE SUBDIVISION | 1 | MEADOWLAKE S/D | B | 02 | DISINFECT/HYPOCHLORIN
6284091 | MOOSE LODGE #2259 | 1 | MOOSE LODGE 2259 WTP | D | 19 | CORR-CTRL/PH ADJUSTMENT
6284091 | MOOSE LODGE #2259 | 1 | MOOSE LODGE 2259 WTP | B | 02 | DISINFECT/HYPOCHLORIN
6284094 | LAKE PLACID CONFERENCE CENTER | 1 | PLACID WINDS LODGE WELL | B | 02 | DISINFECT/HYPOCHLORIN
6284094 | LAKE PLACID CONFERENCE CENTER | 1 | PLACID WINDS LODGE WELL | B | 20 | DISINFECT/AERATION
6284095 | QUAIL COVE SUBDIVISION | 1 | QUAIL COVE S/D | B | 02 | DISINFECT/HYPOCHLORIN
6284096 | TAYLOR SUBDIVISION | 1 | TAYLOR S/D | B | 02 | DISINFECT/HYPOCHLORIN
6284097 | DEEANN LAKEFRONT ESTATES | 1 | DEEANN ESTATES WTP | B | 02 | DISINFECT/HYPOCHLORIN
6284098 | CITY DISCOUNT | 1 | THE SHORT STOP | B | 02 | DISINFECT/HYPOCHLORIN
6284099 | FARM STORE (US 27 & HWY 98) | 1 | FARM STORE WTP | B | 02 | DISINFECT/HYPOCHLORIN
6284101 | PLANTATION PARADISE | 1 | PLANTATION PARADISE | B | 02 | DISINFECT/HYPOCHLORIN
6284101 | PLANTATION PARADISE | 1 | PLANTATION PARADISE | F | 25 | ORGN-RMVL/ION EXCHANGE
6284102 | HUGHES SUPPLY, INC. | 1 | HUGHES SUPPLY, INC. | B | 02 | DISINFECT/HYPOCHLORIN
6284102 | HUGHES SUPPLY, INC. | 1 | HUGHES SUPPLY, INC. | G | 30 | IRON RMVL/GREENSAND FILTR
6284103 | RUNNING W CITRUS | 1 | RUNNING W CITRUS WTP | B | 02 | DISINFECT/HYPOCHLORIN
6284104 | JUNGLE JIM'S PUB | 1 | JUNGLE JIM'S PUB WTP | B | 02 | DISINFECT/HYPOCHLORIN
6284105 | CAMPER CORRAL | 1 | CAMPER CORRAL | A |  | NO TRTMT
6284106 | MARGE BREWSTER CTR FOR REHABIL | 1 | MARGE BREWSTER CTR FOR REHABIL | A |  | NO TRTMT
6284107 | BEN HILL GRIFFIN, SHOP 16 | 1 | BEN HILL GRIFFIN, SHOP 16 | A |  | NO TRTMT
6284108 | PLACID TEMPLE CHURCH OF GOD | 1 | PLACID TEMPLE PLANT | A |  | NO TRTMT
6284109 | THE HAM PLACE | 1 | THE HAM PLACE PLANT | B | 02 | DISINFECT/HYPOCHLORIN
6284110 | BUTTERFLY ACADEMY | 1 | BUTTERFLY ACADEMY | B | 02 | DISINFECT/HYPOCHLORIN
6284110 | BUTTERFLY ACADEMY | 1 | BUTTERFLY ACADEMY | H | 19 | SOFTENING/PH ADJUSTMENT
6284111 | MINK ASSC II LLC DBA CRYSTAL LAKE CLUB | 1 | CRYSTAL LAKE TREATMENT PLANT | B | 02 | DISINFECT/HYPOCHLORIN
6284112 | 27 TRUCK STOP | 1 | 27 TRUCK STOP | B | 02 | DISINFECT/HYPOCHLORIN
6284113 | LAKE JUNE GOLF AND RACQUET CLUB | 1 | LEZA LEISURE LAKES | B | 02 | DISINFECT/HYPOCHLORIN
6284114 | COUNTRY WALK UTILITIES, INC. | 1 | COUNTRY WALK WTP | B | 01 | DISINFECT/GASEOUS CHLORIN
6284114 | COUNTRY WALK UTILITIES, INC. | 1 | COUNTRY WALK WTP | D | 36 | CORR-CTRL/CORROSION INHIB
6284115 | GLADES ELECTRIC | 1 | GLADES ELECTRIC WTP | B | 02 | DISINFECT/HYPOCHLORIN
6284115 | GLADES ELECTRIC | 1 | GLADES ELECTRIC WTP | Z | 25 | OTHER/ION EXCHANGE
6284116 | FARM STORE #2754 | 1 | FARM STORE WTP | B | 02 | DISINFECT/HYPOCHLORIN
6284117 | HAMPSHIRE PROPERTIES | 1 |  | B | 02 | DISINFECT/HYPOCHLORIN
6290017 | THE WOODLANDS ON CLAY | 1 | THE WOODLANDS ON CLAY PLANT | B | 02 | DISINFECT/HYPOCHLORIN
6290021 | CON-WAY SOUTHERN EXPRESS | 1 | CON-WAY SOUTHERN EXPRESS PL #1 | B | 02 | DISINFECT/HYPOCHLORIN
6290023 | PUBLIC UTIL. DEPT./ KIM ACRES | 1 | KIM ACRES | B | 01 | DISINFECT/GASEOUS CHLORIN
6290041 | HCPRD/ALDERMAN FORD | 1 | ALDERMAN FORD CO. PARK | B | 02 | DISINFECT/HYPOCHLORIN
6290047 | PARKVIEW MHP | 1 | PARKVIEW MHP | B | 02 | DISINFECT/HYPOCHLORIN
6290053 | MELROSE APARTMENTS | 1 | MELROSE APTS PLANT 1 | B | 02 | DISINFECT/HYPOCHLORIN
6290072 | ESCAPE OAKS | 1 | ESCAPE OAKS | B | 02 | DISINFECT/HYPOCHLORIN
6290075 | HCPRD/ANTIOCH COUNTY PARK | 1 | ANTIOCH COUNTY PARK PLANT | B | 02 | DISINFECT/HYPOCHLORIN
6290086 | CJ RENTALS | 1 | CJ RENTALS PLANT | B | 02 | DISINFECT/HYPOCHLORIN
6290086 | CJ RENTALS | 1 | CJ RENTALS PLANT | G | 14 | IRON RMVL/RAPID SAND FIL
6290092 | EAST TAMPA MOBILE HOME PARK | 1 | TAMPA BAY M.H.P. | B | 02 | DISINFECT/HYPOCHLORIN
6290096 | WILLIFORDS #3 LABOR CAMP | 1 | ELSBERRY, B.W. #1 | B | 02 | DISINFECT/HYPOCHLORIN
6290097 | B & W TP | 1 | B & W TP | B | 02 | DISINFECT/HYPOCHLORIN
6290100 | HOPEWELL BAPTIST CHURCH | 1 | HOPEWELL BAPTIST CHURCH | B | 02 | DISINFECT/HYPOCHLORIN
6290100 | HOPEWELL BAPTIST CHURCH | 2 | HOPEWELL BAPTIST CHURCH | A |  | NO TRTMT
6290101 | CHARLIES XPRESS MART | 1 | CHARLIES EXPRESS MART | B | 02 | DISINFECT/HYPOCHLORIN
6290103 | WAR MEMORIAL | 1 | WAR MEMORIAL | A |  | NO TRTMT
6290109 | JF WILLIAMS RMH | 1 | ANDRES SANCHEZ M.L.C. | B | 02 | DISINFECT/HYPOCHLORIN
6290112 | VALRICO HILLS TRAILER PARK | 1 | VALRICO HILLS TRAILER PARK | B | 02 | DISINFECT/HYPOCHLORIN
6290116 | WINDEMERE UTILITY | 1 | WINDEMERE PLANT 1-NORTH | B | 02 | DISINFECT/HYPOCHLORIN
6290116 | WINDEMERE UTILITY | 2 | WINDEMERE PLANT 2-SOUTH | B | 02 | DISINFECT/HYPOCHLORIN
6290127 | HCPRD/BEALSVILLE COUNTY PARK | 1 | HCPRD/BEALSVILLE COUNTY PARK | B | 02 | DISINFECT/HYPOCHLORIN
6290129 | BEARSS PARK INC | 1 | BEARSS PARK INC PLANT | B | 02 | DISINFECT/HYPOCHLORIN
6290142 | HOLIDAY INN EXPRESS | 1 | HOLIDAY INN PLANT 1 | B | 02 | DISINFECT/HYPOCHLORIN
6290153 | HILLS CO UTL-BIG BEND | 1 |  | B | 01 | DISINFECT/GASEOUS CHLORIN
6290157 | THE OAKS OF THONOTOSASSA MHP | 1 | OAKS OF THONOTOSASSA | B | 02 | DISINFECT/HYPOCHLORIN
6290160 | CLUB 92 | 1 | CLUB 92 | B | 02 | DISINFECT/HYPOCHLORIN
6290177 | IMC BIG 4 MINING | 1 | AMAX "BIG FOUR MINE" PLANT # 1 | B | 01 | DISINFECT/GASEOUS CHLORIN
6290178 | MEYER'S MHP-C | 1 | MEYERS M.H.P. #1 | B | 02 | DISINFECT/HYPOCHLORIN
6290186 | MOUNT CARMEL RIDGE | 1 | MOUNT CARMEL RIDGE | B | 02 | DISINFECT/HYPOCHLORIN
6290189 | BRIARWOOD MOBILE HOME COMMUNITY | 1 | BRIARWOOD MOBILE HOME PARK | B | 02 | DISINFECT/HYPOCHLORIN
6290190 | MCN MOBILE HOME PARK | 1 | MCN MOBILE HOME PARK | B | 02 | DISINFECT/HYPOCHLORIN
6290191 | BROOK MOTEL | 1 | BROOK MOTEL#1 | B | 02 | DISINFECT/HYPOCHLORIN
6290200 | BULLFROG CREEK MHP | 1 | BULL FROG CREEK M H P PLANT #1 | B | 01 | DISINFECT/GASEOUS CHLORIN
6290200 | BULLFROG CREEK MHP | 1 | BULL FROG CREEK M H P PLANT #1 | E | 20 | T-O CTRL/AERATION
6290222 | HCPUD/CALM HARBOR SUBDIVISION | 1 | CALM HARBOR PLANT | D | 18 | CORR-CTRL/SEQUESTATION
6290222 | HCPUD/CALM HARBOR SUBDIVISION | 1 | CALM HARBOR PLANT | B | 02 | DISINFECT/HYPOCHLORIN
6290227 | CAMELOT MHP | 1 | CAMELOT MHP | B | 02 | DISINFECT/HYPOCHLORIN
6290229 | CELM/CAMP BAYOU | 1 | HCPRD/CAMP BAYOU | E | 29 | T-O CTRL/CARTRIDGE FILTR
6290229 | CELM/CAMP BAYOU | 1 | HCPRD/CAMP BAYOU | B | 02 | DISINFECT/HYPOCHLORIN
6290251 | PALMS OF LUTZ | 1 | PALMS OF LUTZ | B | 02 | DISINFECT/HYPOCHLORIN
6290256 | CAROUSEL VILLAGE MHP | 1 | CAROUSEL VILLAGE MHP PLANT # 1 | B | 02 | DISINFECT/HYPOCHLORIN
6290259 | HCWD/CARROLLWOOD UTILITIES | 1 | 300 MCFARLAND PLANT # 1 | B | 01 | DISINFECT/GASEOUS CHLORIN
6290259 | HCWD/CARROLLWOOD UTILITIES | 3 | 11501 LIPSEY PLANT # 3 | G | 18 | IRON RMVL/SEQUESTATION
6290259 | HCWD/CARROLLWOOD UTILITIES | 3 | 11501 LIPSEY PLANT # 3 | B | 01 | DISINFECT/GASEOUS CHLORIN
6290259 | HCWD/CARROLLWOOD UTILITIES | 2 | 3409 LATANIA PLANT # 2 | G | 18 | IRON RMVL/SEQUESTATION
6290259 | HCWD/CARROLLWOOD UTILITIES | 2 | 3409 LATANIA PLANT # 2 | B | 01 | DISINFECT/GASEOUS CHLORIN
6290259 | HCWD/CARROLLWOOD UTILITIES | 1 | 300 MCFARLAND PLANT # 1 | G | 18 | IRON RMVL/SEQUESTATION
6290266 | CAST-CRETE USA, INC | 1 | CAST CRETE CORP PLANT # 1 | B | 02 | DISINFECT/HYPOCHLORIN
6290268 | CEDAR GROVE TP | 1 | CEDAR GROVE T P | E | 20 | T-O CTRL/AERATION
6290268 | CEDAR GROVE TP | 1 | CEDAR GROVE T P | B | 02 | DISINFECT/HYPOCHLORIN
6290276 | CHALET VILLAGE MHP | 1 | CHALET VILLAGE MHP PLANT | B | 02 | DISINFECT/HYPOCHLORIN
6290277 | CHAPPARAL MHP | 1 | CHAPPARAL M H P | B | 02 | DISINFECT/HYPOCHLORIN
6290279 | CHARLIES MHP | 1 | CHARLIES MHP PLANT EAST | B | 02 | DISINFECT/HYPOCHLORIN
6290279 | CHARLIES MHP | 2 | CHARLIES MHP PLANT WEST | B | 02 | DISINFECT/HYPOCHLORIN
6290298 | CHULAVISTA LANDINGS | 1 | CHULA VISTA LANDINGS | E | 20 | T-O CTRL/AERATION
6290298 | CHULAVISTA LANDINGS | 1 | CHULA VISTA LANDINGS | B | 02 | DISINFECT/HYPOCHLORIN
6290309 | CITRUS KNOLL MHP | 1 | CITRUS KNOLL MHP | B | 02 | DISINFECT/HYPOCHLORIN
6290310 | FIRST UNION/CITRUS PARK BRANCH | 1 | FIRST UNION PLANT #1 | B | 02 | DISINFECT/HYPOCHLORIN
6290310 | FIRST UNION/CITRUS PARK BRANCH | 1 | FIRST UNION PLANT #1 | G | 29 | IRON RMVL/CARTRIDGE FILTR
6290311 | HCS/CITRUS PK | 1 | CITRUS PARK ELEMENTARY SCHOOL | B | 02 | DISINFECT/HYPOCHLORIN
6290323 | CITY OF PLANT CITY UTILITY | 4 | PLANT 3 WELL #7 TANK 6 | B | 02 | DISINFECT/HYPOCHLORIN
6290323 | CITY OF PLANT CITY UTILITY | 5 | PLANT 4 WELL #8, TANK 5 | B | 02 | DISINFECT/HYPOCHLORIN
6290323 | CITY OF PLANT CITY UTILITY | 4 | PLANT 3 WELL #7 TANK 6 | Z | 27 | OTHER/FLUORIDATION
6290323 | CITY OF PLANT CITY UTILITY | 3 | PLANT 2, WELL #6, TANK 4 | D | 18 | CORR-CTRL/SEQUESTATION
6290323 | CITY OF PLANT CITY UTILITY | 3 | PLANT 2, WELL #6, TANK 4 | B | 02 | DISINFECT/HYPOCHLORIN
6290323 | CITY OF PLANT CITY UTILITY | 3 | PLANT 2, WELL #6, TANK 4 | Z | 27 | OTHER/FLUORIDATION
6290323 | CITY OF PLANT CITY UTILITY | 5 | PLANT 4 WELL #8, TANK 5 | Z | 27 | OTHER/FLUORIDATION
6290323 | CITY OF PLANT CITY UTILITY | 7 | INTERCONNECT PLANT CITY | B | 02 | DISINFECT/HYPOCHLORIN
6290323 | CITY OF PLANT CITY UTILITY | 7 | INTERCONNECT PLANT CITY | D | 18 | CORR-CTRL/SEQUESTATION
6290323 | CITY OF PLANT CITY UTILITY | 1 | MAIN PLANT #1 (WELLS 1,2,3,4) | A |  | NO TRTMT
6290323 | CITY OF PLANT CITY UTILITY | 8 | 7 DAY FOOD STORE | B | 02 | DISINFECT/HYPOCHLORIN
6290323 | CITY OF PLANT CITY UTILITY | 2 | PLANT 1 WELL #5 TANK 3 | Z | 27 | OTHER/FLUORIDATION
6290323 | CITY OF PLANT CITY UTILITY | 5 | PLANT 4 WELL #8, TANK 5 | D | 18 | CORR-CTRL/SEQUESTATION
6290323 | CITY OF PLANT CITY UTILITY | 2 | PLANT 1 WELL #5 TANK 3 | D | 18 | CORR-CTRL/SEQUESTATION
6290323 | CITY OF PLANT CITY UTILITY | 4 | PLANT 3 WELL #7 TANK 6 | D | 18 | CORR-CTRL/SEQUESTATION
6290323 | CITY OF PLANT CITY UTILITY | 2 | PLANT 1 WELL #5 TANK 3 | B | 02 | DISINFECT/HYPOCHLORIN
6290327 | CITY OF TAMPA WATER DEPARTMENT | 1 | DAVID P. TIPPIN WATER PLANT | Z | 19 | OTHER/PH ADJUSTMENT
6290327 | CITY OF TAMPA WATER DEPARTMENT | 1 | DAVID P. TIPPIN WATER PLANT | C | 11 | PART-RMVL/FLOCCULATION
6290327 | CITY OF TAMPA WATER DEPARTMENT | 1 | DAVID P. TIPPIN WATER PLANT | Z | 04 | OTHER/CHLORIMINES
6290327 | CITY OF TAMPA WATER DEPARTMENT | 1 | DAVID P. TIPPIN WATER PLANT | B | 01 | DISINFECT/GASEOUS CHLORIN
6290327 | CITY OF TAMPA WATER DEPARTMENT | 1 | DAVID P. TIPPIN WATER PLANT | X | 43 | DECHLORINATION/BISULFATE ADDITION
6290327 | CITY OF TAMPA WATER DEPARTMENT | 1 | DAVID P. TIPPIN WATER PLANT | B | 05 | DISINFECT/OZONATION
6290327 | CITY OF TAMPA WATER DEPARTMENT | 1 | DAVID P. TIPPIN WATER PLANT | B | 04 | DISINFECT/CHLORAMINES
6290327 | CITY OF TAMPA WATER DEPARTMENT | 1 | DAVID P. TIPPIN WATER PLANT | C | 10 | PART-RMVL/COAGULATION
6290327 | CITY OF TAMPA WATER DEPARTMENT | 1 | DAVID P. TIPPIN WATER PLANT | C | 14 | PART-RMVL/RAPID SAND FIL
6290327 | CITY OF TAMPA WATER DEPARTMENT | 1 | DAVID P. TIPPIN WATER PLANT | E | 09 | T-O CTRL/RAPID MIX
6290327 | CITY OF TAMPA WATER DEPARTMENT | 1 | DAVID P. TIPPIN WATER PLANT | I | 10 | COLOR RML/COAGULATION
6290327 | CITY OF TAMPA WATER DEPARTMENT | 1 | DAVID P. TIPPIN WATER PLANT | Z | 27 | OTHER/FLUORIDATION
6290327 | CITY OF TAMPA WATER DEPARTMENT | 1 | DAVID P. TIPPIN WATER PLANT | Z | 10 | OTHER/COAGULATION
6290327 | CITY OF TAMPA WATER DEPARTMENT | 1 | DAVID P. TIPPIN WATER PLANT | E | 32 | TASTE-ODOR CONTROL/PEROXIDE
6290333 | HCPUD/SEABOARD UTILITIES | 4 | CANTERBURY LAKES | A |  | NO TRTMT
6290333 | HCPUD/SEABOARD UTILITIES | 1 | SEABOARD WTP | E | 20 | T-O CTRL/AERATION
6290333 | HCPUD/SEABOARD UTILITIES | 3 | S 70TH ST & KINGSTON DR | A |  | NO TRTMT
6290333 | HCPUD/SEABOARD UTILITIES | 2 | 86TH ST INTERCONNECT | A |  | NO TRTMT
6290333 | HCPUD/SEABOARD UTILITIES | 5 | 2424 S 82 ST INTERCONNECT | A |  | NO TRTMT
6290333 | HCPUD/SEABOARD UTILITIES | 1 | SEABOARD WTP | B | 01 | DISINFECT/GASEOUS CHLORIN
6290334 | BREEZEWOOD MHP | 1 | BREEZEWOOD M H P PLANT # 1 | B | 02 | DISINFECT/HYPOCHLORIN
6290365 | BRENTWOOD MHP | 1 | BRENTWOOD M H P | B | 02 | DISINFECT/HYPOCHLORIN
6290369 | HCS/CORK ELEMENTARY SCHOOL | 1 | HCS/CORK ELEMENTARY PLANT | B | 02 | DISINFECT/HYPOCHLORIN
6290369 | HCS/CORK ELEMENTARY SCHOOL | 1 | HCS/CORK ELEMENTARY PLANT | D | 36 | CORR-CTRL/CORROSION INHIB
6290371 | CORONET INDUSTRIES | 1 | CORONET INDUSTRIES | E | 20 | T-O CTRL/AERATION
6290371 | CORONET INDUSTRIES | 1 | CORONET INDUSTRIES | G | 30 | IRON RMVL/GREENSAND FILTR
6290371 | CORONET INDUSTRIES | 1 | CORONET INDUSTRIES | B | 02 | DISINFECT/HYPOCHLORIN
6290375 | DESERET FARMS RMH #4 | 1 | DESERET FARMS #4 PLANT 1 | B | 02 | DISINFECT/HYPOCHLORIN
6290383 | COUNTRY GARDEN ESTATES MHP | 1 | COUNTRY GARDEN ESTATES M H P | B | 02 | DISINFECT/HYPOCHLORIN
6290385 | COUNTRY LANE MHP | 1 | COUNTRY LANE MHP | B | 02 | DISINFECT/HYPOCHLORIN
6290388 | HCPUD/NORTHWEST UTILITIES | 20 | 300 MCFARLAND PLANT # 1 | B | 01 | DISINFECT/GASEOUS CHLORIN
6290388 | HCPUD/NORTHWEST UTILITIES | 22 | 11501 LIPSEY PLANT # 3 | G | 18 | IRON RMVL/SEQUESTATION
6290388 | HCPUD/NORTHWEST UTILITIES | 21 | 3409 LATANIA PLANT # 2 | B | 01 | DISINFECT/GASEOUS CHLORIN
6290388 | HCPUD/NORTHWEST UTILITIES | 21 | 3409 LATANIA PLANT # 2 | G | 18 | IRON RMVL/SEQUESTATION
6290388 | HCPUD/NORTHWEST UTILITIES | 22 | 11501 LIPSEY PLANT # 3 | B | 01 | DISINFECT/GASEOUS CHLORIN
6290388 | HCPUD/NORTHWEST UTILITIES | 24 | CHELSEA DUPLEXES PLANT # 1 | B | 02 | DISINFECT/HYPOCHLORIN
6290388 | HCPUD/NORTHWEST UTILITIES | 15 | LAKE PARK PLANT | Z | 02 | OTHER/HYPOCHLORIN
6290388 | HCPUD/NORTHWEST UTILITIES | 17 | FAWN RIDGE WATER TREATMENT PL | Z | 02 | OTHER/HYPOCHLORIN
6290388 | HCPUD/NORTHWEST UTILITIES | 17 | FAWN RIDGE WATER TREATMENT PL | Z | 19 | OTHER/PH ADJUSTMENT
6290388 | HCPUD/NORTHWEST UTILITIES | 15 | LAKE PARK PLANT | Z | 27 | OTHER/FLUORIDATION
6290388 | HCPUD/NORTHWEST UTILITIES | 15 | LAKE PARK PLANT | D | 36 | CORR-CTRL/CORROSION INHIB
6290388 | HCPUD/NORTHWEST UTILITIES | 15 | LAKE PARK PLANT | B | 04 | DISINFECT/CHLORAMINES
6290388 | HCPUD/NORTHWEST UTILITIES | 25 | HCPRD/VETERANS PARK PLANT | B | 02 | DISINFECT/HYPOCHLORIN
6290388 | HCPUD/NORTHWEST UTILITIES | 1 | CARROLLWOOD MEADOWS | B | 01 | DISINFECT/GASEOUS CHLORIN
6290388 | HCPUD/NORTHWEST UTILITIES | 2 | COUNTRY PLACE # 1 | B | 01 | DISINFECT/GASEOUS CHLORIN
6290388 | HCPUD/NORTHWEST UTILITIES | 2 | COUNTRY PLACE # 1 | D | 19 | CORR-CTRL/PH ADJUSTMENT
6290388 | HCPUD/NORTHWEST UTILITIES | 3 | CHERRY CREEK | B | 01 | DISINFECT/GASEOUS CHLORIN
6290388 | HCPUD/NORTHWEST UTILITIES | 4 | FAIRWAY VILLAGE | B | 01 | DISINFECT/GASEOUS CHLORIN
6290388 | HCPUD/NORTHWEST UTILITIES | 5 | HENDERSON RD | B | 01 | DISINFECT/GASEOUS CHLORIN
6290388 | HCPUD/NORTHWEST UTILITIES | 6 | PLANTATION | B | 01 | DISINFECT/GASEOUS CHLORIN
6290388 | HCPUD/NORTHWEST UTILITIES | 6 | PLANTATION | E | 20 | T-O CTRL/AERATION
6290388 | HCPUD/NORTHWEST UTILITIES | 7 | RIVER OAKS W.T.P. | B | 01 | DISINFECT/GASEOUS CHLORIN
6290388 | HCPUD/NORTHWEST UTILITIES | 7 | RIVER OAKS W.T.P. | E | 20 | T-O CTRL/AERATION
6290388 | HCPUD/NORTHWEST UTILITIES | 8 | WOODBRIAR | B | 01 | DISINFECT/GASEOUS CHLORIN
6290388 | HCPUD/NORTHWEST UTILITIES | 9 | COUNTRY PLACE #2 | B | 01 | DISINFECT/GASEOUS CHLORIN
6290388 | HCPUD/NORTHWEST UTILITIES | 9 | COUNTRY PLACE #2 | D | 19 | CORR-CTRL/PH ADJUSTMENT
6290388 | HCPUD/NORTHWEST UTILITIES | 10 | NORTH LAKES | B | 02 | DISINFECT/HYPOCHLORIN
6290388 | HCPUD/NORTHWEST UTILITIES | 11 | NORTHDALE # 1 | B | 02 | DISINFECT/HYPOCHLORIN
6290388 | HCPUD/NORTHWEST UTILITIES | 12 | NORTHDALE # 2 | B | 02 | DISINFECT/HYPOCHLORIN
6290388 | HCPUD/NORTHWEST UTILITIES | 13 | DALE MABRY | B | 01 | DISINFECT/GASEOUS CHLORIN
6290388 | HCPUD/NORTHWEST UTILITIES | 14 | SUN LAKE PARK/TIED INTO NWWS | B | 02 | DISINFECT/HYPOCHLORIN
6290388 | HCPUD/NORTHWEST UTILITIES | 16 | N/WEST INTERIM WTP/SHELDON RD. | B | 02 | DISINFECT/HYPOCHLORIN
6290388 | HCPUD/NORTHWEST UTILITIES | 18 | THE EAGLES SUBDIVISION | B | 01 | DISINFECT/GASEOUS CHLORIN
6290388 | HCPUD/NORTHWEST UTILITIES | 18 | THE EAGLES SUBDIVISION | E | 20 | T-O CTRL/AERATION
6290388 | HCPUD/NORTHWEST UTILITIES | 20 | 300 MCFARLAND PLANT # 1 | G | 18 | IRON RMVL/SEQUESTATION
6290388 | HCPUD/NORTHWEST UTILITIES | 23 | KEYSTONE PRESYTERIAN | B | 02 | DISINFECT/HYPOCHLORIN
6290388 | HCPUD/NORTHWEST UTILITIES | 15 | LAKE PARK PLANT | H | 25 | SOFTENING/ION EXCHANGE
6290388 | HCPUD/NORTHWEST UTILITIES | 17 | FAWN RIDGE WATER TREATMENT PL | Z | 27 | OTHER/FLUORIDATION
6290388 | HCPUD/NORTHWEST UTILITIES | 17 | FAWN RIDGE WATER TREATMENT PL | D | 36 | CORR-CTRL/CORROSION INHIB
6290388 | HCPUD/NORTHWEST UTILITIES | 15 | LAKE PARK PLANT | Z | 19 | OTHER/PH ADJUSTMENT
6290388 | HCPUD/NORTHWEST UTILITIES | 17 | FAWN RIDGE WATER TREATMENT PL | B | 04 | DISINFECT/CHLORAMINES
6290392 | COUNTRYSIDE MHP | 1 | COUNTRYSIDE M.H.P. PLANT # 1 | B | 02 | DISINFECT/HYPOCHLORIN
6290401 | TAMPA SUN ESTATES #6 | 1 | TAMPA SUN ESTATES #6 | B | 02 | DISINFECT/HYPOCHLORIN
6290401 | TAMPA SUN ESTATES #6 | 1 | TAMPA SUN ESTATES #6 | G | 18 | IRON RMVL/SEQUESTATION
6290406 | STRAWBERRY FIELDS MHP | 2 | STRAWBERRY FIELDS MHP- W. WELL | R | 25 | RADS RMVL/ION EXCHANGE
6290406 | STRAWBERRY FIELDS MHP | 2 | STRAWBERRY FIELDS MHP- W. WELL | B | 02 | DISINFECT/HYPOCHLORIN
6290406 | STRAWBERRY FIELDS MHP | 1 | STRAWBERRY FIELDS MHP- NE WELL | B | 02 | DISINFECT/HYPOCHLORIN
6290406 | STRAWBERRY FIELDS MHP | 2 | STRAWBERRY FIELDS MHP- W. WELL | S | 41 | ARSENIC REMOVAL/ADSORPTIVE MEDIA
6290416 | HCPUD/CYPRESS COVE SUBDIVISION | 1 | CYPRESS COVE SUB PLANT | B | 02 | DISINFECT/HYPOCHLORIN
6290430 | CASA VERDE MANUFACTURED HOME COMMUNITY | 2 | CASA VERDE PLANT # 2 SOUTH | B | 02 | DISINFECT/HYPOCHLORIN
6290430 | CASA VERDE MANUFACTURED HOME COMMUNITY | 1 | CASA VERDE PLANT # 1 NORTH | B | 02 | DISINFECT/HYPOCHLORIN
6290435 | DAVIS MHP | 1 | DAVIS M H P | B | 02 | DISINFECT/HYPOCHLORIN
6290457 | DIAMOND HILL GOLF COURSE | 1 | DIAMOND HILLS GOLF PLANT | B | 02 | DISINFECT/HYPOCHLORIN
6290474 | TRIPLE T MHP | 1 | TRIPLE T MHP PLANT # 1 | B | 02 | DISINFECT/HYPOCHLORIN
6290475 | HCPRD/DOVER CTY PK | 1 | HCPRD/DOVER CTY PARK PLANT | B | 02 | DISINFECT/HYPOCHLORIN
6290476 | HCS/DOVER ELEMENTARY SCHOOL | 1 | DOVER ELEM SCHOOL | D | 36 | CORR-CTRL/CORROSION INHIB
6290476 | HCS/DOVER ELEMENTARY SCHOOL | 1 | DOVER ELEM SCHOOL | B | 02 | DISINFECT/HYPOCHLORIN
6290482 | DUFFEY TRAILER PARK | 1 | DUFFEY'S TRAILER PARK | B | 02 | DISINFECT/HYPOCHLORIN
6290484 | VEE'S ADULT MHP | 1 | VEE'S ADULT M.H.P. #1 | B | 02 | DISINFECT/HYPOCHLORIN
6290494 | HCPRD/EARL SIMMONS PARK | 1 | HCPRD/EARL SIMMONS PARK | B | 02 | DISINFECT/HYPOCHLORIN
6290496 | EAST CAUSEWAY MHP | 1 | EAST CAUSWAY MHP | B | 02 | DISINFECT/HYPOCHLORIN
6290497 | HCPUD/EASTLAKE | 2 | EASTLAKE UTILITIES PLANT 2 | B | 01 | DISINFECT/GASEOUS CHLORIN
6290497 | HCPUD/EASTLAKE | 1 | EASTLAKE INTERCONNECT | A |  | NO TRTMT
6290505 | FAMILY RENTALS OF SEFFNER | 1 | FAMILY RENTALS OF SEFFNER | B | 02 | DISINFECT/HYPOCHLORIN
6290513 | EL OTRO MHP | 1 | EL OTRO MHP PLANT 1 | B | 02 | DISINFECT/HYPOCHLORIN
6290530 | END GATE MHP | 1 | END GATE MHP PLANT # 1 | B | 02 | DISINFECT/HYPOCHLORIN
6290530 | END GATE MHP | 2 | END GATE MHP PLANT #2 | B | 02 | DISINFECT/HYPOCHLORIN
6290534 | CELM/EUREKA SPRINGS | 1 | HCPRD/EUREKA SPRINGS PLANT | B | 02 | DISINFECT/HYPOCHLORIN
6290548 | HENRY GEORGE MOBILE HOME PARK | 1 | HENRY GEORGE MOBILE HOME PARK | B | 02 | DISINFECT/HYPOCHLORIN
6290565 | A.A.M.A. M H P | 1 | A.A.M.A. M H P | B | 02 | DISINFECT/HYPOCHLORIN
6290579 | FIRST UNION BANK | 1 | FLA FED SAVINGS & LOAN PLANT 1 | B | 02 | DISINFECT/HYPOCHLORIN
6290590 | FLORIDA ACECAPADERS INC. | 1 | FL ACECAPADERS PLANT 1 SOUTH | B | 02 | DISINFECT/HYPOCHLORIN
6290590 | FLORIDA ACECAPADERS INC. | 2 | FL ACECAPADERS TP PLT 2 NORTH | B | 02 | DISINFECT/HYPOCHLORIN
6290595 | FLORIDA LIGHT & LIFE MHP | 1 | FLORIDA LIGHT LIFE PARK PLANT | G | 18 | IRON RMVL/SEQUESTATION
6290595 | FLORIDA LIGHT & LIFE MHP | 1 | FLORIDA LIGHT LIFE PARK PLANT | D | 18 | CORR-CTRL/SEQUESTATION
6290595 | FLORIDA LIGHT & LIFE MHP | 1 | FLORIDA LIGHT LIFE PARK PLANT | B | 02 | DISINFECT/HYPOCHLORIN
6290602 | FLORIDA SANDS | 1 | FLORIDA SANDS #1 #2 | B | 02 | DISINFECT/HYPOCHLORIN
6290607 | FLYING CLOUD TP | 1 | FLYING CLOUD TP PLANT | B | 02 | DISINFECT/HYPOCHLORIN
6290631 | GALAXY MHP | 1 | GALAXY MHP PLANT | B | 02 | DISINFECT/HYPOCHLORIN
6290648 | RIVER OAKS RV RESORT | 1 | RIVER OAKS R.V.RESORT PARK | B | 02 | DISINFECT/HYPOCHLORIN
6290648 | RIVER OAKS RV RESORT | 1 | RIVER OAKS R.V.RESORT PARK | E | 20 | T-O CTRL/AERATION
6290648 | RIVER OAKS RV RESORT | 1 | RIVER OAKS R.V.RESORT PARK | R | 25 | RADS RMVL/ION EXCHANGE
6290662 | GILLUM MHP | 1 | GILLUM MHP PLANT # 1 | B | 02 | DISINFECT/HYPOCHLORIN
6290667 | BEASVILLE INC. | 1 | BEASVILLE INC | B | 02 | DISINFECT/HYPOCHLORIN
6290685 | SUNBURST RV PARK-TAMPA EAST | 1 | SUNBURST RV PARK TAMPA EAST | B | 02 | DISINFECT/HYPOCHLORIN
6290685 | SUNBURST RV PARK-TAMPA EAST | 1 | SUNBURST RV PARK TAMPA EAST | G | 18 | IRON RMVL/SEQUESTATION
6290696 | GROVE MHC | 1 | GROVE MHC | B | 02 | DISINFECT/HYPOCHLORIN
6290696 | GROVE MHC | 1 | GROVE MHC | G | 18 | IRON RMVL/SEQUESTATION
6290706 | SANTIAGO RMH, BENNY G. | 1 | BENNY SANTIAGO M.L.C. | B | 02 | DISINFECT/HYPOCHLORIN
6290715 | HERITAGE FINACIAL GROUP, INC. | 1 | HALLIDAY'S NORTHGATE MHP PLT 1 | B | 02 | DISINFECT/HYPOCHLORIN
6290722 | HAPPY ACRES MHP | 1 | HAPPY ACRES M.H.P | B | 02 | DISINFECT/HYPOCHLORIN
6290728 | HAPPY TRAVELER'S RVP | 2 | HAPPY TRAVELER RVP SOUTH PLANT | B | 02 | DISINFECT/HYPOCHLORIN
6290728 | HAPPY TRAVELER'S RVP | 1 | HAPPY TRAVELER RVP NORTH PLANT | B | 02 | DISINFECT/HYPOCHLORIN
6290740 | MAGNOLIA TP | 1 | MAGNOLIA TP | B | 02 | DISINFECT/HYPOCHLORIN
6290741 | HAWAIIAN ISLES MHP | 1 | HAWAIIAN ISLES MHP | B | 02 | DISINFECT/HYPOCHLORIN
6290741 | HAWAIIAN ISLES MHP | 1 | HAWAIIAN ISLES MHP | E | 20 | T-O CTRL/AERATION
6290741 | HAWAIIAN ISLES MHP | 1 | HAWAIIAN ISLES MHP | R | 25 | RADS RMVL/ION EXCHANGE
6290758 | HI PINES MOBILE HOME PARK | 1 | HI PINES MHP PLANT | B | 02 | DISINFECT/HYPOCHLORIN
6290758 | HI PINES MOBILE HOME PARK | 1 | HI PINES MHP PLANT | C | 14 | PART-RMVL/RAPID SAND FIL
6290762 | WATERSIDE MHP | 1 | WATERSIDE MHP PLANT # 1 | B | 02 | DISINFECT/HYPOCHLORIN
6290781 | HCS/LIBRARY PROCESS CENTER | 1 | LIBRARY PROCESS CENTER | B | 02 | DISINFECT/HYPOCHLORIN
6290786 | CJ WATERS CENTER (HDC) | 1 | C.J. WATERS CTR PLANT # 1 | B | 02 | DISINFECT/HYPOCHLORIN
6290787 | HCPUD/SOUTH-CENTRAL | 20 | MILLER ROAD | D | 18 | CORR-CTRL/SEQUESTATION
6290787 | HCPUD/SOUTH-CENTRAL | 20 | MILLER ROAD | Z | 27 | OTHER/FLUORIDATION
6290787 | HCPUD/SOUTH-CENTRAL | 34 | THONOTOSASSA WATER MAIN EXT. | B | 02 | DISINFECT/HYPOCHLORIN
6290787 | HCPUD/SOUTH-CENTRAL | 10 | ECHO | B | 02 | DISINFECT/HYPOCHLORIN
6290787 | HCPUD/SOUTH-CENTRAL | 11 | GREENBAY (EVERINA) | B | 01 | DISINFECT/GASEOUS CHLORIN
6290787 | HCPUD/SOUTH-CENTRAL | 12 | HICKORY HILLS | B | 02 | DISINFECT/HYPOCHLORIN
6290787 | HCPUD/SOUTH-CENTRAL | 13 | HEIDI (POLITAL #1) | B | 01 | DISINFECT/GASEOUS CHLORIN
6290787 | HCPUD/SOUTH-CENTRAL | 14 | HIGHVIEW | B | 02 | DISINFECT/HYPOCHLORIN
6290787 | HCPUD/SOUTH-CENTRAL | 15 | JOHN MOORE | B | 01 | DISINFECT/GASEOUS CHLORIN
6290787 | HCPUD/SOUTH-CENTRAL | 16 | KINGSWAY(POLITAL #2/MERCER) | B | 02 | DISINFECT/HYPOCHLORIN
6290787 | HCPUD/SOUTH-CENTRAL | 17 | LAKEWOOD | B | 02 | DISINFECT/HYPOCHLORIN
6290787 | HCPUD/SOUTH-CENTRAL | 19 | MARGOT | B | 02 | DISINFECT/HYPOCHLORIN
6290787 | HCPUD/SOUTH-CENTRAL | 21 | PARSON AVENUE NORTH | B | 02 | DISINFECT/HYPOCHLORIN
6290787 | HCPUD/SOUTH-CENTRAL | 22 | RAINBOW | B | 02 | DISINFECT/HYPOCHLORIN
6290787 | HCPUD/SOUTH-CENTRAL | 23 | RIDGE COURT | B | 02 | DISINFECT/HYPOCHLORIN
6290787 | HCPUD/SOUTH-CENTRAL | 24 | RIDGELAND | B | 01 | DISINFECT/GASEOUS CHLORIN
6290787 | HCPUD/SOUTH-CENTRAL | 26 | RUSKIN W.T.P. | B | 01 | DISINFECT/GASEOUS CHLORIN
6290787 | HCPUD/SOUTH-CENTRAL | 27 | SEFFNER VALRICO | B | 01 | DISINFECT/GASEOUS CHLORIN
6290787 | HCPUD/SOUTH-CENTRAL | 28 | SUN CITY W.T.P. | B | 01 | DISINFECT/GASEOUS CHLORIN
6290787 | HCPUD/SOUTH-CENTRAL | 29 | TRAIL | B | 02 | DISINFECT/HYPOCHLORIN
6290787 | HCPUD/SOUTH-CENTRAL | 30 | TRUMAN(PRESIDENTIAL MANOR) | B | 01 | DISINFECT/GASEOUS CHLORIN
6290787 | HCPUD/SOUTH-CENTRAL | 31 | VILLAGE COURT(TRADEWINDS) | B | 02 | DISINFECT/HYPOCHLORIN
6290787 | HCPUD/SOUTH-CENTRAL | 32 | WINDHORST (KINGSWAY DOWNS) | B | 01 | DISINFECT/GASEOUS CHLORIN
6290787 | HCPUD/SOUTH-CENTRAL | 33 | WILLOWS W.T.P. | B | 01 | DISINFECT/GASEOUS CHLORIN
6290787 | HCPUD/SOUTH-CENTRAL | 20 | MILLER ROAD | Z | 25 | OTHER/ION EXCHANGE
6290787 | HCPUD/SOUTH-CENTRAL | 20 | MILLER ROAD | B | 02 | DISINFECT/HYPOCHLORIN
6290787 | HCPUD/SOUTH-CENTRAL | 9 | EAST BRANDON ESTATES | B | 01 | DISINFECT/GASEOUS CHLORIN
6290787 | HCPUD/SOUTH-CENTRAL | 8 | CLARISSA | B | 01 | DISINFECT/GASEOUS CHLORIN
6290787 | HCPUD/SOUTH-CENTRAL | 7 | BUCKHORN | B | 01 | DISINFECT/GASEOUS CHLORIN
6290787 | HCPUD/SOUTH-CENTRAL | 6 | BROOKER HI POINT (BRUCKEN) | B | 01 | DISINFECT/GASEOUS CHLORIN
6290787 | HCPUD/SOUTH-CENTRAL | 5 | BROOKER(END POINT) | B | 02 | DISINFECT/HYPOCHLORIN
6290787 | HCPUD/SOUTH-CENTRAL | 4 | BROOKE (PARKWAY) | B | 02 | DISINFECT/HYPOCHLORIN
6290787 | HCPUD/SOUTH-CENTRAL | 2 | BANDY | B | 02 | DISINFECT/HYPOCHLORIN
6290787 | HCPUD/SOUTH-CENTRAL | 1 | APOLLO BEACH | E | 20 | T-O CTRL/AERATION
6290787 | HCPUD/SOUTH-CENTRAL | 1 | APOLLO BEACH | B | 01 | DISINFECT/GASEOUS CHLORIN
6290787 | HCPUD/SOUTH-CENTRAL | 25 | RIVERVIEW REPUMP | B | 02 | DISINFECT/HYPOCHLORIN
6290787 | HCPUD/SOUTH-CENTRAL | 18 | LITHIA WATER TREATMENT PLANT | B | 02 | DISINFECT/HYPOCHLORIN
6290787 | HCPUD/SOUTH-CENTRAL | 35 | HIGHVIEW WTP | D | 36 | CORR-CTRL/CORROSION INHIB
6290787 | HCPUD/SOUTH-CENTRAL | 3 | BLOOMINGDALE REPUMP STATION | B | 02 | DISINFECT/HYPOCHLORIN
6290787 | HCPUD/SOUTH-CENTRAL | 36 | CENTRAL HILLSBOROUGH WATER PLT | Z | 19 | OTHER/PH ADJUSTMENT
6290787 | HCPUD/SOUTH-CENTRAL | 36 | CENTRAL HILLSBOROUGH WATER PLT | B | 02 | DISINFECT/HYPOCHLORIN
6290787 | HCPUD/SOUTH-CENTRAL | 36 | CENTRAL HILLSBOROUGH WATER PLT | B | 04 | DISINFECT/CHLORAMINES
6290787 | HCPUD/SOUTH-CENTRAL | 18 | LITHIA WATER TREATMENT PLANT | D | 36 | CORR-CTRL/CORROSION INHIB
6290787 | HCPUD/SOUTH-CENTRAL | 18 | LITHIA WATER TREATMENT PLANT | Z | 27 | OTHER/FLUORIDATION
6290787 | HCPUD/SOUTH-CENTRAL | 36 | CENTRAL HILLSBOROUGH WATER PLT | Z | 27 | OTHER/FLUORIDATION
6290787 | HCPUD/SOUTH-CENTRAL | 18 | LITHIA WATER TREATMENT PLANT | B | 04 | DISINFECT/CHLORAMINES
6290787 | HCPUD/SOUTH-CENTRAL | 36 | CENTRAL HILLSBOROUGH WATER PLT | D | 36 | CORR-CTRL/CORROSION INHIB
6290793 | HILLSBOROUGH RIVER STATE PARK | 1 | HILLSBOROUGH RIVER STATE PARK | B | 02 | DISINFECT/HYPOCHLORIN
6290793 | HILLSBOROUGH RIVER STATE PARK | 1 | HILLSBOROUGH RIVER STATE PARK | E | 20 | T-O CTRL/AERATION
6290799 | HILLTOP MHP-E | 1 | HILLTOP MHP "C,D,E" | B | 02 | DISINFECT/HYPOCHLORIN
6290800 | HILLTOP MHP | 1 | HILLTOP MHP PLANT # 1 | B | 02 | DISINFECT/HYPOCHLORIN
6290847 | LONE OAKS MOBILE ESTATES | 1 | LONE OAKS MOBILE ESTATES | B | 02 | DISINFECT/HYPOCHLORIN
6290862 | RIVER BLUFF PARK | 1 | RIVER BLUFF PLANT | B | 02 | DISINFECT/HYPOCHLORIN
6290903 | THE STROH BREWERY CO | 1 | THE STROH BREWERY CO | B | 02 | DISINFECT/HYPOCHLORIN
6290905 | JOURNEY'S END TP | 1 | WERYTSFGHB | B | 02 | DISINFECT/HYPOCHLORIN
6290919 | KEEL'S TP | 1 | KEEL'S TP PLANT 1 | B | 02 | DISINFECT/HYPOCHLORIN
6290931 | HCPRD/KEYSTONE CTY PK | 1 | HCPRD/KEYSTONE PK PLANT 1 | B | 02 | DISINFECT/HYPOCHLORIN
6290937 | KING RICHARD'S COURT MOBILE HOME PARK | 1 | KING RICHARDS COURT | B | 02 | DISINFECT/HYPOCHLORIN
6290953 | HCS/KNIGHTS ELEMENTARY SCHOOL | 1 | KNIGHTS ELEM SCHOOL PLANT | B | 02 | DISINFECT/HYPOCHLORIN
6290953 | HCS/KNIGHTS ELEMENTARY SCHOOL | 1 | KNIGHTS ELEM SCHOOL PLANT | D | 36 | CORR-CTRL/CORROSION INHIB
6290957 | KOBUS TRAILER PARK | 1 | KOBUS TRAILER PARK PLANT # 1 | B | 02 | DISINFECT/HYPOCHLORIN
6290960 | TAMPA SUN ESTATES 4 | 1 | TAMPA SUN ESTATES 4 | B | 02 | DISINFECT/HYPOCHLORIN
6290960 | TAMPA SUN ESTATES 4 | 1 | TAMPA SUN ESTATES 4 | N | 25 | NITRATE REMOVAL/ION EXCHANGE
6290960 | TAMPA SUN ESTATES 4 | 1 | TAMPA SUN ESTATES 4 | C | 29 | PART-RMVL/CARTRIDGE FILTR
6290972 | H.C.P.R.D./LAKE COUNTY PARK | 1 | KLJSDF | B | 02 | DISINFECT/HYPOCHLORIN
6290997 | LAKE ROSE VILLAGE | 2 | LAKE ROSE SOUTH | B | 02 | DISINFECT/HYPOCHLORIN
6291000 | TRIANGLE FISH FARM | 1 | ?????????????????????????????? | A |  | NO TRTMT
6291018 | CAX-LAKESHORE LLC | 1 | LAKESHORE VILLAS PLANT 1 SOUTH | B | 02 | DISINFECT/HYPOCHLORIN
6291018 | CAX-LAKESHORE LLC | 2 | LAKESHORE VILLAS PLANT 2 NORTH | B | 02 | DISINFECT/HYPOCHLORIN
6291023 | PINE TREE VILLAGE MHP | 1 | PINE TREE VILLAGE PLANT | B | 02 | DISINFECT/HYPOCHLORIN
6291037 | TAMPA SUN ESTATES #5 | 1 | TAMPA SUN ESTATES #5 | B | 02 | DISINFECT/HYPOCHLORIN
6291057 | WALDEN POND MHP | 1 | WALDEN POND M.H.P. | B | 02 | DISINFECT/HYPOCHLORIN
6291057 | WALDEN POND MHP | 2 | WALDEN POND M.H.P. | B | 02 | DISINFECT/HYPOCHLORIN
6291073 | LARISAY RMH | 1 | LARISAY LABOR CAMP PLANT # 1 | B | 02 | DISINFECT/HYPOCHLORIN
6291082 | CELM/LITHIA SPRINGS | 1 | LITHIA SPRINGS | B | 02 | DISINFECT/HYPOCHLORIN
6291087 | BEDROCK LITTLE MANATEE | 1 | LITTLE MANATEE | E | 20 | T-O CTRL/AERATION
6291087 | BEDROCK LITTLE MANATEE | 1 | LITTLE MANATEE | B | 02 | DISINFECT/HYPOCHLORIN
6291088 | LITTLE MANATEE SPRINGS MHP | 1 | LITTLE MANATEE SPRINGS PLANT | B | 02 | DISINFECT/HYPOCHLORIN
6291088 | LITTLE MANATEE SPRINGS MHP | 1 | LITTLE MANATEE SPRINGS PLANT | E | 20 | T-O CTRL/AERATION
6291096 | LIVINGSTON MHP | 1 | LIVINGSTON MHP PLANT | B | 02 | DISINFECT/HYPOCHLORIN
6291104 | STONE LEDGE MANOR | 1 | STONE LEDGE MANOR PLANT | G | 29 | IRON RMVL/CARTRIDGE FILTR
6291104 | STONE LEDGE MANOR | 1 | STONE LEDGE MANOR PLANT | H | 25 | SOFTENING/ION EXCHANGE
6291104 | STONE LEDGE MANOR | 1 | STONE LEDGE MANOR PLANT | B | 02 | DISINFECT/HYPOCHLORIN
6291106 | LPJ MHP | 1 | L P J PLANT #1 | B | 02 | DISINFECT/HYPOCHLORIN
6291111 | LULORE MHP | 1 | LULORE MHP #1 | B | 02 | DISINFECT/HYPOCHLORIN
6291114 | H.C.S.& UTL./LUTZ ELEMENTARY | 1 | LUTZ ELEM SCHOOL | B | 02 | DISINFECT/HYPOCHLORIN
6291134 | HCS/MANGO ELEMENTARY SCHOOL | 1 | MANGO ELEM SCHOOL | B | 02 | DISINFECT/HYPOCHLORIN
6291135 | MANGO TP | 1 | MANGO TP | B | 02 | DISINFECT/HYPOCHLORIN
6291135 | MANGO TP | 1 | MANGO TP | G | 29 | IRON RMVL/CARTRIDGE FILTR
6291139 | BUNGALOW OAKS | 2 | BUNGALOW OAKS PLANT # 3-E | B | 02 | DISINFECT/HYPOCHLORIN
6291139 | BUNGALOW OAKS | 2 | BUNGALOW OAKS PLANT # 3-E | D | 36 | CORR-CTRL/CORROSION INHIB
6291139 | BUNGALOW OAKS | 1 | BUNGALOW OAKS PLANT # 1-N | B | 02 | DISINFECT/HYPOCHLORIN
6291139 | BUNGALOW OAKS | 1 | BUNGALOW OAKS PLANT # 1-N | D | 36 | CORR-CTRL/CORROSION INHIB
6291153 | MARY HELP OF CHRISTIANS CENTER | 1 | MARY HELP OF CHRISTIANS CENTER | B | 02 | DISINFECT/HYPOCHLORIN
6291167 | HCS/MCDONALD ELEMENTARY | 1 | MCDONALD ELEM SCHOOL | B | 02 | DISINFECT/HYPOCHLORIN
6291170 | DUNCAN'S MHP | 1 | PLANT 1 | B | 02 | DISINFECT/HYPOCHLORIN
6291191 | WINDING CREEK MHP | 1 | WINDING CREEK MHP | B | 02 | DISINFECT/HYPOCHLORIN
6291196 | MILES MLC #1 | 1 | MILES LABOR CAMP PLANT # 1 | B | 02 | DISINFECT/HYPOCHLORIN
6291213 | HIGHLAND OAKS MHC | 2 | KARINA MHP PLANT 2 (NORTH) | B | 02 | DISINFECT/HYPOCHLORIN
6291213 | HIGHLAND OAKS MHC | 1 | HIGHLAND OAKS MHC | B | 02 | DISINFECT/HYPOCHLORIN
6291216 | MORRIS MHP | 1 | MORRIS MHP | B | 02 | DISINFECT/HYPOCHLORIN
6291219 | MOSS HAVEN MHP | 1 | MOSS HAVEN M.H.P.-PLANT | B | 02 | DISINFECT/HYPOCHLORIN
6291234 | STRAWBERRY RIDGE | 1 | MT TAHOE VILLAGE MHP #1 | B | 02 | DISINFECT/HYPOCHLORIN
6291250 | HCS/NATURE'S CLASSROOM | 1 | HCS/NATURE'S CLASSROOM PLANT | B | 02 | DISINFECT/HYPOCHLORIN
6291251 | HIDDEN OAKS MHP | 1 | HIDDEN OAKS MHP PLANT | B | 02 | DISINFECT/HYPOCHLORIN
6291252 | NEPTUNE VILLAGE MHP | 1 | NEPTUNE VILLAGE MHP | E | 20 | T-O CTRL/AERATION
6291252 | NEPTUNE VILLAGE MHP | 1 | NEPTUNE VILLAGE MHP | B | 02 | DISINFECT/HYPOCHLORIN
6291252 | NEPTUNE VILLAGE MHP | 1 | NEPTUNE VILLAGE MHP | R | 26 | RADS REMOVAL/REVERSE OSMOSIS
6291270 | HCPRD/NYE PARK | 1 | HCPRD/NYE CTY PARK PLANT #1 | B | 02 | DISINFECT/HYPOCHLORIN
6291276 | PACIFICA MGM MHP LLC | 2 | MGM MHP PLANT #2 SOUTHEAST | B | 02 | DISINFECT/HYPOCHLORIN
6291276 | PACIFICA MGM MHP LLC | 3 | MGM MOBILE HOME COMMUNITY | B | 02 | DISINFECT/HYPOCHLORIN
6291276 | PACIFICA MGM MHP LLC | 1 | MGM MHP PLANT #1 NORTHWEST | B | 02 | DISINFECT/HYPOCHLORIN
6291280 | OAK HILL VILLAGE MHP | 1 | OAK HILL PLANT#1 (EAST) | B | 02 | DISINFECT/HYPOCHLORIN
6291280 | OAK HILL VILLAGE MHP | 2 | OAK HILL PLANT #2(WEST) | B | 02 | DISINFECT/HYPOCHLORIN
6291288 | HCPUD/OAKVIEW ESTATES | 1 | MASTER METER FROM 6290323 | A |  | NO TRTMT
6291300 | H.C.P.R.D./DOVER PARK (OLD) | 1 | OLD DOVER PARK | B | 02 | DISINFECT/HYPOCHLORIN
6291327 | PALM LANE TRAILER TERRACE PK | 1 | PALM LANE TRAILER TERR PLANT 1 | B | 02 | DISINFECT/HYPOCHLORIN
6291341 | PARADISE VILLAGE | 1 | PARADISE VILLAGE PLANT | B | 02 | DISINFECT/HYPOCHLORIN
6291347 | PARKESDALE FARMS RMH #1 | 1 | PARKESDALE FARMS RMH #1 PLANT | B | 02 | DISINFECT/HYPOCHLORIN
6291372 | HCPUD/PEBBLE CREEK SUBDIVISION | 4 | PEBBLE CREEK SUBDIVISION NORTH | D | 18 | CORR-CTRL/SEQUESTATION
6291372 | HCPUD/PEBBLE CREEK SUBDIVISION | 2 | WATER SUPPLY FACILITY # 3 | B | 01 | DISINFECT/GASEOUS CHLORIN
6291372 | HCPUD/PEBBLE CREEK SUBDIVISION | 3 | WATER SUPPLY FACILITY NO. 2 | B | 01 | DISINFECT/GASEOUS CHLORIN
6291372 | HCPUD/PEBBLE CREEK SUBDIVISION | 1 | PEBBLE CREEK SUBDIVISION SOUTH | D | 36 | CORR-CTRL/CORROSION INHIB
6291403 | HCS/PINECREST ELEMENTARY | 1 | PINECREST ELEMENTARY | H | 25 | SOFTENING/ION EXCHANGE
6291403 | HCS/PINECREST ELEMENTARY | 1 | PINECREST ELEMENTARY | B | 02 | DISINFECT/HYPOCHLORIN
6291404 | HCPRD/PINECREST LITTLE LEAGUE | 1 | PINECREST LITTLE LEAGUE | E | 20 | T-O CTRL/AERATION
6291404 | HCPRD/PINECREST LITTLE LEAGUE | 1 | PINECREST LITTLE LEAGUE | B | 02 | DISINFECT/HYPOCHLORIN
6291418 | CELM/EDWARD MEDARD PARK | 1 | HCPRD/MEDARD PARK- WEST PLANT | B | 02 | DISINFECT/HYPOCHLORIN
6291418 | CELM/EDWARD MEDARD PARK | 2 | HCPRD/MEDARD PARK- EAST PLANT | B | 02 | DISINFECT/HYPOCHLORIN
6291442 | PROVIDENCE CHRISTIAN SCHOOL | 1 | PROVIDENCE CHRISTIAN SCHOOL #1 | B | 02 | DISINFECT/HYPOCHLORIN
6291444 | PRUDENTIAL INSURANCE CO | 1 | PRUDENTIAL INSURANCE CO | B | 02 | DISINFECT/HYPOCHLORIN
6291445 | BLACK DAIRY ROAD TP | 1 | BLACK DAIRY RD TP NORTH #1 | B | 02 | DISINFECT/HYPOCHLORIN
6291445 | BLACK DAIRY ROAD TP | 2 | BLACK DAIRY RD TP SOUTH #2 | B | 02 | DISINFECT/HYPOCHLORIN
6291454 | MCGEE/EVERGLADES HARVESTING CAMP | 2 | WILLIAMSON "MCGEE" FARM WORKER | B | 02 | DISINFECT/HYPOCHLORIN
6291481 | RANCH OAKS ESTATES | 2 | RANCH OAKS MHP WEST | B | 02 | DISINFECT/HYPOCHLORIN
6291481 | RANCH OAKS ESTATES | 2 | RANCH OAKS MHP WEST | N | 25 | NITRATE REMOVAL/ION EXCHANGE
6291481 | RANCH OAKS ESTATES | 1 | RANCH OAKS MHP EAST | N | 25 | NITRATE REMOVAL/ION EXCHANGE
6291481 | RANCH OAKS ESTATES | 1 | RANCH OAKS MHP EAST | B | 02 | DISINFECT/HYPOCHLORIN
6291483 | RAY MAR MHP | 1 | RAY-MAR MHP PLANT | B | 02 | DISINFECT/HYPOCHLORIN
6291521 | RIVERSIDE MHP | 1 | RIVERSIDE MHP | Z | 23 | OTHER/GAC ADDITION
6291521 | RIVERSIDE MHP | 1 | RIVERSIDE MHP | B | 02 | DISINFECT/HYPOCHLORIN
6291521 | RIVERSIDE MHP | 1 | RIVERSIDE MHP | E | 20 | T-O CTRL/AERATION
6291524 | RIVIERA MHP | 1 | RIVIERA MHP PLANT | B | 02 | DISINFECT/HYPOCHLORIN
6291524 | RIVIERA MHP | 1 | RIVIERA MHP PLANT | E | 20 | T-O CTRL/AERATION
6291529 | GUTHRIES SUNSHINE PARK | 1 | GUTHRIES SUNSHINE PARK | B | 02 | DISINFECT/HYPOCHLORIN
6291531 | ROBINSON ORANGE MHP | 1 | ROBINSON ORANGE MHP | B | 02 | DISINFECT/HYPOCHLORIN
6291532 | HCS/JS ROBINSON ELEMENTARY | 1 | JS ROBINSON ELEMENTARY SCHOOL | B | 02 | DISINFECT/HYPOCHLORIN
6291541 | FEATHEROCK MHP | 1 | INTERCONNECT | A |  | NO TRTMT
6291547 | ROSEBROOK MHP | 1 | ROSEBROOK MHP | B | 02 | DISINFECT/HYPOCHLORIN
6291560 | GROVE PARK | 1 | GROVE PARK #1 | B | 02 | DISINFECT/HYPOCHLORIN
6291564 | RUSTIC HAVEN MHP | 1 | RUSTIC HAVEN M.H.P. | B | 02 | DISINFECT/HYPOCHLORIN
6291575 | SAFFOLD FARMS #1 | 1 | SAFFOLD FARMS #1 | B | 02 | DISINFECT/HYPOCHLORIN
6291575 | SAFFOLD FARMS #1 | 1 | SAFFOLD FARMS #1 | R | 25 | RADS RMVL/ION EXCHANGE
6291581 | HCPUD/SAN REMO SUBDIVISION | 1 | SAN REMO SUBDIVISION PLANT 1 | B | 02 | DISINFECT/HYPOCHLORIN
6291595 | SCARAB TP | 1 | SCARAB T P | B | 02 | DISINFECT/HYPOCHLORIN
6291597 | RIVERSIDE GOLF COURSE COMMUNITY LLC | 1 | RIVERSIDE CLUB EAST | E | 20 | T-O CTRL/AERATION
6291597 | RIVERSIDE GOLF COURSE COMMUNITY LLC | 1 | RIVERSIDE CLUB EAST | B | 02 | DISINFECT/HYPOCHLORIN
6291597 | RIVERSIDE GOLF COURSE COMMUNITY LLC | 2 | RIVERSIDE CLUB #2 WEST | E | 20 | T-O CTRL/AERATION
6291597 | RIVERSIDE GOLF COURSE COMMUNITY LLC | 2 | RIVERSIDE CLUB #2 WEST | B | 02 | DISINFECT/HYPOCHLORIN
6291605 | SELF MOBILE HOME SITES | 1 | SELF MOBILE HOME SITES PLANT | B | 02 | DISINFECT/HYPOCHLORIN
6291610 | SHADY GROVE MHP | 1 | SHADY GROVE MHP | B | 02 | DISINFECT/HYPOCHLORIN
6291612 | SHADY OAK TP | 1 | SHADY OAK T P | B | 02 | DISINFECT/HYPOCHLORIN
6291642 | SIESTA MHP | 2 | SIESTA MHP PLANT # 2 | B | 02 | DISINFECT/HYPOCHLORIN
6291642 | SIESTA MHP | 1 | SIESTA M.H.P. PLANT # 1 | B | 02 | DISINFECT/HYPOCHLORIN
6291649 | SKIPPER VILLAGE MHP | 1 | SKIPPER VILLAGE PLT 1 (MAILBX) | B | 02 | DISINFECT/HYPOCHLORIN
6291649 | SKIPPER VILLAGE MHP | 2 | SKIPPER VILLAGE PLT 2 (ROAD) | B | 02 | DISINFECT/HYPOCHLORIN
6291681 | SOUTHERN PINES MHP | 1 | SOUTHERN PINES M.H.P. PLANT #1 | B | 02 | DISINFECT/HYPOCHLORIN
6291684 | SPANISH MAIN TRAVEL RESORT | 1 | SPANISH MAIN TRAVEL RESORT | B | 02 | DISINFECT/HYPOCHLORIN
6291687 | SPEER MHP | 1 | SPEER MHP | B | 02 | DISINFECT/HYPOCHLORIN
6291687 | SPEER MHP | 1 | SPEER MHP | G | 18 | IRON RMVL/SEQUESTATION
6291689 | SPENCERS PINEWOOD | 1 | OAK BROOK VILLAGE #2 MHP | B | 02 | DISINFECT/HYPOCHLORIN
6291698 | HCPRD/SPRINGHEAD COUNTY PARK | 1 | HCPRD/SPRINGHEAD COUNTY PARK | B | 02 | DISINFECT/HYPOCHLORIN
6291699 | HCS/SPRINGHEAD ELEMENTARY | 1 | HCS/SPRINGHEAD ELEMENTARY | B | 02 | DISINFECT/HYPOCHLORIN
6291761 | SUNRISE MHP | 1 | SUNRISE MHP PLANT | B | 02 | DISINFECT/HYPOCHLORIN
6291762 | SUNSET PLAZA | 1 | SUNSET UTILITIES | B | 02 | DISINFECT/HYPOCHLORIN
6291762 | SUNSET PLAZA | 1 | SUNSET UTILITIES | D | 36 | CORR-CTRL/CORROSION INHIB
6291767 | SUNSHINE TP | 1 | SUNSHINE TP | G | 18 | IRON RMVL/SEQUESTATION
6291767 | SUNSHINE TP | 1 | SUNSHINE TP | B | 02 | DISINFECT/HYPOCHLORIN
6291776 | GARDEN SPRINGS MHP | 1 | GARDEN SPRINGS MHP | B | 02 | DISINFECT/HYPOCHLORIN
6291778 | 6503 HWY 301 LLC | 1 | SINGH 301 INC. | B | 02 | DISINFECT/HYPOCHLORIN
6291778 | 6503 HWY 301 LLC | 1 | SINGH 301 INC. | H | 25 | SOFTENING/ION EXCHANGE
6291781 | TAMPA MARIA MHP | 1 | TAMPA MARIA MHP PLANT | B | 02 | DISINFECT/HYPOCHLORIN
6291789 | TEMPLE HGTS CHRISTIAN SCHOOL & CHURCH | 1 | TEMPLE HTS CHRISTIAN SCH PLT 1 | B | 02 | DISINFECT/HYPOCHLORIN
6291791 | CITY OF TEMPLE TERRACE UTILITY | 1 | TEMPLE TERRACE WHITEWAY PLANT | D | 36 | CORR-CTRL/CORROSION INHIB
6291791 | CITY OF TEMPLE TERRACE UTILITY | 1 | TEMPLE TERRACE WHITEWAY PLANT | B | 01 | DISINFECT/GASEOUS CHLORIN
6291791 | CITY OF TEMPLE TERRACE UTILITY | 2 | TEMPLE TERRACE SUNNINGDALE PLT | B | 01 | DISINFECT/GASEOUS CHLORIN
6291791 | CITY OF TEMPLE TERRACE UTILITY | 1 | TEMPLE TERRACE WHITEWAY PLANT | E | 20 | T-O CTRL/AERATION
6291791 | CITY OF TEMPLE TERRACE UTILITY | 1 | TEMPLE TERRACE WHITEWAY PLANT | C | 14 | PART-RMVL/RAPID SAND FIL
6291791 | CITY OF TEMPLE TERRACE UTILITY | 1 | TEMPLE TERRACE WHITEWAY PLANT | H | 24 | SOFTENING/LIME-SODA
6291791 | CITY OF TEMPLE TERRACE UTILITY | 1 | TEMPLE TERRACE WHITEWAY PLANT | Z | 27 | OTHER/FLUORIDATION
6291791 | CITY OF TEMPLE TERRACE UTILITY | 2 | TEMPLE TERRACE SUNNINGDALE PLT | Z | 27 | OTHER/FLUORIDATION
6291794 | HCPRD/THATCHER COUNTY PARK | 1 | THATCHER COUNTY PARK | B | 02 | DISINFECT/HYPOCHLORIN
6291807 | HILLS CTY FIRE/THONOTOSASSA | 1 | HILLS. CO. FIRE THONOTOSASSA | B | 02 | DISINFECT/HYPOCHLORIN
6291808 | HCS/THONOTOSASSA SCHOOL | 1 | THONOTOSASSA ELEM SCHOOL | B | 02 | DISINFECT/HYPOCHLORIN
6291810 | CRAWFORD 3 B'S MHP | 2 | CRAWFORD 3 B'S WEST #2 | B | 02 | DISINFECT/HYPOCHLORIN
6291810 | CRAWFORD 3 B'S MHP | 1 | CRAWFORD 3 B'S MHP EAST #1 | B | 02 | DISINFECT/HYPOCHLORIN
6291838 | LARSONS MHP | 1 | LARSONS MHP | B | 02 | DISINFECT/HYPOCHLORIN
6291840 | VALRICO MHP LLC | 1 | TOWN & COUNTRY M.H.P | B | 02 | DISINFECT/HYPOCHLORIN
6291847 | STRAWBERRY PATCH MOBILE HOME PARK | 1 | STRAWBERRY PATCH MOBILE HOME P | B | 02 | DISINFECT/HYPOCHLORIN
6291852 | TAMPA BAY FISHERIES INC | 1 | TAMPA BAY FISHERIES PLANT | B | 02 | DISINFECT/HYPOCHLORIN
6291863 | HCS/TURKEY CREEK FFA | 1 | HCS/TURKEY CREEK FFA | B | 02 | DISINFECT/HYPOCHLORIN
6291864 | HCS/TURKEY CREEK MIDDLE SCHOOL/FFA | 1 | HCS/TURKEY CREEK MIDDLE SCHOOL | B | 02 | DISINFECT/HYPOCHLORIN
6291864 | HCS/TURKEY CREEK MIDDLE SCHOOL/FFA | 3 | HCS/TURKEY CREEK MIDDLE SCHOOL | D | 36 | CORR-CTRL/CORROSION INHIB
6291864 | HCS/TURKEY CREEK MIDDLE SCHOOL/FFA | 4 | HCS/TURKEY CREEK FFA | B | 02 | DISINFECT/HYPOCHLORIN
6291864 | HCS/TURKEY CREEK MIDDLE SCHOOL/FFA | 3 | HCS/TURKEY CREEK MIDDLE SCHOOL | B | 02 | DISINFECT/HYPOCHLORIN
6291864 | HCS/TURKEY CREEK MIDDLE SCHOOL/FFA | 2 | HCS/TURKEY CREEK FFA | B | 02 | DISINFECT/HYPOCHLORIN
6291870 | TWIN PALMS MHP | 1 | TWIN PALMS COURT | B | 02 | DISINFECT/HYPOCHLORIN
6291874 | TYRONE VILLAGE MHC | 2 | TV MHC PLANT WEST | B | 02 | DISINFECT/HYPOCHLORIN
6291874 | TYRONE VILLAGE MHC | 1 | TV MHC PLANT EAST | B | 02 | DISINFECT/HYPOCHLORIN
6291882 | UNIVERSITY OF SOUTH FLORIDA | 1 | UNIV OF SOUTH FLORIDA PLANT 1 | B | 02 | DISINFECT/HYPOCHLORIN
6291882 | UNIVERSITY OF SOUTH FLORIDA | 1 | UNIV OF SOUTH FLORIDA PLANT 1 | D | 36 | CORR-CTRL/CORROSION INHIB
6291891 | VALRICO HILLS UTILITY CORP | 1 | VALRICO HILLS SUBDIVISION | B | 02 | DISINFECT/HYPOCHLORIN
6291905 | VILLA GROVE MOBILE HOME PARK | 1 | VILLA | B | 02 | DISINFECT/HYPOCHLORIN
6291960 | TAMPA SOUTH RV RESORT CAMPGROUND | 1 | TAMPA S. RV RESORT CAMPGROUND | B | 02 | DISINFECT/HYPOCHLORIN
6291960 | TAMPA SOUTH RV RESORT CAMPGROUND | 1 | TAMPA S. RV RESORT CAMPGROUND | R | 26 | RADS REMOVAL/REVERSE OSMOSIS
6291969 | PINE OAKS MHP | 1 | PINE OAKS M.H.P. PLANT # 1 | B | 02 | DISINFECT/HYPOCHLORIN
6291969 | PINE OAKS MHP | 1 | PINE OAKS M.H.P. PLANT # 1 | G | 30 | IRON RMVL/GREENSAND FILTR
6291969 | PINE OAKS MHP | 1 | PINE OAKS M.H.P. PLANT # 1 | G | 18 | IRON RMVL/SEQUESTATION
6291982 | WILSONS MHP | 1 | WILSON'S MHP | B | 02 | DISINFECT/HYPOCHLORIN
6291983 | HCS/WIMAUMA ELEMENTARY SCHOOL | 1 | WIMAUMA ELEM SCHOOL | B | 02 | DISINFECT/HYPOCHLORIN
6291984 | SUN CITY MOBILE HOME PARK | 1 | SUN CITY MHP | B | 02 | DISINFECT/HYPOCHLORIN
6291985 | RAINBOW PARK | 1 | RAINBOW PARK | B | 02 | DISINFECT/HYPOCHLORIN
6291988 | WINDWARD KNOLL MHP | 1 | WINDWARD KNOLL M.H.P. | B | 02 | DISINFECT/HYPOCHLORIN
6291989 | WINDWARD OAKS MOBILE VILLAGE | 1 | WINDWARD OAKS VILLAGE PLANT | B | 02 | DISINFECT/HYPOCHLORIN
6292073 | CENTRO AUSTURIANO HOSPITAL | 1 | CENTRO AUSTURIANO HOSPITAL | B | 02 | DISINFECT/HYPOCHLORIN
6292074 | CHELSEA DUPLEXES | 1 | CHELSEA DUPLEXES PLANT # 1 | B | 02 | DISINFECT/HYPOCHLORIN
6292075 | DREVAS APARTMENTS | 1 | TAMPA | B | 02 | DISINFECT/HYPOCHLORIN
6292076 | RAINTREE OAKS | 1 | RAINTREE OAKS PLANT | B | 02 | DISINFECT/HYPOCHLORIN
6292077 | LONDON OAKS APARTMENTS | 1 | LONDON OAKS | B | 02 | DISINFECT/HYPOCHLORIN
6292078 | RIVER COVE APTS (COMMONWEALTH) | 1 | RIVER COVE APTS | B | 02 | DISINFECT/HYPOCHLORIN
6292080 | 42ND STREET APARTMENTS | 1 | 42ND STREET APTS PLANT | B | 02 | DISINFECT/HYPOCHLORIN
6292081 | HCPUD/HERSHEL HEIGHTS | 1 | 5132 KIRBY ST | A |  | NO TRTMT
6292081 | HCPUD/HERSHEL HEIGHTS | 3 | 5015 PURITAN RD | A |  | NO TRTMT
6292084 | TIMBER TRACE #1 | 1 | TIMBER TRACE PLANT # 1 | B | 02 | DISINFECT/HYPOCHLORIN
6292084 | TIMBER TRACE #1 | 2 | WOODEN OAKS WELL # 3 | B | 02 | DISINFECT/HYPOCHLORIN
6292085 | TIMBER TRACE #2 | 3 | WOODEN OAKS # 5 | B | 02 | DISINFECT/HYPOCHLORIN
6292085 | TIMBER TRACE #2 | 2 | TIMBER TRACE PLANT #2 | B | 02 | DISINFECT/HYPOCHLORIN
6292085 | TIMBER TRACE #2 | 1 | TIMBER TRACE PLANT # 1 | B | 02 | DISINFECT/HYPOCHLORIN
6292086 | LONDON OAKS WELL#11 | 1 |  | B | 02 | DISINFECT/HYPOCHLORIN
6292087 | OAKLEAF MANOR (ACLF) | 1 |  | B | 02 | DISINFECT/HYPOCHLORIN
6292088 | OAKTREE VILLA APTS | 1 |  | B | 02 | DISINFECT/HYPOCHLORIN
6292089 | LA CASA MIA | 1 | LA CASA MIA PLANT | B | 02 | DISINFECT/HYPOCHLORIN
6292091 | COUNTRY ACRES | 1 | COUNTRY ACRES PLANT # 1 | E | 20 | T-O CTRL/AERATION
6292091 | COUNTRY ACRES | 1 | COUNTRY ACRES PLANT # 1 | B | 02 | DISINFECT/HYPOCHLORIN
6292095 | SHADY PALM BOARDING HOME | 1 | SHADY PALM BOARDING HOME | B | 02 | DISINFECT/HYPOCHLORIN
6292096 | SPRINGTREE APTS | 1 | SPRINGTREE APTS PLANT #1 | B | 02 | DISINFECT/HYPOCHLORIN
6292097 | ST. JOSEPH HOSPITAL | 1 | ST. JOSEPH HOSPITAL PLANT 1 | E | 20 | T-O CTRL/AERATION
6292099 | TERRACE SQUARE APTS | 1 | TERRACE SQUARE APTS | B | 02 | DISINFECT/HYPOCHLORIN
6292100 | UNIVERSITY APARTMENTS | 1 | UNIVERSITY APART. PLANT #1 | B | 02 | DISINFECT/HYPOCHLORIN
6292122 | LEARNING PLACE, A | 1 |  | B | 02 | DISINFECT/HYPOCHLORIN
6292124 | ALICE IN WONDERLAND D CC | 1 | ALICE IN WONDERLAND D CC | B | 02 | DISINFECT/HYPOCHLORIN
6292125 | ACADEMY OF TAMPA INC | 1 | ACADEMY OF TAMPA INC | B | 02 | DISINFECT/HYPOCHLORIN
6292126 | B & G DAYCARE & KINDERGARTEN | 1 | B & G DAYCARE & KINDERGARTEN | B | 02 | DISINFECT/HYPOCHLORIN
6292128 | NEW HOPE CHILDREN'S ACADEMY | 1 | NEW HOPE CHILDREN'S ACAD PLANT | B | 02 | DISINFECT/HYPOCHLORIN
6292130 | LINEBAUGH CAMP PRESCHOOL | 1 | POOKEY'S DAY CARE)LINEBAUGH CM | B | 02 | DISINFECT/HYPOCHLORIN
6292131 | CARROLLWOOD VILLAGE DAYCARE | 1 | CARROLLWOOD VILLAGE DC PLANT 1 | B | 02 | DISINFECT/HYPOCHLORIN
6292133 | HCPRD/EAST POINT CONSTRUCTION | 1 | EAST PT. CIVIC CENTER PARK | B | 02 | DISINFECT/HYPOCHLORIN
6292136 | ACADEMY LEARNING | 1 | CHILDRENS'S CORNER | B | 02 | DISINFECT/HYPOCHLORIN
6292137 | RCMA SAM ALLEN CDC | 2 | RCMA SAM ALLEN CDC | B | 02 | DISINFECT/HYPOCHLORIN
6292137 | RCMA SAM ALLEN CDC | 1 | RCMA-PLANT CITY INFANT CENTER | B | 02 | DISINFECT/HYPOCHLORIN
6292138 | HARVEST TIME MEM CHURCH CC | 1 | HARVEST TIME MEM. CHURCH CCC | B | 02 | DISINFECT/HYPOCHLORIN
6292140 | 78TH STREET STATION | 1 | 78TH STREET STATION | B | 02 | DISINFECT/HYPOCHLORIN
6292141 | HUMPTY DUMPTY DC II | 1 | LAND OF OZ PLANT # 1 | B | 02 | DISINFECT/HYPOCHLORIN
6292142 | KIDDY KOLLEGE KINDERGARDEN | 1 | KIDDY KOLLEGE KIND PLANT # 1 | B | 02 | DISINFECT/HYPOCHLORIN
6292143 | PLANT CITY RCMA MIGRANT CENTER | 1 | PC RCMA MIGRANT CENTER PLANT | B | 02 | DISINFECT/HYPOCHLORIN
6292147 | LAKESIDE LEARNING CENTER | 1 | LAKESIDE LEARNING CENTER #1 | B | 02 | DISINFECT/HYPOCHLORIN
6292148 | LITTLE FRIENDS C.C.C. | 1 |  | B | 02 | DISINFECT/HYPOCHLORIN
6292149 | SEFFNER HILLS ACADEMY | 1 | SEFFNER HILLS ACADEMY | B | 02 | DISINFECT/HYPOCHLORIN
6292150 | FIRST BAPTIST CHURCH OF LUTZ - SANCTUARY | 1 | FIRST BAPT CH LUTZ SANCTUARY | B | 02 | DISINFECT/HYPOCHLORIN
6292151 | HCPRD/VETERAN'S PARK | 1 | HCPRD/VETERANS PARK PLANT | B | 02 | DISINFECT/HYPOCHLORIN
6292152 | BAY LIFE CHURCH OF BRANDON | 2 | FIRST BAPT CH OF MANGO-W | B | 02 | DISINFECT/HYPOCHLORIN
6292152 | BAY LIFE CHURCH OF BRANDON | 1 | FIRST BAPT CH OF MANGO - E | B | 02 | DISINFECT/HYPOCHLORIN
6292157 | SCOTTS KIDDYE KOLLEGE | 1 | SCOTTS KIDDYE KOLLEGE PLANT #1 | B | 02 | DISINFECT/HYPOCHLORIN
6292158 | SESAME STREET CHILD C C | 1 |  | B | 02 | DISINFECT/HYPOCHLORIN
6292159 | A LITTLE KIDS ACADEMY | 1 | A LITTLE KIDS ACADEMY | B | 02 | DISINFECT/HYPOCHLORIN
6292161 | KIDZ WONDERLAND ACADEMY | 1 | KIDZ WONDERLAND ACADEMY | B | 02 | DISINFECT/HYPOCHLORIN
6292163 | TEMPLE TERRACE MONTESSORI ACAD | 1 | TEMPLE TERRACE MONT. ACADEMY | B | 02 | DISINFECT/HYPOCHLORIN
6292165 | TRANSFORMING LIFE CHURCH | 1 | TRANSFORMING LIFE CHURCH | B | 02 | DISINFECT/HYPOCHLORIN
6292166 | HCPRD/TURKEY CREEK PARK (FOOTBALL) | 1 | TURKEY CREEK PLANT 1(WEST(OLD) | B | 02 | DISINFECT/HYPOCHLORIN
6292166 | HCPRD/TURKEY CREEK PARK (FOOTBALL) | 2 | TURKEY CREEK PARK | B | 02 | DISINFECT/HYPOCHLORIN
6292231 | THE VILLAGE SHOPPING CENTER | 1 | VILLAGE SHOPPING CTR PLANT | B | 02 | DISINFECT/HYPOCHLORIN
6292231 | THE VILLAGE SHOPPING CENTER | 1 | VILLAGE SHOPPING CTR PLANT | G | 29 | IRON RMVL/CARTRIDGE FILTR
6292231 | THE VILLAGE SHOPPING CENTER | 1 | VILLAGE SHOPPING CTR PLANT | H | 25 | SOFTENING/ION EXCHANGE
6292232 | CIRCLE K #7556 | 1 | CIRCLE K STORE #7556 | B | 02 | DISINFECT/HYPOCHLORIN
6292233 | LITTLE FOOD STORE | 1 | LITTLE FOOD STORE | B | 02 | DISINFECT/HYPOCHLORIN
6292234 | FLORIDA BEVERAGE DRIVE THRU | 1 | FLORIDA BEVERAGE DRIVE PLT 1 | B | 02 | DISINFECT/HYPOCHLORIN
6292235 | MEGCHAD MHP | 1 | MEGCHAD MHP | B | 02 | DISINFECT/HYPOCHLORIN
6292236 | CIRCLE K # 7067 | 1 | CIRCLE K # 7067 | B | 02 | DISINFECT/HYPOCHLORIN
6292237 | PARS FOOD & DELI MART | 1 | CIRCLE K # 7352 | C | 14 | PART-RMVL/RAPID SAND FIL
6292237 | PARS FOOD & DELI MART | 1 | CIRCLE K # 7352 | B | 02 | DISINFECT/HYPOCHLORIN
6292238 | LUTZ COUNTRY STORE | 1 | LUTZ COUNTRY STORE | C | 14 | PART-RMVL/RAPID SAND FIL
6292238 | LUTZ COUNTRY STORE | 1 | LUTZ COUNTRY STORE | H | 25 | SOFTENING/ION EXCHANGE
6292238 | LUTZ COUNTRY STORE | 1 | LUTZ COUNTRY STORE | B | 02 | DISINFECT/HYPOCHLORIN
6292239 | READY FOOD STORE #81 | 1 | READY FOOD STORE # 81 PLANT 1 | B | 02 | DISINFECT/HYPOCHLORIN
6292240 | NIGHT MOVES II | 1 | NIGHT MOVES II | B | 02 | DISINFECT/HYPOCHLORIN
6292241 | LUTZ LEARNING CENTER | 1 | LUTZ LEARNING CENTER PLANT | B | 02 | DISINFECT/HYPOCHLORIN
6292449 | BARTON DUPLEXES | 1 | BARTON # 1 | B | 02 | DISINFECT/HYPOCHLORIN
6292453 | OAKWOOD ACRES APARTMENTS | 1 | OAKWOOD ACRES PLANT #1 | A |  | NO TRTMT
6292456 | PLEASANT MANOR ACLF | 1 | PLEASANT MANOR A.C.L.F. PLANT1 | B | 02 | DISINFECT/HYPOCHLORIN
6292458 | TERRACE APTS | 1 | TERRACE APTS PLANT 1 | D | 36 | CORR-CTRL/CORROSION INHIB
6292458 | TERRACE APTS | 1 | TERRACE APTS PLANT 1 | B | 02 | DISINFECT/HYPOCHLORIN
6292460 | HCS/BRANDON HIGH SCHOOL | 1 | BRANDON HIGH SCHOOL STADIUM | B | 02 | DISINFECT/HYPOCHLORIN
6292463 | PROSOURCE ONE | 1 | PROSOURCE ONE PLANT 1 | G | 30 | IRON RMVL/GREENSAND FILTR
6292463 | PROSOURCE ONE | 1 | PROSOURCE ONE PLANT 1 | E | 25 | T-O CTRL/ION EXCHANGE
6292463 | PROSOURCE ONE | 1 | PROSOURCE ONE PLANT 1 | B | 02 | DISINFECT/HYPOCHLORIN
6292466 | BLAIKIE'S RESTAURANT | 1 | BLAIKIE'S RESTAURANT PLANT #1 | B | 02 | DISINFECT/HYPOCHLORIN
6292467 | MOSAIC PHOSPHATES CO-FORT LONESOME MINE | 1 | FORT LONESOME MINE WTP | B | 02 | DISINFECT/HYPOCHLORIN
6292470 | CAVE LOUNGE | 1 | CAVE LOUNGE PLANT 1 | B | 02 | DISINFECT/HYPOCHLORIN
6292471 | MOSAIC PLANT CITY | 1 | MOSAIC PLANT | D | 36 | CORR-CTRL/CORROSION INHIB
6292471 | MOSAIC PLANT CITY | 2 | CF INDUSTRIES NEW SYSTEM | B | 01 | DISINFECT/GASEOUS CHLORIN
6292471 | MOSAIC PLANT CITY | 2 | CF INDUSTRIES NEW SYSTEM | D | 36 | CORR-CTRL/CORROSION INHIB
6292471 | MOSAIC PLANT CITY | 1 | MOSAIC PLANT | B | 02 | DISINFECT/HYPOCHLORIN
6292475 | COX'S FISH MARKET | 1 | COX'S FISH #1 | B | 02 | DISINFECT/HYPOCHLORIN
6292476 | 8910 EXECUTIVE CENTER I | 1 | 8910 EXECUTIVE CTR PLANT # 1 | B | 02 | DISINFECT/HYPOCHLORIN
6292477 | GRANNY'S SUPER BUFFET | 1 | GRANNY'S SUPER BUFFET | B | 02 | DISINFECT/HYPOCHLORIN
6292478 | FAT WILLIE'S FISH CAMP | 1 | FAT WILLIES FISH CAMP | B | 02 | DISINFECT/HYPOCHLORIN
6292479 | DRAGON EXPRESS | 1 | DRAGON EXPRESS PLANT 1 | B | 02 | DISINFECT/HYPOCHLORIN
6292480 | CARGILL FERTILIZER INC | 3 | CARGILL FERT TREATMENT PLT#3 | C | 15 | PART-RMVL/PRESS SAND FILT
6292480 | CARGILL FERTILIZER INC | 4 | TREATMENT PLANT # 4 | B | 02 | DISINFECT/HYPOCHLORIN
6292480 | CARGILL FERTILIZER INC | 4 | TREATMENT PLANT # 4 | C | 15 | PART-RMVL/PRESS SAND FILT
6292480 | CARGILL FERTILIZER INC | 5 | GARDINIER INC. TREATMENT PLT#5 | B | 02 | DISINFECT/HYPOCHLORIN
6292480 | CARGILL FERTILIZER INC | 2 | CARGILL FERT TREATMENT PLANT | C | 15 | PART-RMVL/PRESS SAND FILT
6292480 | CARGILL FERTILIZER INC | 2 | CARGILL FERT TREATMENT PLANT | B | 02 | DISINFECT/HYPOCHLORIN
6292480 | CARGILL FERTILIZER INC | 1 | CARGILL FERT TREAT PLANT #1 | C | 15 | PART-RMVL/PRESS SAND FILT
6292480 | CARGILL FERTILIZER INC | 1 | CARGILL FERT TREAT PLANT #1 | B | 02 | DISINFECT/HYPOCHLORIN
6292480 | CARGILL FERTILIZER INC | 3 | CARGILL FERT TREATMENT PLT#3 | B | 02 | DISINFECT/HYPOCHLORIN
6292482 | CARROLLWOOD COMMUNITY HOSPITAL | 1 | CARROLLWOOD COMM.#1 | B | 02 | DISINFECT/HYPOCHLORIN
6292483 | SO WEST FLA WATER MANAG DIST | 1 | S.W.F.W.M.#1 | B | 02 | DISINFECT/HYPOCHLORIN
6292549 | HACIENDA MOTEL/MARTHA'S REST. | 1 | MARTHA HACIENDA MOTEL PLANT #1 | B | 02 | DISINFECT/HYPOCHLORIN
6292550 | HARDEE MANUFACTURING CO | 1 |  | B | 02 | DISINFECT/HYPOCHLORIN
6292552 | JACKS COOKIE CO | 1 | JACK'S COOKIE #1 | B | 02 | DISINFECT/HYPOCHLORIN
6292553 | MP TENNIS CENTER | 1 | MP TENNIS CENTER | B | 02 | DISINFECT/HYPOCHLORIN
6292553 | MP TENNIS CENTER | 1 | MP TENNIS CENTER | G | 30 | IRON RMVL/GREENSAND FILTR
6292554 | TAMPA WAREHOUSE | 1 | TAMPA WAREHOUSE | B | 02 | DISINFECT/HYPOCHLORIN
6292557 | LOTUS MOTEL | 1 | LOTUS MOTEL PLANT # 1 | B | 02 | DISINFECT/HYPOCHLORIN
6292560 | RIVERVIEW MOOSE LODGE #2158 | 1 | MOOSE LODGE # 2158 | E | 20 | T-O CTRL/AERATION
6292560 | RIVERVIEW MOOSE LODGE #2158 | 1 | MOOSE LODGE # 2158 | B | 02 | DISINFECT/HYPOCHLORIN
6292561 | MOTEL 301 | 1 | MOTEL 301 PLANT | B | 02 | DISINFECT/HYPOCHLORIN
6292562 | HCPUD THE EAGLES | 1 | THE EAGLES GOLF & COUNTRY PLT1 | B | 02 | DISINFECT/HYPOCHLORIN
6292565 | BOSTON CHICKEN | 1 | BOSTON CHICKEN | B | 02 | DISINFECT/HYPOCHLORIN
6292566 | GREAT EXPRESSIONS | 1 | GREAT EXPRESSION | B | 02 | DISINFECT/HYPOCHLORIN
6292566 | GREAT EXPRESSIONS | 1 | GREAT EXPRESSION | N | 25 | NITRATE REMOVAL/ION EXCHANGE
6292567 | NEMAH PLAZA | 1 | WIMAUMA WEST PLAZA PALNT # 1 | B | 02 | DISINFECT/HYPOCHLORIN
6292568 | SUNBELT SALES INC. DBA RAY ANTHONY INC | 1 | SUNBELT SALES & RENTALS, INC. | B | 02 | DISINFECT/HYPOCHLORIN
6292571 | FUBAR'S/CAR LOT | 1 | PLANT # 1 | B | 02 | DISINFECT/HYPOCHLORIN
6292573 | TAMPA FARM SERVICE | 1 | TAMPA FARM SERVICE, INC. | B | 02 | DISINFECT/HYPOCHLORIN
6292576 | THUNDERBIRD LANES | 1 | THUNDERBIRD LANES PLANT # 1 | B | 02 | DISINFECT/HYPOCHLORIN
6292576 | THUNDERBIRD LANES | 1 | THUNDERBIRD LANES PLANT # 1 | E | 25 | T-O CTRL/ION EXCHANGE
6292576 | THUNDERBIRD LANES | 1 | THUNDERBIRD LANES PLANT # 1 | E | 20 | T-O CTRL/AERATION
6292577 | VALRICO MEDICAL CENTER | 1 | VALRICO MEDICAL CNTR PLANT # 1 | B | 02 | DISINFECT/HYPOCHLORIN
6292578 | VILLAGE RESTAURANT | 1 | VILLAGE RESTAURANT PLANT | B | 02 | DISINFECT/HYPOCHLORIN
6292581 | CSX TRANSPORTATION CO | 1 | CSX TRANSPORTATION CO | B | 02 | DISINFECT/HYPOCHLORIN
6292588 | STATE FARM INSURANCE CO | 1 | STATE FARM INS PLANT # 1 | B | 02 | DISINFECT/HYPOCHLORIN
6292643 | REGENCY OAKS | 1 | REGENCY OAKS PLANT | B | 02 | DISINFECT/HYPOCHLORIN
6292645 | RIVERBREEZE MHP | 1 | RIVERBREEZE MHP | B | 02 | DISINFECT/HYPOCHLORIN
6292647 | WHISPERING PINES PARK | 1 | WHISPERING PINES PLANT | B | 02 | DISINFECT/HYPOCHLORIN
6292648 | TAMPA EAST RV RESORT | 1 | EAST TAMPA RV RESORT | B | 02 | DISINFECT/HYPOCHLORIN
6292648 | TAMPA EAST RV RESORT | 1 | EAST TAMPA RV RESORT | G | 29 | IRON RMVL/CARTRIDGE FILTR
6292649 | MG TRAILER PARK | 1 | MG TP PLANT | B | 02 | DISINFECT/HYPOCHLORIN
6292651 | HCPUD/THE EAGLES UTILITY CO | 1 | THE EAGLES | E | 20 | T-O CTRL/AERATION
6292651 | HCPUD/THE EAGLES UTILITY CO | 1 | THE EAGLES | B | 01 | DISINFECT/GASEOUS CHLORIN
6292653 | LARRET MHP | 1 | LARRET M.H.P. | B | 02 | DISINFECT/HYPOCHLORIN
6292654 | OAKBROOK MHP | 1 | OAKBROOK MHP PLANT | B | 02 | DISINFECT/HYPOCHLORIN
6292655 | STRAWBERRY SQUARE MHP | 1 | STRAWBERRY SQUARE MHP | B | 02 | DISINFECT/HYPOCHLORIN
6292656 | REGAL MHP | 1 | REGAL MHP #1 | B | 02 | DISINFECT/HYPOCHLORIN
6292658 | LEARNING GATE #207 | 1 | LEARNING GATE #207 | B | 02 | DISINFECT/HYPOCHLORIN
6292659 | KIDZ ZOO | 1 | KIDZ ZOO PLANT 1 | B | 02 | DISINFECT/HYPOCHLORIN
6292660 | HCPRD/STERLING HEIGHTS PARK | 1 | HCPRD/STERLING HGTS PLANT | B | 02 | DISINFECT/HYPOCHLORIN
6292662 | FOX'S CORNER | 1 | FOX'S CORNER | B | 02 | DISINFECT/HYPOCHLORIN
6292664 | PLANT CITY GOLF & COUNTRY CLUB | 1 | PLANT CITY GOLF & COUNTRY CLUB | B | 02 | DISINFECT/HYPOCHLORIN
6292755 | RAINBOW ROCK MHP | 1 | RAINBOW ROCK MHP | B | 02 | DISINFECT/HYPOCHLORIN
6292786 | CHURCH OF GOD CAMPGROUND | 1 | CHURCH OF GOD CAMPGROUND | B | 02 | DISINFECT/HYPOCHLORIN
6292786 | CHURCH OF GOD CAMPGROUND | 1 | CHURCH OF GOD CAMPGROUND | D | 36 | CORR-CTRL/CORROSION INHIB
6292787 | CRYSTAL-KAY MOBILE HOME PARK | 1 | CRYSTAL-KAY MOBILE HOME PARK | B | 02 | DISINFECT/HYPOCHLORIN
6292788 | TERRACE ACRES APTS | 1 | TERRACE ACRES APTS | B | 02 | DISINFECT/HYPOCHLORIN
6292794 | H.C.S.& UTL./SEFFNER SCHOOL | 1 | SEFFNER SCHOOL (L.D.S. BLDG.) | B | 02 | DISINFECT/HYPOCHLORIN
6292795 | TAMPA BAY CONFERENCE ASSEMBLY | 1 | TAMPA BAY CONF PALNT 1 | B | 02 | DISINFECT/HYPOCHLORIN
6292796 | SCOUT CREST CAMP | 1 | SCOUT CREST CAMP PLANT #1 | B | 02 | DISINFECT/HYPOCHLORIN
6292797 | STORYBOOK RANCH DAYCARE | 1 | STORYBOOK RANCH PLANT # 1 | B | 02 | DISINFECT/HYPOCHLORIN
6292799 | AMERICAN LEGION #334 | 1 | AMERICAN LEGION #334 PLANT 1 | B | 02 | DISINFECT/HYPOCHLORIN
6292800 | EXTRA SPACE CTR | 1 | EXTRA SPACE CTR PLANT #1 | B | 02 | DISINFECT/HYPOCHLORIN
6292801 | BRANDON SEAFOOD REST | 1 | CAPTAIN D'S DISTRIBUTION | B | 02 | DISINFECT/HYPOCHLORIN
6292806 | FORT LONESOME GROCERY | 1 | FORT LONESOME GROCERY | H | 25 | SOFTENING/ION EXCHANGE
6292806 | FORT LONESOME GROCERY | 1 | FORT LONESOME GROCERY | B | 02 | DISINFECT/HYPOCHLORIN
6292811 | TIM'S CAFE | 1 | JEAN'S FAMILY REST | B | 02 | DISINFECT/HYPOCHLORIN
6292812 | MR POOL INC | 1 | SOUTHERN PRIDE BAR BQ CO. | B | 02 | DISINFECT/HYPOCHLORIN
6292814 | THONOTOSASSA MARATHON | 1 | THONOTOSASSA MARATHON | B | 02 | DISINFECT/HYPOCHLORIN
6292817 | KWIK PAK FOOD MART | 1 | KWIK PAK FOOD MART PLANT | B | 02 | DISINFECT/HYPOCHLORIN
6292820 | FERGUSON ENTERPRISES INC | 1 | FERGUSON ENTERPRISES | H | 25 | SOFTENING/ION EXCHANGE
6292820 | FERGUSON ENTERPRISES INC | 1 | FERGUSON ENTERPRISES | C | 14 | PART-RMVL/RAPID SAND FIL
6292821 | PRIMETIME FOOD STORE #18 | 1 | PRIMETIME FOOD STORE #18 PLANT | B | 02 | DISINFECT/HYPOCHLORIN
6292822 | ORIENT PARK EXXON #49128 | 1 | ORIENT PARK EXXON #49128 | B | 02 | DISINFECT/HYPOCHLORIN
6292823 | QUALITY MEAT MK | 1 | QUALITY MEAT MKT PLANT # 1 | B | 02 | DISINFECT/HYPOCHLORIN
6292825 | RUSKIN DRIVE IN | 1 | RUSKIN DRIVE IN PLANT | B | 02 | DISINFECT/HYPOCHLORIN
6292825 | RUSKIN DRIVE IN | 1 | RUSKIN DRIVE IN PLANT | E | 20 | T-O CTRL/AERATION
6292827 | SEFFNER SHOPPING PALACE | 1 | SEFFNER SHOPPING PALACE | B | 02 | DISINFECT/HYPOCHLORIN
6292828 | JIM SCRATCH & DENT | 1 | SHORT STOP MART #2 | B | 02 | DISINFECT/HYPOCHLORIN
6292829 | SUNNY FOOD STORE | 1 | SUNNY FOOD STORE | B | 02 | DISINFECT/HYPOCHLORIN
6292831 | CIRCLE K #7074 | 1 | CIRCLE K # 7074 PLANT | B | 02 | DISINFECT/HYPOCHLORIN
6292832 | CIRCLE K # 7075 | 1 | CIRCLE K # 7075 PLANT # 1 | B | 02 | DISINFECT/HYPOCHLORIN
6292833 | JAY'S MINIMART | 1 | JAY'S MINIMART | B | 02 | DISINFECT/HYPOCHLORIN
6292834 | CIRCLE K #7108 | 1 | CIRCLE K # 7108 PLANT | B | 02 | DISINFECT/HYPOCHLORIN
6292835 | CIRCLE K #7112 | 1 | CIRCLE K # 7112 PLANT | B | 02 | DISINFECT/HYPOCHLORIN
6292836 | KWICK STOP | 1 | PRESCO FOOD STORE #66 | B | 02 | DISINFECT/HYPOCHLORIN
6292837 | WINNER'S CONVENIENCE STORE | 1 | WINNER'S CONV STORE PLANT #1 | C | 14 | PART-RMVL/RAPID SAND FIL
6292837 | WINNER'S CONVENIENCE STORE | 1 | WINNER'S CONV STORE PLANT #1 | B | 02 | DISINFECT/HYPOCHLORIN
6292839 | AJ'S FOOD & BEVERAGE | 1 | PRESTO #3 | B | 02 | DISINFECT/HYPOCHLORIN
6292840 | CIRCLE K #7187 | 1 | CIRCLE K #7187 PLANT | G | 14 | IRON RMVL/RAPID SAND FIL
6292840 | CIRCLE K #7187 | 1 | CIRCLE K #7187 PLANT | B | 02 | DISINFECT/HYPOCHLORIN
6292841 | CIRCLE K # 7401 | 1 | CIRCLE K # 7401 PLT 1 | B | 02 | DISINFECT/HYPOCHLORIN
6292842 | CITGO SEFFNER #699 | 1 | CITGO SEFFNER #699 | E | 29 | T-O CTRL/CARTRIDGE FILTR
6292842 | CITGO SEFFNER #699 | 1 | CITGO SEFFNER #699 | B | 02 | DISINFECT/HYPOCHLORIN
6292845 | STARLITE DRIVE-IN THEATER | 1 | STARLITE DRIVE-IN THEATER PLT1 | B | 02 | DISINFECT/HYPOCHLORIN
6292846 | CAMP DOROTHY THOMAS | 2 | CAMP DOROTHY THOMAS EAST #1 | B | 02 | DISINFECT/HYPOCHLORIN
6292846 | CAMP DOROTHY THOMAS | 1 | CAMP DOROTHY THOMAS WEST #2 | B | 02 | DISINFECT/HYPOCHLORIN
6292847 | ROTARY'S CAMP FLORIDA | 1 | ROTARY'S CAMP FLORIDA PLANT | B | 02 | DISINFECT/HYPOCHLORIN
6292848 | OLD MCMICKY'S FARM | 2 | OLD MCMICKEY'S FARM (NE PLANT) | B | 02 | DISINFECT/HYPOCHLORIN
6292848 | OLD MCMICKY'S FARM | 1 | CAMP KEYSTONE CABINS | B | 02 | DISINFECT/HYPOCHLORIN
6292849 | CAMP OWEN J BROREIN | 1 | CAMP BROREIN PLANT #1 WEST | B | 02 | DISINFECT/HYPOCHLORIN
6292849 | CAMP OWEN J BROREIN | 2 | CAMP BROREIN PLANT #2 EAST | B | 02 | DISINFECT/HYPOCHLORIN
6292850 | CEDARKIRK RECREATION CAMP | 2 | CEDARKIRK REC. CAMP NORTH WELL | G | 18 | IRON RMVL/SEQUESTATION
6292850 | CEDARKIRK RECREATION CAMP | 2 | CEDARKIRK REC. CAMP NORTH WELL | B | 02 | DISINFECT/HYPOCHLORIN
6292850 | CEDARKIRK RECREATION CAMP | 1 | CEDARKIRK REC. CAMP SOUTH WELL | B | 02 | DISINFECT/HYPOCHLORIN
6292850 | CEDARKIRK RECREATION CAMP | 1 | CEDARKIRK REC. CAMP SOUTH WELL | G | 18 | IRON RMVL/SEQUESTATION
6292851 | AUNT FRANNIES PRESCHOOL | 1 | AUNT FRANNIES PRESCHOOL PLT 1 | B | 02 | DISINFECT/HYPOCHLORIN
6292852 | ANTIOCH ACRES ACADEMY | 1 | PALNEZ ACADEMY PLANT | G | 30 | IRON RMVL/GREENSAND FILTR
6292852 | ANTIOCH ACRES ACADEMY | 1 | PALNEZ ACADEMY PLANT | B | 02 | DISINFECT/HYPOCHLORIN
6292853 | PAUL GUAGLIARDO INC | 1 | PAUL GUAGLIARDO INC.PALNT # 1 | B | 02 | DISINFECT/HYPOCHLORIN
6292854 | GREAT DANE TRAILERS | 1 | GREAT DANE TRAILERS PLANT # 1 | B | 02 | DISINFECT/HYPOCHLORIN
6292855 | ONE STOP SHOP | 1 | ONE STOP SHOP | B | 02 | DISINFECT/HYPOCHLORIN
6292857 | CIRCLE K #7202 | 1 | CIRCLE K # 7202 | B | 02 | DISINFECT/HYPOCHLORIN
6292858 | CIRCLE K # 7328 | 1 | CIRCLE K #7328 | C | 14 | PART-RMVL/RAPID SAND FIL
6292858 | CIRCLE K # 7328 | 1 | CIRCLE K #7328 | B | 02 | DISINFECT/HYPOCHLORIN
6292859 | SAL & PIMIENTA RESTAURANT | 1 | SAL & PIMIENTA RESTAURANT | B | 02 | DISINFECT/HYPOCHLORIN
6292861 | STEFANO PIZZA AND PASTA | 1 | STEFANO PIZZA AND PASTA | B | 02 | DISINFECT/HYPOCHLORIN
6292969 | GREEN ACRES MOTEL | 1 | GREEN ACRES MATEL PLANT # 1 | B | 02 | DISINFECT/HYPOCHLORIN
6292971 | SKIPPERS SMOKEHOUSE | 1 | SKIPPERS SMOKEHOUSE PLANT # 1 | B | 02 | DISINFECT/HYPOCHLORIN
6292972 | TRMI #112 | 1 | TRMI # 112 | B | 02 | DISINFECT/HYPOCHLORIN
6292973 | GRAND PRIX TAMPA | 2 | GRAND PRIX TAMPA NORTH | B | 02 | DISINFECT/HYPOCHLORIN
6292973 | GRAND PRIX TAMPA | 1 | GRAND PRIX TAMPA SOUTH | B | 02 | DISINFECT/HYPOCHLORIN
6292974 | HOGAN'S CORNER | 1 |  | B | 02 | DISINFECT/HYPOCHLORIN
6292976 | CIRCLE K # 7076 | 1 | CIRCLE K # 7076 PLANT # 1 | B | 02 | DISINFECT/HYPOCHLORIN
6292979 | AMF UNIVERSITY BOWLING | 1 | AMF UNIVERSITY BOWL PLANT # 1 | B | 02 | DISINFECT/HYPOCHLORIN
6292982 | FRENCHY'S RESTAURANT | 1 | FRENCHY'S RESTAURANT PLANT # 1 | B | 02 | DISINFECT/HYPOCHLORIN
6292983 | DEL RIO MOTEL & TP | 1 | DEL RIO REST PLANT #1(BY BAR) | B | 02 | DISINFECT/HYPOCHLORIN
6292983 | DEL RIO MOTEL & TP | 2 | DEL RIO PLANT #2(BACK OF TP) | B | 02 | DISINFECT/HYPOCHLORIN
6292985 | WHISKEY RIVER SALOON | 1 | WHISKEY RIVER SALOON | B | 02 | DISINFECT/HYPOCHLORIN
6292986 | HOLLY'S | 1 | FRITZI'S RESTAURANT | B | 02 | DISINFECT/HYPOCHLORIN
6292986 | HOLLY'S | 1 | FRITZI'S RESTAURANT | C | 14 | PART-RMVL/RAPID SAND FIL
6292986 | HOLLY'S | 1 | FRITZI'S RESTAURANT | H | 25 | SOFTENING/ION EXCHANGE
6292987 | 7-ELEVEN STORE #32702 | 1 | 7-ELEVEN STORE PLANT # 1 | B | 02 | DISINFECT/HYPOCHLORIN
6292987 | 7-ELEVEN STORE #32702 | 1 | 7-ELEVEN STORE PLANT # 1 | H | 25 | SOFTENING/ION EXCHANGE
6292989 | ANTRANIK'S BAKERY & DELI | 1 | ANTRANIK'S BAKERY PLANT # 1 | B | 02 | DISINFECT/HYPOCHLORIN
6292991 | TEAM WORK LABOR | 1 | CHIC'S BAR PLANT # 1 | B | 02 | DISINFECT/HYPOCHLORIN
6292993 | VILLAGE PANTRY, THE | 1 | THE VILLAGE PANTRY PLANT # 1 | B | 02 | DISINFECT/HYPOCHLORIN
6292994 | LA CASA FRESH MARKET | 1 | LA CASA FRESH MARKET | B | 02 | DISINFECT/HYPOCHLORIN
6292994 | LA CASA FRESH MARKET | 1 | LA CASA FRESH MARKET | E | 20 | T-O CTRL/AERATION
6292994 | LA CASA FRESH MARKET | 1 | LA CASA FRESH MARKET | C | 29 | PART-RMVL/CARTRIDGE FILTR
6292995 | CIRCLE K #7169 | 1 | CIRCLE K # 7169 PLANT # 1 | B | 02 | DISINFECT/HYPOCHLORIN
6292996 | RIGHTWAY FOODS | 1 | RIGHTWAY FOODS | B | 02 | DISINFECT/HYPOCHLORIN
6292998 | DELI FOOD STORE | 1 | DELI FOOD STORE | B | 02 | DISINFECT/HYPOCHLORIN
6292999 | CIRCLE K # 7056 | 1 | CIRCLE K # 7056 | B | 02 | DISINFECT/HYPOCHLORIN
6292999 | CIRCLE K # 7056 | 1 | CIRCLE K # 7056 | C | 14 | PART-RMVL/RAPID SAND FIL
6293001 | AUTO PARTS STORE | 1 | PRESTO #5)FRIENDLY FOOD STORE | B | 02 | DISINFECT/HYPOCHLORIN
6293002 | TIENDA DE LOS PRIMOS | 1 | SANTA IMELDA | B | 02 | DISINFECT/HYPOCHLORIN
6293003 | TAQUERIA DON JULIOS | 1 | CHACKOMATT FOOD STORE | B | 02 | DISINFECT/HYPOCHLORIN
6293004 | HCPUD/WIMAUMA | 1 | WIMAUMA W.T.P. | B | 02 | DISINFECT/HYPOCHLORIN
6293005 | GET-A-WAY CAMPERS | 1 | P.J'S LIQUORS PLANT # 1 | B | 02 | DISINFECT/HYPOCHLORIN
6293008 | LA FIESTA & TACO BUENO INC | 1 | LA FIESTA & TACO BUENO PLANT | B | 02 | DISINFECT/HYPOCHLORIN
6293010 | SUN & FARM GROCERY | 1 | BALM GROCERY PLANT # 1 | B | 02 | DISINFECT/HYPOCHLORIN
6293011 | AB ABLE DC | 1 | AB ABLE DAY CARE PLANT #1 | B | 02 | DISINFECT/HYPOCHLORIN
6293013 | HWY. 92 CORPORATION | 1 | ARTS' LOUNGE | B | 02 | DISINFECT/HYPOCHLORIN
6293015 | FALKNER FARMS # 2 | 1 | FALKNER FARMS #2 | B | 02 | DISINFECT/HYPOCHLORIN
6293017 | LAS PALMAS | 1 | LAS PALMAS | B | 02 | DISINFECT/HYPOCHLORIN
6293018 | READY FOOD STORE #58 | 1 | READY FOOD STORE PLANT #1 | B | 02 | DISINFECT/HYPOCHLORIN
6293020 | EVANGLE TEMPLE | 1 | EVANGLE TEMPLE PLANT # 1 | B | 02 | DISINFECT/HYPOCHLORIN
6293021 | FAMILY MKT | 1 | FAMILY MARKET PLANT # 1 | B | 02 | DISINFECT/HYPOCHLORIN
6293023 | MR C'S | 1 | MR. C PLANT # 1 | B | 02 | DISINFECT/HYPOCHLORIN
6293024 | COUNTRY CORNER MKT | 1 | COUNTRY CORNER MARKET PLANT 1 | B | 02 | DISINFECT/HYPOCHLORIN
6293025 | COUNTRY DELI & GROCERY | 1 | COUNTRY DELI & GROCERY | B | 02 | DISINFECT/HYPOCHLORIN
6293034 | JAVA COFFE HOUSE | 1 | JAVA COFFE HOUSE PLANT #1 | B | 02 | DISINFECT/HYPOCHLORIN
6293036 | FANTASY MENS CLUB | 1 | FANTASY MENS CLUB PLANT # 1 | B | 02 | DISINFECT/HYPOCHLORIN
6293037 | CLUB 301 TAMPA LLC | 1 | CLUB 301 TAMPA LLC | B | 02 | DISINFECT/HYPOCHLORIN
6293038 | IRENE STREET APT | 1 | IRENE STREET APT. PLANT # 1 | B | 02 | DISINFECT/HYPOCHLORIN
6293039 | JOE & JACKIES FLEA MARKET | 1 | JOE AND JACKIES FLEA MKT PLT 1 | B | 02 | DISINFECT/HYPOCHLORIN
6293041 | LIBERTY TAX/UNITED ONE INSURANCE | 1 | LIBERTY TAX/UNITED ONE INSURAN | B | 02 | DISINFECT/HYPOCHLORIN
6293042 | SWEET HEART TAVERN | 1 | WINE COOLER PLANT # 1 | B | 02 | DISINFECT/HYPOCHLORIN
6293043 | ANGELO'S CHEVRON | 1 | ANGELO'S CHEVRON | B | 02 | DISINFECT/HYPOCHLORIN
6293044 | URVI FOOD STORE | 1 | URVI FOOD STORE | B | 02 | DISINFECT/HYPOCHLORIN
6293045 | STOP & GO DISCOUNT BEVERAGE | 1 | STOP & GO DISCOUNT BEVERAGE | B | 02 | DISINFECT/HYPOCHLORIN
6293045 | STOP & GO DISCOUNT BEVERAGE | 1 | STOP & GO DISCOUNT BEVERAGE | G | 30 | IRON RMVL/GREENSAND FILTR
6293046 | TURKEY CREEK QUICK MART | 1 | TURKEY CREEK QUICK MART | B | 02 | DISINFECT/HYPOCHLORIN
6293047 | CIRCLE K #7358 | 1 | CIRCLE K #7358 | B | 02 | DISINFECT/HYPOCHLORIN
6293048 | PN FOODS | 1 | PN FOODS PLANT | N | 25 | NITRATE REMOVAL/ION EXCHANGE
6293048 | PN FOODS | 1 | PN FOODS PLANT | B | 02 | DISINFECT/HYPOCHLORIN
6293050 | READY FOOD STORE | 1 | READY FOOD STORE | B | 02 | DISINFECT/HYPOCHLORIN
6293051 | RICK'S CUSTOM MEATS | 1 | RICK'S CUSTOM MEATS | B | 02 | DISINFECT/HYPOCHLORIN
6293055 | SEVEN STAR GROCERY | 2 | SEVEN STAR NORTH PLANT | B | 02 | DISINFECT/HYPOCHLORIN
6293055 | SEVEN STAR GROCERY | 1 | SEVEN STAR SOUTH PLANT | B | 02 | DISINFECT/HYPOCHLORIN
6293059 | SPEEDY FOOD MART | 1 | SPEEDY FOOD MART | B | 02 | DISINFECT/HYPOCHLORIN
6293060 | J D TIRE COMPANY | 1 | CIRCLE K # 7323 PLANT # 1 | B | 02 | DISINFECT/HYPOCHLORIN
6293062 | B & R MARKET | 1 | EXPRESS LANE FOOD STORE PLT 1 | B | 02 | DISINFECT/HYPOCHLORIN
6293063 | BIG AL'S PACKAGE LIQUORS | 1 | BIG AL'S PLANT #1 | B | 02 | DISINFECT/HYPOCHLORIN
6293064 | CARLOS SANDWICH SHOP | 1 | CARLOS SANDWICH SHOP | H | 25 | SOFTENING/ION EXCHANGE
6293064 | CARLOS SANDWICH SHOP | 1 | CARLOS SANDWICH SHOP | B | 02 | DISINFECT/HYPOCHLORIN
6293066 | TREE, THE | 1 | THE TREE PLANT # 1 | B | 02 | DISINFECT/HYPOCHLORIN
6293068 | 301 HOUSE INCORPORATED | 1 | 301 HOUSE INC PLANT #1 | B | 02 | DISINFECT/HYPOCHLORIN
6293069 | MOSAIC FERTILIZER LLC - HOPEWELL PLANT | 1 | HOPEWELL MINE | B | 02 | DISINFECT/HYPOCHLORIN
6293070 | MOSAIC FERTILIZER LLC-4 CORNERS MINE | 1 | 4 CORNERS MINE | B | 02 | DISINFECT/HYPOCHLORIN
6293070 | MOSAIC FERTILIZER LLC-4 CORNERS MINE | 1 | 4 CORNERS MINE | D | 36 | CORR-CTRL/CORROSION INHIB
6293300 | SPEEDLING INC #1 NURSERY | 2 | SPEEDLING INC #2 CORPORATE | B | 02 | DISINFECT/HYPOCHLORIN
6293300 | SPEEDLING INC #1 NURSERY | 2 | SPEEDLING INC #2 CORPORATE | H | 29 | SOFTENING/CARTRIDGE FILTR
6293300 | SPEEDLING INC #1 NURSERY | 1 | SPEEDLING INC NURSERY-N | R | 25 | RADS RMVL/ION EXCHANGE
6293300 | SPEEDLING INC #1 NURSERY | 1 | SPEEDLING INC NURSERY-N | B | 02 | DISINFECT/HYPOCHLORIN
6293300 | SPEEDLING INC #1 NURSERY | 1 | SPEEDLING INC NURSERY-N | C | 23 | PART-RMVL/GAC ADDITION
6293600 | GOLDEN DOME | 1 | GOLDEN DOME | B | 02 | DISINFECT/HYPOCHLORIN
6294000 | GIT N GO MARKET | 1 | GIT N GO MARKETS | B | 02 | DISINFECT/HYPOCHLORIN
6294172 | GREEN OAKS MHP | 1 | GREEN OAKS M H P PLANT # 1 | R | 25 | RADS RMVL/ION EXCHANGE
6294172 | GREEN OAKS MHP | 1 | GREEN OAKS M H P PLANT # 1 | B | 02 | DISINFECT/HYPOCHLORIN
6294330 | RADIANT FOOD STORE #258 | 1 | RADIANT FOOD STORE PLANT 1 | B | 02 | DISINFECT/HYPOCHLORIN
6294331 | ACORN VILLAGE | 1 | J & L COURT | B | 02 | DISINFECT/HYPOCHLORIN
6294332 | CANOE COVE APTS | 1 | CANOE COVE PLANT #1 | B | 02 | DISINFECT/HYPOCHLORIN
6294333 | GOLDEN OAKS APTS | 1 | GOLDEN OAKS APT | B | 02 | DISINFECT/HYPOCHLORIN
6294336 | QUAD RENTALS | 1 | HOME AMERICA # 15 | B | 02 | DISINFECT/HYPOCHLORIN
6294336 | QUAD RENTALS | 2 | HOME AMERICA #15 | B | 02 | DISINFECT/HYPOCHLORIN
6294339 | GRACELAND MHP | 1 | GRACELAND MHP | B | 02 | DISINFECT/HYPOCHLORIN
6294340 | CHURCHWELL DUPLEX APTS | 1 | CHURCHWELL DUPLEX APTS | B | 02 | DISINFECT/HYPOCHLORIN
6294341 | THE ORPHEUM | 1 | SOUTHERN GROUND | B | 02 | DISINFECT/HYPOCHLORIN
6294342 | BIGFOOT ON THE RIVER | 1 | BIGFOOT ON THE RIVER | B | 02 | DISINFECT/HYPOCHLORIN
6294344 | HOLLY COURT II | 1 | HOLLY COURT II | B | 02 | DISINFECT/HYPOCHLORIN
6294344 | HOLLY COURT II | 1 | HOLLY COURT II | G | 18 | IRON RMVL/SEQUESTATION
6294344 | HOLLY COURT II | 1 | HOLLY COURT II | Z | 12 | OTHER/SEDIMENTATION
6294346 | PRESCO FOOD STORE #1 | 1 | PRESCO #1 | B | 02 | DISINFECT/HYPOCHLORIN
6294346 | PRESCO FOOD STORE #1 | 1 | PRESCO #1 | G | 30 | IRON RMVL/GREENSAND FILTR
6294349 | GOLDEN RULE CHILD CARE I | 1 | GOLDEN RULE CHILD CARE | B | 02 | DISINFECT/HYPOCHLORIN
6294350 | MT MORIAH M.B. CHURCH | 1 | RCMA WIAMAUMA INFANT CTR. | B | 02 | DISINFECT/HYPOCHLORIN
6294367 | MONTESSORI HOUSE, THE | 1 | THE MONTESSORI HOUSE PLANT # 1 | B | 02 | DISINFECT/HYPOCHLORIN
6294379 | CATFISH CLEMS | 1 |  | B | 02 | DISINFECT/HYPOCHLORIN
6294380 | THE ORIGINAL LATIN SPOT | 1 | THE LATIN SPOT | B | 02 | DISINFECT/HYPOCHLORIN
6294386 | ANGELS UNAWARE | 1 | ANGELS #! | B | 02 | DISINFECT/HYPOCHLORIN
6294387 | LUTZ EXXON #49106 | 1 | EXXON RAS # 4-9106 PLANT # 1 | B | 02 | DISINFECT/HYPOCHLORIN
6294389 | VALRICO FOOD STORE | 1 | VALRICO FOOD STORE PLANT | B | 02 | DISINFECT/HYPOCHLORIN
6294390 | LUTZ BRANCH LIBRARY | 1 | LUTZ BRANCH LIBRARY PLANT # 1 | B | 02 | DISINFECT/HYPOCHLORIN
6294393 | ROBERT'S MEATS | 1 | GEO. ALDRIDGE | B | 02 | DISINFECT/HYPOCHLORIN
6294394 | TAMPA HAMS/LOPEZ FEEDS | 1 | TAMPA HAMS/LOPEZ FEEDS | B | 02 | DISINFECT/HYPOCHLORIN
6294398 | CANOE COVE APTS(RIVER COVE) | 1 | CANOE COVE #1 | B | 02 | DISINFECT/HYPOCHLORIN
6294399 | UPHOLSTERY SHOP | 1 | THE COFFEE MILL PLANT #1 | B | 02 | DISINFECT/HYPOCHLORIN
6294409 | THE OASIS AT GRANDFIELD | 1 | THE OASIS AT GRANDFIELD | B | 02 | DISINFECT/HYPOCHLORIN
6294411 | WOODFERN APTS | 1 | WOODFERN APARTMENTS | B | 02 | DISINFECT/HYPOCHLORIN
6294412 | COUNTRY OAKS APARTMENTS | 1 | COUNTRY ROAD DUPLEXES | B | 02 | DISINFECT/HYPOCHLORIN
6294413 | VAKOLO I APTS | 1 | VAKOLO I APARTMENTS | B | 02 | DISINFECT/HYPOCHLORIN
6294508 | STAGE DOOR DINNER THEATER | 1 | STAGE DOOR DINNER THEATER PLT1 | B | 02 | DISINFECT/HYPOCHLORIN
6294542 | BRACEWELL TRAILER PARK | 1 | BRACEWELL TP PLANT | B | 02 | DISINFECT/HYPOCHLORIN
6294543 | BRANCH RANCH RESTAURANT | 1 | BRANCH RANCH RESTAURANT PLNT 1 | H | 25 | SOFTENING/ION EXCHANGE
6294543 | BRANCH RANCH RESTAURANT | 1 | BRANCH RANCH RESTAURANT PLNT 1 | G | 30 | IRON RMVL/GREENSAND FILTR
6294543 | BRANCH RANCH RESTAURANT | 1 | BRANCH RANCH RESTAURANT PLNT 1 | B | 02 | DISINFECT/HYPOCHLORIN
6294551 | LIME CREST GARDENS | 1 | LIME CREST GARDENS PLANT # 1 | B | 02 | DISINFECT/HYPOCHLORIN
6294552 | CASITA BELLA | 1 | CASITA BELLA | B | 02 | DISINFECT/HYPOCHLORIN
6294562 | TRANSGLOBAL FROZEN FOODS | 1 | TRANSGLOBAL FROZEN FOODS | H | 25 | SOFTENING/ION EXCHANGE
6294562 | TRANSGLOBAL FROZEN FOODS | 1 | TRANSGLOBAL FROZEN FOODS | B | 01 | DISINFECT/GASEOUS CHLORIN
6294562 | TRANSGLOBAL FROZEN FOODS | 1 | TRANSGLOBAL FROZEN FOODS | C | 14 | PART-RMVL/RAPID SAND FIL
6294563 | 7-11 # 10329 | 1 | 7-11 # 10329 PLANT # 1 | B | 02 | DISINFECT/HYPOCHLORIN
6294567 | VARIETY SEAFOOD INC | 1 | VARIETY SEAFOOD INC | B | 01 | DISINFECT/GASEOUS CHLORIN
6294568 | JT'S ROAD HOUSE BAR | 1 | JT'S ROAD HOUSE BAR | B | 02 | DISINFECT/HYPOCHLORIN
6294574 | FLORIDA CITRUS JUICES | 1 |  | B | 01 | DISINFECT/GASEOUS CHLORIN
6294575 | TIMS MEMORIAL DBA LUTZ COMMUNITY CHURCH | 1 | TIMS MEM DBA LUTZ COMMUNITY | D | 36 | CORR-CTRL/CORROSION INHIB
6294575 | TIMS MEMORIAL DBA LUTZ COMMUNITY CHURCH | 1 | TIMS MEM DBA LUTZ COMMUNITY | B | 02 | DISINFECT/HYPOCHLORIN
6294576 | S & S MHP | 1 | S & S M.H.P. #1 | B | 02 | DISINFECT/HYPOCHLORIN
6294580 | HWY 92 CORP (#2-MAJIK MARKET) | 1 | HWY 92 CORP (#2-MJIK MKT) | B | 02 | DISINFECT/HYPOCHLORIN
6294581 | ODESSA CITGO | 1 | ODESSA CITGO PLANT 1 | B | 02 | DISINFECT/HYPOCHLORIN
6294582 | FROSTY FOODS | 1 | FROSTY FOODS 1 | B | 02 | DISINFECT/HYPOCHLORIN
6294583 | CORK HARDWARE STORE | 1 | CORK HARDWARE STORE PLANT # 1 | B | 02 | DISINFECT/HYPOCHLORIN
6294591 | THE FOUNTAIN EXECUTIVE PLAZA | 1 | THE FOUNTAIN EXECUTIVE PLAZA | B | 02 | DISINFECT/HYPOCHLORIN
6294596 | MIRROR LAKE PLAZA | 1 | MIRROR LAKE PLAZA | B | 02 | DISINFECT/HYPOCHLORIN
6294597 | MCCORMICK SKI SCHOOL | 1 | MCCORMICK SKI SCHOOL | G | 30 | IRON RMVL/GREENSAND FILTR
6294597 | MCCORMICK SKI SCHOOL | 1 | MCCORMICK SKI SCHOOL | B | 02 | DISINFECT/HYPOCHLORIN
6294598 | RITZ ADULT CARE CTR | 1 |  | B | 02 | DISINFECT/HYPOCHLORIN
6294599 | FAITH CHILDRENS HOME | 1 | MUSHINSKI RD | B | 02 | DISINFECT/HYPOCHLORIN
6294611 | BENNETT'S DAY CARE | 1 | BENNETT'S DAY CARE PLANT # 1 | B | 02 | DISINFECT/HYPOCHLORIN
6294612 | RIVER PALM RV RESORT | 1 | RIVER PALM RV RESORT PLANT | B | 02 | DISINFECT/HYPOCHLORIN
6294617 | JOANNE'S FAMILY RESTAURANT | 1 | JOANNE'S FAMILY RESTAURANT | B | 02 | DISINFECT/HYPOCHLORIN
6294617 | JOANNE'S FAMILY RESTAURANT | 1 | JOANNE'S FAMILY RESTAURANT | H | 25 | SOFTENING/ION EXCHANGE
6294618 | FIRST BAPTIST CHURCH OF LUTZ-OFFICES | 1 | FIRST BAPT CH OF LUTZ OFFICES | B | 02 | DISINFECT/HYPOCHLORIN
6294618 | FIRST BAPTIST CHURCH OF LUTZ-OFFICES | 1 | FIRST BAPT CH OF LUTZ OFFICES | H | 25 | SOFTENING/ION EXCHANGE
6294629 | SPANISH PARADISE TP | 1 | SPANISH PARADISE TP--PLANT | B | 02 | DISINFECT/HYPOCHLORIN
6294693 | HILLSBOROUGH COUNTY CODE ENFORCEMENT | 1 | HC CODE ENFORCEMENT PLANT | B | 02 | DISINFECT/HYPOCHLORIN
6294714 | THE PALMS AT DOVER MHP | 1 | THE PALMS AT DOVER MHP | B | 02 | DISINFECT/HYPOCHLORIN
6294725 | AUNT ANN'S DAY CARE | 1 | AUNT | B | 02 | DISINFECT/HYPOCHLORIN
6294726 | HCPRD/LETTUCE LAKE PK | 1 | LETTUCE LAKE COUNTY PARK | B | 02 | DISINFECT/HYPOCHLORIN
6294726 | HCPRD/LETTUCE LAKE PK | 1 | LETTUCE LAKE COUNTY PARK | E | 20 | T-O CTRL/AERATION
6294727 | SUNCOAST COMMUNITY HEALTH CENTER | 1 | SUNCOAST COMMUNITY HEALTH CTR | B | 02 | DISINFECT/HYPOCHLORIN
6294727 | SUNCOAST COMMUNITY HEALTH CENTER | 1 | SUNCOAST COMMUNITY HEALTH CTR | B | 05 | DISINFECT/OZONATION
6294727 | SUNCOAST COMMUNITY HEALTH CENTER | 1 | SUNCOAST COMMUNITY HEALTH CTR | F | 23 | ORGN-RMVL/GAC ADDITION
6294732 | CENTER ACADEMY | 1 | CENTER ACADEMY PLANT # 1 | B | 02 | DISINFECT/HYPOCHLORIN
6294733 | SILVER DOLLAR GOLF CLUB | 1 | SILVER DOLLAR GOLF # 1 SOUTH | D | 36 | CORR-CTRL/CORROSION INHIB
6294733 | SILVER DOLLAR GOLF CLUB | 2 | SILVER DOLLAR GOLF PL 2 NORTH | D | 36 | CORR-CTRL/CORROSION INHIB
6294733 | SILVER DOLLAR GOLF CLUB | 2 | SILVER DOLLAR GOLF PL 2 NORTH | B | 02 | DISINFECT/HYPOCHLORIN
6294733 | SILVER DOLLAR GOLF CLUB | 1 | SILVER DOLLAR GOLF # 1 SOUTH | B | 02 | DISINFECT/HYPOCHLORIN
6294744 | B&B SUPERMARKET #44 | 1 | U-SAVE STORE #44 | B | 02 | DISINFECT/HYPOCHLORIN
6294750 | GOBEL'S A C L F | 1 | GOBEL'S | B | 02 | DISINFECT/HYPOCHLORIN
6294756 | SMART STEPS LLC | 1 | SMART STEPS ACADEMY | B | 02 | DISINFECT/HYPOCHLORIN
6294757 | APEC FOODS LLC | 1 | APEC FOODS LLC PLANT | B | 02 | DISINFECT/HYPOCHLORIN
6294775 | MANATEE RV RUSKIN LLC | 1 | MANATEE RVP | B | 02 | DISINFECT/HYPOCHLORIN
6294775 | MANATEE RV RUSKIN LLC | 1 | MANATEE RVP | E | 20 | T-O CTRL/AERATION
6294777 | JERRY'S OVERTIME PUB | 1 | OVERTIME PUB PLANT | B | 02 | DISINFECT/HYPOCHLORIN
6294792 | SOUTHERN AIRE RVP | 1 | SOUTHERN AIRE RVP PLANT | B | 02 | DISINFECT/HYPOCHLORIN
6294807 | L&J RESTURANT | 1 |  | B | 02 | DISINFECT/HYPOCHLORIN
6294818 | FERMAN ACURA | 1 | FERMAN ACURA PLANT # 1 | B | 02 | DISINFECT/HYPOCHLORIN
6294820 | TRINITY ASSEMBLY OF GOD DC CTR | 1 | TRINITY ASSEMBLY OF GOD CCC | B | 02 | DISINFECT/HYPOCHLORIN
6294843 | SEMINOLE RESERVATION | 1 | SEMINOLE RESERVATION | B | 02 | DISINFECT/HYPOCHLORIN
6294846 | GRACE COMMUNITY CHURCH - WEST | 1 | GRACE CHRIST. CHURCH- WEST | B | 02 | DISINFECT/HYPOCHLORIN
6294850 | MEADOWS OF COUNTRYWOOD | 1 | PLANT 1 -SOUTH | B | 02 | DISINFECT/HYPOCHLORIN
6294850 | MEADOWS OF COUNTRYWOOD | 2 | PLANT 2 NORTH | B | 02 | DISINFECT/HYPOCHLORIN
6294851 | HCPRD/MAINTENANCE UNIT #1 | 1 | HCPRD/MAINTENANCE UNIT 1 PLT | B | 02 | DISINFECT/HYPOCHLORIN
6294852 | HILLS CO INSP & TEST BUILDING | 1 |  | B | 02 | DISINFECT/HYPOCHLORIN
6294853 | MOOSE LODGE #1741, N HILLSBOROUGH | 2 | MOOSE LODGE PLANT | B | 02 | DISINFECT/HYPOCHLORIN
6294853 | MOOSE LODGE #1741, N HILLSBOROUGH | 1 | MOOSE LODGE #1741 PLANT 1 | B | 02 | DISINFECT/HYPOCHLORIN
6294856 | EASTFIELD SLOPES CONDO ASSOC | 1 | EASTFIELD SLOPES | B | 02 | DISINFECT/HYPOCHLORIN
6294857 | JOHN'S ROAD PROPERTIES | 1 | BAY INDUSTRIAL BUILDING | B | 02 | DISINFECT/HYPOCHLORIN
6294858 | AMERIKIDS LEARNING CENTER | 1 | AMERIKIDS LEARNING CTR PLANT 1 | B | 02 | DISINFECT/HYPOCHLORIN
6294865 | CROSS ROADS BAPTIST CHURCH OF LITHIA | 1 | CROSS ROADS BAPTIST CHURCH | B | 02 | DISINFECT/HYPOCHLORIN
6294866 | ST ANDREWS METHODIST PRE-SCH | 1 | ST ANDREWS METHODIST PRE-SCH | C | 14 | PART-RMVL/RAPID SAND FIL
6294866 | ST ANDREWS METHODIST PRE-SCH | 1 | ST ANDREWS METHODIST PRE-SCH | B | 02 | DISINFECT/HYPOCHLORIN
6294867 | ATLANTIC FOOD MART | 1 | ATLANTIC FOOD MART | B | 02 | DISINFECT/HYPOCHLORIN
6294868 | SCHLEMAN BROTHERS PLUMBING CO | 1 | TEASERS LOUNGE/OTHER SIDE | B | 02 | DISINFECT/HYPOCHLORIN
6294870 | BILL CURRIE'S CAR STORE | 1 | BILL CURRIE'S CAR STORE PLANT | B | 02 | DISINFECT/HYPOCHLORIN
6294871 | SANCHEZ RESTAURANT | 1 | SANCHEZ REST & WESSCO | B | 02 | DISINFECT/HYPOCHLORIN
6294872 | HILLS CTY FIRE/LUTZ | 1 | HILLS. CO. FIRE LUTZ | B | 02 | DISINFECT/HYPOCHLORIN
6294873 | MELWEB SIGNS | 1 | MELWEB SIGNS PLANT # 1 | B | 02 | DISINFECT/HYPOCHLORIN
6294875 | RODEWAY EXPRESS INC | 1 | RODEWAY EXPRESS INCPLT 1 | B | 02 | DISINFECT/HYPOCHLORIN
6294877 | PORT PROPERTIES | 1 | J PORT PROPERTIES | B | 02 | DISINFECT/HYPOCHLORIN
6294879 | 301 GRILL/WAGON WHEEL TR PK | 1 | 301 GRILL/WAGON WHEEL TR PK | B | 02 | DISINFECT/HYPOCHLORIN
6294880 | RED BARN PRODUCE | 1 | RUSKIN VFW POST #6287 | A |  | NO TRTMT
6294881 | MASONIC PARK & YOUTH CAMP | 1 | NORTH PLANT | B | 02 | DISINFECT/HYPOCHLORIN
6294881 | MASONIC PARK & YOUTH CAMP | 2 | SOUTH PLANT | H | 25 | SOFTENING/ION EXCHANGE
6294881 | MASONIC PARK & YOUTH CAMP | 2 | SOUTH PLANT | E | 29 | T-O CTRL/CARTRIDGE FILTR
6294881 | MASONIC PARK & YOUTH CAMP | 1 | NORTH PLANT | E | 20 | T-O CTRL/AERATION
6294881 | MASONIC PARK & YOUTH CAMP | 2 | SOUTH PLANT | B | 02 | DISINFECT/HYPOCHLORIN
6294883 | GODS SEVEN ACRES | 1 | GODS SEVEN ACRES WELL #1 | B | 02 | DISINFECT/HYPOCHLORIN
6294884 | RUSKIN VEG CORP | 1 | RUSKIN VEG CORP PLT 1 SO MAIN | B | 02 | DISINFECT/HYPOCHLORIN
6294884 | RUSKIN VEG CORP | 2 | RUSKIN VEG CORP | B | 02 | DISINFECT/HYPOCHLORIN
6294885 | AUTUMN LEAF ACADEMY | 1 | AUTUMN LEAF ACADEMY | B | 02 | DISINFECT/HYPOCHLORIN
6294886 | AGMART FARMS #2 | 1 | M & W FARM MARKET PLAMT # 1 | B | 02 | DISINFECT/HYPOCHLORIN
6294887 | CATALINA INN | 1 | CATALINA INN | B | 02 | DISINFECT/HYPOCHLORIN
6294888 | BRANDON MOOSE LODGE #1880 | 1 | BRANDON MOOSE LODGE PLANT # 1 | B | 02 | DISINFECT/HYPOCHLORIN
6294889 | HOLIDAY PALM RVP | 1 | HOLIDAY PALM R V PARK | B | 02 | DISINFECT/HYPOCHLORIN
6294890 | STORYBOOK LANE DC & PRESCHOOL | 1 | STORYBOOK LANE D C PLANT # 1 | B | 02 | DISINFECT/HYPOCHLORIN
6294890 | STORYBOOK LANE DC & PRESCHOOL | 2 | STORYBOOK LANE D C & PRESCHOOL | B | 02 | DISINFECT/HYPOCHLORIN
6294891 | EASTBAY RACEWAY PARK | 1 | EASTBAY RACEWAY PLANT # 1 | K | 26 | DESALINAT/REVERSE OSMOSIS
6294891 | EASTBAY RACEWAY PARK | 1 | EASTBAY RACEWAY PLANT # 1 | B | 02 | DISINFECT/HYPOCHLORIN
6294891 | EASTBAY RACEWAY PARK | 1 | EASTBAY RACEWAY PLANT # 1 | H | 25 | SOFTENING/ION EXCHANGE
6294892 | UNIVERSAL SIGN LLC | 1 | UNIVERSAL SIGN CORP PLANT # 1 | B | 02 | DISINFECT/HYPOCHLORIN
6294893 | FOE/BRANDON AERIE #3566 | 1 | F.O.E./BRANDON PLANT # 1 | B | 02 | DISINFECT/HYPOCHLORIN
6294894 | ODESSA CHRISTIAN SCHOOL | 1 | ODESSA CHRISTIAN SCHOOL | B | 02 | DISINFECT/HYPOCHLORIN
6294895 | TOWN & COUNTRY CHURCH OF NAZAR | 1 | TOWN&COUNTRY CH NAZ PLANT # 1 | B | 02 | DISINFECT/HYPOCHLORIN
6294896 | HCPRD/BALM PARK | 1 | BALM COUNTY PARK | Z | 23 | OTHER/GAC ADDITION
6294896 | HCPRD/BALM PARK | 1 | BALM COUNTY PARK | B | 02 | DISINFECT/HYPOCHLORIN
6294897 | FLORIDA EQUIP RENTAL | 1 | FLORIDA EQUIPMENT RENTAL | B | 02 | DISINFECT/HYPOCHLORIN
6294898 | BODY SHOP OF TAMPA | 1 | THE BODY SHOP PLANT | B | 02 | DISINFECT/HYPOCHLORIN
6294899 | DO DO'S SALES INC | 1 | DO DO'S SALES INC PLANT # 1 | B | 02 | DISINFECT/HYPOCHLORIN
6294902 | FARM STORE #384 | 1 | FARM STORE # 384 PLANT # 1 | B | 02 | DISINFECT/HYPOCHLORIN
6294903 | H.C.P.R.D./DAN MCMULLEN FIELD | 1 | COACH DAN MCMULLEN FIELD | B | 02 | DISINFECT/HYPOCHLORIN
6294904 | CRYSTAL LAKE MANORS | 1 | CRYSTAL LAKE PLANT 1 | B | 02 | DISINFECT/HYPOCHLORIN
6294904 | CRYSTAL LAKE MANORS | 1 | CRYSTAL LAKE PLANT 1 | D | 36 | CORR-CTRL/CORROSION INHIB
6294905 | CARROLLWOOD BUSINESS PK | 1 | CARROLLWOOD BUSINESS PK PLT | B | 02 | DISINFECT/HYPOCHLORIN
6294906 | FOXXX THEATER | 1 | FOXXX THEATER PLANT 1 | B | 02 | DISINFECT/HYPOCHLORIN
6294907 | BUSINESS ENTERPRISE PARK | 1 | BUSINESS ENT PARK PLANT | B | 02 | DISINFECT/HYPOCHLORIN
6294908 | PEN LUMBER & HARDWARE | 1 | PEN LUMBER PLANT # 1 | B | 02 | DISINFECT/HYPOCHLORIN
6294909 | THE EPICENTER | 1 | THE EPICENTER | B | 02 | DISINFECT/HYPOCHLORIN
6294910 | ANNA'S TRAILER PARK | 1 | ANNA'S TRAILER PARK PLANT # 1 | B | 02 | DISINFECT/HYPOCHLORIN
6294911 | INTERNATIONAL SHIP REPAIR | 1 | INTERNATIONAL SHIPATE REQD | B | 02 | DISINFECT/HYPOCHLORIN
6294912 | NATURAL HEALTH FOODS | 1 | NATURAL HEALTH FOODS PLANT # 1 | B | 02 | DISINFECT/HYPOCHLORIN
6294913 | THONOTOSASSA CHURCH OF GOD | 1 | THONOTOSASSA CH OF GOD PLANT | B | 02 | DISINFECT/HYPOCHLORIN
6294914 | UNITED 500 DELI | 1 | UNITED 500 DELI PLANT # 1 | B | 02 | DISINFECT/HYPOCHLORIN
6294915 | SOUTH BRANDON BAPT CHURCH | 1 | S. BRANDON BAPT. CHURCH | B | 02 | DISINFECT/HYPOCHLORIN
6294919 | FLORIDA UTILITY TRAILERS | 1 | FLORIDA UTILITY TRAILERS PLT 1 | B | 02 | DISINFECT/HYPOCHLORIN
6294920 | FLORIDA WEST COAST CARPENTERS | 1 | FLA WEST COAST CARP. PLANT # 1 | B | 02 | DISINFECT/HYPOCHLORIN
6294921 | GULF COAST THERMO KING | 1 | GULF COAST THERMO KING | B | 02 | DISINFECT/HYPOCHLORIN
6294922 | NATIONSBANK | 1 | C & S BANK THONOTOSASSA PLT 1 | B | 02 | DISINFECT/HYPOCHLORIN
6294923 | VALRICO STATE BANK | 1 | VALRICO STATE BANK PLANT # 1 | B | 02 | DISINFECT/HYPOCHLORIN
6294924 | THE WHITE OAK COTTAGE | 1 | THE WHITE OAK COTTAGE | B | 02 | DISINFECT/HYPOCHLORIN
6294926 | RUSKIN VFW POST #6287 | 1 | RUSKIN VFW #6287 | C | 29 | PART-RMVL/CARTRIDGE FILTR
6294926 | RUSKIN VFW POST #6287 | 1 | RUSKIN VFW #6287 | E | 20 | T-O CTRL/AERATION
6294926 | RUSKIN VFW POST #6287 | 1 | RUSKIN VFW #6287 | B | 02 | DISINFECT/HYPOCHLORIN
6294927 | PATRIOT TRUCK CO | 1 | PATRIOT TRUCK CO. PLANT # 1 | B | 02 | DISINFECT/HYPOCHLORIN
6294928 | 18901 N DALE MABRY HIGHWAY LLC | 1 | LMR FUEL LLC | B | 02 | DISINFECT/HYPOCHLORIN
6294929 | SPEEDWAY #6545 | 1 | SPEEDWAY #6545 | B | 02 | DISINFECT/HYPOCHLORIN
6294930 | TILE CONNECTION, THE | 1 | E. M. T. S., INC. PLT 1 | B | 02 | DISINFECT/HYPOCHLORIN
6294931 | 84 LUMBER CO | 1 | 84 LUMBER CO. PLANT # 1 | B | 02 | DISINFECT/HYPOCHLORIN
6294932 | KOJACKS HOUSE OF RIBS CATERING | 1 | KOJACKS HOUSE OF RIBS PLANT #1 | B | 02 | DISINFECT/HYPOCHLORIN
6294933 | TAMPA BAY ANIMAL MEDICAL CTR | 1 | TAMPA BAY ANIMAL MED PLANT # 1 | B | 02 | DISINFECT/HYPOCHLORIN
6294934 | BLASTERS INC | 1 | BLASTERS INC. PLANT # 1 | B | 02 | DISINFECT/HYPOCHLORIN
6294935 | COUNTRY CAFE | 1 | COUNTRY CAFE PLANT #1 | B | 02 | DISINFECT/HYPOCHLORIN
6294936 | RALPH'S AUTO SERV & SAND SHOP | 1 | RALPH'S AUTO SERV PLANT # 1 | B | 02 | DISINFECT/HYPOCHLORIN
6294937 | DOVER HEALTH CLINIC | 1 | DOVER HEALTH CLINIC | G | 30 | IRON RMVL/GREENSAND FILTR
6294937 | DOVER HEALTH CLINIC | 1 | DOVER HEALTH CLINIC | H | 25 | SOFTENING/ION EXCHANGE
6294937 | DOVER HEALTH CLINIC | 1 | DOVER HEALTH CLINIC | B | 02 | DISINFECT/HYPOCHLORIN
6294938 | METTS RUPP INC | 1 | METTS RUPP INC. PLANT # 1 | B | 02 | DISINFECT/HYPOCHLORIN
6294939 | MCKENZIE TANK LINES | 1 | MCKENZIE TANK LINES PLANT # 1 | B | 02 | DISINFECT/HYPOCHLORIN
6294940 | ALL AREA ROOFING | 1 | ALL AREA ROOFING | B | 02 | DISINFECT/HYPOCHLORIN
6294941 | COUNTRY SIDE PLAZA | 1 | COUNTRY SIDE PLAZA PLANT # 1 | B | 02 | DISINFECT/HYPOCHLORIN
6294942 | CAUSEWAY GASOLINE & BEER | 1 | CAUSEWAY GASOLINE & BEER | B | 02 | DISINFECT/HYPOCHLORIN
6294943 | B & N SANDWICH SHOP | 1 | B & N SANDWICH & PHIL'S MEATS | B | 02 | DISINFECT/HYPOCHLORIN
6294944 | REMODA ROSE GARDEN | 1 | REMODA ROSE GARDEN PLANT # 1 | B | 02 | DISINFECT/HYPOCHLORIN
6294945 | GRIFFEN DEWATERING | 1 | GRIFFEN DEWATERING PLANT # 1 | B | 02 | DISINFECT/HYPOCHLORIN
6294946 | ANTIOCH FEED & FARM SUPPLY | 1 | ANTIOCH FEED & FARM SUPPLY | B | 02 | DISINFECT/HYPOCHLORIN
6294947 | MR GOODY'S BBQ | 1 | MR. GOODY'S BBQ | B | 02 | DISINFECT/HYPOCHLORIN
6294948 | HEROES' PARADISE INC | 1 | HEROES' PARADISE INC | B | 02 | DISINFECT/HYPOCHLORIN
6294949 | COUNTRY AIRE MHP | 1 | COUNTRY AIRE MHP | B | 02 | DISINFECT/HYPOCHLORIN
6294950 | EMMANUEL COMMUNITY BAPTIST | 1 | EMMANUEL COMMUNITY PLANT #1 | B | 02 | DISINFECT/HYPOCHLORIN
6294951 | TOWN & COUNTRY CHURCH OF NAZARENE | 1 | CHURCH OF NAZARENE PLANT # 1 | B | 02 | DISINFECT/HYPOCHLORIN
6294953 | ECONOMIZER IGA | 1 | ECONOMIZER IGA PLANT | B | 02 | DISINFECT/HYPOCHLORIN
6294954 | ELEVEN MILE TAVERN | 1 | ELEVEN MILE TAVERN PLANT # 1 | B | 02 | DISINFECT/HYPOCHLORIN
6294955 | FIRST BAPTIST CHURCH OF DURANT, INC. | 1 | FIRST BAPT CHURCH OF DURANT | B | 02 | DISINFECT/HYPOCHLORIN
6294956 | SEVEN STAR FOOD STORE | 1 | SEVEN STAR FOOD STORE | B | 02 | DISINFECT/HYPOCHLORIN
6294957 | KOREAN CHURCH | 1 | KOREAN CHURCH PLANT # 1 | B | 02 | DISINFECT/HYPOCHLORIN
6294958 | CHILD CARE CENTER | 1 | WATER PLANT | H | 25 | SOFTENING/ION EXCHANGE
6294958 | CHILD CARE CENTER | 1 | WATER PLANT | B | 02 | DISINFECT/HYPOCHLORIN
6294994 | M & G BERRY FARMS LABOR CAMP | 1 | M AND G BERRY FARMS LABOR CAMP | B | 02 | DISINFECT/HYPOCHLORIN
6294994 | M & G BERRY FARMS LABOR CAMP | 2 | HARE M.L.C. | B | 02 | DISINFECT/HYPOCHLORIN
6294995 | GENTLE SLOPE MHP | 1 | GENTLE SLOPE MHP PLANT # 1 | B | 02 | DISINFECT/HYPOCHLORIN
6294996 | GOLDEN EAGLES WAREHOUSE | 1 | GOLDEN EAGLES WAREHOUSE #1 | B | 02 | DISINFECT/HYPOCHLORIN
6294998 | SPACETTES | 1 | SPACETTES PLANT | B | 02 | DISINFECT/HYPOCHLORIN
6294999 | PARSONS VILLAGE MHP | 1 | PARSON'S VILLAGE T. P. | B | 02 | DISINFECT/HYPOCHLORIN
6295000 | NORTH 301 FLEA WORLD, INC | 1 | NORTH 301 FLEA MARKET PLANT #1 | B | 02 | DISINFECT/HYPOCHLORIN
6295001 | GUS AUTO REPAIR | 1 | MOOSE LODGE #1668 PLANT #1 | B | 02 | DISINFECT/HYPOCHLORIN
6295002 | CIRCLE K #7443 | 1 | CIRCLE K #7443 | B | 02 | DISINFECT/HYPOCHLORIN
6295003 | CIRCLE K # 7441 | 1 | SHOP AND GO # 441 | C | 14 | PART-RMVL/RAPID SAND FIL
6295003 | CIRCLE K # 7441 | 1 | SHOP AND GO # 441 | B | 02 | DISINFECT/HYPOCHLORIN
6295005 | HALL, MARK M.L.C. | 1 | HALL M.L.C. | A |  | NO TRTMT
6295006 | CIRCLE G PLATT MLC | 1 | CIRCLE G-PLATT PLANT | B | 02 | DISINFECT/HYPOCHLORIN
6295008 | K & J MLC #2 | 1 | K & J MLC #2 PLANT | B | 02 | DISINFECT/HYPOCHLORIN
6295010 | SYDNEY DOVER ROAD CAMP | 1 | SYDNEY DOVER ROAD CAMP | B | 02 | DISINFECT/HYPOCHLORIN
6295010 | SYDNEY DOVER ROAD CAMP | 1 | SYDNEY DOVER ROAD CAMP | G | 18 | IRON RMVL/SEQUESTATION
6295012 | MS55 LLC FP1 | 1 | MS55 LLC FP1 | B | 02 | DISINFECT/HYPOCHLORIN
6295013 | THREE SON FARMS, LLC | 1 | THREE SON FARMS, LLC | B | 02 | DISINFECT/HYPOCHLORIN
6295015 | NUTMEG INDUSTRIES INC. | 1 | T.B.C. APPAREL GROUP | B | 02 | DISINFECT/HYPOCHLORIN
6295015 | NUTMEG INDUSTRIES INC. | 1 | T.B.C. APPAREL GROUP | H | 25 | SOFTENING/ION EXCHANGE
6295015 | NUTMEG INDUSTRIES INC. | 1 | T.B.C. APPAREL GROUP | C | 14 | PART-RMVL/RAPID SAND FIL
6295016 | KEYSTONE BIBLE CHURCH | 1 | IMPACT CHURCH OF KEYSTONE | B | 02 | DISINFECT/HYPOCHLORIN
6295017 | YUPPIE PAWS | 1 | MAZELCO INC | B | 02 | DISINFECT/HYPOCHLORIN
6295017 | YUPPIE PAWS | 1 | MAZELCO INC | H | 25 | SOFTENING/ION EXCHANGE
6295017 | YUPPIE PAWS | 1 | MAZELCO INC | G | 29 | IRON RMVL/CARTRIDGE FILTR
6295018 | OLD DOMINION FREIGHT LINE, INC | 1 | OLD DOMINION FREIGHT LINE, INC | B | 02 | DISINFECT/HYPOCHLORIN
6295021 | ROMERO RMH | 1 | ROMERO M.L.C. | B | 02 | DISINFECT/HYPOCHLORIN
6295022 | DESERET FARMS RMH #1 | 1 | COUNCIL FARMS #2 | B | 02 | DISINFECT/HYPOCHLORIN
6295023 | INTERCHANGE FARMS, INC. | 1 | INTERCHANGE FARMS PLANT # 1 | B | 02 | DISINFECT/HYPOCHLORIN
6295024 | WILLFORD FARMS RMH #1 | 1 | WILLAFORD FARMS #1 | B | 02 | DISINFECT/HYPOCHLORIN
6295027 | TURKEY CREEK FIRST BAPTIST CHURCH | 1 | TURKEY CREEK FIRST BAPT CHURCH | B | 02 | DISINFECT/HYPOCHLORIN
6295028 | BEVERAGE CASTLE 301, INC. | 1 | BEVERAGE CASTLE 301 PLANT # 1 | B | 02 | DISINFECT/HYPOCHLORIN
6295029 | ENRICHMENT PRESCHOOL INC. | 1 | GREEN ACRES COUNTRY DAY SCHOOL | B | 02 | DISINFECT/HYPOCHLORIN
6295030 | ECONO AUTO PAINTING | 1 | ECONO AUTO PAINTING | B | 02 | DISINFECT/HYPOCHLORIN
6295031 | CALVARY TABERNACLE CHURCH | 1 | CALVARY TABERNACLE PLANT #1 | B | 02 | DISINFECT/HYPOCHLORIN
6295032 | DIXIE GROWERS M.L.C.#1 | 1 | DIXIE GROWERS M.L.C. #1 | A |  | NO TRTMT
6295033 | BROCK M.L.C. | 1 | BROCK M.L.C. | B | 02 | DISINFECT/HYPOCHLORIN
6295034 | BILLY SIMMONS MLC | 1 | SIMMONS RMH PLANT 1 | S | 41 | ARSENIC REMOVAL/ADSORPTIVE MEDIA
6295034 | BILLY SIMMONS MLC | 1 | SIMMONS RMH PLANT 1 | B | 02 | DISINFECT/HYPOCHLORIN
6295034 | BILLY SIMMONS MLC | 1 | SIMMONS RMH PLANT 1 | G | 29 | IRON RMVL/CARTRIDGE FILTR
6295036 | MS58 LLC FP2 | 1 | MS58 LLC FP2 | B | 02 | DISINFECT/HYPOCHLORIN
6295037 | KINARD MIGRANT LABOR CAMP | 1 | KINARD MLC PLANT 1 | B | 02 | DISINFECT/HYPOCHLORIN
6295038 | THE COUNTRY CUBAN SANDWICH SHOP | 1 | COUNTRY CUBAN SANDWICH SHOP | B | 02 | DISINFECT/HYPOCHLORIN
6295039 | PICNIC GROCERY | 1 | PICNIC GROCERY | B | 02 | DISINFECT/HYPOCHLORIN
6295041 | UNKNOWN | 1 | DOVER PRE-SCHOOL | B | 02 | DISINFECT/HYPOCHLORIN
6295043 | CHARTER MARKETING | 1 | CHARTER MARKETING PLANT # 1 | B | 02 | DISINFECT/HYPOCHLORIN
6295044 | H&L MEXICAN AMERICAN GROCERY | 1 | H&L MEXICAN AMERICAN GROCERY | B | 02 | DISINFECT/HYPOCHLORIN
6295046 | FOP/HILLS CTY SHERIFF'S LODGE | 1 | F.O.P. REC. AREA | B | 02 | DISINFECT/HYPOCHLORIN
6295047 | TRIPLE L TRANSPORTATION & SERVICES | 1 | TRIPLE L TRANSPORTATION | B | 02 | DISINFECT/HYPOCHLORIN
6295049 | FUTBOL FIVE SPORTS COMPLEX | 1 | FUTBOL 5 SPORTS COMPLEX | B | 02 | DISINFECT/HYPOCHLORIN
6295049 | FUTBOL FIVE SPORTS COMPLEX | 1 | FUTBOL 5 SPORTS COMPLEX | G | 29 | IRON RMVL/CARTRIDGE FILTR
6295049 | FUTBOL FIVE SPORTS COMPLEX | 1 | FUTBOL 5 SPORTS COMPLEX | E | 25 | T-O CTRL/ION EXCHANGE
6295050 | SPIVEY UTILITY CONSTRUCTION CO | 1 | SPIVEY UTILITY PLANT #1 | G | 29 | IRON RMVL/CARTRIDGE FILTR
6295050 | SPIVEY UTILITY CONSTRUCTION CO | 1 | SPIVEY UTILITY PLANT #1 | B | 02 | DISINFECT/HYPOCHLORIN
6295055 | QUICK STOP (FIVE STAR FOOD STORE) | 1 | FIVE STAR FOOD STORE | B | 02 | DISINFECT/HYPOCHLORIN
6295057 | CROSS POINTE CHURCH OF THE NAZARENE | 1 | CROSS POINTE CHURCH | B | 02 | DISINFECT/HYPOCHLORIN
6295058 | CIRCLE K #9796 | 1 | CIRCLE K # 9796 PLANT 1 | B | 02 | DISINFECT/HYPOCHLORIN
6295060 | GATOR JUNGLE OF PLANT CITY | 1 | GATOR JUNGLE | B | 02 | DISINFECT/HYPOCHLORIN
6295061 | PAM & BOBBY'S GROCERY | 1 | PAM & BOBBY'S GROCERY | B | 02 | DISINFECT/HYPOCHLORIN
6295062 | UNIV CHURCH OF GOD | 1 | UNIVERSITY CHURCH OF GOD | B | 02 | DISINFECT/HYPOCHLORIN
6295065 | HITCHIN POST CAFE | 1 | HITCHIN POST CAFE | B | 02 | DISINFECT/HYPOCHLORIN
6295068 | CITGO 5117 | 1 | CITGO #5117 | B | 02 | DISINFECT/HYPOCHLORIN
6295069 | FIRST BAPTIST CHURCH OF DOVER | 1 | FIRST BAPTIST CHURCH - DOVER | B | 02 | DISINFECT/HYPOCHLORIN
6295070 | SUPER KWIK | 1 | SUPER KWIK PLANT #1 | B | 02 | DISINFECT/HYPOCHLORIN
6295071 | COAST TO COAST HUBCAPS & WHEEL | 1 | COAST TO COAST HUBCAPS PLANT 1 | B | 02 | DISINFECT/HYPOCHLORIN
6295072 | SUNLAKE RV RESORT | 1 | SUNLAKE R.V. RESORT | E | 20 | T-O CTRL/AERATION
6295072 | SUNLAKE RV RESORT | 1 | SUNLAKE R.V. RESORT | B | 02 | DISINFECT/HYPOCHLORIN
6295073 | CELM/DEAD RIVER PARK | 1 | HCPRD/DEAD RIVER PARK PLANT | E | 20 | T-O CTRL/AERATION
6295073 | CELM/DEAD RIVER PARK | 1 | HCPRD/DEAD RIVER PARK PLANT | B | 02 | DISINFECT/HYPOCHLORIN
6295074 | CELM/JOHN B SARGEANT PARK | 1 | HCPRD/JOHN B SARGEANT ST PARK | B | 02 | DISINFECT/HYPOCHLORIN
6295075 | CELM/MORRIS BRIDGE | 1 | HCPRD/MORRIS BRIDGE PLANT | B | 02 | DISINFECT/HYPOCHLORIN
6295076 | LUXURY MOTEL | 1 | TOPS DINER/LUXURY MOTEL | H | 25 | SOFTENING/ION EXCHANGE
6295076 | LUXURY MOTEL | 1 | TOPS DINER/LUXURY MOTEL | C | 15 | PART-RMVL/PRESS SAND FILT
6295077 | HOME SERVICE CENTER | 1 | FOUNTAIN CLUB | E | 20 | T-O CTRL/AERATION
6295077 | HOME SERVICE CENTER | 1 | FOUNTAIN CLUB | B | 02 | DISINFECT/HYPOCHLORIN
6295079 | COUNTRYSIDE ACADEMY | 1 | COUNTRYSIDE ACADEMY PLANT 1 | B | 02 | DISINFECT/HYPOCHLORIN
6295080 | SOUTHEAST CTY LANDFILL/AD BLDG | 1 | SOUTHEAST CO. LANDFILL/AD. BLD | B | 02 | DISINFECT/HYPOCHLORIN
6295082 | VICTORY ALLIANCE CHURCH | 1 | NORTH TAMPA CHRISTIAN CHURCH | B | 02 | DISINFECT/HYPOCHLORIN
6295083 | CONTINENTAL PLAZA | 1 | CONTINENTAL PLAZA | B | 02 | DISINFECT/HYPOCHLORIN
6295084 | WEST CENTRAL SIGNS INC | 1 | INTERSTATE WHOLESALE | B | 02 | DISINFECT/HYPOCHLORIN
6295086 | SHORT STOP MART #1 | 1 | SHORT STOP MART # 1 | B | 02 | DISINFECT/HYPOCHLORIN
6295087 | SEFFNER PROFESSIONAL CENTER | 1 | SEFFNER PROFESSIONAL CENTER | B | 02 | DISINFECT/HYPOCHLORIN
6295088 | TOUFAYAN BAKERY OF PLANT CITY | 1 | TOUFAYAN BAKERY OF PLANT CITY | B | 02 | DISINFECT/HYPOCHLORIN
6295089 | PEOPLE FOR CHRIST MINISTRIES, INC. | 1 | PEOPLE FOR CHRIST MINISTRIES, | B | 02 | DISINFECT/HYPOCHLORIN
6295090 | 7 DAY FOOD STORE | 1 | 7 DAY FOOD STORE | B | 02 | DISINFECT/HYPOCHLORIN
6295091 | TRAPNELL FOOD MART | 1 | TRAPNELL FOOD MART | B | 02 | DISINFECT/HYPOCHLORIN
6295091 | TRAPNELL FOOD MART | 1 | TRAPNELL FOOD MART | G | 29 | IRON RMVL/CARTRIDGE FILTR
6295092 | CIRCLE K # 7242 | 1 | CIRCLE K # 7242 PLANT # 1 | B | 02 | DISINFECT/HYPOCHLORIN
6295093 | KNIGHTS PRESCHOOL | 1 | KNIGHTS PRE SCHOOL PLANT # 1 | B | 02 | DISINFECT/HYPOCHLORIN
6295094 | ALLSTATE MFRD HOMES | 1 | ALLSTATE MANUFACTURED PLANT #1 | B | 02 | DISINFECT/HYPOCHLORIN
6295095 | VILLAGE ANIMAL HOSPITAL | 1 | VILLAGE ANIMAL HOSPITAL#1 | B | 02 | DISINFECT/HYPOCHLORIN
6295096 | TAMPA MEDICAL SUPPLY | 1 | TAMPA MEDICAL SUPPLY PLANT # 1 | B | 02 | DISINFECT/HYPOCHLORIN
6295097 | SECKMAN FIRE SPRINKLERS | 1 | SECKMAN FIRE SPRINKLERS#1 | A |  | NO TRTMT
6295098 | KEYSTONE BIBLE CHURCH | 1 | KEYSTONE BIBLE CHURCHP PLT #1 | A |  | NO TRTMT
6295099 | ARGOS USA | 1 | ARGOS USA | B | 02 | DISINFECT/HYPOCHLORIN
6295100 | COPELAND STEEL ERECTORS INC | 1 | COPELAND STEEL ERECT.PLANT # 1 | B | 02 | DISINFECT/HYPOCHLORIN
6295101 | BENZYL ASPHALT PAVING | 1 | BENZYL ASPHALT PAVING#1 | A |  | NO TRTMT
6295102 | YOUNG'S KITCHENS | 1 | YOUNGH'S KITCHEN #1 | A |  | NO TRTMT
6295103 | CITRUS PARK CHRISTIAN SCHOOL | 1 | CITRUS PARK CHRISTIAN PLANT# 1 | B | 02 | DISINFECT/HYPOCHLORIN
6295104 | TAMPA BAY VENDING | 1 | SPACE MASTERS #1 | B | 02 | DISINFECT/HYPOCHLORIN
6295105 | PALM CASUAL FURNITURE | 1 | PALM CASUAL #1 | A |  | NO TRTMT
6295106 | PELWOOD SQUARE | 1 | PELHAM CONSTRUCTION PLANT # 1 | B | 02 | DISINFECT/HYPOCHLORIN
6295107 | TWILIGHT ZONE LOUNGE/PACKAGE | 1 | TWILIGHT ZONE LOUNGE/PACKAGE | B | 02 | DISINFECT/HYPOCHLORIN
6295108 | JIGGS JUNCTION | 1 | JIGGS JUNCTION PLANT # 1 | B | 02 | DISINFECT/HYPOCHLORIN
6295109 | KEY CONSTRUCTION | 1 | KEY CONSTRUCTION | B | 02 | DISINFECT/HYPOCHLORIN
6295110 | RICHARD'S FUELS | 1 | RICHARD'S FUELS WELL # 1 | B | 02 | DISINFECT/HYPOCHLORIN
6295111 | MILLS COMPRESSOR SERVICE INC | 1 | MILLS COMPRESSOR PLANT # 1 | B | 02 | DISINFECT/HYPOCHLORIN
6295112 | OAKWOOD CT APTS | 1 | OAKWOOD CT. APTS | B | 02 | DISINFECT/HYPOCHLORIN
6295113 | METAL BUILDING COMPONENTS | 1 | METAL BUILDING COMPONENTS | B | 02 | DISINFECT/HYPOCHLORIN
6295114 | ANGELA'S LITTLE ANGELS | 1 | ANGELA'S LITTLE ANGELS | B | 02 | DISINFECT/HYPOCHLORIN
6295115 | SOUTHEAST CTY LANDFILL/HVY EQ | 1 | HILLS. CO. SOUTHEAST LANDFILL | B | 02 | DISINFECT/HYPOCHLORIN
6295116 | SANTOS GROCERY | 1 | SANTOS GROCERY | B | 02 | DISINFECT/HYPOCHLORIN
6295117 | BEASLEY PROPERTIES | 1 | BEASLEY PROPERTIES | B | 02 | DISINFECT/HYPOCHLORIN
6295118 | K A PRESCHER & ASSOCIATES | 1 | K.A. PRESCHER AND ASSOCIATES | B | 02 | DISINFECT/HYPOCHLORIN
6295119 | PRIMOS | 1 | PRIMOS | B | 02 | DISINFECT/HYPOCHLORIN
6295120 | TAMPA BAY VENDING | 1 | PETERBILT OF TAMPA INC. WELL 1 | B | 02 | DISINFECT/HYPOCHLORIN
6295121 | ALRED M.L.C. | 1 | ALRED M. L. C. | B | 02 | DISINFECT/HYPOCHLORIN
6295122 | ARTESIAN FARMS RMH | 1 | ARTESIAN FARMS | B | 02 | DISINFECT/HYPOCHLORIN
6295123 | SAM ASTIN RMH #1 | 2 | ASTIN NEW PLANT NORTH | B | 02 | DISINFECT/HYPOCHLORIN
6295123 | SAM ASTIN RMH #1 | 1 | ASTIN RMH #1 OLD PLANT SOUTH | B | 02 | DISINFECT/HYPOCHLORIN
6295124 | BINGHAM MLC | 1 | BINGHAM MLC | B | 02 | DISINFECT/HYPOCHLORIN
6295125 | CINDY'S MHP | 1 | CINDY'S M.H.P. PLANT # 1 | B | 02 | DISINFECT/HYPOCHLORIN
6295126 | TAMPA OUTDOOR GRAPHICS | 1 | TAMPA OUTDOOR GRAPHICS #1 | A |  | NO TRTMT
6295127 | CRYSTAL LAKES PLAZA | 1 | CRYSTAL LAKES PLAZA PLANT | B | 02 | DISINFECT/HYPOCHLORIN
6295128 | SOUTH FLORIDA FENCE | 1 | SO. FLA. FENCE-PLANT # 1 | B | 02 | DISINFECT/HYPOCHLORIN
6295129 | VIASYS TRANSPORTATION SERVICES | 1 | VIASYS TRANSPORTATION SERVICES | B | 02 | DISINFECT/HYPOCHLORIN
6295131 | CIRCLE J FARMS M.L.C. | 1 | CIRCLE J FARMS MLC PLANT # 1 | B | 02 | DISINFECT/HYPOCHLORIN
6295132 | COLLINS RMH #1 | 1 | COLLINS M.L.C./HARRY PITTS | B | 02 | DISINFECT/HYPOCHLORIN
6295133 | DICKMAN/ARTESIAN FARMS RMH | 1 | DICKMAN M.L.C. PLANT # 1 | B | 02 | DISINFECT/HYPOCHLORIN
6295134 | DIEHL FARMS MLC #1 | 1 | DIEHL MLC #1 | B | 02 | DISINFECT/HYPOCHLORIN
6295135 | FANCY FARMS RMH-EAST | 2 | FANCY FARMS RMH WEST | B | 02 | DISINFECT/HYPOCHLORIN
6295137 | SON LIFE CHURCH | 1 | CHEMEX PAINT AND DECOR CTR(FKA | B | 02 | DISINFECT/HYPOCHLORIN
6295138 | EMPIRE PIPE CO | 1 | EMPIRE PIPE CO. | B | 02 | DISINFECT/HYPOCHLORIN
6295140 | MILES M.L.C. #2 | 1 | MILES M.L.C. #2 | B | 02 | DISINFECT/HYPOCHLORIN
6295141 | NEWSOME TP, LEE | 1 | NEWSOME M.L.C. PLANT # 1 | B | 02 | DISINFECT/HYPOCHLORIN
6295142 | PLANT FRUIT CO. | 1 | PLANT FRUIT CO. M.L.C. | B | 02 | DISINFECT/HYPOCHLORIN
6295143 | SIZEMORE RMH 1 (WEST) | 1 | SIZEMORE RMH 1 (WEST) | B | 02 | DISINFECT/HYPOCHLORIN
6295143 | SIZEMORE RMH 1 (WEST) | 1 | SIZEMORE RMH 1 (WEST) | G | 29 | IRON RMVL/CARTRIDGE FILTR
6295143 | SIZEMORE RMH 1 (WEST) | 1 | SIZEMORE RMH 1 (WEST) | S | 41 | ARSENIC REMOVAL/ADSORPTIVE MEDIA
6295145 | SPIVEY TP | 1 | SPIVEY M.L.C. PLANT # 1 | B | 02 | DISINFECT/HYPOCHLORIN
6295146 | WILLIAMS RMH, BILLY | 1 | WILLIAMS, BILLY M.L.C. PLANT 1 | B | 02 | DISINFECT/HYPOCHLORIN
6295147 | ASTIN RMH #4 | 1 | ASTIN RMH #4 | B | 02 | DISINFECT/HYPOCHLORIN
6295148 | WILLIS & WILLIS RMH | 1 | WILLIS & WILLIS M.L.C.PLANT 1 | B | 02 | DISINFECT/HYPOCHLORIN
6295149 | WIMAUMA MLC | 1 | WIMAUMA M.L.C. PLANT # 1 | B | 02 | DISINFECT/HYPOCHLORIN
6295150 | WINGATE RMH | 1 | WINGATE M.L.C. PLANT # 1 | B | 02 | DISINFECT/HYPOCHLORIN
6295151 | DOWNING, LLC | 1 | DOWNING, LLC PLANT | B | 02 | DISINFECT/HYPOCHLORIN
6295152 | ENGLISH RMH | 1 | ENGLISH M.L.C. PLANT # 1 | A |  | NO TRTMT
6295153 | GILLESPIE RMH | 1 | GILLESPIE RMH EAST PLANT | B | 02 | DISINFECT/HYPOCHLORIN
6295153 | GILLESPIE RMH | 2 | GILLESPIE RMH WEST PLANT | B | 02 | DISINFECT/HYPOCHLORIN
6295154 | C.L. LARISCY RMH | 1 | C L LARISCY PLANT | B | 02 | DISINFECT/HYPOCHLORIN
6295155 | HALL, GERALD M.L.C. | 1 | HALL M.L.C. PLANT # 1 | A |  | NO TRTMT
6295156 | FARKAS M.L.C. | 1 | FARKAS M.L.C. | A |  | NO TRTMT
6295157 | FOSTER DUKES M.L.C. | 1 | FOSTER DUKES M.L.C. PLANT # 1 | A |  | NO TRTMT
6295158 | HARKALA M.L.C. | 1 | HARKALA M.L.C. PLANT # 1 | A |  | NO TRTMT
6295159 | WILLIAMS LABOR CAMP | 1 | KUSHMER M.L.C. | A |  | NO TRTMT
6295160 | MARAN GROVES M.L.C. | 1 | MARAN GROVES M.L.C. PLANT # 1 | A |  | NO TRTMT
6295161 | GREEN TP | 1 | GREEN M.L.C. # 1 PLANT # 1 | A |  | NO TRTMT
6295162 | LUCAS M.L.C. | 1 | LUCAS M.L.C. | A |  | NO TRTMT
6295163 | MULLIS RMH | 1 | MULLIS RMH PLANT | B | 02 | DISINFECT/HYPOCHLORIN
6295164 | PITTS, HARRY M.L.C. | 1 | HARRY PITTS M.L.C. | A |  | NO TRTMT
6295165 | ST. MARTIN FARMS | 1 | ST. MARTIN FARMS PLANT | B | 02 | DISINFECT/HYPOCHLORIN
6295166 | TERRYS' BERRIES RMH | 1 | TERRYS' BERRIES M.L.C. PLANT 1 | A |  | NO TRTMT
6295167 | KOL AMI | 1 | JEWISH CC/KOL AMI PLANT #1 | B | 02 | DISINFECT/HYPOCHLORIN
6295167 | KOL AMI | 1 | JEWISH CC/KOL AMI PLANT #1 | H | 25 | SOFTENING/ION EXCHANGE
6295168 | UNITED CONSUMERS CLUB | 1 | UNITED CONSUMERS CLUB | B | 02 | DISINFECT/HYPOCHLORIN
6295169 | APOSTOLIC PENTECOSTAL CHURCH | 1 | APOSTOLIC PENTECOSTAL CHURCH | B | 02 | DISINFECT/HYPOCHLORIN
6295170 | WIMAUMA POST OFFICE | 1 | WIMAUMA POST OFFICE | B | 02 | DISINFECT/HYPOCHLORIN
6295171 | COUNTRY INN RESTAURANT & TAVER | 1 | COUNTRY INN REST. AND TAVERN | B | 02 | DISINFECT/HYPOCHLORIN
6295173 | VAUGHAN'S MHP | 1 | VAUGHAN'S M.H.P. PLANT # 1 | B | 02 | DISINFECT/HYPOCHLORIN
6295174 | LATER DAY SAINTS 3RD&4TH WARD | 1 | LATER DAY SAINTS PLANT # 1 | B | 02 | DISINFECT/HYPOCHLORIN
6295175 | GLEN MAR CONCRETE | 1 | GLEN MAR CONCRETE PLANT # 1 | B | 02 | DISINFECT/HYPOCHLORIN
6295177 | WOODARD MANOR | 1 | WOODARD MANOR | B | 02 | DISINFECT/HYPOCHLORIN
6295179 | BRIGGS EQUIPMENT | 1 | BRIGGS EQUIPMENT | B | 02 | DISINFECT/HYPOCHLORIN
6295180 | CASTLEBERRY RD TP | 1 | CASTLEBERRY ROAD TRAILER PARK | B | 02 | DISINFECT/HYPOCHLORIN
6295181 | UNIV COMMUNITY HOSPITAL | 1 | UNIVERSITY COMM PLANT 1 | B | 02 | DISINFECT/HYPOCHLORIN
6295182 | CAVALIER AUTO BODY/AMOCO OIL | 1 | CAVALIER MOTORS INC. PLANT # 1 | B | 02 | DISINFECT/HYPOCHLORIN
6295183 | BAY HILLS VILLAGE CONDO ASSOCIATION | 1 | BAY HILLS VILLAGE M.H.P.PLANT1 | B | 02 | DISINFECT/HYPOCHLORIN
6295184 | SHARK TAIL DBA PINE HAVEN MH COMMUNITY | 1 | SHARK TAIL DBA PINE HAVE MHC | B | 02 | DISINFECT/HYPOCHLORIN
6295184 | SHARK TAIL DBA PINE HAVEN MH COMMUNITY | 1 | SHARK TAIL DBA PINE HAVE MHC | E | 20 | T-O CTRL/AERATION
6295184 | SHARK TAIL DBA PINE HAVEN MH COMMUNITY | 1 | SHARK TAIL DBA PINE HAVE MHC | D | 18 | CORR-CTRL/SEQUESTATION
6295185 | RUSKIN PENTICOSTAL CHURCH | 1 | RUSKIN PENTICOSTAL CHURCH PLAN | B | 02 | DISINFECT/HYPOCHLORIN
6295185 | RUSKIN PENTICOSTAL CHURCH | 1 | RUSKIN PENTICOSTAL CHURCH PLAN | E | 20 | T-O CTRL/AERATION
6295185 | RUSKIN PENTICOSTAL CHURCH | 1 | RUSKIN PENTICOSTAL CHURCH PLAN | E | 29 | T-O CTRL/CARTRIDGE FILTR
6295188 | LINEBAUGH FOOD MART | 1 | LINEBAUGH FOOD MART | B | 02 | DISINFECT/HYPOCHLORIN
6295189 | NATIONAL FISHERIES | 1 | TRIPLE T MEATS-THE REAL SCOOP | B | 02 | DISINFECT/HYPOCHLORIN
6295190 | FISHER AVE WAREHOUSE | 1 | FISHER AV W.H. | B | 02 | DISINFECT/HYPOCHLORIN
6295191 | PARKWOOD ESTATES | 1 | PARKWOOD ESTATES PLANT | B | 02 | DISINFECT/HYPOCHLORIN
6295192 | SOUTH HILLSBOROUGH ELKS #2672 | 1 | SOUTH HILLSBOROUGH ELKS PLANT | B | 02 | DISINFECT/HYPOCHLORIN
6295192 | SOUTH HILLSBOROUGH ELKS #2672 | 1 | SOUTH HILLSBOROUGH ELKS PLANT | E | 20 | T-O CTRL/AERATION
6295193 | MAAS TP | 1 | MAAS T.P. | B | 02 | DISINFECT/HYPOCHLORIN
6295195 | COMBUSTION ENGINEERING INC | 1 | CONSTRUCTION EQUIP. INT. | B | 02 | DISINFECT/HYPOCHLORIN
6295195 | COMBUSTION ENGINEERING INC | 1 | CONSTRUCTION EQUIP. INT. | G | 10 | IRON RMVL/COAGULATION
6295196 | ASHLEY COVE MLC | 1 | ASHLEY COVE MLC PLANT | B | 02 | DISINFECT/HYPOCHLORIN
6295196 | ASHLEY COVE MLC | 1 | ASHLEY COVE MLC PLANT | R | 25 | RADS RMVL/ION EXCHANGE
6295196 | ASHLEY COVE MLC | 1 | ASHLEY COVE MLC PLANT | C | 29 | PART-RMVL/CARTRIDGE FILTR
6295196 | ASHLEY COVE MLC | 1 | ASHLEY COVE MLC PLANT | S | 41 | ARSENIC REMOVAL/ADSORPTIVE MEDIA
6295197 | PRESCO FOOD STORE #23 | 1 | PRESCO FOOD STORE #23 PLANT #1 | B | 02 | DISINFECT/HYPOCHLORIN
6295198 | CIRCLE M FILL AND GO #2 SHELL | 1 | ICE CREAM CHURN PLANT # 1 | B | 02 | DISINFECT/HYPOCHLORIN
6295199 | CIRCLE B MARATHON DBA CORNER STORE | 1 | CIRCLE 'B' | B | 02 | DISINFECT/HYPOCHLORIN
6295200 | SHENANIGANZ GRILL AND CHILL | 1 | SHENANIGANZ GRILL AND CHILL | B | 02 | DISINFECT/HYPOCHLORIN
6295200 | SHENANIGANZ GRILL AND CHILL | 1 | SHENANIGANZ GRILL AND CHILL | E | 20 | T-O CTRL/AERATION
6295201 | JOHN'S BUTCHER SHOP | 1 | JOHN'S BUTCHER SHOP PLANT # 1 | B | 02 | DISINFECT/HYPOCHLORIN
6295202 | TAMPA EAST THE PALMS | 1 | TAMPA EAST THE PALMS PLANT | B | 02 | DISINFECT/HYPOCHLORIN
6295202 | TAMPA EAST THE PALMS | 1 | TAMPA EAST THE PALMS PLANT | G | 18 | IRON RMVL/SEQUESTATION
6295203 | ALVEREZ TRANSMISSION | 1 | ALVEREZ TRANSMISSION PLANT # 1 | B | 02 | DISINFECT/HYPOCHLORIN
6295205 | LITTLE UNION PRIMITIVE BAPTIST CHURCH | 1 | LITTLE UNION PRIMITIVE BAPTIST | B | 02 | DISINFECT/HYPOCHLORIN
6295206 | WIMAUMA SUPERMARKET | 1 | WIMAUMA SUPERMARKET | B | 02 | DISINFECT/HYPOCHLORIN
6295207 | INTERNATIONAL MINERAL & CHEM. | 1 | I.M.C. DRAGLINE REPAIR FAC. | B | 02 | DISINFECT/HYPOCHLORIN
6295208 | GARCIA HARDWARE | 1 | GARCIA HARDWARE | B | 02 | DISINFECT/HYPOCHLORIN
6295209 | BETTY'S TP | 1 | BETTYS TRAILER PARK PLANT # 1 | B | 02 | DISINFECT/HYPOCHLORIN
6295210 | FIRST BAPT CHURCH BLOOMINGDALE | 1 | FIRST BAPT CH BLOOMINGDALE PLT | B | 02 | DISINFECT/HYPOCHLORIN
6295212 | DOOLEY GROVES | 1 | DOOLEY GROVES | B | 02 | DISINFECT/HYPOCHLORIN
6295213 | COUNTRY GROVE TP | 1 | COUNTRY GROVE TRAILER PARK | B | 02 | DISINFECT/HYPOCHLORIN
6295214 | RIVERVIEW SEVENTH DAY ADVENTISTS | 1 | RIVERVIEW S.D.A. PLANT | B | 02 | DISINFECT/HYPOCHLORIN
6295215 | GOODSON FARMS | 1 | GOODSON FARMS--PLANT | B | 02 | DISINFECT/HYPOCHLORIN
6295217 | COMMUNICATION SUPPORT EQUIP | 1 | BIOLOGICAL RESEARCH | B | 02 | DISINFECT/HYPOCHLORIN
6295219 | NORTH TAMPA BUSINESS PARK | 1 | NORTH TAMPA BUSINESS PARK | B | 02 | DISINFECT/HYPOCHLORIN
6295220 | GREEN ACRE APTS | 1 | GREEN ACRE APTS-PLANT | E | 20 | T-O CTRL/AERATION
6295220 | GREEN ACRE APTS | 1 | GREEN ACRE APTS-PLANT | B | 02 | DISINFECT/HYPOCHLORIN
6295221 | PLANTAIN PRODUCTS CO | 1 | P. P. CO. --PLANT | H | 25 | SOFTENING/ION EXCHANGE
6295221 | PLANTAIN PRODUCTS CO | 1 | P. P. CO. --PLANT | B | 02 | DISINFECT/HYPOCHLORIN
6295222 | SIERRA MHP A&B | 1 | SIERRA MHP #1 | B | 02 | DISINFECT/HYPOCHLORIN
6295223 | SIERRA MHP-B | 1 | SIERRA MHP-B | B | 02 | DISINFECT/HYPOCHLORIN
6295224 | HILLTOP MHP-C | 1 | HILLTOP MOBILE HOME PARK C | B | 02 | DISINFECT/HYPOCHLORIN
6295225 | HILLTOP MHP-D | 1 | HILLTOP MOBILE HOME PARK D | B | 02 | DISINFECT/HYPOCHLORIN
6295226 | LITTLE MANATEE RIVER STATE PARK | 1 | LITTLE MANATEE RIV. STATE PARK | B | 02 | DISINFECT/HYPOCHLORIN
6295226 | LITTLE MANATEE RIVER STATE PARK | 1 | LITTLE MANATEE RIV. STATE PARK | E | 28 | T-O CTRL/PACKED TWR-AERA
6295229 | LEUNG APARTMENTS | 1 | LEUNG APARTMENTS | B | 02 | DISINFECT/HYPOCHLORIN
6295230 | CITRUS POINT PLAZA | 1 | CITRUS POINT PLAZA PLANT # 1 | B | 02 | DISINFECT/HYPOCHLORIN
6295231 | STEP AHEAD PRE-SCHOOL | 1 | STEP AHEAD PRE-SCHOOL PLANT #1 | B | 02 | DISINFECT/HYPOCHLORIN
6295232 | GREEN ACRES MHP | 1 | GREEN ACRES M.H.P. | B | 02 | DISINFECT/HYPOCHLORIN
6295232 | GREEN ACRES MHP | 1 | GREEN ACRES M.H.P. | G | 10 | IRON RMVL/COAGULATION
6295232 | GREEN ACRES MHP | 1 | GREEN ACRES M.H.P. | E | 20 | T-O CTRL/AERATION
6295233 | CRAVEN TP | 1 | CRAVEN T.P. | B | 02 | DISINFECT/HYPOCHLORIN
6295234 | HILLYERS TP | 1 | HILLYERS T.P. | B | 02 | DISINFECT/HYPOCHLORIN
6295235 | TAMPA BAY VENDING | 1 | TAMPA BAY VENDING | B | 02 | DISINFECT/HYPOCHLORIN
6295239 | M & M FOOD STORE | 1 | M & M FOOD STORE | B | 02 | DISINFECT/HYPOCHLORIN
6295240 | COUNTRYSIDE VILLAGE | 1 | COUNTRYSIDE VILLAGE | B | 02 | DISINFECT/HYPOCHLORIN
6295241 | ELSBERRY BROTHERS #1 M.L.C. | 1 | ELSBERRY BROTHERS #1 M.L.C. | A |  | NO TRTMT
6295242 | GULF CITY ESTATES | 1 | GULF CITY ESTATES | B | 02 | DISINFECT/HYPOCHLORIN
6295243 | HCS/MCLANE AGRICULTURAL DEPT | 1 | MCLANE AGRICULTURAL DEPT. | B | 02 | DISINFECT/HYPOCHLORIN
6295244 | SMOKIN ACES BBQ & STEAKHOUSE | 1 | SMOKIN ACES BBQ & STEAKHOUSE | B | 02 | DISINFECT/HYPOCHLORIN
6295245 | BRANDON DAY SCHOOL | 1 | BRANDON DAY SCHOOL | B | 02 | DISINFECT/HYPOCHLORIN
6295246 | CARR'S CUSTOM MEATS | 1 | CARR'S CUSTOM MEATS | B | 02 | DISINFECT/HYPOCHLORIN
6295247 | SAFETY-KLEEN CORP | 1 | SAFETY-KLEEN CORP. | E | 20 | T-O CTRL/AERATION
6295247 | SAFETY-KLEEN CORP | 1 | SAFETY-KLEEN CORP. | B | 02 | DISINFECT/HYPOCHLORIN
6295249 | D & I CONSTRUCTION | 1 | D & I CONSTRUCTION PLANT # 1 | B | 02 | DISINFECT/HYPOCHLORIN
6295251 | KELLY'S HIDEAWAY | 1 | KELLY'S HIDEAWAY | B | 02 | DISINFECT/HYPOCHLORIN
6295252 | ALAMO LIQUORS & LOUNGE | 1 | ALAMO LIQUORS PLANT # 1 | B | 02 | DISINFECT/HYPOCHLORIN
6295253 | A-1 | 1 | PIMENTEL M.L.C.(GREEN T.P.) | A |  | NO TRTMT
6295255 | ST JUDES MEDICAL CTR | 1 | ST. JUDES MEDICAL CENTER | B | 02 | DISINFECT/HYPOCHLORIN
6295256 | IGLESIA PENTECOSTAL SHALOM ADONAI INC | 1 | IGLESIA PENTECOSTAL SHALOM ADO | B | 02 | DISINFECT/HYPOCHLORIN
6295257 | HCPUD/CRIPPENWOOD | 1 | HCPUD/CRIPPENWOOD PLANT 1 | D | 36 | CORR-CTRL/CORROSION INHIB
6295257 | HCPUD/CRIPPENWOOD | 1 | HCPUD/CRIPPENWOOD PLANT 1 | B | 02 | DISINFECT/HYPOCHLORIN
6295258 | DAVIS MHP | 1 | DAVIS M.H.P. | B | 02 | DISINFECT/HYPOCHLORIN
6295259 | FRESH DONUT DELIVERY | 1 | FRESH DONUT DELIVERY | B | 02 | DISINFECT/HYPOCHLORIN
6295260 | STRAWBERRY CREST EARLY CHILDHOOD | 1 | STRAWBERRY CREST ECD | B | 02 | DISINFECT/HYPOCHLORIN
6295261 | WILLIAMS CENTER | 1 | WILLIAMS CENTER PLANT # 1 | B | 02 | DISINFECT/HYPOCHLORIN
6295262 | 7-11 STORE #26641 | 1 | 7-11 #26641 PLANT | B | 02 | DISINFECT/HYPOCHLORIN
6295263 | BLOOMINGDALE TP | 1 | BLOOMINGDALE T.P.#1 | B | 02 | DISINFECT/HYPOCHLORIN
6295264 | UNCLE JOHN'S PRIDE LLC | 1 | UNCLE JOHN'S PRIDE LLC | E | 29 | T-O CTRL/CARTRIDGE FILTR
6295264 | UNCLE JOHN'S PRIDE LLC | 1 | UNCLE JOHN'S PRIDE LLC | B | 02 | DISINFECT/HYPOCHLORIN
6295264 | UNCLE JOHN'S PRIDE LLC | 1 | UNCLE JOHN'S PRIDE LLC | E | 25 | T-O CTRL/ION EXCHANGE
6295265 | COUNTRY OAKS ADULT MHP | 1 | COUNTRY OAKS ADULT MHP | B | 02 | DISINFECT/HYPOCHLORIN
6295266 | SUNSHINE CATHEDRAL INC | 1 | SUNSHINE CATHEDRAL PLANT # 1 | B | 02 | DISINFECT/HYPOCHLORIN
6295267 | S & R FOODS/LAY'S MEATS | 1 | S & R FOODS /LAY'S MEATS | B | 02 | DISINFECT/HYPOCHLORIN
6295269 | DIEHL #2 | 1 | DIEHL M.L.C. | B | 02 | DISINFECT/HYPOCHLORIN
6295270 | VANDENBERG AIRPORT | 3 | VANDENBERG AIRPORT PLANT #3 | B | 02 | DISINFECT/HYPOCHLORIN
6295270 | VANDENBERG AIRPORT | 4 | VANDENBERG AIRPORT PLANT #4 | B | 02 | DISINFECT/HYPOCHLORIN
6295270 | VANDENBERG AIRPORT | 5 | VANDENBERG AIRPORT PLANT #5 | B | 02 | DISINFECT/HYPOCHLORIN
6295270 | VANDENBERG AIRPORT | 1 | VANDENBURG AIRPORT PLANT # 1 | B | 02 | DISINFECT/HYPOCHLORIN
6295270 | VANDENBERG AIRPORT | 2 | VANDENBERG AIRPORT PLANT #2 | B | 02 | DISINFECT/HYPOCHLORIN
6295271 | TAMPA BAY COMMUNITY CHURCH | 1 | TAMPA BAY COMM CHURCH PLANT #1 | B | 02 | DISINFECT/HYPOCHLORIN
6295271 | TAMPA BAY COMMUNITY CHURCH | 1 | TAMPA BAY COMM CHURCH PLANT #1 | G | 29 | IRON RMVL/CARTRIDGE FILTR
6295272 | PLM RENTALS | 1 | TAMPA BAY AUTO AUCTION | B | 02 | DISINFECT/HYPOCHLORIN
6295273 | LIVINGSTONE BEVERAGE DRIV-THRU | 1 | LIVINGSTONE BEV.DRIVE-THRU | B | 02 | DISINFECT/HYPOCHLORIN
6295274 | CITRUS PK STATION | 1 | CITRUS PARK STATION PLANT # 1 | B | 02 | DISINFECT/HYPOCHLORIN
6295275 | CITRUS HILLS RVP | 1 | CITRUS HILLS RVP NW PLANT | B | 02 | DISINFECT/HYPOCHLORIN
6295275 | CITRUS HILLS RVP | 2 | CITRUS HILLS RVP SE PLANT | B | 02 | DISINFECT/HYPOCHLORIN
6295276 | HILLS CTY FIRE/MIDWAY | 1 | HILLS. CO. FIRE MIDWAY | A |  | NO TRTMT
6295278 | RETAIL OFFICE SPACE | 1 | DONUT SHOP & ICE CREAM PLANT 1 | B | 02 | DISINFECT/HYPOCHLORIN
6295279 | CHURCH OF CHRIST/N. LIVINGSTON | 1 | COC/N. LIVINGSTON PLANT | B | 02 | DISINFECT/HYPOCHLORIN
6295280 | KID CITY USA | 1 | KID CITY USA PLANT | B | 02 | DISINFECT/HYPOCHLORIN
6295282 | SPUR OIL/DELI | 1 | SPUR OIL/ DELI PLANT # 1 | B | 02 | DISINFECT/HYPOCHLORIN
6295283 | CAMPOAMOR APTS. | 1 | CAMPOAMOR APTS. PLANT # 1 | B | 02 | DISINFECT/HYPOCHLORIN
6295284 | FRANKLIN PACKAGING | 1 | FRANKLIN PACKAGING | B | 02 | DISINFECT/HYPOCHLORIN
6295286 | KNIGHTS FEED AND FARM | 1 | FRUIT BASKET | B | 02 | DISINFECT/HYPOCHLORIN
6295288 | DIBBS PLAZA | 1 | DIBBS PLAZA PLANT 1 (EAST) | B | 02 | DISINFECT/HYPOCHLORIN
6295288 | DIBBS PLAZA | 2 | DIBBS PLAZA PLANT 2 (WEST) | B | 02 | DISINFECT/HYPOCHLORIN
6295289 | MCDONALD APPLIANCES | 1 | SEFFNER-DOVER MINI MART | B | 02 | DISINFECT/HYPOCHLORIN
6295290 | ALAFIA BAPTIST CHURCH | 1 | ALAFIA BAPTIST CHURCH | B | 02 | DISINFECT/HYPOCHLORIN
6295291 | HOLY INNOCENTS EPISCOPAL CHURCH | 1 | HOLY INNOCENTS CHURCH | B | 02 | DISINFECT/HYPOCHLORIN
6295293 | RIO DE DIOS IGLESIA CRISTIANA | 1 | RIO DE DIOS INGLESIA CRISTIANA | B | 02 | DISINFECT/HYPOCHLORIN
6295295 | THERESA RD OFFICE WAREHOUSE | 1 | THERESA ROAD OFFICES | B | 02 | DISINFECT/HYPOCHLORIN
6295297 | MONTGOMERY ELEVATOR | 1 | MONTGOMERY ELEVATOR | B | 02 | DISINFECT/HYPOCHLORIN
6295298 | CARR BROTHERS INSTL FOOD&PAPER | 1 | LARRYS COUNTRY GRILL | B | 02 | DISINFECT/HYPOCHLORIN
6295299 | HCPUD/VAN DYKE WASTEWATER TRMT | 1 | VAN DYKE WASTE WATER T. P. | B | 02 | DISINFECT/HYPOCHLORIN
6295300 | AGAPE LODGE | 1 | AGAPE LODGE PLANT # 1 | B | 02 | DISINFECT/HYPOCHLORIN
6295301 | FOREST BROOK SQUARE | 1 | FOREST BROOK SQUARE PLANT 1 | B | 02 | DISINFECT/HYPOCHLORIN
6295302 | GREEN ACRES PROPERTIES INC | 1 | GREEN ACRES PROPERTIES INC. | B | 02 | DISINFECT/HYPOCHLORIN
6295303 | CLARK CATFISH FARM | 1 | CLARK CATFISH FARM | B | 02 | DISINFECT/HYPOCHLORIN
6295305 | HILLS CTY FIRE/LITHIA | 1 | HILLS CTY FIRE # 410 PLANT #1 | B | 02 | DISINFECT/HYPOCHLORIN
6295308 | FLORIDA INK MFG CO | 1 | FLORIDA INK MANUFACT.CO PLANT1 | B | 02 | DISINFECT/HYPOCHLORIN
6295310 | THE PALMS OF PLANT CITY II | 1 | THE PALMS OF PLANT CITY II | B | 02 | DISINFECT/HYPOCHLORIN
6295311 | MAGNOLIA HILL MOBILE HOME PARK | 1 | MAGNOLIA HILL MHP PLANT | B | 02 | DISINFECT/HYPOCHLORIN
6295314 | MILLER TRUCKING | 1 | MILLER TRUCKING | B | 02 | DISINFECT/HYPOCHLORIN
6295315 | IGLESIA PENTECOSTAL | 1 | MISSION BAPTIST CHURCH | B | 02 | DISINFECT/HYPOCHLORIN
6295318 | TED'S FISH & SEAFOOD MARKET | 1 | TED'S FISH & SEAFOOD MARKET | B | 02 | DISINFECT/HYPOCHLORIN
6295320 | BROOKSING FORD | 1 | CAUSEWAY COMMERCIAL PROPERTIES | B | 02 | DISINFECT/HYPOCHLORIN
6295321 | TAMPA AMALGAMATED STEEL CORP. | 1 | TAMPA AMAL STEEL CORP PLANT #1 | B | 02 | DISINFECT/HYPOCHLORIN
6295321 | TAMPA AMALGAMATED STEEL CORP. | 1 | TAMPA AMAL STEEL CORP PLANT #1 | G | 30 | IRON RMVL/GREENSAND FILTR
6295322 | BURNUP & SIMS TELCOM OF FLA | 2 | BURNUP & SIMS | B | 02 | DISINFECT/HYPOCHLORIN
6295322 | BURNUP & SIMS TELCOM OF FLA | 1 | BURNUP & SIMS COMTEC PALNT # 1 | B | 02 | DISINFECT/HYPOCHLORIN
6295325 | CAUSEWAY MEDICAL CLINIC | 1 | CAUSEWAY MEDICAL CLINIC | B | 02 | DISINFECT/HYPOCHLORIN
6295325 | CAUSEWAY MEDICAL CLINIC | 1 | CAUSEWAY MEDICAL CLINIC | H | 25 | SOFTENING/ION EXCHANGE
6295326 | HILLSBOROUGH COUNTY I75 NORTH REST AREA | 1 | HILLSBOROUGH COUNTY REST AREA | B | 02 | DISINFECT/HYPOCHLORIN
6295326 | HILLSBOROUGH COUNTY I75 NORTH REST AREA | 1 | HILLSBOROUGH COUNTY REST AREA | H | 25 | SOFTENING/ION EXCHANGE
6295326 | HILLSBOROUGH COUNTY I75 NORTH REST AREA | 1 | HILLSBOROUGH COUNTY REST AREA | E | 20 | T-O CTRL/AERATION
6295327 | SUN POINT MHP | 1 | SUN POINT MOBILE HOME PARK | B | 02 | DISINFECT/HYPOCHLORIN
6295328 | DIAMOND PRODUCTS | 1 | DIAMOND PROD. | B | 02 | DISINFECT/HYPOCHLORIN
6295329 | FIREHOUSE 92 | 1 | FIREHOUSE 92 | B | 02 | DISINFECT/HYPOCHLORIN
6295330 | BAKER EQUIPMENT ENGINEERING CO | 1 | BAKER EQUIPMENT ENGINEERING CO | B | 02 | DISINFECT/HYPOCHLORIN
6295331 | CLEWIS AVE TP | 1 | CLEWIS AVENUE TRAILER PARK | B | 02 | DISINFECT/HYPOCHLORIN
6295334 | FOE #4351 | 1 | FOE #4351 | B | 02 | DISINFECT/HYPOCHLORIN
6295335 | CHURCH OF CHRIST SOUTHSIDE | 1 | SOUTHSIDE CHURCH OF CHRIST | G | 25 | IRON RMVL/ION EXCHANGE
6295335 | CHURCH OF CHRIST SOUTHSIDE | 1 | SOUTHSIDE CHURCH OF CHRIST | B | 02 | DISINFECT/HYPOCHLORIN
6295337 | GRACEWAY CHURCH OF PLANT CITY | 1 | GRACEWAY CHURCH OF PLANT CITY | B | 02 | DISINFECT/HYPOCHLORIN
6295338 | JJ'S FOOD STORE | 1 | JJ'S GENERAL STORE | B | 02 | DISINFECT/HYPOCHLORIN
6295339 | RICHMOND STEEL | 1 | RICHMOND STEEL PLANT # 1 | B | 02 | DISINFECT/HYPOCHLORIN
6295340 | CIRCLE K #7109 | 1 | CIRCLE K # 7109 | B | 02 | DISINFECT/HYPOCHLORIN
6295342 | CARROLLWOOD USED FURNITURE | 1 | CARROLLWOOD USED FURNITURE | B | 02 | DISINFECT/HYPOCHLORIN
6295343 | CMC REBAR-FL-TAMPA | 1 | CMC REBAR-FL-TAMPA | B | 02 | DISINFECT/HYPOCHLORIN
6295343 | CMC REBAR-FL-TAMPA | 1 | CMC REBAR-FL-TAMPA | C | 29 | PART-RMVL/CARTRIDGE FILTR
6295345 | CORNERSTONE PRESBYTERIAN CHURCH | 1 | CORNERSTONE PRESBYTERIAN CHURC | B | 02 | DISINFECT/HYPOCHLORIN
6295346 | THE ISLAMIC ACADEMY OF FLORIDA | 2 | TAMPA BAY CHURCH PLANT2(CHURCH | B | 02 | DISINFECT/HYPOCHLORIN
6295346 | THE ISLAMIC ACADEMY OF FLORIDA | 1 | TAMPA BAY CHURCH PLT 1(SCHOOL) | B | 02 | DISINFECT/HYPOCHLORIN
6295347 | BENTLEY'S | 1 | BENTLEY'S PLANT | B | 02 | DISINFECT/HYPOCHLORIN
6295348 | MISS TRACEY'S ABC KIDZ WORLD | 1 | ABC KIDZ WORLD | B | 02 | DISINFECT/HYPOCHLORIN
6295349 | GRANGER MHP | 1 | GRANGER MHP PLANT # 1 | B | 02 | DISINFECT/HYPOCHLORIN
6295350 | FLORIDA BLDG TRADES FEDERAL CU | 1 | FLA BLD. TRADES FEDERAL C.U.#1 | B | 02 | DISINFECT/HYPOCHLORIN
6295352 | FREE RIDER FELLOWSHIP | 2 | JAMES RANCH A.C.L.F. | B | 02 | DISINFECT/HYPOCHLORIN
6295352 | FREE RIDER FELLOWSHIP | 1 | FREE RIDER FELLOWSHIP | B | 02 | DISINFECT/HYPOCHLORIN
6295353 | ALLSTATE BUSINESS CENTERS, INC. | 1 | ALLSTATE BUSINESS CENTERS | B | 02 | DISINFECT/HYPOCHLORIN
6295354 | FARM MACHINERY MFG | 1 | FARMCO | B | 02 | DISINFECT/HYPOCHLORIN
6295355 | HOPE CHILDREN'S HOME | 2 | HOPE CHILDREN'S HOME PLANT 2 | E | 25 | T-O CTRL/ION EXCHANGE
6295355 | HOPE CHILDREN'S HOME | 2 | HOPE CHILDREN'S HOME PLANT 2 | E | 23 | T-O CTRL/GAC ADDITION
6295355 | HOPE CHILDREN'S HOME | 2 | HOPE CHILDREN'S HOME PLANT 2 | B | 02 | DISINFECT/HYPOCHLORIN
6295356 | CORK FOOD STORE | 1 | CORK FOOD STORE | B | 02 | DISINFECT/HYPOCHLORIN
6295357 | BANKS SUPPLY CO | 1 | BANKS SUPLY CO. | B | 02 | DISINFECT/HYPOCHLORIN
6295359 | HANDY FOOD STORE # 69 | 1 | HANDY FOOD STORE # 69 PLANT #1 | B | 02 | DISINFECT/HYPOCHLORIN
6295360 | VALRICO PLACE | 1 | VALRICO PLACE PLANT | B | 02 | DISINFECT/HYPOCHLORIN
6295363 | LIGHT INDUSTRIAL BLDG | 1 | LIGHT INDUSTRIAL BUILDING | B | 02 | DISINFECT/HYPOCHLORIN
6295364 | SUNBELT REFRIGERATION | 1 | SUNBELT REF. | B | 02 | DISINFECT/HYPOCHLORIN
6295364 | SUNBELT REFRIGERATION | 1 | SUNBELT REF. | H | 25 | SOFTENING/ION EXCHANGE
6295364 | SUNBELT REFRIGERATION | 1 | SUNBELT REF. | C | 14 | PART-RMVL/RAPID SAND FIL
6295365 | EL TORO LOCO | 1 | EL TORO LOCO | B | 02 | DISINFECT/HYPOCHLORIN
6295366 | HCS/NORTHWEST ELEMENTARY | 1 | NORTHWEST ELEMENTARY SCHOOL | B | 02 | DISINFECT/HYPOCHLORIN
6295367 | VENTURE I ASSOC | 1 | VENTURE I | B | 02 | DISINFECT/HYPOCHLORIN
6295368 | SUB SHACK | 1 | SUB SHACK WELL | B | 02 | DISINFECT/HYPOCHLORIN
6295369 | ACTS (AGENCY FOR COMMUNITY TREATMENT) | 1 | ACTS(ALCOHOL COMM TRMT) PLANT | B | 02 | DISINFECT/HYPOCHLORIN
6295371 | SCOTCHMAN CONV.STORE | 1 | SCOTCHMAN CONV. ST. | B | 02 | DISINFECT/HYPOCHLORIN
6295372 | FAR EAST NOODLE CO | 1 | FAR EAST NOODLE CO. PLANT # 1 | B | 02 | DISINFECT/HYPOCHLORIN
6295373 | DURANT FOOD MART | 1 | DURANT FOOD MART | B | 02 | DISINFECT/HYPOCHLORIN
6295374 | FINISH LINE SALOON INC. | 1 | FINISH LINE SALOON, INC. | B | 02 | DISINFECT/HYPOCHLORIN
6295375 | SHOWGIRLS | 2 | SHOWGIRLS | B | 02 | DISINFECT/HYPOCHLORIN
6295376 | SUNDIAL MHP AND CAMPGROUND | 2 | EAST PLANT (#2) | B | 02 | DISINFECT/HYPOCHLORIN
6295376 | SUNDIAL MHP AND CAMPGROUND | 1 | WEST PLANT (#1 OFFICE) | B | 02 | DISINFECT/HYPOCHLORIN
6295377 | BEALSVILLE HEADSTART | 1 | BEALSVILLE HEADSTART | B | 02 | DISINFECT/HYPOCHLORIN
6295378 | HCPRD/PINECREST FOOTBALL FIELD | 1 | PINECREST FOOTBALL | B | 02 | DISINFECT/HYPOCHLORIN
6295378 | HCPRD/PINECREST FOOTBALL FIELD | 2 | PINECREST FOOTBALL FIELD | B | 02 | DISINFECT/HYPOCHLORIN
6295379 | LAKESIDE BIBLE CHURCH | 1 | CALVARY APOSTOLIC FAITH INC. | B | 02 | DISINFECT/HYPOCHLORIN
6295380 | ST MARK UNITED CHURCH | 1 | ST. MARKS UNITED CHURCH PLANT1 | B | 02 | DISINFECT/HYPOCHLORIN
6295381 | KRELL-WEBSTER ELECTRIC | 1 | WEBSTER KRELL ELECTRIC | B | 02 | DISINFECT/HYPOCHLORIN
6295383 | BROADWAY BAPT CHURCH | 1 | BROADWAY BAPT. CH. PLANT # 1 | B | 02 | DISINFECT/HYPOCHLORIN
6295385 | SCOREBOARD LOUNGE | 1 | SCOREBOARD PLANT | B | 02 | DISINFECT/HYPOCHLORIN
6295386 | CAPRI KITCHENS | 1 | CAPRI KITCHENS | B | 02 | DISINFECT/HYPOCHLORIN
6295387 | HCPRD/DOVER ONE(CONCESSION STA | 1 | DOVER DIST. PLANT #2 | B | 02 | DISINFECT/HYPOCHLORIN
6295388 | CELM/FLATWOOD SITE | 1 | HCPRD/FLATWOOD PLANT #1 | B | 02 | DISINFECT/HYPOCHLORIN
6295388 | CELM/FLATWOOD SITE | 1 | HCPRD/FLATWOOD PLANT #1 | H | 25 | SOFTENING/ION EXCHANGE
6295388 | CELM/FLATWOOD SITE | 1 | HCPRD/FLATWOOD PLANT #1 | E | 29 | T-O CTRL/CARTRIDGE FILTR
6295389 | H.C.P.R.D./MEDARD CO. # 2 | 1 | MEDARD PARK # 2 | B | 02 | DISINFECT/HYPOCHLORIN
6295390 | CELM/ALDERMANS FORD PARK | 1 | SOUTH PLANT | B | 02 | DISINFECT/HYPOCHLORIN
6295390 | CELM/ALDERMANS FORD PARK | 2 | NORTH PLANT AT MAIN GATE | B | 02 | DISINFECT/HYPOCHLORIN
6295392 | COLONY HILL CHURCH | 1 | COLONY HILL CH. OF GOD | B | 02 | DISINFECT/HYPOCHLORIN
6295393 | WINDSONG KENNELS | 1 | WINDSONG KENNELS | B | 02 | DISINFECT/HYPOCHLORIN
6295394 | WOODLANDS BAPTIST CHURCH | 1 | WOODLANDS BAPTIST CHURCH PLT 1 | B | 02 | DISINFECT/HYPOCHLORIN
6295394 | WOODLANDS BAPTIST CHURCH | 1 | WOODLANDS BAPTIST CHURCH PLT 1 | G | 30 | IRON RMVL/GREENSAND FILTR
6295396 | DESTINY CHURCH OF RUSKIN | 1 | RUSKIN FIRST ASSEM #1 | B | 02 | DISINFECT/HYPOCHLORIN
6295397 | FISHHAWK PIZZA LLC | 1 | FISHHAWK PIZZA LLC | B | 02 | DISINFECT/HYPOCHLORIN
6295398 | SUNLAND MHP | 1 | SUNLAND M.H.P. PLT 1 | B | 02 | DISINFECT/HYPOCHLORIN
6295399 | FAULKENBURG CENTRE | 1 | FAULKENBURG CENTRE | B | 02 | DISINFECT/HYPOCHLORIN
6295400 | VAN DYKE METHODIST CHURCH | 1 |  | B | 02 | DISINFECT/HYPOCHLORIN
6295401 | DALKO ENTERPRIZE | 1 | ?????????????????????????????? | B | 02 | DISINFECT/HYPOCHLORIN
6295403 | SUAREZ DAIRY/TP | 1 | ?????????????????????????????? | A |  | NO TRTMT
6295404 | MARK OF EXCELLENCE ACADEMY | 1 | MARK OF EXCELLENCE ACADEMY | B | 02 | DISINFECT/HYPOCHLORIN
6295405 | LAB3 MARKETING | 1 | C & S BANK | B | 02 | DISINFECT/HYPOCHLORIN
6295406 | ASTIN RMH #3 | 1 | ASTIN RMH #3 | B | 02 | DISINFECT/HYPOCHLORIN
6295407 | DENNIS REALTY INVESTMENT | 1 | ?????????????????????????????? | B | 02 | DISINFECT/HYPOCHLORIN
6295408 | LIVING FAITH ASSEMBLY OF GOD | 1 | LIVING FAITH ASSEMBLY OF GOD | B | 02 | DISINFECT/HYPOCHLORIN
6295409 | BAY AREA CHURCH OF CHRIST | 1 | BAY AREA CHURCH OF CHRIST PLT | B | 02 | DISINFECT/HYPOCHLORIN
6295409 | BAY AREA CHURCH OF CHRIST | 1 | BAY AREA CHURCH OF CHRIST PLT | G | 30 | IRON RMVL/GREENSAND FILTR
6295410 | LUTZ LANDING CONDO ASSOCIATION | 1 | LUTZ LANDING PLANT | B | 02 | DISINFECT/HYPOCHLORIN
6295411 | SUNNY FARM PRODUCE & CTRY STOR | 1 | SUNNY FARM PRODUCE & COUN. ST. | A |  | NO TRTMT
6295412 | DOVER MEXICAN AMERICAN MKT | 1 | DOVER MEX. AMER. MARKET PLANT | B | 02 | DISINFECT/HYPOCHLORIN
6295413 | SUNSET MANOR | 1 | SUNSET MANOR PLANT | D | 36 | CORR-CTRL/CORROSION INHIB
6295413 | SUNSET MANOR | 1 | SUNSET MANOR PLANT | B | 02 | DISINFECT/HYPOCHLORIN
6295414 | SHARPSTONE DENTAL INC. | 1 | SHARPSTONE DENTAL INC. | C | 14 | PART-RMVL/RAPID SAND FIL
6295414 | SHARPSTONE DENTAL INC. | 1 | SHARPSTONE DENTAL INC. | H | 25 | SOFTENING/ION EXCHANGE
6295414 | SHARPSTONE DENTAL INC. | 1 | SHARPSTONE DENTAL INC. | B | 02 | DISINFECT/HYPOCHLORIN
6295415 | J R HICKS CUSTOM CUT MEATS | 1 | J. R. HICKS CUSTOM CUT MEATS | B | 02 | DISINFECT/HYPOCHLORIN
6295416 | HILLTOP TAVERN | 1 | HILLTOP TAVERN | B | 02 | DISINFECT/HYPOCHLORIN
6295417 | FISHER AVE WAREHOUSE #2 | 1 | K.S. & G. CORP. | B | 02 | DISINFECT/HYPOCHLORIN
6295418 | SAM ASTIN RMH #2 | 1 | ASTIN RMH #2 | B | 02 | DISINFECT/HYPOCHLORIN
6295419 | AMERICAN LEGION #147 | 1 | AMERICAN LEGION #147 | B | 02 | DISINFECT/HYPOCHLORIN
6295420 | CIRCLE K #8532 | 1 | CIRCLE K STORE | B | 02 | DISINFECT/HYPOCHLORIN
6295421 | BETH-EL PRESBYTERIAN MISSION | 1 | BETH-EL PRES. MISSION | E | 25 | T-O CTRL/ION EXCHANGE
6295421 | BETH-EL PRESBYTERIAN MISSION | 1 | BETH-EL PRES. MISSION | B | 02 | DISINFECT/HYPOCHLORIN
6295422 | SINCLAIR HILLS PARTNERS, LLP | 1 | SINCLAIR HILLS PARTNERS, LLP | B | 02 | DISINFECT/HYPOCHLORIN
6295422 | SINCLAIR HILLS PARTNERS, LLP | 1 | SINCLAIR HILLS PARTNERS, LLP | G | 29 | IRON RMVL/CARTRIDGE FILTR
6295423 | CONTINENTAL POOLS | 1 | CONTINETAL POOLS | B | 02 | DISINFECT/HYPOCHLORIN
6295424 | BIG BEND PRODUCE | 1 | BIG BEND PRODUCE | A |  | NO TRTMT
6295425 | 1665 CITGO | 1 | CITGO 1665 FOOD MART | B | 02 | DISINFECT/HYPOCHLORIN
6295426 | HARVESTERS INC | 1 | CITRUS GROVE MAINTENANCE BLDG. | A |  | NO TRTMT
6295427 | ST CECELIAS' EPISCOPAL CHURCH | 1 | ST. CECELIAS' EPISCOPAL CHURCH | B | 02 | DISINFECT/HYPOCHLORIN
6295428 | LINEBAUGH BUSINESS CENTER | 1 | LINEBAUGH BUS. CTR PLANT | B | 02 | DISINFECT/HYPOCHLORIN
6295429 | 7 WONDER METAPHYSICAL CENTER | 1 | 7 WONDER METAPHYSICAL PLANT 1 | B | 02 | DISINFECT/HYPOCHLORIN
6295430 | PARAGON CABLE CO | 1 | PARAGON CABLE CO. | A |  | NO TRTMT
6295431 | BARNETT BANK BRANCH #42 LUTZ | 1 | BARNETT BANK PLANT #1 | B | 02 | DISINFECT/HYPOCHLORIN
6295431 | BARNETT BANK BRANCH #42 LUTZ | 1 | BARNETT BANK PLANT #1 | H | 29 | SOFTENING/CARTRIDGE FILTR
6295432 | ROBERT YOUNGS GATOR PROCESSING | 1 | ROBERT YOUNGS GATOR PROCESSING | B | 02 | DISINFECT/HYPOCHLORIN
6295433 | BETHANY BAPTIST CHURCH | 1 | BETHANY BAPTIST CHURCH PLANT | B | 02 | DISINFECT/HYPOCHLORIN
6295433 | BETHANY BAPTIST CHURCH | 1 | BETHANY BAPTIST CHURCH PLANT | H | 25 | SOFTENING/ION EXCHANGE
6295434 | SOUTHSIDE FARM SUPPLY | 1 | SOUTHSIDE FARM(N.S.FARM SUPPL) | A |  | NO TRTMT
6295435 | CREATIVE WORLD SCHOOL | 1 | CREATIVE WORLD SCHOOL | B | 02 | DISINFECT/HYPOCHLORIN
6295436 | EARTH MOVING CONTRACTORS | 1 | EARTH MOVING CONTRACTORS | A |  | NO TRTMT
6295437 | CABLEVISION INDUSTRIES | 1 | CABLEVISION INDUSTRIES | A |  | NO TRTMT
6295438 | AL JAYS CORNER | 1 | AL JAYS CORNER | A |  | NO TRTMT
6295440 | SOUTHERN RESOURCE MANAGEMENT | 1 | SOUTHERN RESOURCE (HEALTH CARE | B | 02 | DISINFECT/HYPOCHLORIN
6295441 | INDUSTRIAL MARINE | 1 | JAMAC INDUSTRIES | A |  | NO TRTMT
6295442 | BARGO AUTO SALES | 1 | BARGO AUTO SALES PLANT # 1 | B | 02 | DISINFECT/HYPOCHLORIN
6295443 | HCPUD/VALRICO WASTEWATER TRMT | 1 | VALRICO W.W.T.P. PLANT # 1 | B | 01 | DISINFECT/GASEOUS CHLORIN
6295444 | SUNSET MARKET & DELI | 1 | SUNSET MARKET & DELI | B | 02 | DISINFECT/HYPOCHLORIN
6295445 | GREAT MONUMENT CONSTRUCTION CO | 1 | GREAT MONUMENT CONSTRUCTION CO | B | 02 | DISINFECT/HYPOCHLORIN
6295446 | DESTINY CHURCH | 1 | DESTINY CHURCH | B | 02 | DISINFECT/HYPOCHLORIN
6295446 | DESTINY CHURCH | 1 | DESTINY CHURCH | E | 14 | T-O CTRL/RAPID SAND FIL
6295446 | DESTINY CHURCH | 1 | DESTINY CHURCH | E | 20 | T-O CTRL/AERATION
6295447 | LINEBAUGH INDUSTRIAL PK | 1 | LINEBAUGH INDUSTRIAL PARK | B | 02 | DISINFECT/HYPOCHLORIN
6295448 | APOLLO AIR INC | 1 | APOLLO AIR, INC. | A |  | NO TRTMT
6295451 | ART IN THE PARK | 1 | ART IN THE PARK PLANT 1 | B | 02 | DISINFECT/HYPOCHLORIN
6295453 | PARK VILLAGE MHP | 1 | PARK VILLAGE MOBILE HOME PARK | E | 20 | T-O CTRL/AERATION
6295453 | PARK VILLAGE MHP | 1 | PARK VILLAGE MOBILE HOME PARK | B | 02 | DISINFECT/HYPOCHLORIN
6295454 | HOPEWELL FUNERAL HOME | 1 | HOPEWELL FUNERAL HOME | B | 02 | DISINFECT/HYPOCHLORIN
6295455 | DISCOUNT AUTO PARTS | 1 | DISCOUNT AUTO PARTS | B | 02 | DISINFECT/HYPOCHLORIN
6295456 | WIMAUMA SWITCHING CTR | 1 | WIMAUMA SWITCHING CENTER | A |  | NO TRTMT
6295457 | LUTZ SWITCHING CTR | 1 | LUTZ SWITCHING CENTER | A |  | NO TRTMT
6295458 | RON MUELLER | 1 | RON MUELLER | A |  | NO TRTMT
6295459 | HUGHES MOBILE HOME SALES | 1 | HUGES MOBILE HOME SALE | A |  | NO TRTMT
6295460 | RESPITEK MEDICAL SERVICES | 1 | RESPITEK MEDICAL SERVICES | B | 02 | DISINFECT/HYPOCHLORIN
6295460 | RESPITEK MEDICAL SERVICES | 1 | RESPITEK MEDICAL SERVICES | H | 25 | SOFTENING/ION EXCHANGE
6295460 | RESPITEK MEDICAL SERVICES | 1 | RESPITEK MEDICAL SERVICES | G | 25 | IRON RMVL/ION EXCHANGE
6295461 | PROGRESSIVE FLOORS | 1 | PROGRESSIVE FLOORS | A |  | NO TRTMT
6295462 | BRANDON ALLIANCE CHURCH | 1 | BRANDON ALLIANCE CHURCH | A |  | NO TRTMT
6295463 | HOSTESS WONDER BAKERY THRIFT | 1 | HOSTESS WONDER THRIFT STORE | A |  | NO TRTMT
6295464 | BRAD BODGER LANDSCAPING | 1 | BRAD BODGER LANDSCAPING | A |  | NO TRTMT
6295465 | DICKINSON FLEET SERVICES | 1 | CAMPING WORLD, INC. | A |  | NO TRTMT
6295466 | HCPRD/TROUT CREEK PARK | 1 | HCPRD/TROUT CREEK PARK PLANT | B | 02 | DISINFECT/HYPOCHLORIN
6295466 | HCPRD/TROUT CREEK PARK | 1 | HCPRD/TROUT CREEK PARK PLANT | E | 29 | T-O CTRL/CARTRIDGE FILTR
6295467 | INTERVIVIOS TRUST | 1 | GENESIS PROFESSIONAL SVCS PLT1 | B | 02 | DISINFECT/HYPOCHLORIN
6295468 | PINECREST CHURCH OF CHRIST | 1 | PINECREST CHURCH OF CHRIST | A |  | NO TRTMT
6295469 | HCS/MANISCALCO ELEMENTARY | 1 | HCS/MANISCALCO ELEM PLANT 1 | B | 02 | DISINFECT/HYPOCHLORIN
6295469 | HCS/MANISCALCO ELEMENTARY | 1 | HCS/MANISCALCO ELEM PLANT 1 | D | 36 | CORR-CTRL/CORROSION INHIB
6295470 | NEW COVENANT CHURCH GOD/CHRIST | 1 | NEW COVENANT CHURCH GOD/CHRIST | G | 15 | IRON RMVL/PRESS SAND FILT
6295471 | ASHLEY OAKS MOBILE HOME PARK | 1 | ASHLEY OAKS MHP | B | 02 | DISINFECT/HYPOCHLORIN
6295472 | ACADEMY ARCO GAS STATION | 1 | DOVER SPEEDWAY PLANT | B | 02 | DISINFECT/HYPOCHLORIN
6295473 | CURTOOM INC | 1 | CURTOOM, INC. | A |  | NO TRTMT
6295474 | FIRST THONOTOSASSA BAPTIST CHURCH | 1 | FIRST THONOTOSASSA BAPTIST | H | 25 | SOFTENING/ION EXCHANGE
6295474 | FIRST THONOTOSASSA BAPTIST CHURCH | 1 | FIRST THONOTOSASSA BAPTIST | B | 02 | DISINFECT/HYPOCHLORIN
6295475 | GOD'S OWN CHOSEN PEOPLE | 1 | GOD'S OWN CHOSEN PEOPLE | B | 02 | DISINFECT/HYPOCHLORIN
6295477 | THONOTOSASSA BRANCH LIBRARY | 2 | THONOTOSASSA BRANCH LIB.PLT 1 | B | 02 | DISINFECT/HYPOCHLORIN
6295477 | THONOTOSASSA BRANCH LIBRARY | 1 | THONOTOSASSA BRANCH LIB.PLT 1 | B | 02 | DISINFECT/HYPOCHLORIN
6295478 | WTMP RADIO STATION | 1 | WTMP RADIO STATION | A |  | NO TRTMT
6295479 | VANGUARD KIDS | 1 | VANGUARD KIDS | B | 02 | DISINFECT/HYPOCHLORIN
6295480 | HCPUD/SHELDON RD WASTEWTR TRMT | 1 | SHELDON RD WASTEWATER TREATMEN | B | 02 | DISINFECT/HYPOCHLORIN
6295481 | SUNSET ACRES MHP | 1 | SUNSET ACRES MOBILE HOME PARK | A |  | NO TRTMT
6295482 | SUNNY FOOD STORE #3 | 1 | SUNNY FOOD STORE #3 PLANT 1 | B | 02 | DISINFECT/HYPOCHLORIN
6295483 | LA PLACITA VEGTABLES/FRUIT MKT | 1 | LA PLACITA VEGTABLES PLANT # 1 | B | 02 | DISINFECT/HYPOCHLORIN
6295484 | GOOD SAMARITAN MISSION | 1 | GOOD SAMARITAN MISSION | B | 02 | DISINFECT/HYPOCHLORIN
6295485 | SPROUSE MLC | 1 | SPROUSE MLC | B | 02 | DISINFECT/HYPOCHLORIN
6295486 | YOGURT STATION | 1 | A-BOW K FLORIST PLANT # 1 | B | 02 | DISINFECT/HYPOCHLORIN
6295487 | CHURCH OF LATTER DAY SAINTS | 1 | JESUS CHRIST OF LATTER DAY ST. | B | 02 | DISINFECT/HYPOCHLORIN
6295488 | TAMPA BAY VENDING | 1 | U.S.A. VENDING PLANT #1 | B | 02 | DISINFECT/HYPOCHLORIN
6295489 | CARL HANKINS WAREHOUSE | 1 | CARL HANKINS WAREHOUSE | A |  | NO TRTMT
6295490 | CHRIST CTR FELLOWSHIP | 1 | CHRIST CENTER FELLOWSHIP PT.#1 | B | 02 | DISINFECT/HYPOCHLORIN
6295491 | PLEASANT GROVE ASSEMBLY OF GOD | 1 | PLEASANT GROVE ASSEMBLY OF GOD | B | 02 | DISINFECT/HYPOCHLORIN
6295492 | COUNTYWIDE CONSTRUCTION UNIT #5 | 1 | ROAD MAINTENANCE UNIT #5 PLANT | B | 02 | DISINFECT/HYPOCHLORIN
6295493 | EVERYDAY BLESSINGS INC | 1 | EAST WELL | B | 02 | DISINFECT/HYPOCHLORIN
6295493 | EVERYDAY BLESSINGS INC | 3 | WEST WATER PLANT | B | 02 | DISINFECT/HYPOCHLORIN
6295493 | EVERYDAY BLESSINGS INC | 2 | WEST PLANT | B | 02 | DISINFECT/HYPOCHLORIN
6295494 | TURKEY CREEK CHURCH OF GOD | 1 | TURKEY CREEK CHURCH OF GOD | B | 02 | DISINFECT/HYPOCHLORIN
6295495 | AMERICAN LEGION #152 | 1 | AMERICAN LEGION #152 PLANT 1 | B | 02 | DISINFECT/HYPOCHLORIN
6295496 | SHERIFF OFFICE PISTOL RANGE SOUTH | 1 | SHERIFF OFFICE PISTOL RANGE | B | 02 | DISINFECT/HYPOCHLORIN
6295497 | AHAVA BAPTIST CHURCH | 1 | AHAVA BAPTIST CHURCH | B | 02 | DISINFECT/HYPOCHLORIN
6295498 | FLORIDA BABCOCK LUMBER | 1 | FLORIDA BABCOCK LUMBER | B | 02 | DISINFECT/HYPOCHLORIN
6295499 | SISTRUNK TP | 1 | SISTRUNK M.L.C. | A |  | NO TRTMT
6295500 | LITHIA CHURCH OF GOD | 1 | LITHIA CHURCH OF GOD | B | 02 | DISINFECT/HYPOCHLORIN
6295501 | PLANTS OF RUSKIN INC | 1 | PLANTS OF RUSKIN, INC. | B | 02 | DISINFECT/HYPOCHLORIN
6295502 | SUNSHINE CONVENIENCE STORE | 1 | SUNSHINE CONVENIENCE STORE | B | 02 | DISINFECT/HYPOCHLORIN
6295503 | FLEETWOOD MOBILE HOMES OF FLA | 1 | FLEETWOOD MOBILE HOMES OF FL | B | 02 | DISINFECT/HYPOCHLORIN
6295504 | BRANDON AIR INC | 1 | BRANDON AIR, INC. | B | 02 | DISINFECT/HYPOCHLORIN
6295504 | BRANDON AIR INC | 3 | BRANDON AIR, INC. | B | 02 | DISINFECT/HYPOCHLORIN
6295504 | BRANDON AIR INC | 2 | BRANDON AIR, INC. | B | 02 | DISINFECT/HYPOCHLORIN
6295505 | CHRISTIAN CONGREGATION | 1 | CHRISTIAN CONGREGATION PLANT 1 | B | 02 | DISINFECT/HYPOCHLORIN
6295506 | CHRISTIAN ACLF | 1 | CHRISTIAN ACLF | B | 02 | DISINFECT/HYPOCHLORIN
6295507 | DALIA MHP | 1 | DALIA PLANT #1 | B | 02 | DISINFECT/HYPOCHLORIN
6295508 | COGNIGLIO MHP | 1 | COGNIGLIO M.H.P. | B | 02 | DISINFECT/HYPOCHLORIN
6295509 | RENTAL DEPOT | 1 | RENTAL DEPOT | B | 02 | DISINFECT/HYPOCHLORIN
6295510 | AMERICAN LEGION #111 | 1 | AMERICAN LEGION 111 PLANT | B | 02 | DISINFECT/HYPOCHLORIN
6295511 | QUALITY STEEL | 1 | QUALITY STEEL | A |  | NO TRTMT
6295512 | TOWNHOUSE APTS | 1 | TOWNHOUSE APARTMENTS PLANT #1 | B | 02 | DISINFECT/HYPOCHLORIN
6295513 | SOUTHEASTERN FREIGHT LINES | 1 | SOUTHEASTERN FREIGHT PLANT | B | 02 | DISINFECT/HYPOCHLORIN
6295514 | PLUMBER'S PIPEFITTERS L U #123 | 1 | PLUMBER'S PIPEFITTERS LU #123 | B | 02 | DISINFECT/HYPOCHLORIN
6295515 | MAXWELL RMH | 1 | MAXWELL RMH | B | 02 | DISINFECT/HYPOCHLORIN
6295516 | MISS LILLY'S DAY CARE CENTER | 1 | MISS LILLY'S DAY CARE CENTER | B | 02 | DISINFECT/HYPOCHLORIN
6295517 | FAVORITE FARMS #1 | 1 | FAVORITE FARMS, INC. | B | 02 | DISINFECT/HYPOCHLORIN
6295518 | RPJ PROPERTIES MHP | 1 | R P J PROPERTIES MLC PLANT #1 | B | 02 | DISINFECT/HYPOCHLORIN
6295519 | COLONIAL MANOR ACLF | 1 | COLONIAL MANOR A.C.L.F PLANT 1 | B | 02 | DISINFECT/HYPOCHLORIN
6295520 | NEW MT. ZION FREEWILL BAPTIST CHURCH | 1 | NEW MT ZION FREEWILL BAPTIST | B | 02 | DISINFECT/HYPOCHLORIN
6295521 | PAYLESS OIL CO #15 | 1 | PAY-LES OIL #15 PLANT #1 | B | 02 | DISINFECT/HYPOCHLORIN
6295522 | HILLS CTY FIRE/BLOOMINGDALE | 1 | HILLS. CO. FIRE BLOOMINGDALE | A |  | NO TRTMT
6295523 | RIVER VISTA RV VILLAGE | 1 | RIVER VISTA RV VILLAGE | B | 02 | DISINFECT/HYPOCHLORIN
6295523 | RIVER VISTA RV VILLAGE | 1 | RIVER VISTA RV VILLAGE | D | 18 | CORR-CTRL/SEQUESTATION
6295524 | HILLS CTY FIRE/WIMAUMA | 1 | HILLS. CO. FIRE WIMAUMA | B | 02 | DISINFECT/HYPOCHLORIN
6295525 | HILLS CTY FIRE/SPRINGHEAD | 1 | HILLS. CO. FIRE SPRINGHEAD | B | 02 | DISINFECT/HYPOCHLORIN
6295526 | HILLS CTY FIRE/SUN POINT II | 1 | HILLS. CO. FIRE SUN POINT II | B | 02 | DISINFECT/HYPOCHLORIN
6295527 | WEDU CHANNEL 3 | 1 | WEDU CHANNEL 3 | A |  | NO TRTMT
6295528 | ROAD MAINTENANCE UNIT #1 | 1 | ROAD MAINTENANCE UNIT #1 | B | 02 | DISINFECT/HYPOCHLORIN
6295529 | BALDWIN'S TEMPLE HOLINESS CH. | 1 | BALDWIN'S TEMPLE HOLINESS CH. | B | 02 | DISINFECT/HYPOCHLORIN
6295530 | SPORTING CLAYS OF TAMPA | 1 | TAMPA SPORTING CLAYS | A |  | NO TRTMT
6295531 | RIVERVIEW FLOWER FARM | 1 | RIVERVIEW FLOWER FARM PLANT | B | 02 | DISINFECT/HYPOCHLORIN
6295531 | RIVERVIEW FLOWER FARM | 1 | RIVERVIEW FLOWER FARM PLANT | H | 25 | SOFTENING/ION EXCHANGE
6295532 | CROSSPOINTE CHURCH OF THE NAZARENE | 1 | FAITH CHURCH OF NAZARENE PLT 1 | B | 02 | DISINFECT/HYPOCHLORIN
6295533 | CIRCLE M FILL AND GO #9 SHELL | 1 | SHELL FOOD MART | B | 02 | DISINFECT/HYPOCHLORIN
6295534 | FLORIDA MEGA MIX | 1 | FLORDIA MEGA MIX | A |  | NO TRTMT
6295535 | RAINBOW TP | 1 | RAINBOW TRAILER PARK PLANT #1 | B | 02 | DISINFECT/HYPOCHLORIN
6295536 | ORCHARD MHP | 1 | ORCHARD M.H.P PLANT #1 | B | 02 | DISINFECT/HYPOCHLORIN
6295537 | GRANDMA'S RESTAURANT | 1 | GRANDMA'S RESTAURANT PLANT #1 | B | 02 | DISINFECT/HYPOCHLORIN
6295538 | HOFF & HORN | 1 | HOFF & HORN PLANT #1 | B | 02 | DISINFECT/HYPOCHLORIN
6295539 | SAFARI MHP | 1 | SAFARI M.H.P. PLANT #1 | B | 02 | DISINFECT/HYPOCHLORIN
6295540 | TODD PARK | 1 | TODD PARK PLANT #1 | B | 02 | DISINFECT/HYPOCHLORIN
6295541 | THONOTOSASSA UNITED METHODIST CHURCH | 1 | THONOTOSASSA METH CHURCH PLT 1 | G | 15 | IRON RMVL/PRESS SAND FILT
6295541 | THONOTOSASSA UNITED METHODIST CHURCH | 1 | THONOTOSASSA METH CHURCH PLT 1 | B | 02 | DISINFECT/HYPOCHLORIN
6295542 | PALM ISLE TP | 1 | PALM ISLE TRAILER PARK PLANT 1 | B | 02 | DISINFECT/HYPOCHLORIN
6295543 | VALRICO GROUP HOME | 1 | VALRICO GROUP HOME PLANT #1 | B | 02 | DISINFECT/HYPOCHLORIN
6295544 | BEAUCHAMP TP | 1 | BEAUCHAMP TRAILER PARK PLANT#1 | B | 02 | DISINFECT/HYPOCHLORIN
6295545 | A-1 CONCRETE | 1 | A-1 CONCRETE (UTTERBACK) | A |  | NO TRTMT
6295546 | JOSEPH BERTANI TP | 1 | JOSEPH BERTANI T.P. PLANT 1 | B | 02 | DISINFECT/HYPOCHLORIN
6295547 | WIGGENS DAIRY PRODUCTS | 1 | WIGGENS DAIRY | B | 02 | DISINFECT/HYPOCHLORIN
6295547 | WIGGENS DAIRY PRODUCTS | 1 | WIGGENS DAIRY | C | 15 | PART-RMVL/PRESS SAND FILT
6295548 | TAMPA BAY CHAPTER RARE FRUIT C | 1 | RARE FRUIT COUNCIL TAMPA BAY C | A |  | NO TRTMT
6295549 | ALL AMERICAN TRUCKING & EQUIP | 1 | ALL AMERICAN TRUCKING PLANT | A |  | NO TRTMT
6295550 | NUCCIO HEATING AND AIR | 1 | NUCCIO HEATING PLANT 1 | B | 02 | DISINFECT/HYPOCHLORIN
6295550 | NUCCIO HEATING AND AIR | 1 | NUCCIO HEATING PLANT 1 | H | 25 | SOFTENING/ION EXCHANGE
6295551 | JOE'S SUBURBAN CLUB | 1 | JOE'S SUBURBAN CLUB | B | 02 | DISINFECT/HYPOCHLORIN
6295552 | ROCHE TP | 1 | ROCHE TRAILER PARK | A |  | NO TRTMT
6295553 | MICKEY'S TP | 1 | MICKEY'S TRAILER PARK | A |  | NO TRTMT
6295554 | M & W FARMS L.C. | 1 | M & W FARMS L.C. PLANT #1 | B | 02 | DISINFECT/HYPOCHLORIN
6295555 | ISLAMIC COMMUNITY | 1 | ISLAMIC COMMUNITY | B | 02 | DISINFECT/HYPOCHLORIN
6295556 | CASA FEEBE ACLF | 1 | CASA FEEBE A.C.L.F. PLANT #1 | B | 02 | DISINFECT/HYPOCHLORIN
6295557 | COLLINS M.L.C. #2 & #3 | 1 | COLLINS M.L.C. #2 PLANT #1 | B | 02 | DISINFECT/HYPOCHLORIN
6295558 | DESERET FARMS RMH #2 | 1 | DESERET FARMS #2 L.C. PLANT #1 | B | 02 | DISINFECT/HYPOCHLORIN
6295559 | KEN MAR APTS | 1 | KEN MAR APARTMENTS PLANT #1 | A |  | NO TRTMT
6295560 | GRANNY'S PLACE | 1 | GRANNY'S PLACE ACLF PLANT #1 | A |  | NO TRTMT
6295561 | DORMAN'S SANDWICH SHOP | 1 | DORMAN'S SANDWICH SHOP PLANT 1 | B | 02 | DISINFECT/HYPOCHLORIN
6295562 | COLLINS DOODLE HILL RMH | 1 | COLLINS DOODLE HILL LC PLANT 1 | B | 02 | DISINFECT/HYPOCHLORIN
6295563 | SILVER LANE TP | 1 | SILVER LANE T.P. PLANT #1 | A |  | NO TRTMT
6295564 | DIXIE GROWERS #2 L.C. | 1 | DIXIE GROWERS #2 L.C. PLANT #1 | B | 02 | DISINFECT/HYPOCHLORIN
6295565 | SILVER STAR MHP | 1 | SILVER STAR MHP | B | 02 | DISINFECT/HYPOCHLORIN
6295565 | SILVER STAR MHP | 1 | SILVER STAR MHP | G | 30 | IRON RMVL/GREENSAND FILTR
6295566 | FERN VALLEY MHP | 1 | FERN VALLEY M.H.P. PLANT #1 | B | 02 | DISINFECT/HYPOCHLORIN
6295567 | PARKESDALE M.L.C. #2 | 1 | PARKESDALE M.L.C. #2 | B | 02 | DISINFECT/HYPOCHLORIN
6295569 | HILLSBOROUGH MHP | 1 | HILLSBOROUGH MHP | B | 02 | DISINFECT/HYPOCHLORIN
6295570 | HIDDEN LANE MHP | 1 | HIDDEN LANE M.H.P. PLANT #1 | A |  | NO TRTMT
6295571 | INOMA APTS | 1 | INOMA APARTMENTS PLANT #1 | A |  | NO TRTMT
6295573 | CYPRESS CREEK LANDSCAPE SUPPLY | 1 | CYPRESS CREEK LANDSCAPE SUPPLY | A |  | NO TRTMT
6295574 | PIPPIN RMH, CARL | 1 | CARL PIPPIN M.L.C. PLANT #1 | A |  | NO TRTMT
6295575 | ASHLEY PARKS M.H.P. | 1 | ASHLEY PARKS M.H.P. | A |  | NO TRTMT
6295576 | READY FOOD STORE #2 | 1 | PAYLESS OIL READY STORE #2 | B | 02 | DISINFECT/HYPOCHLORIN
6295577 | NATURE'S TRAIL MHP | 1 | NATURE'S TRAIL MHP PLANT #2 | B | 02 | DISINFECT/HYPOCHLORIN
6295578 | PEDRO L. GARCIA M.L.C. | 1 | PEDRO L. GARCIA M.L.C. | A |  | NO TRTMT
6295579 | AL'S LAWN CARE PROD & SERV | 1 | AL'S LAWN CARE PROD. & SERV. | A |  | NO TRTMT
6295580 | WIMAUMA GARAGE | 1 | WIMAUMA GARAGE | A |  | NO TRTMT
6295581 | BETHESDA CHURCH OF LAKELAND | 1 | VICTORY WORSHIP CENTER- EAST | B | 02 | DISINFECT/HYPOCHLORIN
6295581 | BETHESDA CHURCH OF LAKELAND | 1 | VICTORY WORSHIP CENTER- EAST | G | 14 | IRON RMVL/RAPID SAND FIL
6295581 | BETHESDA CHURCH OF LAKELAND | 2 | VICTORY WORSHIP CENTER- WEST | A |  | NO TRTMT
6295582 | OUR LADY OF GUADALUPE CATHOLIC | 1 | OUR LADY OF GUADALUPE CATHOLIC | B | 02 | DISINFECT/HYPOCHLORIN
6295583 | TEMPLE TERRACE SCHWINN CYCLERY | 1 | TEMPLE TERRACE SCHWINN PLANT 1 | A |  | NO TRTMT
6295584 | HCPUD/SHELDON RD DE-CHLOR FAC | 1 | SHELDON RD DE-CHLORINATION FAC | B | 02 | DISINFECT/HYPOCHLORIN
6295585 | GALAXY FIREWORKS | 1 | GALAXY FIREWORKS | A |  | NO TRTMT
6295586 | B & M PRECISION INC | 1 | B & M PRECISION INC. | A |  | NO TRTMT
6295587 | WELCOME BAPTIST CHURCH | 1 | WELCOME BAPTIST CHURCH | E | 20 | T-O CTRL/AERATION
6295587 | WELCOME BAPTIST CHURCH | 1 | WELCOME BAPTIST CHURCH | B | 02 | DISINFECT/HYPOCHLORIN
6295588 | MARGY'S MKT | 1 | MARGY'S MARKET | B | 02 | DISINFECT/HYPOCHLORIN
6295589 | UB CORP ANTENNAS FOR AEROSPACE | 1 | U.B. CORP PLANT # 1 | B | 02 | DISINFECT/HYPOCHLORIN
6295590 | PICKFORD STORES | 1 | PICKFORD STORES PLANT # 1 | B | 02 | DISINFECT/HYPOCHLORIN
6295591 | LILY OF THE VALLEY | 1 | LILY OF THE VALLEY | B | 02 | DISINFECT/HYPOCHLORIN
6295592 | HCS/TOM FOLSOM ELEMENTARY | 1 | TOM FOLSOM ELEMENTARY SCHOOL | B | 02 | DISINFECT/HYPOCHLORIN
6295592 | HCS/TOM FOLSOM ELEMENTARY | 1 | TOM FOLSOM ELEMENTARY SCHOOL | B | 36 | DISINFECT/CORROSION INHIB
6295593 | MIAMEIGO | 1 | MIAMEIGO | B | 02 | DISINFECT/HYPOCHLORIN
6295594 | DIXIE GROWERS | 1 | DIXIE GROWERS | B | 02 | DISINFECT/HYPOCHLORIN
6295595 | PARKSDALE FARMS RMH #2 | 1 | PARKSDALE FARMS # 2 M.L.C. | B | 02 | DISINFECT/HYPOCHLORIN
6295596 | JOSHUA HOUSE | 1 | JOSHUA HOUSE PLANT | B | 02 | DISINFECT/HYPOCHLORIN
6295597 | H & S FARMS RMH | 1 | H&S FARMS | A |  | NO TRTMT
6295598 | COUNTRY VILLAGE MARKET PLACE | 1 | COUNTRY VILLAGE MARKET PLACE | B | 02 | DISINFECT/HYPOCHLORIN
6295599 | KEYSTONE UNITED METHODIST CHURCH | 1 | KEYSTONE UMC PLANT | B | 02 | DISINFECT/HYPOCHLORIN
6295600 | IGLESIA DE DIOS | 1 | IGLESIA DE DIOS PLANT | B | 02 | DISINFECT/HYPOCHLORIN
6295601 | QUICK-C | 1 | QUICK-C | B | 02 | DISINFECT/HYPOCHLORIN
6295601 | QUICK-C | 1 | QUICK-C | H | 25 | SOFTENING/ION EXCHANGE
6295601 | QUICK-C | 1 | QUICK-C | G | 30 | IRON RMVL/GREENSAND FILTR
6295602 | FLORIDA PACIFIC LANE CAMP | 1 | FLORIDA PACIFIC LANE PLANT | B | 02 | DISINFECT/HYPOCHLORIN
6295603 | RED BERRY PLACE LLC | 1 | PLANT | B | 02 | DISINFECT/HYPOCHLORIN
6295604 | FRESH START MHP | 1 | FRESH START MHP PLANT | B | 02 | DISINFECT/HYPOCHLORIN
6295605 | FAMILY BOWL | 1 | FAMILY BOWL PLANT | B | 02 | DISINFECT/HYPOCHLORIN
6295606 | BORDEAUX APTS | 1 | BORDEAUX APTS | A |  | NO TRTMT
6295607 | SPREADING OAKS RVP | 1 | SPREADING OAKS R.V. PARK | A |  | NO TRTMT
6295608 | GARCIA BAKERY | 1 | GARCIA BAKERY | B | 02 | DISINFECT/HYPOCHLORIN
6295609 | KINGDOM HALL OF JEHOVAH'S WITNESSES | 1 | KINGDOM HALL PLANT 1 | H | 25 | SOFTENING/ION EXCHANGE
6295609 | KINGDOM HALL OF JEHOVAH'S WITNESSES | 1 | KINGDOM HALL PLANT 1 | G | 29 | IRON RMVL/CARTRIDGE FILTR
6295609 | KINGDOM HALL OF JEHOVAH'S WITNESSES | 1 | KINGDOM HALL PLANT 1 | B | 02 | DISINFECT/HYPOCHLORIN
6295610 | NUCCIO HEATING & AIR CONDITION | 1 | NUCCIO AIR CONDITION & HEAT | F | 23 | ORGN-RMVL/GAC ADDITION
6295611 | PATIO POOLS | 1 | POOLS,PATIO | A |  | NO TRTMT
6295612 | AG-MART FARMS #1 RMH | 1 | AG-MART FARMS #1 M.L.C. | B | 02 | DISINFECT/HYPOCHLORIN
6295613 | CYPRESS MOBILE HOME PARK | 1 | CYPRESS MOBILE HOME PARK | B | 02 | DISINFECT/HYPOCHLORIN
6295614 | RAINBOW FOREST MHP/ WIG-WAM RV | 1 | RAINBOW FOREST M.H.P. | B | 02 | DISINFECT/HYPOCHLORIN
6295615 | LB GROWERS & TRADING CO RMH | 1 | L.B. GROWERS & TRADING CO MLC | A |  | NO TRTMT
6295616 | DUKES RMH, ROLAND | 1 | ROLAND DUKES L.C. | A |  | NO TRTMT
6295617 | FAITH TEMPLE ASSEMBLY OF GOD | 1 | FAITH TEMPLE AOG PLANT | B | 02 | DISINFECT/HYPOCHLORIN
6295617 | FAITH TEMPLE ASSEMBLY OF GOD | 1 | FAITH TEMPLE AOG PLANT | G | 30 | IRON RMVL/GREENSAND FILTR
6295618 | LAWSON BROTHERS WELDING | 1 | LAWSON BROTHERS WELDING | A |  | NO TRTMT
6295619 | COVERED WAGON MHP | 1 | COVERED WAGON M.H.P. | A |  | NO TRTMT
6295620 | FREDMAR MHP | 1 | FREDMAR M.H.P. | A |  | NO TRTMT
6295621 | SHERWOOD MHP-EAST | 1 | SHERWOOD EAST PLANT | B | 02 | DISINFECT/HYPOCHLORIN
6295622 | SHADY OAKS RMH | 1 | SHADY OAKS | B | 02 | DISINFECT/HYPOCHLORIN
6295623 | ADRAN DUPLEXES | 1 | ADRAN DUPLEXES PLANT # 1 | A |  | NO TRTMT
6295624 | EVA'S HOMECARE | 1 | EVA'S HOMECARE PLANT #1 | A |  | NO TRTMT
6295625 | DUPLEX APTS | 1 | CARUSO DUPLEX APARTMENTS | B | 02 | DISINFECT/HYPOCHLORIN
6295626 | BITNER OAKS DUPLEX APTS | 1 | NATERAM TEJIRAM | G | 15 | IRON RMVL/PRESS SAND FILT
6295627 | E & R LAMBERT MHP | 1 | LAMBERT,E & R MHP | A |  | NO TRTMT
6295628 | BOB'S MHP | 1 | BOB'S MHP | G | 15 | IRON RMVL/PRESS SAND FILT
6295629 | P AND P MOBILE HOME PARK | 1 | P AND P MOBILE HOME PARK | B | 02 | DISINFECT/HYPOCHLORIN
6295630 | T & J MHP | 1 | T & J MHP | A |  | NO TRTMT
6295631 | T & J MHP I | 1 | T & J MHP I | A |  | NO TRTMT
6295632 | CORBET MULLINS MHP | 1 | MULLINS, CORBET MHP | B | 02 | DISINFECT/HYPOCHLORIN
6295633 | AUTOMOTIVE SPECIALIST | 1 | AUTOMOTIVE SPECIALIST | A |  | NO TRTMT
6295634 | AMOCO OIL | 1 | AMOCO GAS STATION | A |  | NO TRTMT
6295635 | MITCHELL MOTOR HOME | 1 | MITCHELL MOTOR HOME | G | 25 | IRON RMVL/ION EXCHANGE
6295635 | MITCHELL MOTOR HOME | 1 | MITCHELL MOTOR HOME | E | 20 | T-O CTRL/AERATION
6295636 | GENERAL PUMP | 1 | GENERAL PUMP | B | 02 | DISINFECT/HYPOCHLORIN
6295637 | CREST DUPLEXES | 1 | CREST DUPLEXES | B | 02 | DISINFECT/HYPOCHLORIN
6295638 | EXECUTIVE OFFICE | 1 | EXECUTIVE OFFICE | A |  | NO TRTMT
6295639 | MARGRET'S TP | 1 | MARGRET'S TP | A |  | NO TRTMT
6295640 | HIGHLAND PK | 1 | HIGHLAND TRAILER PARK | A |  | NO TRTMT
6295641 | RIVERHILLS GOLF & COUNTRY CLUB | 1 | GOLF & COUNTRY CLUB RIVERHILLS | A |  | NO TRTMT
6295642 | CARUSO DUPLEX | 1 | CARUSO DUPLEX | A |  | NO TRTMT
6295643 | MATHEWS DUPLEX | 1 | MATHEWS DUPLEX | A |  | NO TRTMT
6295644 | BIBLE BASED FELLOWSHIP INC | 1 | BIBLE BASED FELLOWSHIP PLANT 1 | G | 29 | IRON RMVL/CARTRIDGE FILTR
6295644 | BIBLE BASED FELLOWSHIP INC | 1 | BIBLE BASED FELLOWSHIP PLANT 1 | B | 02 | DISINFECT/HYPOCHLORIN
6295645 | TWIN PINES MHP | 1 | TWIN PINES MHP | A |  | NO TRTMT
6295646 | DAVID'S TP | 1 | DAVID'S TRAILER PARK | A |  | NO TRTMT
6295647 | ORANGE BLOSSOM TRAILER PARK | 1 | ORANGE BLOSSOM TRAILER PARK | B | 02 | DISINFECT/HYPOCHLORIN
6295648 | HOPEWELL SCALES | 1 | HOPEWELL SCALES DOT | B | 02 | DISINFECT/HYPOCHLORIN
6295649 | GREEN ACRES | 1 | GREEN ACRES | B | 02 | DISINFECT/HYPOCHLORIN
6295650 | COUNTRY ROAD TP | 1 | COUNTRY ROAD TP PLANT #1 | B | 02 | DISINFECT/HYPOCHLORIN
6295651 | EL TORITA | 1 | TAQUERIA MATAMOROS PLANT # 1 | B | 02 | DISINFECT/HYPOCHLORIN
6295652 | ALMOST HOME PET RESORT | 1 | ALMOST HOME PET RESORT | A |  | NO TRTMT
6295653 | HILLS CTY FIRE/CORK | 1 | HILLS CO FIRE CORK KNIGHT STA | A |  | NO TRTMT
6295654 | HILLS CTY FIRE/SEFFNER MANGO | 1 | HILLS. CO. FIRE SEFFNER MANGO | A |  | NO TRTMT
6295655 | HILLS CTY FIRE/EAST LAKE | 1 | HILLS. CO. FIRE EAST LAKE | A |  | NO TRTMT
6295656 | WEIGH STATION | 1 | D.O.T. WEIGH STATION | A |  | NO TRTMT
6295657 | REAL DEALS INC | 1 | REAL DEALS, INC. | A |  | NO TRTMT
6295658 | J & L MHP | 1 | J & L MHP | A |  | NO TRTMT
6295659 | WALTER'S COTTAGES & TP | 1 | WALTER'S COTTAGES & TP | A |  | NO TRTMT
6295660 | PAD PROPERTIES INC. | 1 | PAD PROPERTIES INC. | A |  | NO TRTMT
6295661 | HOLMBERG FARMS INC. | 1 | HOLMBERG FARMS PLANT | B | 02 | DISINFECT/HYPOCHLORIN
6295662 | FALKNER FARMS (SUN CITY) | 1 | FALKNER FARMS | B | 02 | DISINFECT/HYPOCHLORIN
6295663 | HILLS. CO. EMERGENCY OPERATION | 1 | HILLS. CO. E.O.C. | B | 02 | DISINFECT/HYPOCHLORIN
6295664 | PERFORMANCE FOOD GROUP INC. | 1 | PFG FLORIDA PLANT | B | 02 | DISINFECT/HYPOCHLORIN
6295665 | RUSKIN WIMAUMA 7TH DAY ADV. | 1 | WIMAUMA 7TH DAY ADVENTIST CHUR | B | 02 | DISINFECT/HYPOCHLORIN
6295666 | AGRICULTURAL RESEARCH CTR | 1 | RESEARCH CENTER, AGRICULTURAL | A |  | NO TRTMT
6295667 | RIVERVIEW FLOWER FARMS | 1 | SUNCOAST GREENHOUSES | A |  | NO TRTMT
6295668 | TERRACE POINTE APTS | 1 | TERRACE POINT APTS PLANT #1 | B | 02 | DISINFECT/HYPOCHLORIN
6295669 | BACKYARD BAR-B-Q | 1 | BACKYARD BAR-B-Q | B | 02 | DISINFECT/HYPOCHLORIN
6295670 | GLORIOUS CH. OF GOD IN CHRIST | 1 | GLORIOUS CHURCH OF GOD PLANT 1 | A |  | NO TRTMT
6295671 | BRUMMEYER'S ONE STOP | 1 | BRUMMEYER'S ONE STOP | B | 02 | DISINFECT/HYPOCHLORIN
6295671 | BRUMMEYER'S ONE STOP | 1 | BRUMMEYER'S ONE STOP | N | 25 | NITRATE REMOVAL/ION EXCHANGE
6295672 | REDWING CARRIERS | 1 | REDWING CARRIERS PLANT 1 | B | 02 | DISINFECT/HYPOCHLORIN
6295673 | CORINATION APARTMENTS | 1 | CORINATION APARTMENTS | B | 02 | DISINFECT/HYPOCHLORIN
6295674 | KIDDIE KINGDOM CHILD CARE CENTER | 1 | JOLLIE PRESCHOOL CENTER PLANT | B | 02 | DISINFECT/HYPOCHLORIN
6295675 | LONGMIRE MEDICAL OFFICE | 1 | LONGMIRE MEDICAL OFFICE | A |  | NO TRTMT
6295676 | G & G FARMS "KNIGHTS GRIFFIN RD" LLC | 2 | G & G FARMS " KNIGHTS GRIFFIN" | B | 02 | DISINFECT/HYPOCHLORIN
6295676 | G & G FARMS "KNIGHTS GRIFFIN RD" LLC | 1 | CIRCLE G FARMS PLANT #1 | B | 02 | DISINFECT/HYPOCHLORIN
6295678 | NATURAL DESIGNS LANDSCAPING | 1 | NATURAL DESIGNS PLANT 1 OFFICE | B | 02 | DISINFECT/HYPOCHLORIN
6295678 | NATURAL DESIGNS LANDSCAPING | 2 | NATURAL DESIGNS #2 ICE MACHINE | B | 02 | DISINFECT/HYPOCHLORIN
6295679 | INTERSTATE BRANDS/MERITA BAKERY | 1 | MERITA BAKERY | B | 02 | DISINFECT/HYPOCHLORIN
6295680 | HCPRD/THONOTOSASSA COUNTY PARK | 1 | THONOTOSASSA COUNTY PARK | B | 02 | DISINFECT/HYPOCHLORIN
6295681 | AUSTIN DAVIS PUBLIC LIBRARY | 1 | AUSTIN DAVIS PUBLIC LIBRARY | B | 02 | DISINFECT/HYPOCHLORIN
6295682 | INGRAM MHP | 1 | INGRAM RMH PLT 1 | B | 02 | DISINFECT/HYPOCHLORIN
6295683 | NORTH TERRACE CHURCH OF CHRIST | 1 | NORTH TERRACE CHURCH OF CHRIST | B | 02 | DISINFECT/HYPOCHLORIN
6295684 | THE CHURCH IN TAMPA | 1 | THE CHURCH IN TAMPA PLANT 1 | H | 25 | SOFTENING/ION EXCHANGE
6295684 | THE CHURCH IN TAMPA | 1 | THE CHURCH IN TAMPA PLANT 1 | B | 02 | DISINFECT/HYPOCHLORIN
6295685 | LITHIA FOOD MART | 1 | LITHIA FOOD MART | B | 02 | DISINFECT/HYPOCHLORIN
6295686 | CENTRAL MAINTENANCE & WELDING MAIN OFFIC | 1 | CENTRAL MAINTENANCE & WELDING | B | 02 | DISINFECT/HYPOCHLORIN
6295687 | JMB PARTNERSHIP LLC | 1 | JMB PARTERNSHIP LLC | B | 02 | DISINFECT/HYPOCHLORIN
6295688 | HCPRD/KEYSVILLE PARK | 1 | HCPRD/KEYSVILLE PARK | B | 02 | DISINFECT/HYPOCHLORIN
6295688 | HCPRD/KEYSVILLE PARK | 1 | HCPRD/KEYSVILLE PARK | E | 20 | T-O CTRL/AERATION
6295690 | EAST TAMPA CHRISTIAN CHURCH | 1 | EAST TAMPA CHRISTIAN CHURCH | B | 02 | DISINFECT/HYPOCHLORIN
6295691 | SIZEMORE FARM 2 (EAST) | 1 | SIZEMORE FARMS 2(EAST) PLANT 1 | B | 02 | DISINFECT/HYPOCHLORIN
6295692 | SAN JOSE MISSION ANNEX | 1 | SAN JOSE MISSION ANNEX PLANT | B | 02 | DISINFECT/HYPOCHLORIN
6295963 | ENGLISH FARMS #2 | 1 | ENGLISH FARMS #2 | B | 02 | DISINFECT/HYPOCHLORIN
6295964 | RENAISSANCE MARK/PARADISE LABEL | 1 | RENAISSANCE MARK | B | 02 | DISINFECT/HYPOCHLORIN
6295965 | 8910 EXECUTIVE CENTER II | 1 | 8910 EXECUTIVE CTR II PLANT | B | 02 | DISINFECT/HYPOCHLORIN
6295966 | CATHEDRAL OF FAITH CHURCH | 1 | CATHEDRAL OF FAITH PLANT #1 | B | 02 | DISINFECT/HYPOCHLORIN
6295967 | GRIMES WILDER FARMS MLC | 1 | GRIMES FARMS PLANT 1 | B | 02 | DISINFECT/HYPOCHLORIN
6295967 | GRIMES WILDER FARMS MLC | 2 | GRIMES FARMS MLC | B | 02 | DISINFECT/HYPOCHLORIN
6295968 | HUNT WILD CORP | 1 | HUNT WILD CORP PLT 1 | B | 02 | DISINFECT/HYPOCHLORIN
6295970 | IRIS COURT APARTMENTS SOUTH | 1 | IRIS COURT APARTMENTS S PLANT | B | 02 | DISINFECT/HYPOCHLORIN
6295971 | PATRICIA HEARD MLC | 1 | PATRICIA HEARD MLC PLANT | B | 02 | DISINFECT/HYPOCHLORIN
6295972 | FERNHILL TRAILER PARK | 1 | FERNHILL TRAILER PARK | B | 02 | DISINFECT/HYPOCHLORIN
6295973 | RESTAURANTE EL SOL | 1 | TAQUERIA EL SOL | B | 02 | DISINFECT/HYPOCHLORIN
6295974 | LONE OAK BAPTIST CHURCH | 1 | LONE OAK BAPTIST CHURCH | B | 02 | DISINFECT/HYPOCHLORIN
6295975 | REPUBLIC SERVICES | 1 | REPUBLIC SERVICES PLANT | B | 02 | DISINFECT/HYPOCHLORIN
6295976 | BUSS ALUMINUM/LAPULGUITA | 1 | BUSS ALUMINUM/LAPULGUITA #1 | B | 02 | DISINFECT/HYPOCHLORIN
6295977 | FIRST BAPT CHURCH OF WIMAUMA | 1 | FIRST BAPT CHURCH WIM PLANT #1 | B | 02 | DISINFECT/HYPOCHLORIN
6295978 | KIDS ZONE | 1 | KIDS ZONE PLANT #1 | B | 02 | DISINFECT/HYPOCHLORIN
6295979 | FORMAGGIO'S PIZZERIA | 1 | FORMAGGIO'S PIZZERIA | B | 02 | DISINFECT/HYPOCHLORIN
6295980 | BOB'S FARM MARKET | 1 | BOB'S FARM MARKET PLANT #1 | B | 02 | DISINFECT/HYPOCHLORIN
6295981 | GOLF GROVE | 1 | GOLF GROVE PLANT # 1 | B | 02 | DISINFECT/HYPOCHLORIN
6295982 | CAL-MAINE FOODS INC. | 1 | CAL-MAINE FOODS INC PLANT | B | 02 | DISINFECT/HYPOCHLORIN
6295983 | HAPPY HOMES MOBILE HOME PARK | 1 | HAPPY HOMES MHP | B | 02 | DISINFECT/HYPOCHLORIN
6295984 | IRIS COURT APARTMENTS NORTH | 1 | IRIS COURT APARTMENTS N PLANT | B | 02 | DISINFECT/HYPOCHLORIN
6295985 | AMI KIDS YES | 1 | AMIKIDSYES | B | 02 | DISINFECT/HYPOCHLORIN
6295985 | AMI KIDS YES | 1 | AMIKIDSYES | E | 14 | T-O CTRL/RAPID SAND FIL
6295986 | HANDY FOOD STORE #67 | 1 | HANDY FOOD STORE # 67 | E | 20 | T-O CTRL/AERATION
6295986 | HANDY FOOD STORE #67 | 1 | HANDY FOOD STORE # 67 | B | 02 | DISINFECT/HYPOCHLORIN
6295987 | ENGLISH CREEK ENVIRONMENTAL | 1 | ENGLISH CREEK ENVIRONMENTAL | B | 02 | DISINFECT/HYPOCHLORIN
6295988 | REVEALING TRUTH MINISTRIES | 1 | REVEALING TRUTH PLANT #1 | B | 02 | DISINFECT/HYPOCHLORIN
6295989 | HCS/DURANT HIGH SCHOOL | 1 | HCS/DURANT HIGH SCHOOL PLANT | B | 02 | DISINFECT/HYPOCHLORIN
6295989 | HCS/DURANT HIGH SCHOOL | 1 | HCS/DURANT HIGH SCHOOL PLANT | R | 25 | RADS RMVL/ION EXCHANGE
6295990 | BAY AREA INDOOR SOCCER | 1 | BAY AREA INDOOR SOCCER PLANT 1 | B | 02 | DISINFECT/HYPOCHLORIN
6295991 | THONOTOSASSA SDA CHURCH | 1 | THONOTOSASSA SDA CHURCH | B | 02 | DISINFECT/HYPOCHLORIN
6295992 | HCPRD/KEITH WALLER PARK | 1 | HCPRD/KEITH WALLER PARK | B | 02 | DISINFECT/HYPOCHLORIN
6295993 | HCPRD/SUN CITY HERITAGE PARK | 1 | HCPRD/SUN CITY HERITAGE PLANT | E | 20 | T-O CTRL/AERATION
6295993 | HCPRD/SUN CITY HERITAGE PARK | 1 | HCPRD/SUN CITY HERITAGE PLANT | B | 02 | DISINFECT/HYPOCHLORIN
6295994 | SILVER DOLLAR SHOOTERS CLUB | 1 | SILVER DOLLAR SHOOTERS PLANT 1 | D | 36 | CORR-CTRL/CORROSION INHIB
6295994 | SILVER DOLLAR SHOOTERS CLUB | 1 | SILVER DOLLAR SHOOTERS PLANT 1 | B | 02 | DISINFECT/HYPOCHLORIN
6295995 | EL DIAMANTE | 1 | EL DIAMANTE | B | 02 | DISINFECT/HYPOCHLORIN
6295996 | FRATERNAL ORDER OF POLICE #108 | 1 | FRATERNAL ORDER OF POLICE #108 | B | 02 | DISINFECT/HYPOCHLORIN
6295997 | E&M MOBILE HOME PARK | 1 | E&M MOBILE HOME PARK | B | 02 | DISINFECT/HYPOCHLORIN
6295998 | RINKER PLANT CITY | 1 | RINKER PLANT CITY | B | 02 | DISINFECT/HYPOCHLORIN
6295999 | J.D. MILLER AND SONS TRUCKING | 1 | J.D. MILLER AND SONS TRUCKING | B | 02 | DISINFECT/HYPOCHLORIN
6296000 | THE EXCELLENCE APARTMENTS | 1 | THE EXCELLENCE APT PLANT 1 | B | 02 | DISINFECT/HYPOCHLORIN
6296001 | GARRISON SEAPORT CENTER | 1 | CITY OF TAMPA | Z | 27 | OTHER/FLUORIDATION
6296001 | GARRISON SEAPORT CENTER | 1 | CITY OF TAMPA | C | 10 | PART-RMVL/COAGULATION
6296001 | GARRISON SEAPORT CENTER | 1 | CITY OF TAMPA | E | 09 | T-O CTRL/RAPID MIX
6296001 | GARRISON SEAPORT CENTER | 1 | CITY OF TAMPA | D | 24 | CORR-CTRL/LIME-SODA
6296001 | GARRISON SEAPORT CENTER | 1 | CITY OF TAMPA | C | 14 | PART-RMVL/RAPID SAND FIL
6296001 | GARRISON SEAPORT CENTER | 1 | CITY OF TAMPA | C | 11 | PART-RMVL/FLOCCULATION
6296001 | GARRISON SEAPORT CENTER | 1 | CITY OF TAMPA | H | 24 | SOFTENING/LIME-SODA
6296001 | GARRISON SEAPORT CENTER | 1 | CITY OF TAMPA | B | 04 | DISINFECT/CHLORAMINES
6296001 | GARRISON SEAPORT CENTER | 1 | CITY OF TAMPA | B | 03 | DISINFECT/CHLORINEDIOX
6296001 | GARRISON SEAPORT CENTER | 1 | CITY OF TAMPA | B | 01 | DISINFECT/GASEOUS CHLORIN
6296002 | VALRICO PARK | 1 | VALRICO PARK | B | 02 | DISINFECT/HYPOCHLORIN
6296003 | WESTSHORE GLASS | 1 | WESTSHORE GLASS | G | 30 | IRON RMVL/GREENSAND FILTR
6296003 | WESTSHORE GLASS | 1 | WESTSHORE GLASS | B | 02 | DISINFECT/HYPOCHLORIN
6296004 | M&B PRODUCTS, INC | 1 | M&B PRODUCTS | B | 02 | DISINFECT/HYPOCHLORIN
6296005 | MIRACLES OUTREACH CDC | 1 | MIRACLES OUTREACH CDC | B | 02 | DISINFECT/HYPOCHLORIN
6296005 | MIRACLES OUTREACH CDC | 1 | MIRACLES OUTREACH CDC | G | 18 | IRON RMVL/SEQUESTATION
6296006 | DOGWOOD HAVEN APARTMENTS | 1 | DOGWOOD HAVEN APARTMENTS | B | 02 | DISINFECT/HYPOCHLORIN
6296007 | KEYSTONE KORNER | 1 | KEYSTONE KORNER PLANT | B | 02 | DISINFECT/HYPOCHLORIN
6296008 | KEYSTONE FARMERS MARKET | 1 | PICKIN TIME PRODUCE | B | 02 | DISINFECT/HYPOCHLORIN
6296009 | MACEDONIA M.B. CHURCH | 1 | MACEDONIA M.B.C. CHURCH PLANT1 | B | 02 | DISINFECT/HYPOCHLORIN
6296010 | TURKEY CREEK STABLES | 1 | TURKEY CREEK STABLES | B | 02 | DISINFECT/HYPOCHLORIN
6296011 | CORK UNITED METHODIST CHURCH | 1 | CORK UNITED METHODIST PLANT | H | 25 | SOFTENING/ION EXCHANGE
6296011 | CORK UNITED METHODIST CHURCH | 1 | CORK UNITED METHODIST PLANT | B | 02 | DISINFECT/HYPOCHLORIN
6296012 | WESCO | 1 | WEISS OIL STATION #5 PLT | B | 02 | DISINFECT/HYPOCHLORIN
6296013 | SANWA GROWERS | 1 | SANWA GROWERS PLT | B | 02 | DISINFECT/HYPOCHLORIN
6296013 | SANWA GROWERS | 1 | SANWA GROWERS PLT | H | 25 | SOFTENING/ION EXCHANGE
6296013 | SANWA GROWERS | 1 | SANWA GROWERS PLT | Z | 23 | OTHER/GAC ADDITION
6296014 | FAITH LIGHTHOUSE ASSEMBLY | 1 | FAITH LIGHTHOUSE ASSEMBLY PLT | B | 02 | DISINFECT/HYPOCHLORIN
6296015 | FIRST BAPTIST CHURCH OF MIDWAY | 2 | WEST PLANT | B | 02 | DISINFECT/HYPOCHLORIN
6296015 | FIRST BAPTIST CHURCH OF MIDWAY | 1 | EAST PLANT FOR IRRIGATION ONLY | B | 02 | DISINFECT/HYPOCHLORIN
6296016 | CORK CHURCH OF CHRIST | 1 | CORK CHURCH OF CHRIST | B | 02 | DISINFECT/HYPOCHLORIN
6296017 | MT ZION ASSEMBLY OF GOD CHURCH | 1 | MT ZION PLANT | B | 02 | DISINFECT/HYPOCHLORIN
6296018 | CENTRAL MAINTENANCE & WELDING SHOP | 1 | CENTRAL MAINTENANCE SHOP | B | 02 | DISINFECT/HYPOCHLORIN
6296019 | PARKWAY BAPTIST CHURCH | 1 | PARKWAY BAPTIST CHURCH | H | 25 | SOFTENING/ION EXCHANGE
6296019 | PARKWAY BAPTIST CHURCH | 1 | PARKWAY BAPTIST CHURCH | B | 02 | DISINFECT/HYPOCHLORIN
6296019 | PARKWAY BAPTIST CHURCH | 1 | PARKWAY BAPTIST CHURCH | G | 29 | IRON RMVL/CARTRIDGE FILTR
6296020 | YOUMAN'S PRAISE & WORSHIP | 1 | PLANT 1 | B | 02 | DISINFECT/HYPOCHLORIN
6296021 | 1ST SOUTHERN METHODIST CHURCH | 1 | 1ST SOUTHERN METHODIST CHURCH | B | 02 | DISINFECT/HYPOCHLORIN
6296022 | LEBANON BAPTIST CHURCH | 1 | LEBANON BAPTIST CHURCH | B | 02 | DISINFECT/HYPOCHLORIN
6296023 | KNIGHTS BAPTIST CHURCH | 1 | KNIGHTS BAPTIST CHURCH PLANT | B | 02 | DISINFECT/HYPOCHLORIN
6296024 | FIRST ASSEMBLY OF GOD PLANT CITY | 1 | FIRST ASSEMBLY OF GOD | B | 02 | DISINFECT/HYPOCHLORIN
6296025 | SPRINGHEAD CHURCH OF CHRIST | 1 | SPRINGHEAD CHURCH OF CHRIST | B | 02 | DISINFECT/HYPOCHLORIN
6296025 | SPRINGHEAD CHURCH OF CHRIST | 1 | SPRINGHEAD CHURCH OF CHRIST | G | 30 | IRON RMVL/GREENSAND FILTR
6296027 | ANTIOCH MISSIONARY BAPTIST CHURCH | 1 | ANTIOCH MISSIONARY BAPTIST | B | 02 | DISINFECT/HYPOCHLORIN
6296028 | WM P HEARNE PRODUCE LLC | 1 | WM. P. HEARNE PRODUCE LLC | B | 02 | DISINFECT/HYPOCHLORIN
6296029 | DOVER ADVENT CHRISTIAN CHURCH | 1 | DOVER ADVENT CHRISTIAN CHURCH | B | 02 | DISINFECT/HYPOCHLORIN
6296029 | DOVER ADVENT CHRISTIAN CHURCH | 1 | DOVER ADVENT CHRISTIAN CHURCH | H | 25 | SOFTENING/ION EXCHANGE
6296030 | DOVER CHURCH OF GOD | 1 | DOVER CHURCH OF GOD | A |  | NO TRTMT
6296031 | NEW HOPE FREE WILL BAPTIST CHURCH | 1 | NEW HOPE FREE WILL BAPT PLANT | B | 02 | DISINFECT/HYPOCHLORIN
6296032 | LAFLEUR'S GYMNASTIC FACILITY | 1 | LAFLEUR'S GYMNASTICS PLANT # 1 | B | 02 | DISINFECT/HYPOCHLORIN
6296032 | LAFLEUR'S GYMNASTIC FACILITY | 1 | LAFLEUR'S GYMNASTICS PLANT # 1 | H | 25 | SOFTENING/ION EXCHANGE
6296032 | LAFLEUR'S GYMNASTIC FACILITY | 1 | LAFLEUR'S GYMNASTICS PLANT # 1 | G | 29 | IRON RMVL/CARTRIDGE FILTR
6296033 | CROSS ROAD WAREHOUSE | 1 | CROSS ROAD WAREHOUSE PLANT #1 | B | 02 | DISINFECT/HYPOCHLORIN
6296034 | DOVER FIRST ASSEMBLY OF GOD | 1 | DOVER FIRST ASSEMBLY OF GOD | A |  | NO TRTMT
6296035 | DOVER FIRST UNITED METHODIST | 1 | DOVER FIRST UNITED METHODIST | A |  | NO TRTMT
6296036 | DOVER PENTECOSTAL HOLINESS CHURCH | 1 | DOVER PENTECOSTAL PLANT | B | 02 | DISINFECT/HYPOCHLORIN
6296036 | DOVER PENTECOSTAL HOLINESS CHURCH | 1 | DOVER PENTECOSTAL PLANT | C | 14 | PART-RMVL/RAPID SAND FIL
6296036 | DOVER PENTECOSTAL HOLINESS CHURCH | 1 | DOVER PENTECOSTAL PLANT | H | 25 | SOFTENING/ION EXCHANGE
6296037 | UKRAINIAN ORTHODOX CHURCH | 1 | UKRAINIAN ORTHODOX CHURCH | B | 02 | DISINFECT/HYPOCHLORIN
6296038 | BURGER KING # 9871 | 1 | BURGER KING # 9871 | G | 30 | IRON RMVL/GREENSAND FILTR
6296038 | BURGER KING # 9871 | 1 | BURGER KING # 9871 | B | 02 | DISINFECT/HYPOCHLORIN
6296039 | EAST POINT ASSEMBLY OF GOD | 1 | EAST POINT ASSEMBLY OF GOD | B | 02 | DISINFECT/HYPOCHLORIN
6296040 | B & B NATURAL GOLF | 1 | B & B NATURAL GOLF PLANT # 1 | B | 02 | DISINFECT/HYPOCHLORIN
6296041 | DOVER CHURCH OF CHRIST | 1 | DOVER CHURCH OF CHRIST | A |  | NO TRTMT
6296042 | SYDNEY FIRST CHURCH OF GOD | 1 | SYDNEY FIRST CHURCH OF GOD | B | 02 | DISINFECT/HYPOCHLORIN
6296043 | EAST THONOTOSASSA BAPTIST CHURCH | 1 | EAST THONOTOSASSA BAPTIST | G | 14 | IRON RMVL/RAPID SAND FIL
6296043 | EAST THONOTOSASSA BAPTIST CHURCH | 1 | EAST THONOTOSASSA BAPTIST | B | 02 | DISINFECT/HYPOCHLORIN
6296044 | GODS MIRICLE MISSION | 1 | GODS MIRICLE MISSION | A |  | NO TRTMT
6296045 | ST MARY MISSIONARY BAPTIST CHURCH | 1 | ST. MARY MISSIONARY BAPTIST | B | 02 | DISINFECT/HYPOCHLORIN
6296046 | CEDAR GROVE BAPTIST CHURCH | 1 | CEDAR GROVE BAPTIST CHURCH | B | 02 | DISINFECT/HYPOCHLORIN
6296047 | SPRINGHEAD UNITED METHODIST | 1 | SPRINGHEAD UNITED METHODIST | A |  | NO TRTMT
6296048 | INDOOR SHOOTING CO | 1 | INDOOR SHOOTING CO. | B | 02 | DISINFECT/HYPOCHLORIN
6296049 | NORTH 56TH STREET CHAPEL | 1 | NORTH 56TH ST CHAPEL PLANT # 1 | B | 02 | DISINFECT/HYPOCHLORIN
6296050 | SEFFNER FOOD STORE | 1 | SEFFNER FOOD STORE PLANT | B | 02 | DISINFECT/HYPOCHLORIN
6296051 | KEARNEY DEVELOPMENT COMPANY | 1 | KEARNEY DEV. PLANT # 1 | G | 30 | IRON RMVL/GREENSAND FILTR
6296051 | KEARNEY DEVELOPMENT COMPANY | 1 | KEARNEY DEV. PLANT # 1 | B | 02 | DISINFECT/HYPOCHLORIN
6296052 | SHARICK'S DECK RETIREMENT RANCH | 1 | SHARIK'S DECK RETIREMENT RANCH | B | 02 | DISINFECT/HYPOCHLORIN
6296053 | UPS TRUCK LEASING | 1 | UPS TRUCK LEASING | B | 02 | DISINFECT/HYPOCHLORIN
6296054 | HARVEST TIME MINISTRIES INTERNATIONAL | 1 | HARVEST TIME MINISTRIES PLANT | B | 02 | DISINFECT/HYPOCHLORIN
6296055 | FLORIDA MINING & MATERIALS | 2 | FLORIDA MINING PLANT 2 | B | 02 | DISINFECT/HYPOCHLORIN
6296055 | FLORIDA MINING & MATERIALS | 1 | FLORIDA MINING PLANT 1 | B | 02 | DISINFECT/HYPOCHLORIN
6296056 | SUPER TRANSPORT | 1 | SUPER TRANSPORT | B | 02 | DISINFECT/HYPOCHLORIN
6296057 | UNITED SIKH FOUNDATION | 1 | UNITED SIKH FOUNDATION | B | 02 | DISINFECT/HYPOCHLORIN
6296057 | UNITED SIKH FOUNDATION | 1 | UNITED SIKH FOUNDATION | E | 25 | T-O CTRL/ION EXCHANGE
6296057 | UNITED SIKH FOUNDATION | 1 | UNITED SIKH FOUNDATION | G | 29 | IRON RMVL/CARTRIDGE FILTR
6296058 | HARVEST FRESH PRODUCE | 1 | HARVEST FRESH PRODUCE | A |  | NO TRTMT
6296059 | ADVANCE AUTO PARTS #9497 | 1 | ADVANCE AUTO PARTS #9497 | B | 02 | DISINFECT/HYPOCHLORIN
6296060 | GRG JOINT VENTURE | 1 | GRG JOINT VENTURE | B | 02 | DISINFECT/HYPOCHLORIN
6296061 | HIGHWAY SAFTEY DEVICES | 1 | HIGHWAY SAFTEY DEVICES | A |  | NO TRTMT
6296062 | SOUTHSIDE BAPTIST CHURCH | 1 | SOUTHSIDE BAPTIST CHURCH | B | 02 | DISINFECT/HYPOCHLORIN
6296062 | SOUTHSIDE BAPTIST CHURCH | 1 | SOUTHSIDE BAPTIST CHURCH | E | 20 | T-O CTRL/AERATION
6296063 | FLORIDA CABLE CONTRACTORS | 1 | FLORIDA CABLE CONTRACTORS | H | 25 | SOFTENING/ION EXCHANGE
6296063 | FLORIDA CABLE CONTRACTORS | 1 | FLORIDA CABLE CONTRACTORS | B | 02 | DISINFECT/HYPOCHLORIN
6296064 | SOUTHERN PALMS MHP | 1 | SOUTHERN PALMS MHP | B | 02 | DISINFECT/HYPOCHLORIN
6296065 | MONTESSORI ACADEMY OF NEW TAMPA | 1 | MONTESSORI OF TAMPA PALMS PLT1 | B | 02 | DISINFECT/HYPOCHLORIN
6296066 | CONIGLIO LAND FILL | 1 | CONIGLIO LAND FILL | B | 02 | DISINFECT/HYPOCHLORIN
6296067 | LAKESIDE GRILL | 1 | LAKESIDE GRILL | B | 02 | DISINFECT/HYPOCHLORIN
6296068 | VICTORY BAPTIST CHURCH | 1 | VICTORY BAPTIST CHURCH | B | 02 | DISINFECT/HYPOCHLORIN
6296070 | LA ESTANCIA | 1 | LA EATANCIA PLANT #1 | B | 02 | DISINFECT/HYPOCHLORIN
6296071 | GRACE POINT PLANT CITY | 1 | GRACE POINT PLANT CITY | B | 02 | DISINFECT/HYPOCHLORIN
6296072 | TEMPLO CRISTIANO | 1 | TEMPLO CRISTIANO PLANT | B | 02 | DISINFECT/HYPOCHLORIN
6296072 | TEMPLO CRISTIANO | 1 | TEMPLO CRISTIANO PLANT | G | 30 | IRON RMVL/GREENSAND FILTR
6296073 | CALVARY FREE WILL BAPTIST CHURCH | 1 | CALVARY FREEWILL BAPTIST | B | 02 | DISINFECT/HYPOCHLORIN
6296073 | CALVARY FREE WILL BAPTIST CHURCH | 1 | CALVARY FREEWILL BAPTIST | S | 41 | ARSENIC REMOVAL/ADSORPTIVE MEDIA
6296074 | CAMERON CITRUS COMPANY | 1 | CAMERON CITRUS COMPANY | A |  | NO TRTMT
6296075 | LANDMARK BAPTIST TEMPLE | 1 | LANDMARK BAPTIST TEMPLE | B | 02 | DISINFECT/HYPOCHLORIN
6296076 | UNIVERSAL HARDSCAPES LLC | 1 | WEST CENTRAL SIGNS | B | 02 | DISINFECT/HYPOCHLORIN
6296077 | IRON HOURSE CAFE | 1 | IRON HOURSE CAFE PLANT # 1 | B | 02 | DISINFECT/HYPOCHLORIN
6296078 | HILLSBOROUGH BAPTIST SCHOOL | 1 | HILLSBOROUGH BAPTIST SCHOOL | B | 02 | DISINFECT/HYPOCHLORIN
6296079 | EPPS NURSERY | 1 | EPPS NURSERY | B | 02 | DISINFECT/HYPOCHLORIN
6296080 | BOONE'S WHOLESALE NURSERY | 1 | BOONE'S WHOLESALE NURSERY | A |  | NO TRTMT
6296081 | KEEL FARM WINERY | 1 | KEEL FARM WINERY | B | 02 | DISINFECT/HYPOCHLORIN
6296082 | PLANT CITY CONGREGATION JEHOVAH WITNESS | 1 | PLANT CITY CONGREGATION OF JEH | B | 02 | DISINFECT/HYPOCHLORIN
6296083 | WILSON'S WHOLESALE NURSERY | 1 | WILSON'S WHOLESALE NURSERY #1 | B | 02 | DISINFECT/HYPOCHLORIN
6296083 | WILSON'S WHOLESALE NURSERY | 1 | WILSON'S WHOLESALE NURSERY #1 | H | 25 | SOFTENING/ION EXCHANGE
6296083 | WILSON'S WHOLESALE NURSERY | 1 | WILSON'S WHOLESALE NURSERY #1 | G | 30 | IRON RMVL/GREENSAND FILTR
6296084 | SOUTHERN WINDING SERVICE INC. | 1 | SOUTHERN WINDING SERVICE PL | B | 02 | DISINFECT/HYPOCHLORIN
6296084 | SOUTHERN WINDING SERVICE INC. | 1 | SOUTHERN WINDING SERVICE PL | F | 26 | ORGN-RMVL/REVERSE OSMOSIS
6296085 | THE LAKES OF WELLINGTON | 1 | THE LAKES OF WELLINGTON PLANT | B | 02 | DISINFECT/HYPOCHLORIN
6296087 | HCWD/TAMPA-HILLSBOROUGH INTERCONNECT | 1 | BOOSTER STATION | D | 36 | CORR-CTRL/CORROSION INHIB
6296088 | D AND D GROCERY | 1 | D AND D GROCERY | B | 02 | DISINFECT/HYPOCHLORIN
6296089 | HOFFMAN TRAILER PARK | 1 | HOFFMAN TRAILER PARK PLANT # 1 | B | 02 | DISINFECT/HYPOCHLORIN
6296090 | OLD DOMINION | 1 | OLD DOMINION | B | 02 | DISINFECT/HYPOCHLORIN
6296091 | THE MUTT MEETUP | 1 | TOMMYS PARADISE PLANT | B | 02 | DISINFECT/HYPOCHLORIN
6296092 | COFFEE MILL EXPRESS | 1 | COFFEE MILL EXPRESS PLANT 1 | B | 02 | DISINFECT/HYPOCHLORIN
6296093 | HD SUPPLY | 1 | HUGHES SUPPLIES TAMPA PL 1 | B | 02 | DISINFECT/HYPOCHLORIN
6296094 | HILLSBOROUGH COUNTY I-75 SOUTH BOUND | 1 | I-75 SOUTH BOUND REST AREA PL1 | B | 02 | DISINFECT/HYPOCHLORIN
6296094 | HILLSBOROUGH COUNTY I-75 SOUTH BOUND | 1 | I-75 SOUTH BOUND REST AREA PL1 | H | 25 | SOFTENING/ION EXCHANGE
6296094 | HILLSBOROUGH COUNTY I-75 SOUTH BOUND | 1 | I-75 SOUTH BOUND REST AREA PL1 | E | 20 | T-O CTRL/AERATION
6296095 | EGMONT KEY STATE PARK | 1 | EGMONT KEY STATE PARK | K | 26 | DESALINAT/REVERSE OSMOSIS
6296096 | CEMEX CONSTRUCTION MATERIALS, LP | 1 | CEMEX CONSTRUCTION MATERIALS | B | 02 | DISINFECT/HYPOCHLORIN
6296096 | CEMEX CONSTRUCTION MATERIALS, LP | 1 | CEMEX CONSTRUCTION MATERIALS | G | 15 | IRON RMVL/PRESS SAND FILT
6296096 | CEMEX CONSTRUCTION MATERIALS, LP | 1 | CEMEX CONSTRUCTION MATERIALS | E | 20 | T-O CTRL/AERATION
6296097 | JAMES JOYCE IRISH PUB | 1 | JAMES JOYCE IRISH PUB | B | 02 | DISINFECT/HYPOCHLORIN
6296098 | CROSSROADS SEAFOOD AND STEAKHOUSE | 1 | UNCLE MIKE'S SMOKEHOUSE GRILL | B | 02 | DISINFECT/HYPOCHLORIN
6296099 | SUMMERFIELD BAPTIST CHURCH | 1 | SUMMERFIELD BAPT CHURCH PL #1 | B | 02 | DISINFECT/HYPOCHLORIN
6296100 | SUNSET PARK | 1 | SUNSET PARK | B | 02 | DISINFECT/HYPOCHLORIN
6296100 | SUNSET PARK | 1 | SUNSET PARK | G | 29 | IRON RMVL/CARTRIDGE FILTR
6296101 | COSGROVE RMH | 1 | COSGROVE RMH PLANT # 1 | B | 02 | DISINFECT/HYPOCHLORIN
6296102 | HCPRD/PETERSON PARK | 1 | HCPRD/PETERSON PARK PLANT | B | 02 | DISINFECT/HYPOCHLORIN
6296103 | ST. GREGORY ORTHODOX CHURCH | 1 | SAINT GREGORY ORTHODOX CHURCH | B | 02 | DISINFECT/HYPOCHLORIN
6296104 | HOBBS STREET INDUSTRIAL PARK | 1 | HOBBS STREET INDUSTRIAL PARK | G | 29 | IRON RMVL/CARTRIDGE FILTR
6296104 | HOBBS STREET INDUSTRIAL PARK | 1 | HOBBS STREET INDUSTRIAL PARK | B | 02 | DISINFECT/HYPOCHLORIN
6296105 | PARK TERRACE APARTMENTS | 1 | PARK TERRACE APTS PLANT 1 | B | 02 | DISINFECT/HYPOCHLORIN
6296105 | PARK TERRACE APARTMENTS | 1 | PARK TERRACE APTS PLANT 1 | C | 15 | PART-RMVL/PRESS SAND FILT
6296106 | PIEN DANH TIRE | 1 | SEAFOOD PALACE PLANT 1 | B | 02 | DISINFECT/HYPOCHLORIN
6296107 | PARKSDALE MARKET | 1 | PARKSDALE MARKET | A |  | NO TRTMT
6296108 | COLLINS NURSERY & MHP | 1 | COLLINS NURSERY & MHP | A |  | NO TRTMT
6296109 | VET'S WHOLESALE NURSERY | 1 | VET'S WHOLESALE NURSERY PLANT | B | 02 | DISINFECT/HYPOCHLORIN
6296110 | CARROLLWOOD GROVE BUSINESS PK | 1 | CARROLLWOOD GROVE | B | 02 | DISINFECT/HYPOCHLORIN
6296111 | CF PRODUCE INC | 1 | DOVER FRESH PRODUCE LLC | B | 02 | DISINFECT/HYPOCHLORIN
6296112 | HARRELL'S NURSERY, INC. | 1 | HARRELLS NURSERY | S | 41 | ARSENIC REMOVAL/ADSORPTIVE MEDIA
6296112 | HARRELL'S NURSERY, INC. | 1 | HARRELLS NURSERY | B | 02 | DISINFECT/HYPOCHLORIN
6296113 | FAVORITE FARMS-BETHLEHEM | 1 | FAVORITE FARMS-BETHLEHEM PLANT | B | 02 | DISINFECT/HYPOCHLORIN
6296114 | SEVEN STAR FOOD STORE | 1 | SEVEN STAR FOOD STORE PLANT | B | 02 | DISINFECT/HYPOCHLORIN
6296115 | TURKEY CREEK NURSERY | 1 | TURKEY CREEK NURSERY | A |  | NO TRTMT
6296116 | CROSSFIT SPARTA | 1 | CROSSFIT SPARTA | G | 29 | IRON RMVL/CARTRIDGE FILTR
6296116 | CROSSFIT SPARTA | 1 | CROSSFIT SPARTA | B | 02 | DISINFECT/HYPOCHLORIN
6296117 | MANOR OAKS | 1 | MANOR OAKS | B | 02 | DISINFECT/HYPOCHLORIN
6296118 | RACHALE'S COUNTRY KITCHEN | 1 | RACHAEL'S COUNTRY KITCHEN #1 | B | 02 | DISINFECT/HYPOCHLORIN
6296119 | STEPP'S TOWING SERVICE | 1 | STEPP'S TOWING SERVICE | B | 02 | DISINFECT/HYPOCHLORIN
6296120 | SUNRISE LANDSCAPE | 1 | SUNRISE LANDSCAPE PLANT # 1 | B | 02 | DISINFECT/HYPOCHLORIN
6296120 | SUNRISE LANDSCAPE | 1 | SUNRISE LANDSCAPE PLANT # 1 | E | 25 | T-O CTRL/ION EXCHANGE
6296120 | SUNRISE LANDSCAPE | 1 | SUNRISE LANDSCAPE PLANT # 1 | H | 25 | SOFTENING/ION EXCHANGE
6296121 | FAULKNER PLASTICS | 1 | FAULKNER PLASTICS PLANT # 1 | B | 02 | DISINFECT/HYPOCHLORIN
6296122 | EXIT 40, OFFICES | 1 | EXIT 40, OFFICES | H | 25 | SOFTENING/ION EXCHANGE
6296122 | EXIT 40, OFFICES | 1 | EXIT 40, OFFICES | B | 02 | DISINFECT/HYPOCHLORIN
6296123 | FOURTEEN STARS EDUCATIONAL CENTER | 1 | FOURTEEN STARS EDU CENTER | B | 02 | DISINFECT/HYPOCHLORIN
6296124 | STATE HIGHWAY BAPTIST CHURCH | 1 | STATE HIGHWAY BAPTIST CHURCH | B | 02 | DISINFECT/HYPOCHLORIN
6296124 | STATE HIGHWAY BAPTIST CHURCH | 1 | STATE HIGHWAY BAPTIST CHURCH | G | 29 | IRON RMVL/CARTRIDGE FILTR
6296125 | NEW TESTAMENT CHURCH | 1 | NEW TESTAMENT CHURCH | B | 02 | DISINFECT/HYPOCHLORIN
6296126 | MURRAY HOLDINGS, LLC | 1 | JDMPG, LLC | B | 02 | DISINFECT/HYPOCHLORIN
6296127 | MILLRIGHT & MACHINERY ERECTORS | 1 | MILLRIGHT & MACHINERY ERECTORS | B | 02 | DISINFECT/HYPOCHLORIN
6296128 | ODESSA CHRISTIAN HIGH SCHOOL | 1 | ODESSA CHRISTIAN HIGH PLANT 1 | B | 02 | DISINFECT/HYPOCHLORIN
6296130 | SWEET SOUTHERN MARKET | 1 | COLLINS PRODUCE | B | 02 | DISINFECT/HYPOCHLORIN
6296131 | TIMBERLINE LANDSCAPE | 1 | TIMBERLINE LANDSCAPE PLANT#1 | B | 02 | DISINFECT/HYPOCHLORIN
6296132 | LITHIA PINECREST CENTER | 1 | LITHIA PINECREST CENTER | B | 02 | DISINFECT/HYPOCHLORIN
6296133 | SIMMONS LOOP BAPTIST | 1 | SIMMONS LOOP BAPTIST | B | 02 | DISINFECT/HYPOCHLORIN
6296133 | SIMMONS LOOP BAPTIST | 1 | SIMMONS LOOP BAPTIST | H | 25 | SOFTENING/ION EXCHANGE
6296134 | BURGER KING | 1 | BURGER KING PLANT 1 | B | 02 | DISINFECT/HYPOCHLORIN
6296135 | KARL & DIMARCO SCHOOL OF THEATRE | 1 | KARL & DIMARCO SCHOOL | B | 02 | DISINFECT/HYPOCHLORIN
6296136 | KINGDOM HALL OF JEHOVAH'S WITNESS | 1 | KH OFJEHOVAH'S WITNESS PLANT | E | 20 | T-O CTRL/AERATION
6296136 | KINGDOM HALL OF JEHOVAH'S WITNESS | 1 | KH OFJEHOVAH'S WITNESS PLANT | B | 02 | DISINFECT/HYPOCHLORIN
6296136 | KINGDOM HALL OF JEHOVAH'S WITNESS | 1 | KH OFJEHOVAH'S WITNESS PLANT | H | 25 | SOFTENING/ION EXCHANGE
6296137 | ST. JOSEPH'S HOSPITAL | 1 | ST. JOSEPH'S HOSPITAL | B | 02 | DISINFECT/HYPOCHLORIN
6296137 | ST. JOSEPH'S HOSPITAL | 1 | ST. JOSEPH'S HOSPITAL | H | 25 | SOFTENING/ION EXCHANGE
6296137 | ST. JOSEPH'S HOSPITAL | 1 | ST. JOSEPH'S HOSPITAL | E | 20 | T-O CTRL/AERATION
6296138 | TAMPA EXECUTIVE AIRPORT TERMINAL | 1 | TERMINAL PLANT | B | 02 | DISINFECT/HYPOCHLORIN
6296139 | TAMPA BAY WATER REG. SURFACE WATER PLANT | 1 | TAMPA BAY SURFACE WATER PLANT | B | 05 | DISINFECT/OZONATION
6296139 | TAMPA BAY WATER REG. SURFACE WATER PLANT | 1 | TAMPA BAY SURFACE WATER PLANT | F | 23 | ORGN-RMVL/GAC ADDITION
6296139 | TAMPA BAY WATER REG. SURFACE WATER PLANT | 1 | TAMPA BAY SURFACE WATER PLANT | F | 11 | ORGN-RMVL/FLOCCULATION
6296139 | TAMPA BAY WATER REG. SURFACE WATER PLANT | 1 | TAMPA BAY SURFACE WATER PLANT | D | 19 | CORR-CTRL/PH ADJUSTMENT
6296139 | TAMPA BAY WATER REG. SURFACE WATER PLANT | 1 | TAMPA BAY SURFACE WATER PLANT | C | 14 | PART-RMVL/RAPID SAND FIL
6296139 | TAMPA BAY WATER REG. SURFACE WATER PLANT | 1 | TAMPA BAY SURFACE WATER PLANT | B | 04 | DISINFECT/CHLORAMINES
6296140 | ADVANCE AUTO PARTS # 9496 | 1 | ADVANCE AUTO PARTS #9496 | B | 02 | DISINFECT/HYPOCHLORIN
6296141 | HAWKINS ROAD CAMP | 1 | HAWKINS ROAD CAMP | B | 02 | DISINFECT/HYPOCHLORIN
6296142 | MARATHON MCINTOSH | 1 | MARATHON PLANT | B | 02 | DISINFECT/HYPOCHLORIN
6296143 | JAY MAR VILLAS | 1 | JAYMAR VILLAS | B | 02 | DISINFECT/HYPOCHLORIN
6296144 | CHRISTOPHER'S WOODS EDUC CTR | 1 | CHRISTOPHER'S WOODS PLANT 1 | B | 02 | DISINFECT/HYPOCHLORIN
6296145 | HCPUD/FAIRVIEW MHP | 1 | MASTER METER FROM 6290327 | A |  | NO TRTMT
6296146 | FAULKENBERG JAIL HVTS | 1 | FAULKENBERG JAIL HVTS | B | 02 | DISINFECT/HYPOCHLORIN
6296147 | POLICE/FIRE COMMUNICATION CTR | 1 | POLICE/FIRE COMM CTR PLANT # 1 | B | 02 | DISINFECT/HYPOCHLORIN
6296148 | MOBIL LUTZ | 1 | MOBIL LUTZ | B | 02 | DISINFECT/HYPOCHLORIN
6296148 | MOBIL LUTZ | 1 | MOBIL LUTZ | G | 23 | IRON RMVL/GAC ADDITION
6296149 | BRANDON CREMATION AND FUNERAL SERVICES | 1 | FELLOWSHIP BAPTIST OF VALRICO | B | 02 | DISINFECT/HYPOCHLORIN
6296150 | TAMPA BAY REGIONAL GROUNDWATER PLANT | 1 | GROUNDWATER TREATMENT FACILITY | B | 04 | DISINFECT/CHLORAMINES
6296150 | TAMPA BAY REGIONAL GROUNDWATER PLANT | 1 | GROUNDWATER TREATMENT FACILITY | D | 19 | CORR-CTRL/PH ADJUSTMENT
6296150 | TAMPA BAY REGIONAL GROUNDWATER PLANT | 1 | GROUNDWATER TREATMENT FACILITY | E | 20 | T-O CTRL/AERATION
6296151 | ADVANCE AUTO PARTS # 9575 | 1 | ADVANCED AUTO PARTS #9575 | G | 30 | IRON RMVL/GREENSAND FILTR
6296151 | ADVANCE AUTO PARTS # 9575 | 1 | ADVANCED AUTO PARTS #9575 | B | 02 | DISINFECT/HYPOCHLORIN
6296152 | CHRIST CUMBERLAND PRESBYTERIAN CHURCH | 1 | CHRIST CUMBERLAND CHURCH | B | 02 | DISINFECT/HYPOCHLORIN
6296153 | TAMPA BAY SEAWATER DESALINATION FACILITY | 1 | DESALINATION PLANT | C | 29 | PART-RMVL/CARTRIDGE FILTR
6296153 | TAMPA BAY SEAWATER DESALINATION FACILITY | 1 | DESALINATION PLANT | B | 04 | DISINFECT/CHLORAMINES
6296153 | TAMPA BAY SEAWATER DESALINATION FACILITY | 1 | DESALINATION PLANT | K | 19 | DESALINAT/PH ADJUSTMENT
6296153 | TAMPA BAY SEAWATER DESALINATION FACILITY | 1 | DESALINATION PLANT | K | 26 | DESALINAT/REVERSE OSMOSIS
6296155 | FLORIDA SEAL AND RUBBER | 1 | FLORIDA SEAL AND RUBBER | B | 02 | DISINFECT/HYPOCHLORIN
6296157 | HORTICULTURAL VOCATIONAL TRAINING CENTER | 1 | HORTICULTURE VOCATIONAL TRAINI | B | 02 | DISINFECT/HYPOCHLORIN
6296158 | SAFETY-KLEEN SYSTEMS, INC. | 1 | SAFETY-KLEEN CORP PLANT | B | 02 | DISINFECT/HYPOCHLORIN
6296158 | SAFETY-KLEEN SYSTEMS, INC. | 1 | SAFETY-KLEEN CORP PLANT | G | 14 | IRON RMVL/RAPID SAND FIL
6296159 | FAITH FAMILY WORSHIP CENTER | 1 | FAITH FAMILY WORSHIP CTR PLANT | G | 25 | IRON RMVL/ION EXCHANGE
6296159 | FAITH FAMILY WORSHIP CENTER | 1 | FAITH FAMILY WORSHIP CTR PLANT | B | 02 | DISINFECT/HYPOCHLORIN
6296160 | LOS TARASCOS | 1 | LITHIA FOOD & DELI | B | 02 | DISINFECT/HYPOCHLORIN
6296162 | CIRCLE M RANCH | 1 | CIRCLE M RANCH | B | 02 | DISINFECT/HYPOCHLORIN
6296163 | WILDER ROAD CAMP | 1 | WILDER ROAD CAMP PLANT | B | 02 | DISINFECT/HYPOCHLORIN
6296164 | MILLENNIUM CENTER | 1 | MILLENNIUM CENTER PLANT | B | 02 | DISINFECT/HYPOCHLORIN
6296165 | 160 BAKERY | 1 | PLANT | B | 02 | DISINFECT/HYPOCHLORIN
6296166 | MOUNT PLEASANT A.M.E. CHURCH | 1 | MOUNT PLEASANT AME PLANT | B | 02 | DISINFECT/HYPOCHLORIN
6296167 | MILLER'S MARKET | 1 | MILLER'S MARKET | A |  | NO TRTMT
6296168 | 84 LUMBER COMPANY | 1 | 84 LUMBER COMPANY | B | 02 | DISINFECT/HYPOCHLORIN
6296168 | 84 LUMBER COMPANY | 1 | 84 LUMBER COMPANY | E | 29 | T-O CTRL/CARTRIDGE FILTR
6296168 | 84 LUMBER COMPANY | 1 | 84 LUMBER COMPANY | E | 25 | T-O CTRL/ION EXCHANGE
6296170 | SPARTA FITNESS AND MARTIAL ARTS | 1 | SPARTA FITNESS & MARTIAL ARTS | B | 02 | DISINFECT/HYPOCHLORIN
6296171 | TAMPA BAY WATER NW HILLSBOROUGH WELL # 7 | 1 | NORTHWEST WELL # 7 | B | 04 | DISINFECT/CHLORAMINES
6296173 | ALAFIA RIVER STATE RECREATION MAINT. | 1 | MAINTENANCE SHOP | B | 02 | DISINFECT/HYPOCHLORIN
6296174 | ALAFIA RIVER STATE PARK BATH HOUSE | 1 | ALAFIA RIVER BATH HOUSE | B | 02 | DISINFECT/HYPOCHLORIN
6296175 | SUNPOINT MOBILE HOME PARK | 1 | SUNPOINT MHP | B | 02 | DISINFECT/HYPOCHLORIN
6296177 | TAMPA BAY WATER MORRIS BRIDGE PUMP STATI | 1 | TBW MORRIS BRIDGE PUMP STATION | B | 04 | DISINFECT/CHLORAMINES
6296179 | LUTZ EXECUTIVE GOLF CENTER | 1 | LUTZ EXECUTIVE GOLF CENTER | B | 02 | DISINFECT/HYPOCHLORIN
6296180 | CHURCH OF JESUS CHRIST OF LATTER DAY STS | 1 | CHURCH OF LDS PLANT 1 | B | 02 | DISINFECT/HYPOCHLORIN
6296181 | TAMPA EXECUTIVE/MAINTENANCE SHOP | 1 | MAINTENANCE SHOP PLANT | B | 02 | DISINFECT/HYPOCHLORIN
6296182 | TAMPA EXECUTIVE/RELIABLE AVIATION HANGAR | 1 | RELIABLE AVIATION PLANT | B | 02 | DISINFECT/HYPOCHLORIN
6296183 | FELLOWSHIP BAPTIST CHURCH | 1 | FELLOWSHIP BAPTIST WTP | B | 02 | DISINFECT/HYPOCHLORIN
6296185 | 7-11 #33105A | 1 | 7-11 PLANT # 1 | B | 02 | DISINFECT/HYPOCHLORIN
6296188 | CENTRO CRISTIANO EL CAMINO | 1 | CENTRO CRISTIANO EL CAMINO | B | 02 | DISINFECT/HYPOCHLORIN
6296189 | CCS/CLEMENT ROAD | 1 | CCS/CLEMENT ROAD PLANT | H | 25 | SOFTENING/ION EXCHANGE
6296189 | CCS/CLEMENT ROAD | 1 | CCS/CLEMENT ROAD PLANT | B | 02 | DISINFECT/HYPOCHLORIN
6296191 | RAY'S | 1 | RAY'S | B | 02 | DISINFECT/HYPOCHLORIN
6296192 | ROEBUCK FARMWORKER HOUSING | 1 | ROEBUCK FARMWORKER HOUSING | B | 02 | DISINFECT/HYPOCHLORIN
6296192 | ROEBUCK FARMWORKER HOUSING | 1 | ROEBUCK FARMWORKER HOUSING | E | 23 | T-O CTRL/GAC ADDITION
6296193 | FGUA / MACDILL | 1 | FLORIDA GOVERNMENTAL UTILITY | D | 18 | CORR-CTRL/SEQUESTATION
6296193 | FGUA / MACDILL | 1 | FLORIDA GOVERNMENTAL UTILITY | Z | 02 | OTHER/HYPOCHLORIN
6296193 | FGUA / MACDILL | 1 | FLORIDA GOVERNMENTAL UTILITY | B | 04 | DISINFECT/CHLORAMINES
6296194 | BARRINGTON HOA | 1 | BARRINGTON OAKS | B | 02 | DISINFECT/HYPOCHLORIN
6296195 | SUN CITY CHRISTIAN CENTER | 1 | SUN CITY CHRISTIAN CENTER | E | 20 | T-O CTRL/AERATION
6296195 | SUN CITY CHRISTIAN CENTER | 1 | SUN CITY CHRISTIAN CENTER | B | 02 | DISINFECT/HYPOCHLORIN
6296196 | JAYCARE ENRICHMENT ACADEMY, INC | 1 | JAYCARE PLANT | B | 02 | DISINFECT/HYPOCHLORIN
6296197 | NEW GENERATION FAITH MINISTRIES | 1 | NEW GENERATION FAITH MINISTRIE | B | 02 | DISINFECT/HYPOCHLORIN
6296198 | CARL'S FRUIT STAND | 1 | CARL'S FRUIT STAND PLANT | B | 02 | DISINFECT/HYPOCHLORIN
6296199 | PROMENADE SUBDIVISION | 1 | MASTER METER FROM 6290327 | A |  | NO TRTMT
6296200 | TAMPA BAY EVENT CENTER | 1 | TAMPA BAY EVENTS CENTER PLANT | B | 02 | DISINFECT/HYPOCHLORIN
6296201 | PACIFIC TOMATO GROWERS | 1 | PACIFIC TOMATO GROWERS | B | 02 | DISINFECT/HYPOCHLORIN
6296201 | PACIFIC TOMATO GROWERS | 1 | PACIFIC TOMATO GROWERS | G | 29 | IRON RMVL/CARTRIDGE FILTR
6296202 | KINGDOM CHRISTIAN MINISTRIES | 1 | KINGDOM CHRISTIAN MINISTRIES | B | 02 | DISINFECT/HYPOCHLORIN
6296203 | LEARNING GATE COMMUNITY SCHOOL | 1 | LEARNING GATE COMMUNITY SCHOOL | B | 02 | DISINFECT/HYPOCHLORIN
6296204 | SHERIFF'S OFFICE TRAINING FACILITY NORTH | 1 | SHERRIFF'S OFFICE TRAINING | B | 02 | DISINFECT/HYPOCHLORIN
6296205 | LUTZ 1ST CHURCH OF THE NAZARENE | 1 | LUTZ 1ST CHURCH OF THE NAZAREN | B | 02 | DISINFECT/HYPOCHLORIN
6296206 | BROWNING ROAD BAPTIST CHURCH | 1 | BROWING ROAD BAPTIST CHURCH | B | 02 | DISINFECT/HYPOCHLORIN
6296208 | HCS/SOUTH COUNTY CAREER CENTER | 1 | SOUTH COUNTY CAREER CENTER | B | 02 | DISINFECT/HYPOCHLORIN
6296208 | HCS/SOUTH COUNTY CAREER CENTER | 1 | SOUTH COUNTY CAREER CENTER | H | 25 | SOFTENING/ION EXCHANGE
6296208 | HCS/SOUTH COUNTY CAREER CENTER | 1 | SOUTH COUNTY CAREER CENTER | E | 20 | T-O CTRL/AERATION
6296210 | MCINTOSH PLAZA | 1 | MCINTOSH PLAZA INC | G | 29 | IRON RMVL/CARTRIDGE FILTR
6296210 | MCINTOSH PLAZA | 1 | MCINTOSH PLAZA INC | B | 02 | DISINFECT/HYPOCHLORIN
6296211 | ALAFIA RIVER STATE PARK-PICNIC AREA | 1 | ALAFIA RIVER STATE PARK | B | 02 | DISINFECT/HYPOCHLORIN
6296213 | BEIT TEHILA | 1 | BEIT TEHILA | B | 02 | DISINFECT/HYPOCHLORIN
6296214 | THE HARBOR CHURCH | 1 | THE HARBOR CHURCH PLANT | H | 25 | SOFTENING/ION EXCHANGE
6296214 | THE HARBOR CHURCH | 1 | THE HARBOR CHURCH PLANT | B | 02 | DISINFECT/HYPOCHLORIN
6296215 | COMMUNITY OF CHRIST | 1 | COMMUNITY OF CHRIST CHURCH | B | 02 | DISINFECT/HYPOCHLORIN
6296216 | ANDES SMART ACADEMY | 1 | ANDES SMART ACADEMY | B | 02 | DISINFECT/HYPOCHLORIN
6296217 | BURRELL DUPLEXES | 1 | BURRELL DUPLEXES | G | 18 | IRON RMVL/SEQUESTATION
6296217 | BURRELL DUPLEXES | 1 | BURRELL DUPLEXES | B | 02 | DISINFECT/HYPOCHLORIN
6296218 | CROSSROADS AT LITHIA SHOPPING CENTER | 1 | CROSSROADS AT LITHIA | B | 02 | DISINFECT/HYPOCHLORIN
6296219 | INGLESIA ADVENTISTA DEL 7TH DIA TAMPA N | 1 | INGLESIA ADVENTISTA PLANT | B | 02 | DISINFECT/HYPOCHLORIN
6296219 | INGLESIA ADVENTISTA DEL 7TH DIA TAMPA N | 1 | INGLESIA ADVENTISTA PLANT | H | 25 | SOFTENING/ION EXCHANGE
6296220 | ENGINEERED STRUCTURAL SYSTEMS | 1 | ENGINEERED STRUCTURAL SYSTEMS | H | 25 | SOFTENING/ION EXCHANGE
6296220 | ENGINEERED STRUCTURAL SYSTEMS | 1 | ENGINEERED STRUCTURAL SYSTEMS | B | 02 | DISINFECT/HYPOCHLORIN
6296221 | NEW LIFE FELLOWSHIP KID KARE | 1 | NEW LIFE FELLOWSHIP | B | 02 | DISINFECT/HYPOCHLORIN
6296222 | LAMB OF GOD CHURCH | 1 | LAMB OF GOD PLANT | B | 02 | DISINFECT/HYPOCHLORIN
6296224 | SAN JOSE MISSION | 1 | SAN JOSE MISSION PLANT | B | 02 | DISINFECT/HYPOCHLORIN
6296224 | SAN JOSE MISSION | 1 | SAN JOSE MISSION PLANT | E | 20 | T-O CTRL/AERATION
6296225 | THE LEARNING STATION, LLC | 1 | LEARNING STATION PLANT | B | 02 | DISINFECT/HYPOCHLORIN
6296228 | ALAFIA RIVER SRA GUARD STATION | 1 | ALAFIA RIVER SRA GUARD STATION | B | 02 | DISINFECT/HYPOCHLORIN
6296229 | NIDIA'S GRILLED CHICKEN | 1 | NIDIA'S GRILLED CHICKEN | G | 30 | IRON RMVL/GREENSAND FILTR
6296229 | NIDIA'S GRILLED CHICKEN | 1 | NIDIA'S GRILLED CHICKEN | B | 02 | DISINFECT/HYPOCHLORIN
6296230 | KRESTVIEW ACADEMY | 1 | KRESTVIEW PLANT | B | 02 | DISINFECT/HYPOCHLORIN
6296232 | HCPRD/STEARNS ROAD PARK | 1 | STEARNS RD PARK PLANT | B | 02 | DISINFECT/HYPOCHLORIN
6296233 | KEYSTONE BIBLE CHURCH | 1 | KEYSTONE BIBLE CHURCH | B | 02 | DISINFECT/HYPOCHLORIN
6296233 | KEYSTONE BIBLE CHURCH | 1 | KEYSTONE BIBLE CHURCH | E | 25 | T-O CTRL/ION EXCHANGE
6296234 | AMERISCAPE SERVICES | 1 | AMERISCAPES SERVICES | B | 02 | DISINFECT/HYPOCHLORIN
6296235 | KEYSTONE PRESBYTERIAN CHURCH | 1 | KEYSTONE PRESYTERIAN | B | 02 | DISINFECT/HYPOCHLORIN
6296236 | WATERMELON SWIM LUTZ, LLC | 1 | SEAL SWIM SCHOOL WATER PLANT | B | 02 | DISINFECT/HYPOCHLORIN
6296237 | CIRCLE K #7563 | 1 | CIRCLE K #7563 | B | 02 | DISINFECT/HYPOCHLORIN
6296238 | BRANDON POINTE TOWNHOMES | 2 | SOUTH INTERCONNECT | A |  | NO TRTMT
6296238 | BRANDON POINTE TOWNHOMES | 1 | NORTH INTERCONNECT | A |  | NO TRTMT
6296239 | SPEEDLING INC CORPORATE OFFICE | 1 | SPEEDLING CORPORATE OFFICE | B | 02 | DISINFECT/HYPOCHLORIN
6296239 | SPEEDLING INC CORPORATE OFFICE | 1 | SPEEDLING CORPORATE OFFICE | E | 25 | T-O CTRL/ION EXCHANGE
6296240 | AMVET POST 44 | 1 | PLANT | B | 02 | DISINFECT/HYPOCHLORIN
6296243 | FISHHAWK RIDGE ASSOCIATION INC | 1 | FISHHAWK-MASTER METER | A |  | NO TRTMT
6296244 | HCPRD/WILLIAM OWEN PASS PARK | 1 | HCPRD/WILLIAM OWEN PASS PARK | B | 02 | DISINFECT/HYPOCHLORIN
6296245 | GULF COAST RESEARCH & EDUCATION CENTER | 1 | GULF COAST RESEARCH | E | 25 | T-O CTRL/ION EXCHANGE
6296245 | GULF COAST RESEARCH & EDUCATION CENTER | 1 | GULF COAST RESEARCH | B | 02 | DISINFECT/HYPOCHLORIN
6296246 | IGLESIA DE DIOS CHURCH OF GOD | 1 | IGLESIA DE DIOS COG PLANT | B | 02 | DISINFECT/HYPOCHLORIN
6296249 | ON THE PARK TOWNHOMES | 1 | MASTER METER FROM 6290388 | A |  | NO TRTMT
6296250 | SOUTH SHORE FALLS NORTH MASTER METER #2 | 1 | SOUTH SHORE FALLS NORTH MM #2 | A |  | NO TRTMT
6296251 | SOUTH SHORE FALLS SOUTH MASTER METER #1 | 1 | SOUTH MASTER METER #1 | A |  | NO TRTMT
6296253 | MOSAIC FERTILIZER FOUR CORNERS OUTPOST | 1 | FOUR CORNER OUTPOST | B | 02 | DISINFECT/HYPOCHLORIN
6296254 | ASHBURN SQUARE TOWNHOMES | 1 | MASTER METER FROM 6290327 | A |  | NO TRTMT
6296255 | WEST BAY COVE | 1 | MASTER METER FROM 6290388 | A |  | NO TRTMT
6296256 | VILLAGES OF BLOOMINGDALE-PHASE 1 | 1 | MASTER METER FROM 6290787 | A |  | NO TRTMT
6296257 | VILLAGES OF BLOOMINGDALE - PHASE 2 | 1 | MASTER METER FROM 6290787 | A |  | NO TRTMT
6296258 | VILLAGES OF BLOOMINGDALE - PHASE 3 | 1 | MASTER METER FROM 6290787 | A |  | NO TRTMT
6296261 | MONROE'S BUSINESS PARK | 1 | MASTER METER MONROE'S BUSINESS | A |  | NO TRTMT
6296265 | OLD FORT KING TRAIL | 1 | OLD FORT KING TRAIL PLANT | B | 02 | DISINFECT/HYPOCHLORIN
6296267 | TRAVELER'S REST | 1 | TRAVELER'S REST | B | 02 | DISINFECT/HYPOCHLORIN
6296269 | LUTZ CHURCH OF CHRIST | 1 | LUTZ CH OF CHRIST PLANT | B | 02 | DISINFECT/HYPOCHLORIN
6296272 | KEYSTONE PREP HIGH SCHOOL | 1 | KEYSTONE PREP HIGH SCHOOL | B | 02 | DISINFECT/HYPOCHLORIN
6296273 | HACIENDA HEIGHTS MHP | 1 | MASTER METER FROM 6290787 | A |  | NO TRTMT
6296274 | HERITAGE STATION OFFICE PARK | 1 | HERITAGE STATION PLANT | B | 02 | DISINFECT/HYPOCHLORIN
6296275 | CAMPING WORLD RV SALES | 1 | CAMPING WORLD RV SALES | B | 02 | DISINFECT/HYPOCHLORIN
6296276 | LUTZ DENTAL | 1 | LUTZ DENTAL | B | 02 | DISINFECT/HYPOCHLORIN
6296277 | BETHEL CHIN CHURCH | 1 | BETHEL CHIN CHURCH | B | 02 | DISINFECT/HYPOCHLORIN
6296278 | LOW COST GROOMING | 1 | TAQUERIA PLANT | B | 02 | DISINFECT/HYPOCHLORIN
6296278 | LOW COST GROOMING | 1 | TAQUERIA PLANT | H | 25 | SOFTENING/ION EXCHANGE
6296279 | LA FERIA TAQUERIA & PRODUCE LLC | 1 | ROSEMARY'S TAMALERIA N GAQUERI | B | 02 | DISINFECT/HYPOCHLORIN
6296280 | PARSON'S PROFESSIONAL PARK | 1 | MASTER METER FROM 6290787 | A |  | NO TRTMT
6296281 | VILLAGE CENTRE TOWNHOMES | 1 | MASTER METER FROM 6290388 | A |  | NO TRTMT
6296282 | BOGGY BOTTOM EVENT RANCH | 1 | BOGGY BOTTOM RANCH | B | 02 | DISINFECT/HYPOCHLORIN
6296283 | GRIMES HARDWARE CENTER | 1 | GRIMES HARDWARE CENTER | B | 02 | DISINFECT/HYPOCHLORIN
6296284 | ENCOMIENDAS LATINAS | 1 | VILLAGE LAWN CARE/ZYN PROPERT | B | 02 | DISINFECT/HYPOCHLORIN
6296285 | GOODSON FARMS FRUIT STAND | 1 | GOODSON FARMS PLANT | B | 02 | DISINFECT/HYPOCHLORIN
6296286 | VALENCIA LAKES | 1 | VALENCIA LAKES PLANT | B | 02 | DISINFECT/HYPOCHLORIN
6296287 | SHEFFIELD OAKS MLC | 1 | SHEFFIELD OAKS MLC PLANT | B | 02 | DISINFECT/HYPOCHLORIN
6296289 | LOVE AND GLORY LEARNING CENTER | 1 | LOVE AND GLORY LEARNING CENTER | B | 02 | DISINFECT/HYPOCHLORIN
6296290 | MATHIS MIGRANT LABOR CAMP | 1 | MATHIS MLC | B | 02 | DISINFECT/HYPOCHLORIN
6296291 | RUSKIN MOBILE HOME PARK | 1 | RUSKIN MOBILE HOME PARK | Z | 18 | OTHER/SEQUESTATION
6296291 | RUSKIN MOBILE HOME PARK | 1 | RUSKIN MOBILE HOME PARK | E | 32 | TASTE-ODOR CONTROL/PEROXIDE
6296291 | RUSKIN MOBILE HOME PARK | 1 | RUSKIN MOBILE HOME PARK | E | 29 | T-O CTRL/CARTRIDGE FILTR
6296291 | RUSKIN MOBILE HOME PARK | 1 | RUSKIN MOBILE HOME PARK | B | 02 | DISINFECT/HYPOCHLORIN
6296292 | CONGREGATION OF YAHWEH | 1 | CONGREGATION OF YAHWEH PLANT | C | 29 | PART-RMVL/CARTRIDGE FILTR
6296292 | CONGREGATION OF YAHWEH | 1 | CONGREGATION OF YAHWEH PLANT | B | 02 | DISINFECT/HYPOCHLORIN
6296293 | BACHELORS MLC | 1 | BACHELOR'S MLC | B | 02 | DISINFECT/HYPOCHLORIN
6296294 | THREE STAR CAMP | 1 | THREE STAR CAMP | B | 02 | DISINFECT/HYPOCHLORIN
6296295 | DIMARE RUSKIN INC | 1 | DIMARE PLANT | A |  | NO TRTMT
6296296 | ZION CHRISTIAN FELLOWSHIP CHURCH | 1 | ZION CHRISTIAN PLANT | B | 02 | DISINFECT/HYPOCHLORIN
6296297 | LAKE TOSCANA | 1 | LAKE TOSCANA | B | 02 | DISINFECT/HYPOCHLORIN
6296298 | CALVARY CHAPEL | 1 | CALVARY CHAPEL | B | 02 | DISINFECT/HYPOCHLORIN
6296299 | LUTZ PREPARATORY SCHOOL | 1 | LUTZ PREPARATORY SCHOOL PLT 1 | B | 02 | DISINFECT/HYPOCHLORIN
6296300 | SUNSET POINT II | 1 | SUNSET POINT II PLANT | B | 02 | DISINFECT/HYPOCHLORIN
6296301 | STONELAKE RANCH CLUBHOUSE | 1 | STONELAKE RANCH CLUBHOUSE | B | 02 | DISINFECT/HYPOCHLORIN
6296302 | KIDDIE CAMPUS UNIVERSITY | 1 | KIDDIE CAMPUS UNIVERSITY | B | 02 | DISINFECT/HYPOCHLORIN
6296303 | THE BERRY BARN | 1 | THE BERRY BARN | B | 02 | DISINFECT/HYPOCHLORIN
6296304 | RHEDA'S ROADSIDE | 1 | RHEDA'S ROADSIDE | B | 02 | DISINFECT/HYPOCHLORIN
6296305 | CHILDRENS ACADEMY FISHHAWK | 1 | CHILDRENS ACADEMY FISHHAWK | B | 02 | DISINFECT/HYPOCHLORIN
6296307 | TASTE OF EDEN | 1 | TASTE OF EDEN | B | 02 | DISINFECT/HYPOCHLORIN
6296308 | THE NEST SCHOOL | 1 | THE NEST SCHOOL | B | 02 | DISINFECT/HYPOCHLORIN
6296309 | WHITE'S RIVERSIDE FARM | 1 | WHITE'S RIVERSIDE FARM | B | 02 | DISINFECT/HYPOCHLORIN
6296310 | ABOVE & BEYOND DAYCARE CENTER | 1 | ABOVE & BEYOND PLANT | B | 02 | DISINFECT/HYPOCHLORIN
6296312 | FIRST UNITED METHODIST CHURCH OF LUTZ | 1 | METHODIST CHURCH PLANT 1 | B | 02 | DISINFECT/HYPOCHLORIN
6296314 | NORTH TAMPA CHURCH OF CHRIST | 1 | NORTH TAMPA CHURCH OF CHRIST | E | 25 | T-O CTRL/ION EXCHANGE
6296314 | NORTH TAMPA CHURCH OF CHRIST | 1 | NORTH TAMPA CHURCH OF CHRIST | B | 02 | DISINFECT/HYPOCHLORIN
6296314 | NORTH TAMPA CHURCH OF CHRIST | 1 | NORTH TAMPA CHURCH OF CHRIST | E | 23 | T-O CTRL/GAC ADDITION
6296315 | WILLIAMSON HIGGINS DAIRY FARM | 1 | HIGGINS DAIRY FARM WORKER HOUS | B | 02 | DISINFECT/HYPOCHLORIN
6296317 | SKIPPER MHP | 1 | SKIPPER'S MHP | B | 02 | DISINFECT/HYPOCHLORIN
6296321 | TOM LEE COMMUNITY HEALTH CENTER | 1 | TOM LEE COMMUNITY HEALTH CENTE | B | 02 | DISINFECT/HYPOCHLORIN
6296322 | THE CRAB HUT | 1 | THE CRAB HUT | B | 02 | DISINFECT/HYPOCHLORIN
6296323 | SANWAY FARMS WALTER HUNTER MLC | 1 | SANWAY FARMS, INC | B | 02 | DISINFECT/HYPOCHLORIN
6296323 | SANWAY FARMS WALTER HUNTER MLC | 2 | SAN WAY FARMS- PLANT | B | 02 | DISINFECT/HYPOCHLORIN
6296323 | SANWAY FARMS WALTER HUNTER MLC | 1 | SANWAY FARMS, INC | H | 25 | SOFTENING/ION EXCHANGE
6296324 | SPIVEY FARMS | 1 | SPIVEY FARMS | H | 25 | SOFTENING/ION EXCHANGE
6296324 | SPIVEY FARMS | 1 | SPIVEY FARMS | B | 02 | DISINFECT/HYPOCHLORIN
6296325 | BROOKWOOD SUBDIVISION | 1 | MASTER METER - CONSECUTIVE | A |  | NO TRTMT
6296326 | AUTOZONE AT PLANT CITY #3825 | 1 | AUTO ZONE | B | 02 | DISINFECT/HYPOCHLORIN
6296327 | MLK FOOD MART | 1 | MLK FOOD MART | B | 02 | DISINFECT/HYPOCHLORIN
6296329 | JOHN'S BUTCHER SHOP | 1 | JOHN'S BUTCHER SHOP PLANT | B | 02 | DISINFECT/HYPOCHLORIN
6296329 | JOHN'S BUTCHER SHOP | 1 | JOHN'S BUTCHER SHOP PLANT | E | 25 | T-O CTRL/ION EXCHANGE
6296330 | I-4 SOUTH WEIGHT IN MOTION WTP | 1 | SOUTH WIM PLANT | B | 02 | DISINFECT/HYPOCHLORIN
6296331 | I-4 NORTH WEIGHT IN MOTION STATION | 1 | I 4 WEIGHT IN MOTION STATION N | B | 02 | DISINFECT/HYPOCHLORIN
6296331 | I-4 NORTH WEIGHT IN MOTION STATION | 1 | I 4 WEIGHT IN MOTION STATION N | G | 30 | IRON RMVL/GREENSAND FILTR
6296333 | HCS/STRAWBERRY CREST HIGH/BAILEY ELEM | 1 | STRAWBERRY CREST HIGH/BAILEY | S | 41 | ARSENIC REMOVAL/ADSORPTIVE MEDIA
6296333 | HCS/STRAWBERRY CREST HIGH/BAILEY ELEM | 1 | STRAWBERRY CREST HIGH/BAILEY | E | 20 | T-O CTRL/AERATION
6296333 | HCS/STRAWBERRY CREST HIGH/BAILEY ELEM | 1 | STRAWBERRY CREST HIGH/BAILEY | G | 18 | IRON RMVL/SEQUESTATION
6296333 | HCS/STRAWBERRY CREST HIGH/BAILEY ELEM | 1 | STRAWBERRY CREST HIGH/BAILEY | B | 02 | DISINFECT/HYPOCHLORIN
6296334 | CINCO SOCCER | 1 | CINCO SOCCER | B | 02 | DISINFECT/HYPOCHLORIN
6296336 | DIEHL FARM WORKER HOUSING | 1 | DIEHL FARM WORK HOUSING | B | 02 | DISINFECT/HYPOCHLORIN
6296336 | DIEHL FARM WORKER HOUSING | 1 | DIEHL FARM WORK HOUSING | E | 25 | T-O CTRL/ION EXCHANGE
6296336 | DIEHL FARM WORKER HOUSING | 1 | DIEHL FARM WORK HOUSING | E | 23 | T-O CTRL/GAC ADDITION
6296337 | FAMILY DOLLAR STORE #8087 | 1 | FAMILY DOLLAR STORE | B | 02 | DISINFECT/HYPOCHLORIN
6296338 | DOLLAR GENERAL STORE #11398 | 1 | DOLLAR STORE | B | 02 | DISINFECT/HYPOCHLORIN
6296340 | RACETRAC #698 | 1 | RACETRAC | B | 02 | DISINFECT/HYPOCHLORIN
6296343 | R & W FARMS LLC | 1 | NORTH PLANT | B | 02 | DISINFECT/HYPOCHLORIN
6296344 | FISHHAWK SPORTING CLAYS | 1 | FISHHAWK SPORTING CLAYS | B | 02 | DISINFECT/HYPOCHLORIN
6296345 | AMVET POST 26 | 1 | AMVET POST 26 | B | 02 | DISINFECT/HYPOCHLORIN
6296348 | MOSAIC FERTILIZER, LLC CENTRAL SCREENING | 1 | CENTRAL SCREENING | B | 02 | DISINFECT/HYPOCHLORIN
6296351 | TAMPA REFORMED BAPTIST CHURCH/FREE GRACE | 1 | TAMPA REFORMED BAPTIST CHURCH | B | 02 | DISINFECT/HYPOCHLORIN
6296352 | THOMAS A. DIGERONIMO, MD, PA | 1 | PLANT | B | 02 | DISINFECT/HYPOCHLORIN
6296353 | JURASSIC VALLEY LLC, DINOSAUR WORLD INC | 1 | JURASSIC VALLY LLC, DINOSAUR | B | 02 | DISINFECT/HYPOCHLORIN
6296354 | EASTPORT INDUSTRIAL PARK | 1 | INTERCONNECT WITH 6290327 | A |  | NO TRTMT
6296355 | MILEY ROAD FARM WORKER HOUSING | 1 | MILEY ROAD FARM WORKER HOUSING | B | 02 | DISINFECT/HYPOCHLORIN
6296356 | BONITA BAY | 1 | BONITA BAY PLANT | B | 02 | DISINFECT/HYPOCHLORIN
6296356 | BONITA BAY | 2 | BONITA BAY-NEW PLANT | R | 25 | RADS RMVL/ION EXCHANGE
6296356 | BONITA BAY | 2 | BONITA BAY-NEW PLANT | B | 02 | DISINFECT/HYPOCHLORIN
6296358 | FIRST CHRISTIAN CHURCH OF SUN CITY CTR | 1 | FIRST CHRISTIAN CHURCH | B | 02 | DISINFECT/HYPOCHLORIN
6296359 | TOMATO THYME | 1 | TOMATO THYME | R | 25 | RADS RMVL/ION EXCHANGE
6296359 | TOMATO THYME | 1 | TOMATO THYME | F | 23 | ORGN-RMVL/GAC ADDITION
6296359 | TOMATO THYME | 1 | TOMATO THYME | E | 20 | T-O CTRL/AERATION
6296359 | TOMATO THYME | 1 | TOMATO THYME | B | 02 | DISINFECT/HYPOCHLORIN
6296360 | STRAWBERRY ACHERY CAFE | 1 | DOVER RETAIL | G | 18 | IRON RMVL/SEQUESTATION
6296360 | STRAWBERRY ACHERY CAFE | 1 | DOVER RETAIL | B | 02 | DISINFECT/HYPOCHLORIN
6296361 | CHIEF TALLAHASSEE PARK | 1 | CHIEF TALLAHASSEE PARK | B | 02 | DISINFECT/HYPOCHLORIN
6296362 | IGLESIA CRISTIANA PACTO DE FE | 1 | IGLESIA CRISTIANA PACTO DE FE | B | 02 | DISINFECT/HYPOCHLORIN
6296363 | HAVEN BEND | 1 | HAVEN BEND-INTERCONNECT6290787 | A |  | NO TRTMT
6296364 | BRAHMAN MHP | 1 | RICHARD HIGGINS MHP | B | 02 | DISINFECT/HYPOCHLORIN
6296365 | ACADEMY OF MONTESSORI INTERNATIONAL | 1 | ACADEMY OF MONTESSORI | E | 25 | T-O CTRL/ION EXCHANGE
6296365 | ACADEMY OF MONTESSORI INTERNATIONAL | 1 | ACADEMY OF MONTESSORI | B | 02 | DISINFECT/HYPOCHLORIN
6296365 | ACADEMY OF MONTESSORI INTERNATIONAL | 1 | ACADEMY OF MONTESSORI | Z | 29 | OTHER/CARTRIDGE FILTR
6296366 | GLOVER SCHOOL | 1 | GLOVER SCHOOL | B | 02 | DISINFECT/HYPOCHLORIN
6296367 | JOHNSON FAMILY FARMS PRODUCE | 1 | JOHNSON FAMILY FARM PRODUCE | B | 02 | DISINFECT/HYPOCHLORIN
6296368 | CELM/HILLSBOROUGH COUNTY FAIRGROUNDS | 1 | HILLSBOROUGH COUNTY FAIRGROUND | B | 02 | DISINFECT/HYPOCHLORIN
6296371 | BISHOP MLC | 1 | BISHOP MLC | D | 18 | CORR-CTRL/SEQUESTATION
6296371 | BISHOP MLC | 1 | BISHOP MLC | B | 02 | DISINFECT/HYPOCHLORIN
6296371 | BISHOP MLC | 1 | BISHOP MLC | R | 25 | RADS RMVL/ION EXCHANGE
6296372 | RUTH MORRIS MLC | 1 | RUTH MORRIS MLC | B | 02 | DISINFECT/HYPOCHLORIN
6296373 | PREVAIL PEST CONTROL | 1 | PREVAIL PEST CONTROL | B | 02 | DISINFECT/HYPOCHLORIN
6296374 | CORDOBA RANCH AMENITY CENTER | 1 | CORDOBA RANCH AMENITY CENTER | B | 02 | DISINFECT/HYPOCHLORIN
6296376 | GRACE CHRISTIAN SCHOOL - GYM | 1 | GYMNASIUM/EAST WELL | B | 02 | DISINFECT/HYPOCHLORIN
6296377 | GENERAL RV SALES CENTER | 1 | GENERAL RV SALES CENTER | B | 02 | DISINFECT/HYPOCHLORIN
6296378 | INDEPENDENCE ACADEMY | 1 | INDEPENDENCE ACADEMY | E | 23 | T-O CTRL/GAC ADDITION
6296378 | INDEPENDENCE ACADEMY | 1 | INDEPENDENCE ACADEMY | B | 02 | DISINFECT/HYPOCHLORIN
6296380 | ANTIOCH FOOD STORE | 1 | ANTIOCH FOOD STORE | B | 02 | DISINFECT/HYPOCHLORIN
6296381 | MONTESSORI CASA DEI BAMBINI | 1 | MONTESSORI CASA DEI BAMBINI | B | 02 | DISINFECT/HYPOCHLORIN
6296382 | CROSS CREEK RANCH | 1 | CROSS CREEK OFFICE & BATHROOMS | B | 02 | DISINFECT/HYPOCHLORIN
6296383 | SKY ATHLETIX | 1 | SKY ATHLETIX | B | 02 | DISINFECT/HYPOCHLORIN
6296384 | MCDONALD'S #4514 | 1 | MCDONALDS #10378 | B | 02 | DISINFECT/HYPOCHLORIN
6296385 | LOTUS POND CENTER FOR YOGA AND HEALTH | 1 | LOTUS POND PLANT | B | 02 | DISINFECT/HYPOCHLORIN
6296386 | DOLLAR GENERAL STORE #15583 | 1 | DOLLAR GENERAL STORE #15583 | B | 02 | DISINFECT/HYPOCHLORIN
6296387 | EXTRAORDINARY LIFE CHURCH | 1 | EXTRAORDINARY LIFE CHURCH | B | 02 | DISINFECT/HYPOCHLORIN
6296387 | EXTRAORDINARY LIFE CHURCH | 1 | EXTRAORDINARY LIFE CHURCH | H | 25 | SOFTENING/ION EXCHANGE
6296387 | EXTRAORDINARY LIFE CHURCH | 1 | EXTRAORDINARY LIFE CHURCH | G | 29 | IRON RMVL/CARTRIDGE FILTR
6296388 | ALBRITTON LABOR CAMP | 1 | ALBRITTON WATER PLANT | B | 02 | DISINFECT/HYPOCHLORIN
6296389 | SHERWOOD MHP WEST | 1 | SHERWOOD MHP WEST | B | 02 | DISINFECT/HYPOCHLORIN
6296392 | FRIENDS AND FAMILY CHURCH | 1 | FRIENDS AND FAMILY CHURCH | B | 02 | DISINFECT/HYPOCHLORIN
6296393 | QUAN AM BUDDHIST TEMPLE | 1 | QUAN AM BUDDHIST TEMPLE | B | 02 | DISINFECT/HYPOCHLORIN
6296394 | CANOE OUTPOST | 1 | CANOE OUTPOST | B | 02 | DISINFECT/HYPOCHLORIN
6296394 | CANOE OUTPOST | 1 | CANOE OUTPOST | E | 20 | T-O CTRL/AERATION
6296396 | BAYAAN ACADEMY | 1 | BAYAAN ACADEMY | B | 02 | DISINFECT/HYPOCHLORIN
6296396 | BAYAAN ACADEMY | 1 | BAYAAN ACADEMY | R | 25 | RADS RMVL/ION EXCHANGE
6296397 | NORTH POINTE CHURCH | 1 | NORTH POINTE CHURCH | B | 02 | DISINFECT/HYPOCHLORIN
6296399 | SWEET LIFE FARMS | 1 | SWEET LIFE FARMS LABOR CAMP | B | 02 | DISINFECT/HYPOCHLORIN
6296400 | TAMPA GENERAL HOSPITAL | 4 | INTERCONNECT-K1202 BAYSHORE | B | 03 | DISINFECT/CHLORINEDIOX
6296400 | TAMPA GENERAL HOSPITAL | 1 | INTERCONNECT-F323A E PAVILION | B | 03 | DISINFECT/CHLORINEDIOX
6296400 | TAMPA GENERAL HOSPITAL | 2 | INTERCONNECT-D131 W PAVILION | B | 03 | DISINFECT/CHLORINEDIOX
6296400 | TAMPA GENERAL HOSPITAL | 3 | INTERCONNECT-R216B REHAB | B | 03 | DISINFECT/CHLORINEDIOX
6296401 | MOTT ROAD FARM WORKER HOUSING | 1 | MOTT ROAD FARM WOKER HOUSING | S | 41 | ARSENIC REMOVAL/ADSORPTIVE MEDIA
6296401 | MOTT ROAD FARM WORKER HOUSING | 1 | MOTT ROAD FARM WOKER HOUSING | B | 02 | DISINFECT/HYPOCHLORIN
6296402 | UNITY OF NORTH TAMPA | 1 | UNITY NORTH TAMPA | B | 02 | DISINFECT/HYPOCHLORIN
6296403 | GENERAL RV SERVICE CENTER | 1 | GENERAL RV SERVICE CENTER | G | 23 | IRON RMVL/GAC ADDITION
6296403 | GENERAL RV SERVICE CENTER | 1 | GENERAL RV SERVICE CENTER | B | 02 | DISINFECT/HYPOCHLORIN
6296404 | DOLLAR GENERAL STORE #18604 | 1 | DOLLAR GENERAL STORE #18604 | B | 02 | DISINFECT/HYPOCHLORIN
6296405 | TAMPA RV ONE SUPERSTORE WELL #1 (EAST) | 1 | TAMPA RV ONE SUPERSTORE #1 | B | 02 | DISINFECT/HYPOCHLORIN
6296406 | AIRSTREAM OF TAMPA | 1 | AIRSTREAM OF TAMPA | B | 02 | DISINFECT/HYPOCHLORIN
6296407 | IMPERIAL OAKS | 1 | IMPERIAL OAKS | A |  | NO TRTMT
6296408 | MATHIS FARMS FARM WORKER HOUSING | 1 | MATHIS FARM WORKER HOUSING | B | 02 | DISINFECT/HYPOCHLORIN
6296409 | M & G BERRY LABOR CAMP | 1 | M & G BERRY LABOR CAMP | B | 02 | DISINFECT/HYPOCHLORIN
6296410 | DOLLAR GENERAL STORE #19629 | 1 | DOLLAR GENERAL STORE #19629 | B | 02 | DISINFECT/HYPOCHLORIN
6296412 | DOLLAR GENERAL STORE #20163 | 1 | DOLLAR GENERAL STORE #20163 | B | 02 | DISINFECT/HYPOCHLORIN
6296413 | CIRCLE K STORE #2709708 | 1 | CIRCLE K STORE | E | 29 | T-O CTRL/CARTRIDGE FILTR
6296413 | CIRCLE K STORE #2709708 | 1 | CIRCLE K STORE | B | 02 | DISINFECT/HYPOCHLORIN
6296413 | CIRCLE K STORE #2709708 | 1 | CIRCLE K STORE | E | 25 | T-O CTRL/ION EXCHANGE
6296414 | PARALLEL WIMAUMA | 1 | PARALLEL WIMAUMA | B | 02 | DISINFECT/HYPOCHLORIN
6296415 | LOOP FARM MCL | 1 | LOOP FARM MCL | E | 41 | T-O CTRL/ADSORPTIVE MEDIA
6296415 | LOOP FARM MCL | 1 | LOOP FARM MCL | B | 02 | DISINFECT/HYPOCHLORIN
6296416 | GRACELAND ESTATES | 1 | MASTER METER | A |  | NO TRTMT
6296417 | CREEKSIDE CHURCH | 1 | CREEKSIDE CHURCH | B | 02 | DISINFECT/HYPOCHLORIN
6296417 | CREEKSIDE CHURCH | 1 | CREEKSIDE CHURCH | G | 29 | IRON RMVL/CARTRIDGE FILTR
6296418 | MCINTOSH PLAZA | 1 | MCINTOSH PLAZA | G | 29 | IRON RMVL/CARTRIDGE FILTR
6296418 | MCINTOSH PLAZA | 1 | MCINTOSH PLAZA | B | 02 | DISINFECT/HYPOCHLORIN
6296419 | CAREY ROAD AG HOUSING SOLUTIONS | 1 | CAREY ROAD PROJECT AG HOUSING | B | 02 | DISINFECT/HYPOCHLORIN
6296421 | CYPRESS CAY PRESERVE MASTER ASSOCIATION | 1 | MASTER METER | A |  | NO TRTMT
6296422 | FL PACIFIC FARMS FARM WORKER HOUSING | 1 | FLORIDA PACIFIC LANE CAMP | B | 02 | DISINFECT/HYPOCHLORIN
6296423 | MISION LAGO | 1 | PLANT 1 | B | 02 | DISINFECT/HYPOCHLORIN
6296423 | MISION LAGO | 1 | PLANT 1 | E | 41 | T-O CTRL/ADSORPTIVE MEDIA
6296423 | MISION LAGO | 1 | PLANT 1 | G | 23 | IRON RMVL/GAC ADDITION
6296424 | HUNGRY HOWIE'S PIZZA | 1 | HUNGRY HOWIE'S PIZZA | B | 02 | DISINFECT/HYPOCHLORIN
6296427 | DOLLAR GENERAL STORE #22981 | 1 | DOLLAR GENERAL PLANT | B | 02 | DISINFECT/HYPOCHLORIN
6296429 | ENTERPRISE LEASING FACILITY #4209 | 1 | ENTERPRISE PLANT | B | 02 | DISINFECT/HYPOCHLORIN
6296430 | SUNDANCE GROWERS INC | 1 | SUNDANCE GROWERS INC PLANT | B | 02 | DISINFECT/HYPOCHLORIN
6382055 | WILLISTON WTP | 4 | WILLISTON AIRPORT | B | 02 | DISINFECT/HYPOCHLORIN
6382055 | WILLISTON WTP | 1 | WILLISTON WTP #1 | B | 02 | DISINFECT/HYPOCHLORIN
6382055 | WILLISTON WTP | 3 | WILLISTON WTP #3 | B | 02 | DISINFECT/HYPOCHLORIN
6382055 | WILLISTON WTP | 2 | WILLISTON WTP #2 | B | 02 | DISINFECT/HYPOCHLORIN
6382056 | TOWN OF INGLIS | 1 | INGLIS WTP | Z | 26 | OTHER/REVERSE OSMOSIS
6382056 | TOWN OF INGLIS | 1 | INGLIS WTP | G | 30 | IRON RMVL/GREENSAND FILTR
6382056 | TOWN OF INGLIS | 1 | INGLIS WTP | Z | 19 | OTHER/PH ADJUSTMENT
6382056 | TOWN OF INGLIS | 1 | INGLIS WTP | D | 36 | CORR-CTRL/CORROSION INHIB
6382056 | TOWN OF INGLIS | 1 | INGLIS WTP | B | 02 | DISINFECT/HYPOCHLORIN
6382106 | DRIFTWOOD MHP | 1 | DRIFTWOOD TRAILER PARK | B | 02 | DISINFECT/HYPOCHLORIN
6382108 | INGLEWOOD ESTATES MH SD | 1 | INGLEWOOD | B | 02 | DISINFECT/HYPOCHLORIN
6382108 | INGLEWOOD ESTATES MH SD | 1 | INGLEWOOD | G | 18 | IRON RMVL/SEQUESTATION
6382112 | EMERALD COVE RV RESORT | 1 | EMERALD COVE RV RESORT | B | 02 | DISINFECT/HYPOCHLORIN
6382116 | YANKEETOWN WTP | 1 | YANKEETOWN | Z | 28 | OTHER/PACKED TWR-AERA
6382116 | YANKEETOWN WTP | 1 | YANKEETOWN | C | 29 | PART-RMVL/CARTRIDGE FILTR
6382116 | YANKEETOWN WTP | 1 | YANKEETOWN | Z | 14 | OTHER/RAPID SAND FIL
6382116 | YANKEETOWN WTP | 1 | YANKEETOWN | B | 02 | DISINFECT/HYPOCHLORIN
6382116 | YANKEETOWN WTP | 1 | YANKEETOWN | F | 26 | ORGN-RMVL/REVERSE OSMOSIS
6382116 | YANKEETOWN WTP | 1 | YANKEETOWN | G | 20 | IRON RMVL/AERATION
6382116 | YANKEETOWN WTP | 1 | YANKEETOWN | D | 18 | CORR-CTRL/SEQUESTATION
6382119 | WITHLACHOOCHEE MOTEL | 1 | INGLIS | B | 02 | DISINFECT/HYPOCHLORIN
6382121 | EMERALD COVE TAVERN(THE BUOY BAR) | 1 | EMERALD COVE TAVERN | B | 02 | DISINFECT/HYPOCHLORIN
6382217 | PALM POINT SUBDIVISION | 1 | INGLIS | B | 02 | DISINFECT/HYPOCHLORIN
6382242 | OAK AVENUE WATER SYSTEM | 1 | OAK AVE WATER PLANT | B | 02 | DISINFECT/HYPOCHLORIN
6384605 | DUMAL TR PK | 1 | DUMAL TP | B | 02 | DISINFECT/HYPOCHLORIN
6384606 | WITHLACOOCHEE BACKWATER MHP | 1 | WITHLACOOCHEE BACKWATER MHP | B | 02 | DISINFECT/HYPOCHLORIN
6384606 | WITHLACOOCHEE BACKWATER MHP | 1 | WITHLACOOCHEE BACKWATER MHP | G | 10 | IRON RMVL/COAGULATION
6384607 | OUT OF TOWNERS | 1 | OUT OF TOWNERS | B | 02 | DISINFECT/HYPOCHLORIN
6384608 | INGLIS COUNTRYSIDE VILLAS | 1 | INGLIS COUNTRYSIDE VILLAS | G | 10 | IRON RMVL/COAGULATION
6384608 | INGLIS COUNTRYSIDE VILLAS | 1 | INGLIS COUNTRYSIDE VILLAS | B | 02 | DISINFECT/HYPOCHLORIN
6384608 | INGLIS COUNTRYSIDE VILLAS | 1 | INGLIS COUNTRYSIDE VILLAS | H | 25 | SOFTENING/ION EXCHANGE
6384609 | CIRCLE DRIVE | 1 | CIRCLE DRIVE | B | 02 | DISINFECT/HYPOCHLORIN
6384610 | VILLAGE PINES MHC & RV CAMPGROUND | 1 | VILLAGE PINE CAMPGROUND | B | 02 | DISINFECT/HYPOCHLORIN
6384611 | BUDDY'S LAKESIDE PARK | 2 | BUDDY'S LAKESIDE PARK #2 (N) | B | 02 | DISINFECT/HYPOCHLORIN
6384611 | BUDDY'S LAKESIDE PARK | 1 | BUDDY'S LAKESIDE PARK #1 (S) | B | 02 | DISINFECT/HYPOCHLORIN
6384612 | DAN'S MHP | 1 | DAN'S ADULT MHP | B | 02 | DISINFECT/HYPOCHLORIN
6384613 | LEVY COUNTY STATE BANK | 1 | LEVY COUNTY STATE BANK | B | 02 | DISINFECT/HYPOCHLORIN
6384613 | LEVY COUNTY STATE BANK | 1 | LEVY COUNTY STATE BANK | C | 14 | PART-RMVL/RAPID SAND FIL
6384614 | FILTHY MCNASTY'S | 1 | FILTHY MCNASTY'S | A |  | NO TRTMT
6384615 | VFW 8698 | 1 | VFW 8698 | A |  | NO TRTMT
6384616 | CIRCLE K 7229 | 1 | CIRCLE K 7229 | B | 02 | DISINFECT/HYPOCHLORIN
6384616 | CIRCLE K 7229 | 1 | CIRCLE K 7229 | G | 10 | IRON RMVL/COAGULATION
6384617 | INGLIS COMMUNITY CENTER | 1 | INGLIS COMMUNITY CENTER | B | 02 | DISINFECT/HYPOCHLORIN
6384618 | CIRCLE K #7234 | 1 |  | B | 02 | DISINFECT/HYPOCHLORIN
6384619 | WAGON WHEEL MHP | 1 | WAGONWHEEL MHP | B | 02 | DISINFECT/HYPOCHLORIN
6384620 | LAKE JOHNSON ESTATES | 1 | LAKE JOHNSON ESTATES | B | 02 | DISINFECT/HYPOCHLORIN
6384621 | FLORIDA SHERIFFS YOUTH RANCH CARUTH CAMP | 1 | CARUTH CAMP WELL | B | 02 | DISINFECT/HYPOCHLORIN
6384621 | FLORIDA SHERIFFS YOUTH RANCH CARUTH CAMP | 1 | CARUTH CAMP WELL | D | 18 | CORR-CTRL/SEQUESTATION
6384622 | JOCO OF GULF HAMMOCK | 1 | MAQ EXPRESS | B | 02 | DISINFECT/HYPOCHLORIN
6384623 | QUICK KING #17 | 1 | QUICK KING #17 | B | 02 | DISINFECT/HYPOCHLORIN
6384624 | LARGO'S | 1 | LARGO'S | B | 02 | DISINFECT/HYPOCHLORIN
6384625 | WILLISTON HIGHLANDS GOLF & C.C. | 1 | WILLISTON HIGHLANDS | B | 02 | DISINFECT/HYPOCHLORIN
6384626 | HUDSON JIFFY #1121 | 1 | HUDSON JIFFY 1121 | B | 02 | DISINFECT/HYPOCHLORIN
6384627 | LIL FOOD RANCH #1 | 1 | WELL1 | B | 02 | DISINFECT/HYPOCHLORIN
6384628 | GULF HAMMOCK FISHING CLUB | 1 | GULF HAMMOCK FISHING CLUB | B | 02 | DISINFECT/HYPOCHLORIN
6384628 | GULF HAMMOCK FISHING CLUB | 1 | GULF HAMMOCK FISHING CLUB | G | 29 | IRON RMVL/CARTRIDGE FILTR
6384629 | D&M CORNER STORE | 1 | D&M CORNER STORE | B | 02 | DISINFECT/HYPOCHLORIN
6384630 | FROGS BBQ | 1 | FROG'S PLACE WTP | B | 02 | DISINFECT/HYPOCHLORIN
6384631 | HENRY BECK PARK | 1 | HENRY BECK PARK | B | 02 | DISINFECT/HYPOCHLORIN
6384632 | GATOR HOLE RESTAURANT AND PUB, THE | 1 |  | A |  | NO TRTMT
6384633 | KINGDOM HALL JEHOVAH WITNESSES | 1 |  | B | 02 | DISINFECT/HYPOCHLORIN
6384634 | CANNON OAKS MHP | 2 | PLANT #2 (SOUTH-BACKUP) | B | 02 | DISINFECT/HYPOCHLORIN
6384634 | CANNON OAKS MHP | 1 | PLANT #1 (NORTH-PRIMARY) | B | 02 | DISINFECT/HYPOCHLORIN
6384635 | DEVILS DEN | 1 | DEVILS DEN PLANT | B | 02 | DISINFECT/HYPOCHLORIN
6410182 | BRADENTON CITY OF | 1 | BRADENTON WATER PLANT | C | 10 | PART-RMVL/COAGULATION
6410182 | BRADENTON CITY OF | 1 | BRADENTON WATER PLANT | C | 14 | PART-RMVL/RAPID SAND FIL
6410182 | BRADENTON CITY OF | 1 | BRADENTON WATER PLANT | E | 23 | T-O CTRL/GAC ADDITION
6410182 | BRADENTON CITY OF | 1 | BRADENTON WATER PLANT | D | 36 | CORR-CTRL/CORROSION INHIB
6410182 | BRADENTON CITY OF | 1 | BRADENTON WATER PLANT | B | 04 | DISINFECT/CHLORAMINES
6410182 | BRADENTON CITY OF | 1 | BRADENTON WATER PLANT | D | 18 | CORR-CTRL/SEQUESTATION
6410247 | FRIENDLY INN | 1 |  | B | 02 | DISINFECT/HYPOCHLORIN
6410295 | CHRISTIAN RETREAT CAMPGROUND | 1 | CHRISTIAN RETREAT | E | 20 | T-O CTRL/AERATION
6410295 | CHRISTIAN RETREAT CAMPGROUND | 1 | CHRISTIAN RETREAT | B | 01 | DISINFECT/GASEOUS CHLORIN
6410322 | PALMETTO WATER DEPT | 1 | MCPUD/PALMETTO WATER(MANATEE) | A |  | NO TRTMT
6410382 | COUNTRY FAIR | 1 | COUNTRY FAIR WELL | B | 02 | DISINFECT/HYPOCHLORIN
6410504 | EATONS RESTAURANT | 1 |  | B | 02 | DISINFECT/HYPOCHLORIN
6410542 | JOEY'S PIZZA (FKA.GAMBINO'S PIZZA) | 1 | TEJANO CLUB | E | 20 | T-O CTRL/AERATION
6410542 | JOEY'S PIZZA (FKA.GAMBINO'S PIZZA) | 1 | TEJANO CLUB | B | 02 | DISINFECT/HYPOCHLORIN
6410892 | JIGGS LANDING FISH CAMP | 1 | JIGGS WELL | B | 02 | DISINFECT/HYPOCHLORIN
6411054 | LAZY ACRE TR PK | 1 | LAZY ACRE WELL | B | 02 | DISINFECT/HYPOCHLORIN
6411074 | PIX PLACE | 1 |  | B | 02 | DISINFECT/HYPOCHLORIN
6411078 | LINGER LODGE TR TRAILER PARK | 1 | LINGER LODGE | B | 02 | DISINFECT/HYPOCHLORIN
6411078 | LINGER LODGE TR TRAILER PARK | 1 | LINGER LODGE | E | 20 | T-O CTRL/AERATION
6411078 | LINGER LODGE TR TRAILER PARK | 1 | LINGER LODGE | H | 25 | SOFTENING/ION EXCHANGE
6411098 | TOWN OF LONGBOAT KEY | 1 | CHLORINE BOOSTER MID KEY | B | 04 | DISINFECT/CHLORAMINES
6411098 | TOWN OF LONGBOAT KEY | 2 | CHLORINE BOOSTER SOUTH KEY | B | 04 | DISINFECT/CHLORAMINES
6411100 | YUM YUM STATION | 1 |  | B | 02 | DISINFECT/HYPOCHLORIN
6411132 | MANATEE COUNTY UTILITIES DEPT | 1 | 17915 WATERLINE ROAD | D | 36 | CORR-CTRL/CORROSION INHIB
6411132 | MANATEE COUNTY UTILITIES DEPT | 1 | 17915 WATERLINE ROAD | B | 04 | DISINFECT/CHLORAMINES
6411132 | MANATEE COUNTY UTILITIES DEPT | 1 | 17915 WATERLINE ROAD | C | 10 | PART-RMVL/COAGULATION
6411132 | MANATEE COUNTY UTILITIES DEPT | 1 | 17915 WATERLINE ROAD | C | 12 | PART-RMVL/SEDIMENTATION
6411132 | MANATEE COUNTY UTILITIES DEPT | 1 | 17915 WATERLINE ROAD | C | 14 | PART-RMVL/RAPID SAND FIL
6411132 | MANATEE COUNTY UTILITIES DEPT | 1 | 17915 WATERLINE ROAD | Z | 27 | OTHER/FLUORIDATION
6411132 | MANATEE COUNTY UTILITIES DEPT | 1 | 17915 WATERLINE ROAD | Z | 20 | OTHER/AERATION
6411132 | MANATEE COUNTY UTILITIES DEPT | 1 | 17915 WATERLINE ROAD | Z | 21 | OTHER/PAC ADDITION
6411132 | MANATEE COUNTY UTILITIES DEPT | 1 | 17915 WATERLINE ROAD | D | 37 | CORR-CTRL/ALKALINITY ADJ.
6411132 | MANATEE COUNTY UTILITIES DEPT | 1 | 17915 WATERLINE ROAD | E | 23 | T-O CTRL/GAC ADDITION
6411132 | MANATEE COUNTY UTILITIES DEPT | 1 | 17915 WATERLINE ROAD | C | 11 | PART-RMVL/FLOCCULATION
6411242 | MYAKKA CITY GROCERY | 1 | MYAKKA CITY GROCERY | B | 02 | DISINFECT/HYPOCHLORIN
6411336 | PALMETTO PINES GOLF COURSE | 1 | PALMETTO PINES GOLF COURSE | B | 02 | DISINFECT/HYPOCHLORIN
6411338 | MIRACLE FARMS MIGRANT LABOR | 1 | BEEFSTEAK 1 MIGRANT LABOR | B | 02 | DISINFECT/HYPOCHLORIN
6411373 | SIX L'S FARM OP 15 FARM 3 SITE 4 | 1 | SIX L'S OP 15 FARM 3 SITE 4 | B | 02 | DISINFECT/HYPOCHLORIN
6411432 | GALAXY MOTEL& STARVIN MARVIN | 1 | GALAXY MOTEL WELL | B | 02 | DISINFECT/HYPOCHLORIN
6411600 | SCHOOL LABOR CAMP | 1 | SCHOOL MLC | B | 02 | DISINFECT/HYPOCHLORIN
6411627 | LA PLACITA MEXICANA | 1 | LA PLACITA MEXICANA | B | 20 | DISINFECT/AERATION
6411627 | LA PLACITA MEXICANA | 1 | LA PLACITA MEXICANA | B | 02 | DISINFECT/HYPOCHLORIN
6411628 | CIRCLE K STORE #7284 | 1 | CIRCLE K #7284 WELL | B | 02 | DISINFECT/HYPOCHLORIN
6411725 | STELLAS BAR | 1 | STELLA'S BAR | B | 02 | DISINFECT/HYPOCHLORIN
6411785 | MILLCREEK FARMS | 1 | MILLCREEK FARMS WATER | B | 01 | DISINFECT/GASEOUS CHLORIN
6411930 | ACTION TIRE & ROAD SERVICE | 1 | ACTION TIRE WELL | A |  | NO TRTMT
6411994 | WINTERSET TRAVEL TRAILER PARK | 1 | WINTERSET TRAVEL TRAILER PARK | E | 20 | T-O CTRL/AERATION
6411994 | WINTERSET TRAVEL TRAILER PARK | 1 | WINTERSET TRAVEL TRAILER PARK | B | 02 | DISINFECT/HYPOCHLORIN
6412169 | COUNTRY CLUB HEIGHTS | 1 |  | B | 02 | DISINFECT/HYPOCHLORIN
6412417 | NEW START MINISTRIES | 1 | NEW START MINISTRIES | B | 02 | DISINFECT/HYPOCHLORIN
6412418 | SUNNY SHORE WATER COMPANY | 1 | CORTEZ FLA(MANATEE CO WATER ) | A |  | NO TRTMT
6412419 | COLONY COVE | 1 | COLONY COVE WATER PLANT | B | 01 | DISINFECT/GASEOUS CHLORIN
6412420 | SIX L'S FARM OP 15 FARM 3 SITE 3 | 1 | SIX L'S OP 15 FARM 3 SITE3 | B | 02 | DISINFECT/HYPOCHLORIN
6412422 | PARRISH MIGRANT FACILITY | 1 | PARRISH MIGRANT FACILITY | B | 02 | DISINFECT/HYPOCHLORIN
6412423 | SILVER STAR EAST CONVENIENT | 1 | DAVE'S MINI MART | B | 02 | DISINFECT/HYPOCHLORIN
6412424 | MYAKKA MARKET | 1 | MYAKKA DINER | B | 02 | DISINFECT/HYPOCHLORIN
6412425 | DUETTE ELEMENTARY SCHOOL | 1 | DUETTE SCHOOL | E | 20 | T-O CTRL/AERATION
6412425 | DUETTE ELEMENTARY SCHOOL | 1 | DUETTE SCHOOL | B | 02 | DISINFECT/HYPOCHLORIN
6412426 | BUCKAROO ROADHOUSE (FRMLY FARMER'S INN) | 1 | FARMER'S INN; QUALITY MEATS | B | 02 | DISINFECT/HYPOCHLORIN
6412428 | MYAKKA ELEMENTARY SCHOOL | 1 | MYAKKA CITY ELEMENTARY SCHOOL | E | 20 | T-O CTRL/AERATION
6412428 | MYAKKA ELEMENTARY SCHOOL | 1 | MYAKKA CITY ELEMENTARY SCHOOL | B | 02 | DISINFECT/HYPOCHLORIN
6412429 | PARRISH DEPOT | 1 | PARRISH DEPOT | A |  | NO TRTMT
6412430 | PARRISH RURAL CLINIC | 1 | PARRISH RURAL CLINIC | E | 20 | T-O CTRL/AERATION
6412430 | PARRISH RURAL CLINIC | 1 | PARRISH RURAL CLINIC | B | 02 | DISINFECT/HYPOCHLORIN
6412431 | ROCK INN | 1 | ROCK INN | A |  | NO TRTMT
6412432 | WHISENANT FARMS | 1 | WHISENANT FARMS | B | 02 | DISINFECT/HYPOCHLORIN
6412432 | WHISENANT FARMS | 1 | WHISENANT FARMS | B | 20 | DISINFECT/AERATION
6412433 | RED BARN FLEA MARKET | 1 |  | B | 02 | DISINFECT/HYPOCHLORIN
6412433 | RED BARN FLEA MARKET | 1 |  | Z | 20 | OTHER/AERATION
6412434 | EL GALLO LLC FKA TU OASIS FOOD & FUEL | 1 | TU OASIS (DUETTE) | A |  | NO TRTMT
6412434 | EL GALLO LLC FKA TU OASIS FOOD & FUEL | 1 | TU OASIS (DUETTE) | B | 02 | DISINFECT/HYPOCHLORIN
6412435 | CIRCLE K STORE #7283 | 1 | CIRCL K #7283 | B | 02 | DISINFECT/HYPOCHLORIN
6412436 | STARVIN MARVIN #91 | 1 | STARVIN MARVIN 91 | B | 02 | DISINFECT/HYPOCHLORIN
6412437 | WAFFLE HOUSE RESTAURANT | 1 |  | B | 02 | DISINFECT/HYPOCHLORIN
6412439 | WEST COAST JR ACADEMY/WEE CARE | 1 |  | B | 02 | DISINFECT/HYPOCHLORIN
6412440 | PALMETTO QUICK MART, INC. | 1 | PALMETTO QUICK MART, INC. | B | 02 | DISINFECT/HYPOCHLORIN
6412440 | PALMETTO QUICK MART, INC. | 1 | PALMETTO QUICK MART, INC. | C | 13 | PART-RMVL/SLOW SAND FILTR
6412441 | FOY FARMS MIGRANT LABOR CAMP | 1 | FOY FARMS | B | 02 | DISINFECT/HYPOCHLORIN
6412442 | PARRISH WATER SYSTEM-PARRISH SUPERMARKET | 1 | PARRISH WATER SYSTEM | B | 02 | DISINFECT/HYPOCHLORIN
6412443 | CRAB TRAP RESTAURANT | 1 | CRAB TRAP RESTAURANT | C | 15 | PART-RMVL/PRESS SAND FILT
6412447 | C&A COUNTRY STORE | 1 | MANATEE OIL CO. | B | 02 | DISINFECT/HYPOCHLORIN
6412448 | FLORIDA POWER & LIGHT-MANATEE PLANT | 1 | MANATEE POWER PLANT | B | 02 | DISINFECT/HYPOCHLORIN
6412448 | FLORIDA POWER & LIGHT-MANATEE PLANT | 1 | MANATEE POWER PLANT | Z | 23 | OTHER/GAC ADDITION
6412449 | FLORIDA POWER AND LIGHT/FPL | 1 | FLORIDA POWER AND LIGHT/PLP | B | 02 | DISINFECT/HYPOCHLORIN
6412450 | MARLOW SEAFOOD | 1 | MARLOW SEAFOOD | Z | 20 | OTHER/AERATION
6412450 | MARLOW SEAFOOD | 1 | MARLOW SEAFOOD | B | 02 | DISINFECT/HYPOCHLORIN
6412450 | MARLOW SEAFOOD | 1 | MARLOW SEAFOOD | Z | 15 | OTHER/PRESS SAND FILT
6412451 | PEGGY'S PLACE | 1 | PEGGY'S PLACE | A |  | NO TRTMT
6412452 | PORT STOP #1 | 1 | PORT STOP PLANT | A |  | NO TRTMT
6412454 | DOLLAR GENERAL(F.K.A. Q-DEP) | 1 | FOUR Q-DEP | E | 20 | T-O CTRL/AERATION
6412454 | DOLLAR GENERAL(F.K.A. Q-DEP) | 1 | FOUR Q-DEP | B | 02 | DISINFECT/HYPOCHLORIN
6412455 | BREL INDUSTRIAL CENTER | 1 | BREL CENTER WELL #1 | Z | 20 | OTHER/AERATION
6412455 | BREL INDUSTRIAL CENTER | 1 | BREL CENTER WELL #1 | B | 02 | DISINFECT/HYPOCHLORIN
6412456 | BREL PARK | 1 | BREL PARK WELL #1 | B | 02 | DISINFECT/HYPOCHLORIN
6412456 | BREL PARK | 1 | BREL PARK WELL #1 | Z | 20 | OTHER/AERATION
6412457 | BECK ESTATES | 1 | BECK ESTATES PLANT | A |  | NO TRTMT
6412458 | PALMETTO INDUSTRIAL PARK | 1 | PALMETTO INDUSTRIAL PARK PLANT | A |  | NO TRTMT
6412459 | HAGLE PARK DUPLEXES | 1 | HAGLE PARK DUPLEXES PLANT | B | 02 | DISINFECT/HYPOCHLORIN
6412460 | TAYLOR IND. PK. (CONCRETE PLT) | 1 | TAYLOR INDUSTRIAL PARK PLANT | A |  | NO TRTMT
6412461 | SITE FOOD & GAS | 1 | SITE FOOD & GAS | H | 15 | SOFTENING/PRESS SAND FILT
6412462 | SPENCE WATER SYSTEM | 1 | SPENCE WATER PLANT | A |  | NO TRTMT
6412463 | WESTCOAST CHURCH | 1 | WESTCOAST CHURCH | B | 02 | DISINFECT/HYPOCHLORIN
6412463 | WESTCOAST CHURCH | 1 | WESTCOAST CHURCH | E | 20 | T-O CTRL/AERATION
6412464 | FALKNER FARMS # 1 (NORTHSIDE) | 1 | FALKNER FARMS #1 | B | 02 | DISINFECT/HYPOCHLORIN
6412465 | FALKNER FARMS #2 (WESTSIDE) | 1 | FALKNER FARMS #2 | B | 02 | DISINFECT/HYPOCHLORIN
6412466 | SAFFOLD FARMS | 1 | SAFFOLD FARMS | B | 20 | DISINFECT/AERATION
6412466 | SAFFOLD FARMS | 1 | SAFFOLD FARMS | B | 02 | DISINFECT/HYPOCHLORIN
6412467 | BJ'S RIBS AND THINGS | 1 | BJ'S WELL | B | 02 | DISINFECT/HYPOCHLORIN
6412469 | FALKNER FARMS #3 (SOUTHEAST) | 1 | FALKNER FARMS #3 | B | 02 | DISINFECT/HYPOCHLORIN
6412470 | AIR COMFORT | 1 | AIR COMFORT WELL | E | 20 | T-O CTRL/AERATION
6412470 | AIR COMFORT | 1 | AIR COMFORT WELL | B | 02 | DISINFECT/HYPOCHLORIN
6412471 | ALADIN WARD ELECTRIC | 1 | ALADIN WARD ELECTRIC WELL | A |  | NO TRTMT
6412472 | AMERICAN LIGHTING & SIGNAL | 1 | AMERICAN LIGHTING & SIG. WELL | A |  | NO TRTMT
6412473 | AQUA-TEL RESORT | 1 | AQUA-TEL RESORT WELL | A |  | NO TRTMT
6412474 | ATTIC MINI STORAGE | 1 | ATTIC MINI STORAGE WELL | A |  | NO TRTMT
6412475 | BACKYARD SALES & RECYCLING INC | 1 | BACKYARD SALES WELL #1 | A |  | NO TRTMT
6412476 | FREEDOM FACTORY NORTH WELL | 1 | NORTH WELL #1 | B | 02 | DISINFECT/HYPOCHLORIN
6412477 | DESOTO SPEEDWAY SOUTH #2 | 2 | DESOTO SPEEDWAY SOUTH WELL #2 | B | 02 | DISINFECT/HYPOCHLORIN
6412477 | DESOTO SPEEDWAY SOUTH #2 | 1 | DESOTO SPEEDWAY WELL #2 | B | 02 | DISINFECT/HYPOCHLORIN
6412478 | CAMP FLYING EAGLE | 1 | CAMP FLYING EAGLE | B | 20 | DISINFECT/AERATION
6412478 | CAMP FLYING EAGLE | 1 | CAMP FLYING EAGLE | B | 02 | DISINFECT/HYPOCHLORIN
6412479 | BARTLES & MCMANN UTILITY | 1 | BARTLES$ MCMANN UTILITY WELL#1 | A |  | NO TRTMT
6412480 | DESOTO MEMORIAL DRAGSTRIP | 1 | DESOTO DRAGSTRIP WELL #1 | B | 02 | DISINFECT/HYPOCHLORIN
6412481 | E.J.'S AUTO REPAIR | 1 | E.J.'S WELL #1 | A |  | NO TRTMT
6412482 | FIX-A-TIRE | 1 | FIX-A-TIRE WELL #1 | A |  | NO TRTMT
6412483 | FPL/PLP OFFICE | 1 | FPL/PLP OFFICE WELL #1 | B | 02 | DISINFECT/HYPOCHLORIN
6412484 | GTE SUB STATION (PARRISH) | 1 | GTE SUB STATION PARRISH WELL#1 | A |  | NO TRTMT
6412485 | GTE SUB STATION (MYAKKA CITY) | 1 | GTE SUB STATION WELL #1 (MC) | A |  | NO TRTMT
6412486 | HONI HANTA CAMP | 1 | HONI HANTA WELL #1 | B | 02 | DISINFECT/HYPOCHLORIN
6412487 | HAGLE PARK DUPLEX/ACKERMAN | 1 | HAGLE PARK/ACKERMAN/WELL #1 | E | 20 | T-O CTRL/AERATION
6412488 | HARLOFF WAREHOUSE | 1 | HARLOFF WAREHOUSE WELL #1 | A |  | NO TRTMT
6412489 | JAYSON'S ACCENT PLAZA | 1 | JAYSON'S WELL #1 | A |  | NO TRTMT
6412490 | MANOR STEEL FABRICATORS | 1 | MANOR STEEL FABRICATORS WELL#1 | A |  | NO TRTMT
6412491 | MCDOT MYAKKA CITY STATION | 1 | MCDOT MYAKKA CITY WELL #1 | B | 02 | DISINFECT/HYPOCHLORIN
6412492 | MAIMI VALLEY CONCRETE | 1 | MAIMI VALLEY CONCRETE WELL#1 | A |  | NO TRTMT
6412493 | MYAKKA RANCH & FARM SUPPLY | 1 | MYAKKA RANCH & FARM WELL #1 | A |  | NO TRTMT
6412494 | MYAKKA HARDWARE | 1 | MYAKKA HARDWARE WELL #1 | A |  | NO TRTMT
6412495 | NATIONAL DIAGNOSTICS | 1 | NATIONAL DIAGNOSTICS WELL #1 | A |  | NO TRTMT
6412496 | NU-GULF MINE OFFICE | 1 | NU-GULF WELL #1 | A |  | NO TRTMT
6412497 | PRACTO STEEL CORP. | 1 | PRACTO STEEL WELL #1 | A |  | NO TRTMT
6412498 | RIVERSIDE PRODUCTS | 1 | RIVERSIDE WELL #1 | A |  | NO TRTMT
6412499 | STEVE HUGHES WAREHOUSE | 1 | STEVE HUGHES WELL #1 | A |  | NO TRTMT
6412500 | TAYLOR INDUSTRIAL PARK | 1 | TAYLOR INDUSTRIAL WELL #1 | A |  | NO TRTMT
6412501 | COOPER CREEK CONST. TRAILER | 1 | COOPER CREEK TEMP. WELL | A |  | NO TRTMT
6412502 | THOR PRODUCTS | 1 | WELL #1 | A |  | NO TRTMT
6412503 | HARLLEE-LANE (41-22MLC) | 1 | HARLEE FARMS WELL #1 | B | 02 | DISINFECT/HYPOCHLORIN
6412504 | VORBEC EQUITIES | 1 | VORBEC EQUITIES WELL | E | 20 | T-O CTRL/AERATION
6412507 | LEWIS PAINT/G.L.RILEY SALES | 1 | LEWIS PAINT& RILEY WELL | A |  | NO TRTMT
6412508 | TURNER FOODS CORPORATION | 1 | TURNER FOODS WELL | H | 24 | SOFTENING/LIME-SODA
6412509 | DAVIDSON LIMO/SOUTHERN CASUALS | 1 | DICK ROMINE WELL | A |  | NO TRTMT
6412510 | MARSHALL'S LANDING | 1 | MARSHALL'S LANDING | E | 20 | T-O CTRL/AERATION
6412510 | MARSHALL'S LANDING | 1 | MARSHALL'S LANDING | B | 02 | DISINFECT/HYPOCHLORIN
6412511 | FRANKLIN'S AUTO SALES | 1 |  | A |  | NO TRTMT
6412513 | SCHWARTZ-TAYLOR MLC | 1 |  | B | 02 | DISINFECT/HYPOCHLORIN
6412514 | A-1 USED PAARTS | 1 |  | A |  | NO TRTMT
6412516 | SHADOWBROOK MHP | 1 | MANATEE COUNTY PUBLIC WORKS | C | 12 | PART-RMVL/SEDIMENTATION
6412516 | SHADOWBROOK MHP | 1 | MANATEE COUNTY PUBLIC WORKS | E | 01 | T-O CTRL/GASEOUS CHLORIN
6412516 | SHADOWBROOK MHP | 1 | MANATEE COUNTY PUBLIC WORKS | C | 10 | PART-RMVL/COAGULATION
6412516 | SHADOWBROOK MHP | 1 | MANATEE COUNTY PUBLIC WORKS | B | 01 | DISINFECT/GASEOUS CHLORIN
6412516 | SHADOWBROOK MHP | 1 | MANATEE COUNTY PUBLIC WORKS | C | 14 | PART-RMVL/RAPID SAND FIL
6412517 | OUTWARD BOUND | 1 | OUTWARD BOUND | B | 20 | DISINFECT/AERATION
6412518 | SOUTHEASTERN GUIDE DOGS/ADMINISTRATION | 1 | SOUTHERN GUIDE DOGS | B | 02 | DISINFECT/HYPOCHLORIN
6412518 | SOUTHEASTERN GUIDE DOGS/ADMINISTRATION | 1 | SOUTHERN GUIDE DOGS | E | 20 | T-O CTRL/AERATION
6412519 | SILVER STAR EAST (FKA.SUZY Q'S) | 1 | SUSY Q'S | B | 20 | DISINFECT/AERATION
6412520 | LAKE MANATEE FISH CAMP | 1 | LAKE MANATEE FISH CAMP | B | 02 | DISINFECT/HYPOCHLORIN
6412521 | MYAKKA HEALTH CENTER | 1 | MAYKKA FAMILY MEDICAL CENTER | B | 20 | DISINFECT/AERATION
6412522 | MYAKKA CITY UNITED METHODIST CHURCH | 1 | MYAKKA LEARNING CENTER | B | 02 | DISINFECT/HYPOCHLORIN
6412522 | MYAKKA CITY UNITED METHODIST CHURCH | 1 | MYAKKA LEARNING CENTER | R | 25 | RADS RMVL/ION EXCHANGE
6412523 | DUETTE COUNTRY STORE | 1 | DUETTE COUNTRY STORE | B | 02 | DISINFECT/HYPOCHLORIN
6412524 | PIER ASSOCIATES SO. SKYWAY FISHING PIER | 1 | SOUTH SKYWAY FISHING PIER | B | 02 | DISINFECT/HYPOCHLORIN
6412525 | MYAKKA PARK | 1 | MANATEE PARK | B | 02 | DISINFECT/HYPOCHLORIN
6412526 | MOSAIC, WINGATE CREEK MINE | 1 | MOSAIC, WINGATE CREEK | B | 02 | DISINFECT/HYPOCHLORIN
6412527 | DAKIN COMMERCIAL BUILDING | 1 | DAKIN COMMERCIAL BUILDING | B | 20 | DISINFECT/AERATION
6412528 | CLASSIE PINES | 1 | CLASSIE FARMS SITE 1 | B | 02 | DISINFECT/HYPOCHLORIN
6412529 | FALKNER FARMS SITE #6 | 1 | FALKNER FARMS SITE #6 | B | 02 | DISINFECT/HYPOCHLORIN
6412530 | DRY PRAIRIE BAPTIST CHURCH | 1 | DRY PRAIRE BAPTIST CHURCH | B | 02 | DISINFECT/HYPOCHLORIN
6412531 | BRADENTON MOTOR SPORTS | 1 | BRADENTON MOTOR SPORTS | B | 02 | DISINFECT/HYPOCHLORIN
6412531 | BRADENTON MOTOR SPORTS | 1 | BRADENTON MOTOR SPORTS | B | 20 | DISINFECT/AERATION
6412532 | INCREASING JOY MINISTRIES | 1 | INCREASING JOY MINISTRIES | B | 02 | DISINFECT/HYPOCHLORIN
6412532 | INCREASING JOY MINISTRIES | 1 | INCREASING JOY MINISTRIES | E | 20 | T-O CTRL/AERATION
6412533 | HEATHER HILLS ESTATES | 1 | HEATHER HILLS ESTATES | A |  | NO TRTMT
6412534 | MYAKKA EARLY LEARNING CENTER | 1 | MYAKKA LEARNING CENTER | B | 02 | DISINFECT/HYPOCHLORIN
6412535 | MANATEE COUNTY GUN & ARCHERY CLUB | 1 | MANATEE COUNTY GUN & ARCHERY C | Z | 20 | OTHER/AERATION
6412535 | MANATEE COUNTY GUN & ARCHERY CLUB | 1 | MANATEE COUNTY GUN & ARCHERY C | B | 02 | DISINFECT/HYPOCHLORIN
6412536 | SOUTHEASTERN INDUSTRIAL FABRICATORS, LLC | 1 | DIXIE SOUTHERN CONSTRUCTION | B | 02 | DISINFECT/HYPOCHLORIN
6412538 | SIX L'S FARM OP 15 CAMP 3 SITE 1 | 1 | SIX L'S FARM OP 15 FARM3 SITE1 | B | 02 | DISINFECT/HYPOCHLORIN
6412539 | SIX L'S FARM OP 15 FARM 3 SITE 2 | 1 | SIX L'S FARM OP 15 FARM3 SITE2 | B | 02 | DISINFECT/HYPOCHLORIN
6412540 | SOUTHEASTERN GUIDE DOGS/ KENNEL AREA | 1 | SOUTHEASTERN GUIDE DOGS/KENNEL | H | 25 | SOFTENING/ION EXCHANGE
6412540 | SOUTHEASTERN GUIDE DOGS/ KENNEL AREA | 1 | SOUTHEASTERN GUIDE DOGS/KENNEL | E | 20 | T-O CTRL/AERATION
6412540 | SOUTHEASTERN GUIDE DOGS/ KENNEL AREA | 1 | SOUTHEASTERN GUIDE DOGS/KENNEL | B | 02 | DISINFECT/HYPOCHLORIN
6412541 | HOUSE OF FELLOWSHIP OF BELIEVERS CHURCH | 1 | HOUSE OF FELLOWSHIP | H | 25 | SOFTENING/ION EXCHANGE
6412541 | HOUSE OF FELLOWSHIP OF BELIEVERS CHURCH | 1 | HOUSE OF FELLOWSHIP | B | 02 | DISINFECT/HYPOCHLORIN
6412542 | HYDRO TASTE FARMS | 1 | HYDRO TASTE FARMS | B | 02 | DISINFECT/HYPOCHLORIN
6412542 | HYDRO TASTE FARMS | 1 | HYDRO TASTE FARMS | G | 25 | IRON RMVL/ION EXCHANGE
6412542 | HYDRO TASTE FARMS | 1 | HYDRO TASTE FARMS | C | 29 | PART-RMVL/CARTRIDGE FILTR
6412542 | HYDRO TASTE FARMS | 1 | HYDRO TASTE FARMS | H | 25 | SOFTENING/ION EXCHANGE
6412543 | EAST COAST MIGRANT HEAD START | 1 | EAST COAST MIGRANT HEAD START | B | 02 | DISINFECT/HYPOCHLORIN
6412544 | MYAKKA CHURCH OF GOD | 1 | MYAKKA CHURCH OF GOD | B | 20 | DISINFECT/AERATION
6412544 | MYAKKA CHURCH OF GOD | 1 | MYAKKA CHURCH OF GOD | B | 02 | DISINFECT/HYPOCHLORIN
6412545 | BUNKER HILL/ DUETTE PARK | 1 | BUNKER HILL/ DUETTE PARK | B | 02 | DISINFECT/HYPOCHLORIN
6412546 | HUNSADER FARMS | 1 | HUNSADER FARMS | B | 02 | DISINFECT/HYPOCHLORIN
6412547 | O'BRIEN FRUIT & VEGETABLE STAND | 1 | O'BRIEN FRUIT & VEGETABLE | B | 20 | DISINFECT/AERATION
6412550 | TREEUMPH | 1 | TREEUMP PLANT | B | 02 | DISINFECT/HYPOCHLORIN
6412551 | HARBOUR ISLES MASTER ASSOCIATION | 1 | HARBOUR ISLES MASTER METER | A |  | NO TRTMT
6420103 | BAHIA OAKS (CONSEC.) | 1 | BAHIA OAKS INC | B | 02 | DISINFECT/HYPOCHLORIN
6420413 | FORE ACRES | 1 |  | B | 02 | DISINFECT/HYPOCHLORIN
6420467 | DOGWOOD ACRES | 1 | WATER PLANT | B | 02 | DISINFECT/HYPOCHLORIN
6420487 | DUNNELLON MIDDLE SCHOOL | 1 | DUNNELLON MIDDLE SCHOOL PLANT | B | 02 | DISINFECT/HYPOCHLORIN
6420553 | HOLIDAY INN WEST | 1 |  | B | 02 | DISINFECT/HYPOCHLORIN
6420619 | FOXWOOD FARMS | 1 | FOXWOOD MH COMMUNITY | B | 02 | DISINFECT/HYPOCHLORIN
6420818 | CLASSIC OAKS (HOLIDAY TRAVEL PARK) | 1 | U87 | B | 02 | DISINFECT/HYPOCHLORIN
6421041 | PALM LAKE APTS | 1 | PALM LAKE APTS PLANT #1 | B | 02 | DISINFECT/HYPOCHLORIN
6421144 | WEST SIDE CONSOLIDATED | 6 | SUMMERGLEN WTP6 | B | 02 | DISINFECT/HYPOCHLORIN
6421144 | WEST SIDE CONSOLIDATED | 7 | TIMBERWALK WTP7 (WELL 3A) | B | 02 | DISINFECT/HYPOCHLORIN
6421144 | WEST SIDE CONSOLIDATED | 1 | MARION OAKS WTP1 (WELL4) | B | 02 | DISINFECT/HYPOCHLORIN
6421144 | WEST SIDE CONSOLIDATED | 2 | MARION OAKS WTP2 (WELL5) | B | 02 | DISINFECT/HYPOCHLORIN
6421144 | WEST SIDE CONSOLIDATED | 3 | MARION OAKS WTP3 (WELL6) | B | 02 | DISINFECT/HYPOCHLORIN
6421144 | WEST SIDE CONSOLIDATED | 5 | MARION OAKS MODEL CENTER PLANT | B | 02 | DISINFECT/HYPOCHLORIN
6421144 | WEST SIDE CONSOLIDATED | 4 | TIMBERWALK | B | 01 | DISINFECT/GASEOUS CHLORIN
6421144 | WEST SIDE CONSOLIDATED | 11 | OAK RUN WTP8 (WELLS 3,4,5,7) | B | 02 | DISINFECT/HYPOCHLORIN
6421144 | WEST SIDE CONSOLIDATED | 12 | OAK RUN WTP WTP9 (WELL 6) | B | 02 | DISINFECT/HYPOCHLORIN
6421144 | WEST SIDE CONSOLIDATED | 8 | PADDOCK DOWNS WTP14 | B | 01 | DISINFECT/GASEOUS CHLORIN
6421144 | WEST SIDE CONSOLIDATED | 9 | MAJESTIC OAKS WTP15 | B | 02 | DISINFECT/HYPOCHLORIN
6421144 | WEST SIDE CONSOLIDATED | 9 | MAJESTIC OAKS WTP15 | D | 02 | CORR-CTRL/HYPOCHLORIN
6421144 | WEST SIDE CONSOLIDATED | 13 | OAK TRACE VILLAS WTP10 | B | 02 | DISINFECT/HYPOCHLORIN
6421144 | WEST SIDE CONSOLIDATED | 14 | PALM CAY PLANT WTP11 | B | 02 | DISINFECT/HYPOCHLORIN
6421144 | WEST SIDE CONSOLIDATED | 15 | PINE RUN ESTATES #1 | B | 02 | DISINFECT/HYPOCHLORIN
6421144 | WEST SIDE CONSOLIDATED | 16 | PINE RUN ESTATES WTP12 (#2) | B | 02 | DISINFECT/HYPOCHLORIN
6421144 | WEST SIDE CONSOLIDATED | 17 | PINE RUN WTP13 (#3 & #4) | B | 02 | DISINFECT/HYPOCHLORIN
6421144 | WEST SIDE CONSOLIDATED | 6 | SUMMERGLEN WTP6 | C | 20 | PART-RMVL/AERATION
6421144 | WEST SIDE CONSOLIDATED | 6 | SUMMERGLEN WTP6 | D | 36 | CORR-CTRL/CORROSION INHIB
6421462 | RAINBOWS END GOLF CLUB | 1 | RAINBOW END COUNTRY CLUB | B | 02 | DISINFECT/HYPOCHLORIN
6421470 | RAINBOW RIVER CAMPGROUND | 1 | RRC PLANT # 1 | B | 02 | DISINFECT/HYPOCHLORIN
6421472 | RAINBOW SPRINGS PARK | 1 | RAINBOW SPRINGS UTL | B | 02 | DISINFECT/HYPOCHLORIN
6421489 | KINGS INN | 1 | KNIGHTS INN WATER PLANT | B | 02 | DISINFECT/HYPOCHLORIN
6421512 | RIO VISTA (2 WPS) | 1 | RIO VISTA PLANT-SOUTH (WL5 POE | B | 02 | DISINFECT/HYPOCHLORIN
6421512 | RIO VISTA (2 WPS) | 2 | RIO VISTA PLANT-NORTH (WL6 POE | B | 02 | DISINFECT/HYPOCHLORIN
6421561 | RAINBOW RIVER BUNGALOWS | 1 | WELL # 1 | B | 02 | DISINFECT/HYPOCHLORIN
6421777 | OCALA NORTH RV PARK/REDDICK RV PARK | 1 | OCALA NORTH RV PARK | B | 02 | DISINFECT/HYPOCHLORIN
6421949 | BUDGET HOST INN | 1 | WESTERN MOTEL | B | 02 | DISINFECT/HYPOCHLORIN
6421952 | MHP OCALA AIR, LLC | 1 | WESTWOOD MHP | B | 02 | DISINFECT/HYPOCHLORIN
6421959 | WHITE OAKS MOBILE HOME PARK | 1 | WATER PLANT | B | 02 | DISINFECT/HYPOCHLORIN
6422243 | CAMPER VILLAGE OF AMERICA | 1 | 087 | B | 02 | DISINFECT/HYPOCHLORIN
6422245 | DOT REST AREA NB, MARION COUNTY | 1 | DOT- NORTH B. | B | 02 | DISINFECT/HYPOCHLORIN
6422306 | OCALA RV CAMP RESORT | 1 | 087 | B | 02 | DISINFECT/HYPOCHLORIN
6422359 | OAK TREE VILLAGE APTS & CAMPGROUND | 1 | OAKTREE VILLAGE APTS PLANT | B | 02 | DISINFECT/HYPOCHLORIN
6422360 | HORNES MOTOR LODGE | 1 | HORNES MOTOR LODGE WELL # 1 | B | 02 | DISINFECT/HYPOCHLORIN
6422361 | HOWARD JOHNSON'S MOTOR LODGE | 1 | HOWARD JOHNSONS MOTOR LODGE | B | 02 | DISINFECT/HYPOCHLORIN
6422362 | ARROWHEAD CAMPSITES & MHP | 1 | ARROWHEAD CAMPGR PLANT # 1 | B | 02 | DISINFECT/HYPOCHLORIN
6422364 | MOTEL 6 OCALA | 1 | RAMADA INN OF OCALA PLANT | B | 02 | DISINFECT/HYPOCHLORIN
6422420 | TROPICAL INN | 1 | RED COACH INN | B | 02 | DISINFECT/HYPOCHLORIN
6422538 | 484 TRUCK STOP | 1 | BELLAMY 484 TRUCK STOP | B | 02 | DISINFECT/HYPOCHLORIN
6422679 | RAINBOW SPRINGS CC ESTATES | 2 | RAINBOW SPRINGS PLANT 2 | B | 02 | DISINFECT/HYPOCHLORIN
6422679 | RAINBOW SPRINGS CC ESTATES | 1 | RAINBOW SPRINGS PLANT | B | 02 | DISINFECT/HYPOCHLORIN
6422679 | RAINBOW SPRINGS CC ESTATES | 3 | RAINBOW SPRINGS | B | 02 | DISINFECT/HYPOCHLORIN
6422738 | PADGETT INDUSTRIAL PARK | 1 | TONN INDUSTRIAL PARK | B | 02 | DISINFECT/HYPOCHLORIN
6424000 | NEW COVENANT CHURCH | 1 | REV. LEONARD DAVIS WELL | B | 02 | DISINFECT/HYPOCHLORIN
6424070 | COUNTRY LIVING MHP | 1 | 087 | B | 02 | DISINFECT/HYPOCHLORIN
6424071 | CRYSTAL SPRINGS MHP | 1 | CRYSTAL SPRINGS MHP | B | 02 | DISINFECT/HYPOCHLORIN
6424072 | COMFORT INN | 1 | DAYS INN OF OCALA PLANT | B | 02 | DISINFECT/HYPOCHLORIN
6424073 | DUNNELLON, CITY OF (2 WPS) | 1 | DUNNELLON PLANT WELL #1 | B | 01 | DISINFECT/GASEOUS CHLORIN
6424073 | DUNNELLON, CITY OF (2 WPS) | 2 | DUNNELLON PLANT WELL #3 | B | 01 | DISINFECT/GASEOUS CHLORIN
6424075 | CASTRO PLAZA, LLC | 1 | CATER II CORP | B | 02 | DISINFECT/HYPOCHLORIN
6424076 | GOLDEN HILLS GOLF & TURF WTP | 1 | GOLDEN HILLS GOLF AND TURF | B | 01 | DISINFECT/GASEOUS CHLORIN
6424077 | J. T. GOTHE LUMBER COMPANY | 1 | 087 | A |  | NO TRTMT
6424078 | LANDMARK RESTAURANT & LOUNGE | 1 | 087 | B | 02 | DISINFECT/HYPOCHLORIN
6424079 | MAGNOLIA GARDEN ESTATES | 1 | MAGNOLIA GARDEN ESTATES | B | 02 | DISINFECT/HYPOCHLORIN
6424080 | OCALA BREEDER SALES | 1 | 087 | B | 02 | DISINFECT/HYPOCHLORIN
6424081 | HAPPY ACRES MOBILE PARK #1 | 1 | HAPPY ACRES MOBILE PARK | B | 02 | DISINFECT/HYPOCHLORIN
6424083 | RAINBOW LAKES ESTATES | 1 | RAINBOW LAKES ESTATES | B | 02 | DISINFECT/HYPOCHLORIN
6424169 | HOWARD JOHNSON | 1 | HOWARD JOHNSON | B | 02 | DISINFECT/HYPOCHLORIN
6424170 | CASTRO INDUSTRIAL PARK | 1 | C C | B | 02 | DISINFECT/HYPOCHLORIN
6424279 | OCALA AIRPORT | 1 | OCALA AIRPORT PLANT #1 | B | 02 | DISINFECT/HYPOCHLORIN
6424352 | COUNTRY OAKS | 1 | COUNTRY OAKS PLANT #1 | B | 02 | DISINFECT/HYPOCHLORIN
6424371 | SATEKE VILLAGE | 1 | SA-TE-KE VILLAGE | B | 02 | DISINFECT/HYPOCHLORIN
6424588 | CROWNWOOD | 1 | CROWNWOOD | B | 02 | DISINFECT/HYPOCHLORIN
6424589 | INTERNATIONAL VILLAS | 1 | INTERNATIONAL VILLAS/LOGONS RU | B | 02 | DISINFECT/HYPOCHLORIN
6424590 | LIBRA OAKS | 1 | LIBRA OAKS PLANT #1 | B | 02 | DISINFECT/HYPOCHLORIN
6424591 | RIDGE MEADOWS | 1 | RIDGE MEADOWS | B | 02 | DISINFECT/HYPOCHLORIN
6424618 | PADDOCK DOWNS | 1 | PADDOCK DOWNS | B | 01 | DISINFECT/GASEOUS CHLORIN
6424619 | ON TOP OF THE WORLD | 3 | OTOW PLANT # 3 | B | 02 | DISINFECT/HYPOCHLORIN
6424619 | ON TOP OF THE WORLD | 2 | OTOW PLANT #2 | B | 01 | DISINFECT/GASEOUS CHLORIN
6424619 | ON TOP OF THE WORLD | 1 | OTOW PLANT #1 | B | 01 | DISINFECT/GASEOUS CHLORIN
6424620 | SADDLE OAK CLUB MHP | 1 | SADDLE OAK CLUB PLANT | B | 02 | DISINFECT/HYPOCHLORIN
6424621 | OCALA JOCKEY CLUB S/D | 1 | OCALA JOCKEY CLUB S/D | B | 02 | DISINFECT/HYPOCHLORIN
6424622 | DUNNELLON HIGH/ELEM SCHOOL | 1 | DUNNELLON HIGH PLANT # 1 | B | 02 | DISINFECT/HYPOCHLORIN
6424622 | DUNNELLON HIGH/ELEM SCHOOL | 2 | DUNNELLON HIGH PLANT #2 | B | 02 | DISINFECT/HYPOCHLORIN
6424623 | GOLDEN HILLS MHP | 1 | GOLDEN HILLS | B | 02 | DISINFECT/HYPOCHLORIN
6424624 | TURNBERRY OAKS | 1 | TURNBERRYAOAKS | B | 02 | DISINFECT/HYPOCHLORIN
6424625 | W 200 BUSINESS CENTER/V.F.W. | 1 | W 200 BUSINESS CENTER/VFW | B | 02 | DISINFECT/HYPOCHLORIN
6424626 | DOT REST AREA SB, MARION COUNTY | 1 | DOT REST AREA SB | B | 02 | DISINFECT/HYPOCHLORIN
6424627 | MARION LANDING | 1 | MARION LANDING | B | 02 | DISINFECT/HYPOCHLORIN
6424629 | THE FALLS OF OCALA | 1 | THE FALLS OF OCALA | B | 02 | DISINFECT/HYPOCHLORIN
6424630 | OAK RUN ESTATES (6 WTPS) | 7 | PINE RUN ESTATES #2 | B | 02 | DISINFECT/HYPOCHLORIN
6424630 | OAK RUN ESTATES (6 WTPS) | 6 | PINE RUN ESTATES #1 | B | 02 | DISINFECT/HYPOCHLORIN
6424630 | OAK RUN ESTATES (6 WTPS) | 3 | OAK TRACE VILLAS WTP | B | 02 | DISINFECT/HYPOCHLORIN
6424630 | OAK RUN ESTATES (6 WTPS) | 4 | PALM CAY PLANT #1 | B | 02 | DISINFECT/HYPOCHLORIN
6424630 | OAK RUN ESTATES (6 WTPS) | 8 | PINE RUN ESTATES #3 | B | 02 | DISINFECT/HYPOCHLORIN
6424630 | OAK RUN ESTATES (6 WTPS) | 1 | OAK RUN WTP#1 (WELLS 3,4,5,7) | B | 02 | DISINFECT/HYPOCHLORIN
6424630 | OAK RUN ESTATES (6 WTPS) | 2 | OAK RUN WTP #2 (WELL 6) | B | 02 | DISINFECT/HYPOCHLORIN
6424630 | OAK RUN ESTATES (6 WTPS) | 5 | PALM CAY PLANT #2 | B | 01 | DISINFECT/GASEOUS CHLORIN
6424631 | OAK TRACE VILLAS | 1 | OAK TRACE VILLAS | B | 02 | DISINFECT/HYPOCHLORIN
6424632 | WOODS AND MEADOWS | 1 | WOODS AND MEADOWS | B | 02 | DISINFECT/HYPOCHLORIN
6424633 | RIVERLAND BAPTIST CHURCH | 1 | RIVERLAND BAPTIST CHURCH | B | 02 | DISINFECT/HYPOCHLORIN
6424634 | N.W. 44TH AVE. PROPERTIES LLC | 1 | WILEY PROPERTIES SOUTH | B | 02 | DISINFECT/HYPOCHLORIN
6424635 | CIRCLE SQUARE CENTER | 1 | CIRCLE SQUARE PLANT | B | 02 | DISINFECT/HYPOCHLORIN
6424636 | QUEEN OF PEACE CATHOLIC CHURCH | 1 | QUEEN OF PEACE CATHOLIC CHURCH | B | 02 | DISINFECT/HYPOCHLORIN
6424637 | CREMFLORA, INC | 1 | CREMFLORA, INC | B | 02 | DISINFECT/HYPOCHLORIN
6424638 | STUMPKNOCKERS | 1 | RIVERSIDE SEAFOOD & STEAKS | B | 02 | DISINFECT/HYPOCHLORIN
6424638 | STUMPKNOCKERS | 1 | RIVERSIDE SEAFOOD & STEAKS | C | 13 | PART-RMVL/SLOW SAND FILTR
6424639 | QUICK KING # 12 (PEPE TIENDA) | 1 | KWIK KING #51 | B | 02 | DISINFECT/HYPOCHLORIN
6424640 | QUICK KING # 10 | 1 | QUICK KING #10 | B | 02 | DISINFECT/HYPOCHLORIN
6424641 | LOOMIS, FARGO &CO. | 1 | WELLS FARGO CORP | B | 02 | DISINFECT/HYPOCHLORIN
6424642 | CLARK STEEL FRAMING | 1 | MANTOVANI 100,000 | B | 02 | DISINFECT/HYPOCHLORIN
6424643 | HOLLYWOOD'S | 1 | KAHOOTZ | B | 02 | DISINFECT/HYPOCHLORIN
6424644 | JASMINE PLAZA | 1 | JASMINE PLAZA WATER | B | 02 | DISINFECT/HYPOCHLORIN
6424645 | QUAIL MEADOWS SUBDIVISION | 1 | QUAIL MEADOW | B | 02 | DISINFECT/HYPOCHLORIN
6424646 | QUICK KING # 9 | 1 | KWIK KING FOOD. FELLOWSHIP | B | 02 | DISINFECT/HYPOCHLORIN
6424647 | GATOR SHELL | 1 | APEC CO | B | 02 | DISINFECT/HYPOCHLORIN
6424648 | SUMTER ELECTRIC COOP | 1 | SUMTER ELECTRIC COOP | B | 02 | DISINFECT/HYPOCHLORIN
6424650 | PIDGEON PLAZA | 1 |  | B | 02 | DISINFECT/HYPOCHLORIN
6424652 | SPRUCE CREEK NORTH | 1 | SPRUCE CREEK UTILITY | B | 02 | DISINFECT/HYPOCHLORIN
6424653 | DEER CREEK MOBILE HOME S/D | 1 | DEER CREEK | B | 02 | DISINFECT/HYPOCHLORIN
6424654 | QUICK KING # 16 | 1 | QUICK KING # 16 | B | 02 | DISINFECT/HYPOCHLORIN
6424655 | SHARKEYS LOUNGE AND LIQUORS | 1 | CREEK CHEVRON | B | 02 | DISINFECT/HYPOCHLORIN
6424656 | EMMANUAL BAPTIST CHURCH | 1 | TEMPLE ROADSIDE BAP CH | B | 02 | DISINFECT/HYPOCHLORIN
6424657 | BARNETT BANK | 1 | BARNETT BANK PLANT | B | 02 | DISINFECT/HYPOCHLORIN
6424658 | OUR REDEEMER LUTHERAN CHURCH | 1 | OUR REDEEMER LUTH. CHURCH PLAT | B | 02 | DISINFECT/HYPOCHLORIN
6424659 | MAVERICK RV & BOAT STORAGE OF OCALA | 1 | FIRST CONG CH. OF CHRIST PLANT | B | 02 | DISINFECT/HYPOCHLORIN
6424660 | LAS MICHELADAS MEXICAN & SEAFOOD | 1 | MY COUNTRY LATIN FOOD | B | 02 | DISINFECT/HYPOCHLORIN
6424661 | K.P. HOLE PARK | 1 | KP HOLE PLANT | B | 02 | DISINFECT/HYPOCHLORIN
6424661 | K.P. HOLE PARK | 1 | KP HOLE PLANT | G | 07 | IRON RMVL/OTHER DISINFECT
6424662 | DUNNELLON AIRPORT | 1 | DUNNELLON AIRPORT PLANT | B | 02 | DISINFECT/HYPOCHLORIN
6424662 | DUNNELLON AIRPORT | 2 | PLANT 2 | B | 02 | DISINFECT/HYPOCHLORIN
6424663 | QUICK KING # 21 | 1 | KWIK KING # 55 | B | 02 | DISINFECT/HYPOCHLORIN
6424663 | QUICK KING # 21 | 1 | KWIK KING # 55 | H | 07 | SOFTENING/OTHER DISINFECT
6424664 | QUICK KING # 3 | 1 | QUICK KING #3 | B | 02 | DISINFECT/HYPOCHLORIN
6424665 | MARTEL PUB | 1 | HUNGRY HORSE SALOON | B | 02 | DISINFECT/HYPOCHLORIN
6424666 | MEDICAL PARK WEST | 1 | MEDICAL PARK WEST | B | 02 | DISINFECT/HYPOCHLORIN
6424667 | PEACE LUTHERAN CHURCH | 1 | PEACE LUTHERAN CHURCH | B | 02 | DISINFECT/HYPOCHLORIN
6424668 | POST TIME PLAZA | 1 | POST TIME PLAZA | B | 02 | DISINFECT/HYPOCHLORIN
6424669 | HWY 40 BP # 2 - ISLAND FOOD STORE #303 | 1 | J.R. FOOD STORE PLANT | B | 02 | DISINFECT/HYPOCHLORIN
6424670 | ROADWAY EXPRESS, INC | 1 | ROADWAY TRUCKING | B | 02 | DISINFECT/HYPOCHLORIN
6424671 | TIMBER RIDGE MEDICAL PARK | 1 | TIMBER RIDGE MEDICAL PARK | B | 02 | DISINFECT/HYPOCHLORIN
6424672 | LOCKHEED MARTIN | 1 | MARTIN MARIETTA | B | 02 | DISINFECT/HYPOCHLORIN
6424673 | THE CENTERS | 1 | MARION/CITRUS MENTAL HEALTH | B | 02 | DISINFECT/HYPOCHLORIN
6424673 | THE CENTERS | 1 | MARION/CITRUS MENTAL HEALTH | D | 36 | CORR-CTRL/CORROSION INHIB
6424674 | HAMPTON MANOR NORTH | 1 | ELDERCARE RETIREMENT | B | 02 | DISINFECT/HYPOCHLORIN
6424675 | MARK III TRUCK PLAZA | 1 | MARK 111 TRUCK PLAZA | B | 02 | DISINFECT/HYPOCHLORIN
6424676 | SEMINOLE STORE | 1 | SEMINOLE STORE | B | 02 | DISINFECT/HYPOCHLORIN
6424678 | MAJESTIC OAKS - PIGEON PARK | 1 | MAJESTIC OAKS WTP | D | 02 | CORR-CTRL/HYPOCHLORIN
6424678 | MAJESTIC OAKS - PIGEON PARK | 1 | MAJESTIC OAKS WTP | B | 02 | DISINFECT/HYPOCHLORIN
6424679 | QUICK KING # 22 | 1 | KWIK KING # 67 WELL # 1 | H | 02 | SOFTENING/HYPOCHLORIN
6424679 | QUICK KING # 22 | 1 | KWIK KING # 67 WELL # 1 | B | 02 | DISINFECT/HYPOCHLORIN
6424680 | CITY OF FAIRFIELD | 1 | FAIRFIELD PLANT | B | 02 | DISINFECT/HYPOCHLORIN
6424681 | SVARA ENTERPRISE INC. | 1 | SVARA ENTERPRISES | B | 02 | DISINFECT/HYPOCHLORIN
6424682 | NEW APOSTOLIC CHURCH | 1 | NEW APOSTOLIC CHURCH PLANT | B | 02 | DISINFECT/HYPOCHLORIN
6424683 | MT. PEDRO BAPTIST CHURCH | 1 | MT. PEDRO BAPT. CHURCH PLANT | B | 02 | DISINFECT/HYPOCHLORIN
6424684 | THE FOUNTAINS SUBDIVISION | 1 | THE FOUNTAINS | B | 02 | DISINFECT/HYPOCHLORIN
6424685 | MCDONALDS AT SR 200 | 1 | MCDONALDS AT SR 200 | H | 25 | SOFTENING/ION EXCHANGE
6424685 | MCDONALDS AT SR 200 | 1 | MCDONALDS AT SR 200 | B | 02 | DISINFECT/HYPOCHLORIN
6424686 | ST. JOHN THE BAPTIST CATHOLIC CHURCH | 1 | ST. JOHN THE BAPTIST PLANT | B | 02 | DISINFECT/HYPOCHLORIN
6424687 | PETERSON & SMITH VETERINARY HOSPITAL | 1 | WELL\TANK | B | 02 | DISINFECT/HYPOCHLORIN
6424689 | SWEETWATER OAKS | 1 | SWEETWATER OAKS TREAT. PLANT | B | 02 | DISINFECT/HYPOCHLORIN
6424690 | RMS COMMUNICATIONS | 1 | BRADWOOD COMMERCE CENTER | B | 02 | DISINFECT/HYPOCHLORIN
6424691 | MARTEL SHOPPING PLAZA | 1 | MARTEL SHOPPING PLAZA | B | 02 | DISINFECT/HYPOCHLORIN
6424692 | DUNNELLON LITTLE LEAGUE FIELD | 1 | DUNELLON LITTLE LEAGUE | B | 02 | DISINFECT/HYPOCHLORIN
6424693 | EDWARDS 5000 | 1 | E&E INVESTMENTS | B | 02 | DISINFECT/HYPOCHLORIN
6424694 | JOY EVANGELICAL LUTHERAN CHURCH | 1 | JOY EVANGELICAL | B | 02 | DISINFECT/HYPOCHLORIN
6424695 | PLAZA #26 | 1 | PLAZA #26 | B | 02 | DISINFECT/HYPOCHLORIN
6424696 | OCALA BREEDERS FEED & SUPPLY | 1 | OCALA BREEDERS | B | 02 | DISINFECT/HYPOCHLORIN
6424697 | PEGASUS REALTY | 1 | PEGASUS | B | 02 | DISINFECT/HYPOCHLORIN
6424698 | HANDY WAY #2330 | 1 | HANDY WAY #3330 | B | 02 | DISINFECT/HYPOCHLORIN
6424700 | CENTER STATE BANK | 1 | MARION LANDING WELCOME CENTER | B | 02 | DISINFECT/HYPOCHLORIN
6424701 | VOYAGER | 1 | LEE REDD | B | 02 | DISINFECT/HYPOCHLORIN
6424702 | M AND S WAREHOUSE/FEDERAL EXPR | 1 | EQUINE PROFESSIONAL CENTER | B | 02 | DISINFECT/HYPOCHLORIN
6424703 | COUNTRYSIDE PRESBYTERIAN CHURCH | 1 | COUNTRYSIDE | B | 02 | DISINFECT/HYPOCHLORIN
6424704 | FAIRFIELD VILLAGE | 1 | FAIRFIELD VILLAGE WTP | B | 02 | DISINFECT/HYPOCHLORIN
6424705 | OCALA SUN RV PARK | 1 | OCALA SUN TREATMENT PLANT | B | 02 | DISINFECT/HYPOCHLORIN
6424706 | THE HAVEN HOUSE AT OCALA | 1 | THE HAVEN HOUSE AT OCALA | B | 02 | DISINFECT/HYPOCHLORIN
6424707 | FAMILY TIES CHILD CENTER | 1 | FAMILY TIES WTP | B | 02 | DISINFECT/HYPOCHLORIN
6424709 | NW CONGREG OF JEHOVAH WITNESS | 1 | NW CONG JEHOVAH WITNESS WTP | B | 02 | DISINFECT/HYPOCHLORIN
6424710 | EMERGENCY ONE, INC | 1 | EMERGENCY ONE WTP | B | 02 | DISINFECT/HYPOCHLORIN
6424711 | SUMTER ELECTRIC COOPERATIVE | 1 | SUMTER ELECT. PLANT | B | 02 | DISINFECT/HYPOCHLORIN
6424712 | U.S. POST OFFICE PADDOCK STATION | 1 | PADDOCK STATION WTP | B | 02 | DISINFECT/HYPOCHLORIN
6424713 | OCALA JOCKEY CLUB RESTAURANT | 1 | OCALA JOCKEY CLUB PLANT | B | 02 | DISINFECT/HYPOCHLORIN
6424714 | UNITED PLASTIC FABRICATING | 1 | UNITED PLASTICS FABRICATING | B | 02 | DISINFECT/HYPOCHLORIN
6424715 | GOLDEN OCALA GOLF & CC | 1 | GOLDEN OCALA WTP | B | 02 | DISINFECT/HYPOCHLORIN
6424716 | RAINBOW SPRINGS VILLAGE CHURCH | 1 | RAINBOW CHURCH WTP | B | 02 | DISINFECT/HYPOCHLORIN
6424717 | EDWARDS 5600 | 1 | EDWARDS 5600 PLANT | B | 02 | DISINFECT/HYPOCHLORIN
6424718 | ALEXANDER ESTATES | 1 | ALEXANDER ESTATES PLANT | B | 02 | DISINFECT/HYPOCHLORIN
6424719 | HWY 40 BP # 1 - ISLAND FOOD STORE #302 | 1 | J.R. FOOD PLANT | B | 02 | DISINFECT/HYPOCHLORIN
6424720 | QUICK KING # 19 | 1 | QUICK KING #19 | B | 02 | DISINFECT/HYPOCHLORIN
6424721 | AGAPE BAPTIST CHURCH | 1 | AGAPE BAPTIST CHURCH WTP | B | 02 | DISINFECT/HYPOCHLORIN
6424722 | POOLE'S BAR-B-Q | 1 | POOLE'S BAR-B-Q PLANT | B | 02 | DISINFECT/HYPOCHLORIN
6424723 | CLASSIC MILE PARK | 1 | CLASSIC MILE WTP | B | 02 | DISINFECT/HYPOCHLORIN
6424724 | CARRIAGE PLAZA (HUNTER'S RUN) | 1 | CARRIAGE PLAZA PLANT | B | 02 | DISINFECT/HYPOCHLORIN
6424725 | KINGSLAND PLAZA | 1 | KINGSLAND PLAZA WTP | B | 02 | DISINFECT/HYPOCHLORIN
6424726 | 103RD STREET PLAZA | 1 | 103 RD STREET PLAZA WTP | B | 02 | DISINFECT/HYPOCHLORIN
6424727 | JUICY LUCY'S HAMBURGERS | 1 | JUICY LUCY'S WTP | B | 02 | DISINFECT/HYPOCHLORIN
6424728 | DUFFY'S PUB | 1 | DUFFY'S PUB | B | 02 | DISINFECT/HYPOCHLORIN
6424729 | ROMEO ELEMENTARY SCHOOL | 1 | MARION CO. SCH 'I' WTP | B | 02 | DISINFECT/HYPOCHLORIN
6424730 | B KWIK | 1 | B KWIK | B | 02 | DISINFECT/HYPOCHLORIN
6424731 | PHILLIPS FOOD STORE | 1 | PHILLIPS FOOD STORE | B | 02 | DISINFECT/HYPOCHLORIN
6424733 | NIKIN'S JOE'S JIFFY STORE | 1 | JIFFY FOOD STORE PLANT | B | 02 | DISINFECT/HYPOCHLORIN
6424735 | OCALA WEST UNITED METH. CHURCH | 1 | OCALA WEST UNITED METH. PLANT | B | 02 | DISINFECT/HYPOCHLORIN
6424737 | SHOOTZE DINER | 1 | SHOOTZE PLANT | B | 02 | DISINFECT/HYPOCHLORIN
6424738 | FELLOWSHIP BAPTIST CHURCH | 1 | PLANT | B | 02 | DISINFECT/HYPOCHLORIN
6424739 | CHRISTIAN LIFE ASSEMBLY OF GOD | 1 | CHRISTIAN LIFE ASSEMBLY OF GOD | B | 02 | DISINFECT/HYPOCHLORIN
6424740 | DUNNELLON ELEM SCHOOL "J" | 1 | MARION COUNTY ELEM SCHOOL "J" | E | 20 | T-O CTRL/AERATION
6424740 | DUNNELLON ELEM SCHOOL "J" | 1 | MARION COUNTY ELEM SCHOOL "J" | B | 02 | DISINFECT/HYPOCHLORIN
6424741 | THE HARBOR HOUSE AT OCALA | 1 | THE HARBOR HOUSE AT OCALA | B | 02 | DISINFECT/HYPOCHLORIN
6424742 | V MART | 1 | V MART | B | 02 | DISINFECT/HYPOCHLORIN
6424743 | SOUTHTRUST BANK | 1 | SOUTHTRUST BANK | B | 04 | DISINFECT/CHLORAMINES
6424744 | OCALA W. CHURCH OF NAZARENE | 1 |  | B | 02 | DISINFECT/HYPOCHLORIN
6424745 | J.B HUNT TRUCK TERMINAL | 1 | J.B HUNT TRUCK TERMINAL | B | 02 | DISINFECT/HYPOCHLORIN
6424746 | KINDEROO CHILDREN'S ACADEMY | 1 | IN HIS STEPS CHRISTIAN ACADEMY | B | 02 | DISINFECT/HYPOCHLORIN
6424747 | DIXIE METAL PRODUCTS | 1 | METAL PRODUCTS,INC. | B | 02 | DISINFECT/HYPOCHLORIN
6424748 | OCALA REGIONAL SPORTSPLEX | 1 | FETF RECREATION COMPLEX PLANT | B | 02 | DISINFECT/HYPOCHLORIN
6424749 | SPRUCE CREEK PRESERVE | 1 | SPRUCE CREEK PRESERVE PLANT | D | 36 | CORR-CTRL/CORROSION INHIB
6424749 | SPRUCE CREEK PRESERVE | 1 | SPRUCE CREEK PRESERVE PLANT | B | 02 | DISINFECT/HYPOCHLORIN
6424750 | NEIGHBORHOOD STORAGE CENTER #18 | 1 | NEIGHBORHOOD STORAGE CENTER | B | 02 | DISINFECT/HYPOCHLORIN
6424751 | SILVER MOON TAVERN | 1 | SILVER MOON | B | 02 | DISINFECT/HYPOCHLORIN
6424752 | JRS CUSTOM FABRICATION | 1 | JRS CUSTOM FABRICATION | B | 02 | DISINFECT/HYPOCHLORIN
6424753 | ST. JOHN UNITED METHODIST | 1 | PLANT 1 | B | 02 | DISINFECT/HYPOCHLORIN
6424755 | GILBERT'S ACE HARDWARE | 1 | GILBERT'S | B | 02 | DISINFECT/HYPOCHLORIN
6424756 | SAVE A TRIP GEN. STORE | 1 | J & J COUNTRY STORE | B | 02 | DISINFECT/HYPOCHLORIN
6424757 | SUMMERGLEN COUNTRY CLUB | 1 | PLANT #1 | B | 02 | DISINFECT/HYPOCHLORIN
6424757 | SUMMERGLEN COUNTRY CLUB | 1 | PLANT #1 | D | 36 | CORR-CTRL/CORROSION INHIB
6424758 | OCALA KOREAN BAPTIST CHURCH | 1 |  | B | 02 | DISINFECT/HYPOCHLORIN
6424759 | I-75 FLEA MARKET, LLC | 1 | PLANT | B | 02 | DISINFECT/HYPOCHLORIN
6424760 | GRAND VIEW CHURCH | 1 | WATER PLANT | B | 02 | DISINFECT/HYPOCHLORIN
6424761 | MARION MEDICAL PARK | 1 | WATER TREATMENT PLANT | B | 02 | DISINFECT/HYPOCHLORIN
6424762 | TIMBERWALK | 1 | MARION OAKS MODEL CENTER PLANT | B | 02 | DISINFECT/HYPOCHLORIN
6424763 | HIERS-BAXLEY FUNERAL SERVICES | 1 | HB FUNERAL HOME | B | 02 | DISINFECT/HYPOCHLORIN
6424764 | EPISCOPAL CHURCH OF ADVENT | 1 | PLANT 1 WELL # 1 | B | 02 | DISINFECT/HYPOCHLORIN
6424765 | CHERRYWOOD ESTATES | 1 | OAK RUN | B | 01 | DISINFECT/GASEOUS CHLORIN
6424766 | THE LIFE CENTER CHURCH | 1 | THE LIFE CENTER CHURCH | B | 02 | DISINFECT/HYPOCHLORIN
6424767 | OCALA BREEDER'S FEED AND SUPPLY (HWY 27) | 1 | WELL # 1 | B | 02 | DISINFECT/HYPOCHLORIN
6424768 | GOLDEN OCALA (2 WTP) | 2 | NORTHWEST COUNTY SUBREGIONAL | B | 02 | DISINFECT/HYPOCHLORIN
6424768 | GOLDEN OCALA (2 WTP) | 1 | GOLDEN OCALA | B | 02 | DISINFECT/HYPOCHLORIN
6424769 | SUMMER GLEN CLUBHOUSE | 1 |  | B | 02 | DISINFECT/HYPOCHLORIN
6424771 | SILOAM BAPTIST CHURCH | 1 | SBC 1 | B | 02 | DISINFECT/HYPOCHLORIN
6424772 | HORTICULTURAL ARTS & PARK INSTITUTE | 1 | HAPI PLANT | B | 02 | DISINFECT/HYPOCHLORIN
6424774 | FLEMINGTON COMMUNITY PARK | 1 | FLEMINGTON PARK PLANT | B | 02 | DISINFECT/HYPOCHLORIN
6424778 | RCMA LA GUADALUPANA CDC | 1 | RCMA | B | 02 | DISINFECT/HYPOCHLORIN
6424779 | LANDBRIDGE TRAILHEAD PARK | 1 | TRAILHEAD PARK WELL | B | 02 | DISINFECT/HYPOCHLORIN
6424780 | HITS INC. | 1 | PTTC PLANT | B | 02 | DISINFECT/HYPOCHLORIN
6424781 | ROADWAY EXPRESS | 1 | ROADWAY PLANT | B | 02 | DISINFECT/HYPOCHLORIN
6424782 | ROSS PRAIRIE TRAILHEAD PARK | 1 | RP TRAILHEAD PLANT | B | 02 | DISINFECT/HYPOCHLORIN
6424784 | RAINBOW LAKES COMMUNITY CENTER AND PARK | 1 | RAINBOW LAKES CC PLANT | B | 02 | DISINFECT/HYPOCHLORIN
6424785 | OCALA PALMS (CONSEC.) | 1 | CITY OF OCALA | A |  | NO TRTMT
6424786 | ADESA-OCALA AUTO AUCTION | 1 | AOAA PLANT | B | 02 | DISINFECT/HYPOCHLORIN
6424787 | N. DUNNELLON JEHOVAH WITNESSES | 1 | PLANT# 1 | B | 02 | DISINFECT/HYPOCHLORIN
6424791 | PARELLI NATURAL HORSEMANSHIP | 1 | PNH PLANT #1 | B | 02 | DISINFECT/HYPOCHLORIN
6424793 | AJ'S COUNTRY STORE | 1 | PLANT #1 | B | 02 | DISINFECT/HYPOCHLORIN
6424794 | ADENA SPRINGS HOUSING FACILITY | 1 | PLANT #1 | B | 02 | DISINFECT/HYPOCHLORIN
6424796 | NEW JERUSALEM BAPTIST CHURCH | 1 | NJBC PLANT 1 | B | 02 | DISINFECT/HYPOCHLORIN
6424797 | THE COUNTRY STORE | 1 | COUNTY STORE PLANT#1 | B | 02 | DISINFECT/HYPOCHLORIN
6424798 | RAINBOW SPRINGS FIRE STA & GOV'T COMPLEX | 1 | RSGC PLANT #2 | B | 02 | DISINFECT/HYPOCHLORIN
6424800 | BERRETTINI FEED SPECIALISTS | 1 | BERRETTINI HAY SALES PLANT | B | 02 | DISINFECT/HYPOCHLORIN
6424801 | KUNAL II, LLC (2 WTPS) | 2 | KUNAL WTP 2 (PILOT OIL) | B | 02 | DISINFECT/HYPOCHLORIN
6424801 | KUNAL II, LLC (2 WTPS) | 1 | KUNAL II PLANT #1 | D | 02 | CORR-CTRL/HYPOCHLORIN
6424801 | KUNAL II, LLC (2 WTPS) | 1 | KUNAL II PLANT #1 | B | 02 | DISINFECT/HYPOCHLORIN
6424802 | WEST MARION MOOSE LODGE #2356 | 1 | WMML PLANT #1 | B | 02 | DISINFECT/HYPOCHLORIN
6424803 | FAIRFIELD BAPTIST CHURCH | 1 | FBC PLANT 1 | B | 02 | DISINFECT/HYPOCHLORIN
6424804 | JULIETTE FALLS | 1 | RS TRACT K PLANT 1 (WELL # 1/2 | B | 02 | DISINFECT/HYPOCHLORIN
6424805 | RAINBOW SPRINGS STATE CAMPGROUND/TUBER | 1 | RSSC/SWTP 1 | B | 02 | DISINFECT/HYPOCHLORIN
6424806 | HIGHLAND TRACTOR | 1 | HIGHLANDS TRACTOR | B | 02 | DISINFECT/HYPOCHLORIN
6424807 | DIVINE PROVIDENCE MINISTRIES | 1 | DPM PLANT #1 | B | 02 | DISINFECT/HYPOCHLORIN
6424810 | THE TOWN OF IRVINE | 1 | TOWN OF IRVINE PLANT#1 | B | 02 | DISINFECT/HYPOCHLORIN
6424811 | MIDWAY MARKET | 1 | MIDWAY MARKET | B | 02 | DISINFECT/HYPOCHLORIN
6424812 | OPTIMALMED | 1 | OPTIMALMED | B | 02 | DISINFECT/HYPOCHLORIN
6424813 | EQUINE MEDICAL CENTER OF OCALA | 1 | 6424803 | B | 02 | DISINFECT/HYPOCHLORIN
6510008 | 41 TAVERN MOTOR COURT | 1 |  | B | 02 | DISINFECT/HYPOCHLORIN
6510011 | THE WATER HUTS | 1 | S S G | B | 02 | DISINFECT/HYPOCHLORIN
6510035 | S & S MOBILE HOME PARK | 1 | S & S TRAILER PK | B | 02 | DISINFECT/HYPOCHLORIN
6510050 | ALOHA GARDENS UTILITIES | 2 | PLANT 3 | B | 01 | DISINFECT/GASEOUS CHLORIN
6510050 | ALOHA GARDENS UTILITIES | 1 | PLANT 1 | B | 01 | DISINFECT/GASEOUS CHLORIN
6510050 | ALOHA GARDENS UTILITIES | 3 | PLANT #8 | B | 04 | DISINFECT/CHLORAMINES
6510069 | ANDY'S TRAVEL TRAILER PARK | 1 | ANDY'S TRAVEL TRAILER PLANT #2 | B | 02 | DISINFECT/HYPOCHLORIN
6510069 | ANDY'S TRAVEL TRAILER PARK | 2 | ANDY'S TRAVEL TRAILER PLANT #1 | B | 02 | DISINFECT/HYPOCHLORIN
6510071 | ANN'S TRUCK STOP | 1 | ANN'S | B | 02 | DISINFECT/HYPOCHLORIN
6510082 | CITRUS COUNTRY GROVES | 1 | OAKELY GROVES PLANT | B | 02 | DISINFECT/HYPOCHLORIN
6510093 | PASCO PLAZA | 1 | PASCO PLAZA PLANT #1 | B | 02 | DISINFECT/HYPOCHLORIN
6510094 | CHUCK'S DEN | 1 |  | B | 02 | DISINFECT/HYPOCHLORIN
6510104 | ZEPHYRHILLS VILLAGE | 1 | COLONIAL FOUR RV | B | 02 | DISINFECT/HYPOCHLORIN
6510105 | BAHR'S MHP | 1 | BAHR'S MHP | B | 02 | DISINFECT/HYPOCHLORIN
6510105 | BAHR'S MHP | 2 | BAHR'S MHP | A |  | NO TRTMT
6510107 | BAKER ACRES RV RANCH | 1 | BAKER ACRES | B | 02 | DISINFECT/HYPOCHLORIN
6510111 | BARBARA ANNE ACRES SUBD WTR SY | 1 | BARBARA ANN ACRES | B | 02 | DISINFECT/HYPOCHLORIN
6510117 | BUENA VISTA TRAILER PARK | 1 | BUENA VISTA WELL #1 | B | 02 | DISINFECT/HYPOCHLORIN
6510117 | BUENA VISTA TRAILER PARK | 2 | BUENA VISTA TRAILER PARK #2 | B | 02 | DISINFECT/HYPOCHLORIN
6510147 | EAST PASCO UTILITIES | 1 | NORTH PLANT (10") ARROWHEAD | B | 01 | DISINFECT/GASEOUS CHLORIN
6510147 | EAST PASCO UTILITIES | 1 | NORTH PLANT (10") ARROWHEAD | G | 18 | IRON RMVL/SEQUESTATION
6510147 | EAST PASCO UTILITIES | 2 | SOUTH PLANT (6") FLINT & 8TH | B | 02 | DISINFECT/HYPOCHLORIN
6510147 | EAST PASCO UTILITIES | 2 | SOUTH PLANT (6") FLINT & 8TH | G | 18 | IRON RMVL/SEQUESTATION
6510147 | EAST PASCO UTILITIES | 3 | EAST PASCO TARA PLANT | B | 02 | DISINFECT/HYPOCHLORIN
6510164 | BLUE DIAMOND CAFE | 1 |  | B | 02 | DISINFECT/HYPOCHLORIN
6510165 | BLUE JAY MHP | 1 | BLUE JAY PLANT | B | 02 | DISINFECT/HYPOCHLORIN
6510203 | BURGER'S MHP | 1 | BURGER'S MHP | B | 02 | DISINFECT/HYPOCHLORIN
6510216 | PCUD-CRYSTAL SPRINGS WATER SYSTEM | 1 | CRYSTAL SPRINGS PLANT #1 | B | 02 | DISINFECT/HYPOCHLORIN
6510237 | CAMP INDIANHEAD | 1 | CAMP INDIANHEAD | B | 02 | DISINFECT/HYPOCHLORIN
6510284 | SUBWAY SANDWICH SHOP | 1 |  | B | 02 | DISINFECT/HYPOCHLORIN
6510324 | PORT RICHEY WATER DEPT-CITY OF | 1 | PORT RICHEY PLANT | Z | 18 | OTHER/SEQUESTATION
6510324 | PORT RICHEY WATER DEPT-CITY OF | 1 | PORT RICHEY PLANT | G | 30 | IRON RMVL/GREENSAND FILTR
6510324 | PORT RICHEY WATER DEPT-CITY OF | 1 | PORT RICHEY PLANT | B | 04 | DISINFECT/CHLORAMINES
6510324 | PORT RICHEY WATER DEPT-CITY OF | 2 | INTERCONNECT WITH NPR | A |  | NO TRTMT
6510325 | SAN ANTONIO WATER DEPT-CITY OF | 1 | WELL 3 & 4 | B | 02 | DISINFECT/HYPOCHLORIN
6510325 | SAN ANTONIO WATER DEPT-CITY OF | 2 | ELEMENTARY WELLS 5 & 6 | B | 02 | DISINFECT/HYPOCHLORIN
6510338 | CLYDES COTTAGES | 1 | CLYDES COTTAGES PLANT | B | 02 | DISINFECT/HYPOCHLORIN
6510344 | OVERPASS INN | 1 |  | B | 02 | DISINFECT/HYPOCHLORIN
6510354 | PCUD-COLONIAL HILLS (NPR SO) | 1 | COLONIAL HILLS PLANT #1 | B | 01 | DISINFECT/GASEOUS CHLORIN
6510354 | PCUD-COLONIAL HILLS (NPR SO) | 2 | COLONAIL HILLS PLANT #2 | B | 01 | DISINFECT/GASEOUS CHLORIN
6510355 | COLONIAL MANOR WATER SYSTEM | 5 | COLONIAL MNR P-5, MT VERNON | B | 01 | DISINFECT/GASEOUS CHLORIN
6510355 | COLONIAL MANOR WATER SYSTEM | 4 | COLONIAL MNR P4 LINKWOOD | B | 02 | DISINFECT/HYPOCHLORIN
6510355 | COLONIAL MANOR WATER SYSTEM | 3 | COLONIAL MNR P3 HENDRIX | B | 01 | DISINFECT/GASEOUS CHLORIN
6510355 | COLONIAL MANOR WATER SYSTEM | 2 | COLONIAL MANOR WS PLANT #2 | B | 02 | DISINFECT/HYPOCHLORIN
6510355 | COLONIAL MANOR WATER SYSTEM | 1 | COLONIAL MNR P1 CONNON DR | B | 01 | DISINFECT/GASEOUS CHLORIN
6510358 | COLONY COVE | 1 | COLONY COVE | B | 02 | DISINFECT/HYPOCHLORIN
6510358 | COLONY COVE | 1 | COLONY COVE | B | 01 | DISINFECT/GASEOUS CHLORIN
6510358 | COLONY COVE | 1 | COLONY COVE | C | 10 | PART-RMVL/COAGULATION
6510378 | COUNTRY AIRE EST. SERVICE CORP | 1 | COUNTRY AIRE ESTATES PLANT | B | 02 | DISINFECT/HYPOCHLORIN
6510379 | COUNTRY AIRE VILLAGE MHP | 1 | COUNTRY AIRE VILLAGE PLANT | B | 02 | DISINFECT/HYPOCHLORIN
6510381 | CREATIVE LEARNING CENTER | 1 |  | B | 02 | DISINFECT/HYPOCHLORIN
6510389 | COUNTRY VILLAGE MHP | 1 | COUNTRY VILLAGE MHP | B | 02 | DISINFECT/HYPOCHLORIN
6510394 | OPEN PIT COUNTRY BAR B CUE | 1 | WTP | B | 02 | DISINFECT/HYPOCHLORIN
6510403 | CRESTRIDGE UTILITIES | 2 | CRESTRIDGE GDNS P-2, ZODIAC | B | 02 | DISINFECT/HYPOCHLORIN
6510403 | CRESTRIDGE UTILITIES | 1 | CRESTRIDGE GARDENS UTL. | A |  | NO TRTMT
6510403 | CRESTRIDGE UTILITIES | 3 | CRESTRIDGE GDNS P-3, GASLIGHT | B | 02 | DISINFECT/HYPOCHLORIN
6510403 | CRESTRIDGE UTILITIES | 5 | CRESTRIDGE GDNS P-5 | A |  | NO TRTMT
6510403 | CRESTRIDGE UTILITIES | 4 | CRESTRIDGE GDNS P-4, PANORAMA | B | 02 | DISINFECT/HYPOCHLORIN
6510417 | CYPRESS CREEK CAMPGROUND | 1 | CYPRESS CREEK PLANT | B | 02 | DISINFECT/HYPOCHLORIN
6510424 | DADE CITY WATER DEPT | 2 | 15TH ST PLANT (WELL 4) | B | 02 | DISINFECT/HYPOCHLORIN
6510424 | DADE CITY WATER DEPT | 1 | 10TH ST PLANT (WELLS 1,2,&3) | B | 02 | DISINFECT/HYPOCHLORIN
6510424 | DADE CITY WATER DEPT | 3 | ELBA HEIGHTS PLANT (WELL 5) | B | 02 | DISINFECT/HYPOCHLORIN
6510425 | DAIRY DIPPER | 1 |  | B | 02 | DISINFECT/HYPOCHLORIN
6510438 | DAYS INN ZEPHYRHILLS | 1 |  | B | 02 | DISINFECT/HYPOCHLORIN
6510461 | DIXIE GROVES ESTATES | 2 | DIXIE GROVES EST - SPARKLE LN | B | 02 | DISINFECT/HYPOCHLORIN
6510461 | DIXIE GROVES ESTATES | 1 | DIXIE GROVES EST - PATRIOT LN | B | 02 | DISINFECT/HYPOCHLORIN
6510461 | DIXIE GROVES ESTATES | 1 | DIXIE GROVES EST - PATRIOT LN | Z | 18 | OTHER/SEQUESTATION
6510461 | DIXIE GROVES ESTATES | 3 | DIXIE GROVES ESTATES #3 | B | 02 | DISINFECT/HYPOCHLORIN
6510461 | DIXIE GROVES ESTATES | 3 | DIXIE GROVES ESTATES #3 | Z | 18 | OTHER/SEQUESTATION
6510461 | DIXIE GROVES ESTATES | 2 | DIXIE GROVES EST - SPARKLE LN | Z | 18 | OTHER/SEQUESTATION
6510518 | DADE CITY - ELDRED | 1 | ELDRED | A |  | NO TRTMT
6510591 | FLORIDA BAR (AND SMOKEHOUSE) | 1 | FLORIDA BAR | B | 02 | DISINFECT/HYPOCHLORIN
6510603 | PCUD-FLORIDA ESTATES (EAST PASCO) | 1 | FLORIDA EST TP | A |  | NO TRTMT
6510605 | FLORIDA VILLAS MHP | 1 | FLORIDA VILLAS MHP PLANT | B | 02 | DISINFECT/HYPOCHLORIN
6510616 | BIG OAKS TRAVEL PK & CAMPG | 1 | BIG OAKS TRAVEL PK PLANT #1 | B | 02 | DISINFECT/HYPOCHLORIN
6510620 | CYPRESS COVE - FOXWOOD | 2 | FOXWOOD PLANT | B | 01 | DISINFECT/GASEOUS CHLORIN
6510620 | CYPRESS COVE - FOXWOOD | 1 | CYPRESS COVE | B | 01 | DISINFECT/GASEOUS CHLORIN
6510621 | DON'S PLACE | 1 | DON'S PLACE PLANT | B | 02 | DISINFECT/HYPOCHLORIN
6510650 | GEM ESTATES MH VILLAGE | 1 | GEM ESTATES | B | 02 | DISINFECT/HYPOCHLORIN
6510653 | GEORGE & GLADYS' BAR B Q | 1 | PLANT # 1 | B | 02 | DISINFECT/HYPOCHLORIN
6510678 | TROPIC BREEZE | 1 | TROPIC BREEZE | B | 02 | DISINFECT/HYPOCHLORIN
6510689 | GREENHILLS ESTATES | 1 | GREEN HILLS ESTATES PLANT | B | 02 | DISINFECT/HYPOCHLORIN
6510709 | HACIENDA VILLAGE MHP | 1 | HACIENDA VILLAGE MHP | B | 02 | DISINFECT/HYPOCHLORIN
6510709 | HACIENDA VILLAGE MHP | 1 | HACIENDA VILLAGE MHP | Z | 18 | OTHER/SEQUESTATION
6510714 | BOONDOCKS | 1 |  | B | 02 | DISINFECT/HYPOCHLORIN
6510733 | HARMONY HEIGHTS COMMUNITIES LLC | 1 | HARMONY HTS MHP PLANT | B | 02 | DISINFECT/HYPOCHLORIN
6510756 | HI AND DRI MOBILE HOME PARK | 1 | HI AND DRI MOBILE HOME PARK | B | 02 | DISINFECT/HYPOCHLORIN
6510760 | PCUD-HICKORY HILL (EAST PASCO) | 1 | HICKORY HILL ACRES | B | 02 | DISINFECT/HYPOCHLORIN
6510771 | COUNTRY ACRES MHP | 1 |  | B | 02 | DISINFECT/HYPOCHLORIN
6510778 | HILLCREST ESTATES, INC. | 1 | HILLCREST ESTATES | B | 02 | DISINFECT/HYPOCHLORIN
6510779 | PCUD-HILLCREST MN (EAST PASCO) | 1 | HILL CREST | B | 01 | DISINFECT/GASEOUS CHLORIN
6510795 | HILLSIDE MOBILE HOME PARK | 1 | HILLSIDE MHP PLANT | B | 02 | DISINFECT/HYPOCHLORIN
6510807 | HOLIDAY GARDENS UTIL INC | 1 | HOLIDAY GDS UTIL P-1 | B | 02 | DISINFECT/HYPOCHLORIN
6510807 | HOLIDAY GARDENS UTIL INC | 2 | HOLIDAY GDNS UTIL P-2 | B | 02 | DISINFECT/HYPOCHLORIN
6510807 | HOLIDAY GARDENS UTIL INC | 2 | HOLIDAY GDNS UTIL P-2 | G | 18 | IRON RMVL/SEQUESTATION
6510812 | PCUD-HOLIDAY LAKE EST (NPR SO) | 1 | PCUD-HOLIDAY LAKE EST PLANT#1 | B | 01 | DISINFECT/GASEOUS CHLORIN
6510893 | GLOSSON TR PK | 1 | GLOSSON TR PK | B | 02 | DISINFECT/HYPOCHLORIN
6510906 | JOY-LAN DRIVE IN | 1 | JOY- LAN DRIVE IN | B | 02 | DISINFECT/HYPOCHLORIN
6510922 | KEMPLE ESTATES | 1 | KEMPLE ESTATES | B | 02 | DISINFECT/HYPOCHLORIN
6510930 | KAY'S MOBILE HOME PARK | 1 | KAYS MHP | B | 02 | DISINFECT/HYPOCHLORIN
6510951 | FLORIDA BAR | 1 | FLORIDA BAR | B | 02 | DISINFECT/HYPOCHLORIN
6510966 | SING-SING CHINESE RESTAURANT | 1 |  | B | 02 | DISINFECT/HYPOCHLORIN
6510971 | LAKE COMO CLUB INC | 1 | LAKE COMO CLUB PLANTS | B | 02 | DISINFECT/HYPOCHLORIN
6510988 | LAKE PADGETT ESTATES EAST | 1 | LAKE PADGETT ESTATES EAST | B | 01 | DISINFECT/GASEOUS CHLORIN
6510989 | LAKE PADGETT MHP | 1 | LAKE PADGETT MHP PLANT #1 | B | 02 | DISINFECT/HYPOCHLORIN
6511019 | BELL LAKE INN INC. | 1 | LAKESIDE | B | 02 | DISINFECT/HYPOCHLORIN
6511027 | LAKEVIEW-IN-THE-HILLS | 1 | LAKEVIEW-IN-THE-HILLS PLANT | B | 02 | DISINFECT/HYPOCHLORIN
6511028 | LAKEWOOD TRAVEL PARK | 1 | LAKEWOOD TRAILER PK | B | 02 | DISINFECT/HYPOCHLORIN
6511034 | LAKEWOOD VILLAS INC | 1 | LAKEWOOD VILLAS | B | 02 | DISINFECT/HYPOCHLORIN
6511039 | LAND O'LAKES HIGH SCHOOL | 1 | LAND O'LAKES HIGH SCHOOL | B | 01 | DISINFECT/GASEOUS CHLORIN
6511076 | LINDA LAKE GROVES | 1 | LINDA LAKE GROVES | D | 36 | CORR-CTRL/CORROSION INHIB
6511076 | LINDA LAKE GROVES | 1 | LINDA LAKE GROVES | B | 02 | DISINFECT/HYPOCHLORIN
6511076 | LINDA LAKE GROVES | 1 | LINDA LAKE GROVES | E | 20 | T-O CTRL/AERATION
6511077 | GULF HARBORS | 2 | SHAMROCK HEIGHTS WELL #5 | B | 02 | DISINFECT/HYPOCHLORIN
6511077 | GULF HARBORS | 4 | GULF HARBORS WELLS #6 & #8 | Z | 18 | OTHER/SEQUESTATION
6511077 | GULF HARBORS | 3 | SHAMROCK HEIGHTS WELL #4 | B | 02 | DISINFECT/HYPOCHLORIN
6511077 | GULF HARBORS | 4 | GULF HARBORS WELLS #6 & #8 | B | 02 | DISINFECT/HYPOCHLORIN
6511077 | GULF HARBORS | 1 | GULF HARBORS WELLS #2 & #3 | B | 04 | DISINFECT/CHLORAMINES
6511077 | GULF HARBORS | 5 | WTP #1 | B | 04 | DISINFECT/CHLORAMINES
6511077 | GULF HARBORS | 2 | SHAMROCK HEIGHTS WELL #5 | D | 18 | CORR-CTRL/SEQUESTATION
6511077 | GULF HARBORS | 3 | SHAMROCK HEIGHTS WELL #4 | D | 18 | CORR-CTRL/SEQUESTATION
6511080 | ST. ANGELO'S PIZZA | 1 |  | B | 02 | DISINFECT/HYPOCHLORIN
6511092 | ANIMAL CRACKERS DAY CARE | 1 | ANIMAL CRACKERS DAY CARE | B | 02 | DISINFECT/HYPOCHLORIN
6511094 | EAGLE'S BAR AKA BERMUDA CONNECTION | 1 | EAGLES #4399 | B | 02 | DISINFECT/HYPOCHLORIN
6511103 | LOVINS MOTEL | 1 |  | B | 02 | DISINFECT/HYPOCHLORIN
6511123 | MOCKINGBIRD MHP | 1 | MOCKINGBIRD MHP | B | 02 | DISINFECT/HYPOCHLORIN
6511126 | MAGNOLIA VALLEY SUBD WTR SYS | 1 | MAGNOLIA VALLEY S/D PLANT #1 | B | 01 | DISINFECT/GASEOUS CHLORIN
6511229 | CACTUS SALOON | 1 | CACTUS SALOON | B | 02 | DISINFECT/HYPOCHLORIN
6511255 | NEW PORT RICHEY WATER DEPT | 1 | JOSEPH C. MAYTUM WTP | Z | 27 | OTHER/FLUORIDATION
6511255 | NEW PORT RICHEY WATER DEPT | 2 | WELL #4 | B | 01 | DISINFECT/GASEOUS CHLORIN
6511255 | NEW PORT RICHEY WATER DEPT | 3 | WELL #6 | B | 01 | DISINFECT/GASEOUS CHLORIN
6511255 | NEW PORT RICHEY WATER DEPT | 1 | JOSEPH C. MAYTUM WTP | B | 04 | DISINFECT/CHLORAMINES
6511255 | NEW PORT RICHEY WATER DEPT | 5 | WELL #8 | B | 01 | DISINFECT/GASEOUS CHLORIN
6511255 | NEW PORT RICHEY WATER DEPT | 6 | WELL #9 | B | 01 | DISINFECT/GASEOUS CHLORIN
6511255 | NEW PORT RICHEY WATER DEPT | 1 | JOSEPH C. MAYTUM WTP | E | 20 | T-O CTRL/AERATION
6511255 | NEW PORT RICHEY WATER DEPT | 4 | WELL #7 | B | 01 | DISINFECT/GASEOUS CHLORIN
6511268 | NORTHWEST ELEM SCHOOL | 1 | NORTHWEST | B | 02 | DISINFECT/HYPOCHLORIN
6511290 | PANCHOS VILLA FORMALLY HOBO'S | 1 | OASIS BAR & GRILL | B | 02 | DISINFECT/HYPOCHLORIN
6511303 | ORANGE HEIGHTS MHP | 1 | ORANGE HGTS MHP | B | 02 | DISINFECT/HYPOCHLORIN
6511307 | ORANGELAND SUBDIVISION | 2 | HOLIDAY GARDENS | B | 02 | DISINFECT/HYPOCHLORIN
6511307 | ORANGELAND SUBDIVISION | 1 | ORANGELAND S/D PLANT #1 | B | 02 | DISINFECT/HYPOCHLORIN
6511311 | ORANGEWOOD WATER SYSTEM | 2 | ORANGEWOOD WELL 2 | B | 02 | DISINFECT/HYPOCHLORIN
6511311 | ORANGEWOOD WATER SYSTEM | 5 | BUENA VISTA WELL #2 | B | 02 | DISINFECT/HYPOCHLORIN
6511311 | ORANGEWOOD WATER SYSTEM | 3 | ORANGEWOOD WELLS 3 & 4 | B | 02 | DISINFECT/HYPOCHLORIN
6511311 | ORANGEWOOD WATER SYSTEM | 6 | BEUNA VISTA WELL #3 | B | 02 | DISINFECT/HYPOCHLORIN
6511311 | ORANGEWOOD WATER SYSTEM | 1 | ORANGEWOOD WELL 1 | B | 02 | DISINFECT/HYPOCHLORIN
6511311 | ORANGEWOOD WATER SYSTEM | 4 | BUENA VISTA WELL #1 | B | 02 | DISINFECT/HYPOCHLORIN
6511315 | OSCEOLA MOBILE HOME PARK | 1 | OSCEOLA MHP PLANT | B | 02 | DISINFECT/HYPOCHLORIN
6511330 | C.L. SMITH ELL NAR | 1 | PALM TERRACE,PREMIER ST | B | 01 | DISINFECT/GASEOUS CHLORIN
6511331 | PALM TERRACE GARDENS | 1 | PALM TERRACE | A |  | NO TRTMT
6511332 | PALM TREE ACRES MHP | 1 | PALM TREE ACRES MHP | B | 02 | DISINFECT/HYPOCHLORIN
6511348 | PARKVIEW ACRES | 1 | PARKVIEW ACRES PLANT | B | 02 | DISINFECT/HYPOCHLORIN
6511351 | PCUD-PARKWOOD ACRES (NPR NO) | 1 | PARKWOOD ACRES | B | 01 | DISINFECT/GASEOUS CHLORIN
6511360 | ANGUS VALLEY | 1 | ANGUS VALLEY PLANT WELL #3 | B | 02 | DISINFECT/HYPOCHLORIN
6511360 | ANGUS VALLEY | 2 | ANGUS VALLEY WELL#4 | B | 02 | DISINFECT/HYPOCHLORIN
6511361 | PCUD-PASCO COUNTY REGIONAL PWS | 19 | FOREST HILLS PLANT 11 | B | 02 | DISINFECT/HYPOCHLORIN
6511361 | PCUD-PASCO COUNTY REGIONAL PWS | 18 | FOREST HILLS PLANT 10 | B | 02 | DISINFECT/HYPOCHLORIN
6511361 | PCUD-PASCO COUNTY REGIONAL PWS | 17 | FOREST HILLS PLANT 8 | B | 02 | DISINFECT/HYPOCHLORIN
6511361 | PCUD-PASCO COUNTY REGIONAL PWS | 16 | FOREST HILLS PLANT 6 | B | 02 | DISINFECT/HYPOCHLORIN
6511361 | PCUD-PASCO COUNTY REGIONAL PWS | 15 | FOREST HILLS PLANT 5 | B | 02 | DISINFECT/HYPOCHLORIN
6511361 | PCUD-PASCO COUNTY REGIONAL PWS | 14 | FOREST HILLS PLANT 4 | B | 02 | DISINFECT/HYPOCHLORIN
6511361 | PCUD-PASCO COUNTY REGIONAL PWS | 13 | FOREST HILLS PLANT 2 | B | 02 | DISINFECT/HYPOCHLORIN
6511361 | PCUD-PASCO COUNTY REGIONAL PWS | 12 | QUAIL RIDGE PLANT | B | 01 | DISINFECT/GASEOUS CHLORIN
6511361 | PCUD-PASCO COUNTY REGIONAL PWS | 11 | FOREST HILLS PLANT 1 | B | 02 | DISINFECT/HYPOCHLORIN
6511361 | PCUD-PASCO COUNTY REGIONAL PWS | 25 | PCUD SOUTHEAST WTP | B | 04 | DISINFECT/CHLORAMINES
6511361 | PCUD-PASCO COUNTY REGIONAL PWS | 9 |  | B | 02 | DISINFECT/HYPOCHLORIN
6511361 | PCUD-PASCO COUNTY REGIONAL PWS | 10 | GRACE BIBLE CHURCH & SCHOOL | B | 02 | DISINFECT/HYPOCHLORIN
6511361 | PCUD-PASCO COUNTY REGIONAL PWS | 23 | INTERCONNECT W TBW LAKE BRIDGE | B | 04 | DISINFECT/CHLORAMINES
6511361 | PCUD-PASCO COUNTY REGIONAL PWS | 1 | LITTLE ROAD WTP | B | 04 | DISINFECT/CHLORAMINES
6511361 | PCUD-PASCO COUNTY REGIONAL PWS | 2 | AUTUMN OAKS | B | 04 | DISINFECT/CHLORAMINES
6511361 | PCUD-PASCO COUNTY REGIONAL PWS | 3 | SOUTHWEST | B | 04 | DISINFECT/CHLORAMINES
6511361 | PCUD-PASCO COUNTY REGIONAL PWS | 21 | ONE PASCO CENTER | B | 04 | DISINFECT/CHLORAMINES
6511361 | PCUD-PASCO COUNTY REGIONAL PWS | 22 | GOWER'S CORNER (WELLS 1 AND 2) | B | 04 | DISINFECT/CHLORAMINES
6511387 | PIERRE MOTEL | 1 |  | B | 02 | DISINFECT/HYPOCHLORIN
6511388 | PCUD-PINE BREEZE (EAST PASCO) | 1 | PINE BREEZE | B | 02 | DISINFECT/HYPOCHLORIN
6511430 | PONDEROSA MOBILE HOME ESTATES | 1 |  | B | 02 | DISINFECT/HYPOCHLORIN
6511448 | QUAIL HOLLOW GOLF & CO CLUB | 1 | QUAIL HOLLOW PLANT 1 | B | 02 | DISINFECT/HYPOCHLORIN
6511449 | QUAIL HOLLOW ELEMENTARY | 1 | QUAIL HOLLOW | B | 01 | DISINFECT/GASEOUS CHLORIN
6511449 | QUAIL HOLLOW ELEMENTARY | 1 | QUAIL HOLLOW | B | 02 | DISINFECT/HYPOCHLORIN
6511450 | QUAIL RUN CAMPGROUND | 1 | QUAIL RUN | B | 02 | DISINFECT/HYPOCHLORIN
6511463 | ROADHOUSE CANTINA | 1 | ROADHOUSE PLANT | A |  | NO TRTMT
6511467 | RAINBOW MOBILE COURT | 1 | RAINBOW MOBILE COURT | B | 02 | DISINFECT/HYPOCHLORIN
6511476 | PCUD-RALPHS TR PK (ZEPHYR) | 1 | RALPHS TR PK PLANT #1 | B | 01 | DISINFECT/GASEOUS CHLORIN
6511476 | PCUD-RALPHS TR PK (ZEPHYR) | 1 | RALPHS TR PK PLANT #1 | B | 02 | DISINFECT/HYPOCHLORIN
6511497 | RENEDO'S PLACE | 1 | RENEDO'S PLACE | B | 02 | DISINFECT/HYPOCHLORIN
6511503 | RICHLAND HEADSTART SCHOOL | 1 | RICHLAND HEADSTART SCHOOL | B | 02 | DISINFECT/HYPOCHLORIN
6511566 | S & F LIQUORS | 1 | S & F LIQUORS PLANT | B | 02 | DISINFECT/HYPOCHLORIN
6511567 | SOUTH CLINTON HEIGHTS | 1 | SALLY RD | B | 02 | DISINFECT/HYPOCHLORIN
6511569 | SOUTH PRETTY POND MHP | 1 | S PRETTY POND MHP | B | 02 | DISINFECT/HYPOCHLORIN
6511573 | PCUD-SOUTH CENTRAL SYSTEM | 2 | SADDLEBROOK CLUB | B | 01 | DISINFECT/GASEOUS CHLORIN
6511573 | PCUD-SOUTH CENTRAL SYSTEM | 3 | WILLIAMSBURG-TROUT CREEK | B | 01 | DISINFECT/GASEOUS CHLORIN
6511573 | PCUD-SOUTH CENTRAL SYSTEM | 4 | OAKS WEST | B | 02 | DISINFECT/HYPOCHLORIN
6511573 | PCUD-SOUTH CENTRAL SYSTEM | 5 | QUAIL HOLLOW | B | 02 | DISINFECT/HYPOCHLORIN
6511573 | PCUD-SOUTH CENTRAL SYSTEM | 5 | QUAIL HOLLOW | D | 18 | CORR-CTRL/SEQUESTATION
6511573 | PCUD-SOUTH CENTRAL SYSTEM | 6 | LAKE PADGETT PLANT #A | B | 01 | DISINFECT/GASEOUS CHLORIN
6511573 | PCUD-SOUTH CENTRAL SYSTEM | 7 | LAKE PADGETT PLANT #B | B | 01 | DISINFECT/GASEOUS CHLORIN
6511573 | PCUD-SOUTH CENTRAL SYSTEM | 8 | LAKE PADGETT #C&D | B | 01 | DISINFECT/GASEOUS CHLORIN
6511573 | PCUD-SOUTH CENTRAL SYSTEM | 1 | WILLIAMS DOUBLE BRANCH | B | 01 | DISINFECT/GASEOUS CHLORIN
6511573 | PCUD-SOUTH CENTRAL SYSTEM | 15 | INTERCONNECT W TBW LAKE BRIDGE | B | 04 | DISINFECT/CHLORAMINES
6511573 | PCUD-SOUTH CENTRAL SYSTEM | 16 | INTERCONNECT W TBW/CYPRESS CRE | B | 04 | DISINFECT/CHLORAMINES
6511573 | PCUD-SOUTH CENTRAL SYSTEM | 10 | ONE PASCO CENTER | B | 04 | DISINFECT/CHLORAMINES
6511573 | PCUD-SOUTH CENTRAL SYSTEM | 13 | SADDLEBROOK INTERIM | B | 04 | DISINFECT/CHLORAMINES
6511573 | PCUD-SOUTH CENTRAL SYSTEM | 11 | GOWER'S CORNER (WELLS 1 AND 2) | B | 04 | DISINFECT/CHLORAMINES
6511583 | SANDERS ELEMENTARY SCHOOL | 1 | SANDERS | B | 02 | DISINFECT/HYPOCHLORIN
6511611 | SHADY HILLS ELEM. | 1 | SHADY HILLS | B | 02 | DISINFECT/HYPOCHLORIN
6511615 | PCUD-SHADY OAKS MOBILE HOME PARK | 1 | SHADY OAKS MH EST PLANT #1 | B | 02 | DISINFECT/HYPOCHLORIN
6511620 | THE HANGER | 1 | THE HANGER | B | 02 | DISINFECT/HYPOCHLORIN
6511664 | SNOW WHITE CHILD CARE CENTER | 1 | SNOW WHITE CHILD CARE CTR #1 | B | 02 | DISINFECT/HYPOCHLORIN
6511668 | WINTER PARADISE TP | 1 | WINTER PARADISE TP PLANT | B | 02 | DISINFECT/HYPOCHLORIN
6511706 | ST JOE ESTATES | 1 |  | B | 02 | DISINFECT/HYPOCHLORIN
6511709 | SACRED HEART EARLY CHILDHOOD CENTER | 1 | SACRED HEART CHILD CARE PLANT | B | 02 | DISINFECT/HYPOCHLORIN
6511710 | ST. LEO ABBEY WATER DEPT | 1 | ST LEO ABBEY WATER DEPT | B | 02 | DISINFECT/HYPOCHLORIN
6511720 | STAR MOTEL | 1 | US HWY 19HUDSON | B | 02 | DISINFECT/HYPOCHLORIN
6511731 | PASCO FUEL AND FOOD SHOP | 1 | STUCKEYS | B | 02 | DISINFECT/HYPOCHLORIN
6511733 | SUGAR AND SPICE DAY CARE CENTE | 1 | SUGAR AND SPICE | B | 02 | DISINFECT/HYPOCHLORIN
6511745 | PCUD-SUNBURST HILL | 1 | SUNBURST HILL WELL 1 | B | 02 | DISINFECT/HYPOCHLORIN
6511760 | SUNNYSIDE MHP | 1 | SUNNYSIDE MHP PLANT #1 | B | 02 | DISINFECT/HYPOCHLORIN
6511787 | TEE JAYS MHP | 1 | TEE JAY'S MHP | B | 02 | DISINFECT/HYPOCHLORIN
6511787 | TEE JAYS MHP | 1 | TEE JAY'S MHP | H | 25 | SOFTENING/ION EXCHANGE
6511818 | SILVER DRAGON | 1 | PLANT # 1 | B | 02 | DISINFECT/HYPOCHLORIN
6511824 | TIPPECANOE VILLAGE HOMEOWN ASSOC. | 1 | TIPPECANOE VILLAGE HOMEOWNERS | B | 02 | DISINFECT/HYPOCHLORIN
6511831 | TOM'S RESTAURANT | 1 | TOM PLANT | B | 02 | DISINFECT/HYPOCHLORIN
6511835 | TOTSVILLE DAY CARE CENTER | 1 | TOTSVILLE DAY CARE CENTER | B | 02 | DISINFECT/HYPOCHLORIN
6511850 | TRAVELERS REST RESORT INC | 1 | TRAVELERS REST RESORT INC | Z | 18 | OTHER/SEQUESTATION
6511850 | TRAVELERS REST RESORT INC | 2 | TRAVELERS REST RESORT PLANT #2 | B | 02 | DISINFECT/HYPOCHLORIN
6511850 | TRAVELERS REST RESORT INC | 1 | TRAVELERS REST RESORT INC | B | 02 | DISINFECT/HYPOCHLORIN
6511856 | PCUD-TRILBY MANOR (EAST PASCO) | 1 | TRILBY MANOR S/D | B | 01 | DISINFECT/GASEOUS CHLORIN
6511859 | TROPICAL TRAILER PARK | 1 | TROPICAL TRAILER PARK EAST | B | 02 | DISINFECT/HYPOCHLORIN
6511859 | TROPICAL TRAILER PARK | 2 | TROPICAL TRAILER PARK WEST | B | 02 | DISINFECT/HYPOCHLORIN
6511867 | TWILITE MOTEL | 1 | TWILITE MOTEL PLANT #1 | A |  | NO TRTMT
6511888 | VALENCIA MOTEL | 1 | VALENCIA MOTEL PLANT#1 | B | 02 | DISINFECT/HYPOCHLORIN
6511889 | VALLEYDALE ACRES | 1 | VALLEYDALE ACRES | B | 02 | DISINFECT/HYPOCHLORIN
6511902 | VFW HALL POST 4283 | 1 |  | B | 02 | DISINFECT/HYPOCHLORIN
6511907 | VIRGINIA CITY | 1 | VIRGINIA CITY | B | 02 | DISINFECT/HYPOCHLORIN
6511907 | VIRGINIA CITY | 2 | VIRGINIA CITY PLANT | Z | 18 | OTHER/SEQUESTATION
6511907 | VIRGINIA CITY | 2 | VIRGINIA CITY PLANT | B | 04 | DISINFECT/CHLORAMINES
6511944 | PCUD-BEACON HILL (NPR) | 1 | PCUD | B | 02 | DISINFECT/HYPOCHLORIN
6511945 | PCUD-BEACON SQUARE (NPR SO) | 1 | BEACON SQUARE PLANT #1 | B | 01 | DISINFECT/GASEOUS CHLORIN
6511953 | WESTWOOD S/D | 1 | WESTWOOD SUBDIVISION | B | 04 | DISINFECT/CHLORAMINES
6511971 | PCUD-WILLIAMS #4 (ZEPHR) | 1 | WILLIAMS ACRES #1 | B | 02 | DISINFECT/HYPOCHLORIN
6511974 | PCUD-WILLIAMS DBE (ZEPHR) | 1 | WILLIAMS DBE PLANT #1 | B | 02 | DISINFECT/HYPOCHLORIN
6511974 | PCUD-WILLIAMS DBE (ZEPHR) | 1 | WILLIAMS DBE PLANT #1 | B | 01 | DISINFECT/GASEOUS CHLORIN
6511976 | PCUD-WILLIAMS GROVE(ZEPHR) | 1 | WILLIAMS GROVE PLANT #1 | B | 02 | DISINFECT/HYPOCHLORIN
6511977 | PCUD-WILLIAMS NRA (ZEPHYR) | 1 | WILLIAMS NRA PLANT #1 | B | 02 | DISINFECT/HYPOCHLORIN
6511977 | PCUD-WILLIAMS NRA (ZEPHYR) | 2 | WILLIAMS NRA PLANT #2 | B | 02 | DISINFECT/HYPOCHLORIN
6512004 | WOODDALE MHP | 1 | WOODDALE MHP | B | 02 | DISINFECT/HYPOCHLORIN
6512018 | ZEPHYR SHORES MOBILE HOME EST | 1 | ZEPHYR SHORES MH EST | B | 04 | DISINFECT/CHLORAMINES
6512018 | ZEPHYR SHORES MOBILE HOME EST | 1 | ZEPHYR SHORES MH EST | D | 18 | CORR-CTRL/SEQUESTATION
6512019 | ZEPHYRHILLS CORRECTIONAL INST | 1 | PCUD-SOUTHEAST #1 SYSTEM | C | 14 | PART-RMVL/RAPID SAND FIL
6512019 | ZEPHYRHILLS CORRECTIONAL INST | 1 | PCUD-SOUTHEAST #1 SYSTEM | B | 01 | DISINFECT/GASEOUS CHLORIN
6512019 | ZEPHYRHILLS CORRECTIONAL INST | 1 | PCUD-SOUTHEAST #1 SYSTEM | G | 10 | IRON RMVL/COAGULATION
6512020 | ZEPHYRHILLS CITY OF | 4 | 15TH AVENUE & COURT W./ WELL#4 | G | 18 | IRON RMVL/SEQUESTATION
6512020 | ZEPHYRHILLS CITY OF | 5 | 8TH STREET & HENRY / WELL # 5 | B | 02 | DISINFECT/HYPOCHLORIN
6512020 | ZEPHYRHILLS CITY OF | 5 | 8TH STREET & HENRY / WELL # 5 | G | 18 | IRON RMVL/SEQUESTATION
6512020 | ZEPHYRHILLS CITY OF | 6 | 4TH STREET & 4TH AVENUE/WELL 6 | B | 02 | DISINFECT/HYPOCHLORIN
6512020 | ZEPHYRHILLS CITY OF | 6 | 4TH STREET & 4TH AVENUE/WELL 6 | G | 18 | IRON RMVL/SEQUESTATION
6512020 | ZEPHYRHILLS CITY OF | 7 | LUM & SERENITY#7, #8 VALLYDALE | B | 02 | DISINFECT/HYPOCHLORIN
6512020 | ZEPHYRHILLS CITY OF | 8 | PISCINA #9 SPANISH TRAILS WEST | B | 02 | DISINFECT/HYPOCHLORIN
6512020 | ZEPHYRHILLS CITY OF | 9 | WELL #10 | B | 02 | DISINFECT/HYPOCHLORIN
6512020 | ZEPHYRHILLS CITY OF | 3 | 3RD AVENUE & BELTRAM / WELL#3 | G | 18 | IRON RMVL/SEQUESTATION
6512020 | ZEPHYRHILLS CITY OF | 3 | 3RD AVENUE & BELTRAM / WELL#3 | B | 02 | DISINFECT/HYPOCHLORIN
6512020 | ZEPHYRHILLS CITY OF | 2 | 12TH STREET &12TH AVENUE WELL2 | G | 18 | IRON RMVL/SEQUESTATION
6512020 | ZEPHYRHILLS CITY OF | 2 | 12TH STREET &12TH AVENUE WELL2 | B | 02 | DISINFECT/HYPOCHLORIN
6512020 | ZEPHYRHILLS CITY OF | 1 | MUNICIPAL BUILDING / WELL # 1 | G | 18 | IRON RMVL/SEQUESTATION
6512020 | ZEPHYRHILLS CITY OF | 1 | MUNICIPAL BUILDING / WELL # 1 | B | 02 | DISINFECT/HYPOCHLORIN
6512020 | ZEPHYRHILLS CITY OF | 4 | 15TH AVENUE & COURT W./ WELL#4 | B | 02 | DISINFECT/HYPOCHLORIN
6512020 | ZEPHYRHILLS CITY OF | 6 | 4TH STREET & 4TH AVENUE/WELL 6 | Z | 18 | OTHER/SEQUESTATION
6512020 | ZEPHYRHILLS CITY OF | 5 | 8TH STREET & HENRY / WELL # 5 | Z | 18 | OTHER/SEQUESTATION
6512020 | ZEPHYRHILLS CITY OF | 4 | 15TH AVENUE & COURT W./ WELL#4 | Z | 18 | OTHER/SEQUESTATION
6512020 | ZEPHYRHILLS CITY OF | 3 | 3RD AVENUE & BELTRAM / WELL#3 | Z | 18 | OTHER/SEQUESTATION
6512020 | ZEPHYRHILLS CITY OF | 2 | 12TH STREET &12TH AVENUE WELL2 | Z | 18 | OTHER/SEQUESTATION
6512020 | ZEPHYRHILLS CITY OF | 1 | MUNICIPAL BUILDING / WELL # 1 | Z | 18 | OTHER/SEQUESTATION
6512020 | ZEPHYRHILLS CITY OF | 11 | WELL #12 | B | 02 | DISINFECT/HYPOCHLORIN
6512020 | ZEPHYRHILLS CITY OF | 10 | WELL 11 | B | 02 | DISINFECT/HYPOCHLORIN
6512033 | PCUD-BLANTON LAKE PARK | 1 | BLANTON LAKE PARK PLANT #1 | D | 36 | CORR-CTRL/CORROSION INHIB
6512033 | PCUD-BLANTON LAKE PARK | 1 | BLANTON LAKE PARK PLANT #1 | B | 02 | DISINFECT/HYPOCHLORIN
6512035 | PCUD-SHADOW RIDGE (NPR NO) | 1 | SHADOW RIDGE PLANT #1 | B | 02 | DISINFECT/HYPOCHLORIN
6512035 | PCUD-SHADOW RIDGE (NPR NO) | 1 | SHADOW RIDGE PLANT #1 | B | 01 | DISINFECT/GASEOUS CHLORIN
6512063 | SHAMROCK HEIGHTS | 2 | PLANT # 2 | B | 02 | DISINFECT/HYPOCHLORIN
6512063 | SHAMROCK HEIGHTS | 1 | PLANT 1 | B | 02 | DISINFECT/HYPOCHLORIN
6512064 | TURTLE LAKES (MAD HATTER EAST) | 3 | CARPENTER'S RUN | B | 01 | DISINFECT/GASEOUS CHLORIN
6512064 | TURTLE LAKES (MAD HATTER EAST) | 1 | TURTLE LAKES WTP #1 TWIN PALMS | B | 01 | DISINFECT/GASEOUS CHLORIN
6512066 | PCUD-BEACON WOODS (NPR NO) | 2 | BEACON WOODS PLANT #2 | B | 01 | DISINFECT/GASEOUS CHLORIN
6512066 | PCUD-BEACON WOODS (NPR NO) | 3 | BEACON WOODS PLANT #3 | B | 01 | DISINFECT/GASEOUS CHLORIN
6512066 | PCUD-BEACON WOODS (NPR NO) | 1 | BEACON WOODS PLANT #1 | B | 01 | DISINFECT/GASEOUS CHLORIN
6512067 | FOREST HILLS | 8 | PLANT # 11 | B | 02 | DISINFECT/HYPOCHLORIN
6512067 | FOREST HILLS | 7 | PLANT #10 | B | 02 | DISINFECT/HYPOCHLORIN
6512067 | FOREST HILLS | 6 | PLANT #8 | B | 02 | DISINFECT/HYPOCHLORIN
6512067 | FOREST HILLS | 5 | PLANT #6 | B | 02 | DISINFECT/HYPOCHLORIN
6512067 | FOREST HILLS | 4 | PLANT #5 | B | 02 | DISINFECT/HYPOCHLORIN
6512067 | FOREST HILLS | 3 | PLANT #4 | B | 02 | DISINFECT/HYPOCHLORIN
6512067 | FOREST HILLS | 2 | PLANT 2 | B | 02 | DISINFECT/HYPOCHLORIN
6512067 | FOREST HILLS | 1 | PLANT 1 | B | 02 | DISINFECT/HYPOCHLORIN
6512069 | ORANGEWOOD LAKES MHP | 1 | ORANGEWOOD LAKES MHP PLANT | B | 02 | DISINFECT/HYPOCHLORIN
6512070 | JASMINE LAKES UTL | 1 | JASMINE LAKES BLVD PLANT #1 | B | 02 | DISINFECT/HYPOCHLORIN
6512070 | JASMINE LAKES UTL | 1 | JASMINE LAKES BLVD PLANT #1 | D | 18 | CORR-CTRL/SEQUESTATION
6512171 | WINTERS TRAILER PARK | 1 | WINTER'S MHP PLANT #1 | B | 02 | DISINFECT/HYPOCHLORIN
6512172 | SAWMILL RESORT CAMPGROUND | 1 | SAWMILL CAMPGROUND | B | 02 | DISINFECT/HYPOCHLORIN
6512173 | QUAIL HOLLOW UTILITY | 1 | QUAIL HOLLOW UTILITY | B | 02 | DISINFECT/HYPOCHLORIN
6512173 | QUAIL HOLLOW UTILITY | 1 | QUAIL HOLLOW UTILITY | D | 18 | CORR-CTRL/SEQUESTATION
6512182 | CARIBBEAN MOBILE HOME ESTATES | 1 | CARIBBEAN MOBILE HOME EST | B | 02 | DISINFECT/HYPOCHLORIN
6512184 | COUNTRY AIRE MANOR | 1 | COUNTRY AIRE MANOR | B | 02 | DISINFECT/HYPOCHLORIN
6512191 | PCUD-GULF HIGHLAND (NPR) | 1 | GULF HIGHLANDS | B | 01 | DISINFECT/GASEOUS CHLORIN
6512196 | PCUD-COUNTRY ESTATES (NPR SO) | 1 | COUNTRY EST PLANT #1 | B | 01 | DISINFECT/GASEOUS CHLORIN
6512196 | PCUD-COUNTRY ESTATES (NPR SO) | 1 | COUNTRY EST PLANT #1 | B | 02 | DISINFECT/HYPOCHLORIN
6512198 | LAKE BAMBI MH RANCH | 1 | LAKE BAMBI MH RANCH | B | 02 | DISINFECT/HYPOCHLORIN
6512200 | PCUD-NORTHEAST | 1 | LACOOCHEE | B | 02 | DISINFECT/HYPOCHLORIN
6512200 | PCUD-NORTHEAST | 2 | HILLCREST | B | 02 | DISINFECT/HYPOCHLORIN
6512200 | PCUD-NORTHEAST | 3 | TRILBY MANOR | B | 02 | DISINFECT/HYPOCHLORIN
6512202 | DADE CITY - JOYLAND | 1 | JOYLAN | B | 02 | DISINFECT/HYPOCHLORIN
6512204 | DADE CITY - PARKVIEW ESTATES | 1 | PARKVIEW ESTATES MHP | B | 02 | DISINFECT/HYPOCHLORIN
6512205 | PCUD-PASADENA SHORES (EAST PASCO) | 1 | PASADENA SHORES | B | 02 | DISINFECT/HYPOCHLORIN
6512209 | CYPRESS ELEM SCHOOL | 1 | CYPRESS ELEM SCHOOL | B | 02 | DISINFECT/HYPOCHLORIN
6512209 | CYPRESS ELEM SCHOOL | 1 | CYPRESS ELEM SCHOOL | D | 18 | CORR-CTRL/SEQUESTATION
6512214 | SEVEN SPRINGS | 4 | SEVEN SPRINGS PLANT 4 | B | 01 | DISINFECT/GASEOUS CHLORIN
6512214 | SEVEN SPRINGS | 4 | SEVEN SPRINGS PLANT 4 | D | 36 | CORR-CTRL/CORROSION INHIB
6512214 | SEVEN SPRINGS | 5 | SEVEN SPRINGS WTP 6 | D | 36 | CORR-CTRL/CORROSION INHIB
6512214 | SEVEN SPRINGS | 6 | SEVEN SPRINGS WTP 7 | D | 36 | CORR-CTRL/CORROSION INHIB
6512214 | SEVEN SPRINGS | 7 | SEVEN SPRINGS WTP 8 | D | 36 | CORR-CTRL/CORROSION INHIB
6512214 | SEVEN SPRINGS | 8 | SEVEN SPRINGS WTP 9 | D | 36 | CORR-CTRL/CORROSION INHIB
6512214 | SEVEN SPRINGS | 9 | INTERCONNECT WITH PCUD- WEST | A |  | NO TRTMT
6512214 | SEVEN SPRINGS | 3 | SEVEN SPRINGS PLANT 3 | D | 36 | CORR-CTRL/CORROSION INHIB
6512214 | SEVEN SPRINGS | 3 | SEVEN SPRINGS PLANT 3 | B | 01 | DISINFECT/GASEOUS CHLORIN
6512214 | SEVEN SPRINGS | 2 | SEVEN SPRINGS WTP 2 | D | 36 | CORR-CTRL/CORROSION INHIB
6512214 | SEVEN SPRINGS | 1 | SEVEN SPRINGS WTP 1 | D | 36 | CORR-CTRL/CORROSION INHIB
6512214 | SEVEN SPRINGS | 10 | MITCHELL WTP | E | 20 | T-O CTRL/AERATION
6512214 | SEVEN SPRINGS | 10 | MITCHELL WTP | B | 04 | DISINFECT/CHLORAMINES
6512214 | SEVEN SPRINGS | 10 | MITCHELL WTP | D | 36 | CORR-CTRL/CORROSION INHIB
6512214 | SEVEN SPRINGS | 8 | SEVEN SPRINGS WTP 9 | B | 02 | DISINFECT/HYPOCHLORIN
6512214 | SEVEN SPRINGS | 7 | SEVEN SPRINGS WTP 8 | B | 02 | DISINFECT/HYPOCHLORIN
6512214 | SEVEN SPRINGS | 6 | SEVEN SPRINGS WTP 7 | B | 02 | DISINFECT/HYPOCHLORIN
6512214 | SEVEN SPRINGS | 5 | SEVEN SPRINGS WTP 6 | B | 02 | DISINFECT/HYPOCHLORIN
6512214 | SEVEN SPRINGS | 2 | SEVEN SPRINGS WTP 2 | B | 02 | DISINFECT/HYPOCHLORIN
6512214 | SEVEN SPRINGS | 1 | SEVEN SPRINGS WTP 1 | B | 02 | DISINFECT/HYPOCHLORIN
6512215 | SHALIMAR VILLAGE | 1 | SHALIMAR VILLAGE PLANT | B | 01 | DISINFECT/GASEOUS CHLORIN
6512215 | SHALIMAR VILLAGE | 1 | SHALIMAR VILLAGE PLANT | D | 18 | CORR-CTRL/SEQUESTATION
6512226 | HUDSON WATER WORKS | 1 | HUDSON WATER WORKS WTP | B | 01 | DISINFECT/GASEOUS CHLORIN
6512230 | TAMPA BAY WATER -CYPRESS CREEK | 1 | CYPRESS CREEK PUMPING STATION | D | 19 | CORR-CTRL/PH ADJUSTMENT
6512230 | TAMPA BAY WATER -CYPRESS CREEK | 2 | STARKEY | A |  | NO TRTMT
6512230 | TAMPA BAY WATER -CYPRESS CREEK | 4 | CROSS BAR RANCH | A |  | NO TRTMT
6512230 | TAMPA BAY WATER -CYPRESS CREEK | 1 | CYPRESS CREEK PUMPING STATION | B | 04 | DISINFECT/CHLORAMINES
6512230 | TAMPA BAY WATER -CYPRESS CREEK | 3 | CYPRESS BRIDGE | B | 01 | DISINFECT/GASEOUS CHLORIN
6512244 | PCUD-HOLIDAY HILL (NPR SO) | 1 | PCUD | B | 01 | DISINFECT/GASEOUS CHLORIN
6512309 | HOLIDAY OAKS CONDO ASSN | 1 | HOLIDAY OAKS CONDO ASSN | B | 02 | DISINFECT/HYPOCHLORIN
6512536 | KOZY ACRES | 1 | KOZY ACRES | B | 02 | DISINFECT/HYPOCHLORIN
6512537 | LAKESIDE OAKS MHP | 1 | LAKESIDE OAKS | B | 02 | DISINFECT/HYPOCHLORIN
6512539 | JDR UTILITIES (FKA TANLER WATER) | 1 | PLANT | B | 02 | DISINFECT/HYPOCHLORIN
6512671 | PCUD-LK BERNADETTE (ZEPHR) | 1 | LK BERNADETTE | B | 01 | DISINFECT/GASEOUS CHLORIN
6512672 | BRIGHTSIDE MHP | 1 | BRIGHTSIDE | B | 02 | DISINFECT/HYPOCHLORIN
6512685 | PCUD-SOUTHEAST #1 | 11 | SOUTH PLANT (6") FLINT & 8TH | B | 02 | DISINFECT/HYPOCHLORIN
6512685 | PCUD-SOUTHEAST #1 | 11 | SOUTH PLANT (6") FLINT & 8TH | G | 18 | IRON RMVL/SEQUESTATION
6512685 | PCUD-SOUTHEAST #1 | 10 | NORTH PLANT (10") ARROWHEAD | G | 18 | IRON RMVL/SEQUESTATION
6512685 | PCUD-SOUTHEAST #1 | 12 | PCUD SOUTHEAST NEW PLANT | B | 04 | DISINFECT/CHLORAMINES
6512685 | PCUD-SOUTHEAST #1 | 10 | NORTH PLANT (10") ARROWHEAD | B | 01 | DISINFECT/GASEOUS CHLORIN
6512685 | PCUD-SOUTHEAST #1 | 9 | ZEPHYRHILLS INTERCONNECT | A |  | NO TRTMT
6512685 | PCUD-SOUTHEAST #1 | 8 | LAKE BERNADETTE #2 | B | 01 | DISINFECT/GASEOUS CHLORIN
6512685 | PCUD-SOUTHEAST #1 | 7 | PALMVIEW GARDENS WTP | B | 01 | DISINFECT/GASEOUS CHLORIN
6512685 | PCUD-SOUTHEAST #1 | 6 | TROPICAL ACRES PLANT | B | 01 | DISINFECT/GASEOUS CHLORIN
6512685 | PCUD-SOUTHEAST #1 | 5 | WILLIAMS NEW RIVER #2 | B | 02 | DISINFECT/HYPOCHLORIN
6512685 | PCUD-SOUTHEAST #1 | 4 | WILLIAMS NEW RIVER | B | 02 | DISINFECT/HYPOCHLORIN
6512685 | PCUD-SOUTHEAST #1 | 1 | OAKS ROYAL MHP | B | 01 | DISINFECT/GASEOUS CHLORIN
6512685 | PCUD-SOUTHEAST #1 | 2 | WILLIAMS GROVE | B | 02 | DISINFECT/HYPOCHLORIN
6512685 | PCUD-SOUTHEAST #1 | 3 | LAKE BERNADETTE | B | 01 | DISINFECT/GASEOUS CHLORIN
6512689 | ORANGE VALLEY ESTATES | 1 | ORANGE VALLEY ESTATES PLANT #1 | B | 02 | DISINFECT/HYPOCHLORIN
6512689 | ORANGE VALLEY ESTATES | 2 | ORANGE VALLEY PLANT #2 | B | 02 | DISINFECT/HYPOCHLORIN
6512690 | PCUD-EMBASSY HILLS (NPR NO) | 2 | REGENCY BLVD | B | 01 | DISINFECT/GASEOUS CHLORIN
6512690 | PCUD-EMBASSY HILLS (NPR NO) | 1 | RIDGE RD & REGENCY PARK DR | B | 01 | DISINFECT/GASEOUS CHLORIN
6512690 | PCUD-EMBASSY HILLS (NPR NO) | 3 | LEMON ST NEAR CALUSA ELEM | B | 01 | DISINFECT/GASEOUS CHLORIN
6512690 | PCUD-EMBASSY HILLS (NPR NO) | 2 | REGENCY BLVD | B | 02 | DISINFECT/HYPOCHLORIN
6512692 | GREAT CYPRESS MOBILE VILLAGE | 1 | GREAT CYPRESS MOBILE VILLAGE | B | 02 | DISINFECT/HYPOCHLORIN
6512710 | SKATEWAY | 1 | 051 | B | 02 | DISINFECT/HYPOCHLORIN
6512725 | NICK'S MARKET | 1 | NICK PLANT | B | 02 | DISINFECT/HYPOCHLORIN
6512746 | SMITTY'S CHICKEN | 1 | SMITTYS CHICKEN | B | 02 | DISINFECT/HYPOCHLORIN
6512747 | LAND O' LAKES PLAZA | 1 | WTP | B | 02 | DISINFECT/HYPOCHLORIN
6512748 | RAINBOW FOUNTAIN MOTEL | 1 | PLANT # 1 | B | 02 | DISINFECT/HYPOCHLORIN
6512749 | MYRTLE LAKE VILLAGE SHOP CNTR | 1 | MYRTLE LAKE VILLAGE | B | 02 | DISINFECT/HYPOCHLORIN
6512754 | IOLA LAKESIDE VILLAGE | 1 | HOLMES LAKESIDE PLANT #1 | B | 02 | DISINFECT/HYPOCHLORIN
6512757 | ORANGE GROVE VILLA WATER INC | 1 | ORANGE GROVE VILLA | B | 02 | DISINFECT/HYPOCHLORIN
6512768 | PCUD-LAVILLA GDNS (NPR SO) | 1 | LAVILLA GDNS PLANT #1 | B | 01 | DISINFECT/GASEOUS CHLORIN
6512774 | NANA'S NURSEY SCHOOL | 1 | TINY TOTS DAY CARE | A |  | NO TRTMT
6512780 | OLD CYPRESS INN | 1 | OLD CYPRESS INN | B | 02 | DISINFECT/HYPOCHLORIN
6512805 | TRILBY ADULT EDUCATION CTR | 1 | TRILBY ED. CTR | B | 02 | DISINFECT/HYPOCHLORIN
6512891 | VFW POST #8681 | 1 | PLANT #1 | B | 02 | DISINFECT/HYPOCHLORIN
6512893 | VICKY'S COUNTRY CLUB | 1 | DALES BAR | B | 02 | DISINFECT/HYPOCHLORIN
6512894 | MID-WAY DRIVE INN THEATRE | 1 | PLANT | A |  | NO TRTMT
6512895 | DON'S PLACE/ BEND-N-ELBO PUB | 1 | PLANT | A |  | NO TRTMT
6512903 | 4B FOOD STORE | 1 | PLANT | B | 02 | DISINFECT/HYPOCHLORIN
6512905 | LAND O'LAKES FOOD MART | 1 | PLANT | B | 02 | DISINFECT/HYPOCHLORIN
6512909 | MAJIK MARKET 50048 | 1 | MAJIK MARKET | B | 02 | DISINFECT/HYPOCHLORIN
6512910 | SEAMAN'S GROCERY STORE | 1 | PLANT | B | 02 | DISINFECT/HYPOCHLORIN
6512911 | LAND O' LAKES CITGO | 1 | MAJIK MARKET | B | 02 | DISINFECT/HYPOCHLORIN
6512913 | MAJIK MARKET 50031 | 1 | MAJIK MARKET 50031 | B | 02 | DISINFECT/HYPOCHLORIN
6512926 | ROYAL LANES | 1 | PLANT | B | 02 | DISINFECT/HYPOCHLORIN
6512951 | MOOSE LODGE 1903 | 1 | HAROLD'S PLANT | B | 02 | DISINFECT/HYPOCHLORIN
6512952 | MOOSE LODGE 1903(LOYAL ORDER) | 1 | OVERPASS BAR | B | 02 | DISINFECT/HYPOCHLORIN
6512953 | MOON LAKE CIVIC ASSOCIATION | 1 | MOON LAKE CIVIC ASSOC. PLANT | B | 02 | DISINFECT/HYPOCHLORIN
6513026 | MASARYKTOWN RETIREMENT CENTER | 1 | MASARYKTOWN RETIREMENT CTR | B | 02 | DISINFECT/HYPOCHLORIN
6513086 | PCUD-BRIARWOODS (NPR NO) | 2 | BRIARWOODS PLANT #1 | B | 01 | DISINFECT/GASEOUS CHLORIN
6513089 | PASCO CO HEALTH DEPT-LO'L | 1 | PASCO CO.HEALTH DEPT PLANT | B | 02 | DISINFECT/HYPOCHLORIN
6513094 | LA CASA SIERRA | 1 | MIDWAY | B | 02 | DISINFECT/HYPOCHLORIN
6513095 | UKULELE BRANDS GRILL & BEER | 1 | UKULELE BRANDS PLANT | B | 02 | DISINFECT/HYPOCHLORIN
6514120 | PCUD-SOUTHEAST #2 | 1 | GROVES PLANT | B | 02 | DISINFECT/HYPOCHLORIN
6514120 | PCUD-SOUTHEAST #2 | 2 | THE PONDS PLANT | B | 01 | DISINFECT/GASEOUS CHLORIN
6514121 | PCUD-PALMVIEW GDNS RV PK (ZEPH | 1 | PALMVIEW GDNS PLANT #1 | B | 01 | DISINFECT/GASEOUS CHLORIN
6514257 | BARBOZAN SMOKEHOUSE | 1 | HWY 41,& LEONARD RD | B | 02 | DISINFECT/HYPOCHLORIN
6514315 | ANDY'S FLEA MARKET | 1 |  | B | 02 | DISINFECT/HYPOCHLORIN
6514325 | PINECREST MHP | 1 | PINECREST MHP PLANT #1 | B | 02 | DISINFECT/HYPOCHLORIN
6514353 | MANY MANSIONS (FORMERLY SANDBAR RV PARK) | 1 | MANY MANSIONS #1 | B | 02 | DISINFECT/HYPOCHLORIN
6514354 | COLONIAL MANOR WATER SYS ANNEX | 1 | COLONIAL MANOR WS ANNEX PL #1 | B | 01 | DISINFECT/GASEOUS CHLORIN
6514354 | COLONIAL MANOR WATER SYS ANNEX | 1 | COLONIAL MANOR WS ANNEX PL #1 | B | 02 | DISINFECT/HYPOCHLORIN
6514377 | A & W MHP | 1 | A & W MHP | B | 02 | DISINFECT/HYPOCHLORIN
6514377 | A & W MHP | 1 | A & W MHP | D | 36 | CORR-CTRL/CORROSION INHIB
6514401 | PCUD-ODESSA (EAST PASCO) | 1 | PCUD-ODESSA PLANT #1 | B | 02 | DISINFECT/HYPOCHLORIN
6514414 | PCPRDLAND O LAKES REC CNTR | 1 | PCPRDLAND O LAKES REC PLANT | A |  | NO TRTMT
6514524 | PASCO-HERNANDO COMM COLLEGE | 1 | PHCC | B | 01 | DISINFECT/GASEOUS CHLORIN
6514545 | PARADISE LAKES | 1 | PARADISE LAKES PLANT#1 | B | 01 | DISINFECT/GASEOUS CHLORIN
6514546 | SAN ANTONIO ELEMENTARY SCHOOL | 1 | S A E SCHOOL | B | 02 | DISINFECT/HYPOCHLORIN
6514586 | BETMAR VILLAGE | 1 |  | B | 02 | DISINFECT/HYPOCHLORIN
6514595 | SETTLER'S REST RV PARK | 1 | SETTLER'S REST RV PLANT #1 | B | 02 | DISINFECT/HYPOCHLORIN
6514623 | SEJAL FOOD MART (FORMERLY BEST TOBACCO) | 1 | PLANT # 1 | B | 02 | DISINFECT/HYPOCHLORIN
6514662 | KIDS WORLD OF HOLIDAY | 1 | KIDS WORLD PLANT | B | 02 | DISINFECT/HYPOCHLORIN
6514664 | SERENDIPITY DAY CARE CENTER | 1 | SERENDIPITY DAY CARE | B | 02 | DISINFECT/HYPOCHLORIN
6514665 | PHASE ONE CHILD DEV CENTER | 1 | PHASE ONE | B | 02 | DISINFECT/HYPOCHLORIN
6514667 | J & M DELI | 1 |  | B | 02 | DISINFECT/HYPOCHLORIN
6514669 | NCOA ASSOCIATION | 1 |  | B | 02 | DISINFECT/HYPOCHLORIN
6514671 | FAITH COMMUNITY CHURCH | 1 | FIRST BAPT. CH PALNT | B | 02 | DISINFECT/HYPOCHLORIN
6514674 | GARDEN FAMILY RESTAURANT | 1 | GARDEN FAMILY REST | B | 02 | DISINFECT/HYPOCHLORIN
6514678 | R & R RESTAURANT | 1 | R&R | B | 02 | DISINFECT/HYPOCHLORIN
6514704 | PCUD-WILLIAMSBURG WEST(E CO) | 1 | WILLIAMSBURG WEST PLANT #1 | B | 01 | DISINFECT/GASEOUS CHLORIN
6514723 | MAJIK MARKET 50031 AKA# 39408 | 1 | HWY 54 & 41 | B | 02 | DISINFECT/HYPOCHLORIN
6514772 | STERLING HEIGHTS RV PARK | 1 | STERLING HTS RV PK | B | 02 | DISINFECT/HYPOCHLORIN
6514812 | SWEETWATER RV PARK | 1 | SWEETWATER RV PLANT #1 | B | 02 | DISINFECT/HYPOCHLORIN
6514813 | LAKE PADGETT ESTATES SOUTH | 1 | L P E S | B | 02 | DISINFECT/HYPOCHLORIN
6514813 | LAKE PADGETT ESTATES SOUTH | 1 | L P E S | B | 01 | DISINFECT/GASEOUS CHLORIN
6514830 | PCUD-TROPICAL ACRES ESTATES | 1 | PCUD - TROPICAL ACRES ESTATES | B | 02 | DISINFECT/HYPOCHLORIN
6514831 | SEVEN ACRES RV PARK | 1 | SEVEN ACRES | B | 02 | DISINFECT/HYPOCHLORIN
6514832 | LITTLE CHAMP | 1 | LITTLE CHAMP WTP | B | 02 | DISINFECT/HYPOCHLORIN
6514833 | OAKVIEW RESTAURANT | 1 | OAKVIEW REST PLANT | A |  | NO TRTMT
6514834 | ENCORE RV RESORT TAMPA NORTH | 1 | LAND O'LAKES R V PARK | B | 02 | DISINFECT/HYPOCHLORIN
6514835 | EDEN RV RESORT | 1 | GULF COAST RESORT PLANT | B | 02 | DISINFECT/HYPOCHLORIN
6514836 | ZEPHYR COLONY RV PARK | 1 | ZEPHYR COLONY | B | 02 | DISINFECT/HYPOCHLORIN
6514837 | TIMBER LAKE ESTATES | 1 | TIMBER LAKES EST PLANT #1 | B | 02 | DISINFECT/HYPOCHLORIN
6514838 | RAMBLEWOOD MHP | 2 | RAMBLEWOOD PLANT #2 | B | 02 | DISINFECT/HYPOCHLORIN
6514838 | RAMBLEWOOD MHP | 1 | RAMBLEWOOD PLANT #1 | B | 02 | DISINFECT/HYPOCHLORIN
6514839 | THE GROVES | 1 | THE GROVES PLANT #1 | B | 02 | DISINFECT/HYPOCHLORIN
6514840 | RAINBOW VILLAGE R V PARK | 1 | RAINBOW VILLAGE R V PARK | B | 02 | DISINFECT/HYPOCHLORIN
6514841 | FOREST GREEN MHP | 1 | FOREST GREEN MHP | B | 02 | DISINFECT/HYPOCHLORIN
6514842 | LABRADOR (FOREST LAKE ESTATES) | 1 | FOREST LAKE ESTATES | B | 02 | DISINFECT/HYPOCHLORIN
6514842 | LABRADOR (FOREST LAKE ESTATES) | 1 | FOREST LAKE ESTATES | D | 18 | CORR-CTRL/SEQUESTATION
6514843 | SKYBIRD PROPERTIES | 1 | UNITED AUTO SYSTEMS PLANT | B | 02 | DISINFECT/HYPOCHLORIN
6514843 | SKYBIRD PROPERTIES | 1 | UNITED AUTO SYSTEMS PLANT | H | 25 | SOFTENING/ION EXCHANGE
6514843 | SKYBIRD PROPERTIES | 1 | UNITED AUTO SYSTEMS PLANT | G | 10 | IRON RMVL/COAGULATION
6514844 | HAPPY DAYS RV PARK | 1 | HAPPY DAYS PLANT | B | 02 | DISINFECT/HYPOCHLORIN
6514845 | ZEPHYR MOBILE PARK | 1 | ZEPHYR MOBILE PARK | B | 02 | DISINFECT/HYPOCHLORIN
6514846 | HUDSON SCHOOL COMPLEX | 1 | MIDDLE SCHOOL | B | 02 | DISINFECT/HYPOCHLORIN
6514846 | HUDSON SCHOOL COMPLEX | 3 | HUDSON HIGH SCHOOL | B | 02 | DISINFECT/HYPOCHLORIN
6514846 | HUDSON SCHOOL COMPLEX | 2 | NORTHWEST ELEM SCHOOL | B | 02 | DISINFECT/HYPOCHLORIN
6514847 | BRENTWOOD ESTATES MHP | 1 | BRENTWOOD ESTATES MHP | B | 02 | DISINFECT/HYPOCHLORIN
6514847 | BRENTWOOD ESTATES MHP | 1 | BRENTWOOD ESTATES MHP | E | 20 | T-O CTRL/AERATION
6514848 | ZEPHYR PALMS RV PARK (FKA JIM'S RV PARK) | 1 | JIMS TRAVEL PARK | B | 02 | DISINFECT/HYPOCHLORIN
6514849 | BARRINGTON HILLS RV RESORT | 1 | BARRINGTON HILLS RV PARK | B | 02 | DISINFECT/HYPOCHLORIN
6514850 | LYKES PASCO PACKING CO.-FRTLZR | 1 | L P P C | B | 02 | DISINFECT/HYPOCHLORIN
6514851 | MCDONALDS RESTAURANT # 7530 | 1 | MCDONALD'S | B | 02 | DISINFECT/HYPOCHLORIN
6514852 | CHELSEA MEADOWS / WATERS EDGE | 1 | WATERS EDGE | B | 02 | DISINFECT/HYPOCHLORIN
6514853 | OAKS WEST | 1 | THE OAKS WEST | B | 02 | DISINFECT/HYPOCHLORIN
6514854 | PICK KWIK STORE #2047 | 1 | PICK KWIK STORE #2047 | B | 02 | DISINFECT/HYPOCHLORIN
6514855 | ANNIE'S LAKESIDE CAFE | 1 | TUBBY FAMILY REST. | B | 02 | DISINFECT/HYPOCHLORIN
6514855 | ANNIE'S LAKESIDE CAFE | 1 | TUBBY FAMILY REST. | G | 10 | IRON RMVL/COAGULATION
6514856 | TERRACE PLAZA | 1 | TERRACE PLAZA | B | 02 | DISINFECT/HYPOCHLORIN
6514857 | BRIDGE MOBILE HOME PARK | 1 | BRIDGE MOBILE HOME PARK | B | 02 | DISINFECT/HYPOCHLORIN
6514858 | EAST PASCO ADVENTIST ACADEMY | 1 | E. PASCO ADVENTIST | B | 02 | DISINFECT/HYPOCHLORIN
6514859 | HUNGRY HARRY'S | 1 | HUNGRY HARRY'S | G | 10 | IRON RMVL/COAGULATION
6514859 | HUNGRY HARRY'S | 1 | HUNGRY HARRY'S | B | 02 | DISINFECT/HYPOCHLORIN
6514860 | MANDALA HALFWAY HOUSE | 1 | MANDALA HALFWAY HOUSE | B | 02 | DISINFECT/HYPOCHLORIN
6514861 | LABOR CARIBE | 1 | TROPICAL BREEZE PLANT | B | 02 | DISINFECT/HYPOCHLORIN
6514862 | HUDSON HOUSE ALF | 1 | HUDSON MANOR ALF | B | 02 | DISINFECT/HYPOCHLORIN
6514863 | GUNN HWY FLEA MARKET | 1 | BARGAINEER CONCESSIONS | B | 02 | DISINFECT/HYPOCHLORIN
6514864 | BIBLE BAPTIST CHURCH | 1 | BIBLE BAPTIST CHURCH | B | 02 | DISINFECT/HYPOCHLORIN
6514865 | BRAD JACKSON | 1 | BRAD JACKSON | B | 02 | DISINFECT/HYPOCHLORIN
6514866 | CHEVRON #47128 | 1 | CHEVRON #47128 | B | 02 | DISINFECT/HYPOCHLORIN
6514867 | CIRCLE K #7475 | 1 | CIRCLE K #7475 | B | 02 | DISINFECT/HYPOCHLORIN
6514868 | CIRCLE K #7257 | 1 | CIRCLE K #7257 | G | 10 | IRON RMVL/COAGULATION
6514868 | CIRCLE K #7257 | 1 | CIRCLE K #7257 | B | 02 | DISINFECT/HYPOCHLORIN
6514869 | FAITH BAPTIST CHURCH | 1 | FAITH BAPTIST CHURCH PLANT | A |  | NO TRTMT
6514870 | TUCKER ROAD RV & MH ESTATES (J & K RV) | 1 | TUCKER ROAD RV AND MH ESTATES | B | 02 | DISINFECT/HYPOCHLORIN
6514871 | GRACE BIBLE CHURCH & SCHOOL | 1 | GRACE BIBLE CHURCH & SCHOOL | B | 02 | DISINFECT/HYPOCHLORIN
6514872 | CENTRAL PASCO GIRLS ACADEMY | 1 | PASCO GIRLS ACADEMY | B | 02 | DISINFECT/HYPOCHLORIN
6514873 | GLENDALE VILLAS / LOL VILLAGE APTS | 1 | LAND O LAKES VILL APT PLANT | B | 02 | DISINFECT/HYPOCHLORIN
6514874 | HUNTERS RUN R.V.ESTATES | 1 | HUNTERS RUN WELLS 1 AND 2 | B | 02 | DISINFECT/HYPOCHLORIN
6514875 | TOWN N' COUNTRY RV | 1 | TOWN N' COUNTRY RV | B | 02 | DISINFECT/HYPOCHLORIN
6514876 | MONTESSORI LEARNING CIRCLE | 1 | MONTESSORI LEARNING CIRCLE | B | 02 | DISINFECT/HYPOCHLORIN
6514877 | FARM STORE 2860 | 1 | FARM STORE 2860 | B | 02 | DISINFECT/HYPOCHLORIN
6514878 | LAND O' LAKES ELKS LODGE#2600 | 1 | LAND O' LAKES ELKS LODGE | B | 02 | DISINFECT/HYPOCHLORIN
6514879 | PRESCO FOOD STORE #8 WESLEY | 1 | PRESTO FOOD STORE #8 | G | 10 | IRON RMVL/COAGULATION
6514879 | PRESCO FOOD STORE #8 WESLEY | 1 | PRESTO FOOD STORE #8 | B | 02 | DISINFECT/HYPOCHLORIN
6514880 | QUAIL RIDGE GOLF&COUNTRY C.INC | 1 | QUAIL RIDGE GOLF COURSE | B | 02 | DISINFECT/HYPOCHLORIN
6514881 | MOON LAKE GENERAL STORE | 1 | MOON LAKE GENERAL STORE | B | 02 | DISINFECT/HYPOCHLORIN
6514882 | HESS #09412 | 1 | PICK KWIK 2133 | B | 02 | DISINFECT/HYPOCHLORIN
6514883 | MAGNOLIA ACRES | 1 | MAGNOLIA ACRES PLANT | B | 02 | DISINFECT/HYPOCHLORIN
6514884 | TALL PINES RV OF PASCO CO | 1 | GET-A-WAY MOTEL AND TP | B | 02 | DISINFECT/HYPOCHLORIN
6514885 | EAST LAKE LANDINGS | 1 | EAST LAKE LANDINGS | B | 02 | DISINFECT/HYPOCHLORIN
6514886 | FEDCO | 1 | FEDCO | B | 02 | DISINFECT/HYPOCHLORIN
6514888 | TOM THUMB LEARNING CENTER 2 | 1 | SMALL SOCIETY DAY CARE | H | 25 | SOFTENING/ION EXCHANGE
6514888 | TOM THUMB LEARNING CENTER 2 | 1 | SMALL SOCIETY DAY CARE | B | 02 | DISINFECT/HYPOCHLORIN
6514889 | ST. GEORGE GREEK ORTHODOX | 1 | ST. GEORGE GREEK ORTHODOX | G | 10 | IRON RMVL/COAGULATION
6514889 | ST. GEORGE GREEK ORTHODOX | 1 | ST. GEORGE GREEK ORTHODOX | B | 02 | DISINFECT/HYPOCHLORIN
6514890 | ROYAL PALM LODGE | 1 | ROYAL PALM LODGE | B | 02 | DISINFECT/HYPOCHLORIN
6514891 | VFW POST 6180 | 1 | VFW POST 6180 | B | 02 | DISINFECT/HYPOCHLORIN
6514892 | ABC PIZZA | 1 | ABC PIZZA | G | 10 | IRON RMVL/COAGULATION
6514892 | ABC PIZZA | 1 | ABC PIZZA | B | 02 | DISINFECT/HYPOCHLORIN
6514892 | ABC PIZZA | 1 | ABC PIZZA | H | 25 | SOFTENING/ION EXCHANGE
6514893 | PRESTO #38 | 1 | PRESTO #38 | B | 02 | DISINFECT/HYPOCHLORIN
6514894 | CARPENTERS RUN | 1 | CARPENTERS RUN | B | 01 | DISINFECT/GASEOUS CHLORIN
6514895 | SPANISH TRAILS WEST | 1 | SPANISH TRAILS WEST | B | 01 | DISINFECT/GASEOUS CHLORIN
6514896 | MOOSE LODGE 2276 | 1 | MOOSE LODGE 2276 | B | 02 | DISINFECT/HYPOCHLORIN
6514897 | SMITTY'S COUNTRY STYLE RV CAMP | 1 | SMITTY'S COUNTRY STYLE RV CAMP | B | 02 | DISINFECT/HYPOCHLORIN
6514898 | HALL EDEL WEISS | 1 | WELL 1 | B | 02 | DISINFECT/HYPOCHLORIN
6514899 | A LITTLE BIT COUNTRY | 1 | WELL 1 | B | 02 | DISINFECT/HYPOCHLORIN
6514900 | HARBOR VILLAGE PLAZA-TRUST | 1 | WELL 1 | B | 02 | DISINFECT/HYPOCHLORIN
6514901 | OAK LAKE PLAZA | 1 | WELL 1 | B | 02 | DISINFECT/HYPOCHLORIN
6514902 | TENDER YEARS DAY CARE | 1 | WELL 1 | H | 25 | SOFTENING/ION EXCHANGE
6514902 | TENDER YEARS DAY CARE | 1 | WELL 1 | B | 02 | DISINFECT/HYPOCHLORIN
6514903 | NEW HOPE MISSIONARY BAPTIST | 1 | NEW HOPE DAY CARE | B | 02 | DISINFECT/HYPOCHLORIN
6514904 | LAKEWOOD CHURCH OF GOD | 1 | LAKEWOOD CHURCH OF GOD PLANT | B | 02 | DISINFECT/HYPOCHLORIN
6514905 | SUN GROVES | 1 | SUN GROVES | B | 02 | DISINFECT/HYPOCHLORIN
6514906 | SHADY HILLS PARK | 1 | SHADY HILLS PLANT | B | 02 | DISINFECT/HYPOCHLORIN
6514907 | CHAPMAN SQUARE | 1 | CHAPMAN SQUARE PLANT | B | 02 | DISINFECT/HYPOCHLORIN
6514908 | CHURCH OF LATTER DAY SAINTS | 1 | CHURCH OF LATTER DAY PL. | B | 02 | DISINFECT/HYPOCHLORIN
6514909 | LIL CHAMP #195 | 1 | JIFFY FOOD STORE 136 PT. | B | 02 | DISINFECT/HYPOCHLORIN
6514910 | WHISPERING OAKS | 1 | WHISPERING OAKS | B | 02 | DISINFECT/HYPOCHLORIN
6514911 | SUGAR & SPICE PRESCHOOL | 1 | SUGAR & SPICE PRESCHOOL | B | 02 | DISINFECT/HYPOCHLORIN
6514912 | MOON LAKE PARK | 1 | MOON LAKE PARK | B | 02 | DISINFECT/HYPOCHLORIN
6514913 | STOP 54/TOTAL CONVENIENCE | 1 | PRESTO FOOD STORE #57 | B | 02 | DISINFECT/HYPOCHLORIN
6514913 | STOP 54/TOTAL CONVENIENCE | 1 | PRESTO FOOD STORE #57 | G | 10 | IRON RMVL/COAGULATION
6514914 | HILLCREST RV RESORT PARK | 1 | HILLCREST RV PARK | B | 02 | DISINFECT/HYPOCHLORIN
6514915 | CAMP INDIAN ECHO | 1 | CAMP INDIAN ECHO | B | 02 | DISINFECT/HYPOCHLORIN
6514916 | DISCOVERY WORLD | 1 | TEACHERS & TOTS PLANT | B | 02 | DISINFECT/HYPOCHLORIN
6514917 | CIRCLE K (LAST UPDATE 5/88) | 1 | CIRCLE K STORE | B | 02 | DISINFECT/HYPOCHLORIN
6514919 | DISTRICT SCHOOL BOARD OF PASCO | 1 | LAND O'LAKES HIGH SCHOOL | B | 01 | DISINFECT/GASEOUS CHLORIN
6514920 | WESLEY CHAPEL VILLAGE | 1 | WESLEY CHAPEL VILLAGE | B | 02 | DISINFECT/HYPOCHLORIN
6514921 | SALVATION ARMY ADULT CARE | 1 | SALVTION ARMY ADULT CARE | B | 02 | DISINFECT/HYPOCHLORIN
6514921 | SALVATION ARMY ADULT CARE | 1 | SALVTION ARMY ADULT CARE | G | 29 | IRON RMVL/CARTRIDGE FILTR
6514922 | GARLAND MOTOR COURT | 1 | GARLAND MOTOR COURT | B | 02 | DISINFECT/HYPOCHLORIN
6514923 | LAND O' LAKES CHURCH OF GOD | 1 | LAND O' LAKES CHURCH OF GOD | B | 02 | DISINFECT/HYPOCHLORIN
6514924 | L.O.L PARKS/COMMUNITY CENTER | 1 | LAND O LAKES PRKS PLANT | B | 02 | DISINFECT/HYPOCHLORIN
6514925 | TAMPA EXECUTIVE AIRPORT | 1 | W. PASCO AIRPORT WATER | B | 02 | DISINFECT/HYPOCHLORIN
6514926 | A-1 DISCOUNT STORE | 1 | PRESTO FOOD STORE #22 | B | 02 | DISINFECT/HYPOCHLORIN
6514927 | TCI CABLEVISION OF PASCO | 1 | GULF STREAM CABLEVISION | B | 02 | DISINFECT/HYPOCHLORIN
6514928 | GHA LOCKJOINT | 1 | GHA LOCKJOINT | E | 07 | T-O CTRL/OTHER DISINFECT
6514929 | PICK KWIK #91 | 1 | PICK KWIK #91 | B | 02 | DISINFECT/HYPOCHLORIN
6514930 | ISLAND FOOD STORE | 1 | CIRCLE K #7277 PLANT | B | 02 | DISINFECT/HYPOCHLORIN
6514931 | LIVINGSTON CITGO | 1 | LIVINGSTON CITGO | B | 02 | DISINFECT/HYPOCHLORIN
6514932 | GRITS AND GRUBS | 1 | GRITS AND GRUBS | B | 02 | DISINFECT/HYPOCHLORIN
6514933 | KEYSTONE COMMUNITY CHURCH | 1 | GALLERIA LAND TRUST WTP | B | 02 | DISINFECT/HYPOCHLORIN
6514934 | LAKE DOROTHEA GROVE | 1 | LAKE DORTHEA GROVE | B | 02 | DISINFECT/HYPOCHLORIN
6514935 | UNIVERSAL CONTAINER CORP | 1 | FLORIDA PRODUCTS | B | 02 | DISINFECT/HYPOCHLORIN
6514936 | TROPICANA TRAILER PARK | 1 | SUNSET COURT TP | B | 02 | DISINFECT/HYPOCHLORIN
6514937 | ONE PASCO CENTER | 1 | ONE PASCO CENTER | B | 01 | DISINFECT/GASEOUS CHLORIN
6514938 | LAKE FRANCISCO PLAZA | 1 | LAKE FRANCISCO PLAZA | B | 02 | DISINFECT/HYPOCHLORIN
6514939 | WISTERIA PLAZA | 1 | WISTERIA PLAZA | B | 02 | DISINFECT/HYPOCHLORIN
6514940 | QUAIL HOLLOW PLAZA | 1 | WTP | B | 02 | DISINFECT/HYPOCHLORIN
6514942 | CENTENNIAL ELEMENTARY | 1 | CENTENNIAL ELEMENTARY | B | 02 | DISINFECT/HYPOCHLORIN
6514943 | SOUTHERN CHARM RV PARK | 1 | SOUTHERN CHARM RV PLANT | B | 01 | DISINFECT/GASEOUS CHLORIN
6514944 | SMALL WORLD DAY CARE | 1 | ?????????????????????????????? | B | 02 | DISINFECT/HYPOCHLORIN
6514945 | COLONIAL ONE RV PARK | 1 | COLONIAL RV PARK PLANT | B | 02 | DISINFECT/HYPOCHLORIN
6514946 | CITRUS HILL RV PARK | 1 | CITRUS HILL PLANT | B | 02 | DISINFECT/HYPOCHLORIN
6514947 | PAT'S FOOD MART #11 | 1 | ?????????????????????????????? | B | 02 | DISINFECT/HYPOCHLORIN
6514948 | PEE WEE PLAY HOUSE | 1 |  | B | 02 | DISINFECT/HYPOCHLORIN
6514950 | ACADEMY AT THE LAKES | 1 |  | B | 02 | DISINFECT/HYPOCHLORIN
6514951 | PAT'S FOOD MART #15 | 1 |  | B | 02 | DISINFECT/HYPOCHLORIN
6514952 | MADISON SQUARE SPECIAL EVENTS CENTER | 1 |  | B | 02 | DISINFECT/HYPOCHLORIN
6514953 | CIRCLE K #7165 | 1 | CIRCLE K #7165 PLANT | B | 02 | DISINFECT/HYPOCHLORIN
6514954 | RICK'S BARBEQUE (FKA KOUNTRY KITCHEN) | 1 | KOUNTRY KITCHEN PLANT | B | 02 | DISINFECT/HYPOCHLORIN
6514956 | PRESTO FOOD STORE #10 | 1 | PRESTO FOOD STORE #10 PLANT | B | 02 | DISINFECT/HYPOCHLORIN
6514958 | SHADY HILLS UNITED METHODIST CHURCH | 1 | METHODIST SHADY HILLS UNITED | B | 02 | DISINFECT/HYPOCHLORIN
6514959 | LOL ANIMAL SHELTER | 1 | LOL ANIMAL SHELTER PLANT | B | 02 | DISINFECT/HYPOCHLORIN
6514960 | CIRCLE K #8540 | 1 | CIRCLE K #8540 PLANT | B | 02 | DISINFECT/HYPOCHLORIN
6514961 | MYRTLE LAKE BAPTIST CHURCH | 1 | MYRTLE LAKE BAPTIST PLANT | B | 02 | DISINFECT/HYPOCHLORIN
6514962 | AUTUMN OAKS | 1 | AUTUMN OAKS | B | 02 | DISINFECT/HYPOCHLORIN
6514963 | FIRST UNITED METHODIST, LOL | 1 | FIRST UNITED METH. WTR PLANT | B | 02 | DISINFECT/HYPOCHLORIN
6514964 | E & M ENTERPRISES | 1 | E & M ENTERPRISES PLANT | A |  | NO TRTMT
6514965 | HARRY'S FOOD MART | 1 | PRESTO #58 PLANT | B | 02 | DISINFECT/HYPOCHLORIN
6514966 | BRIGHT BEGINNINGS | 1 | BRIGHT BEGINNINGS PLANT | B | 02 | DISINFECT/HYPOCHLORIN
6514967 | F.E.C.P. CORP. W.D. DIVISION | 1 | F.E.C.P. CORP PLANT | B | 02 | DISINFECT/HYPOCHLORIN
6514968 | FIRST BAPTIST CHURCH OF LOL | 1 | FIRST BAPTIST CHURCH PLANT | B | 02 | DISINFECT/HYPOCHLORIN
6514969 | CUMBERLAND FARMS #9643 | 1 | CUMBERLAND FARMS #9643 PLANT | B | 02 | DISINFECT/HYPOCHLORIN
6514970 | CIRCLE K #7224 | 1 | CIRCLE K #7224 | A |  | NO TRTMT
6515000 | BEACON COMMUNITY CHURCH | 1 | LITTLE LIGHTHOUSE | B | 02 | DISINFECT/HYPOCHLORIN
6515100 | CIRCLE K #1880 | 1 | CIRCLE K #1880 | B | 02 | DISINFECT/HYPOCHLORIN
6515101 | COX LUMBER CO. | 1 | COX LUMBER PLANT | B | 02 | DISINFECT/HYPOCHLORIN
6515102 | STAR 1 FOOD MART (FKA SPRINT NO. 6120) | 1 | JIFFY #20 | B | 02 | DISINFECT/HYPOCHLORIN
6515103 | HUSTON'S RESTAURANT | 1 | HUSTON'S RESTAURANT | B | 02 | DISINFECT/HYPOCHLORIN
6515104 | ANGELUS GROUP HOME | 1 | ANGELUS GROUP HOME | G | 25 | IRON RMVL/ION EXCHANGE
6515104 | ANGELUS GROUP HOME | 1 | ANGELUS GROUP HOME | H | 25 | SOFTENING/ION EXCHANGE
6515104 | ANGELUS GROUP HOME | 1 | ANGELUS GROUP HOME | B | 02 | DISINFECT/HYPOCHLORIN
6515105 | BLANTON EXPRESS | 1 | BLANTON EXPRESS PLANT | B | 02 | DISINFECT/HYPOCHLORIN
6515106 | BAYONET POINT ASSEMBLY OF GOD | 1 | BPA OF GOD | A |  | NO TRTMT
6515107 | LAKE THOMAS MHP | 1 | LAKE THOMAS PLANT | B | 02 | DISINFECT/HYPOCHLORIN
6515108 | PASCO-HERNANDO COMM. EDUC. FAC | 1 | PHCEF | B | 02 | DISINFECT/HYPOCHLORIN
6515109 | CIRCLE K #7354 | 1 | CIRCLE K #7354 | A |  | NO TRTMT
6515110 | PARADISE SQUARE | 1 | PARADISE SQUARE | A |  | NO TRTMT
6515111 | HANDY FOOD STORE #68 | 1 | HANDY FOOD STORE #68 PLANT | B | 02 | DISINFECT/HYPOCHLORIN
6515112 | CHURCH AT ODESSA | 1 | FIRST BAP CHURCH PLANT | B | 02 | DISINFECT/HYPOCHLORIN
6515113 | PINE BROOK PLAZA | 1 | PINE BROOK PLAZA PLANT | B | 02 | DISINFECT/HYPOCHLORIN
6515114 | KING MOTEL & R.V. PARK | 1 | KING MOTEL & RV PK | B | 02 | DISINFECT/HYPOCHLORIN
6515115 | CLARK'S COUNTRY FARMER'S MKT | 1 | CLARK'S COUNTRY FARMER'S MKT | B | 02 | DISINFECT/HYPOCHLORIN
6515116 | SAND DOLLAR RV PARK | 1 | SAND DOLLAR R.V. PARK | B | 02 | DISINFECT/HYPOCHLORIN
6515117 | LAKEVIEW BAPTIST CHURCH | 1 | LAKEVIEW BAPTIST CHURCH | B | 02 | DISINFECT/HYPOCHLORIN
6515118 | STOCK BUILDING SUPPLY | 1 | STOCK BUILDING SUPPLY | B | 02 | DISINFECT/HYPOCHLORIN
6515119 | SEVEN SPRINGS BAPTIST CHURCH | 1 | SEVEN SPRINGS CHURCH WATER PLT | B | 02 | DISINFECT/HYPOCHLORIN
6515120 | LNT'S KICKSTAND SALOON | 1 | PLANT | B | 02 | DISINFECT/HYPOCHLORIN
6515121 | SCHMITT INC. | 1 | SCHMITT, INC | B | 02 | DISINFECT/HYPOCHLORIN
6515122 | UHL PLAZA | 1 | UHL PLAZA PLANT | B | 02 | DISINFECT/HYPOCHLORIN
6515123 | SUNBURST RV PARK | 1 | SUNBURST RV PARK | B | 02 | DISINFECT/HYPOCHLORIN
6515124 | FERRIS FARMS/SOUTHERN CITRUS | 1 | SOUTHERN CITRUS PLANT | B | 02 | DISINFECT/HYPOCHLORIN
6515125 | ARTHUR F. ENGLE PARK | 1 | ARTHUR F. ENGLE PARK | B | 02 | DISINFECT/HYPOCHLORIN
6515126 | TRILBY CITGO (FKA MARKET USA/SOUTHLAND) | 1 | MARKET USA | B | 02 | DISINFECT/HYPOCHLORIN
6515127 | MARINER PLACE | 1 | MARINER PLACE PLANT | B | 02 | DISINFECT/HYPOCHLORIN
6515128 | PASCO JUVENILE DETENTION CTR | 1 | PASCO JUVENILE | B | 02 | DISINFECT/HYPOCHLORIN
6515129 | VAGABOND VILLAGE | 1 | VAGABOND VILLAGE | B | 02 | DISINFECT/HYPOCHLORIN
6515130 | O.J. OYSTER BAR | 1 | .J. OYSTER BAR | B | 02 | DISINFECT/HYPOCHLORIN
6515131 | STRAWBERRY PATCH | 1 | STRAWBERRY PATCH | B | 02 | DISINFECT/HYPOCHLORIN
6515132 | MERRITT PARK | 1 | MERRITT PARK PLANT | B | 02 | DISINFECT/HYPOCHLORIN
6515133 | NEON COWBOY SPORTS BAR | 1 | PLANT #1 | B | 02 | DISINFECT/HYPOCHLORIN
6515134 | SHIVA-DURGA, INC. | 1 |  | B | 02 | DISINFECT/HYPOCHLORIN
6515135 | SOUTHERN LIVING R.V. PARK | 1 | SOUTHERN LIVING PLANT | B | 02 | DISINFECT/HYPOCHLORIN
6515136 | NATIONS BANK | 1 | C & S CORP. | B | 02 | DISINFECT/HYPOCHLORIN
6515137 | GLEN-MAR CONCRETE | 1 |  | B | 02 | DISINFECT/HYPOCHLORIN
6515138 | CENTRAL CARTING | 1 | VERRILI | B | 02 | DISINFECT/HYPOCHLORIN
6515139 | LARRY'S DELI | 1 | LARRY'S DELI | B | 02 | DISINFECT/HYPOCHLORIN
6515140 | PASCO RV PARK | 1 | PASCO RV PARK | B | 02 | DISINFECT/HYPOCHLORIN
6515141 | VAGABOND VILLAGE | 1 |  | B | 02 | DISINFECT/HYPOCHLORIN
6515142 | HILLS GROCERY, INC. | 1 |  | B | 02 | DISINFECT/HYPOCHLORIN
6515143 | BREEZY COURT | 1 | BREEZY COURT PLANT | B | 02 | DISINFECT/HYPOCHLORIN
6515146 | HOPE LUTHERAN CHURCH | 1 |  | B | 02 | DISINFECT/HYPOCHLORIN
6515147 | AMERICAN LEGION | 1 |  | B | 02 | DISINFECT/HYPOCHLORIN
6515148 | THE PONDS | 1 | THE PONDS PLANT | B | 01 | DISINFECT/GASEOUS CHLORIN
6515149 | ZEPHYR EGG | 1 | ZEPHYR EGG PLANT | A |  | NO TRTMT
6515150 | SHELL #496 (FKA CUMBERLAND FARMS) | 1 | CUMBERLAND FARMS PLANT | B | 02 | DISINFECT/HYPOCHLORIN
6515151 | ZEPHYRHILLS LION'S CLUB | 1 | ZEPHYRHILLS LION'S CLUB PLANT | B | 02 | DISINFECT/HYPOCHLORIN
6515152 | PEACEFUL ACRES | 2 | PAECEFUL ACRES PLANT #2 | B | 02 | DISINFECT/HYPOCHLORIN
6515152 | PEACEFUL ACRES | 1 | PEACEFUL ACRES PLANT #1 | B | 02 | DISINFECT/HYPOCHLORIN
6515152 | PEACEFUL ACRES | 3 | PEACEFUL ACRES PLANT #3 | A |  | NO TRTMT
6515153 | FIRST BAPTIST CHURCH | 1 | FIRST BAPTIST CHURCH | B | 02 | DISINFECT/HYPOCHLORIN
6515154 | JEANETTE'S PLACE | 1 | JEANETTE'S PLACE | B | 02 | DISINFECT/HYPOCHLORIN
6515155 | FAITH UNITED METHODIST | 1 | FAITH UNITED METHODIST PLANT | A |  | NO TRTMT
6515156 | SCOTLAND YARD GOLF CLUB | 1 | SCOTLAND YARD GOLF CLUB | B | 02 | DISINFECT/HYPOCHLORIN
6515157 | FROZEN PITCHER | 1 | FROZEN PITCHER | B | 02 | DISINFECT/HYPOCHLORIN
6515158 | GRACE BAPTIST CHURCH | 1 | GRACE BAPTIST PLANT | B | 02 | DISINFECT/HYPOCHLORIN
6515159 | COUNTRY OAKS RV PARK | 1 | COUNTRY OAKS | B | 02 | DISINFECT/HYPOCHLORIN
6515160 | LAKE GILBERT RV & MH PARK | 1 | COLONIAL THREE PLANT | B | 02 | DISINFECT/HYPOCHLORIN
6515161 | ST. LEO UNIVERSITY | 1 | ST. LEO UNIVERSITY PLANT #1 | B | 02 | DISINFECT/HYPOCHLORIN
6515161 | ST. LEO UNIVERSITY | 2 | ST. LEO UNIVERSITY PLANT #2 | B | 02 | DISINFECT/HYPOCHLORIN
6515161 | ST. LEO UNIVERSITY | 3 | ST. LEO UNIVERSITY PLANT 3 | B | 02 | DISINFECT/HYPOCHLORIN
6515162 | PHELPS ROAD RV PARK | 1 | PHELPS ROAD RV PLANT | B | 02 | DISINFECT/HYPOCHLORIN
6515163 | GRIFFIN PARK COMMUNITY CLUB | 1 | GRIFFIN PARK PLANT | B | 02 | DISINFECT/HYPOCHLORIN
6515164 | CONCOURSE NATURE CENTER | 1 | CONCOURSE PLANT | B | 02 | DISINFECT/HYPOCHLORIN
6515165 | ROSIE'S RV PARK | 1 | ROSIE'S R.V. PARK | B | 02 | DISINFECT/HYPOCHLORIN
6515167 | LAKE PATIENCE MHP | 1 | LAKE PATIENCE TREATMENT PLANT | B | 02 | DISINFECT/HYPOCHLORIN
6515168 | CAROUSEL RESTAURANT | 1 | CAROUSEL REST. PLANT | B | 02 | DISINFECT/HYPOCHLORIN
6515170 | VICTORY BAPTIST CHURCH | 1 | VICTORY BAPTIST PLANT | B | 02 | DISINFECT/HYPOCHLORIN
6515171 | CELEBRATION CHURCH OF GOD | 1 | CELEBRATION CH. OF GOD PLANT | A |  | NO TRTMT
6515172 | PCUD-QUAIL RIDGE | 1 | QUAIL RIDGE PLANT | B | 01 | DISINFECT/GASEOUS CHLORIN
6515173 | MOON LAKE VOLUNTEER FIRE DEPT. | 1 | MOON LAKE VOL.FIRE PLANT | B | 02 | DISINFECT/HYPOCHLORIN
6515174 | CHANCEY ROAD CHRISTIAN CHURCH | 1 | CHANCEY RD. PLANT | B | 02 | DISINFECT/HYPOCHLORIN
6515175 | CENTRAL PASCO PROFESSIONAL CTR | 1 | CENTRAL PASCO PLANT | B | 02 | DISINFECT/HYPOCHLORIN
6515176 | CREWS LAKE PARK | 1 | CREWS LAKE WTP | B | 02 | DISINFECT/HYPOCHLORIN
6515177 | GOWERS CORNER WATER PLANT | 1 | GOWERS CORNER PLANT | B | 01 | DISINFECT/GASEOUS CHLORIN
6515178 | EDDIE'S ROLLER RINK | 1 | EDDIE'S ROLLER RINK | B | 02 | DISINFECT/HYPOCHLORIN
6515179 | SOUTH FORK MHP | 1 | SOUTH FORK WTP | B | 02 | DISINFECT/HYPOCHLORIN
6515180 | LAKE PADGETT SQUARE | 1 | LAKE PADGETT SQUARE | B | 02 | DISINFECT/HYPOCHLORIN
6515181 | KINGDOM HALL OF JEHOVAH'S WITNESSES | 1 | KINGDOM HALL PLANT | B | 02 | DISINFECT/HYPOCHLORIN
6515182 | VALLEY OAKS GOLF COURSE | 1 | VALLEY OAKS | B | 02 | DISINFECT/HYPOCHLORIN
6515183 | TRILBY CIVIC CENTER | 1 | TRILBY CIVIC CENTER WTP | B | 02 | DISINFECT/HYPOCHLORIN
6515184 | PASCO COUNTY RESOURCE RECOVERY | 1 | RESOURCE RECOVERY WTP | D | 18 | CORR-CTRL/SEQUESTATION
6515184 | PASCO COUNTY RESOURCE RECOVERY | 1 | RESOURCE RECOVERY WTP | B | 02 | DISINFECT/HYPOCHLORIN
6515185 | COUNTRY VILLAGE SQUARE | 1 | COUNTRY VILL. SQ. PLANT | B | 02 | DISINFECT/HYPOCHLORIN
6515186 | WITHLACOOCHEE RIVER PARK | 1 | WITHLACOOCHEE PLANT | B | 02 | DISINFECT/HYPOCHLORIN
6515187 | DARBY COMMUNITY CHURCH | 1 | AMELIA BAPTIST CHURCH WTP | B | 02 | DISINFECT/HYPOCHLORIN
6515188 | COUNTRY KIDS DAYCARE | 1 | JUST BABIES DAY CARE | B | 02 | DISINFECT/HYPOCHLORIN
6515189 | VFW HALL POST 8154 | 1 | V.F.W. PLANT | B | 02 | DISINFECT/HYPOCHLORIN
6515190 | LAKE PADGETT PARK | 1 | LAKE PADGETT PARK | B | 02 | DISINFECT/HYPOCHLORIN
6515191 | VAUGHANS COUNTRY STORE | 1 | VAUGHANS COUNTRY STORE | B | 02 | DISINFECT/HYPOCHLORIN
6515192 | GALLO HOUSE | 2 | GALLO HOUSE WEST | B | 02 | DISINFECT/HYPOCHLORIN
6515192 | GALLO HOUSE | 1 | GALLO HOUSE EAST | B | 02 | DISINFECT/HYPOCHLORIN
6515193 | LAKEVIEW BAPTIST CHURCH | 1 | LAKEVIEW BAPTIST CHURCH | B | 02 | DISINFECT/HYPOCHLORIN
6515194 | C BARN (FLEET MAINTENANCE) | 1 | PLANT #1 | B | 02 | DISINFECT/HYPOCHLORIN
6515194 | C BARN (FLEET MAINTENANCE) | 2 | PLANT #2 | B | 02 | DISINFECT/HYPOCHLORIN
6515195 | HIGH OAKS TRAILER PARK | 1 | HIGH OAKS T. P. | B | 02 | DISINFECT/HYPOCHLORIN
6515196 | QUAIL HOLLOW CHAPEL | 1 | QUAIL HOLLOW PLANT | B | 02 | DISINFECT/HYPOCHLORIN
6515197 | J B STARKEY WILDERNESS PARK | 1 | WTP A | B | 02 | DISINFECT/HYPOCHLORIN
6515197 | J B STARKEY WILDERNESS PARK | 2 | WTP B | B | 02 | DISINFECT/HYPOCHLORIN
6515198 | MOSQUITO (FKA RAPSCALLION'S) | 1 | LAKESIDE RESTAURANT | B | 02 | DISINFECT/HYPOCHLORIN
6515199 | IGLESIA RENACER CHURCH | 1 | SHADY HILLS WESLEYAN CHURCH | B | 02 | DISINFECT/HYPOCHLORIN
6515200 | ST. MARY'S CATHOLIC CHURCH | 1 | ST. MARY'S | B | 02 | DISINFECT/HYPOCHLORIN
6515202 | LIFE CHURCH | 1 | VICTORIOUS LIFE CHURCH PLANT | B | 02 | DISINFECT/HYPOCHLORIN
6515203 | ENTERPRISE MISS. BAPT. CHURCH | 1 | ENTERPRISE PLANT | B | 02 | DISINFECT/HYPOCHLORIN
6515204 | SUGAR LANE M.H.P. | 1 | SUGAR LANE M.H.P. | B | 02 | DISINFECT/HYPOCHLORIN
6515205 | SKIBECK | 1 | WASTE MANAGEMENT PLANT | B | 02 | DISINFECT/HYPOCHLORIN
6515206 | JR'S KNUCKLEHEAD SALOON & CAFE | 1 | RICK'S FAMILY CAFE | B | 02 | DISINFECT/HYPOCHLORIN
6515207 | SUNCOAST BROADWAY DINNER THEATER | 1 | JOYLAND III | B | 02 | DISINFECT/HYPOCHLORIN
6515208 | KEENE'S ADULT MHP | 1 | KEENE'S MOBILE HOME PARK | B | 02 | DISINFECT/HYPOCHLORIN
6515209 | BLESSED HOPE BAPTIST CHURCH | 1 | BLESSED HOPE | B | 02 | DISINFECT/HYPOCHLORIN
6515210 | GROVE RIDGE ESTATES | 1 | GROVE RIDGE ESTATES | B | 02 | DISINFECT/HYPOCHLORIN
6515211 | FIRST CONGREGATIONAL CHURCH | 1 | BRADFORD UNITD CHRCH OF CHRIST | B | 02 | DISINFECT/HYPOCHLORIN
6515212 | LEAPS AND BOUNDS(CEDARVIEW) | 1 | LEAPS AND BOUNDS. | B | 02 | DISINFECT/HYPOCHLORIN
6515213 | AMERICAN CONDO | 1 | AMERICAN CONDO | A |  | NO TRTMT
6515214 | AMVETS POST #9 | 1 | AMVETS POST #9 | B | 02 | DISINFECT/HYPOCHLORIN
6515215 | BMW PARTNER | 1 | SUMMIT HEALTH PLANT | B | 02 | DISINFECT/HYPOCHLORIN
6515216 | REDEMPTION CHURCH (FKA BLANTON BAPTIST) | 1 | BLANTON BAPTIST CHURCH | B | 02 | DISINFECT/HYPOCHLORIN
6515217 | SENIOR CITIZENS MHP | 1 | SENIOR CITIZENS MHP | B | 02 | DISINFECT/HYPOCHLORIN
6515218 | KIRKLAND PINES | 1 | KIRKLAND PINES | B | 02 | DISINFECT/HYPOCHLORIN
6515219 | FARM BASKET | 1 | FARM BASKET | B | 02 | DISINFECT/HYPOCHLORIN
6515220 | PHOENIX PARACHUTE CENTER | 1 | PHOENIX PARACHUTE CENTER | B | 02 | DISINFECT/HYPOCHLORIN
6515221 | BUENA VISTA MANOR | 1 | HOLIDAY GARDENS | B | 02 | DISINFECT/HYPOCHLORIN
6515222 | OVERSTREET PAVING | 1 | OVERSTREET PAVING | B | 01 | DISINFECT/GASEOUS CHLORIN
6515223 | BARE RV RESORT | 1 | RIVER BOAT CLUB | B | 02 | DISINFECT/HYPOCHLORIN
6515224 | VINNY'S PIZZA | 1 | BROAD STREET PIZZA PLANT | B | 02 | DISINFECT/HYPOCHLORIN
6515225 | OAK HILL MHP | 1 | OAK HILL MHP | B | 02 | DISINFECT/HYPOCHLORIN
6515226 | SAFETY TOWN | 1 | SAFETY TOWN PLANT | B | 02 | DISINFECT/HYPOCHLORIN
6515227 | BARBARA ANN ACRES | 1 | PLANT #1 | B | 02 | DISINFECT/HYPOCHLORIN
6515228 | SILVER OAKS | 1 |  | B | 02 | DISINFECT/HYPOCHLORIN
6515229 | COUNTRY ACRES MHP | 1 | COUNTRY ACRES MHP | B | 02 | DISINFECT/HYPOCHLORIN
6515230 | ODESSA PARK | 1 | P.C.P.E. ODESSA PARK | B | 02 | DISINFECT/HYPOCHLORIN
6515231 | GONZALEZ BROTHERS HARVESTING | 1 | GONZALEZ BROS HARVESTING | B | 02 | DISINFECT/HYPOCHLORIN
6515232 | STEEVER PROFESSIONAL CENTER | 1 | STEEVER PROFESSIONAL CENTER PL | B | 02 | DISINFECT/HYPOCHLORIN
6515233 | CINDY'S PRODUCE AND DELI | 1 | CINDY'S PRODUCE AND DELI | A |  | NO TRTMT
6515234 | TAMPA BAY WATER/LAKE BRIDGE | 1 | CYPRESS BRIDGE WTP TO REGIONAL | D | 19 | CORR-CTRL/PH ADJUSTMENT
6515234 | TAMPA BAY WATER/LAKE BRIDGE | 1 | CYPRESS BRIDGE WTP TO REGIONAL | B | 01 | DISINFECT/GASEOUS CHLORIN
6515235 | CHILL MART & DELI (FORMERLY BIG CHAMP) | 1 | BIG CHAMP | B | 02 | DISINFECT/HYPOCHLORIN
6515236 | RICHLAND BAPTIST CHURCH | 1 | RICHLAND BAPTIST | B | 02 | DISINFECT/HYPOCHLORIN
6515237 | OLSEN APARTMENTS | 1 | OLSEN APARTMENTS | B | 02 | DISINFECT/HYPOCHLORIN
6515238 | HUNGRY HARRY'S REST. | 1 | HUNGRY HARRY'S PLANT | B | 02 | DISINFECT/HYPOCHLORIN
6515239 | WASTE MANAGEMENT OF PASCO | 1 | VEHICLE MAINTENANCE WELL #1 | B | 02 | DISINFECT/HYPOCHLORIN
6515240 | RINALDO COMMERCIAL PARK | 1 | RINALDO COMMERCIAL PARK WTP | B | 02 | DISINFECT/HYPOCHLORIN
6515241 | SUOJANEN PLUMBING | 1 | WTP | B | 02 | DISINFECT/HYPOCHLORIN
6515242 | ARBOR OAKS MHP | 1 | PCUD SE#1 | B | 02 | DISINFECT/HYPOCHLORIN
6515243 | BAGEL BIN/ VIOLA CLARK | 1 | BAGEL BIN | B | 02 | DISINFECT/HYPOCHLORIN
6515244 | PERFORMANCE HONDA | 1 | PERFORMANCE HONDA | B | 02 | DISINFECT/HYPOCHLORIN
6515245 | MARKET HILL FLEA MARKET | 1 | MARKET HILL FLEA MARKET | B | 02 | DISINFECT/HYPOCHLORIN
6515246 | WOODHAVEN CHURCH OF GOD | 1 | WOODHAVEN CHURCH OF GOD | B | 02 | DISINFECT/HYPOCHLORIN
6515247 | JIM BROWNE AUTOMOTIVE | 1 | BUDDY FOSTER PLANT | B | 02 | DISINFECT/HYPOCHLORIN
6515248 | PASCO SPORTSMEN INC. | 1 |  | B | 02 | DISINFECT/HYPOCHLORIN
6515249 | CHURCH OF THE LATTER DAY SAINTS | 1 | CHURCH OF LATTER DAY PLANT | B | 02 | DISINFECT/HYPOCHLORIN
6515250 | PCUD-LAKE JOVITA GOLF AND C.C. | 1 | LAKE JOVITA (WELL 1 AND 2) | G | 15 | IRON RMVL/PRESS SAND FILT
6515250 | PCUD-LAKE JOVITA GOLF AND C.C. | 1 | LAKE JOVITA (WELL 1 AND 2) | B | 02 | DISINFECT/HYPOCHLORIN
6515251 | DENNIS REALTY AND INVESTMENT | 1 | DENNIS REALTY PLANT | B | 02 | DISINFECT/HYPOCHLORIN
6515252 | T.B.W./CYPRESS CREEK COMPLEX | 1 | OFFICE WATER SYSTEM | B | 02 | DISINFECT/HYPOCHLORIN
6515253 | BIRDSELLS MALT SHOP | 1 |  | B | 02 | DISINFECT/HYPOCHLORIN
6515254 | HIDDEN CREEK GOLF CLUB | 1 | HIDDEN CREEK GOLF CLUB | B | 02 | DISINFECT/HYPOCHLORIN
6515255 | HOPE UNITED METHODIST CHURCH | 1 | HOPE UNITED METHODIST | B | 02 | DISINFECT/HYPOCHLORIN
6515256 | J.B. STARKEY FLATWOODS ADVENTU | 1 | J.B. STARKEY FLATWOODS ADVENTU | B | 02 | DISINFECT/HYPOCHLORIN
6515257 | ALL KIDS ACADEMY | 1 | ALL KIDS ACADEMY | B | 02 | DISINFECT/HYPOCHLORIN
6515258 | SUNCOAST PKWY TOLL PLAZA 2B (RIDGE RD) | 1 | SUNCOAST PARKWAY SECTION 2B | B | 02 | DISINFECT/HYPOCHLORIN
6515259 | SUNCOAST PKWY/TOLL PLAZA SEC2A | 1 |  | B | 02 | DISINFECT/HYPOCHLORIN
6515260 | SUNCOAST PKWY/SEC#4/TOLL PLAZA | 1 | SUNCOAST PARKWAY SECTION 4 | B | 02 | DISINFECT/HYPOCHLORIN
6515261 | NEW LIFE MINISTRIES | 1 |  | B | 02 | DISINFECT/HYPOCHLORIN
6515262 | TO BE ISSUED TO NEW SYSTEM | 1 |  | B | 02 | DISINFECT/HYPOCHLORIN
6515263 | ELEANOR GRIFFIN SUBDIVISION | 1 |  | B | 02 | DISINFECT/HYPOCHLORIN
6515264 | 41 TRUSS | 1 |  | B | 02 | DISINFECT/HYPOCHLORIN
6515265 | CIRCA TELECOM USA, INC | 1 |  | B | 02 | DISINFECT/HYPOCHLORIN
6515266 | BANES ADULT MHP | 1 |  | B | 02 | DISINFECT/HYPOCHLORIN
6515269 | LATIN CORNER (FORMERLY SORELLE REST.) | 1 | SORELLE RES/PLANT | B | 02 | DISINFECT/HYPOCHLORIN
6515270 | SUNNY ACRES | 1 | SUNNY ACRES PLANT | B | 02 | DISINFECT/HYPOCHLORIN
6515276 | LITTLE WONDERS PRE-SCHOOL | 1 | S & G PLANT | B | 02 | DISINFECT/HYPOCHLORIN
6515277 | ACADEMY AT THE FARM | 1 | ACADEMY AT THE FARM PLANT | B | 02 | DISINFECT/HYPOCHLORIN
6515278 | CREATIVE TIMES ACADEMY | 1 | CTA PLANT | B | 02 | DISINFECT/HYPOCHLORIN
6515279 | SAN ANTONIO COMMUNITY CHURCH | 1 | PLANT 1 | B | 02 | DISINFECT/HYPOCHLORIN
6515282 | CAROLYN RINGO | 1 | PLANT #1 | B | 02 | DISINFECT/HYPOCHLORIN
6515283 | HICKS ROAD TRAILER PARK | 1 | PLANT #1 | B | 02 | DISINFECT/HYPOCHLORIN
6515286 | WILDERNESS LAKE CHURCH | 1 | CCC PLANT #1 | B | 02 | DISINFECT/HYPOCHLORIN
6515289 | OAKS COMMERCE CENTER | 1 | OCC PLANT#1 | B | 02 | DISINFECT/HYPOCHLORIN
6515290 | WILLOW BEND COMMUNITY CHURCH | 1 | WILLOW BEND CHURCH PLANT | B | 02 | DISINFECT/HYPOCHLORIN
6515291 | CHARLIE'S ST. JOE MARKET (FKA CUMBEE) | 1 | CUMBEE CORNER STORE PLANT# 1 | B | 02 | DISINFECT/HYPOCHLORIN
6515293 | SACRED HEART CATHOLIC CHURCH | 1 | SACRED HEART CHURCH | B | 02 | DISINFECT/HYPOCHLORIN
6515294 | SUNCOAST BRACES | 1 | SEC BUSINESS PARK | B | 02 | DISINFECT/HYPOCHLORIN
6515296 | MOSAIC CHURCH | 1 | TRINITY BAPTIST CHURCH WTP | B | 02 | DISINFECT/HYPOCHLORIN
6515300 | HOPE YOUTH RANCH | 1 | HOPE YOUTH RANCH WTP | B | 02 | DISINFECT/HYPOCHLORIN
6515302 | THUNDER TAVERN | 1 | GUYSTER PLANT | B | 02 | DISINFECT/HYPOCHLORIN
6515310 | HATFIELD COUNTRY MUSIC | 1 | HATFIELD COUNTRY MUSIC | B | 02 | DISINFECT/HYPOCHLORIN
6515318 | DRONG NGUR JANCHUBLING RELIGOUS ASSEMBLY | 1 | PLANT 1 | B | 02 | DISINFECT/HYPOCHLORIN
6515321 | PITTER PATTER DAYCARE | 1 | PITTER PATTER DAYCARE PLANT | B | 02 | DISINFECT/HYPOCHLORIN
6520040 | ALCOVE MOBILE HOME PARK | 1 | ALCOVE MOBILE HOME PARK | B | 02 | DISINFECT/HYPOCHLORIN
6520135 | BELLEAIR WATER PLANT | 1 | BELLEAIR WATER PLANT | B | 01 | DISINFECT/GASEOUS CHLORIN
6520135 | BELLEAIR WATER PLANT | 1 | BELLEAIR WATER PLANT | C | 14 | PART-RMVL/RAPID SAND FIL
6520135 | BELLEAIR WATER PLANT | 1 | BELLEAIR WATER PLANT | D | 18 | CORR-CTRL/SEQUESTATION
6520135 | BELLEAIR WATER PLANT | 1 | BELLEAIR WATER PLANT | G | 20 | IRON RMVL/AERATION
6520135 | BELLEAIR WATER PLANT | 1 | BELLEAIR WATER PLANT | Z | 27 | OTHER/FLUORIDATION
6520137 | BELLEVIEW BILTMORE HOTEL | 1 | BELLEVIEW BILTMOR HOTEL PLANT | B | 02 | DISINFECT/HYPOCHLORIN
6520140 | BEREA BAPTIST CHURCH | 1 |  | B | 02 | DISINFECT/HYPOCHLORIN
6520242 | CAMP SOULE(BOY SCOUTS OF AMER) | 1 | CAMP SOULE PLANT | B | 02 | DISINFECT/HYPOCHLORIN
6520336 | CLEARWATER WATER SYSTEM | 1 | WTP 1 - 1657 PALMETTO ST | D | 18 | CORR-CTRL/SEQUESTATION
6520336 | CLEARWATER WATER SYSTEM | 3 | WTP 3 - 2775 STATE RD 580 | B | 04 | DISINFECT/CHLORAMINES
6520336 | CLEARWATER WATER SYSTEM | 3 | WTP 3 - 2775 STATE RD 580 | D | 18 | CORR-CTRL/SEQUESTATION
6520336 | CLEARWATER WATER SYSTEM | 3 | WTP 3 - 2775 STATE RD 580 | E | 20 | T-O CTRL/AERATION
6520336 | CLEARWATER WATER SYSTEM | 1 | WTP 1 - 1657 PALMETTO ST | B | 04 | DISINFECT/CHLORAMINES
6520336 | CLEARWATER WATER SYSTEM | 1 | WTP 1 - 1657 PALMETTO ST | C | 26 | PART-RMVL/REVERSE OSMOSIS
6520336 | CLEARWATER WATER SYSTEM | 2 | WTP 2 - 21133 US 19 NO. | C | 26 | PART-RMVL/REVERSE OSMOSIS
6520336 | CLEARWATER WATER SYSTEM | 2 | WTP 2 - 21133 US 19 NO. | C | 29 | PART-RMVL/CARTRIDGE FILTR
6520336 | CLEARWATER WATER SYSTEM | 2 | WTP 2 - 21133 US 19 NO. | E | 05 | T-O CTRL/OZONATION
6520336 | CLEARWATER WATER SYSTEM | 2 | WTP 2 - 21133 US 19 NO. | B | 02 | DISINFECT/HYPOCHLORIN
6520336 | CLEARWATER WATER SYSTEM | 1 | WTP 1 - 1657 PALMETTO ST | X | 43 | DECHLORINATION/BISULFATE ADDITION
6520336 | CLEARWATER WATER SYSTEM | 1 | WTP 1 - 1657 PALMETTO ST | Z | 27 | OTHER/FLUORIDATION
6520336 | CLEARWATER WATER SYSTEM | 1 | WTP 1 - 1657 PALMETTO ST | D | 36 | CORR-CTRL/CORROSION INHIB
6520336 | CLEARWATER WATER SYSTEM | 2 | WTP 2 - 21133 US 19 NO. | D | 36 | CORR-CTRL/CORROSION INHIB
6520336 | CLEARWATER WATER SYSTEM | 3 | WTP 3 - 2775 STATE RD 580 | D | 36 | CORR-CTRL/CORROSION INHIB
6520336 | CLEARWATER WATER SYSTEM | 1 | WTP 1 - 1657 PALMETTO ST | D | 19 | CORR-CTRL/PH ADJUSTMENT
6520336 | CLEARWATER WATER SYSTEM | 1 | WTP 1 - 1657 PALMETTO ST | B | 02 | DISINFECT/HYPOCHLORIN
6520336 | CLEARWATER WATER SYSTEM | 2 | WTP 2 - 21133 US 19 NO. | B | 04 | DISINFECT/CHLORAMINES
6520336 | CLEARWATER WATER SYSTEM | 2 | WTP 2 - 21133 US 19 NO. | D | 18 | CORR-CTRL/SEQUESTATION
6520486 | DUNEDIN WATER SYSTEM | 1 | DUNEDIN CR 1 PLANT | B | 01 | DISINFECT/GASEOUS CHLORIN
6520486 | DUNEDIN WATER SYSTEM | 1 | DUNEDIN CR 1 PLANT | C | 29 | PART-RMVL/CARTRIDGE FILTR
6520486 | DUNEDIN WATER SYSTEM | 1 | DUNEDIN CR 1 PLANT | D | 19 | CORR-CTRL/PH ADJUSTMENT
6520486 | DUNEDIN WATER SYSTEM | 1 | DUNEDIN CR 1 PLANT | E | 28 | T-O CTRL/PACKED TWR-AERA
6520486 | DUNEDIN WATER SYSTEM | 1 | DUNEDIN CR 1 PLANT | F | 28 | ORGN-RMVL/PACKED TWR-AERA
6520486 | DUNEDIN WATER SYSTEM | 1 | DUNEDIN CR 1 PLANT | C | 15 | PART-RMVL/PRESS SAND FILT
6520486 | DUNEDIN WATER SYSTEM | 1 | DUNEDIN CR 1 PLANT | H | 26 | SOFTENING/REVERSE OSMOSIS
6520486 | DUNEDIN WATER SYSTEM | 1 | DUNEDIN CR 1 PLANT | Z | 27 | OTHER/FLUORIDATION
6520486 | DUNEDIN WATER SYSTEM | 6 | DUNEDIN #4 WELL, GRANT FIELD | B | 01 | DISINFECT/GASEOUS CHLORIN
6520486 | DUNEDIN WATER SYSTEM | 6 | DUNEDIN #4 WELL, GRANT FIELD | G | 18 | IRON RMVL/SEQUESTATION
6520486 | DUNEDIN WATER SYSTEM | 1 | DUNEDIN CR 1 PLANT | Z | 19 | OTHER/PH ADJUSTMENT
6520486 | DUNEDIN WATER SYSTEM | 1 | DUNEDIN CR 1 PLANT | G | 31 | IRON RMVL/PERMANGANATE
6520705 | GULFPORT WATER SYSTEM | 1 | GULFPORT DISTRIBUTION ONLY | A |  | NO TRTMT
6520797 | HILLSIDE TP | 1 |  | B | 02 | DISINFECT/HYPOCHLORIN
6520999 | LAKE TARPON CHURCH OF CHRIST | 1 |  | B | 02 | DISINFECT/HYPOCHLORIN
6521000 | LAKE TARPON MOBILE HOME VILLAG | 1 | LAKE TARPON MOBILE HOME VILLAG | B | 04 | DISINFECT/CHLORAMINES
6521140 | MARCO MOTEL COURT | 1 |  | B | 02 | DISINFECT/HYPOCHLORIN
6521211 | MOONGLOW TRAILER PARK | 1 |  | B | 02 | DISINFECT/HYPOCHLORIN
6521405 | PINELLAS COUNTY UTILITIES | 1 | PINELLAS COUNTY KELLER 1 | B | 04 | DISINFECT/CHLORAMINES
6521405 | PINELLAS COUNTY UTILITIES | 1 | PINELLAS COUNTY KELLER 1 | D | 36 | CORR-CTRL/CORROSION INHIB
6521405 | PINELLAS COUNTY UTILITIES | 1 | PINELLAS COUNTY KELLER 1 | E | 28 | T-O CTRL/PACKED TWR-AERA
6521405 | PINELLAS COUNTY UTILITIES | 3 | PINELLAS COUNTY EAST LAKE PLNT | B | 01 | DISINFECT/GASEOUS CHLORIN
6521405 | PINELLAS COUNTY UTILITIES | 2 | PINELLAS COUNTY KELLER 2 | E | 20 | T-O CTRL/AERATION
6521405 | PINELLAS COUNTY UTILITIES | 2 | PINELLAS COUNTY KELLER 2 | D | 19 | CORR-CTRL/PH ADJUSTMENT
6521405 | PINELLAS COUNTY UTILITIES | 2 | PINELLAS COUNTY KELLER 2 | D | 18 | CORR-CTRL/SEQUESTATION
6521405 | PINELLAS COUNTY UTILITIES | 2 | PINELLAS COUNTY KELLER 2 | B | 01 | DISINFECT/GASEOUS CHLORIN
6521405 | PINELLAS COUNTY UTILITIES | 2 | PINELLAS COUNTY KELLER 2 | B | 02 | DISINFECT/HYPOCHLORIN
6521405 | PINELLAS COUNTY UTILITIES | 2 | PINELLAS COUNTY KELLER 2 | B | 04 | DISINFECT/CHLORAMINES
6521405 | PINELLAS COUNTY UTILITIES | 1 | PINELLAS COUNTY KELLER 1 | Z | 27 | OTHER/FLUORIDATION
6521405 | PINELLAS COUNTY UTILITIES | 2 | PINELLAS COUNTY KELLER 2 | Z | 27 | OTHER/FLUORIDATION
6521405 | PINELLAS COUNTY UTILITIES | 1 | PINELLAS COUNTY KELLER 1 | D | 18 | CORR-CTRL/SEQUESTATION
6521405 | PINELLAS COUNTY UTILITIES | 1 | PINELLAS COUNTY KELLER 1 | D | 19 | CORR-CTRL/PH ADJUSTMENT
6521406 | PINELLAS PARK WATER DEPT | 1 | PINELLAS PARK BOOSTER STA. (2) | A |  | NO TRTMT
6521417 | OLDSMAR WATER SYSTEM | 1 | OLDSMAR WATER PLANT | D | 18 | CORR-CTRL/SEQUESTATION
6521417 | OLDSMAR WATER SYSTEM | 1 | OLDSMAR WATER PLANT | B | 02 | DISINFECT/HYPOCHLORIN
6521417 | OLDSMAR WATER SYSTEM | 1 | OLDSMAR WATER PLANT | Z | 27 | OTHER/FLUORIDATION
6521417 | OLDSMAR WATER SYSTEM | 1 | OLDSMAR WATER PLANT | C | 26 | PART-RMVL/REVERSE OSMOSIS
6521417 | OLDSMAR WATER SYSTEM | 1 | OLDSMAR WATER PLANT | Z | 19 | OTHER/PH ADJUSTMENT
6521417 | OLDSMAR WATER SYSTEM | 1 | OLDSMAR WATER PLANT | E | 20 | T-O CTRL/AERATION
6521490 | SEPTEMBER COCKTAIL LOUNGE | 1 | SEPTEMBER COCKTAIL LOUNGE | B | 02 | DISINFECT/HYPOCHLORIN
6521576 | SAFETY HARBOR WATER DEPT | 1 | SAFETY HARBOR DISTRIBUTION | A |  | NO TRTMT
6521650 | SKYLARK MOBILE HOME PARK | 1 | SKYLARK MOBILE HOME PARK | B | 02 | DISINFECT/HYPOCHLORIN
6521673 | SOUTH GATE HOME OWNERS, INC. | 1 | SOUTH GATE HOME OWNERS PLANT | B | 02 | DISINFECT/HYPOCHLORIN
6521680 | SOUTHERN COMFORT MHP | 1 | SOUTHERN COMFORT MHP PLANT | B | 02 | DISINFECT/HYPOCHLORIN
6521715 | ST PETERSBURG, CITY OF | 1 | COSME WATER TREATMENT PLANT | Z | 18 | OTHER/SEQUESTATION
6521715 | ST PETERSBURG, CITY OF | 1 | COSME WATER TREATMENT PLANT | B | 01 | DISINFECT/GASEOUS CHLORIN
6521715 | ST PETERSBURG, CITY OF | 1 | COSME WATER TREATMENT PLANT | E | 25 | T-O CTRL/ION EXCHANGE
6521715 | ST PETERSBURG, CITY OF | 2 | OBERLY PUMP STATION | B | 02 | DISINFECT/HYPOCHLORIN
6521715 | ST PETERSBURG, CITY OF | 3 | WASHINGTON TERRACE PUMP | B | 02 | DISINFECT/HYPOCHLORIN
6521715 | ST PETERSBURG, CITY OF | 1 | COSME WATER TREATMENT PLANT | Z | 27 | OTHER/FLUORIDATION
6521715 | ST PETERSBURG, CITY OF | 1 | COSME WATER TREATMENT PLANT | H | 24 | SOFTENING/LIME-SODA
6521715 | ST PETERSBURG, CITY OF | 1 | COSME WATER TREATMENT PLANT | H | 17 | SOFTENING/SLUDGE TRTMT
6521715 | ST PETERSBURG, CITY OF | 1 | COSME WATER TREATMENT PLANT | H | 12 | SOFTENING/SEDIMENTATION
6521715 | ST PETERSBURG, CITY OF | 1 | COSME WATER TREATMENT PLANT | H | 09 | SOFTENING/RAPID MIX
6521715 | ST PETERSBURG, CITY OF | 1 | COSME WATER TREATMENT PLANT | E | 20 | T-O CTRL/AERATION
6521715 | ST PETERSBURG, CITY OF | 1 | COSME WATER TREATMENT PLANT | C | 14 | PART-RMVL/RAPID SAND FIL
6521715 | ST PETERSBURG, CITY OF | 1 | COSME WATER TREATMENT PLANT | C | 10 | PART-RMVL/COAGULATION
6521715 | ST PETERSBURG, CITY OF | 1 | COSME WATER TREATMENT PLANT | C | 11 | PART-RMVL/FLOCCULATION
6521783 | TARPON SPRINGS COUNTRY CLUB | 1 | TARPON SPRINGS COUNTRY CLUB | B | 02 | DISINFECT/HYPOCHLORIN
6521784 | TARPON SPRINGS WATER SYSTEM | 2 | TARPON SP WELL #2, TARPON AVE | D | 18 | CORR-CTRL/SEQUESTATION
6521784 | TARPON SPRINGS WATER SYSTEM | 1 | TARPON SP WELL #1, GROSSE AVE. | D | 18 | CORR-CTRL/SEQUESTATION
6521784 | TARPON SPRINGS WATER SYSTEM | 6 | RO MEMBRANE TREATMENT FACILITY | B | 26 | DISINFECT/REVERSE OSMOSIS
6521784 | TARPON SPRINGS WATER SYSTEM | 3 | TARPON SP WELL #3, HIGHLAND AV | B | 04 | DISINFECT/CHLORAMINES
6521784 | TARPON SPRINGS WATER SYSTEM | 6 | RO MEMBRANE TREATMENT FACILITY | D | 36 | CORR-CTRL/CORROSION INHIB
6521784 | TARPON SPRINGS WATER SYSTEM | 6 | RO MEMBRANE TREATMENT FACILITY | H | 24 | SOFTENING/LIME-SODA
6521784 | TARPON SPRINGS WATER SYSTEM | 6 | RO MEMBRANE TREATMENT FACILITY | B | 02 | DISINFECT/HYPOCHLORIN
6521784 | TARPON SPRINGS WATER SYSTEM | 2 | TARPON SP WELL #2, TARPON AVE | B | 04 | DISINFECT/CHLORAMINES
6521784 | TARPON SPRINGS WATER SYSTEM | 1 | TARPON SP WELL #1, GROSSE AVE. | B | 04 | DISINFECT/CHLORAMINES
6521784 | TARPON SPRINGS WATER SYSTEM | 6 | RO MEMBRANE TREATMENT FACILITY | Z | 19 | OTHER/PH ADJUSTMENT
6521841 | TOWN AND COUNTRY PRESCHOOL | 1 | WATER PLANT | B | 02 | DISINFECT/HYPOCHLORIN
6522247 | SKIP'S LOUNGE | 1 | SKIP LOUNGE PLANT | B | 02 | DISINFECT/HYPOCHLORIN
6522249 | ENGRAVING DESIGN INC | 1 |  | B | 02 | DISINFECT/HYPOCHLORIN
6522310 | BOULEVARD ESTATES | 1 | BOULEVARD ESTATES PLANT | B | 02 | DISINFECT/HYPOCHLORIN
6522668 | LA SIESTA APARTMENTS | 1 | TARPON SPRINGS | A |  | NO TRTMT
6522703 | GENERAL TELEPHONE COMPANY | 1 | TARPON SPRINGS | B | 02 | DISINFECT/HYPOCHLORIN
6522785 | METCO DEVELOPMENT CORP | 1 | CLWR | B | 02 | DISINFECT/HYPOCHLORIN
6523096 | SINGLETON'S SHRIMP BOAT | 1 |  | B | 02 | DISINFECT/HYPOCHLORIN
6524538 | PRIMO SANDWICHES | 1 |  | B | 02 | DISINFECT/HYPOCHLORIN
6524723 | DUNEDIN ASSEMBLY OF GOD | 1 | DUNEDIN ASSEMBLY OF GOD | B | 02 | DISINFECT/HYPOCHLORIN
6524724 | COUNTRYSIDE CHRISTIAN CENTER | 1 | COUNTRYSIDE CHRISTIAN CENTER | B | 02 | DISINFECT/HYPOCHLORIN
6524724 | COUNTRYSIDE CHRISTIAN CENTER | 1 | COUNTRYSIDE CHRISTIAN CENTER | E | 01 | T-O CTRL/GASEOUS CHLORIN
6524724 | COUNTRYSIDE CHRISTIAN CENTER | 1 | COUNTRYSIDE CHRISTIAN CENTER | H | 24 | SOFTENING/LIME-SODA
6524724 | COUNTRYSIDE CHRISTIAN CENTER | 1 | COUNTRYSIDE CHRISTIAN CENTER | G | 10 | IRON RMVL/COAGULATION
6524725 | SUN GROVES | 1 | SUN GROVES | B | 02 | DISINFECT/HYPOCHLORIN
6524727 | BRITTON'S GUNS | 1 | WELL | A |  | NO TRTMT
6524728 | BUCARO'S AUTO SALES INC. | 1 | WELL] | A |  | NO TRTMT
6524729 | ANCLOTE AUTO SALVAGE | 1 |  | A |  | NO TRTMT
6524730 | CALVARY CATHOLIC CEMETERY | 1 | PUMP HOUSE | D | 01 | CORR-CTRL/GASEOUS CHLORIN
6524732 | AUTO TIRE & SERVICE | 1 | AUTO TIRE & SERVICE WELL | A |  | NO TRTMT
6524733 | HENDERSON PRESTRESS CONCRETE | 1 | HENDERSON WELL | A |  | NO TRTMT
6524734 | INDUSTRIAL PROPERTIES | 1 | INDUSTRIAL PROPERTIES WELL | A |  | NO TRTMT
6524735 | AL AUTO REPAIRS | 1 | AL AUTO REPAIRS WELL | A |  | NO TRTMT
6524736 | KEYSTONE COUNTRY ESTATES ACLF | 1 | KEYSTONE WELL | H | 25 | SOFTENING/ION EXCHANGE
6524737 | MAR BAY MOTEL | 1 | MAR BAY MOTEL WELL | A |  | NO TRTMT
6524738 | MATTON SIGNS | 1 | MATTON SIGNS WELL | A |  | NO TRTMT
6524739 | RAINBOW MOTEL/APARTMENTS | 1 | RAINBOW MOTEL WELL | H | 25 | SOFTENING/ION EXCHANGE
6524740 | RANCH HOUSE ACLF | 1 | RANCH HOUSE WELL | H | 25 | SOFTENING/ION EXCHANGE
6524740 | RANCH HOUSE ACLF | 1 | RANCH HOUSE WELL | B | 02 | DISINFECT/HYPOCHLORIN
6524741 | BALDWIN, THOMAS & ASSOC. INC. | 1 | BALDWIN WELL | A |  | NO TRTMT
6524742 | TARPON LAKE MARINA | 1 | TARPON LAKE MARINA WELL | A |  | NO TRTMT
6524743 | TOOKE'S SUBDIVISION | 1 | TOOKE'S SUBDIVISION WELL | A |  | NO TRTMT
6524744 | WALK-IN MEDICAL CLINIC | 1 | WALK-IN MEDICAL CLINIC WELL | A |  | NO TRTMT
6524745 | WEST WINDS LIQUORS | 1 | WEST WINDS LIQUORS WELL | A |  | NO TRTMT
6524746 | COOPER'S RV STORAGE | 1 | COOPER'S RV STROAGE WELL | A |  | NO TRTMT
6524747 | SUNSHINE LAUNDRY, INC. | 1 | SUNSHINE LAUNDRY WELL | H | 25 | SOFTENING/ION EXCHANGE
6524748 | ALL STAR APPLIANCE | 1 | ALL STAR APPLIANCE | A |  | NO TRTMT
6524749 | ANTHONY PEST CONTROL | 1 | ANTHONY PEST CONTROL | A |  | NO TRTMT
6524750 | ARDEN & ASSOCIATES | 1 | ARDEN & ASSOCIATES | A |  | NO TRTMT
6524751 | BLUFFS ANIMAL HOSPITAL | 1 | BLUFFS ANIMAL HOSPITAL | A |  | NO TRTMT
6524752 | PARKER DOOR | 1 | PARKER DOOR | A |  | NO TRTMT
6524753 | RIVERVIEW AUTO SALES | 1 | RIVERVIEW AUTO SALES | A |  | NO TRTMT
6524754 | HARRIS PERFORMANCE & MACH | 1 | HARRIS PERFORMANCE & MACH | A |  | NO TRTMT
6524755 | HUGHES MANUFACTURING | 1 | HUGHES MANUFACTURING | A |  | NO TRTMT
6524756 | SANITARY DASH | 1 | SANITARY DASH | A |  | NO TRTMT
6524757 | SNOW INTERNATIONAL INC. | 1 | SNOW INTERNATIONAL INC. | A |  | NO TRTMT
6524758 | WILLIAM SEMPLE FUNERAL HOME | 1 | WILLIAM SEMPLE FUNERAL HOME | A |  | NO TRTMT
6524759 | COUNTRYSIDE STORAGE | 1 | COUNTRYSIDE STORAGE | A |  | NO TRTMT
6524760 | DOREL INC. STORAGE BLDGS. | 1 | DOREL INC. STORAGE BLDGS. | A |  | NO TRTMT
6524761 | D&S PALLETS | 1 | D&S PALLETS | A |  | NO TRTMT
6524762 | HOBBS METALS | 1 | HOBBS METALS | A |  | NO TRTMT
6524763 | JOHNNIES GARAGE | 1 | JOHNNIES GARAGE | A |  | NO TRTMT
6524764 | LEMON STREET INVESTMENTS | 1 | LEMON STREET INVESTMENTS | A |  | NO TRTMT
6524765 | PALM HARBOR AUTO BODY | 1 | PALM HARBOR AUTO BODY | A |  | NO TRTMT
6524766 | TARPON VAULT | 1 | TARPON VAULT | A |  | NO TRTMT
6524767 | VINSON FUNERAL HOME | 1 | VINSON FUNERAL HOME | A |  | NO TRTMT
6524768 | WALTS AUTO PARTS | 1 | WALTS AUTO PARTS | A |  | NO TRTMT
6524769 | ABCO ALUMINUM | 1 | ABCO ALUMINUM | A |  | NO TRTMT
6524770 | SHARON'S FLOWER DEPOT | 1 | SHARON'S FLOWER DEPOT | A |  | NO TRTMT
6524771 | H & D PERFORMANCE | 1 | H & D PERFORMANCE | A |  | NO TRTMT
6524772 | ANCLOTE AUTO (AUTO PARTS EXCH) | 1 | ANCLOTE AUTO PARTS | A |  | NO TRTMT
6524773 | WINRIGHT CAROLINA DUPLEX | 1 | WINRIGHT CAROLINA DUPLEX WELL | A |  | NO TRTMT
6524774 | COUNTRY OAKS ACLF | 1 | COUNTRY OAKS ACLF WELL | A |  | NO TRTMT
6524775 | WYATT SPRINGS INC. | 1 | WYATT SPRINGS WELL | A |  | NO TRTMT
6524776 | ECHELON AT THE RESERVE WTP | 1 | ECHELON AT THE RESERVE WTP | E | 20 | T-O CTRL/AERATION
6524776 | ECHELON AT THE RESERVE WTP | 1 | ECHELON AT THE RESERVE WTP | B | 02 | DISINFECT/HYPOCHLORIN
6524776 | ECHELON AT THE RESERVE WTP | 1 | ECHELON AT THE RESERVE WTP | C | 14 | PART-RMVL/RAPID SAND FIL
6524777 | INNISBROOK RESORT AND GOLF CLUB | 1 | INNISBROOK RESORT & GOLF CLUB | H | 25 | SOFTENING/ION EXCHANGE
6530020 | CENTRAL FLORIDA MOBILE HOMES, LLC | 1 | A-OK WATER PLANT | B | 02 | DISINFECT/HYPOCHLORIN
6530022 | THE PALM APARTMENTS | 1 | THE PALM APARTMENTS W.T.P. | B | 02 | DISINFECT/HYPOCHLORIN
6530025 | FLORIDA GLOBAL CITRUS | 2 | S F. E. CITRUS LTD/ WTP 2 | B | 01 | DISINFECT/GASEOUS CHLORIN
6530025 | FLORIDA GLOBAL CITRUS | 1 | ADAMS PACKING WATER.PLANT | B | 01 | DISINFECT/GASEOUS CHLORIN
6530027 | FROSTPROOF CHILD DEVEL CENTER | 1 | FROSTPROOF C. D. C. WTP | B | 02 | DISINFECT/HYPOCHLORIN
6530028 | MOSAIC PHOSPHATES - FORT GREEN DOMESTIC | 1 | AGRICO FT.GREEN WATER PLANT | B | 02 | DISINFECT/HYPOCHLORIN
6530029 | AGRICO-EBERSBOCH MINE | 1 | MULBERRY | B | 02 | DISINFECT/HYPOCHLORIN
6530030 | IMC-AGRICO CO | 1 | AGRICO PIERCE D.M. WATER PLANT | B | 01 | DISINFECT/GASEOUS CHLORIN
6530031 | IMC PHOSPHATES - AGROCK | 1 | AGRICO - ROCK TRACK PLANT | B | 02 | DISINFECT/HYPOCHLORIN
6530032 | MOSAIC FERTILIZER, LLC - PAYNE CREEK | 1 | AGRICO PAYNE CREEK WATER PLANT | B | 02 | DISINFECT/HYPOCHLORIN
6530033 | AGRICO CHEM CO | 1 | LAKELAND | B | 02 | DISINFECT/HYPOCHLORIN
6530039 | CITROSUCO NORTH AMERICAN,INC. | 2 | ALCOMA INC. FEED MILL WATER PL | B | 01 | DISINFECT/GASEOUS CHLORIN
6530039 | CITROSUCO NORTH AMERICAN,INC. | 1 | CITROSUCO MAIN WATER PLANT | B | 01 | DISINFECT/GASEOUS CHLORIN
6530045 | VFW POST 8002 | 1 | VFW POST 8002 PLANT | B | 02 | DISINFECT/HYPOCHLORIN
6530054 | ALTURAS ELEMENTARY | 1 | ALTURAS ELEMENTARY WATER PLANT | B | 02 | DISINFECT/HYPOCHLORIN
6530054 | ALTURAS ELEMENTARY | 1 | ALTURAS ELEMENTARY WATER PLANT | F | 23 | ORGN-RMVL/GAC ADDITION
6530055 | LAKE BUFFUM LABOR CAMP | 1 | LAKE BUFFUM LABOR CAMP PLANT | B | 02 | DISINFECT/HYPOCHLORIN
6530056 | ALTURAS PACKING COMPANY | 1 | BARTOW | B | 02 | DISINFECT/HYPOCHLORIN
6530057 | ALTURAS WATER, LLC | 1 | ALTURAS WATER PLANT | B | 02 | DISINFECT/HYPOCHLORIN
6530062 | AMERICAN LEGION POST #95 | 1 | AMERICAN LEGION WATER PLANT | A |  | NO TRTMT
6530064 | AMERICAN VULKAN CORP | 1 | AMERICAN VULCAN WTP | B | 02 | DISINFECT/HYPOCHLORIN
6530065 | INGRAM FINANCIAL GROUP, INC. | 1 | AMERICAN WATER SKI ASS. PLANT | A |  | NO TRTMT
6530066 | AMICK RENTALS | 1 | AMICK RENTALS WATER PLANT | B | 02 | DISINFECT/HYPOCHLORIN
6530073 | ABIDING TABERNACLE CHURCH | 1 | ABIDING TABERNACLE WATER PLANT | A |  | NO TRTMT
6530074 | ANTIOCH BAPTIST CHURCH | 1 | WINTER HAVEN | B | 02 | DISINFECT/HYPOCHLORIN
6530078 | DEGEER APPLIANCE | 1 | WINTER HAVEN | B | 02 | DISINFECT/HYPOCHLORIN
6530079 | GIBSONIA ESTATES WATER SYSTEM | 1 | GIBSONIA ESTATES WTP | B | 02 | DISINFECT/HYPOCHLORIN
6530083 | TOM'S FIRST QUALITY APPLIANCE | 1 | TOMS FIRST QUALITY W.T.P. | A |  | NO TRTMT
6530089 | DUFFY'S 42ND ST. PUB | 1 | DUFFYS WATER TREATMENT PLANT | B | 02 | DISINFECT/HYPOCHLORIN
6530090 | AUBURNDALE, CITY OF | 1 | ATLANTIC WTP | Z | 27 | OTHER/FLUORIDATION
6530090 | AUBURNDALE, CITY OF | 3 | BERKLEY WTP | B | 02 | DISINFECT/HYPOCHLORIN
6530090 | AUBURNDALE, CITY OF | 1 | ATLANTIC WTP | E | 28 | T-O CTRL/PACKED TWR-AERA
6530090 | AUBURNDALE, CITY OF | 3 | BERKLEY WTP | E | 20 | T-O CTRL/AERATION
6530090 | AUBURNDALE, CITY OF | 2 | WINONA PARK WTP | Z | 27 | OTHER/FLUORIDATION
6530090 | AUBURNDALE, CITY OF | 2 | WINONA PARK WTP | B | 02 | DISINFECT/HYPOCHLORIN
6530090 | AUBURNDALE, CITY OF | 1 | ATLANTIC WTP | B | 02 | DISINFECT/HYPOCHLORIN
6530090 | AUBURNDALE, CITY OF | 3 | BERKLEY WTP | Z | 27 | OTHER/FLUORIDATION
6530091 | G & H MOBILE HOME PARK INC | 1 | G & H MHP WTP | B | 02 | DISINFECT/HYPOCHLORIN
6530098 | BABSON PARK | 1 | BABSON PARK PLANT # 1 | B | 02 | DISINFECT/HYPOCHLORIN
6530098 | BABSON PARK | 2 | BABSON PARK PLANT # 2 | F | 23 | ORGN-RMVL/GAC ADDITION
6530098 | BABSON PARK | 1 | BABSON PARK PLANT # 1 | F | 23 | ORGN-RMVL/GAC ADDITION
6530098 | BABSON PARK | 2 | BABSON PARK PLANT # 2 | D | 36 | CORR-CTRL/CORROSION INHIB
6530098 | BABSON PARK | 1 | BABSON PARK PLANT # 1 | D | 36 | CORR-CTRL/CORROSION INHIB
6530098 | BABSON PARK | 2 | BABSON PARK PLANT # 2 | B | 01 | DISINFECT/GASEOUS CHLORIN
6530100 | BAGLEYS BAIT CO | 1 | WINTER HAVEN | A |  | NO TRTMT
6530101 | RIPLEY'S SUNRISE COVE | 1 | RIPLEY'S SUNRISE WATER PLANT | B | 02 | DISINFECT/HYPOCHLORIN
6530119 | BARTOW AIR BASE/CITY OF BARTOW | 1 | BARTOW AIR BASE | B | 01 | DISINFECT/GASEOUS CHLORIN
6530119 | BARTOW AIR BASE/CITY OF BARTOW | 1 | BARTOW AIR BASE | E | 20 | T-O CTRL/AERATION
6530119 | BARTOW AIR BASE/CITY OF BARTOW | 2 | GATES ROAD SITE | B | 01 | DISINFECT/GASEOUS CHLORIN
6530121 | TRIANGLE RESTAURANT | 1 | LAKE WALES | B | 02 | DISINFECT/HYPOCHLORIN
6530143 | BETHEL BAPTIST CHURCH | 1 | BETHEL BAPTIST WATER PLANT | A |  | NO TRTMT
6530144 | BETHEL CHURCH OF GOD | 1 | BETHEL CHURCH OF GOD WTP | B | 02 | DISINFECT/HYPOCHLORIN
6530145 | BETHEL BAPTIST CHURCH | 1 | BETHEL BAPTIST CHURCH PLANT | B | 02 | DISINFECT/HYPOCHLORIN
6530151 | TRINITY FULL GOSPEL CHURCH | 1 | TRINITY FULL GOSPEL 3 IN. WELL | A |  | NO TRTMT
6530152 | BIDE-A-WHILE TRAILER PARK | 1 | LAKELAND | B | 02 | DISINFECT/HYPOCHLORIN
6530155 | BIG OAK MHV | 1 | WINTER HAVEN | B | 02 | DISINFECT/HYPOCHLORIN
6530168 | HERITAGE ESTATES | 1 | HERITAGE ESTATES WATER PLANT | B | 02 | DISINFECT/HYPOCHLORIN
6530169 | BOBBIE'S BUSY BEE | 1 | BOBBIE'S BUSY BEE WATER PLANT | B | 02 | DISINFECT/HYPOCHLORIN
6530170 | BOB'S LANDING MOBILE HOME PARK | 1 | BOB'S LANDING WATER PLANT | B | 02 | DISINFECT/HYPOCHLORIN
6530170 | BOB'S LANDING MOBILE HOME PARK | 1 | BOB'S LANDING WATER PLANT | H | 25 | SOFTENING/ION EXCHANGE
6530179 | BOWER STANDARD STATION | 1 | AUBURNDALE | B | 02 | DISINFECT/HYPOCHLORIN
6530181 | RECKER MOBILE HOME PARK, LLC | 1 | SAMS MHP WTP #1 | B | 02 | DISINFECT/HYPOCHLORIN
6530187 | BREWSTER GULF SER STA | 1 | MULBERRY | B | 02 | DISINFECT/HYPOCHLORIN
6530188 | IMC-HAYNESWORTH MINE | 1 | IMC-HAYNESWORTH MINE | A |  | NO TRTMT
6530195 | SOUTHWINDS MOBILE HOME PARK | 1 | SOUTHWIND M.H.P. W.T.P. | B | 02 | DISINFECT/HYPOCHLORIN
6530213 | C M STEWART RENTALS | 1 | STEWART RENTALS WTP | B | 02 | DISINFECT/HYPOCHLORIN
6530214 | C.F. INDUSTRIES, INC. BARTOW PHOSPHATE C | 1 | C.F. INDUSTRIES INC. WATER PLT | B | 02 | DISINFECT/HYPOCHLORIN
6530223 | CALVARY ASSEMBLY OF GOD | 1 | CALVARY ASSEMBLY WATER PLANT | B | 02 | DISINFECT/HYPOCHLORIN
6530223 | CALVARY ASSEMBLY OF GOD | 1 | CALVARY ASSEMBLY WATER PLANT | D | 36 | CORR-CTRL/CORROSION INHIB
6530224 | CALVARY BAPTIST CHURCH | 1 | WINTER HAVEN | B | 02 | DISINFECT/HYPOCHLORIN
6530228 | OLD PATHS HOLINESS CHURCH OF MULBERRY | 1 | CORNERSTONE WTP | B | 02 | DISINFECT/HYPOCHLORIN
6530239 | CAMP MACK'S RIVER RESORT | 1 | CAMP MACK W.T.P. | B | 02 | DISINFECT/HYPOCHLORIN
6530241 | CAMP ROTARY | 1 | CAMP ROTARY PLANT | B | 02 | DISINFECT/HYPOCHLORIN
6530245 | CAMP WINGMANN | 1 | CAMP WIGMANN WTP | B | 02 | DISINFECT/HYPOCHLORIN
6530249 | CANDLELIGHT GROVES | 1 | CANDLELIGHT GROVES WTP | B | 02 | DISINFECT/HYPOCHLORIN
6530253 | J & J FRUITS AND GROCERIES LLC | 1 | EIGHTY FOOT RD FOODS | B | 02 | DISINFECT/HYPOCHLORIN
6530254 | CAREFREE COVE | 1 | WINTER HAVEN | B | 02 | DISINFECT/HYPOCHLORIN
6530261 | CHRISTMAS TREE TP | 1 | CHRISTMAS TREE W.T.P. #1 | B | 02 | DISINFECT/HYPOCHLORIN
6530261 | CHRISTMAS TREE TP | 2 |  | B | 02 | DISINFECT/HYPOCHLORIN
6530262 | LA CASA CONDOMINIUM | 1 | LA CASA CONDO W.T.P. | B | 02 | DISINFECT/HYPOCHLORIN
6530274 | CHABETT RD. SYS. | 1 | LAKELAND | B | 02 | DISINFECT/HYPOCHLORIN
6530275 | CHALET SUZANNE | 2 | CHALET SUZANNE PLANT | B | 01 | DISINFECT/GASEOUS CHLORIN
6530275 | CHALET SUZANNE | 1 | CHALET SUZANNE WTP #1 | B | 02 | DISINFECT/HYPOCHLORIN
6530280 | CHASE ROAD CHURCH OF GOD | 1 | LAKELAND | B | 02 | DISINFECT/HYPOCHLORIN
6530286 | CHERRY POCKET | 1 | LAKE WALES | B | 02 | DISINFECT/HYPOCHLORIN
6530303 | CIRCLE F DUDE RANCH | 2 | CIRCLE F DUDE RANCH PLANT #2 | B | 02 | DISINFECT/HYPOCHLORIN
6530303 | CIRCLE F DUDE RANCH | 1 | CIRCLE F DUDE RANCH PLANT #1 | B | 02 | DISINFECT/HYPOCHLORIN
6530304 | SABAL PALMS TRAILER PARK | 1 | SABAL PALMS T.P. WATER PLANT | B | 02 | DISINFECT/HYPOCHLORIN
6530313 | FLORIDA NATURAL GROWERS, INC. | 1 | CITRUS WORLD WELL #1 WTP | B | 01 | DISINFECT/GASEOUS CHLORIN
6530313 | FLORIDA NATURAL GROWERS, INC. | 6 | FLORIDA'S NATURAL WTP #6 | Z | 14 | OTHER/RAPID SAND FIL
6530313 | FLORIDA NATURAL GROWERS, INC. | 6 | FLORIDA'S NATURAL WTP #6 | B | 02 | DISINFECT/HYPOCHLORIN
6530313 | FLORIDA NATURAL GROWERS, INC. | 5 | WELL #9 W.T.P. | B | 02 | DISINFECT/HYPOCHLORIN
6530313 | FLORIDA NATURAL GROWERS, INC. | 4 | CITRUS WORLD WELL 4 W.T.P. | B | 01 | DISINFECT/GASEOUS CHLORIN
6530313 | FLORIDA NATURAL GROWERS, INC. | 6 | FLORIDA'S NATURAL WTP #6 | Z | 23 | OTHER/GAC ADDITION
6530315 | BARTOW, CITY OF | 1 | BARTOW MAIN WATER PLANT #1 | B | 01 | DISINFECT/GASEOUS CHLORIN
6530315 | BARTOW, CITY OF | 7 | BARTOW AIR BASE PLANT #7 | B | 01 | DISINFECT/GASEOUS CHLORIN
6530315 | BARTOW, CITY OF | 1 | BARTOW MAIN WATER PLANT #1 | E | 20 | T-O CTRL/AERATION
6530315 | BARTOW, CITY OF | 2 | CHURCH STREET PLANT #2 | B | 01 | DISINFECT/GASEOUS CHLORIN
6530315 | BARTOW, CITY OF | 6 | PEACE RIVER EST W.T.P. #6 | G | 12 | IRON RMVL/SEDIMENTATION
6530315 | BARTOW, CITY OF | 5 | STATE ROAD 555 PLANT #5 | B | 02 | DISINFECT/HYPOCHLORIN
6530315 | BARTOW, CITY OF | 9 | CONNERSVILLE PLANT #9 | B | 02 | DISINFECT/HYPOCHLORIN
6530315 | BARTOW, CITY OF | 1 | BARTOW MAIN WATER PLANT #1 | C | 13 | PART-RMVL/SLOW SAND FILTR
6530315 | BARTOW, CITY OF | 4 | JORDAN PARK PLANT #4 | B | 02 | DISINFECT/HYPOCHLORIN
6530315 | BARTOW, CITY OF | 8 | GATES ROAD PLANT #8 | B | 02 | DISINFECT/HYPOCHLORIN
6530315 | BARTOW, CITY OF | 3 | BROADWAY PLANT #3 | B | 02 | DISINFECT/HYPOCHLORIN
6530315 | BARTOW, CITY OF | 10 | 8.75 WTP #10 | B | 01 | DISINFECT/GASEOUS CHLORIN
6530315 | BARTOW, CITY OF | 6 | PEACE RIVER EST W.T.P. #6 | B | 02 | DISINFECT/HYPOCHLORIN
6530315 | BARTOW, CITY OF | 10 | 8.75 WTP #10 | Z | 13 | OTHER/SLOW SAND FILTR
6530315 | BARTOW, CITY OF | 10 | 8.75 WTP #10 | Z | 27 | OTHER/FLUORIDATION
6530315 | BARTOW, CITY OF | 10 | 8.75 WTP #10 | D | 36 | CORR-CTRL/CORROSION INHIB
6530315 | BARTOW, CITY OF | 10 | 8.75 WTP #10 | Z | 19 | OTHER/PH ADJUSTMENT
6530315 | BARTOW, CITY OF | 10 | 8.75 WTP #10 | H | 24 | SOFTENING/LIME-SODA
6530320 | CITY OF FORT MEADE | 1 | FT. MEADE W.T.P. | E | 20 | T-O CTRL/AERATION
6530320 | CITY OF FORT MEADE | 1 | FT. MEADE W.T.P. | B | 01 | DISINFECT/GASEOUS CHLORIN
6530321 | LAKE ALFRED, CITY OF | 2 | LAKE ALFRED CITY BARN | B | 01 | DISINFECT/GASEOUS CHLORIN
6530321 | LAKE ALFRED, CITY OF | 1 | LAKE ALFRED WATER PLANT | Z | 27 | OTHER/FLUORIDATION
6530321 | LAKE ALFRED, CITY OF | 1 | LAKE ALFRED WATER PLANT | E | 20 | T-O CTRL/AERATION
6530321 | LAKE ALFRED, CITY OF | 1 | LAKE ALFRED WATER PLANT | B | 02 | DISINFECT/HYPOCHLORIN
6530321 | LAKE ALFRED, CITY OF | 3 | MARIANA ACRES W.T.P. | B | 01 | DISINFECT/GASEOUS CHLORIN
6530321 | LAKE ALFRED, CITY OF | 3 | MARIANA ACRES W.T.P. | E | 20 | T-O CTRL/AERATION
6530335 | IMC CLEAR SPRINGS MINE | 1 | CLEAR SPRINGS MINE WELL#1 | A |  | NO TRTMT
6530337 | CLIFF & JO'S BAR | 1 | WINTER HAVEN | B | 02 | DISINFECT/HYPOCHLORIN
6530342 | HUSKY CLUB | 1 | BLUE FRONT WATER PLANT | A |  | NO TRTMT
6530345 | REEDY LAKE PARKS, LLC - MHP | 1 | MCKENZIE'S MHP WTP | B | 02 | DISINFECT/HYPOCHLORIN
6530346 | CODY VILLA | 1 | LAKE WALES | B | 02 | DISINFECT/HYPOCHLORIN
6530362 | IMC AGRICO NWO NICHOLS PLANT | 1 | CONSERV CHEMICALS WATER PLANT | B | 01 | DISINFECT/GASEOUS CHLORIN
6530364 | FLORIDA TREATT | 1 | FLORIDA TREATT W.T.P. | A |  | NO TRTMT
6530367 | RENAISSANCE RESTAURANT | 1 | LAKE WALES | B | 02 | DISINFECT/HYPOCHLORIN
6530368 | TROPICAL MOBILE HOME PARK | 1 | WINTER HAVEN | B | 02 | DISINFECT/HYPOCHLORIN
6530373 | COTTON COURT | 1 | COTTON COURT PLANT#1 | A |  | NO TRTMT
6530387 | COUNTRY OAK ESTS | 1 | LAKE WALES | B | 02 | DISINFECT/HYPOCHLORIN
6530399 | SUN OUTDOORS ORLANDO CHAMPIONS GATE | 1 | MOUSE MOUNTAIN R.V RESORT WTP | B | 02 | DISINFECT/HYPOCHLORIN
6530402 | EDGEHILL | 1 | EDGEHILL WATER PLANT | B | 01 | DISINFECT/GASEOUS CHLORIN
6530404 | CRESTVIEW BAPTIST CHURCH | 1 | LAKELAND | B | 02 | DISINFECT/HYPOCHLORIN
6530405 | CREWS LAKE | 1 | LAKELAND (CREWS LAKE) | B | 01 | DISINFECT/GASEOUS CHLORIN
6530405 | CREWS LAKE | 3 | VALLEY VIEW W.T.P. | B | 01 | DISINFECT/GASEOUS CHLORIN
6530405 | CREWS LAKE | 2 | HASKELL HOMES S/D | B | 01 | DISINFECT/GASEOUS CHLORIN
6530407 | CROFT'S MOBILE HOME PARK | 1 | CROFT'S WATER PLANT | B | 02 | DISINFECT/HYPOCHLORIN
6530408 | CITY OF LAKE WALES/PARK WATER COMPANY | 1 | PARK WATER CO. WATER PLANT | B | 01 | DISINFECT/GASEOUS CHLORIN
6530418 | CYPRESS GARDENS M.H. & R.V. PARK | 1 | CYPRESS GARDENS MH & RV WTP. | B | 02 | DISINFECT/HYPOCHLORIN
6530421 | OAK HAVEN MOBILE HOME PARK | 1 | OAK HAVEN MHP WTP | B | 02 | DISINFECT/HYPOCHLORIN
6530431 | DAVENPORT, CITY OF | 2 | DAVENPORT W.T.P. # 2 | B | 02 | DISINFECT/HYPOCHLORIN
6530431 | DAVENPORT, CITY OF | 2 | DAVENPORT W.T.P. # 2 | E | 20 | T-O CTRL/AERATION
6530431 | DAVENPORT, CITY OF | 1 | DAVENPORT W.T.P. # 1 | B | 02 | DISINFECT/HYPOCHLORIN
6530434 | DAVIS, THOMAS E INC | 1 | FROSTPROOF | B | 02 | DISINFECT/HYPOCHLORIN
6530436 | DAWSON MOB HM PK | 1 | AUBURNDALE | B | 02 | DISINFECT/HYPOCHLORIN
6530456 | WILLOW OAK II MHP | 1 | WILLOW OAK II WATER PLANT | B | 02 | DISINFECT/HYPOCHLORIN
6530459 | DINNER LAKE-JAN PHYL SYSTEM | 3 | JAN PHYL - RECKER HIGHWAY | B | 01 | DISINFECT/GASEOUS CHLORIN
6530459 | DINNER LAKE-JAN PHYL SYSTEM | 2 | JAN PHYL-MAIN PLANT | B | 01 | DISINFECT/GASEOUS CHLORIN
6530459 | DINNER LAKE-JAN PHYL SYSTEM | 1 | WINTER HAVEN | B | 02 | DISINFECT/HYPOCHLORIN
6530460 | POLK CITY MARATHON | 1 | POLK CITY MARATHON WATER PLANT | B | 02 | DISINFECT/HYPOCHLORIN
6530462 | DIXIE MOB HM PK | 1 | LAKELAND | B | 02 | DISINFECT/HYPOCHLORIN
6530463 | DIXIE MOTEL | 1 | DIXIE MOTEL | A |  | NO TRTMT
6530464 | DOC'S DRIVEIN REST | 1 | LAKE WALES | B | 02 | DISINFECT/HYPOCHLORIN
6530473 | JUDY'S COUNTRY KITCHEN | 1 | BARTOW | B | 02 | DISINFECT/HYPOCHLORIN
6530485 | DUNDEE, TOWN OF | 2 | RINER W.T.P. #2 | E | 20 | T-O CTRL/AERATION
6530485 | DUNDEE, TOWN OF | 3 | HICKORY WALK W.T.P. #3 | B | 20 | DISINFECT/AERATION
6530485 | DUNDEE, TOWN OF | 2 | RINER W.T.P. #2 | B | 01 | DISINFECT/GASEOUS CHLORIN
6530485 | DUNDEE, TOWN OF | 1 | LAKE RUTH W.T.P.#1 | B | 01 | DISINFECT/GASEOUS CHLORIN
6530485 | DUNDEE, TOWN OF | 3 | HICKORY WALK W.T.P. #3 | B | 02 | DISINFECT/HYPOCHLORIN
6530490 | GROW HEALTHY/MCCRORY'S SUNNYHILL NURSERY | 1 | LAKE WALES LLC WTP | R | 25 | RADS RMVL/ION EXCHANGE
6530490 | GROW HEALTHY/MCCRORY'S SUNNYHILL NURSERY | 1 | LAKE WALES LLC WTP | B | 02 | DISINFECT/HYPOCHLORIN
6530491 | EZ FOOD STORE | 1 | EZ FOODS #11 WTP | B | 02 | DISINFECT/HYPOCHLORIN
6530492 | EAGLE LAKE, CITY OF | 1 | EAGLE LAKE WTP | B | 01 | DISINFECT/GASEOUS CHLORIN
6530492 | EAGLE LAKE, CITY OF | 1 | EAGLE LAKE WTP | E | 20 | T-O CTRL/AERATION
6530498 | EAST TEMPLE BAPTIST CHURCH | 1 | EAST TEMPLE BAPTIST WTP | B | 02 | DISINFECT/HYPOCHLORIN
6530500 | EASTSIDE ASSEMBLY OF GOD | 1 | EASTSIDE ASSEMBLY WTP | B | 02 | DISINFECT/HYPOCHLORIN
6530503 | EATON PARK | 1 | LAKELAND | B | 02 | DISINFECT/HYPOCHLORIN
6530520 | ELECTRO-PHOS CORPORATION | 1 | MULBERRY | B | 02 | DISINFECT/HYPOCHLORIN
6530521 | BUCCANEER BAY MHP | 1 | ELIM'S WATER PLANT | B | 02 | DISINFECT/HYPOCHLORIN
6530522 | ELKS LODGE #1974 | 1 | ELKS LODGE # 1974 | B | 02 | DISINFECT/HYPOCHLORIN
6530540 | FIRST ASSEMBLY OF GOD | 1 | CELEBRATION WORSHIP WTP | A |  | NO TRTMT
6530544 | EVERGREEN MISSIONARY BAPTIST | 1 | EVERGREEN MISS. WATER PLANT | B | 02 | DISINFECT/HYPOCHLORIN
6530545 | EVERGREEN MOBILE HOME ESTATES | 1 | EVERGREEN MHP WTP | B | 02 | DISINFECT/HYPOCHLORIN
6530546 | EVERGREEN MHP | 1 | EVERGREEN MHP WATER PLANT | B | 02 | DISINFECT/HYPOCHLORIN
6530547 | EWELL'S READY-MIX | 1 | EWELL'S S. FLA. WATER PLANT | A |  | NO TRTMT
6530557 | FARMER JONES RED BARN | 1 | FARMER JONES RED BARN WTP | B | 02 | DISINFECT/HYPOCHLORIN
6530559 | MOSAIC FERTILIZER LLC - GREEN BAY PLANT | 1 | MOSAIC/SOUTH WTP | B | 02 | DISINFECT/HYPOCHLORIN
6530559 | MOSAIC FERTILIZER LLC - GREEN BAY PLANT | 2 | MOSAIC/NORTH WTP | B | 02 | DISINFECT/HYPOCHLORIN
6530566 | THE LIVING WORLD OF FAITH & LOVE CENTER | 1 | FAITH & LOVE ASSEMBLY WTP | A |  | NO TRTMT
6530573 | FISH HAVEN, LLC | 1 | FISH HAVEN LODGE WATER PLANT | B | 02 | DISINFECT/HYPOCHLORIN
6530581 | FLAMING ARROW SCOUT RESERVATION | 1 | FLAMING ARROW WTP #1 | B | 02 | DISINFECT/HYPOCHLORIN
6530582 | FLORENCE MOTEL AND RV PARK | 1 | MOTEL 9 & RV PK PLANT | B | 02 | DISINFECT/HYPOCHLORIN
6530583 | FLAMINGO SHORES MHP | 1 | FLAMINGO SHORES PLANT | B | 01 | DISINFECT/GASEOUS CHLORIN
6530584 | WASHINGTON MILLS CERAMICS CORP | 1 | WASHINGTON MILLS WATER PLANT | B | 02 | DISINFECT/HYPOCHLORIN
6530597 | FLORIDA METALIZING SERVICE | 1 | FLORIDA METALIZING WTP. | B | 02 | DISINFECT/HYPOCHLORIN
6530617 | NORTHEAST | 4 | VAN FLEET WTP | B | 02 | DISINFECT/HYPOCHLORIN
6530617 | NORTHEAST | 9 | PROVIDENCE WTP | D | 18 | CORR-CTRL/SEQUESTATION
6530617 | NORTHEAST | 9 | PROVIDENCE WTP | B | 02 | DISINFECT/HYPOCHLORIN
6530617 | NORTHEAST | 9 | PROVIDENCE WTP | Z | 20 | OTHER/AERATION
6530617 | NORTHEAST | 3 | REGAL INN WTP | D | 36 | CORR-CTRL/CORROSION INHIB
6530617 | NORTHEAST | 2 | HOLIDAY INN WTP | D | 18 | CORR-CTRL/SEQUESTATION
6530617 | NORTHEAST | 2 | HOLIDAY INN WTP | D | 36 | CORR-CTRL/CORROSION INHIB
6530617 | NORTHEAST | 1 | EDGEHILL WTP | D | 18 | CORR-CTRL/SEQUESTATION
6530617 | NORTHEAST | 1 | EDGEHILL WTP | D | 36 | CORR-CTRL/CORROSION INHIB
6530617 | NORTHEAST | 1 | EDGEHILL WTP | E | 20 | T-O CTRL/AERATION
6530617 | NORTHEAST | 5 | POLO DAVENPORT WTP | D | 18 | CORR-CTRL/SEQUESTATION
6530617 | NORTHEAST | 5 | POLO DAVENPORT WTP | D | 36 | CORR-CTRL/CORROSION INHIB
6530617 | NORTHEAST | 6 | LOMA LINDA WTP | D | 18 | CORR-CTRL/SEQUESTATION
6530617 | NORTHEAST | 6 | LOMA LINDA WTP | D | 36 | CORR-CTRL/CORROSION INHIB
6530617 | NORTHEAST | 7 | OAK HILL WTP | D | 18 | CORR-CTRL/SEQUESTATION
6530617 | NORTHEAST | 7 | OAK HILL WTP | D | 36 | CORR-CTRL/CORROSION INHIB
6530617 | NORTHEAST | 10 | HOLLY HILL WTP | B | 02 | DISINFECT/HYPOCHLORIN
6530617 | NORTHEAST | 4 | VAN FLEET WTP | E | 20 | T-O CTRL/AERATION
6530617 | NORTHEAST | 4 | VAN FLEET WTP | D | 18 | CORR-CTRL/SEQUESTATION
6530617 | NORTHEAST | 4 | VAN FLEET WTP | D | 36 | CORR-CTRL/CORROSION INHIB
6530617 | NORTHEAST | 5 | POLO DAVENPORT WTP | B | 02 | DISINFECT/HYPOCHLORIN
6530617 | NORTHEAST | 3 | REGAL INN WTP | B | 01 | DISINFECT/GASEOUS CHLORIN
6530617 | NORTHEAST | 2 | HOLIDAY INN WTP | B | 01 | DISINFECT/GASEOUS CHLORIN
6530617 | NORTHEAST | 1 | EDGEHILL WTP | B | 01 | DISINFECT/GASEOUS CHLORIN
6530617 | NORTHEAST | 8 | BERRY WTP | D | 36 | CORR-CTRL/CORROSION INHIB
6530617 | NORTHEAST | 6 | LOMA LINDA WTP | B | 01 | DISINFECT/GASEOUS CHLORIN
6530617 | NORTHEAST | 7 | OAK HILL WTP | B | 01 | DISINFECT/GASEOUS CHLORIN
6530617 | NORTHEAST | 8 | BERRY WTP | B | 02 | DISINFECT/HYPOCHLORIN
6530617 | NORTHEAST | 9 | PROVIDENCE WTP | D | 36 | CORR-CTRL/CORROSION INHIB
6530617 | NORTHEAST | 3 | REGAL INN WTP | D | 18 | CORR-CTRL/SEQUESTATION
6530617 | NORTHEAST | 10 | HOLLY HILL WTP | D | 18 | CORR-CTRL/SEQUESTATION
6530617 | NORTHEAST | 10 | HOLLY HILL WTP | E | 20 | T-O CTRL/AERATION
6530623 | TWIN FOUNTAIN MOBILE HOME PARK | 1 | TWIN FOUNTAIN PLANT | B | 02 | DISINFECT/HYPOCHLORIN
6530625 | GORDONVILLE DAY CARE CENTER | 1 | GORDONVILLE DAY CARE PLANT | B | 02 | DISINFECT/HYPOCHLORIN
6530627 | FROSTPROOF, CITY OF | 1 | FROSTPROOF WTP #1 | E | 20 | T-O CTRL/AERATION
6530627 | FROSTPROOF, CITY OF | 3 | FROSTPROOF WTP #5 | E | 20 | T-O CTRL/AERATION
6530627 | FROSTPROOF, CITY OF | 2 | FROSTPROOF WTP #4 | E | 20 | T-O CTRL/AERATION
6530627 | FROSTPROOF, CITY OF | 3 | FROSTPROOF WTP #5 | B | 02 | DISINFECT/HYPOCHLORIN
6530627 | FROSTPROOF, CITY OF | 1 | FROSTPROOF WTP #1 | B | 02 | DISINFECT/HYPOCHLORIN
6530627 | FROSTPROOF, CITY OF | 2 | FROSTPROOF WTP #4 | B | 02 | DISINFECT/HYPOCHLORIN
6530632 | STANDARD SAND (L.W.OFFICE) | 1 | STANDARD SAND(GALL OFC. PLANT) | A |  | NO TRTMT
6530636 | GARDEN GROVE EAST | 1 | WINTER HAVEN | B | 01 | DISINFECT/GASEOUS CHLORIN
6530637 | GARDEN GROVE CYPRESS POINT | 1 | WINTER HAVEN | B | 02 | DISINFECT/HYPOCHLORIN
6530644 | WHITE RABBIT SPORTS BAR | 1 | LOUGHMAN SERVICE CENTER W.T.P. | B | 02 | DISINFECT/HYPOCHLORIN
6530652 | POLK INDUSTRIES | 1 | POLK INDUSTRIES | B | 01 | DISINFECT/GASEOUS CHLORIN
6530658 | PCOC | 1 | PCOC WATER PLANT | A |  | NO TRTMT
6530659 | NEW LIFE ASSEMBLY OF GOD | 1 | NEW LIFE ASSEMBLY OF GOD PLANT | B | 02 | DISINFECT/HYPOCHLORIN
6530661 | GIBSONIA TR PK | 1 | LAKELAND | B | 02 | DISINFECT/HYPOCHLORIN
6530669 | STARLIGHT RESTAURANT | 1 | STARLIGHT RESAURANT W.T.P. | B | 02 | DISINFECT/HYPOCHLORIN
6530676 | GOOD HOPE MISSIONARY CHURCH | 1 | WINTER HAVEN | B | 02 | DISINFECT/HYPOCHLORIN
6530677 | CYPRESS ACRES MOBILE HOME PARK | 1 | CYPRESS ACRES MHP WTP | B | 02 | DISINFECT/HYPOCHLORIN
6530679 | GOTT'S TR.PK. | 1 | GOTT'S TRAILER PARK WATER PLT. | B | 02 | DISINFECT/HYPOCHLORIN
6530686 | GREEN ACRES S/D | 3 | GREEN ACRES PLANT NO. 3 | B | 01 | DISINFECT/GASEOUS CHLORIN
6530686 | GREEN ACRES S/D | 1 | GREEN ACRES PLANT NO. 1 | B | 01 | DISINFECT/GASEOUS CHLORIN
6530686 | GREEN ACRES S/D | 2 | GREEN ACRES PLANT NO.2 | A |  | NO TRTMT
6530692 | GRENELEFE RESORT UTILITY INC | 1 | EAST PLANT | D | 36 | CORR-CTRL/CORROSION INHIB
6530692 | GRENELEFE RESORT UTILITY INC | 1 | EAST PLANT | B | 02 | DISINFECT/HYPOCHLORIN
6530692 | GRENELEFE RESORT UTILITY INC | 2 | SOUTH PLANT | B | 02 | DISINFECT/HYPOCHLORIN
6530692 | GRENELEFE RESORT UTILITY INC | 2 | SOUTH PLANT | D | 36 | CORR-CTRL/CORROSION INHIB
6530693 | GRIFFIN BAPTIST CHURCH | 1 | GRIFFIN BAPT. WELL & TANK | A |  | NO TRTMT
6530694 | GRIFFIN ELEM | 1 | LAKELAND | B | 02 | DISINFECT/HYPOCHLORIN
6530698 | GROVE SHORES MOBILE HOME COMMUNITY | 1 | GROVE SHORES WATER PLANT | B | 02 | DISINFECT/HYPOCHLORIN
6530699 | MID-FLA FREEZERS/CHAPMAN FRUIT | 1 | MID FLA FREEZERS/CHAPMAN FRUIT | B | 02 | DISINFECT/HYPOCHLORIN
6530710 | HAINES CITY CITRUS GROWERS ASSN. | 1 | HAINES CITY CITRUS GROWER ASSO | B | 02 | DISINFECT/HYPOCHLORIN
6530712 | HAINES HAVEN MHP | 1 | HAINES HAVEN MHP WATER PLANT | B | 02 | DISINFECT/HYPOCHLORIN
6530716 | HALLS TRAILER PARK | 1 | MULBERRY | B | 02 | DISINFECT/HYPOCHLORIN
6530717 | HAMMOCK LAKE MOBILE HOME AND RV PARK INC | 1 | HAMMOCK LAKE W.T.P | B | 02 | DISINFECT/HYPOCHLORIN
6530718 | HAMMONDELL CAMPSITES | 1 | HAMMONDELL CAMPSITES | B | 02 | DISINFECT/HYPOCHLORIN
6530719 | HAMPTON'S MOBILE HOME PARK | 1 | HAMPTON'S MHP WTP | B | 02 | DISINFECT/HYPOCHLORIN
6530720 | CIRCLE K # 7487 -DISTRICT 1410 | 1 | CIRCLE K #7487 PLANT | B | 02 | DISINFECT/HYPOCHLORIN
6530723 | HAPPY DAY TRAILER PARK | 1 | HAPPY DAY TR PK WTP | B | 02 | DISINFECT/HYPOCHLORIN
6530735 | G & S PARK . | 1 | G & S PARKS WTP | B | 02 | DISINFECT/HYPOCHLORIN
6530739 | HASKELL HOMES | 1 | LAKELAND | B | 02 | DISINFECT/HYPOCHLORIN
6530746 | SHADY OAKS MHP | 1 | SHADY OAKS M.H.P. WATER PLANT | B | 02 | DISINFECT/HYPOCHLORIN
6530759 | LIGHTHOUSE OAKS MHP | 1 | LIGHTHOUSE OAKS WATER PLANT | B | 02 | DISINFECT/HYPOCHLORIN
6530772 | HIGHLAND PARK | 1 | HIGHLAND PARK WATER PLANT | E | 20 | T-O CTRL/AERATION
6530772 | HIGHLAND PARK | 1 | HIGHLAND PARK WATER PLANT | B | 02 | DISINFECT/HYPOCHLORIN
6530773 | HIGHLAND PK. MANOR | 1 | HIGHLAND PK MANOR WATER PLANT | B | 02 | DISINFECT/HYPOCHLORIN
6530780 | HILLCREST S/D | 1 | HILLCREST PLANT | A |  | NO TRTMT
6530810 | HOLIDAY INN DISNEYWORLD | 1 | HAINES CITY | B | 02 | DISINFECT/HYPOCHLORIN
6530811 | CYPRESS CAMPGROUND & RV PARK | 1 | HOLIDAY TRAV-L-PARK WTP | B | 02 | DISINFECT/HYPOCHLORIN
6530816 | LAKE WALES INN | 1 | HOLIDAY MOTEL WTP | B | 02 | DISINFECT/HYPOCHLORIN
6530821 | HOLLY HILL FRUIT PRODUCTS | 1 | HOLLY HILL WATER PLANT # 1 | B | 02 | DISINFECT/HYPOCHLORIN
6530823 | HOLLYWOOD VILLAGE MOTEL | 1 | LAKELAND | B | 02 | DISINFECT/HYPOCHLORIN
6530833 | HOPSON GROCERY | 1 | HOPSON GROCERY WATER PLANT | B | 02 | DISINFECT/HYPOCHLORIN
6530836 | KEYSTOP RESTAURANT | 1 | HAINES CITY | B | 02 | DISINFECT/HYPOCHLORIN
6530837 | PK&G HOSPITALITY | 1 | QUALITY INN WTP | B | 02 | DISINFECT/HYPOCHLORIN
6530838 | ROYAL INN | 1 | ROYAL INN | B | 01 | DISINFECT/GASEOUS CHLORIN
6530840 | LAND SOUTH OAKS MEADOW | 1 | KERN'S MHP WATER PLANT | B | 02 | DISINFECT/HYPOCHLORIN
6530845 | HUNT BROTHERS PACKING CO | 1 | HUNT BROTHERS PACKING PLANT | B | 02 | DISINFECT/HYPOCHLORIN
6530849 | OPPORTUNITY VILLA | 1 | OPPORTUNITY VILLA WTP | A |  | NO TRTMT
6530850 | IMC-RAINBOW FERTILIZER | 1 | IMC-RAINBOW FERTILIZER | B | 02 | DISINFECT/HYPOCHLORIN
6530852 | SOUTHWEST/POLK COUNTY UTILITY | 4 | WILLOWOOD PLANT #4 | B | 01 | DISINFECT/GASEOUS CHLORIN
6530852 | SOUTHWEST/POLK COUNTY UTILITY | 8 | GUS STEWART PLANT | B | 02 | DISINFECT/HYPOCHLORIN
6530852 | SOUTHWEST/POLK COUNTY UTILITY | 1 | IMPERIAL LAKES WTP | E | 20 | T-O CTRL/AERATION
6530852 | SOUTHWEST/POLK COUNTY UTILITY | 3 | TURNER ROAD WTP | B | 02 | DISINFECT/HYPOCHLORIN
6530852 | SOUTHWEST/POLK COUNTY UTILITY | 2 | PINE LAKES S/D | B | 02 | DISINFECT/HYPOCHLORIN
6530852 | SOUTHWEST/POLK COUNTY UTILITY | 1 | IMPERIAL LAKES WTP | B | 02 | DISINFECT/HYPOCHLORIN
6530852 | SOUTHWEST/POLK COUNTY UTILITY | 5 | CREWS LAKE | B | 01 | DISINFECT/GASEOUS CHLORIN
6530852 | SOUTHWEST/POLK COUNTY UTILITY | 3 | TURNER ROAD WTP | D | 36 | CORR-CTRL/CORROSION INHIB
6530852 | SOUTHWEST/POLK COUNTY UTILITY | 8 | GUS STEWART PLANT | E | 20 | T-O CTRL/AERATION
6530852 | SOUTHWEST/POLK COUNTY UTILITY | 2 | PINE LAKES S/D | D | 36 | CORR-CTRL/CORROSION INHIB
6530852 | SOUTHWEST/POLK COUNTY UTILITY | 1 | IMPERIAL LAKES WTP | D | 36 | CORR-CTRL/CORROSION INHIB
6530852 | SOUTHWEST/POLK COUNTY UTILITY | 6 | HASKELL HOMES | B | 02 | DISINFECT/HYPOCHLORIN
6530852 | SOUTHWEST/POLK COUNTY UTILITY | 9 | POLLARD ROAD WTP | E | 20 | T-O CTRL/AERATION
6530852 | SOUTHWEST/POLK COUNTY UTILITY | 9 | POLLARD ROAD WTP | B | 02 | DISINFECT/HYPOCHLORIN
6530852 | SOUTHWEST/POLK COUNTY UTILITY | 3 | TURNER ROAD WTP | E | 20 | T-O CTRL/AERATION
6530869 | BTM TRANSPORT | 1 | BTM WATER PLANT | A |  | NO TRTMT
6530870 | KATHLEEN OAKS MHP | 1 | KATHLEEN OAKS WTP | B | 02 | DISINFECT/HYPOCHLORIN
6530872 | PRESCO OF HOMELAND | 1 | PRESCO WTP | B | 02 | DISINFECT/HYPOCHLORIN
6530874 | JACKSON WELDING SUPPLY | 1 | JACKSON WELDING WATER PLANT | A |  | NO TRTMT
6530876 | FLORIDA DISTILLERS COMPANY | 1 | FLORIDA DISTILLERS PLANT | B | 02 | DISINFECT/HYPOCHLORIN
6530881 | FAIRVIEW APARTMENTS | 1 | FAIRVIEW APARTMENTS WTP | B | 02 | DISINFECT/HYPOCHLORIN
6530883 | JAN-PHYL | 2 | CHURCH WELL RECKER HIGHWAY | B | 01 | DISINFECT/GASEOUS CHLORIN
6530883 | JAN-PHYL | 1 | JAN PHYL MAIN PLANT | B | 01 | DISINFECT/GASEOUS CHLORIN
6530886 | J ME'S TRAILER PARK | 1 | J ME'S WATER PLANT | B | 02 | DISINFECT/HYPOCHLORIN
6530887 | JENNINGS RESORT | 1 | LAKE WALES | B | 02 | DISINFECT/HYPOCHLORIN
6530900 | FLORIDA HOME STAY INN | 1 | HOWARD JOHNSON WTP | B | 02 | DISINFECT/HYPOCHLORIN
6530909 | K-VILLE ASSEMBLY OF GOD CHURCH | 1 | K-VILLE ASSEMBLY WATER PLANT | B | 02 | DISINFECT/HYPOCHLORIN
6530912 | BARTOW OPERATIONS INC. | 1 | KAPLAN IND. WATER PLANT # 1 | B | 01 | DISINFECT/GASEOUS CHLORIN
6530912 | BARTOW OPERATIONS INC. | 2 | KAPLAN IND. WATER PLANT # 2 | B | 01 | DISINFECT/GASEOUS CHLORIN
6530915 | BRIARWOOD ESTATES | 1 | BRIARWOOD ESTATES WATER PLANT | B | 02 | DISINFECT/HYPOCHLORIN
6530916 | KATHLEEN BAPTIST CHURCH | 1 | KATHLEEN BAPTIST WATER PLANT | B | 02 | DISINFECT/HYPOCHLORIN
6530917 | KATHLEEN ELEMENTARY | 1 | LAKELAND | B | 01 | DISINFECT/GASEOUS CHLORIN
6530918 | LA CASA DE EL REY JESUS LAKELAND, INC. | 1 | KATHLEEN UNITED METH. WTP | B | 02 | DISINFECT/HYPOCHLORIN
6530920 | KEEN LABOR CAMP | 1 | HAINES CITY | B | 02 | DISINFECT/HYPOCHLORIN
6530923 | Y'ALL COME BACK SALOON | 1 | Y'ALL COME BACK SALOON WTP | B | 02 | DISINFECT/HYPOCHLORIN
6530927 | MARIANA PLAZA | 1 | MARIANA PLAZA W. T. P. | B | 02 | DISINFECT/HYPOCHLORIN
6530932 | KEYSTONE MANOR | 1 | AUBURNDALE | B | 02 | DISINFECT/HYPOCHLORIN
6530934 | AGRIFLEET LEASING CORP | 1 | AGRI LEASE CORP. WTP | B | 02 | DISINFECT/HYPOCHLORIN
6530934 | AGRIFLEET LEASING CORP | 2 | IMPORT ERROR | B | 02 | DISINFECT/HYPOCHLORIN
6530936 | BELL RINGER PK | 1 | BELL RINGER PARK WATER PLANT | B | 02 | DISINFECT/HYPOCHLORIN
6530940 | DONNA WATER SYSTEM | 1 | DONNA WATER SYSTEM WTP | B | 02 | DISINFECT/HYPOCHLORIN
6530941 | KINGSFORD ELEMENTARY SCHOOL | 1 | MULBERRY | B | 02 | DISINFECT/HYPOCHLORIN
6530942 | IMC-KINGSFORD MAINTENANCE SHOP | 1 | IMC-KINGSFORD MAINTENANCE SHOP | B | 02 | DISINFECT/HYPOCHLORIN
6530943 | MOSAIC PHOSPHATES - KINGSFORD MINE | 1 | IMC-KINGSFORD MINE OFFICE | B | 02 | DISINFECT/HYPOCHLORIN
6530944 | IMC-KINGSFORD PLANT OFFICE | 1 | IMC-KINGSFORD PLANT OFFICE | B | 01 | DISINFECT/GASEOUS CHLORIN
6530945 | TOWER VIEW MOTORS | 1 | TOWER VIEW MOTORS PLANT | A |  | NO TRTMT
6530955 | PARADISE ISLAND R.V. PARK, INC | 2 | PARADISE ISLAND CG WTP #2 | B | 02 | DISINFECT/HYPOCHLORIN
6530955 | PARADISE ISLAND R.V. PARK, INC | 1 | PARADISE ISLAND C. G. WTP #1 | B | 02 | DISINFECT/HYPOCHLORIN
6530956 | CAMP INN RESORTS | 2 | CAMP INN RESORTS | B | 02 | DISINFECT/HYPOCHLORIN
6530956 | CAMP INN RESORTS | 1 | CAMP INN RESORTS WTP #1 | B | 02 | DISINFECT/HYPOCHLORIN
6530959 | WBRK PROPERTY LLP | 2 | WBRK PROPERTY WTP #2 EAST | B | 02 | DISINFECT/HYPOCHLORIN
6530959 | WBRK PROPERTY LLP | 1 | WBRK PROPERTY WTP #1 WEST | B | 01 | DISINFECT/GASEOUS CHLORIN
6530961 | CHARTRAND GROVE CO. RENTALS | 1 | CHARTRAND WELL | A |  | NO TRTMT
6530962 | L & M FRUIT COMPANY | 1 | L&M WATER PLANT | B | 02 | DISINFECT/HYPOCHLORIN
6530968 | LAKE AURORA CHRISTIAN ASSEMBLY | 1 | AURORA CHRISTIAN WATER PLANT | B | 02 | DISINFECT/HYPOCHLORIN
6530969 | LAKE BLUE MOBILE HOME PARK | 1 | LAKE BLUE WTP | B | 02 | DISINFECT/HYPOCHLORIN
6530969 | LAKE BLUE MOBILE HOME PARK | 1 | LAKE BLUE WTP | H | 07 | SOFTENING/OTHER DISINFECT
6530973 | LAKEFRONT TRAILER PARK | 1 | LAKE FRONT WTP | H | 25 | SOFTENING/ION EXCHANGE
6530973 | LAKEFRONT TRAILER PARK | 1 | LAKE FRONT WTP | B | 02 | DISINFECT/HYPOCHLORIN
6530973 | LAKEFRONT TRAILER PARK | 2 | FROSTPROOF | B | 02 | DISINFECT/HYPOCHLORIN
6530976 | LAKE GIBSON WATER SUPPLY CORP. | 1 | LAKE GIBSON W.S.C. WATER PLANT | B | 02 | DISINFECT/HYPOCHLORIN
6530977 | LAKE HAMILTON, TOWN OF | 2 | LAKE HAMILTON WTP | E | 28 | T-O CTRL/PACKED TWR-AERA
6530977 | LAKE HAMILTON, TOWN OF | 2 | LAKE HAMILTON WTP | Z | 19 | OTHER/PH ADJUSTMENT
6530977 | LAKE HAMILTON, TOWN OF | 2 | LAKE HAMILTON WTP | D | 18 | CORR-CTRL/SEQUESTATION
6530977 | LAKE HAMILTON, TOWN OF | 2 | LAKE HAMILTON WTP | B | 02 | DISINFECT/HYPOCHLORIN
6530977 | LAKE HAMILTON, TOWN OF | 2 | LAKE HAMILTON WTP | E | 20 | T-O CTRL/AERATION
6530979 | LAKE FRONT MHP | 1 | LAKE HAVEN MHP WATER PLANT | B | 02 | DISINFECT/HYPOCHLORIN
6530981 | LAKE LENA MOTEL | 1 | AUBURNDALE | B | 02 | DISINFECT/HYPOCHLORIN
6530984 | LAKE MABEL COTTAGES AND MHP | 1 | LAKE MABEL COTTAGES & MHP WTP | B | 02 | DISINFECT/HYPOCHLORIN
6530985 | MARIANA ACRES WATER SYSTEM | 1 | MARIANA ACRES W.T.P. | B | 01 | DISINFECT/GASEOUS CHLORIN
6530985 | MARIANA ACRES WATER SYSTEM | 1 | MARIANA ACRES W.T.P. | E | 20 | T-O CTRL/AERATION
6530987 | LAKE MATTIE TRAILER PARK | 1 | LAKE MATTIE T. P. WATER PLANT | B | 02 | DISINFECT/HYPOCHLORIN
6530993 | LAKE REEDY COUNTY PARK | 1 | FROSTPROOF | B | 02 | DISINFECT/HYPOCHLORIN
6530994 | LAKE REGION BAPTIST CHURCH | 1 | LAKE REGION BAPTIST PLANT | B | 02 | DISINFECT/HYPOCHLORIN
6530995 | LAKE REGION MOBILE HOME VILLAGE | 1 | LAKE REGION MHV PLANT #1 | B | 02 | DISINFECT/HYPOCHLORIN
6530995 | LAKE REGION MOBILE HOME VILLAGE | 2 | LAKE REGION MHV PLANT #2 | B | 02 | DISINFECT/HYPOCHLORIN
6530996 | THE COUNTRY CLUB OF WINTER HAVEN, INC | 1 | LAKE REGION WATER PLANT | B | 02 | DISINFECT/HYPOCHLORIN
6530998 | GLORIA'S RESORT | 1 | LAKESHORE PALMS WTP | B | 02 | DISINFECT/HYPOCHLORIN
6531000 | GCP PLANTATION LANDING, LLC | 1 | PLANTATION LANDINGS PLANT | B | 02 | DISINFECT/HYPOCHLORIN
6531001 | LAKE THOMAS WATER COMPANY | 1 | LAKE THOMAS RET. WATER PALNT | B | 02 | DISINFECT/HYPOCHLORIN
6531004 | LAKE WALES AIRPORT | 1 | LAKE WALES AIRPORT W.T.P. | B | 02 | DISINFECT/HYPOCHLORIN
6531005 | LAKE WALES AMPHITHEATRE | 1 | LAKE WALES | B | 01 | DISINFECT/GASEOUS CHLORIN
6531006 | LAKE WALES CAMPGROUND | 1 | LAKE WALES C.G. WATER PLANT | B | 02 | DISINFECT/HYPOCHLORIN
6531007 | FLORIDA NATIONAL GUARD | 1 | FLORIDA NATIONAL GUARD W.T.P. | B | 02 | DISINFECT/HYPOCHLORIN
6531012 | LAKELAND AUTO AUCTION | 1 | LAKELAND AUTO AUCTION WTP | B | 02 | DISINFECT/HYPOCHLORIN
6531013 | LAKELAND CORRECTIONAL CENTER | 1 | LAKELAND COR. CENTER W.T.P. | B | 02 | DISINFECT/HYPOCHLORIN
6531014 | LAKELAND, CITY OF | 1 | T.B. WILLIAMS WTP | H | 17 | SOFTENING/SLUDGE TRTMT
6531014 | LAKELAND, CITY OF | 1 | T.B. WILLIAMS WTP | Z | 18 | OTHER/SEQUESTATION
6531014 | LAKELAND, CITY OF | 1 | T.B. WILLIAMS WTP | H | 14 | SOFTENING/RAPID SAND FIL
6531014 | LAKELAND, CITY OF | 1 | T.B. WILLIAMS WTP | C | 23 | PART-RMVL/GAC ADDITION
6531014 | LAKELAND, CITY OF | 2 | C.W. COMBEE WTP | Z | 18 | OTHER/SEQUESTATION
6531014 | LAKELAND, CITY OF | 2 | C.W. COMBEE WTP | C | 24 | PART-RMVL/LIME-SODA
6531014 | LAKELAND, CITY OF | 1 | T.B. WILLIAMS WTP | E | 20 | T-O CTRL/AERATION
6531014 | LAKELAND, CITY OF | 1 | T.B. WILLIAMS WTP | C | 24 | PART-RMVL/LIME-SODA
6531014 | LAKELAND, CITY OF | 2 | C.W. COMBEE WTP | H | 19 | SOFTENING/PH ADJUSTMENT
6531014 | LAKELAND, CITY OF | 2 | C.W. COMBEE WTP | H | 24 | SOFTENING/LIME-SODA
6531014 | LAKELAND, CITY OF | 2 | C.W. COMBEE WTP | C | 23 | PART-RMVL/GAC ADDITION
6531014 | LAKELAND, CITY OF | 2 | C.W. COMBEE WTP | Z | 14 | OTHER/RAPID SAND FIL
6531014 | LAKELAND, CITY OF | 2 | C.W. COMBEE WTP | Z | 27 | OTHER/FLUORIDATION
6531014 | LAKELAND, CITY OF | 2 | C.W. COMBEE WTP | B | 01 | DISINFECT/GASEOUS CHLORIN
6531014 | LAKELAND, CITY OF | 2 | C.W. COMBEE WTP | H | 17 | SOFTENING/SLUDGE TRTMT
6531014 | LAKELAND, CITY OF | 1 | T.B. WILLIAMS WTP | Z | 27 | OTHER/FLUORIDATION
6531014 | LAKELAND, CITY OF | 1 | T.B. WILLIAMS WTP | H | 24 | SOFTENING/LIME-SODA
6531014 | LAKELAND, CITY OF | 1 | T.B. WILLIAMS WTP | B | 01 | DISINFECT/GASEOUS CHLORIN
6531015 | LAKELAND GARDENS MOBILE PARK | 1 | LAKELAND | B | 02 | DISINFECT/HYPOCHLORIN
6531016 | LAKELAND INTERNATIONAL CONCESS | 1 | LAKELAND | B | 01 | DISINFECT/GASEOUS CHLORIN
6531017 | LAKELAND LABOR UNION LOC #1240 | 1 | LKLD. LABOR UNION WATER PLANT | A |  | NO TRTMT
6531021 | LAKESIDE RANCH INVESTMENT CORP | 1 | LAKESIDE RANCH WTP | B | 02 | DISINFECT/HYPOCHLORIN
6531024 | SNELL ISLE REALTY LLC | 1 | PALMS MOBILE HOME PARK WTP | B | 02 | DISINFECT/HYPOCHLORIN
6531026 | LAKE ALFRED RV PARK LLC | 1 | LAKEVIEW TRAVEL WATER PLANT | B | 02 | DISINFECT/HYPOCHLORIN
6531030 | LAKEWOOD R. V. PARK | 1 | LAKEWOOD RV WATER PLANT | B | 02 | DISINFECT/HYPOCHLORIN
6531033 | LAKEWOOD TRAILER PARK | 1 | LAKEWOOD WATER PLANT | B | 02 | DISINFECT/HYPOCHLORIN
6531035 | LAKMAR MOTEL | 1 | LAKMAR MOTEL W. T. P. | B | 02 | DISINFECT/HYPOCHLORIN
6531045 | LANTERN MOTEL AND RESTAURANT | 1 | LANTERN MOTEL WTP | B | 02 | DISINFECT/HYPOCHLORIN
6531052 | HIGHLAND PARK COMMUNITY | 1 | LAUREL MHP/MOTEL WTP | B | 02 | DISINFECT/HYPOCHLORIN
6531058 | LEE WILLIAMS S/D | 1 | WINTER HAVEN | B | 02 | DISINFECT/HYPOCHLORIN
6531061 | LEISURE HOMES MOBILE PARK | 1 | LEISURE HOMES WTP | B | 02 | DISINFECT/HYPOCHLORIN
6531101 | LOST LAKE PK | 1 | LAKELAND | B | 02 | DISINFECT/HYPOCHLORIN
6531107 | LUCERNE LAKESIDE MHC | 1 | LUCERNE LAKESIDE WTP | B | 02 | DISINFECT/HYPOCHLORIN
6531108 | UNCLE PHILS PAR-3 | 1 | WINTER HAVEN | B | 02 | DISINFECT/HYPOCHLORIN
6531112 | LUNDY'S MODERN COTTAGES | 1 | AUBURNDALE | B | 02 | DISINFECT/HYPOCHLORIN
6531118 | LYNCHBURG BAPTIST CHURCH | 1 | AUBURNDALE | B | 02 | DISINFECT/HYPOCHLORIN
6531130 | BRADLEY FOOD & DELI | 1 | MULBERRY | B | 02 | DISINFECT/HYPOCHLORIN
6531131 | MAMMOTH GROVE S/D | 1 | LAKE WALES | B | 02 | DISINFECT/HYPOCHLORIN
6531136 | MANOR WATER | 1 | LAKELAND | B | 01 | DISINFECT/GASEOUS CHLORIN
6531141 | DIXIE SOUTHERN INDUSTRY | 1 | MARDEN WATER PLANT | A |  | NO TRTMT
6531143 | LAKMAR MOTEL 2 | 1 | LK.MARIANA MOTEL WTP | B | 02 | DISINFECT/HYPOCHLORIN
6531150 | MARTIN ESTATES | 1 | LAKELAND | B | 02 | DISINFECT/HYPOCHLORIN
6531161 | MAYGROVE MHP | 1 | MAY GROVE WATER PLANT | B | 02 | DISINFECT/HYPOCHLORIN
6531169 | MCDUFFIE MOBILE HOME PARK | 1 | MCDUFFIE MHP PLANT | B | 02 | DISINFECT/HYPOCHLORIN
6531182 | MEDULLA MANOR | 1 | MEDULLA MANOR WATER PLANT | B | 02 | DISINFECT/HYPOCHLORIN
6531183 | MEDULLA | 1 | MULBERRY | B | 02 | DISINFECT/HYPOCHLORIN
6531186 | MELODY ACRES MHP | 1 | MELODY ACRES MHP WATER PLANT | B | 02 | DISINFECT/HYPOCHLORIN
6531187 | CENTRAL PONTIAC | 1 | WINTER HAVEN | B | 02 | DISINFECT/HYPOCHLORIN
6531189 | MIAMI COURT COTTAGES | 1 | MIAMI COURT WATER PLANT | A |  | NO TRTMT
6531190 | BOONDOCKS | 1 | CIRCLE INN WTP | B | 02 | DISINFECT/HYPOCHLORIN
6531194 | MIDLAKE MOBILE HOME PK | 1 | MIDLAKE M.H.P. W.T.P. | A |  | NO TRTMT
6531195 | MIDWAY TRAILER PARK | 1 | MIDWAY T.P. W.T.P. | B | 02 | DISINFECT/HYPOCHLORIN
6531201 | LAKEVIEW PARK | 1 | FROSTPROOF | B | 01 | DISINFECT/GASEOUS CHLORIN
6531203 | MOSAIC FERTILIZER, LLC - NORTH KINGSFORD | 1 | IMC - NORTH KINGSFORD W.T.P. | B | 02 | DISINFECT/HYPOCHLORIN
6531204 | AGRIFOS, L.L.C. - NICHOLS PREP | 1 | NICHOLS PREP | B | 02 | DISINFECT/HYPOCHLORIN
6531205 | HOMESTEAD MOBILE HOME PARK | 1 | HOMESTEAD MHP WELL #1 | B | 02 | DISINFECT/HYPOCHLORIN
6531208 | MONTICELLO MOTEL | 1 | MONTICELLO MOTEL WTP | B | 02 | DISINFECT/HYPOCHLORIN
6531212 | MOORE INTERNATIONAL | 1 | MOORE INTERNATIONAL WATER PLT. | B | 02 | DISINFECT/HYPOCHLORIN
6531218 | JONES, MOSES RENTALS | 1 | MOSES JONES WATER PLANT | B | 02 | DISINFECT/HYPOCHLORIN
6531222 | CHAPMAN'S M.H.P. | 1 | CHAPMAN'S M.H.P. PLANT # 1 | B | 02 | DISINFECT/HYPOCHLORIN
6531222 | CHAPMAN'S M.H.P. | 2 | CHAPMAN'S M.H.P. PLANT #2 | B | 02 | DISINFECT/HYPOCHLORIN
6531224 | MT OLIVE BAPT CHURCH | 1 | LAKELAND | B | 02 | DISINFECT/HYPOCHLORIN
6531225 | MOUNT TABOR BAPTIST CHURCH | 1 | MOUNT TABOR WATER PLANT | B | 02 | DISINFECT/HYPOCHLORIN
6531226 | MOUNTAIN LAKES CORPORTION | 1 | MOUNTAIN LAKES WATER PLANT | B | 01 | DISINFECT/GASEOUS CHLORIN
6531231 | FIRST FREEWILL BAPTIST CHURCH | 1 | FIRST FR. BAPT. CHURCH PLANT | B | 02 | DISINFECT/HYPOCHLORIN
6531237 | MULBERRY, CITY OF | 2 | PLANT #2 (NORTH) | E | 20 | T-O CTRL/AERATION
6531237 | MULBERRY, CITY OF | 1 | PLANT #1 (SOUTH) | E | 20 | T-O CTRL/AERATION
6531237 | MULBERRY, CITY OF | 2 | PLANT #2 (NORTH) | B | 02 | DISINFECT/HYPOCHLORIN
6531237 | MULBERRY, CITY OF | 1 | PLANT #1 (SOUTH) | B | 02 | DISINFECT/HYPOCHLORIN
6531238 | MULLINSVILLE WATER SYSTEM | 1 | FROSTPROOF | B | 02 | DISINFECT/HYPOCHLORIN
6531239 | BUSY BEE HAVEN MHP | 1 | BUSY BEE HAVEN WTP | B | 02 | DISINFECT/HYPOCHLORIN
6531257 | NEWBERN RENTALS | 1 | NEWBERN WATER | A |  | NO TRTMT
6531260 | IMC-NORALYN MAIN OFFICE | 1 | IMC-MORALYN MAIN OFFICE | B | 01 | DISINFECT/GASEOUS CHLORIN
6531261 | IMC-NORALYN PREP | 1 | NORALYN PREP WATER PLANT | A |  | NO TRTMT
6531265 | NORTH POINTE S/D | 1 | NORTH POINTE WTP | B | 02 | DISINFECT/HYPOCHLORIN
6531271 | COUNTRY VILLAS | 1 | COUNTRY VILLA MHP WATER PLANT | B | 02 | DISINFECT/HYPOCHLORIN
6531272 | OAK ACRES SUBDIVISION | 1 | OAK ACRES SUBDIVISION | B | 01 | DISINFECT/GASEOUS CHLORIN
6531298 | WILSON, ODIS LABOR CAMP | 1 | LAKE WALES | B | 02 | DISINFECT/HYPOCHLORIN
6531305 | ORANGE HILL - SUGAR CREEK | 1 | ORANGE HILL WATER PLANT | B | 02 | DISINFECT/HYPOCHLORIN
6531305 | ORANGE HILL - SUGAR CREEK | 2 | SUGAR CREEK WATER PLANT | B | 02 | DISINFECT/HYPOCHLORIN
6531308 | ORANGE MANOR WEST(GARDEN GROVE | 1 | WINTER HAVEN | B | 01 | DISINFECT/GASEOUS CHLORIN
6531313 | ORCHID SPRINGS | 1 | ORCHID SPRINGS WTP #1 | B | 02 | DISINFECT/HYPOCHLORIN
6531313 | ORCHID SPRINGS | 2 | ORCHID SPRINGS WTP #2 | B | 02 | DISINFECT/HYPOCHLORIN
6531319 | BARTOW FLEA MARKET, INC | 1 | BARTOW FLEA MARKET W.T.P. | B | 02 | DISINFECT/HYPOCHLORIN
6531320 | OWENS TRAILER RENTALS | 1 | OWENST TRAILER RENTALS WTP | A |  | NO TRTMT
6531323 | PADGETT ELEMENTARY SCHOOL | 1 | LAKELAND | B | 02 | DISINFECT/HYPOCHLORIN
6531324 | PALM ACRES | 1 | LAKE WALES | B | 02 | DISINFECT/HYPOCHLORIN
6531326 | MARTINEZ APARTMENTS & SERVICE INC. | 1 | PALM KNOLL APTS WELL #1 | B | 02 | DISINFECT/HYPOCHLORIN
6531328 | PALM SHORES MHP, LLC | 1 | PALM SHORES M.V. WATER PLANT | B | 02 | DISINFECT/HYPOCHLORIN
6531340 | PARADISE ISLAND S/D | 1 | PARADISES ISLAND WATER PLANT | B | 02 | DISINFECT/HYPOCHLORIN
6531343 | PARAKEET CITY MHP | 1 | LAKE WALES | B | 02 | DISINFECT/HYPOCHLORIN
6531350 | DOGWOOD ESTATES, LLC | 1 | PARKWAY MHP WATER PLANT | B | 02 | DISINFECT/HYPOCHLORIN
6531367 | PEACE CREEK BAPTIST CHURCH | 1 | BARTOW | B | 02 | DISINFECT/HYPOCHLORIN
6531369 | PEACE RIVER EST/CITY OF BARTOW | 1 | PEACE RIVER ESTATES | B | 02 | DISINFECT/HYPOCHLORIN
6531369 | PEACE RIVER EST/CITY OF BARTOW | 1 | PEACE RIVER ESTATES | G | 12 | IRON RMVL/SEDIMENTATION
6531376 | FULL GOSPEL FELLOWSHIP CHURCH | 1 | FULL GOSPEL CHURCH PLANT | A |  | NO TRTMT
6531379 | PETERSEN INDUSTRIES | 1 | PETERSEN IND. WATER PLANT | B | 02 | DISINFECT/HYPOCHLORIN
6531382 | CAMP CENTRAL RV PARKS, LLC SOUTH | 1 | SHADY NOOK WATER PLANT | B | 02 | DISINFECT/HYPOCHLORIN
6531383 | S. D. F., INC. | 1 | PARTIN OIL WATER PLANT | A |  | NO TRTMT
6531384 | IMC-PHOSPHORIA MAINT/MINE OFFI | 1 | IMC-PHOSPHORIA MAINTENACE | B | 02 | DISINFECT/HYPOCHLORIN
6531385 | IMC-PHOSPHORIA MINE OFFICE | 1 | IMC-PHOSPHORIA MINE OFFICE | B | 01 | DISINFECT/GASEOUS CHLORIN
6531386 | IMC-PHOSPHORIA WASHER | 1 | IMC-PHOSPHORIA WASHER | A |  | NO TRTMT
6531390 | PINE GLEN S | 1 | LAKELAND | B | 02 | DISINFECT/HYPOCHLORIN
6531396 | PINE RIDGE ESTATES | 1 | PINE RIDGE WATER PLANT | B | 02 | DISINFECT/HYPOCHLORIN
6531397 | PINE LAKE MOBILE HOME PARK | 1 | PINE LAKE WTP | B | 02 | DISINFECT/HYPOCHLORIN
6531398 | PINE LAKE S/D | 1 | MULBERRY | B | 02 | DISINFECT/HYPOCHLORIN
6531402 | PINE TREE APTS. | 1 | PINE TREE APTS. WATER PLANT | B | 02 | DISINFECT/HYPOCHLORIN
6531419 | PLEASANT RIDGE M. H. P. | 1 | PLEASANT RIDGE T.P. W.T.P. | B | 02 | DISINFECT/HYPOCHLORIN
6531424 | POLK CITY SYSTEM | 2 | COMMONWEALTH PLANT | B | 02 | DISINFECT/HYPOCHLORIN
6531424 | POLK CITY SYSTEM | 3 | MATT WILLIAMS | B | 02 | DISINFECT/HYPOCHLORIN
6531425 | CENTRAL MAINT BARN | 1 | WINTER HAVEN | B | 02 | DISINFECT/HYPOCHLORIN
6531426 | POLK CORRECTIONAL INSTITUTION | 1 | POLK CORRECTIONAL W.T.P. | B | 02 | DISINFECT/HYPOCHLORIN
6531427 | FROSTPROOF MAINT. BARN | 1 | FROST.MAINT. BARN WATER PLANT | B | 02 | DISINFECT/HYPOCHLORIN
6531428 | RINK-E-DINK LOUNGE | 1 | RINK-E-DINK LOUNGE WTP | B | 02 | DISINFECT/HYPOCHLORIN
6531429 | RIDGE VO-TECH | 1 | HAINES CITY | B | 02 | DISINFECT/HYPOCHLORIN
6531441 | PROVIDENCE BAPTIST CHURCH | 1 | LAKELAND | B | 02 | DISINFECT/HYPOCHLORIN
6531461 | MORGANS AIRPORT FLYERS | 1 | AUBURNDALE | A |  | NO TRTMT
6531469 | RAINBOW RIDGE | 1 | RAINBOW RIDGE SUBDIVISION | B | 01 | DISINFECT/GASEOUS CHLORIN
6531484 | LOG CABIN LOUNGE, INC. | 1 | LOG CABIN LOUNGE WTP | B | 02 | DISINFECT/HYPOCHLORIN
6531492 | SOUTH ATLANTIC COLD STORAGE | 1 | SEABOARD COLD STR. WATER PLANT | B | 02 | DISINFECT/HYPOCHLORIN
6531496 | R.R.COTTAGES (SKI AWAY) | 1 | R.R. COTTAGES WTP | A |  | NO TRTMT
6531500 | 3924 N SCENIC HWY LAKE WALES FL 33898 | 1 | STARR LAKE VILLAGE W.T.P. | B | 02 | DISINFECT/HYPOCHLORIN
6531519 | RIVERS DRINK ALL BAR | 1 | WINTER HAVEN | A |  | NO TRTMT
6531525 | CAMP CENTRAL RV PARKS, LLC NORTH | 1 | CAMP-N-AIRE WATER PLANT | B | 02 | DISINFECT/HYPOCHLORIN
6531527 | LAKEMONT RIDGE HOME & RV PARK | 1 | LAKEMONT RIDGE | R | 25 | RADS RMVL/ION EXCHANGE
6531527 | LAKEMONT RIDGE HOME & RV PARK | 2 | LAKEMONT RIDGE WTP #2 | B | 02 | DISINFECT/HYPOCHLORIN
6531527 | LAKEMONT RIDGE HOME & RV PARK | 2 | LAKEMONT RIDGE WTP #2 | H | 25 | SOFTENING/ION EXCHANGE
6531527 | LAKEMONT RIDGE HOME & RV PARK | 1 | LAKEMONT RIDGE | B | 02 | DISINFECT/HYPOCHLORIN
6531535 | ROGERS & SONS QUALITY MEATS | 1 | RODGERS & SONS WELL #1 | B | 02 | DISINFECT/HYPOCHLORIN
6531542 | ROLLING HILLS S | 1 | LAKE WALES | B | 02 | DISINFECT/HYPOCHLORIN
6531559 | MOSAIC FERTILIZER MULBERRY | 1 | MULBERRY PHOSPHATES W.T.P. | B | 01 | DISINFECT/GASEOUS CHLORIN
6531563 | STEPHENS' LABOR CAMP | 1 | STEPHENS' WATER PLANT | B | 02 | DISINFECT/HYPOCHLORIN
6531568 | MONSEY PRODUCTS | 1 | MULBERRY | B | 02 | DISINFECT/HYPOCHLORIN
6531571 | SADDLE CREEK PARK I | 1 | SADDLE CREEK PARK WTP | B | 02 | DISINFECT/HYPOCHLORIN
6531572 | SADDLEBAG LAKE RESORT | 1 | SADDLEBAG LAKE RESORT W.T.P. | B | 02 | DISINFECT/HYPOCHLORIN
6531572 | SADDLEBAG LAKE RESORT | 1 | SADDLEBAG LAKE RESORT W.T.P. | Z | 20 | OTHER/AERATION
6531580 | SAN GULLY | 1 | LAKELAND | B | 02 | DISINFECT/HYPOCHLORIN
6531582 | TRAVEL INN | 1 | TRAVEL INN WTP | B | 02 | DISINFECT/HYPOCHLORIN
6531584 | OUTPOST RV/MH PARK | 1 | THE OUTPOST R.V & M.H.P | B | 02 | DISINFECT/HYPOCHLORIN
6531596 | SCENIC VIEW MHP | 1 | SCENIC VIEW WATER PLANT | B | 02 | DISINFECT/HYPOCHLORIN
6531621 | SHARP'S MOBILE HOME PARK | 1 | AUBURNDALE | A |  | NO TRTMT
6531623 | SHEPPARD SOUTH | 1 | MULBERRY | B | 02 | DISINFECT/HYPOCHLORIN
6531629 | KATHLEEN FOOD MART | 1 | KATHLEEN FOOD MART W.T.P. | B | 02 | DISINFECT/HYPOCHLORIN
6531630 | CIRCLE K # 7019 | 1 | CIRCLE K #7019 | B | 02 | DISINFECT/HYPOCHLORIN
6531631 | CIRCLE K # 7020 | 1 | CIRCLE K 7020 WTP | B | 02 | DISINFECT/HYPOCHLORIN
6531632 | JUNCTION FOODS INC. | 1 | JUNCTION FOODS INC. WTP | G | 29 | IRON RMVL/CARTRIDGE FILTR
6531632 | JUNCTION FOODS INC. | 1 | JUNCTION FOODS INC. WTP | B | 02 | DISINFECT/HYPOCHLORIN
6531635 | PURE FOOD MART | 1 | PURE FOOD MART WTP | B | 02 | DISINFECT/HYPOCHLORIN
6531636 | CIRCLE K # 7087-DISTRICT 1150 | 1 | CIRCLE K #7087 WTP | B | 02 | DISINFECT/HYPOCHLORIN
6531637 | ARKH FOOD MART | 1 | EXPRESS FOOD MART II WTP | H | 25 | SOFTENING/ION EXCHANGE
6531637 | ARKH FOOD MART | 1 | EXPRESS FOOD MART II WTP | B | 02 | DISINFECT/HYPOCHLORIN
6531640 | CHISOLM TRAIL | 1 | CHISOLM TRAIL WATER PLANT | A |  | NO TRTMT
6531657 | BUCKLAND MOBILE HOME PARK | 1 | PROCTORS MHP WTP | B | 02 | DISINFECT/HYPOCHLORIN
6531659 | SMOKEY VALLEY MHP | 1 | SMOKEY VALLEY WATER PLANT | B | 02 | DISINFECT/HYPOCHLORIN
6531660 | SMOKEY'S M.H.P. | 1 | SMOKEY'S WATER PLANT | B | 02 | DISINFECT/HYPOCHLORIN
6531669 | IMPERIAL AUTO AUCTION | 1 | IMPERIAL WATER PALNT | B | 02 | DISINFECT/HYPOCHLORIN
6531674 | IMC-FAB SHOP | 1 | IMC-FAB SHOP | B | 02 | DISINFECT/HYPOCHLORIN
6531691 | SPIVEY ENTERPRISES | 1 | SPIVEY ENTERPRISES WTP | B | 02 | DISINFECT/HYPOCHLORIN
6531692 | SUE'S TRAILER PARK | 1 | SUE'S TRAILER PARK | A |  | NO TRTMT
6531694 | BE'BE' STUFF | 1 | WINTER HAVEN | B | 02 | DISINFECT/HYPOCHLORIN
6531695 | SPRING HILL MOBILE HOME PARK | 1 |  | B | 02 | DISINFECT/HYPOCHLORIN
6531697 | SPRING LAKE ESTATES LLC | 1 | SPRING LAKE T.P. WATER PLANT | B | 02 | DISINFECT/HYPOCHLORIN
6531701 | SPURGEON BAPTIST BIBLE COLLEGE | 1 | SPURGEON B.B.C. WATER PLANT | B | 02 | DISINFECT/HYPOCHLORIN
6531705 | ST. CLAIRS RESORT | 1 | SAINT CLAIRS RESORT W.T.P. | B | 02 | DISINFECT/HYPOCHLORIN
6531713 | ALL SAINTS ACADEMY | 1 | ST. MATTHEWS CATH. CH. PLANT | B | 02 | DISINFECT/HYPOCHLORIN
6531717 | FENCE OUTLET MDC | 1 | INTERNATIONAL PAPER WTP | B | 02 | DISINFECT/HYPOCHLORIN
6531718 | CEMEX/DAVENPORT SHOPS | 1 | RINKER MATERIAL WTP | B | 02 | DISINFECT/HYPOCHLORIN
6531723 | OAK HILL ESTATES | 1 | OAKHILL ESTATES W.T.P. | B | 02 | DISINFECT/HYPOCHLORIN
6531734 | SUGAR CREEK SUBDIVISION | 1 | SUGAR CREEK WATER PLANT | B | 02 | DISINFECT/HYPOCHLORIN
6531739 | SUNRISE WATER, LLC | 1 | SUNRISE WATER PLANT | B | 02 | DISINFECT/HYPOCHLORIN
6531742 | SOUTHEAST | 3 | SOUTH COUNTY JAIL WTP | E | 20 | T-O CTRL/AERATION
6531742 | SOUTHEAST | 2 | LILLY LAKE WTP | B | 01 | DISINFECT/GASEOUS CHLORIN
6531742 | SOUTHEAST | 1 | SUN RAY WTP | B | 01 | DISINFECT/GASEOUS CHLORIN
6531742 | SOUTHEAST | 3 | SOUTH COUNTY JAIL WTP | B | 02 | DISINFECT/HYPOCHLORIN
6531742 | SOUTHEAST | 4 | LAKEVIEW PARK WTP | B | 01 | DISINFECT/GASEOUS CHLORIN
6531742 | SOUTHEAST | 5 | LITTLE SUN RAY WTP | B | 01 | DISINFECT/GASEOUS CHLORIN
6531742 | SOUTHEAST | 4 | LAKEVIEW PARK WTP | B | 02 | DISINFECT/HYPOCHLORIN
6531742 | SOUTHEAST | 3 | SOUTH COUNTY JAIL WTP | E | 19 | T-O CTRL/PH ADJUSTMENT
6531743 | ROE, W.G. PACKINGHOUSE | 1 | W.G. ROE WATER PLANT | B | 01 | DISINFECT/GASEOUS CHLORIN
6531751 | ENCHANTED GROVE MHP | 1 | ENCHANTED GROVE WTP | B | 02 | DISINFECT/HYPOCHLORIN
6531753 | SUNNY GEM ISLE | 1 | SUNNY GEM ISLE WTP | B | 02 | DISINFECT/HYPOCHLORIN
6531769 | ESTECH CORP | 1 | ESTECH CORP WATER PLANT | B | 02 | DISINFECT/HYPOCHLORIN
6531770 | ESTECH CORP | 1 | ESTECH CORP WATER PLANT | B | 02 | DISINFECT/HYPOCHLORIN
6531771 | ESTECH CORP | 1 | ESTECH CORP WATER PLANT | B | 02 | DISINFECT/HYPOCHLORIN
6531772 | ESTECH CORP | 1 | BARTOW | B | 02 | DISINFECT/HYPOCHLORIN
6531775 | HOPEWELL LAND CORP | 1 | MULBERRY | A |  | NO TRTMT
6531788 | TELTRONICS | 1 | LAKELAND | B | 02 | DISINFECT/HYPOCHLORIN
6531792 | MHP COUNTRY LIVING TENOROC MINE | 1 | LINCOLN PARK MHP WTP | B | 02 | DISINFECT/HYPOCHLORIN
6531793 | TERIO'S MHP | 1 | BARTOW | B | 02 | DISINFECT/HYPOCHLORIN
6531796 | PINES, THE | 1 | LAKELAND,CITY OF | B | 01 | DISINFECT/GASEOUS CHLORIN
6531812 | KISSIMMEE SOUTH | 1 | THREE WORLDS WTP #1 | B | 04 | DISINFECT/CHLORAMINES
6531812 | KISSIMMEE SOUTH | 1 | THREE WORLDS WTP #1 | B | 02 | DISINFECT/HYPOCHLORIN
6531812 | KISSIMMEE SOUTH | 2 | THREE WORLDS WTP #2 | B | 02 | DISINFECT/HYPOCHLORIN
6531817 | TIGER VILLA MOTEL | 1 | TIGER VILLA WTP | B | 02 | DISINFECT/HYPOCHLORIN
6531837 | TOWER MANOR MOBILE HOME COMMUNITY | 1 | TOWER MANOR ESTATES WTP | B | 02 | DISINFECT/HYPOCHLORIN
6531845 | TRADEWINDS APTS | 1 | LAKELAND | B | 02 | DISINFECT/HYPOCHLORIN
6531873 | HIGHLAND PINES MOBILE HOME PK | 1 | HIGHLAND PINES MHP W.T.P. | B | 02 | DISINFECT/HYPOCHLORIN
6531883 | UNC RECLAIMATION | 1 | MULBERRY | B | 02 | DISINFECT/HYPOCHLORIN
6531885 | USS AGRI-CHEM | 1 | BARTOW | B | 02 | DISINFECT/HYPOCHLORIN
6531886 | US AGRI-CHEM./FT. MEADE CHEM PLANT | 1 | US AGRI-CHEM MAIN WATER PLANT | B | 02 | DISINFECT/HYPOCHLORIN
6531887 | US AGRI-CHEM | 1 | US AGRI-CHEM ROCKLAND WATER PL | B | 01 | DISINFECT/GASEOUS CHLORIN
6531894 | VANGUARD SCHOOL | 1 | VANGUARD SCHOOL WTP | G | 29 | IRON RMVL/CARTRIDGE FILTR
6531894 | VANGUARD SCHOOL | 1 | VANGUARD SCHOOL WTP | B | 02 | DISINFECT/HYPOCHLORIN
6531911 | MOSAIC FERTILIZER LLC - BARTOW | 1 | MOSAIC - BARTOW WTP | B | 02 | DISINFECT/HYPOCHLORIN
6531912 | CARGILL FERT RIDGEWOOD | 1 | SEMINOLE FERT. RIDGEWOOD PLANT | B | 01 | DISINFECT/GASEOUS CHLORIN
6531913 | CARGILL FERT MAIN OFFICE | 1 | SEMINOLE FERT. MAIN OFF. W.PLT | B | 01 | DISINFECT/GASEOUS CHLORIN
6531914 | MOSAIC FERTILIZER LLC - HOOKERS PRAIRIE | 1 | CARGILL HOOKERS PRAIRIE WTP | B | 02 | DISINFECT/HYPOCHLORIN
6531916 | SUNSET COVE -PREV. WAGON WHEEL COURT | 1 | WAGON WHEEL COURT PLANT | B | 02 | DISINFECT/HYPOCHLORIN
6531917 | WAHNETA WATER SYSTEM | 1 | WAHNETA WATER PLANT | D | 18 | CORR-CTRL/SEQUESTATION
6531917 | WAHNETA WATER SYSTEM | 1 | WAHNETA WATER PLANT | B | 01 | DISINFECT/GASEOUS CHLORIN
6531923 | LINWOOD OAKS M. H. P. | 1 | LINWOOD OAKS W.T.P. #1 | B | 02 | DISINFECT/HYPOCHLORIN
6531923 | LINWOOD OAKS M. H. P. | 1 | LINWOOD OAKS W.T.P. #1 | H | 25 | SOFTENING/ION EXCHANGE
6531923 | LINWOOD OAKS M. H. P. | 2 | LINWOOD OAKS W.T.P. #2 | B | 02 | DISINFECT/HYPOCHLORIN
6531923 | LINWOOD OAKS M. H. P. | 2 | LINWOOD OAKS W.T.P. #2 | H | 25 | SOFTENING/ION EXCHANGE
6531927 | WAVERLY WATER | 2 | WAVERLY WATER W.T.P. #2 | B | 01 | DISINFECT/GASEOUS CHLORIN
6531927 | WAVERLY WATER | 1 | CITY OF LAKE WALES | B | 01 | DISINFECT/GASEOUS CHLORIN
6531939 | SUN RISE WATER COMPANY | 1 | SUNRISE WATER PLANT | B | 01 | DISINFECT/GASEOUS CHLORIN
6531955 | WHIDDEN MOBILE HOME PARK | 1 | WHIDDEN MHP WTP #1 | B | 02 | DISINFECT/HYPOCHLORIN
6531955 | WHIDDEN MOBILE HOME PARK | 1 | WHIDDEN MHP WTP #1 | H | 25 | SOFTENING/ION EXCHANGE
6531957 | WHISPERING PINES MHP | 1 | WHISPERING PINES MHP #1 PLANT | B | 02 | DISINFECT/HYPOCHLORIN
6531963 | WILCOX COURT | 1 | WILCOX COURT WATER PLANT | A |  | NO TRTMT
6531968 | WILL-O-WOODS | 1 | MULBERRY | B | 01 | DISINFECT/GASEOUS CHLORIN
6531979 | PROCTOR'S MHP #2 | 1 | PROCTORS MHP # 2 WATER PLANT | B | 02 | DISINFECT/HYPOCHLORIN
6531980 | WILLOWBROOK G&CC | 1 | WINTER HAVEN | B | 02 | DISINFECT/HYPOCHLORIN
6531991 | WINTER HAVEN MHP | 1 | WINTER HAVEN MHP PLANT | B | 02 | DISINFECT/HYPOCHLORIN
6531992 | WINTER HAVEN WATER DEPARTMENT | 4 | RIDGE VO TECH W.T.P. | Z | 27 | OTHER/FLUORIDATION
6531992 | WINTER HAVEN WATER DEPARTMENT | 3 | INWOOD WATER PLANT | Z | 27 | OTHER/FLUORIDATION
6531992 | WINTER HAVEN WATER DEPARTMENT | 3 | INWOOD WATER PLANT | E | 20 | T-O CTRL/AERATION
6531992 | WINTER HAVEN WATER DEPARTMENT | 2 | 3RD STREET WATER PLANT | Z | 27 | OTHER/FLUORIDATION
6531992 | WINTER HAVEN WATER DEPARTMENT | 2 | 3RD STREET WATER PLANT | E | 20 | T-O CTRL/AERATION
6531992 | WINTER HAVEN WATER DEPARTMENT | 1 | FAIRFAX W.T.P. | Z | 27 | OTHER/FLUORIDATION
6531992 | WINTER HAVEN WATER DEPARTMENT | 1 | FAIRFAX W.T.P. | E | 20 | T-O CTRL/AERATION
6531992 | WINTER HAVEN WATER DEPARTMENT | 4 | RIDGE VO TECH W.T.P. | E | 20 | T-O CTRL/AERATION
6531992 | WINTER HAVEN WATER DEPARTMENT | 1 | FAIRFAX W.T.P. | B | 02 | DISINFECT/HYPOCHLORIN
6531992 | WINTER HAVEN WATER DEPARTMENT | 2 | 3RD STREET WATER PLANT | B | 02 | DISINFECT/HYPOCHLORIN
6531992 | WINTER HAVEN WATER DEPARTMENT | 3 | INWOOD WATER PLANT | B | 02 | DISINFECT/HYPOCHLORIN
6531992 | WINTER HAVEN WATER DEPARTMENT | 4 | RIDGE VO TECH W.T.P. | B | 02 | DISINFECT/HYPOCHLORIN
6531992 | WINTER HAVEN WATER DEPARTMENT | 5 | ELOISEWOOD W.T.P. | B | 01 | DISINFECT/GASEOUS CHLORIN
6531992 | WINTER HAVEN WATER DEPARTMENT | 5 | ELOISEWOOD W.T.P. | C | 10 | PART-RMVL/COAGULATION
6531992 | WINTER HAVEN WATER DEPARTMENT | 7 | GARDEN GROVE EAST W.T.P. | C | 10 | PART-RMVL/COAGULATION
6531992 | WINTER HAVEN WATER DEPARTMENT | 7 | GARDEN GROVE EAST W.T.P. | B | 02 | DISINFECT/HYPOCHLORIN
6531992 | WINTER HAVEN WATER DEPARTMENT | 8 | CYPRESSWOOD W.T.P. | B | 02 | DISINFECT/HYPOCHLORIN
6531992 | WINTER HAVEN WATER DEPARTMENT | 9 | WINTERSET W.T.P. | C | 10 | PART-RMVL/COAGULATION
6531992 | WINTER HAVEN WATER DEPARTMENT | 9 | WINTERSET W.T.P. | B | 02 | DISINFECT/HYPOCHLORIN
6531992 | WINTER HAVEN WATER DEPARTMENT | 10 | CALLEN W.T.P. | B | 01 | DISINFECT/GASEOUS CHLORIN
6531992 | WINTER HAVEN WATER DEPARTMENT | 11 | SUMMER HAVEN WTP. | B | 01 | DISINFECT/GASEOUS CHLORIN
6531992 | WINTER HAVEN WATER DEPARTMENT | 8 | CYPRESSWOOD W.T.P. | Z | 27 | OTHER/FLUORIDATION
6531992 | WINTER HAVEN WATER DEPARTMENT | 9 | WINTERSET W.T.P. | Z | 27 | OTHER/FLUORIDATION
6531992 | WINTER HAVEN WATER DEPARTMENT | 10 | CALLEN W.T.P. | D | 36 | CORR-CTRL/CORROSION INHIB
6531992 | WINTER HAVEN WATER DEPARTMENT | 11 | SUMMER HAVEN WTP. | B | 36 | DISINFECT/CORROSION INHIB
6531992 | WINTER HAVEN WATER DEPARTMENT | 11 | SUMMER HAVEN WTP. | Z | 27 | OTHER/FLUORIDATION
6531992 | WINTER HAVEN WATER DEPARTMENT | 1 | FAIRFAX W.T.P. | D | 36 | CORR-CTRL/CORROSION INHIB
6531992 | WINTER HAVEN WATER DEPARTMENT | 2 | 3RD STREET WATER PLANT | D | 36 | CORR-CTRL/CORROSION INHIB
6531992 | WINTER HAVEN WATER DEPARTMENT | 3 | INWOOD WATER PLANT | D | 36 | CORR-CTRL/CORROSION INHIB
6531992 | WINTER HAVEN WATER DEPARTMENT | 4 | RIDGE VO TECH W.T.P. | D | 36 | CORR-CTRL/CORROSION INHIB
6531992 | WINTER HAVEN WATER DEPARTMENT | 5 | ELOISEWOOD W.T.P. | Z | 27 | OTHER/FLUORIDATION
6531992 | WINTER HAVEN WATER DEPARTMENT | 7 | GARDEN GROVE EAST W.T.P. | Z | 27 | OTHER/FLUORIDATION
6531992 | WINTER HAVEN WATER DEPARTMENT | 8 | CYPRESSWOOD W.T.P. | D | 36 | CORR-CTRL/CORROSION INHIB
6531993 | WINTERSET SHORES EST | 1 | WINTERSET SHORES WTP | B | 02 | DISINFECT/HYPOCHLORIN
6532000 | WALT'S AUTO WHOLESALE | 1 | WALTS AUTO WHOLESALE WTP | A |  | NO TRTMT
6532170 | EASY STREET S/D | 1 | EASY STREET W.T.P. | B | 02 | DISINFECT/HYPOCHLORIN
6532223 | ROSEMONT MOBILE HOME PARK LLC | 1 | UNITED FAMILY TRAILER PARK WTP | B | 02 | DISINFECT/HYPOCHLORIN
6532223 | ROSEMONT MOBILE HOME PARK LLC | 1 | UNITED FAMILY TRAILER PARK WTP | R | 25 | RADS RMVL/ION EXCHANGE
6532225 | DAN'S MOBILE HOME PARK | 1 | DAN'S MHP WATER PLANT | B | 02 | DISINFECT/HYPOCHLORIN
6532231 | DRANEFIELD MHP #1 | 1 | DRANEFIELD MHP # 1 WELL | B | 02 | DISINFECT/HYPOCHLORIN
6532232 | HAINES CITY, CITY OF | 2 | HAINES CITY WTP NO. 2 | Z | 27 | OTHER/FLUORIDATION
6532232 | HAINES CITY, CITY OF | 2 | HAINES CITY WTP NO. 2 | E | 20 | T-O CTRL/AERATION
6532232 | HAINES CITY, CITY OF | 1 | HAINES CITY WTP NO. 1 | Z | 27 | OTHER/FLUORIDATION
6532232 | HAINES CITY, CITY OF | 1 | HAINES CITY WTP NO. 1 | E | 20 | T-O CTRL/AERATION
6532232 | HAINES CITY, CITY OF | 2 | HAINES CITY WTP NO. 2 | D | 36 | CORR-CTRL/CORROSION INHIB
6532232 | HAINES CITY, CITY OF | 1 | HAINES CITY WTP NO. 1 | E | 25 | T-O CTRL/ION EXCHANGE
6532232 | HAINES CITY, CITY OF | 1 | HAINES CITY WTP NO. 1 | F | 25 | ORGN-RMVL/ION EXCHANGE
6532232 | HAINES CITY, CITY OF | 1 | HAINES CITY WTP NO. 1 | D | 36 | CORR-CTRL/CORROSION INHIB
6532232 | HAINES CITY, CITY OF | 2 | HAINES CITY WTP NO. 2 | B | 02 | DISINFECT/HYPOCHLORIN
6532232 | HAINES CITY, CITY OF | 1 | HAINES CITY WTP NO. 1 | B | 02 | DISINFECT/HYPOCHLORIN
6532234 | LAKE WALES, CITY OF | 2 | GROVE AVE. W.T.P. | B | 02 | DISINFECT/HYPOCHLORIN
6532234 | LAKE WALES, CITY OF | 1 | MARKET STREET W.T.P. | E | 20 | T-O CTRL/AERATION
6532234 | LAKE WALES, CITY OF | 2 | GROVE AVE. W.T.P. | E | 20 | T-O CTRL/AERATION
6532234 | LAKE WALES, CITY OF | 3 | HIGH SCHOOL W.T.P. | E | 20 | T-O CTRL/AERATION
6532234 | LAKE WALES, CITY OF | 4 | EASY STREET | B | 02 | DISINFECT/HYPOCHLORIN
6532234 | LAKE WALES, CITY OF | 5 | CANDLELIGHT GROVE | B | 02 | DISINFECT/HYPOCHLORIN
6532234 | LAKE WALES, CITY OF | 1 | MARKET STREET W.T.P. | B | 02 | DISINFECT/HYPOCHLORIN
6532234 | LAKE WALES, CITY OF | 3 | HIGH SCHOOL W.T.P. | B | 02 | DISINFECT/HYPOCHLORIN
6532235 | NEW HARMONY M H P | 1 | NEW HARMONY M H P | B | 02 | DISINFECT/HYPOCHLORIN
6532235 | NEW HARMONY M H P | 1 | NEW HARMONY M H P | H | 25 | SOFTENING/ION EXCHANGE
6532236 | TEN ROCKS MHP | 1 | TEN ROCKS MHP WTP | B | 02 | DISINFECT/HYPOCHLORIN
6532238 | ROY`S AUTO PARTS | 1 | ROYS SUTO PARTS WELL/TANK | A |  | NO TRTMT
6532239 | T & C VENTURES, INC. | 1 | T & C VENTURES PLANT | B | 02 | DISINFECT/HYPOCHLORIN
6532251 | CROSSROADS COMMUNITY CHURCH | 1 | CROSSROADS COMM CHURCH W.T.P. | B | 02 | DISINFECT/HYPOCHLORIN
6532252 | LAKE HAINES DRIVEIN | 1 | HAINES CITY | B | 02 | DISINFECT/HYPOCHLORIN
6532253 | FIRST BAPTIST CHURCH OF LAKE GARFIELD | 1 | FIRST BAPTIST CH. WATER PLANT | G | 14 | IRON RMVL/RAPID SAND FIL
6532253 | FIRST BAPTIST CHURCH OF LAKE GARFIELD | 1 | FIRST BAPTIST CH. WATER PLANT | B | 02 | DISINFECT/HYPOCHLORIN
6532255 | IMC-NORALYN MET LAB | 1 | IMC-NORALYN MET LAB | B | 01 | DISINFECT/GASEOUS CHLORIN
6532257 | WR GRACE-BONNY PLANT | 1 | BARTOW | B | 02 | DISINFECT/HYPOCHLORIN
6532268 | NORTH AMERICAN STEEL | 1 | LAKELAND | B | 02 | DISINFECT/HYPOCHLORIN
6532269 | MC DONALD CONSTRUCTION CORP. | 1 | MCDONALD VALVE WATER PLANT | B | 02 | DISINFECT/HYPOCHLORIN
6532270 | GALLOWAY ASSEMBLY OF GOD | 1 | GALLOWAY ASSEMBLY WTP | B | 02 | DISINFECT/HYPOCHLORIN
6532275 | CHAYITO'S MEXICAN RESTAURANT | 1 | CHAYITO'S MEXICAN REST. WTP | B | 02 | DISINFECT/HYPOCHLORIN
6532276 | WATER'S EDGE | 1 | WATERS EDGE FISH CAMP WTP | B | 02 | DISINFECT/HYPOCHLORIN
6532277 | LAKE GARFIELD ESTATES | 1 | LAKE GARFIELD EST. WATER PLANT | B | 02 | DISINFECT/HYPOCHLORIN
6532277 | LAKE GARFIELD ESTATES | 1 | LAKE GARFIELD EST. WATER PLANT | B | 04 | DISINFECT/CHLORAMINES
6532277 | LAKE GARFIELD ESTATES | 1 | LAKE GARFIELD EST. WATER PLANT | D | 36 | CORR-CTRL/CORROSION INHIB
6532277 | LAKE GARFIELD ESTATES | 1 | LAKE GARFIELD EST. WATER PLANT | R | 25 | RADS RMVL/ION EXCHANGE
6532278 | BOBO'S GROCERY | 1 | BOBO'S WATER PLANT | B | 02 | DISINFECT/HYPOCHLORIN
6532279 | MADDOX APARTMENTS | 1 | MADDOX APARTMENTS | B | 02 | DISINFECT/HYPOCHLORIN
6532285 | COBB'S REFRIGERATION SERVICE | 1 | COBB'S REF. WATER PALNT | A |  | NO TRTMT
6532286 | DUNDEE LABOR CAMP | 1 | HAINES CITY | B | 02 | DISINFECT/HYPOCHLORIN
6532287 | I-4 AUTO/TRUCK PLAZA INC | 1 | HAINES CITY | B | 02 | DISINFECT/HYPOCHLORIN
6532288 | ALL TYPES ALUMINUM CONSTRUCTION | 1 | EL TENAMPA BAR W.T.P. | B | 02 | DISINFECT/HYPOCHLORIN
6532289 | WEIKERT FORD INCORPORATED | 1 | LAKE WALES | B | 02 | DISINFECT/HYPOCHLORIN
6532313 | EAGLE RIDGE MALL CONSTRUCTION | 1 | HICKORY HAMMOCK WATER PLANT | B | 02 | DISINFECT/HYPOCHLORIN
6532314 | J & J RF INC. | 1 | J&J/RF,INC. WTP | B | 02 | DISINFECT/HYPOCHLORIN
6532315 | MORGAN APARTMENTS | 1 | MORGAN APARTMENTS W.T.P. | B | 02 | DISINFECT/HYPOCHLORIN
6532317 | LAKE MARKET | 1 | LAKE WALES | A |  | NO TRTMT
6532318 | VICTORY ASSEMBLY OF GOD | 1 | VICTORY ASSY WTP | A |  | NO TRTMT
6532319 | KINGS MOB HM PK#1 | 1 | KINGS M.H.P. WTP | A |  | NO TRTMT
6532321 | LAZY DAZY RETREAT | 1 | LAZY DAZY WTP | B | 02 | DISINFECT/HYPOCHLORIN
6532324 | GARDEN GROVE CYPRESS WOODS | 1 | WINTER HAVEN | B | 01 | DISINFECT/GASEOUS CHLORIN
6532333 | A & B RV & MHP | 1 | A & B RV & MHP WATER PLANT | B | 02 | DISINFECT/HYPOCHLORIN
6532337 | SAM'S CORNER | 1 | JUNCTION FOOD MART PLANT | B | 02 | DISINFECT/HYPOCHLORIN
6532339 | PEAK MOBILE HOME PARK | 1 | PEAK HAVEN PARK WTP | B | 02 | DISINFECT/HYPOCHLORIN
6532344 | SHEPHERD S/D | 1 | SHEPHERD S/D WATER PLANT | B | 02 | DISINFECT/HYPOCHLORIN
6532344 | SHEPHERD S/D | 1 | SHEPHERD S/D WATER PLANT | E | 20 | T-O CTRL/AERATION
6532345 | MOUNT OLIVE ESTATES | 1 | MOUNT OLIVE ESTATE WTP | B | 02 | DISINFECT/HYPOCHLORIN
6532346 | CIRCLE K # 7321 | 1 | CIRCLE K 7321 PLANT | B | 02 | DISINFECT/HYPOCHLORIN
6532347 | LAKE GIBSON ESTATES | 1 | LAKE GIBSON WTP #1 | B | 02 | DISINFECT/HYPOCHLORIN
6532347 | LAKE GIBSON ESTATES | 2 | LAKE GIBSON WTP #2 | B | 02 | DISINFECT/HYPOCHLORIN
6532348 | NORTHWEST | 1 | LAKE GIBSON | B | 02 | DISINFECT/HYPOCHLORIN
6532348 | NORTHWEST | 8 | CHERRY HILL WTF | B | 02 | DISINFECT/HYPOCHLORIN
6532348 | NORTHWEST | 6 | SHERWOOD LAKES | B | 02 | DISINFECT/HYPOCHLORIN
6532348 | NORTHWEST | 5 | PALMORE WATER PLANT | B | 02 | DISINFECT/HYPOCHLORIN
6532348 | NORTHWEST | 4 | TIMBERIDGE SUBDIVISION | B | 02 | DISINFECT/HYPOCHLORIN
6532348 | NORTHWEST | 3 | INDIANWOODS SUBDIVISION | B | 02 | DISINFECT/HYPOCHLORIN
6532348 | NORTHWEST | 2 | HOMESTEAD SUBDIVISION | B | 02 | DISINFECT/HYPOCHLORIN
6532348 | NORTHWEST | 7 | MANN ROAD | B | 02 | DISINFECT/HYPOCHLORIN
6532348 | NORTHWEST | 7 | MANN ROAD | E | 20 | T-O CTRL/AERATION
6532348 | NORTHWEST | 6 | SHERWOOD LAKES | D | 36 | CORR-CTRL/CORROSION INHIB
6532349 | BANNER RENTALS | 1 | BANNER RENTALS | B | 02 | DISINFECT/HYPOCHLORIN
6532350 | INDIAN WOODS | 1 | LAKELAND | B | 02 | DISINFECT/HYPOCHLORIN
6532352 | FAIRVIEW VILLAGE | 1 | FAIRVIEW WATER PLANT | B | 02 | DISINFECT/HYPOCHLORIN
6532354 | VALHALLA CITY OF WINTER HAVEN | 1 | VALHALLA WATER PLANT | B | 02 | DISINFECT/HYPOCHLORIN
6532357 | RED TOP PIT STOP | 1 | RED TOP PIT STOP WTP | B | 02 | DISINFECT/HYPOCHLORIN
6532367 | DALE DRIVE-IN | 1 | AUBURNDALE | B | 02 | DISINFECT/HYPOCHLORIN
6532369 | WILLOW OAK ASSEMBLY OF GOD | 1 | WILLOW OAK ASSEMBLY PLANT | B | 02 | DISINFECT/HYPOCHLORIN
6532370 | WAYNE'S AMOCO | 1 | WAYNE'S AMOCO WTP | B | 02 | DISINFECT/HYPOCHLORIN
6532371 | CITRUS RESEARCH & ED CENTER | 1 | CITRUS RESEARCH WATER PLANT | B | 01 | DISINFECT/GASEOUS CHLORIN
6532372 | MR HOWARD'S JITNEY JR. | 1 | MR. HOWARDS WATER PLANT | A |  | NO TRTMT
6532373 | E-Z FOODS #14 | 1 | HAINES CITY | B | 02 | DISINFECT/HYPOCHLORIN
6532374 | ELVIE'S MARKET | 1 | ELVIES MARKET PLANT | B | 02 | DISINFECT/HYPOCHLORIN
6532375 | LYCHEE DRIVE ASSOCIATION | 1 | LYCHEE DRIVE WATER PLANT | B | 02 | DISINFECT/HYPOCHLORIN
6532376 | CARTER BAPTIST CHURCH | 1 | CARTER BAPTIST CH. WTP | B | 02 | DISINFECT/HYPOCHLORIN
6532377 | SOUTHSIDE BAPTIST CHURCH | 1 | SOUTHSIDE BAPTIST WTP | B | 02 | DISINFECT/HYPOCHLORIN
6532378 | MAJIK MARKET #388-08 | 1 | MAJIK MARKET #388-08 W.T.P. | B | 02 | DISINFECT/HYPOCHLORIN
6532379 | ANGEL FOOD MART LLC NAME CHANGE | 1 | JMJ FOOD MART WTP | B | 02 | DISINFECT/HYPOCHLORIN
6532381 | MULBERRY CHURCH OF GOD | 1 | MULBERRY CHURCH OF GOD WTP | B | 02 | DISINFECT/HYPOCHLORIN
6532382 | CAMP HACKEDY | 1 | CAMP HACKEDY WATER PLANT | B | 02 | DISINFECT/HYPOCHLORIN
6532383 | BARNES SHELL STA. | 1 | HAINES CITY | B | 02 | DISINFECT/HYPOCHLORIN
6532384 | FIRST BAPTIST CHURCH OF LOUGHM | 1 | LOUGHMAN BAPT. WATER PLANT | B | 02 | DISINFECT/HYPOCHLORIN
6532386 | ROBERT'S AUTO COLLECTION | 1 | ROBERT'S WATER PLANT | A |  | NO TRTMT
6532387 | CUTRALE CITRUS JUICES USA,INC. | 1 | COCA COLA FOODS WATER PLANT | B | 01 | DISINFECT/GASEOUS CHLORIN
6532387 | CUTRALE CITRUS JUICES USA,INC. | 2 | COCA COLA FOODS W.T.P.#2 | B | 01 | DISINFECT/GASEOUS CHLORIN
6532388 | BORN AGAIN CHURCH OF GOD AND CHRIST | 1 | BORN AGAIN CHURCH WTP | B | 02 | DISINFECT/HYPOCHLORIN
6532389 | BARRICADE INN | 1 | BARRICADE INN WATER PLANT | A |  | NO TRTMT
6532393 | BOB'S SOUTHERN SALOON | 1 | SOUTHERN SALOON WTP | B | 02 | DISINFECT/HYPOCHLORIN
6532394 | DIXIE HIGHWAY BAPTIST CHURCH | 1 | DIXIE HWY. WATER PLANT | B | 02 | DISINFECT/HYPOCHLORIN
6532398 | FIRST BAPTIST CH OF BRADLEY | 1 | F BAP CH OF BRADLEY PLANT | B | 02 | DISINFECT/HYPOCHLORIN
6532400 | BRADLEY CHURCH OF GOD | 1 | BRADLEY JCT. CH. OF GOD WELL | B | 02 | DISINFECT/HYPOCHLORIN
6532401 | MATTIE GROCERY | 1 | BARTOW | B | 02 | DISINFECT/HYPOCHLORIN
6532403 | ZUMOVAL CITRUS PACKERS LLC | 1 | NATURAL SUN CITRUS WTP | B | 02 | DISINFECT/HYPOCHLORIN
6532404 | SCOTTS CITRUS | 1 | HAINES CITY | B | 02 | DISINFECT/HYPOCHLORIN
6532406 | GROVE PARK LANE TP | 1 | GROVE PARK LANE WTP | B | 02 | DISINFECT/HYPOCHLORIN
6532410 | MULBERRY HEIGHTS S/D | 1 | MULBERRY | A |  | NO TRTMT
6532411 | FIRST BAPTIST HILLTOP CHURCH | 1 | F.B.H.C. WATER PLANT | B | 02 | DISINFECT/HYPOCHLORIN
6532412 | PHILLIPS MOTEL | 1 | LAKELAND | B | 02 | DISINFECT/HYPOCHLORIN
6532413 | SUNDERLAND SOUTH RENTALS | 1 | LAKELAND | B | 02 | DISINFECT/HYPOCHLORIN
6532415 | EPIC METALS CORP | 1 | EPIC METALS WATER PLANT | A |  | NO TRTMT
6532421 | PINEGROVE BAPTIST CHURCH | 1 | PINE GROVE BAPTIST WTP | B | 02 | DISINFECT/HYPOCHLORIN
6532422 | 7 STAR FOOD STORE | 1 | 7 STAR FOOD STORE/ WELL #1 | B | 02 | DISINFECT/HYPOCHLORIN
6532423 | JAY BEE'S RESTAURANT | 1 | JAY BEE'S WATER PLANT | B | 02 | DISINFECT/HYPOCHLORIN
6532428 | KNOX COMM. COMPLEX | 1 | KNOX COMMUNITY COMPLEX WTP | B | 02 | DISINFECT/HYPOCHLORIN
6532430 | CONIBEAR EQUIPMENT | 1 | CONIBEAR EQUIPMENT WATER PLANT | A |  | NO TRTMT
6532437 | TONY'S LIQUOR | 1 | EZ FOOD MART WTP | B | 02 | DISINFECT/HYPOCHLORIN
6532438 | CIRCLE K # 7088-DISTRICT 1150 | 1 | CIRCLE K #7088 | B | 02 | DISINFECT/HYPOCHLORIN
6532439 | CROSSROADS BAPTIST CHURCH | 1 | CROSSROADS BAPTIST WTP | B | 02 | DISINFECT/HYPOCHLORIN
6532442 | ANTHONY'S AUTO SALES | 1 | ANTHONY'S AUTO SALES WTP | B | 02 | DISINFECT/HYPOCHLORIN
6532443 | NEW HORIZONS BAPTIST CHURCH | 1 | LAKELAND ACRES BAP CHURCH WELL | B | 02 | DISINFECT/HYPOCHLORIN
6532443 | NEW HORIZONS BAPTIST CHURCH | 1 | LAKELAND ACRES BAP CHURCH WELL | H | 25 | SOFTENING/ION EXCHANGE
6532443 | NEW HORIZONS BAPTIST CHURCH | 1 | LAKELAND ACRES BAP CHURCH WELL | G | 14 | IRON RMVL/RAPID SAND FIL
6532444 | CIRCLE K # 7334 | 1 | CIRCLE K 7334 WATER PLANT | B | 02 | DISINFECT/HYPOCHLORIN
6532445 | MANGUS, J.P. PROPERTIES | 1 | MANGUS PROPERTIES WATER PLANT | A |  | NO TRTMT
6532446 | HOLY LAND STORE` | 1 | CIRCLE K # 7289 W.T.P. | B | 02 | DISINFECT/HYPOCHLORIN
6532447 | FIRST BAPTIST CH, W. SCENIC PK | 1 | CALVARY BAPT. CH. WATER PLANT | B | 02 | DISINFECT/HYPOCHLORIN
6532448 | SWEAT TRAILER PK #1 | 1 | SWEAT TRAILER PARK WTP | B | 02 | DISINFECT/HYPOCHLORIN
6532484 | MULTI-RESOURCES INC | 1 | LAKELAND | B | 02 | DISINFECT/HYPOCHLORIN
6532485 | FAITH BAPTIST CHURCH | 1 | FAITH BAPT. CHURCH PLANT | B | 02 | DISINFECT/HYPOCHLORIN
6532486 | DURA-CAST PRODUCTS | 1 | JIFFY FOOD STORE #222 | B | 02 | DISINFECT/HYPOCHLORIN
6532487 | PADGETT ESTATES | 1 | ROLLING HILLS WEST WTP | B | 01 | DISINFECT/GASEOUS CHLORIN
6532487 | PADGETT ESTATES | 1 | ROLLING HILLS WEST WTP | E | 20 | T-O CTRL/AERATION
6532490 | JULIANA SHORES | 1 | JULIANA SHORES WATER PLANT | B | 02 | DISINFECT/HYPOCHLORIN
6532491 | HIGHLAND CITY CHURCH OF GOD | 1 | LAKELAND | A |  | NO TRTMT
6532495 | TIMBER RIDGE | 1 | LAKELAND | B | 02 | DISINFECT/HYPOCHLORIN
6532497 | PADGETT ESTATES | 1 | LAKELAND, CITY OF | B | 01 | DISINFECT/GASEOUS CHLORIN
6532501 | SAINT CITY | 1 | SAINT CITY WATER PLANT | B | 02 | DISINFECT/HYPOCHLORIN
6532502 | SUNSET AT THE LAKE MOBILE VILLAGE LLC | 1 | MCGRADYS W.T.P. | B | 02 | DISINFECT/HYPOCHLORIN
6532505 | LEESVILLE S/D | 1 | LEESVILLE SUBDIVISION WTP | B | 02 | DISINFECT/HYPOCHLORIN
6532505 | LEESVILLE S/D | 2 | LEESVILLE WTP #2 | B | 02 | DISINFECT/HYPOCHLORIN
6532506 | BAR CODE ASSOCIATES | 1 | SPORY'S WATER PLANT | A |  | NO TRTMT
6532507 | MOSAIC FERTILIZER LLC | 1 | CARGILL FERT. OFFICE WELL # 1 | B | 02 | DISINFECT/HYPOCHLORIN
6532509 | TOLENTO'S 27 | 1 | TOLENTO'S 27 WTP | B | 02 | DISINFECT/HYPOCHLORIN
6532511 | TRIPLE R MOTORS | 1 | TRIPLE R MOTORS W.T.P. | A |  | NO TRTMT
6532512 | MOSAIC FERTILIZER LLC - NEW WALES | 1 | IMCF NEW WALES OP. WATER PLANT | B | 02 | DISINFECT/HYPOCHLORIN
6532512 | MOSAIC FERTILIZER LLC - NEW WALES | 1 | IMCF NEW WALES OP. WATER PLANT | Z | 26 | OTHER/REVERSE OSMOSIS
6532518 | VASSALLO INDUSTRIES | 1 | VASSALO 4 INCH WELL | A |  | NO TRTMT
6532519 | DAYSTAR CHURCH OF GOD | 1 | DAYSTAR CHURCH W.T.P. | B | 02 | DISINFECT/HYPOCHLORIN
6532520 | EXECUTIVE ESTATES | 1 | LAKELAND | B | 02 | DISINFECT/HYPOCHLORIN
6532521 | RECO PIPE | 1 | MULBERRY | B | 02 | DISINFECT/HYPOCHLORIN
6532523 | SANDY COVE APTS & TP | 1 | SANDY COVE WATER PLANT | B | 02 | DISINFECT/HYPOCHLORIN
6532524 | MOSAIC FERTILIZER LLC - SOUTH PIERCE | 1 | MOSAIC SOUTH PIERCE WATER PLT. | B | 02 | DISINFECT/HYPOCHLORIN
6532524 | MOSAIC FERTILIZER LLC - SOUTH PIERCE | 1 | MOSAIC SOUTH PIERCE WATER PLT. | D | 36 | CORR-CTRL/CORROSION INHIB
6532525 | RAJ FOOD MART | 1 | RAJ FOOD MART WTP | B | 02 | DISINFECT/HYPOCHLORIN
6532526 | BLUE LAKE MOTEL | 1 | BLUE LAKE APARTMENTS WTP | B | 02 | DISINFECT/HYPOCHLORIN
6532527 | MULBERRY BEACH LOUNGE C | 1 | MULBERRY | B | 02 | DISINFECT/HYPOCHLORIN
6532528 | WRIGHTS RENTALS | 1 | WRIGHT'S RENTALS WATER PLANT | B | 02 | DISINFECT/HYPOCHLORIN
6532529 | ALCOMA CARETAKING LLC | 1 | ALCOMA CARETAKING LLC. WTP | B | 02 | DISINFECT/HYPOCHLORIN
6532531 | A'S PLACE | 1 | ON THE GO CAFE' WTP | B | 02 | DISINFECT/HYPOCHLORIN
6532532 | QUALITY BOATS MARINE REPAIR | 1 | POOR BOYS WATER PLANT | B | 02 | DISINFECT/HYPOCHLORIN
6532533 | WINTER HAVEN/GARDEN GROVE SYS | 2 | GARDEN GROVE EAST W.T.P. | C | 10 | PART-RMVL/COAGULATION
6532533 | WINTER HAVEN/GARDEN GROVE SYS | 7 | SUMMER HAVEN WTP. | B | 01 | DISINFECT/GASEOUS CHLORIN
6532533 | WINTER HAVEN/GARDEN GROVE SYS | 4 | WINTERSET W.T.P. | C | 10 | PART-RMVL/COAGULATION
6532533 | WINTER HAVEN/GARDEN GROVE SYS | 5 | CALLAN W.T.P. | B | 01 | DISINFECT/GASEOUS CHLORIN
6532533 | WINTER HAVEN/GARDEN GROVE SYS | 8 | WINTERSET GARDENS WTP | B | 02 | DISINFECT/HYPOCHLORIN
6532533 | WINTER HAVEN/GARDEN GROVE SYS | 1 | ELOISE WOOD W.T.P. | B | 01 | DISINFECT/GASEOUS CHLORIN
6532533 | WINTER HAVEN/GARDEN GROVE SYS | 1 | ELOISE WOOD W.T.P. | C | 10 | PART-RMVL/COAGULATION
6532533 | WINTER HAVEN/GARDEN GROVE SYS | 4 | WINTERSET W.T.P. | B | 02 | DISINFECT/HYPOCHLORIN
6532533 | WINTER HAVEN/GARDEN GROVE SYS | 3 | CYPRESSWOOD W.T.P. | B | 02 | DISINFECT/HYPOCHLORIN
6532533 | WINTER HAVEN/GARDEN GROVE SYS | 2 | GARDEN GROVE EAST W.T.P. | B | 02 | DISINFECT/HYPOCHLORIN
6532547 | FOWLER GROCERY | 1 | FOWLER GROCERY WATER PLANT | B | 02 | DISINFECT/HYPOCHLORIN
6532548 | HESPERIDES COMM | 1 | LAKE WALES | B | 02 | DISINFECT/HYPOCHLORIN
6532583 | WACHOVIA BANK, NA | 1 | WACHOVIA BANK, NA W.T.P. | B | 02 | DISINFECT/HYPOCHLORIN
6532584 | ENVIRONMENTAL SERVICES(POLK CO | 1 | ENVIRONMENTAL SERVICES WELL#1 | B | 02 | DISINFECT/HYPOCHLORIN
6532585 | LAKE & GOLF ESTATES | 1 | LAKE & GOLF EST. WATER PLANT | B | 01 | DISINFECT/GASEOUS CHLORIN
6532586 | WISES MARKET INC. | 1 | WISES MARKET W.T.P. | B | 02 | DISINFECT/HYPOCHLORIN
6532587 | FOXWOOD LAKE ESTATES | 1 | LAKELAND | B | 02 | DISINFECT/HYPOCHLORIN
6532618 | FLORIDA'S NATURAL-BARTOW | 1 | FLORIDA'S NATURAL WTP | B | 02 | DISINFECT/HYPOCHLORIN
6532619 | HOMESTEAD S/D | 1 | LAKELAND | B | 01 | DISINFECT/GASEOUS CHLORIN
6532637 | TOMMY'S STEAK & SEAFOOD | 1 | TOMMY'S WATER PLANT | B | 02 | DISINFECT/HYPOCHLORIN
6532639 | MIDWAY TRUCK STOP | 1 | LAKELAND | B | 02 | DISINFECT/HYPOCHLORIN
6532641 | SPEED PROS | 1 | SPEED PROS | A |  | NO TRTMT
6532674 | FAST STOP FOODS, INC. | 1 | FAST STOP FOODS PLANT | B | 02 | DISINFECT/HYPOCHLORIN
6532675 | GRIFFIN GROVE SERVICE | 1 | GRIFFIN GROVE WELL/TANK | B | 02 | DISINFECT/HYPOCHLORIN
6532676 | FAT BOY'S BARBEQUE | 1 | FAT BOYS BAR-B-QUE WATER PLANT | B | 02 | DISINFECT/HYPOCHLORIN
6532677 | FT MEADE LABOR CAMP #1 | 1 | FT. MEADE LABOR CAMP #1 | B | 02 | DISINFECT/HYPOCHLORIN
6532678 | RAINBOW PROMISE | 1 | RAINBOW PROMISE MCC WTP | A |  | NO TRTMT
6532681 | BODOLAY-PRATT PACKAGING DIV. | 1 | BODOLAY-PRATT WATER PLANT | B | 02 | DISINFECT/HYPOCHLORIN
6532682 | AUBURNDALE SPEEDWAY | 1 | WINTER HAVEN | B | 02 | DISINFECT/HYPOCHLORIN
6532683 | LAKE BLUE APTS | 1 | WINTER HAVEN | B | 02 | DISINFECT/HYPOCHLORIN
6532684 | BOWEN BROS | 1 | WINTER HAVEN | B | 02 | DISINFECT/HYPOCHLORIN
6532687 | CYPRESS GARDENS | 1 | WINTER HAVEN | B | 01 | DISINFECT/GASEOUS CHLORIN
6532708 | TICE TRAILER PARK | 1 | TICE TRAILER PARK WATER PLANT | B | 02 | DISINFECT/HYPOCHLORIN
6532709 | SELF-STORAGE WAREHOUSE | 1 | SELF STORAGE WATER PLANT | B | 02 | DISINFECT/HYPOCHLORIN
6532711 | PUBLIX INDUSTRIAL CENTER | 1 | PUBLIX WTP #1 | B | 01 | DISINFECT/GASEOUS CHLORIN
6532711 | PUBLIX INDUSTRIAL CENTER | 2 | PUBLIX WTP #2 | B | 01 | DISINFECT/GASEOUS CHLORIN
6532711 | PUBLIX INDUSTRIAL CENTER | 3 | PUBLIX WTP #3 | B | 01 | DISINFECT/GASEOUS CHLORIN
6532712 | TIERRA CALIENTE | 1 | TIERRA CALIENTE | B | 02 | DISINFECT/HYPOCHLORIN
6532713 | SOUTHERN VALVE | 1 | LAKELAND | B | 02 | DISINFECT/HYPOCHLORIN
6532715 | SWISS VILLAGE MHP | 1 | SWISS VILLAGE W.T.P. | B | 02 | DISINFECT/HYPOCHLORIN
6532716 | STATE FUMIGATION STATION | 1 | WINTER HAVEN | B | 02 | DISINFECT/HYPOCHLORIN
6532718 | DAVENPORT MOB EST | 1 | DAVENPORT MOB EST. WATER PLANT | B | 02 | DISINFECT/HYPOCHLORIN
6532719 | SOUTHEASTERN MEDICAL SUPPLY INC. | 1 | S.E. MEDICAL SUPPLY WELL | B | 02 | DISINFECT/HYPOCHLORIN
6532730 | ST. ANTHONY'S CATHOLIC CHURCH | 1 | ST. ANTHONY'S CATH CH PLANT | B | 02 | DISINFECT/HYPOCHLORIN
6532730 | ST. ANTHONY'S CATHOLIC CHURCH | 2 | ST. ANTHONYS'S CATH CHURCHY | B | 02 | DISINFECT/HYPOCHLORIN
6532731 | SORENSEN CHEVROLET | 1 | SORENSEN'S WATER PLANT | B | 02 | DISINFECT/HYPOCHLORIN
6532733 | DELANE'S TRUCK BROKERAGE,INC. | 1 | HAINES CITY | B | 02 | DISINFECT/HYPOCHLORIN
6532744 | L.W. DRIVE-IN | 1 | LAKE WALES | B | 02 | DISINFECT/HYPOCHLORIN
6532745 | FLANDERS ELECTRIC CORPORATION | 1 | FLANDERS ELECTRIC WTP | B | 02 | DISINFECT/HYPOCHLORIN
6532750 | HAINES CITY TRUCKING CENTER | 1 | BLACKWELDER'S WATER PLANT | B | 02 | DISINFECT/HYPOCHLORIN
6532751 | CASA CATALINA | 1 | HAINES CITY | B | 02 | DISINFECT/HYPOCHLORIN
6532753 | C F INDUSTRIES (BARTOW PHOS CO | 1 | URANIUM RECOVERY W.T.P. | A |  | NO TRTMT
6532776 | REEDY LAKE PARKS, LLC - RV PARK | 1 | MCKENZIE RV WTP | B | 02 | DISINFECT/HYPOCHLORIN
6532777 | LOUGHMAN COUNTY PARK | 1 | LOUGHMAN PARK WATER PLANT | B | 02 | DISINFECT/HYPOCHLORIN
6532778 | SKYVIEW SOUTH | 1 | CITY OF LAKELAND | B | 01 | DISINFECT/GASEOUS CHLORIN
6532779 | VILLAGE WATER | 1 | CITY OF LAKELAND | A |  | NO TRTMT
6532781 | ARROW LEE APARTMENTS | 1 | ARROW LEE WATER PLANT | B | 02 | DISINFECT/HYPOCHLORIN
6532782 | CIRCLE K # 7347 | 1 | CIRCLE K 7347 W.T.P. | B | 02 | DISINFECT/HYPOCHLORIN
6532783 | MY FRIEND CONVIENCE STORE | 1 | MY FRIEND CONVENIENCE STORE | B | 02 | DISINFECT/HYPOCHLORIN
6532862 | BULLOCK'S LANDING | 1 | BULLOCK'S LANDING WTP | B | 02 | DISINFECT/HYPOCHLORIN
6532863 | WOODLAND LAKES MHP | 1 | WOODLAND LAKES WTP | B | 02 | DISINFECT/HYPOCHLORIN
6532864 | STEWART'S FURNITURE | 1 | STEWART'S FURN. WATER PLANT | A |  | NO TRTMT
6532879 | EL TENAMPA FAMILY RESTAURANT | 1 | EL TENAMPA REST. WTP | B | 02 | DISINFECT/HYPOCHLORIN
6532880 | WICKES LUMBER | 1 | WICKES LUMBER WELL | B | 02 | DISINFECT/HYPOCHLORIN
6532890 | NORANDEX | 1 | NORANDEX W.T.P. | B | 02 | DISINFECT/HYPOCHLORIN
6532896 | TOWN STAR #490 | 1 | TIME SAVER/TOWN STAR #46 W.T.P | B | 02 | DISINFECT/HYPOCHLORIN
6532897 | BROOKHAVEN VILLAGE | 1 | WINTER HAVEN | B | 02 | DISINFECT/HYPOCHLORIN
6532948 | COPART INC | 1 | CTL DISTRIBUTION, INC. W.T.P. | B | 02 | DISINFECT/HYPOCHLORIN
6532949 | CITRUS WOODS | 1 | LAKELAND, CITY OF | B | 01 | DISINFECT/GASEOUS CHLORIN
6532950 | SKYVIEW WATERS | 1 | CITY OF LAKELAND | B | 02 | DISINFECT/HYPOCHLORIN
6532954 | OAKDALE MOBILE HOME PARK | 1 | OAKDALE M.H.P. WATER PLANT | B | 02 | DISINFECT/HYPOCHLORIN
6533000 | TERRA INTERNATIONAL, INC | 1 | TERRA WELL | A |  | NO TRTMT
6533028 | FIRST CHURCH OF GOD | 1 | FIRST CHURCH OF GOD PLANT | B | 02 | DISINFECT/HYPOCHLORIN
6533029 | LAKE PIERCE RANCHETTES | 1 | LAKE WALES | B | 02 | DISINFECT/HYPOCHLORIN
6533040 | NORTHSIDE STORAGE | 1 | NORTHSIDE STORAGE PLANT | B | 02 | DISINFECT/HYPOCHLORIN
6533041 | CHEVRON 121 | 1 | MARATHON WTP. | B | 02 | DISINFECT/HYPOCHLORIN
6534005 | STARR LAKE VILLAS | 1 | STARR LAKE WATER PLANT | A |  | NO TRTMT
6534006 | UNITED FABRICATION MAINTENANCE | 1 | ALBRIGHT'S PLANT | A |  | NO TRTMT
6534007 | VINELAND DEVELOPMENT INC. | 1 | VINELAND DEVELOPMENT WTP | A |  | NO TRTMT
6534008 | ROSE TRAILER COURT | 1 | ROSE WATER PLANT | A |  | NO TRTMT
6534009 | GULF SHORES AUTO SALES | 1 | GULF SHORES AUTO WATER PLANT | A |  | NO TRTMT
6534012 | BENTLEY BROS INC | 1 | BENTLEY BROS. WATER PLANT | A |  | NO TRTMT
6534014 | BIG OAK MOTEL | 1 | BIG OAK MOTEL 4" WELL | A |  | NO TRTMT
6534017 | BOHANNON WAREHOUSE | 1 | BOHANNON WHSES W.T.P. | A |  | NO TRTMT
6534018 | BONE VALLEY TR PK | 1 | BONE VALLEY T.P. WATER PLANT | A |  | NO TRTMT
6534019 | WM G. ROE & SONS, INC. | 1 | BORDO WATER PLANT | B | 01 | DISINFECT/GASEOUS CHLORIN
6534019 | WM G. ROE & SONS, INC. | 1 | BORDO WATER PLANT | B | 02 | DISINFECT/HYPOCHLORIN
6534020 | BOYETT WAREHOUSE | 1 | WESTINGHOUSE WATER PLANT | A |  | NO TRTMT
6534021 | SOUTHERN AIR COMPRESSOR SERVICE INC | 1 | BRADSHAW IND. WATER PLANT | A |  | NO TRTMT
6534022 | BREWER MOBILE HOME PARK | 1 | BREWER MOBILE HOME PARK | A |  | NO TRTMT
6534023 | J.B.'S M.H.P. | 1 | J.B.'S MHP WTP | A |  | NO TRTMT
6534025 | BOB ANDREWS TRAILER PARK | 1 | BURNUM T.P. WATER PLANT | A |  | NO TRTMT
6534026 | WISTERIA APARTMENTS | 1 | WISTERIA APTS WATER PLANT | B | 02 | DISINFECT/HYPOCHLORIN
6534027 | WAREHOUSE CARPET | 1 | WAREHOUSE CARPET | A |  | NO TRTMT
6534028 | EL RANCHO MOBILE HOME PARK | 1 | EL RANCHO MHP WTP | B | 02 | DISINFECT/HYPOCHLORIN
6534029 | CANNON, OLIVER B & SON | 1 | CANNON'S WATER PLANT | A |  | NO TRTMT
6534031 | HANDS UP AUCTION | 1 | ADAM'S WATER PLANT | A |  | NO TRTMT
6534032 | CLARK, JENNINGS MHP | 1 | CLARK M.H.P. W.T.P. | A |  | NO TRTMT
6534033 | COMBEE & SON MEAT | 1 | COMBEE AND SON WATER PLANT | A |  | NO TRTMT
6534035 | EDWARDS, MURRAY LIVESTOCK | 1 | LAKELAND | A |  | NO TRTMT
6534036 | FLORIDA EQUIPMNT & SRV | 1 | BARTOW | B | 02 | DISINFECT/HYPOCHLORIN
6534037 | J C MACHINE | 1 | J C MACH. WATER PLANT | A |  | NO TRTMT
6534041 | DINNER LAKE APTS | 1 | DINNER LAKE APTS. W.T.P. | A |  | NO TRTMT
6534042 | COUNTRYSIDE MHP | 1 | COUNTRYSIDE MHP WTP | B | 02 | DISINFECT/HYPOCHLORIN
6534043 | DORIS PLAY SCHOOL | 1 | MULBERRY | B | 02 | DISINFECT/HYPOCHLORIN
6534047 | EQUIPMENT SRVC INC | 1 | LAKELAND | B | 02 | DISINFECT/HYPOCHLORIN
6534048 | HEATH RENTALS | 1 | FROSTPROOF | A |  | NO TRTMT
6534049 | DUNHAM WELL DRILLING | 1 | DUNHAM WELL DRILLING W.T.P. | B | 02 | DISINFECT/HYPOCHLORIN
6534050 | FILTER SALES INC | 1 | FILTER SALES INC. WATER PLANT | A |  | NO TRTMT
6534051 | CITRUS HILL MFG. CO. | 1 | FROSTPROOF | B | 02 | DISINFECT/HYPOCHLORIN
6534052 | FLORIDA AIR TOOL | 1 | FLORIDA AIR TOOL W.T.P. | A |  | NO TRTMT
6534054 | FROSTPROOF GROVES | 1 | FROSTPROOF GROVES WATER PLANT | B | 02 | DISINFECT/HYPOCHLORIN
6534054 | FROSTPROOF GROVES | 2 | FROSTPROOF GROVES PLANT #2 | B | 02 | DISINFECT/HYPOCHLORIN
6534054 | FROSTPROOF GROVES | 2 | FROSTPROOF GROVES PLANT #2 | G | 14 | IRON RMVL/RAPID SAND FIL
6534054 | FROSTPROOF GROVES | 1 | FROSTPROOF GROVES WATER PLANT | G | 14 | IRON RMVL/RAPID SAND FIL
6534057 | FLORIDA ROCK INDUSTRIES | 1 | FLA. ROCK WATER PLANT | A |  | NO TRTMT
6534058 | GREEN ENTERPRISES INC | 1 | LAKELAND | B | 02 | DISINFECT/HYPOCHLORIN
6534062 | GROOVER EXTERMINATING, INC. | 1 | GROOVER EXTERMINATING WTP | B | 02 | DISINFECT/HYPOCHLORIN
6534063 | DICKINSON TR.PK. | 1 | LAKELAND | B | 02 | DISINFECT/HYPOCHLORIN
6534064 | HAGGINS GULF STA | 1 | HAGGINS GULF W.T.P. | A |  | NO TRTMT
6534066 | HANCOCKS SAUSAGE | 1 | HAINES CITY | A |  | NO TRTMT
6534067 | DERBY'S ICE CREAM | 1 | DERBY'S ICE CREAM W.T.P. | A |  | NO TRTMT
6534069 | HAYMAN'S SAUSAGE PL | 1 | HAYMANS WATER PLANT | A |  | NO TRTMT
6534070 | HENDERSON TR PK | 1 | BARTOW | A |  | NO TRTMT
6534071 | BEEF AND BEVERAGE RESTAURANT | 1 | LAKELAND | B | 02 | DISINFECT/HYPOCHLORIN
6534073 | IMPERIAL MOBILE EST | 1 | IMPERIAL T.P. WATER PLANT | A |  | NO TRTMT
6534076 | KINGS & QUEENS CABINETS | 1 | LAKELAND | B | 02 | DISINFECT/HYPOCHLORIN
6534077 | CFMG | 1 | CYPRESS FOODS WTP | B | 02 | DISINFECT/HYPOCHLORIN
6534079 | DEWITT HAVEN APARTMENTS | 1 | DEWITT HAVEN WATER PLANT | B | 02 | DISINFECT/HYPOCHLORIN
6534080 | LAKE PIERCE LANDING | 1 | WEST LAKE PIERCE LANDING PLANT | A |  | NO TRTMT
6534081 | LAKELAND MACHINERY INC | 1 | LAKELAND | A |  | NO TRTMT
6534082 | TECHNOLOGY FABRICATIONS | 1 | AUBURNDALE | A |  | NO TRTMT
6534083 | LAKEVIEW APTS | 1 | LAKEVIEW APTS WATER PLANT | A |  | NO TRTMT
6534084 | LAMB BROTHERS CONSTRUCTION | 1 | BARTOW | B | 02 | DISINFECT/HYPOCHLORIN
6534086 | MASTERS TR PK | 1 | HAINES CITY | B | 02 | DISINFECT/HYPOCHLORIN
6534087 | FLORIDA REFUSE SERVICE | 1 | BOZEMAN PROPERTIES WATER PLANT | A |  | NO TRTMT
6534088 | BRADLEY HOGG TRUST | 1 | ESTATE OF BRADLEY HOGG | A |  | NO TRTMT
6534089 | RIDGE PROFESSIONAL GROUP,INC. | 1 | RIDGE PROFESSIONAL GROUP, INC. | B | 02 | DISINFECT/HYPOCHLORIN
6534090 | FAMILY MANUFACTURED HOUSING | 1 | FAMILY HOUSING WATER PLANT | A |  | NO TRTMT
6534091 | NORTH CENTRAL LANDFILL | 1 | NORTH CEN.LANDFILL WATER PLANT | B | 02 | DISINFECT/HYPOCHLORIN
6534093 | ROCKING K LIVESTOCK AUCTION | 1 | GOSS WATER PLANT | A |  | NO TRTMT
6534094 | ORKIN EXTERMINATING CO | 1 | ORKIN WATER PLANT | B | 02 | DISINFECT/HYPOCHLORIN
6534096 | PINE COVE MHP | 1 | PINE COVE WTP | B | 02 | DISINFECT/HYPOCHLORIN
6534097 | PAUL'S TRAILER PARK | 1 | HAINES CITY | B | 02 | DISINFECT/HYPOCHLORIN
6534101 | LYKES AGRI SALES INC | 1 | LYKES WELL | B | 02 | DISINFECT/HYPOCHLORIN
6534103 | S & S WELDING | 1 | ORANGE STATE IND. WTP | A |  | NO TRTMT
6534104 | POLK CNTY FIRE STA.-PROVIDENCE | 1 | POLK FIRE STA /PROVIDENCE WTP | B | 02 | DISINFECT/HYPOCHLORIN
6534105 | QUINN TRAILER PARK | 1 | WINTER HAVEN | B | 02 | DISINFECT/HYPOCHLORIN
6534106 | KICKERS | 1 | SPURS INN WATER PLANT | B | 02 | DISINFECT/HYPOCHLORIN
6534107 | ROBERTS SLAUGHTER HOUSE | 1 | ROBERTS WATER PLANT | A |  | NO TRTMT
6534108 | ROYER BAIL BONDS | 1 | BARTOW | B | 02 | DISINFECT/HYPOCHLORIN
6534109 | S E O ENTERPRISES | 1 | LAKELAND | B | 02 | DISINFECT/HYPOCHLORIN
6534110 | PHOENIX INDUSTRIES | 1 | PHOENIX INDUSTRIES PLANT | B | 02 | DISINFECT/HYPOCHLORIN
6534111 | BURGLAR BAR BILLIE | 1 | BURGLAR BAR BILLIE WELL | A |  | NO TRTMT
6534113 | SHEFFER CHEVRON | 1 | LAKE WALES | B | 02 | DISINFECT/HYPOCHLORIN
6534114 | WILDMON PROPERTY | 1 | LAKE WALES | B | 02 | DISINFECT/HYPOCHLORIN
6534115 | POLK CNTY FIRE STA-SLEEPY HILL | 1 | SLEEPY HILL FIRE STATION W.T.P | A |  | NO TRTMT
6534118 | HARRIS TRAILERS | 1 | HAINES CITY | B | 02 | DISINFECT/HYPOCHLORIN
6534119 | STARR LAKE MOTEL | 1 | LAKE WALES | B | 02 | DISINFECT/HYPOCHLORIN
6534122 | STIMATZ MHP | 1 | STIMATZ PLANT | B | 02 | DISINFECT/HYPOCHLORIN
6534124 | SUN N' FUN | 1 | LAKELAND | B | 02 | DISINFECT/HYPOCHLORIN
6534125 | USA FENCE | 1 | AREA ONE WATER SUPPLY | A |  | NO TRTMT
6534126 | SUTTON'S MHP | 1 | SUTTONS MHP. WATER PLANT | B | 02 | DISINFECT/HYPOCHLORIN
6534127 | THOMAS CORP | 1 | SCRAPPY THOMAS W.T.P. | A |  | NO TRTMT
6534131 | WALK IN WATER LANDING | 1 | LAKE WALES | A |  | NO TRTMT
6534132 | MCKENNEY AIR CONDITIONING & HEATING | 1 | WEBB PROPERTY WATER PLANT | B | 02 | DISINFECT/HYPOCHLORIN
6534134 | WESTWOOD APTS | 1 | WESTWOOD APTS. WTP | B | 02 | DISINFECT/HYPOCHLORIN
6534136 | POLK CNTY FIRE STA-WILLOW OAK | 1 | WILLOW OAK FIRE STATION W.T.P. | A |  | NO TRTMT
6534137 | G.S. MACHINE AND WELDING | 1 | WILSON'S TOOL WATER PLANT | A |  | NO TRTMT
6534138 | CHRISTIAN HERITAGE BAPTIST CH | 1 | CHRISTIAN HERITAGE WELL | A |  | NO TRTMT
6534139 | COCA COLA CO FOODS | 1 | COCA COLA WATER PLANT | A |  | NO TRTMT
6534140 | TRINITY FULL GOSPEL CH.OF GOD | 1 | TRINITY WELL AND TANK | A |  | NO TRTMT
6534142 | LAKE BUFFUM BAPTIST CHURCH | 1 | LAKE BUF. BAPT. CH. W.T.P. | A |  | NO TRTMT
6534143 | LAKELAND RIFLE & PISTOL | 1 | LAKELAND RIFLE WATER PLANT | B | 02 | DISINFECT/HYPOCHLORIN
6534143 | LAKELAND RIFLE & PISTOL | 1 | LAKELAND RIFLE WATER PLANT | H | 07 | SOFTENING/OTHER DISINFECT
6534144 | POWER SCREEN OF FLORIDA INC. | 1 | LAKELAND | B | 02 | DISINFECT/HYPOCHLORIN
6534145 | WAYFARE PRIMITIVE BAPT | 1 | WAYFARE PRIM. BAP. CH. W.T.P | B | 02 | DISINFECT/HYPOCHLORIN
6534146 | BORDENS INK DIV | 1 | LAKELAND | B | 02 | DISINFECT/HYPOCHLORIN
6534147 | BROOKER'S M.H.P. | 1 | WATSON M.H.P. WATER PLANT | A |  | NO TRTMT
6534148 | B-C CORRAL | 1 | B-C CORRAL WATER PLANT | A |  | NO TRTMT
6534149 | EWELL INDUSTRIES | 1 | EWELL INDUSTRIES WATER PLANT | A |  | NO TRTMT
6534150 | COUNTRY FURNITURE | 1 | WINTER HAVEN | B | 02 | DISINFECT/HYPOCHLORIN
6534151 | PLIBRICO SALES & SERVICE | 1 | PLIBRICO WATER PLANT | A |  | NO TRTMT
6534153 | SWIFT AGRI-CHEM | 1 | BARTOW | B | 02 | DISINFECT/HYPOCHLORIN
6534156 | CITRUSLAND FRUIT | 1 | WINTER HAVEN | B | 02 | DISINFECT/HYPOCHLORIN
6534157 | JACKSON WELDING REPAIR SHOP | 1 | JACKSON WELDING WATER PLANT | A |  | NO TRTMT
6534158 | COMBEE'S APTS | 1 | LAKELAND | B | 02 | DISINFECT/HYPOCHLORIN
6534159 | SUMMERLIN FENCE & FEED | 1 | HAINES CITY | B | 02 | DISINFECT/HYPOCHLORIN
6534160 | CSR RINKER (MAIN OFFICE) | 1 | OFFICE WATER PLANT | A |  | NO TRTMT
6534161 | WILLIAM'S BAR-B-Q | 1 | MULBERRY | B | 02 | DISINFECT/HYPOCHLORIN
6534162 | JUICE BOWL | 1 | JUICE BOWL W.T.P | B | 01 | DISINFECT/GASEOUS CHLORIN
6534165 | POLK CNTY FIRE STA- BRADLEY | 1 | BRADLEY FIRE DEPT WELL | B | 02 | DISINFECT/HYPOCHLORIN
6534167 | BRADLEY JCT. POST OFFICE | 1 | POST OFFICE WATER PLANT | A |  | NO TRTMT
6534176 | LILYPAD WATERBEDS | 1 | LILYPAD WATERBED WATER PLANT | A |  | NO TRTMT
6534178 | GARRARD GROVE SCV | 1 | WINTER HAVEN | A |  | NO TRTMT
6534179 | POLK CNTY FIRE STA-BUCKEYE | 1 | BUCKEYE VFD WATER PLANT | A |  | NO TRTMT
6534180 | CONSOLIDATED STAINLESS, INC. | 1 | GULF FLANGE 37 S. WATER PLANT | A |  | NO TRTMT
6534182 | LEEDY ELECTRIC | 1 | MULBERRY | B | 02 | DISINFECT/HYPOCHLORIN
6534183 | PARKER & KNOWLES GAS SERVICE | 1 | WINTER HAVEN | B | 02 | DISINFECT/HYPOCHLORIN
6534184 | G.F. DOWD & SONS, INC. | 1 | WINTER HAVEN | B | 02 | DISINFECT/HYPOCHLORIN
6534185 | POLK COUNTY FIRE STA-MEDULLA | 1 | MEDULLA | A |  | NO TRTMT
6534186 | MULBERRY WELDING CO | 1 | MULBERRY WELDING CO. W.T.P. | A |  | NO TRTMT
6534187 | VALLEY HIGH S/D | 1 | LAKELAND | B | 02 | DISINFECT/HYPOCHLORIN
6534188 | ALTURAS PACKING | 1 | LAKE WALES | B | 02 | DISINFECT/HYPOCHLORIN
6534189 | BOSWELL ELEM SCH | 1 | AUBURNDALE | A |  | NO TRTMT
6534190 | FT. MEADE LABOR CAMP #2 (YELLOW) | 1 | FT. MEADE LABOR CAMP #2 W.T.P. | B | 02 | DISINFECT/HYPOCHLORIN
6534192 | ELIXIR INDUSTRIES | 1 | ELIXIER INDUSTRIES WATER PLANT | B | 02 | DISINFECT/HYPOCHLORIN
6534193 | PROCUNIER SAFETY CHUCK CO | 1 | PROCUNIER WATER PLANT | B | 02 | DISINFECT/HYPOCHLORIN
6534194 | S & S BEST AUTO | 1 | S & S WELL/TANK | A |  | NO TRTMT
6534195 | AL'S RADIATOR SVC | 1 | AL'S WATERING PLANT | A |  | NO TRTMT
6534197 | VIKING USED AUTO RECYCLING | 1 | VIKING USED AUTO RECYCLING WTP | A |  | NO TRTMT
6534198 | TROY LAMB | 1 | SPIN MAGNETICS WTP | B | 02 | DISINFECT/HYPOCHLORIN
6534199 | KINNAMON GATOR PROC | 1 | KINNAMON WATER PLSANT | A |  | NO TRTMT
6534200 | GIBSONIA F G CH OF GOD | 1 | LAKELAND | B | 02 | DISINFECT/HYPOCHLORIN
6534201 | LK PIERCE BAPT CH | 1 | LAKE WALES | A |  | NO TRTMT
6534202 | CORNER STONE COMMUNITY CHURCH | 1 | MACEDONIA WELL | A |  | NO TRTMT
6534203 | J H HAM ENGINEER INC | 1 | LAKELAND | B | 02 | DISINFECT/HYPOCHLORIN
6534204 | SHERROUSE,GERALD VEGETABLE PKG | 1 | LAKELAND | B | 02 | DISINFECT/HYPOCHLORIN
6534205 | TINSLEY ALLIGATOR PROC | 1 | LAKELAND | B | 02 | DISINFECT/HYPOCHLORIN
6534206 | DAVIDSON REPROD SUP | 1 | LAKELAND | B | 02 | DISINFECT/HYPOCHLORIN
6534207 | CITRUS HILL MANUFACTURING CO | 1 | CITRUS HILL-BARTOW W.T.P | A |  | NO TRTMT
6534209 | BOOZERS SERVICE & EQUIPMENT | 1 | BOOZER'S WATRE PLANT | A |  | NO TRTMT
6534210 | EVAN QUINN | 1 | BROER'S WATER PLANT | A |  | NO TRTMT
6534211 | MIDWAY BAR | 1 | MIDWAY BAR PLANT | B | 02 | DISINFECT/HYPOCHLORIN
6534212 | 42ND ST MARKET | 1 | WINTER HAVEN | B | 02 | DISINFECT/HYPOCHLORIN
6534213 | SUNCOAST ROOFERS SUPPLY | 1 | POLK ROOFING SUPPLY W.T.P. | A |  | NO TRTMT
6534214 | STAMEY AUTO PARTS | 1 | STAMEY AUTO PARTS W.T.P. | A |  | NO TRTMT
6534215 | MAXWELL ANIMAL CLINIC | 1 | MAXWELL WATER PLANT | H | 07 | SOFTENING/OTHER DISINFECT
6534216 | B. L. LANIER FRUIT CO. | 1 | LANIER H2O PLANT | A |  | NO TRTMT
6534217 | ELITE DETAIL AND AUTO SALES | 1 | WINTER HAVEN | B | 02 | DISINFECT/HYPOCHLORIN
6534218 | GEN TEL SWITCHING STA | 1 | GEN. TEL SWITCHING STA. WTP | A |  | NO TRTMT
6534219 | WEST FROSTPROOF BAPTIST CHURCH | 1 | WEST FROSTPROOF B.C. WATER PLT | B | 02 | DISINFECT/HYPOCHLORIN
6534220 | DIV. OF FORESTRY INDIAN LK. | 1 | LAKE WALES | B | 02 | DISINFECT/HYPOCHLORIN
6534221 | DIV. OF FORESTRY FROSTPROOF | 1 | LAKE WALES | B | 02 | DISINFECT/HYPOCHLORIN
6534223 | SOUTH SHORE RESORT | 1 | SOUTH SHORE WATER PLANT | B | 02 | DISINFECT/HYPOCHLORIN
6534226 | PAUL CITRUS, INC. | 1 | BOB PAUL INC. OFFICE PLANT | A |  | NO TRTMT
6534227 | DIV. OF FORESTRY CYPRESS GAR. | 1 | WINTER HAVEN | B | 02 | DISINFECT/HYPOCHLORIN
6534232 | WILLIS GROCERY | 1 | MULBERRY | B | 02 | DISINFECT/HYPOCHLORIN
6534233 | CATFISH CREEK FIRE TOWER | 1 | HAINES CITY | B | 02 | DISINFECT/HYPOCHLORIN
6534234 | THORNTON & COMPANY | 1 | WINTER HAVEN | A |  | NO TRTMT
6534235 | BRYANT WATER SYSTEM | 1 | ROD BRYANT TP WELL | A |  | NO TRTMT
6534236 | SMITH'S SERVICE STATION | 1 | MULBERRY | B | 02 | DISINFECT/HYPOCHLORIN
6534237 | FLORIDA EASTERN EXPRESS | 1 | WINTER HAVEN | B | 02 | DISINFECT/HYPOCHLORIN
6534238 | ROGERS RENTALS/C.O. G.LEVYA | 1 | LEVYA HOMES H2O PLANT | A |  | NO TRTMT
6534241 | CAULEY'S FEEDSTORE | 1 | LAKELAND | B | 02 | DISINFECT/HYPOCHLORIN
6534242 | HALE, B. H. RENTALS | 1 | LAKE WALES | B | 02 | DISINFECT/HYPOCHLORIN
6534243 | CARTER'S CORNER AUCTION | 1 | CARTER'S CORNER WELL #1 | B | 02 | DISINFECT/HYPOCHLORIN
6534244 | OAK HAVEN ACLF | 1 | OAK HAVEN WELL | A |  | NO TRTMT
6534245 | NEW HORIZON SHARE HOME | 1 | NEW HORIZON WATER PLANT | B | 02 | DISINFECT/HYPOCHLORIN
6534246 | INDIAN RIVER TRANSPORT | 1 | IRT WELL | E | 08 | T-O CTRL/MICROSCREENING
6534246 | INDIAN RIVER TRANSPORT | 1 | IRT WELL | B | 02 | DISINFECT/HYPOCHLORIN
6534247 | LAKELAND SHRINE CLUB | 1 | LAKELAND SHRINE WATER PLANT | A |  | NO TRTMT
6534250 | TERRIMAR MINING CORP. | 1 | LAKELAND | A |  | NO TRTMT
6534251 | KINGS M H P #2 | 1 | LAKELAND | B | 02 | DISINFECT/HYPOCHLORIN
6534256 | WHORTON'S WAREHOUSES | 1 | LAKELAND | B | 02 | DISINFECT/HYPOCHLORIN
6534258 | HART MART 6 | 1 | HART MART 6 PLANT | B | 02 | DISINFECT/HYPOCHLORIN
6534259 | GRACE BAPTIST CHURCH | 1 | GRACE BAPTIST CHURCH PLANT | B | 02 | DISINFECT/HYPOCHLORIN
6534261 | TIMBERLANE VOL FIRE DPT | 1 | LAKE WALES | B | 02 | DISINFECT/HYPOCHLORIN
6534262 | HAMPTON MHP | 1 | HAMPTON M.H.P. PLANT | A |  | NO TRTMT
6534265 | DISCO 5000 BAR | 1 | LAKELAND | B | 02 | DISINFECT/HYPOCHLORIN
6534267 | MARTIN'S GROCERY | 1 | MARTINS GROC WATER PLANT | A |  | NO TRTMT
6534269 | RUNNING W CITRUS LTD. | 1 | FROSTPROOF | B | 02 | DISINFECT/HYPOCHLORIN
6534270 | CSX TRANS.- P.E. SELLERS | 1 | BRADLEY DEPOT WELL | A |  | NO TRTMT
6534271 | REINTJES OF THE SOUTH INC. | 1 | REINJTES WATER PLANT | A |  | NO TRTMT
6534272 | E Z DEALS INC. | 1 | LAKE WALES | A |  | NO TRTMT
6534273 | CARROLL M.H.P. | 1 | WILLIAM CARROLL WATER PLANT | A |  | NO TRTMT
6534274 | BETHEL BAPTIST CHURCH REC AREA | 1 | BETHAL BAPT.REC AREA WATER PLT | B | 02 | DISINFECT/HYPOCHLORIN
6534276 | WRIGHT'S COTTAGES | 1 | WRIGHT'S COTTAGES W.T.P. | A |  | NO TRTMT
6534277 | LAKE CYPRESS WATER SYSTEM | 1 | LAKE CYPRESS WATER PLANT | B | 02 | DISINFECT/HYPOCHLORIN
6534278 | SWICEGOOD T P | 1 | HAINES CITY | A |  | NO TRTMT
6534280 | B AND M CONSTRUCTION | 1 | B AND M CONSTRUCTION PLANT | A |  | NO TRTMT
6534281 | APPLIED IND. TECHNOLOGIES | 1 | MULBERRY | A |  | NO TRTMT
6534282 | BAYPORT VALVE AND FITTING INC. | 1 | BAYPORT VALVE W.T.P. | A |  | NO TRTMT
6534284 | BUTLER T P #2 | 1 | BUTLER #2 WATER PLANT | A |  | NO TRTMT
6534285 | BUTLER T P #1 | 1 | BUTLER #1 WATER PLANT | A |  | NO TRTMT
6534286 | ESPOSITO'S GARAGE | 1 | HAINES CITY | B | 02 | DISINFECT/HYPOCHLORIN
6534287 | INDUSTRIAL DISTRIBUTE SVC INC | 1 | MULBERRY | A |  | NO TRTMT
6534288 | M J KELLY CO | 1 | MULBERRY | B | 02 | DISINFECT/HYPOCHLORIN
6534289 | ARR-MAZ CUSTOM CHEMICALS, INC. | 1 | CUSTOM CHEMICALS WTP | B | 02 | DISINFECT/HYPOCHLORIN
6534290 | COMPRESSED AIR PRODUCTS | 1 | COMPRESSED AIR PRODUCTS | A |  | NO TRTMT
6534291 | TIRE CENTERS L.L.C. | 1 | MULBERRY | B | 02 | DISINFECT/HYPOCHLORIN
6534292 | PHOS-CHEM SUPPLY INC | 1 | PHOS-CHEM SUPPLY INC.W.T.P. | A |  | NO TRTMT
6534293 | SMITH'S TRAILER PARK | 1 | LARRY SMITH' WELL | B | 02 | DISINFECT/HYPOCHLORIN
6534294 | BARTOW STEEL | 1 | BARTOW STEEL WATER PLANT | A |  | NO TRTMT
6534295 | FLA MINING & MATERIALS | 1 | EGER CONCRETE WATER PLANT | A |  | NO TRTMT
6534296 | SPALDING PUBLSHER | 1 | WINTER HAVEN | A |  | NO TRTMT
6534297 | HAWKEYE MOTORS | 1 | WINTER HAVEN | B | 02 | DISINFECT/HYPOCHLORIN
6534298 | 3545 RECKER HIGHWAY WINTER HAVEN LLC | 1 | ECONOMY MINI STORAGE WTP | B | 02 | DISINFECT/HYPOCHLORIN
6534299 | PMH GROUP INC. | 1 | FREE ENTERPRISE INSTALLATION | A |  | NO TRTMT
6534301 | BUDGET AUTO PARTS | 1 | BUDGET AUTO WATER PLANT | A |  | NO TRTMT
6534302 | TRIPP'S DOLLAR CAR | 1 | WINTER HAVEN | B | 02 | DISINFECT/HYPOCHLORIN
6534303 | MR. AUTO MECHANIC | 1 | MR. AUTO MECHANIC W.T.P. | A |  | NO TRTMT
6534304 | GEORGES ENTERPRISES | 1 | WINTER HAVEN | B | 02 | DISINFECT/HYPOCHLORIN
6534306 | HUTCH & SON TRANS | 1 | WINTER HAVEN | B | 02 | DISINFECT/HYPOCHLORIN
6534309 | LONE PALM APARTMENTS | 1 | LAKE WALES | B | 02 | DISINFECT/HYPOCHLORIN
6534311 | YATES ELECTRIC INC | 1 | YATES ELECTRIC INC. W.T.P. | A |  | NO TRTMT
6534312 | HAYS,JAMES E. WATER SYSTEM | 1 | GW WATER PLANT | A |  | NO TRTMT
6534313 | METALCOAT INC OF FLORIDA | 1 | METALCOAT WATER PLANT | B | 02 | DISINFECT/HYPOCHLORIN
6534314 | SOUTHEASTERN CONSTRUCTION COMPANY | 1 | SOUTHEASTERN CONST. WTP | B | 02 | DISINFECT/HYPOCHLORIN
6534318 | HARE DUPLEXES | 1 | MALLARD RD., LK ALFRED | A |  | NO TRTMT
6534319 | WILLOW OAK BAPTIST CHURCH | 1 | WILLOW OAK BAPTIST WTP | B | 02 | DISINFECT/HYPOCHLORIN
6534320 | ALTURAS HOUSES/G SMITH ROAD | 1 | LAKE WALES | B | 02 | DISINFECT/HYPOCHLORIN
6534321 | KATHLEEN JR HIGH SCHOOL | 1 | LAKELAND | B | 01 | DISINFECT/GASEOUS CHLORIN
6534322 | R V CORRAL & MHP | 1 | R V CORRAL WATER PLANT | B | 02 | DISINFECT/HYPOCHLORIN
6534323 | TIJUANA'S NIGHT CLUB | 1 | MAYSE, CECIL WTP | B | 02 | DISINFECT/HYPOCHLORIN
6534324 | EAST HAVEN R.V. PARK | 1 | WINTER HAVEN | B | 02 | DISINFECT/HYPOCHLORIN
6534356 | LAKE REGION AUDOBON SOCIETY | 1 | AUDOBON NATURE CENTER | A |  | NO TRTMT
6534361 | AVELLANEDA, FABIAN LABOR CAMP | 1 | FROSTPROOF | B | 02 | DISINFECT/HYPOCHLORIN
6534363 | EMMANUEL BAPTIST FELLOWSHIP | 1 | EMMANUEL BAPT. CH. WATER PLANT | B | 02 | DISINFECT/HYPOCHLORIN
6534364 | SILVER SPRINGS CITRUS | 1 | SILVER SPRINGS CITRUS PLANT | A |  | NO TRTMT
6534366 | WASH & WEAR LAUNDROMAT | 1 | WASH AND WEAR W.T.P. | A |  | NO TRTMT
6534368 | BROWNING'S RENTALS | 1 | AUBURNDALE | B | 02 | DISINFECT/HYPOCHLORIN
6534369 | ST JOHN'S MISSIONARY BAPT CH | 1 | ST JOHNS WELL | A |  | NO TRTMT
6534370 | STRICKLAND BEAUTY | 1 | STRICKLAND WATER PLANT | A |  | NO TRTMT
6534372 | HOMELAND MOBILE HOME PARK | 1 | HOMELAND MHP WTP | B | 02 | DISINFECT/HYPOCHLORIN
6534373 | LAURETI PARK | 1 | LAKE WALES | B | 02 | DISINFECT/HYPOCHLORIN
6534376 | GARRARD, GEORGE WATER SYSTEM | 1 | GARRARD WATER PLANT | B | 02 | DISINFECT/HYPOCHLORIN
6534378 | BREWSTER PHOSPHATE | 1 | MULBERRY | B | 02 | DISINFECT/HYPOCHLORIN
6534402 | ENVISORS INC | 1 | ENVISORS INC. W.T.P. | A |  | NO TRTMT
6534403 | GARDEN GROVE & EXECUTIVE RD. | 1 | GARDEN GROVE EXEC.RD.SYSTEM | B | 02 | DISINFECT/HYPOCHLORIN
6534404 | HOWARD RENTALS | 1 | AUBURNDALE | B | 02 | DISINFECT/HYPOCHLORIN
6534406 | DETRICH RENTAL | 1 | WINTER HAVEN | B | 02 | DISINFECT/HYPOCHLORIN
6534417 | DISCO 400 | 1 | DISCO 400 W.T.P. | A |  | NO TRTMT
6534418 | FIRST BAPTIST CH | 1 | FIRST BAPT. CHURCH PLANT | A |  | NO TRTMT
6534419 | FIRST BORN CHURCH | 1 | FIRSTBORN CHURCH WELL | A |  | NO TRTMT
6534420 | IMPERIAL PHOSPHATES | 1 | MULBERRY | B | 02 | DISINFECT/HYPOCHLORIN
6534421 | IMC-PDC GROVES | 1 | MULBERRY | B | 02 | DISINFECT/HYPOCHLORIN
6534422 | JOHNSON MHP | 1 | JOHNSON MHP WATER TANK | A |  | NO TRTMT
6534423 | CITRUS AIR | 1 | LAKELAND | A |  | NO TRTMT
6534424 | HARDEE'S | 1 | HAINES CITY | B | 02 | DISINFECT/HYPOCHLORIN
6534425 | PAMECO CORPORATION | 1 | PAMECO WTP | B | 02 | DISINFECT/HYPOCHLORIN
6534426 | PALM CIRCLE WATER | 1 | PALM CIRCLE WATER PLANT | H | 07 | SOFTENING/OTHER DISINFECT
6534426 | PALM CIRCLE WATER | 1 | PALM CIRCLE WATER PLANT | B | 02 | DISINFECT/HYPOCHLORIN
6534426 | PALM CIRCLE WATER | 1 | PALM CIRCLE WATER PLANT | G | 07 | IRON RMVL/OTHER DISINFECT
6534427 | ODERKIRK'S TRAILER PARK | 1 | ODERKIRK'S WATER PLANT | B | 02 | DISINFECT/HYPOCHLORIN
6534428 | LAKESIDE PRODUCE | 1 | LAKELAND | B | 02 | DISINFECT/HYPOCHLORIN
6534430 | LAKE MILLSITE COURT | 1 | WINTER HAVEN | A |  | NO TRTMT
6534431 | CAULEY M H P | 1 | CAULEY MHP WATER PLANT | B | 02 | DISINFECT/HYPOCHLORIN
6534432 | CABIN IN THE GROVE | 1 | WINTER HAVEN | B | 02 | DISINFECT/HYPOCHLORIN
6534434 | ESCOD OF FLORIDA | 1 | LAKE WALES | B | 02 | DISINFECT/HYPOCHLORIN
6534435 | SUN AIR FIRE DEPT | 1 | HAINES CITY | B | 02 | DISINFECT/HYPOCHLORIN
6534436 | RICHARD'S GROVE SER | 1 | WINTER HAVEN | B | 02 | DISINFECT/HYPOCHLORIN
6534437 | LOUGHMAN POST OFFICE | 1 | LOUGHMAN PO PLANT | A |  | NO TRTMT
6534438 | LAZY W RANCH | 1 | LAZY W RANCH WATER PLANT | B | 02 | DISINFECT/HYPOCHLORIN
6534440 | LECO SERVICE CORP | 1 | LAKELAND | A |  | NO TRTMT
6534441 | TOWERWOOD MOBILE HOME PARK | 1 | TOWERWOOD MHP WTP | B | 01 | DISINFECT/GASEOUS CHLORIN
6534442 | STAR FOOD MART | 1 | CUMBERLAND FARMS #9739 WTP | B | 02 | DISINFECT/HYPOCHLORIN
6534443 | DOSSEY SERVICE STATION | 1 | LAKELAND | A |  | NO TRTMT
6534444 | FRAILEY, JOHN APTS. | 1 | FRAILEY, JOHN APTS. WTP | A |  | NO TRTMT
6534445 | CABLEVISION OF CENTRAL FLORIDA | 1 | C.V W.T.P. | A |  | NO TRTMT
6534446 | PICKREN RENTALS | 1 | AUBURNDALE | B | 02 | DISINFECT/HYPOCHLORIN
6534447 | WATERS LABOR CAMP | 1 | AUBURNDALE | B | 02 | DISINFECT/HYPOCHLORIN
6534448 | LAKE SIDE MHP | 1 | LAKE SIDE MHP WTP | A |  | NO TRTMT
6534450 | COVER ENGINEERING | 1 | COVER ENG. WATER PLANT | A |  | NO TRTMT
6534451 | MERITA DISCOUNT STORE | 1 | MERITA DISC.STORE WATER PLANT | A |  | NO TRTMT
6534452 | CLARK BOILER & ENGINEERING | 1 | CLARK BOILER WATER PLANT | H | 07 | SOFTENING/OTHER DISINFECT
6534453 | SMITH HARVESTING | 1 | WINTER HAVEN | B | 02 | DISINFECT/HYPOCHLORIN
6534454 | RYAN'S GARAGE | 1 | RYAN'S GARAGE WATER PLANT | A |  | NO TRTMT
6534455 | PINE VALLEY DAIRY INC | 1 | LAKELAND | B | 02 | DISINFECT/HYPOCHLORIN
6534456 | HAINES CITY VETERINARY HSPTL | 1 | HAINES CITY VET.HOSP.H20 PLANT | A |  | NO TRTMT
6534457 | CYPRESS KNEE COVE | 1 | CYPRESS KNEE COVE WATER PLANT | B | 02 | DISINFECT/HYPOCHLORIN
6534458 | BENCHMARK MECHANICALS | 1 | BENCHMARK MECH. WATER PLANT | A |  | NO TRTMT
6534459 | MEL'S WHEEL ALIGNMENT | 1 | WINTER HAVEN | B | 02 | DISINFECT/HYPOCHLORIN
6534461 | IMCF-MULBERRY LIMESTONE | 1 | IMC-MULBERRY LIMESTONE | A |  | NO TRTMT
6534462 | SWEAT TRAILER PK #2 | 1 | SWEAT TP #2 WTP | B | 02 | DISINFECT/HYPOCHLORIN
6534463 | GRANDMA'S PANTRY#10 | 1 | GRANDMA'S PANTY WATER PLANT | A |  | NO TRTMT
6534466 | RMC EWELL,INC.(AUBURNDALE) | 1 | EWELL AUB. WATER PLANT | A |  | NO TRTMT
6534467 | CLARICE COLVIN APARTMENTS | 1 | COLVIN RENTALS WATER PLANT | A |  | NO TRTMT
6534468 | PERFUME PARIS, LLC | 1 | PERFUME PARIS | B | 02 | DISINFECT/HYPOCHLORIN
6534470 | POLK COUNTY DOG POUND | 1 | BARTOW | B | 02 | DISINFECT/HYPOCHLORIN
6534471 | A T & T COMMUNICATIONS | 1 | A T & T WATER | A |  | NO TRTMT
6534472 | GENERAL TELEPHONE CO OF FLA | 1 | LAKELAND | B | 02 | DISINFECT/HYPOCHLORIN
6534475 | MIDLAND CHEMICAL CORP | 1 | BARTOW | B | 02 | DISINFECT/HYPOCHLORIN
6534476 | W R GRACE DISTRIBUTION SERVICE | 1 | MULBERRY | B | 02 | DISINFECT/HYPOCHLORIN
6534478 | FLORIDA TIRE SUPPLY CO | 1 | FLORIDA TIRE SUPPLY WTP | A |  | NO TRTMT
6534479 | W & T FENCE CO | 1 | W & T FENCE WELL | A |  | NO TRTMT
6534493 | LAKE DALE MHP | 1 | LAKE DALE W.T.P. | B | 02 | DISINFECT/HYPOCHLORIN
6534495 | HENDLEY TRIPLEXES | 1 | HENDLEY TRIPLEXES WTP | B | 02 | DISINFECT/HYPOCHLORIN
6534497 | MAJIK MARKET #50039 | 1 | LAKELAND | A |  | NO TRTMT
6534506 | SUNRISE MANAGEMENT | 1 | GUNN PROPERTIES WTP | B | 02 | DISINFECT/HYPOCHLORIN
6534507 | MT. TABOR M.H.P. | 1 | MT. TABOR WTP | A |  | NO TRTMT
6534519 | BAIT BUCKET MARKET | 1 | BAIT BUCKET WATER PLANT | A |  | NO TRTMT
6534520 | POLK NURSERY | 1 | POLK NURSERY WTP | B | 02 | DISINFECT/HYPOCHLORIN
6534521 | LAKE WALES VETERINARY HOSPITAL | 1 | LAKE WALES VETERINARY WTP | B | 02 | DISINFECT/HYPOCHLORIN
6534522 | SOUTHPOINT DISTRIBUTING | 1 | SOUTHPOINT DIST. WATER PLANT | A |  | NO TRTMT
6534529 | HARTLAND HONEY CO | 1 | LAKE WALES | B | 02 | DISINFECT/HYPOCHLORIN
6534530 | THE OASIS CENTER | 1 | THE OASIS CENTER WTP | B | 02 | DISINFECT/HYPOCHLORIN
6534532 | DUNHAM ANIMAL CLINIC | 1 | DUNHAM ANIMAL HOSPITAL W.T.P. | A |  | NO TRTMT
6534534 | ALL SERVICE INSULATION | 1 | QUILTING ETC. WATER PLANT | A |  | NO TRTMT
6534536 | ANCHOR HOUSE | 1 | LAKELAND | B | 02 | DISINFECT/HYPOCHLORIN
6534537 | MOTOR COACH INDUSTRIES SALES & SERVICE | 1 | MOTOR COACH INDUSTRIES WTP | B | 02 | DISINFECT/HYPOCHLORIN
6534537 | MOTOR COACH INDUSTRIES SALES & SERVICE | 1 | MOTOR COACH INDUSTRIES WTP | Z | 19 | OTHER/PH ADJUSTMENT
6534537 | MOTOR COACH INDUSTRIES SALES & SERVICE | 1 | MOTOR COACH INDUSTRIES WTP | D | 36 | CORR-CTRL/CORROSION INHIB
6534537 | MOTOR COACH INDUSTRIES SALES & SERVICE | 1 | MOTOR COACH INDUSTRIES WTP | D | 18 | CORR-CTRL/SEQUESTATION
6534549 | WAHNETA ASSEMBLY OF GOD INC | 1 | WINTER HAVEN | B | 02 | DISINFECT/HYPOCHLORIN
6534550 | FRIENDLY RV PARK | 1 | FRIENDLY RV WTP | B | 02 | DISINFECT/HYPOCHLORIN
6534553 | STW PROPERTY DUPLEXES | 1 | BAYWOOD DUPLEXES WATER PLANT | B | 02 | DISINFECT/HYPOCHLORIN
6534554 | ROBARTS #2 MOBILE HOME PARK | 1 | SANDY LANE WATER PLANT | B | 02 | DISINFECT/HYPOCHLORIN
6534570 | KATHY'S PLACE | 1 | TRIANGLE BAR WELL & TANK | B | 02 | DISINFECT/HYPOCHLORIN
6534572 | LOSEY ANIMAL HOSPITAL | 1 | LOSEY ANIMAL HOSP. WATER PLANT | A |  | NO TRTMT
6534573 | INTERNATIONAL MARKET WORLD | 1 | INTERNATIONAL MKT WORLD PLANT | B | 02 | DISINFECT/HYPOCHLORIN
6534578 | LAZY S CORP | 1 | LAZY S WTP | B | 01 | DISINFECT/GASEOUS CHLORIN
6534584 | LOWER'S HOUSES | 1 | LOWER'S WATER PLANT | B | 02 | DISINFECT/HYPOCHLORIN
6534593 | MORGAN'S RV PARK | 1 | MORGAN'S RV PK W.T.P. | B | 02 | DISINFECT/HYPOCHLORIN
6534594 | FLOODVILLE | 1 | FROSTPROOF | B | 02 | DISINFECT/HYPOCHLORIN
6534601 | DEPT. OF PUBLIC SAFETY EMS DIV | 1 | POLK COUNTY #3 WATER PLANT | A |  | NO TRTMT
6534602 | GARRARD GROVE SERVICE | 1 | GARRARD GROVE SERV.WATER PLANT | A |  | NO TRTMT
6534603 | TROPICAL MOON MOBILE HOME PARK | 1 | OLD DIXIE MOBILE WTP | B | 02 | DISINFECT/HYPOCHLORIN
6534604 | KEEN, RAY TRAILER PARK | 1 | RAY KEEN WATER PLANT | A |  | NO TRTMT
6534606 | CONIBEAR RV SALES & SERVICE | 1 | CONIBEAR WATER PLANT | A |  | NO TRTMT
6534609 | CENTRAL | 4 | JAN PHYL #2 WTP | B | 02 | DISINFECT/HYPOCHLORIN
6534609 | CENTRAL | 5 | WOLF RUN W.T.P. | B | 02 | DISINFECT/HYPOCHLORIN
6534609 | CENTRAL | 6 | TANAMORA W.T.P. | B | 02 | DISINFECT/HYPOCHLORIN
6534609 | CENTRAL | 7 | DINNER LAKE SOUTH WTP | B | 02 | DISINFECT/HYPOCHLORIN
6534609 | CENTRAL | 2 | DINNER LAKE ESTATES | B | 01 | DISINFECT/GASEOUS CHLORIN
6534609 | CENTRAL | 3 | JAN PHYL 1 & 3 WTP | B | 01 | DISINFECT/GASEOUS CHLORIN
6534609 | CENTRAL | 1 | GORDONVILLE PLANT | D | 18 | CORR-CTRL/SEQUESTATION
6534609 | CENTRAL | 1 | GORDONVILLE PLANT | D | 36 | CORR-CTRL/CORROSION INHIB
6534609 | CENTRAL | 5 | WOLF RUN W.T.P. | D | 18 | CORR-CTRL/SEQUESTATION
6534609 | CENTRAL | 5 | WOLF RUN W.T.P. | D | 36 | CORR-CTRL/CORROSION INHIB
6534609 | CENTRAL | 4 | JAN PHYL #2 WTP | D | 36 | CORR-CTRL/CORROSION INHIB
6534609 | CENTRAL | 6 | TANAMORA W.T.P. | D | 36 | CORR-CTRL/CORROSION INHIB
6534609 | CENTRAL | 7 | DINNER LAKE SOUTH WTP | D | 36 | CORR-CTRL/CORROSION INHIB
6534609 | CENTRAL | 1 | GORDONVILLE PLANT | B | 02 | DISINFECT/HYPOCHLORIN
6534609 | CENTRAL | 8 | CENTRAL REGIONAL | F | 23 | ORGN-RMVL/GAC ADDITION
6534609 | CENTRAL | 8 | CENTRAL REGIONAL | E | 05 | T-O CTRL/OZONATION
6534609 | CENTRAL | 8 | CENTRAL REGIONAL | B | 02 | DISINFECT/HYPOCHLORIN
6534609 | CENTRAL | 8 | CENTRAL REGIONAL | D | 36 | CORR-CTRL/CORROSION INHIB
6534620 | LITHLO SERVICES | 1 | WINTER HAVEN | B | 02 | DISINFECT/HYPOCHLORIN
6534621 | SUNBELT FOREST PRODUCTS | 1 | SUNBELT FOR. PRODUCTS PLANT | B | 02 | DISINFECT/HYPOCHLORIN
6534630 | KOUNTRY CREATIONS | 1 | WINTER HAVEN | A |  | NO TRTMT
6534631 | WINTER HAVEN KENNELS | 1 | WINTER HAVEN KENNELS H2O PLANT | A |  | NO TRTMT
6534633 | SAGE DUPLEXES | 1 | LAKE WALES | B | 02 | DISINFECT/HYPOCHLORIN
6534634 | SUNCOAST ROOFERS SUPPLY | 1 | SUNCOAST ROOFERS SUPPLY WTP | B | 02 | DISINFECT/HYPOCHLORIN
6534635 | MT.OLIVE PRIMITIVE BAPT. CHRCH | 1 | MT. OLIVE PRIMITIVE CHURCH | A |  | NO TRTMT
6534636 | IMC-NORALYN MINE MACHINE SHOP | 1 | NORALYN MACHINE SHOP WELL | B | 01 | DISINFECT/GASEOUS CHLORIN
6534637 | IMC NORALYN DISPENSARY | 1 | IMC NORALYN DISPENSARY | B | 02 | DISINFECT/HYPOCHLORIN
6534638 | VFW POST # 8002 | 1 | VFW WATER PLANT | B | 02 | DISINFECT/HYPOCHLORIN
6534639 | BRADLEY'S APIARIES | 1 | LAKELAND | B | 02 | DISINFECT/HYPOCHLORIN
6534640 | CSX TRANSPORTATION | 1 | CSX TRANSPORTATION WTP | B | 02 | DISINFECT/HYPOCHLORIN
6534641 | GRANGER & SONS BARBEQUE | 1 | GARL'S BAR-B-QUE W.T.P. | B | 02 | DISINFECT/HYPOCHLORIN
6534642 | TURNER RENTALS | 1 | HANCOCK'S T.P. W.T.P. | A |  | NO TRTMT
6534643 | RIDGE LUMBER & TREATING, INC. | 1 | LAKELAND | A |  | NO TRTMT
6534644 | HIGHWAY 92 PROPERTY | 1 | HIGHWAY 92 PROPERTY WTP | A |  | NO TRTMT
6534646 | HILLTOP RENTALS | 1 | FROSTPROOF | A |  | NO TRTMT
6534647 | KENVERWOOD ESTATES | 1 | LAKELAND | B | 02 | DISINFECT/HYPOCHLORIN
6534648 | POLK CNTY FIRE STA-KISS RIVER | 1 | LAKE WALES | B | 02 | DISINFECT/HYPOCHLORIN
6534650 | LOUGHMAN VOLUNTEER FIRE DEPT | 1 | HAINES CITY | B | 02 | DISINFECT/HYPOCHLORIN
6534651 | BOULLY TRAILER PARK | 1 | LAKELAND | B | 02 | DISINFECT/HYPOCHLORIN
6534652 | SEABOARD COASTLINE | 1 | LAKELAND | B | 02 | DISINFECT/HYPOCHLORIN
6534653 | BARAGONA RENTAL #1 | 1 | BARAGONA #1 | A |  | NO TRTMT
6534654 | BARAGONA RENTALS #2 | 1 | BARAGONA #2 PLANT | A |  | NO TRTMT
6534655 | BARAGONA RENTALS #3 | 1 | BARAGONA #3 WATER PLANT | A |  | NO TRTMT
6534659 | RUGBY BUILDING PRODUCT, INC | 1 | ADDISON CORP. WATER PLANT | B | 02 | DISINFECT/HYPOCHLORIN
6534680 | PINE GROVE OLD GERM-BPT. CH. | 1 | PINE GROVE OLD GERMAN BAP CH | A |  | NO TRTMT
6534681 | E.J.TIRE CO. | 1 | YOUNGS TIRES WATER PLANT | A |  | NO TRTMT
6534682 | BLESS DUFF LLC | 1 | DUFF MEADOWS WATER PLANT | B | 02 | DISINFECT/HYPOCHLORIN
6534683 | NICHOLS POST OFFICE | 1 | NICHOLS PO WATER PLANT | A |  | NO TRTMT
6534684 | SCOTTISH RITE | 1 | LAKELAND | A |  | NO TRTMT
6534685 | SWEET'S PLACE | 1 | LAKELAND | B | 02 | DISINFECT/HYPOCHLORIN
6534687 | DON,S ADULT ENTERTAINMENT | 1 | DON'S ADULT WATER PLANT | A |  | NO TRTMT
6534688 | ALL IN ONE HAIRSTYLING | 1 | ALL IN ONE WATER PLANT | A |  | NO TRTMT
6534689 | ROBERTS BROS., INC | 1 | ROBERTS WATERPLANT | A |  | NO TRTMT
6534690 | GOOD SHEPHERD PRESBYTERIAN | 1 | WINTER HAVEN | A |  | NO TRTMT
6534691 | RED BARN PRODUCE | 1 | WINTER HAVEN | A |  | NO TRTMT
6534692 | TOM'S ¦ST.QUALITY APPLIANCE | 1 | VIEW POINT MOTORS W.T.P. | A |  | NO TRTMT
6534694 | BEULAH BAPTIST CHURCH | 1 | BEULAH BAPTIST WATER PLANT | B | 02 | DISINFECT/HYPOCHLORIN
6534695 | SOUTHWEST LANDFILL | 1 | BARTOW | B | 02 | DISINFECT/HYPOCHLORIN
6534696 | BAILEY, JAMES R. TRAILER PARK | 1 | HAINES CITY | B | 02 | DISINFECT/HYPOCHLORIN
6534697 | BARTOW MAINTENANCE | 1 | BARTOW DOT MAINTENANCE WELL | A |  | NO TRTMT
6534698 | JOANN'S JUICE PLANT | 1 | LAKELAND | B | 02 | DISINFECT/HYPOCHLORIN
6534699 | GRANDMA'S PIES | 1 | LAKELAND | B | 02 | DISINFECT/HYPOCHLORIN
6534700 | MAMMOTH GROVE LABOR CAMP | 1 | LAKE WALES | B | 02 | DISINFECT/HYPOCHLORIN
6534701 | CORBESCO INC. | 1 | BARTOW | B | 02 | DISINFECT/HYPOCHLORIN
6534702 | AIR COMPONENTS & EQUIPMENT | 1 | AIR COMPONENTS WATER PLANT | A |  | NO TRTMT
6534703 | FULLER CITRUS NURSERY | 1 | WINTER HAVEN | A |  | NO TRTMT
6534706 | THE CARPET STORE | 1 | VILLAGE CARPETS WATER PALNT | A |  | NO TRTMT
6534711 | WHIRLYBIRDS INC | 1 | WHIRLYBIRDS INC. WATER PLANT | A |  | NO TRTMT
6534712 | SOUTHEAST LANDFILL | 1 | BARTOW | B | 02 | DISINFECT/HYPOCHLORIN
6534715 | BOB'S AUTO CLINIC | 1 | MORRISON FRUIT CO. PLANT | A |  | NO TRTMT
6534716 | SOUTHEASTERN CONST & MAINTEN | 1 | BARTOW | B | 02 | DISINFECT/HYPOCHLORIN
6534718 | HUNTER, LESLIE ARCHITECT | 1 | BARTOW | B | 02 | DISINFECT/HYPOCHLORIN
6534730 | NEELER TR.PK. | 1 | FROSTPROOF | A |  | NO TRTMT
6534731 | LAKELAND-MCINTOSH PWR PL | 1 | LAKELAND | B | 02 | DISINFECT/HYPOCHLORIN
6534734 | GOOD SHEPHERD UNIT METH CHURCH | 1 | GOOD SHEPHERD WATER PLANT | B | 02 | DISINFECT/HYPOCHLORIN
6534735 | GREENLEAF RIVEROF LIFE WORSHIP CENTER | 1 | GREENLEAF RIVER OF LIFE WTP | B | 02 | DISINFECT/HYPOCHLORIN
6534736 | HIDDEN COVE MHP | 1 | HIDDEN COVE MHP WTP | B | 02 | DISINFECT/HYPOCHLORIN
6534737 | S & R TRANSPORT | 1 | S & R TRANSPORT WTP | B | 02 | DISINFECT/HYPOCHLORIN
6534738 | GREEN, MIKE NURSERY | 1 | HAINES CITY | A |  | NO TRTMT
6534739 | ADAMS CITRUS NURSERY INC | 1 | ADAMS NURSERY WATER | B | 02 | DISINFECT/HYPOCHLORIN
6534740 | RESERVATION GOLF COURSE | 1 | RESERVATION GOLF COURSE WTP | B | 02 | DISINFECT/HYPOCHLORIN
6534741 | CYPRESS MOTORS, INC. | 1 | DONNAS CREATIVE LEARNING | A |  | NO TRTMT
6534746 | RING POWER EQUIPMENT COMPANY | 1 | RINGHAVER WTP | B | 02 | DISINFECT/HYPOCHLORIN
6534747 | LAKE BUFFUM QUICKSTOP | 1 | L. BUFFUM QUICKSTOP W.T.P. | A |  | NO TRTMT
6534748 | CSX TRANSPORTATION INC | 1 | W. LAKE WALES DEPOT H2O PLANT | A |  | NO TRTMT
6534751 | FORESTRY, DIV. OF - PIERCE TOW | 1 | BARTOW | B | 02 | DISINFECT/HYPOCHLORIN
6534753 | WOLF RUN SUBD | 2 | TAN MORA WATER PLANT | B | 01 | DISINFECT/GASEOUS CHLORIN
6534753 | WOLF RUN SUBD | 1 | WOLF RUN WATER PLANT | B | 01 | DISINFECT/GASEOUS CHLORIN
6534754 | BALLOON TOP DAY CC | 1 | LAKE WALES | B | 02 | DISINFECT/HYPOCHLORIN
6534758 | LAKELAND POLICE TRAINING CTR | 1 | LKLD. POLICE TR.CEN. H20 PLANT | A |  | NO TRTMT
6534762 | CYPRESS CREEK GOLF CENTER | 1 | AAA DRIVING RANGE WATER | A |  | NO TRTMT
6534763 | PEACE RIVER ELECTRIC COOP INC | 1 | LAKE WALES | B | 02 | DISINFECT/HYPOCHLORIN
6534764 | NATIONSBANK OF FLORIDA | 1 | NCNB BANK WELL | B | 02 | DISINFECT/HYPOCHLORIN
6534765 | GANDY ROAD BAPTIST CHURCH | 1 | GANDY ROAD BAPTIST WELL#1 | B | 02 | DISINFECT/HYPOCHLORIN
6534766 | VAN LAKES | 1 | VAN LAKES WATER PLANT 1 | B | 02 | DISINFECT/HYPOCHLORIN
6534766 | VAN LAKES | 2 | VAN LAKES WATER PLANT 2 | B | 02 | DISINFECT/HYPOCHLORIN
6534767 | LAKELAND IND PK | 1 | LAKELAND IND.PK.WATER PLANT | B | 01 | DISINFECT/GASEOUS CHLORIN
6534768 | GRIFFIN, BEN HILL S.SIDE BARN | 1 | BEN HILL WATER PLANT | A |  | NO TRTMT
6534769 | IMC PHOSPHATES - FORT GREEN PARK | 1 | AGRICO PICNIC PLANT | A |  | NO TRTMT
6534770 | LAKE WALES CORNER STORE | 1 | STOP & SHOP CITGO | B | 02 | DISINFECT/HYPOCHLORIN
6534771 | PLEASANT VIEW MHP | 1 | PLEASANT VIEW MHP WTP | B | 02 | DISINFECT/HYPOCHLORIN
6534771 | PLEASANT VIEW MHP | 1 | PLEASANT VIEW MHP WTP | R | 25 | RADS RMVL/ION EXCHANGE
6534774 | POLO PARK | 1 | HAINES CITY | B | 02 | DISINFECT/HYPOCHLORIN
6534780 | LANG SUN COUNTRY, INC. | 1 | LANGS SUN COUNTRY STORE W.T.P. | B | 02 | DISINFECT/HYPOCHLORIN
6534783 | ACTION MINISTRIES INC. | 1 | ACTION MINISTRIES WTP | B | 02 | DISINFECT/HYPOCHLORIN
6534784 | FLORIDA ROCK IND | 1 | LAKELAND | B | 02 | DISINFECT/HYPOCHLORIN
6534785 | BETHESDA LUTHERAN GROUP HOME | 1 | BETHESDA LUTHERAN WATER PLANT | A |  | NO TRTMT
6534786 | EL RANCHO MEXICANO SUPERMERCADO | 1 | EL RANCHO MEXICANO WTP | B | 02 | DISINFECT/HYPOCHLORIN
6534793 | BIG JOE'S PAINT & BODY SHOP | 1 | BIG JOE'S WATER PLANT | A |  | NO TRTMT
6534794 | WHEEL HOUSE INC | 1 | LAKE WALES | B | 02 | DISINFECT/HYPOCHLORIN
6534795 | FLORIDA POWER SUBS-DUNDEE | 1 | DUNDEE SUBSTA WATER PLANT | A |  | NO TRTMT
6534796 | ANCHOR HOUSE | 1 | ANCHOR HOUSE PLANT | B | 02 | DISINFECT/HYPOCHLORIN
6534798 | 48FORTY | 1 | IFCO SYSTEMS WTP | B | 02 | DISINFECT/HYPOCHLORIN
6534798 | 48FORTY | 1 | IFCO SYSTEMS WTP | G | 30 | IRON RMVL/GREENSAND FILTR
6534798 | 48FORTY | 1 | IFCO SYSTEMS WTP | H | 25 | SOFTENING/ION EXCHANGE
6534799 | FLORIDINO'S SPECIALTY FOODS | 1 | FLORIDINO'S W.T.P. | B | 02 | DISINFECT/HYPOCHLORIN
6534800 | ALFORD WA CITURS FRUIT DEALER | 1 | ALFORD WATER PLANT | A |  | NO TRTMT
6534801 | ORGANIC MINI FARMS | 1 | HAINES CITY | A |  | NO TRTMT
6534803 | MASON RENTAL HOUSES | 1 | MASON RENTAL HOUSE PLANT | A |  | NO TRTMT
6534804 | CENTRAL FLA. ORANGE BELT, INC. | 1 | WINTER HAVEN | B | 02 | DISINFECT/HYPOCHLORIN
6534805 | ARROWHEAD S/D | 1 | LAKELAND | B | 02 | DISINFECT/HYPOCHLORIN
6534806 | ELIXIR INDUSTRIES | 1 | ELIXIER NON-EXISTENT PLANT | A |  | NO TRTMT
6534815 | STEWART MHP | 1 | HAINES CITY | B | 02 | DISINFECT/HYPOCHLORIN
6534816 | MOUNT VERNON APTS | 1 | MT.VERNON APTS.W.T.P. | A |  | NO TRTMT
6534817 | RONNIES CARPETS | 1 | LAKELAND | B | 02 | DISINFECT/HYPOCHLORIN
6534822 | VINELAND DEVELOP | 1 | VIN. DEV. WATER PLANT | A |  | NO TRTMT
6534823 | LIGHTNING POWERBOATS | 1 | FRANKS AUTO SERVICE | A |  | NO TRTMT
6534824 | SNIVELY ALEXANDER, INC. | 1 | GOLDEN BOUGH WATER PLANT | A |  | NO TRTMT
6534828 | CENTRAL DOOR COMPANY INC | 1 | C.D.C. WATER PLANT | A |  | NO TRTMT
6534833 | TIME SAVER MARKET | 1 | LAKELAND | B | 02 | DISINFECT/HYPOCHLORIN
6534834 | GOOD LIFE RV RESORT | 1 | GOOD LIFE RV RES. WATER PLANT | B | 02 | DISINFECT/HYPOCHLORIN
6534835 | DITEC INC | 1 | MULBERRY | A |  | NO TRTMT
6534836 | EMPIRE IMPORTED PARTS, INC. | 1 | WINTER HAVEN | B | 02 | DISINFECT/HYPOCHLORIN
6534837 | PAUL CITRUS,INC. | 1 | BOB PAUL CITRUS SHOP P[LANT | A |  | NO TRTMT
6534838 | VINELAND DEVELOPMENT | 1 | MINI WHSES. H2O PLANT | A |  | NO TRTMT
6534839 | IMPORT SERVICE CENTER | 1 | WINTER HAVEN | B | 02 | DISINFECT/HYPOCHLORIN
6534840 | A.A.A. SANITARY DISPOSAL SVC | 1 | A.A.A. SANITARY DISP. WATER | B | 02 | DISINFECT/HYPOCHLORIN
6534841 | CUBE SMART SELF STORAGE | 1 | LAKELAND SPACE CTR W.T.P. | B | 02 | DISINFECT/HYPOCHLORIN
6534848 | MAMA'S DELI | 1 | LAKE WALES | B | 02 | DISINFECT/HYPOCHLORIN
6534855 | IMC-NORALYN FLOAT PLANTG | 1 | IMC-FLOAT PLANT | B | 01 | DISINFECT/GASEOUS CHLORIN
6534867 | ARISTECH CHEMICAL CORP | 1 | BARTOW | B | 02 | DISINFECT/HYPOCHLORIN
6534868 | TIMBER CREEK SUBDIVISION | 1 | CITY OF LAKELAND | A |  | NO TRTMT
6534869 | PEMBROKE LABS | 1 | PEMBROKE LABS | A |  | NO TRTMT
6534870 | COACHLIGHT VILLA MHP | 1 | COACHLIGHT VILLA MHP W.T.P. | B | 02 | DISINFECT/HYPOCHLORIN
6534871 | COUNTRY DAY PRESCHOOL | 1 | COUNTRY DAY PRESCHOOL H2O PLT. | B | 02 | DISINFECT/HYPOCHLORIN
6534872 | FLORIDA RETIREMENT CENTER | 1 | FLORIDA RETIREMENT CENTER | B | 02 | DISINFECT/HYPOCHLORIN
6534873 | HI-WAY TRUCK CO | 1 | HI-WAY TRUCK CO WATER PLANT | B | 02 | DISINFECT/HYPOCHLORIN
6534874 | BOK TOWER GARDENS | 1 | BOK TOWER GARDENS WATER PLANT | B | 02 | DISINFECT/HYPOCHLORIN
6534875 | LYKES CAMP MACK GATEHOUSES | 1 | LAKE WALES | A |  | NO TRTMT
6534876 | LYKES CAMP MACK BARN | 1 | CAMP MACK GROVE WELL | A |  | NO TRTMT
6534877 | DURA CAST PRODUCTS | 1 | DURA CAST PRODUCTS WTP | A |  | NO TRTMT
6534878 | SOONER DEFENSE OF FLORIDA | 1 | LAKELAND | B | 01 | DISINFECT/GASEOUS CHLORIN
6534879 | IMC-CUSTOMER RELATION CENTER | 1 | IMC-CUSTOMER RELATION CENTER | A |  | NO TRTMT
6534880 | SPRING HILL MHP | 1 | SPRING HILL WTP I | E | 28 | T-O CTRL/PACKED TWR-AERA
6534880 | SPRING HILL MHP | 1 | SPRING HILL WTP I | E | 19 | T-O CTRL/PH ADJUSTMENT
6534880 | SPRING HILL MHP | 1 | SPRING HILL WTP I | B | 02 | DISINFECT/HYPOCHLORIN
6534881 | REESE GROUP HOME | 1 | REESE GROUP HOME W.T.P. | A |  | NO TRTMT
6534882 | SLEEPY HILL ROAD HOUSES | 1 | LAKELAND | A |  | NO TRTMT
6534884 | NUTCRACKER, INC | 1 | NUTCRACKER | A |  | NO TRTMT
6534885 | HOLLY COVE MOBILE HOME PARK | 1 | HOLLY COVE MOBILE HOME PARK | B | 02 | DISINFECT/HYPOCHLORIN
6534886 | SUNLAKE TERRACE WATER SYSTEMS | 1 | SUNLAKE TERRACE EST. WATER PLT | B | 02 | DISINFECT/HYPOCHLORIN
6534888 | PATTERSON, SAM TRUCK BROKERS | 1 | SAM PATTERSON WATER PLANT | A |  | NO TRTMT
6534889 | GODWIN PUMPS OF AMERICA, INC | 1 | KLIESSLER CO WATER PLANT | B | 02 | DISINFECT/HYPOCHLORIN
6534890 | D. J. TRUSSES UNLIMITED | 1 | D, J, TRUSS WTP | B | 02 | DISINFECT/HYPOCHLORIN
6534891 | BARTON COMMERCIAL PARK LLC | 1 | BARTON WAREHOUSES'PLANT #1 | B | 02 | DISINFECT/HYPOCHLORIN
6534892 | ELECTRONIC SERVICE CENTER | 1 | ELECTRONIC WATER PLANT | A |  | NO TRTMT
6534893 | LAKE ALFRED MINISTRY | 1 | CYP GND WINT MINISTRY WELL | A |  | NO TRTMT
6534894 | A ACCESS TO AMERICA | 1 | A ACCESS TO AMERICA | A |  | NO TRTMT
6534895 | CYPRESS TRAILS RESORT | 1 | LAKELAND | B | 02 | DISINFECT/HYPOCHLORIN
6534896 | CERES 2000 | 1 | CERES WATER PLANT | A |  | NO TRTMT
6534897 | STANDARD SAND - BAGGING PLANT | 1 | BAGGING PLANT WATER PLANT | A |  | NO TRTMT
6534898 | ENGLE LAKE | 1 | LAKELAND, CITY OF | B | 01 | DISINFECT/GASEOUS CHLORIN
6534899 | PALMS COUNTRY STORE | 1 | PALMS COUNTRY WATER PLANT | B | 02 | DISINFECT/HYPOCHLORIN
6534900 | FLORIDA POWER SUB- KATHLEEN | 1 | FLA POWER WATER PLANT | A |  | NO TRTMT
6534901 | FOREST HILLS RESORT | 1 | POLK CITY | B | 02 | DISINFECT/HYPOCHLORIN
6534902 | HICKORY LAKE ESTATES | 1 | HICKORY LAKE EST. WATER PLANT | B | 02 | DISINFECT/HYPOCHLORIN
6534903 | NECESSARY SERVICES | 1 | POUNDS WATER PLANT | A |  | NO TRTMT
6534904 | SHEREX CHEMICAL/STEVE BASARAB | 1 | MULBERRY | A |  | NO TRTMT
6534905 | BILL'S MARKET | 1 | BILLS MARKET W.T.P. | B | 02 | DISINFECT/HYPOCHLORIN
6534906 | SMITH, GLENN AND SONS | 1 | GLENN SMITH'S WATER PLANT | A |  | NO TRTMT
6534910 | MT OLIVE MISSIONARY BAPTIST CH | 1 | MT. OLIVE MISS. BAPT. WELL | B | 01 | DISINFECT/GASEOUS CHLORIN
6534911 | MT CARMEL PRIMITIVE BAPTIST CH | 1 | MT CARMEL PRIM.BAPT. PLANT | A |  | NO TRTMT
6534912 | LITTLE SUN RAY | 1 | LITTLE SUN RAY WATER PLANT | B | 02 | DISINFECT/HYPOCHLORIN
6534913 | LEE FURNITURE OUTLET | 1 | LEE'S FURN. WATER PLANT | A |  | NO TRTMT
6534914 | LAROCHE INDUSTRIES, INC | 1 | LAROCHE IND. WATER PLANT | B | 02 | DISINFECT/HYPOCHLORIN
6534915 | DISCOUNT AUTO PARTS WAREHOUSE | 1 | DISCOUNT AUTO PARTS PLANT | B | 02 | DISINFECT/HYPOCHLORIN
6534917 | CORONET RD. DUPLEXES | 1 | CORONET RD DUPLEXES WTP | B | 02 | DISINFECT/HYPOCHLORIN
6534918 | CAREFREE RV COUNTRY CLUB | 1 | CAREFREE RV WTP | B | 02 | DISINFECT/HYPOCHLORIN
6534920 | GLENN ABBEY FUNERAL HOME | 1 | GLENN ABBEY PLANT | B | 02 | DISINFECT/HYPOCHLORIN
6534921 | HALL, JACK ALUMINUM | 1 | JACK HALL WATER PLANT | B | 02 | DISINFECT/HYPOCHLORIN
6534992 | WINDWARD PALMS SUBDIVISION | 1 | LAKE WALES | B | 02 | DISINFECT/HYPOCHLORIN
6534993 | PEACE CREEK R.V. PARK | 1 | PEACE CREEK R.V. WATER PLANT | B | 02 | DISINFECT/HYPOCHLORIN
6534994 | WILLOW OAK ESTATES | 1 | WILLOW OAK ESTATES WTP | B | 02 | DISINFECT/HYPOCHLORIN
6534994 | WILLOW OAK ESTATES | 1 | WILLOW OAK ESTATES WTP | S | 41 | ARSENIC REMOVAL/ADSORPTIVE MEDIA
6534996 | ORANGE ACRES RANCH | 1 | ORANGE ACRES WATER PLANT | R | 25 | RADS RMVL/ION EXCHANGE
6534996 | ORANGE ACRES RANCH | 1 | ORANGE ACRES WATER PLANT | Z | 23 | OTHER/GAC ADDITION
6534996 | ORANGE ACRES RANCH | 1 | ORANGE ACRES WATER PLANT | B | 02 | DISINFECT/HYPOCHLORIN
6534997 | UNITED AUTO BROKERS | 1 | C. A. BROWN WATER PLANT | A |  | NO TRTMT
6534998 | MANN MANOR | 1 | ROBINSON APARTMENTS WTP | B | 02 | DISINFECT/HYPOCHLORIN
6534999 | COUNTRY CLASS | 1 | COUNTRY CLASS WTP | D | 18 | CORR-CTRL/SEQUESTATION
6534999 | COUNTRY CLASS | 1 | COUNTRY CLASS WTP | D | 36 | CORR-CTRL/CORROSION INHIB
6534999 | COUNTRY CLASS | 1 | COUNTRY CLASS WTP | B | 02 | DISINFECT/HYPOCHLORIN
6535000 | REWIS FISH PROCESSING | 1 | REWIS FISH PROCESSING | B | 02 | DISINFECT/HYPOCHLORIN
6535001 | PRIMA'S STORE, INC. | 1 | PRIMA'S STORE WTP | B | 02 | DISINFECT/HYPOCHLORIN
6535002 | ST. MARY'S ANGLICAN CHURCH | 1 | ST.MARY'S ANG. CH. WATER PLANT | B | 02 | DISINFECT/HYPOCHLORIN
6535003 | WESTLAKE ROYAL ROOFING PLANT 1 | 1 | MONIER LIFETILE WTP | B | 02 | DISINFECT/HYPOCHLORIN
6535004 | BRYAN`S AUTO PAINTING | 1 | BRYAN`S AUTO PAINTING | B | 02 | DISINFECT/HYPOCHLORIN
6535005 | GREGORY MOBILE HOME SALES | 1 | LAKE WALES | A |  | NO TRTMT
6535006 | HAMPTON BROTHERS AUTO REPAIR | 1 | WINTER HAVEN | B | 02 | DISINFECT/HYPOCHLORIN
6535007 | TIM'S GUNS & RANGE | 1 | TIM'S GUNS & RANGE WTP | B | 02 | DISINFECT/HYPOCHLORIN
6535008 | FELLOWSHIP HOLINESS CHURCH INC | 1 | LAKE WALES | A |  | NO TRTMT
6535009 | TRIPP INVESTMENTS INC. | 1 | TRIPP INVESTMENTS WTP | A |  | NO TRTMT
6535010 | A & B TRAILER PARK | 2 | HAINES CITY | B | 02 | DISINFECT/HYPOCHLORIN
6535010 | A & B TRAILER PARK | 1 | A & B WATER PLANT | B | 02 | DISINFECT/HYPOCHLORIN
6535011 | FLORIDA FOOD TANKERS CO. | 1 | SEABOARD TRANSPORTATION PLANT | A |  | NO TRTMT
6535012 | DALE ELECTRONICS INC | 1 | LAKE WALES | B | 02 | DISINFECT/HYPOCHLORIN
6535014 | K.O.R. GLOBAL | 1 | K.O.R.WATER PLANT | A |  | NO TRTMT
6535015 | OUR LADY GUADALUPE | 1 | OUR LADY GUADALUPE PLANT | B | 02 | DISINFECT/HYPOCHLORIN
6535016 | APACHE PRODUCTS CO. | 1 | APACHE PRODUCTS CO. | B | 02 | DISINFECT/HYPOCHLORIN
6535018 | LOU`S HARDWARE | 1 | LAKE WALES | A |  | NO TRTMT
6535021 | GATOR CREEK CAMPGROUND | 1 | GATOR CREEK WATER PLANT | H | 25 | SOFTENING/ION EXCHANGE
6535021 | GATOR CREEK CAMPGROUND | 1 | GATOR CREEK WATER PLANT | B | 02 | DISINFECT/HYPOCHLORIN
6535021 | GATOR CREEK CAMPGROUND | 1 | GATOR CREEK WATER PLANT | G | 30 | IRON RMVL/GREENSAND FILTR
6535022 | ROADSIDE CAFE | 1 | LAKELAND | B | 01 | DISINFECT/GASEOUS CHLORIN
6535023 | EMERSON TRAILER PARTS & SUPP. | 1 | AUBURNDALE | A |  | NO TRTMT
6535024 | HARRELL'S INC. WAREHOUSE | 1 | HARRELL'S INC. WATER PLANT | A |  | NO TRTMT
6535025 | MIRACLE TOYOTA | 1 | MIRACLE TOYOTA WATER PLANT | B | 02 | DISINFECT/HYPOCHLORIN
6535026 | CENTRAL LEISURE LAKE MHP & RV | 1 | LEISURE LAKE MHP WTP | B | 02 | DISINFECT/HYPOCHLORIN
6535027 | THE WILLIAMS CO | 1 | AUBURNDALE | A |  | NO TRTMT
6535029 | WESTWIND INTERNATIONAL | 1 | BARTOW | B | 02 | DISINFECT/HYPOCHLORIN
6535030 | CAREFREE CENTER,THE | 1 | CAREFREE CENTER W.T.P. | B | 02 | DISINFECT/HYPOCHLORIN
6535031 | INTERNATIONAL CONSTRUCTION EQ | 1 | I.C.E. WATER PLANT | A |  | NO TRTMT
6535032 | PALMER ELECTRIC | 1 | WINTER HAVEN | A |  | NO TRTMT
6535034 | WESTHOFF CONSTRUCTION CO. | 1 | WESTHOFF CONSTRUCTION PLANT | A |  | NO TRTMT
6535035 | LAKELAND MEMORIAL GARDENS | 1 | LAKELAND MEM. GARDENS PLANT | A |  | NO TRTMT
6535036 | LAKE GIBSON DENTAL CENTER | 1 | LAKE GIBSON DENTAL WATER PLANT | B | 02 | DISINFECT/HYPOCHLORIN
6535037 | IMC FLOAT CREW TOOL SHED | 1 | BARTOW | B | 02 | DISINFECT/HYPOCHLORIN
6535039 | CUSTOM MONUMENTS | 1 | AUBURNDALE | A |  | NO TRTMT
6535040 | GOLDEN YEARS RETIREMENT HOME | 1 | GOLDEN YEARS WATER FACILITY | A |  | NO TRTMT
6535041 | SKOKIE ROAD GROUP HOME | 1 | LAKE WALES | A |  | NO TRTMT
6535042 | FLORIDA CENTRAL AUTO BROKER'S | 1 | AUBURNDALE | A |  | NO TRTMT
6535043 | CALLAWAY & SONS ELECTRONICS | 1 | CALLAWAY & SONS WATER PLANT | A |  | NO TRTMT
6535044 | ADVANCE TRAILERS | 1 | POWER SCREEN WATER PLANT | A |  | NO TRTMT
6535045 | ORANGE CO MAINTENANCE BARN | 1 | GROVE PROD- LUCERNE PARK | A |  | NO TRTMT
6535046 | OSBORN ORNAMENTAL IRON WORKS | 1 | OSBORNE 4 INCH WELL/TANK | A |  | NO TRTMT
6535048 | HAINES CITY MOOSE LODGE | 1 | CROSSING #2 BAR | A |  | NO TRTMT
6535050 | SUSANS DAY CAMP | 1 | WINTER HAVEN | A |  | NO TRTMT
6535051 | JUNO INDUSTRIES INC | 1 | JUNO IND WATER PLANT | A |  | NO TRTMT
6535053 | STANDARD SAND - POLK CITY MINE | 1 | POLK CITY MINE | A |  | NO TRTMT
6535054 | NEW HORIZONS | 1 | NEW HORIZONS W.T.P. | B | 02 | DISINFECT/HYPOCHLORIN
6535055 | UIF - CYPRESS LAKES | 1 | CYPRESS LAKE UTILITIES WTP | B | 02 | DISINFECT/HYPOCHLORIN
6535055 | UIF - CYPRESS LAKES | 1 | CYPRESS LAKE UTILITIES WTP | B | 04 | DISINFECT/CHLORAMINES
6535056 | TENOROC STATE RESERVE/OFFICE | 1 | TENOROC STATE RESERVE/OFFICE | G | 14 | IRON RMVL/RAPID SAND FIL
6535056 | TENOROC STATE RESERVE/OFFICE | 1 | TENOROC STATE RESERVE/OFFICE | B | 02 | DISINFECT/HYPOCHLORIN
6535056 | TENOROC STATE RESERVE/OFFICE | 1 | TENOROC STATE RESERVE/OFFICE | H | 25 | SOFTENING/ION EXCHANGE
6535057 | TEEN CHALLENGE | 1 | TEEN CHALLENGE WATER PLANT | B | 02 | DISINFECT/HYPOCHLORIN
6535058 | PARKER WAREHOUSES | 1 | WINTER HAVEN | A |  | NO TRTMT
6535060 | GENTILLY CORP (SADDLE CREEK CT | 1 | GENTILLY CORP WATER PLANT | B | 02 | DISINFECT/HYPOCHLORIN
6535061 | TENOROC PICNIC AREA | 1 | TENOROC PICNIC AREA WTP | G | 14 | IRON RMVL/RAPID SAND FIL
6535061 | TENOROC PICNIC AREA | 1 | TENOROC PICNIC AREA WTP | B | 02 | DISINFECT/HYPOCHLORIN
6535061 | TENOROC PICNIC AREA | 1 | TENOROC PICNIC AREA WTP | H | 25 | SOFTENING/ION EXCHANGE
6535062 | POWER DISTRIBUTION SVCS INC | 1 | ENGINEERED COMPONENTS INC | B | 02 | DISINFECT/HYPOCHLORIN
6535063 | SOUTHERN OAKS MHP | 1 | SOUTHERN OAKS MHP WTP | B | 02 | DISINFECT/HYPOCHLORIN
6535064 | SWISS GOLF & TENNIS CLUB | 1 | SWISS GOLF & TENNIS W.T.P. | B | 02 | DISINFECT/HYPOCHLORIN
6535065 | HOMES OF THE CENTURY | 1 | LAKE WALES | A |  | NO TRTMT
6535066 | LAKE WALES STORAGE INC | 1 | LAKE WALES STORAGE WATER PLANT | B | 02 | DISINFECT/HYPOCHLORIN
6535067 | CSR RINKER (A. TOWER) | 1 | A TOWER WATER PLANT | A |  | NO TRTMT
6535068 | STANDARD SAND - FLINT PLANT | 1 | FLINT PLANT WATER PLANT | A |  | NO TRTMT
6535069 | STANDARD SAND & SILICA | 1 | STANDARD SAND & SILICA | A |  | NO TRTMT
6535070 | LELYNN RV RESORT | 1 | POLK CITY | B | 01 | DISINFECT/GASEOUS CHLORIN
6535071 | MOSAIC FERTILIZER LLC | 1 | CARGILL MAINT SHOP WELL # 1 | B | 02 | DISINFECT/HYPOCHLORIN
6535074 | PHILLIPS BAIT & TACKLE #2 | 1 | PHILLIPS BAIT WATER PLANT | A |  | NO TRTMT
6535075 | GOURMET HYDROPONICS INC | 1 | GOURMET HYDROPONICS INC PLANT | A |  | NO TRTMT
6535078 | TRINITY CONGREGATIONAL CHURCH | 1 | TRINITY CONG. CH. WATER PLANT | B | 02 | DISINFECT/HYPOCHLORIN
6535079 | PINECREST UTILITIE, LLC | 1 | PINECREST RANCHES WATER PLANT | B | 02 | DISINFECT/HYPOCHLORIN
6535080 | SOUTHERN TURF NURSERIES | 1 | LAKE WALES | A |  | NO TRTMT
6535081 | WORSHIP CENTER | 1 | CHURCH ALIVE WATER PLANT | B | 02 | DISINFECT/HYPOCHLORIN
6535082 | PRO FAB-TECH, INC. | 1 | PRO FAB-TECH,INC WTP | A |  | NO TRTMT
6535083 | DIXIE LIME PRODUCTS | 1 | DOLIME MINERAL-DIXIE LIME WELL | A |  | NO TRTMT
6535084 | GREEN ACRES MOBILE HOME PARK | 1 | GREEN ACRES MHP WATER PLANT | B | 02 | DISINFECT/HYPOCHLORIN
6535085 | AUTO DEPO/TIPPEL'S WRECKER SER | 1 | SKEEN AUTO WATER PLANT | A |  | NO TRTMT
6535086 | RAINBOW CHASE RV RESORT | 1 | RAINBOW CHASE WATER PLANT | B | 02 | DISINFECT/HYPOCHLORIN
6535087 | POULTRY HEALTH SERVICE | 1 | POULTRY HEALTH SERVICE PLANT | A |  | NO TRTMT
6535088 | C.A.R.S., INC | 1 | CARS W.T.P. | A |  | NO TRTMT
6535090 | BURNS INDUSTRIAL PARK | 1 | BURNS IND. PARK WELL | B | 02 | DISINFECT/HYPOCHLORIN
6535091 | HOMELAND GROUP HOME | 1 | BARTOW | A |  | NO TRTMT
6535093 | JOHN'S REFRIGERATION | 1 | JOHNS REFRIGERATION W.T.P. | A |  | NO TRTMT
6535094 | DRAPER, LAURIE FURNITURE | 1 | L. DRAPER-MAXAIR WATER PLANT | A |  | NO TRTMT
6535095 | CONSOLIDATED STAINLESS, INC. | 1 | GULF FLANGE HWY 60 WATER PLANT | A |  | NO TRTMT
6535096 | JACKSON WAREHOUSE | 1 | JACKSON WAREHOUSE WTP | A |  | NO TRTMT
6535097 | BAILEY PLACE MHP | 1 | BAILEY PLACE WATER PLANT | B | 02 | DISINFECT/HYPOCHLORIN
6535098 | MAXIJET INCORPORATED | 1 | MAXIJET INC. WATER PLANT | B | 02 | DISINFECT/HYPOCHLORIN
6535099 | WAYSIDE BAPTIST CHURCH | 1 | WAYSIDE BAPTIST WATER PLANT | B | 02 | DISINFECT/HYPOCHLORIN
6535100 | SADDLE CREEK PARK III | 1 | SADDLE CREEK PARK III | B | 02 | DISINFECT/HYPOCHLORIN
6535101 | BONAFIDE MASONRY | 1 | BONAFIDE MASONRY WATER PLANT | A |  | NO TRTMT
6535102 | T-BONE ENTERPRISES | 1 | T-BONE ENTERPRISES WTP | A |  | NO TRTMT
6535103 | ISLAND FOOD STORE #701 | 1 | ISLAND FOOD STORE #701 | B | 02 | DISINFECT/HYPOCHLORIN
6535104 | CRESS ALLIGATOR PROCESSING | 1 | LAKELAND | A |  | NO TRTMT
6535105 | GRUBB'S WAREHOUSE | 1 | GRUBB'S WHSE. WATER PLANT | A |  | NO TRTMT
6535106 | USA INTERNATIONAL SPEEDWAY I | 1 | USA.INT.SPEEDWAY WATER PLANT | B | 02 | DISINFECT/HYPOCHLORIN
6535107 | SOUTH CENTRAL IRRIGATION | 1 | SCI WATER PLANT | A |  | NO TRTMT
6535108 | PAYDAY CARS INC | 1 | WINTER HAVEN | A |  | NO TRTMT
6535109 | SADDLEBAG SELF STORAGE | 1 | SADDLEBAG SELF STORAGE WTP | A |  | NO TRTMT
6535112 | CYPRESS LAKES SALES OFFICE | 1 | CYPRESS LAKES OFFICE | A |  | NO TRTMT
6535113 | OAKLEY TRANSPORT INC. | 2 | OAKLEY TRANSPORT INC. #2 WTP | B | 02 | DISINFECT/HYPOCHLORIN
6535113 | OAKLEY TRANSPORT INC. | 1 | OAKLEY TRANSPORT INC. #1 WTP | B | 02 | DISINFECT/HYPOCHLORIN
6535114 | APICO INTERNATIONAL INC. | 1 | APICO INT. INC. WATER PLANT | A |  | NO TRTMT
6535115 | SOUTHERN INDUSTRIAL SERVICING | 1 | SOUTHERN INDUSTRIAL SERVICING | A |  | NO TRTMT
6535116 | HALL COMMUNICATIONS | 1 | RADIO TOWER | A |  | NO TRTMT
6535117 | J K FOOD | 1 | ISLAND FOOD STORE #706 | B | 02 | DISINFECT/HYPOCHLORIN
6535118 | FLORIDA POWER CO., NO. BARTOW | 1 | FLORIDA POWER SUBSTATION | A |  | NO TRTMT
6535119 | B & K SMALL ENGINE REPAIR | 1 | GREEN TRACTOR SERVICE | A |  | NO TRTMT
6535120 | RECKER HIGHWAY STORAGE & BUSINESS CENTER | 1 | WINTER HAVEN'S PREMIER CTR WTP | B | 02 | DISINFECT/HYPOCHLORIN
6535121 | KNIGHT ENTERPRISES | 1 | POLK COUNTY ELECTRIC | A |  | NO TRTMT
6535122 | HOMELAND HERITAGE PARK | 1 | HOMELAND HERITAGE WATER PLANT | B | 02 | DISINFECT/HYPOCHLORIN
6535124 | APPLIED AQUATIC MANAGEMENT | 1 | APPLIED AQUATIC MANAGEMENT | A |  | NO TRTMT
6535125 | N-V BOATS | 1 | N-V BOATS | A |  | NO TRTMT
6535126 | OUTER LIMITS LOUNGE | 1 | OUTER LIMIT WATER PLANT | A |  | NO TRTMT
6535126 | OUTER LIMITS LOUNGE | 3 | OUTER LIMITS LOUNGE | B | 02 | DISINFECT/HYPOCHLORIN
6535126 | OUTER LIMITS LOUNGE | 2 | OUTER LIMITS LOUNGE | B | 02 | DISINFECT/HYPOCHLORIN
6535127 | LAKELAND DRAG STRIP | 1 | LAKELAND DRAG STRIP W.T.P. | B | 02 | DISINFECT/HYPOCHLORIN
6535128 | 1ST SECURITY SELF STORAGE | 1 | 1ST SEC WATER PLANT | B | 02 | DISINFECT/HYPOCHLORIN
6535129 | POLK COUNTY ANIMAL CONTROL | 1 | POLK C.A.C. WELL | B | 02 | DISINFECT/HYPOCHLORIN
6535130 | MAQ MANAGEMENT, LLC | 1 | CIRCLE K # 7540 WTP | B | 02 | DISINFECT/HYPOCHLORIN
6535131 | LAST STAGE OUT OF TOWN | 1 | LAST STAGE WELL | A |  | NO TRTMT
6535132 | WASHINGTON MILLS CERAMICS CORP | 1 | WASHINGTON MILLS CERAMICS WTP | A |  | NO TRTMT
6535133 | SOUTH CENTRAL IRRIGATION,INC | 1 | S.C.I. WELL | A |  | NO TRTMT
6535135 | CHEMICAL CONTAINERS,INC. | 1 | C. C INC. WELL | B | 02 | DISINFECT/HYPOCHLORIN
6535136 | MINED LANDS AGRICULTURAL RES. | 1 | M.L.A.RES. WELL | A |  | NO TRTMT
6535137 | CUNNINGHAM R.V. SUPPLIES & SER | 1 | CUNNINGHAM WELL | A |  | NO TRTMT
6535138 | LILY LAKE GOLF & RV RESORTS | 1 | LILY LAKE GOLF &RV WELL | B | 02 | DISINFECT/HYPOCHLORIN
6535139 | CUMBERLAND FARMS #9743 | 1 | LITTLE FOOD TOWN WELL | B | 02 | DISINFECT/HYPOCHLORIN
6535140 | POLK COUNTY SHERIFF'S GUN CLUB | 1 | GUN CLUB WELL | A |  | NO TRTMT
6535141 | DERONS CUSTOM SCREEN PRINTING | 1 | L. ALFRED FRUIT CO. WELL | A |  | NO TRTMT
6535142 | EAGLE RIDGE MOBILE HOME/RV PARK | 1 | EAGLE RIDGE MHP WTP | B | 02 | DISINFECT/HYPOCHLORIN
6535143 | SIZEMORE SALES, INC. | 1 | CROWN TOMATOES PLANT | B | 02 | DISINFECT/HYPOCHLORIN
6535144 | BOB'S AUTO SALES | 1 | BOB'S AUTO WATER PLANT | A |  | NO TRTMT
6535145 | CART LAND OF LAKELAND | 1 | CART LAND OF LAKELAND WTP | A |  | NO TRTMT
6535146 | MECANICAL CONSULTANTS | 1 | MECH. CONS. WELL | A |  | NO TRTMT
6535147 | CSR RINKER (JOSHUA MINE) | 1 | JOSHUA MINE W.T.P. | A |  | NO TRTMT
6535148 | RESMONDO SOD FARM | 1 | RESMONDO SOD W.T.P. | A |  | NO TRTMT
6535149 | RIDGEWOOD NURSERY | 1 | THAYER IND | A |  | NO TRTMT
6535150 | ST. ANTHONY'S CATHOLIC CHURCH | 1 | ST. ANTHONY'S WELL | A |  | NO TRTMT
6535151 | DRANEFIELD MHP #3 | 1 | DRANEFIELD W.T.P. | B | 02 | DISINFECT/HYPOCHLORIN
6535152 | LOUGHMAN COMMUNITY CLUB | 1 | LOUGHMAN COMMUNITY CLUB WELL | B | 02 | DISINFECT/HYPOCHLORIN
6535153 | ADVANCED SEPARATION TECH.,INC. | 1 | ADVANCED WATER PLANT | B | 02 | DISINFECT/HYPOCHLORIN
6535154 | FLORIDA LOG AND TIMBER | 1 |  | A |  | NO TRTMT
6535155 | LITTRELL'S UNLIMITED CORP | 1 | KONGER WATER PLANT | A |  | NO TRTMT
6535156 | MID-STATE PAVING | 1 | MID STATE PAVING W.T.P. | A |  | NO TRTMT
6535157 | WARD TRAILER RENTALS | 1 | 4 INCH WELL | A |  | NO TRTMT
6535158 | PARKER GLASS COMPANY | 1 | PARKER GLASS | A |  | NO TRTMT
6535159 | CHAN WAREHOUSE | 1 | CHAN WAREHOUSE | A |  | NO TRTMT
6535160 | ADAMS FRUIT COMPANY | 1 | ADAMS FRUIT CO. WATER | A |  | NO TRTMT
6535161 | CHEMICAL LIME | 1 | ALLIED LIME CO W.T.P. | A |  | NO TRTMT
6535162 | NEW LIFE CHRISTIAN HOME, INC | 1 | NEW LIFE WATER PLANT | A |  | NO TRTMT
6535163 | BECKY'S DANCE WORLD | 1 | BECK'S WATER PLANT | A |  | NO TRTMT
6535164 | AOC, L.L.C. | 1 | AOC, L.L.C. WTP | B | 02 | DISINFECT/HYPOCHLORIN
6535165 | SOUTHERN ENTERPRISES/S. SMITH | 1 |  | A |  | NO TRTMT
6535166 | ST. SOPHIA GREEK ORTHODOX CH. | 1 | ST.SOPHIA CHURCH WELL | B | 02 | DISINFECT/HYPOCHLORIN
6535167 | TROPICAL PUMP AND MACHINERY | 1 |  | A |  | NO TRTMT
6535168 | SUNSHINE STATE MH SALES | 1 | WELL NO. 1 | A |  | NO TRTMT
6535169 | FIRST BAPTIST CHURCH - HOMELND | 2 | IMPORT ERROR | B | 02 | DISINFECT/HYPOCHLORIN
6535169 | FIRST BAPTIST CHURCH - HOMELND | 1 | FIRST BAPTIST W.T.P. | B | 02 | DISINFECT/HYPOCHLORIN
6535170 | FIRST CHURCH OF THE OVERCOMER | 1 | FIRST CHURCH OF THE OVERCOMER | A |  | NO TRTMT
6535171 | SWEETWATER COMMUNITY INC | 2 | SWEETWATER WEST #2/HOLE #12WTP | B | 02 | DISINFECT/HYPOCHLORIN
6535171 | SWEETWATER COMMUNITY INC | 1 | SWEETWATER PLANT #1/GATE WTP | B | 02 | DISINFECT/HYPOCHLORIN
6535172 | GOLDEN POND R.V. PARK | 1 | WELL NO. 1 | A |  | NO TRTMT
6535173 | MAJIK MART | 1 | MAJIK MART WATER PLANT | B | 02 | DISINFECT/HYPOCHLORIN
6535174 | BOLES MOBILE HOME RENTALS | 1 | BOLES M.H.P. W.T.P. | A |  | NO TRTMT
6535175 | FLORIDA GAS TRANSMISSION CO. | 1 | ENRON/FLA GAS WELL | A |  | NO TRTMT
6535176 | BABSON PARK COMMUNITY CHURCH | 1 | BABSON PARK COMMUNITY CH WELL | B | 02 | DISINFECT/HYPOCHLORIN
6535177 | KICKER SHOP, THE | 1 | THE KICKER SHOP WELL | A |  | NO TRTMT
6535178 | CARDOX CORPORATION | 1 | CARDOX WELL | A |  | NO TRTMT
6535179 | TAYLOR GROUP HOME | 1 | TAYLOR GROUP HOMME WTP | A |  | NO TRTMT
6535180 | GRIFFITH MOBILE HOME PARK | 1 | WELL NO. 1 | A |  | NO TRTMT
6535181 | MCKAY RENTALS | 1 | WELL NO.1 | B | 02 | DISINFECT/HYPOCHLORIN
6535182 | STRAWBRIDGE APTS. | 1 | WELL NO. 1 | A |  | NO TRTMT
6535183 | LOTT-MATHER AUTOMOTIVE | 1 | LOTT-MATHER AUTOMOTIVE WTP | B | 02 | DISINFECT/HYPOCHLORIN
6535184 | FIFE CUSTOM EQUIPMENT CO. | 1 | FIFE CUSTOM EQUIP.CO. W.T.P. | A |  | NO TRTMT
6535185 | NORTHEAST COUNTY LANDFILL | 1 | 4" WELL | A |  | NO TRTMT
6535186 | SOUTHERN TURF NURSERY (SOD FM) | 1 | 4" WELL | A |  | NO TRTMT
6535187 | TOWERVIEW MOTORS, AUTO MALL | 1 | LAKE WALES AUTO SALES | A |  | NO TRTMT
6535188 | DIXIE RENTALS | 1 | 4 INCH WELL | C | 13 | PART-RMVL/SLOW SAND FILTR
6535189 | BETHESDA LUTHERAN GROUP HOME | 1 | BETHESDA LUTHERAN WTP | A |  | NO TRTMT
6535190 | FARM SERVICE INDUSTRY | 1 | 4 INCH WELL | A |  | NO TRTMT
6535191 | BRADLEY JCT CHURCH OF CHRIST | 1 | 4 INCH WELL | A |  | NO TRTMT
6535192 | ABE PETROLEUM INC / MULBERRY SUNOCO | 1 | JMJ FOOD MART WTP | B | 02 | DISINFECT/HYPOCHLORIN
6535193 | BANNON FISHING RESORT | 1 | BANNON FISHING RESORT PLANT | A |  | NO TRTMT
6535194 | MICHIGAN CONCRETE | 1 | MICHIGAN CONC. WATER PLANT | A |  | NO TRTMT
6535195 | MT OLIVE MISSIONARY BAPTIST | 1 | MT. OLIVE MIS. BAPT. CH. PLANT | B | 02 | DISINFECT/HYPOCHLORIN
6535196 | KEN' DISCOUNT BEVERAGE | 1 | KEN'S DISCOUNT BEV WELL L#1 | B | 02 | DISINFECT/HYPOCHLORIN
6535197 | DIXIE BOY TRUCK STOP #4 | 1 | DIXIE BOY TRUCK STOP #4 | B | 02 | DISINFECT/HYPOCHLORIN
6535198 | IMC-HAYNESWORTH DRAGLINE REP. | 1 | IMC-HAYNESWORTH DRAGLINE REPR. | A |  | NO TRTMT
6535199 | LIGHTHOUSE BAPTIST CHURCH | 1 | LIGHTHOUSE BAPTIST WATER PLANT | B | 02 | DISINFECT/HYPOCHLORIN
6535200 | GREENLEAF PRODUCTS, INC. | 1 | GREENLEAF PRODUCTS, INC. | A |  | NO TRTMT
6535201 | A-1 DISCOUNT BEVERAGES | 1 | A-1 DISCOUNT BEVERAGES WELL | A |  | NO TRTMT
6535202 | SOUTH CONG. KINGDOM HALL CHUR. | 1 | SOUTH CONGREGATIONAL WTP | B | 02 | DISINFECT/HYPOCHLORIN
6535203 | CHURCH OF GOD IN CHRIST | 1 | CHURCH OD GOD IN CHRIST WELL | B | 02 | DISINFECT/HYPOCHLORIN
6535204 | THE PET ACADEMY/K9 SECURITY | 1 | JIM BEAM AUTO PARTS | A |  | NO TRTMT
6535205 | LANIER WAREHOUSE | 1 | LANIER WAREHOUSES WTP | A |  | NO TRTMT
6535206 | JOYNER BROTHERS RESTAURANT | 1 | JOYNER BROTHERS REST PLANT | B | 02 | DISINFECT/HYPOCHLORIN
6535207 | EPICENTER COMMERCE PARK | 1 | EPICENTER WTP #1 | B | 02 | DISINFECT/HYPOCHLORIN
6535208 | GILMORE AND SON TIRE, INC. | 1 | GILMORE TIRES WATER PLANT | A |  | NO TRTMT
6535209 | RIDGE VETERNARY HOSPITAL | 1 | RIDGE VETENARY HOSP.WELL | A |  | NO TRTMT
6535210 | CLASSIC CREATIONS OF CENTRAL FLORIDA | 1 | CLASSIC CREATIONS WTP | A |  | NO TRTMT
6535211 | JENKINS FORD | 1 | STEDEM FORD WTP | B | 02 | DISINFECT/HYPOCHLORIN
6535212 | FLORIDA'S NATURAL GROWERS, INC. | 1 | WALES INDUSTRIES WELL/TANK | A |  | NO TRTMT
6535213 | VITA-GREEN, INC | 1 | VITA-GREEN W.T.P. | A |  | NO TRTMT
6535214 | HERN'S BAIT AND TACKLE | 1 | HERN'S WATER PLANT | A |  | NO TRTMT
6535215 | LOMA LINDA S/D | 2 | OAK HILLS | B | 01 | DISINFECT/GASEOUS CHLORIN
6535215 | LOMA LINDA S/D | 1 | LOMA LINDA S/D | B | 01 | DISINFECT/GASEOUS CHLORIN
6535216 | CENTRAL FLORIDA EYE CLINIC | 1 | CENTRAL FLORIDA EYE CLINIC | B | 02 | DISINFECT/HYPOCHLORIN
6535217 | FFA LEADERSHIP TRAINING CENTER | 1 | FFA LEADERSHIP W.T.P. | B | 02 | DISINFECT/HYPOCHLORIN
6535217 | FFA LEADERSHIP TRAINING CENTER | 1 | FFA LEADERSHIP W.T.P. | H | 25 | SOFTENING/ION EXCHANGE
6535218 | TOP KING #2 | 1 | TOP KING # 2 W.T.P. | G | 29 | IRON RMVL/CARTRIDGE FILTR
6535218 | TOP KING #2 | 1 | TOP KING # 2 W.T.P. | B | 02 | DISINFECT/HYPOCHLORIN
6535219 | IMC CLEAR SPRINGS BUCKET | 1 | IMC FERTILIZER (BUCKET REPAIR) | A |  | NO TRTMT
6535220 | FAYES FAMILY HAIR CARE | 1 | E-Z RENTALS WELL | B | 02 | DISINFECT/HYPOCHLORIN
6535221 | CENTRAL FLORIDA EYE CLINIC | 1 | CENT. FL EYE CLINIC WELL | B | 02 | DISINFECT/HYPOCHLORIN
6535222 | HOPPY'S MARINE CENTER | 1 | HOPPY'S MARINE CENTER WTP | B | 02 | DISINFECT/HYPOCHLORIN
6535223 | HOLBROOK RENTALS | 1 | HOLBROOK WATER PLANT | A |  | NO TRTMT
6535224 | THOMAS, GORDON WHOLESALE FISH | 1 | THOMAS, GORDON WTP | A |  | NO TRTMT
6535225 | HILL AUTO SALES | 1 | HILL'S WATER PLANT | A |  | NO TRTMT
6535226 | GENERAL GRAPHICS CORPORATION | 1 | GENERAL DIE WELL/TANK | A |  | NO TRTMT
6535227 | POLK SAND PLANT #1 | 1 | SCALE HOUSE WELL & TANK | A |  | NO TRTMT
6535228 | POLK SAND PLANT #2 | 1 | FLA MINING OFFICE TRAILER | A |  | NO TRTMT
6535229 | APICO INTERNATIONAL | 1 | APICO WELL & TANK | A |  | NO TRTMT
6535230 | WELCOME PRIMITIVE BAPTIST CH | 1 | WELCOME PRIM. BAPT.WELL,TANK | A |  | NO TRTMT
6535231 | LIBERTY BAPTIST CHURCH | 1 | LIBERTY BAPTIST WELL, TANK | A |  | NO TRTMT
6535232 | KIMBALL TOPPERS, INC | 1 | KIMBALL WATER PLANT | A |  | NO TRTMT
6535233 | PUP HUT, THE | 1 | MASON WELL & TANK | A |  | NO TRTMT
6535234 | FENNELL EXCAVATING & PAVING | 1 | SAMUEL B. FENNELL | A |  | NO TRTMT
6535235 | KEEN MOBILE HOME SUBDIVISION | 1 | KEEN MHP WATER PLANT | B | 02 | DISINFECT/HYPOCHLORIN
6535236 | SUNSHINE DREAM VILLAGE | 1 | SUNSHINE WATER PLANT | B | 02 | DISINFECT/HYPOCHLORIN
6535237 | HAVEN AUTO SALES | 1 | HAVEN WELL & TANK | A |  | NO TRTMT
6535238 | M & M ENTERPRISES | 1 | M & M WELL & TANK | A |  | NO TRTMT
6535239 | K & P TRUCKING | 1 | K & P WELL/TANK | A |  | NO TRTMT
6535240 | M & S PROPERTIES | 1 | M & S WATER PLANT | A |  | NO TRTMT
6535241 | SUNOCO FOODMART | 1 | ISLAND FOOD STORE WTP | B | 02 | DISINFECT/HYPOCHLORIN
6535242 | SOUTHERN PINES RESORT | 1 | SOUTHERN PINES WATER PLANT | R | 25 | RADS RMVL/ION EXCHANGE
6535242 | SOUTHERN PINES RESORT | 1 | SOUTHERN PINES WATER PLANT | B | 01 | DISINFECT/GASEOUS CHLORIN
6535243 | BRAMBLE RIDGE GOLF COURSE | 1 | BRAMBLE RIDGE WELL #1 | B | 02 | DISINFECT/HYPOCHLORIN
6535244 | SMITH & COMPANY | 1 | HOWDY JONES WATER PLANT | A |  | NO TRTMT
6535246 | RUTLAND COMMERCE CENTER | 1 | 2 INCH WELL | A |  | NO TRTMT
6535247 | WEBBER COLLEGE | 1 | WATER TREATMENT PLANT NO. 1 | B | 01 | DISINFECT/GASEOUS CHLORIN
6535248 | BIO-TECH | 1 | BEVERAGE BARN WELL & TANK | A |  | NO TRTMT
6535249 | CAMP WILDERNESS | 1 | CAMP WILDERNESS | A |  | NO TRTMT
6535250 | SADLER, DANNY OFFICE | 1 | SADLER WATER PLANT | A |  | NO TRTMT
6535251 | WOLFF FUTURE DEVELOPMENT | 1 | WOLFF 4 INCH WELL/TANK | A |  | NO TRTMT
6535252 | BROKE & POOR BLDG. MATERIALS | 1 | B & P WELL AND TANK | A |  | NO TRTMT
6535253 | COVENANT HARVESTER CHURCH | 1 | COVENANT HARVES CH PLANT | B | 02 | DISINFECT/HYPOCHLORIN
6535254 | BROWN,C.D. CO. CARRABIAN POOL | 1 | C.D. BROWN CO. W.T.P. | B | 02 | DISINFECT/HYPOCHLORIN
6535255 | ARNETT ELECTRIC SHOP | 1 | INDUSTRIAL SHOP WELL & TANK | B | 02 | DISINFECT/HYPOCHLORIN
6535256 | ELLISON PARK/RAY KEEN | 1 | ELLISON PARK | B | 01 | DISINFECT/GASEOUS CHLORIN
6535257 | FIRST BAPTIST-SPANISH MISSION | 1 | F.B. SPANISH MISSION WTP | B | 02 | DISINFECT/HYPOCHLORIN
6535258 | SCANAMERICAN HOLDINGS C/O ACP | 1 | SCANAMERICAN HOLDINGS OFFICE | A |  | NO TRTMT
6535259 | SCANAMERICAN HOLDINGS C/O ACP | 1 | SCANAMERICAN SOIL CEMENT WTP | A |  | NO TRTMT
6535260 | SEABOARD PRODUCTIONS | 1 | DIXIE LAND FOREST PRO. | A |  | NO TRTMT
6535261 | THE PUMP HOUSE | 1 | PUMP HOUSE WELL | A |  | NO TRTMT
6535262 | THOMPSON'S VET. CENTER | 1 | THOMPSON'S VET CENTER WTP | A |  | NO TRTMT
6535263 | FLINT'S WRECKER SERVICE, INC. | 1 | FLINT`S 4 INCH WELL & TANK | A |  | NO TRTMT
6535264 | HARRELSON, GLEN ESTATE | 1 | HARRELSON WATER PLANT | B | 02 | DISINFECT/HYPOCHLORIN
6535265 | STANDARD SAND (L.W.DRYER) | 1 | STANDARD SAND GALL DRYER PLANT | A |  | NO TRTMT
6535266 | LAKE MABEL RESORT | 1 | LAKE MABEL RESORT | B | 01 | DISINFECT/GASEOUS CHLORIN
6535267 | OWENS BAIT & TACKLE | 1 | OWENS BAIT & TACKLE WTP | A |  | NO TRTMT
6535268 | DOCKSIDE LOUNGE | 1 | DOCKSIDE LOUNGE W.T.P. | B | 02 | DISINFECT/HYPOCHLORIN
6535269 | LAKE HENRY ESTATES | 1 | LAKE HENRY ESTATES WTP | B | 02 | DISINFECT/HYPOCHLORIN
6535270 | MACEDONIAN SERVICE FOUNDATION | 1 | MACEDONIAN WATER PLANT | B | 02 | DISINFECT/HYPOCHLORIN
6535271 | CUTRALE CITRUS JUICES USA,INC. | 1 | FLORIDA GOLD GROVE WATER SYST. | B | 02 | DISINFECT/HYPOCHLORIN
6535272 | KOREAN BONSAI NURSERY | 1 | KOREAN BONSAI WATER PLANT | A |  | NO TRTMT
6535273 | IMC - OVERSTREET | 1 | IMC OVERSTREET WATER PLANT | A |  | NO TRTMT
6535274 | EUBANKS, JIM RV CENTER | 1 | JIM EUBANKS R.V. CENTER | A |  | NO TRTMT
6535275 | SADDLE CREEK PARK II -MAINT/BEACH | 1 | SADDLE CREEK WATER PLANT # 1 | B | 02 | DISINFECT/HYPOCHLORIN
6535276 | IMC NEW WALES - GYP STACK EXP | 1 | GYP STACK WATER PLANT | A |  | NO TRTMT
6535277 | MAUL`S MOBILE HOME RENTALS | 1 | MAULS WATER PLANT | A |  | NO TRTMT
6535278 | PAULINE'S BEAUTY SHOP | 1 | PAULINE'S JET PUMP & TANK | A |  | NO TRTMT
6535279 | ARCTIC SERVICES, INC. | 1 | R-S INSULATION 1/2 HP WELL/TK | A |  | NO TRTMT
6535280 | FLORIDA DEPT AGRI/FUMI STATION | 1 | FDA WELL & 120 TANK | A |  | NO TRTMT
6535281 | SPCA | 1 | SPCA WELL AND TANK | A |  | NO TRTMT
6535282 | PEDALERS POND | 1 | WAVERLY WATER PLANT | B | 01 | DISINFECT/GASEOUS CHLORIN
6535283 | TIFFANYS FURNITURE AND APPL. | 1 | TIFFANYS FURNITURE & APPL. | A |  | NO TRTMT
6535284 | H & C DAIRY, INC. | 1 | H & C DAIRY WELLS & TANKS | A |  | NO TRTMT
6535285 | MOM'S WAIST AWAY | 1 | MOM'S WAIST AWAY WATER PLANT | A |  | NO TRTMT
6535286 | ALCOA, INC.- FORT MEADE WORKS | 1 | A.L.C.O.A. WATER PLANT | B | 02 | DISINFECT/HYPOCHLORIN
6535287 | NORRIS, ALAN CITRUS INC. | 1 | NORRIS AND PAUL ENTERPRISES | A |  | NO TRTMT
6535288 | MIDGARD, INC. | 1 | MIDGARD WATER PLANT | B | 02 | DISINFECT/HYPOCHLORIN
6535289 | CALVARY FIRST ASSEMBLY | 1 | CALVARY FIRST ASSEMBLY W.T.P. | B | 02 | DISINFECT/HYPOCHLORIN
6535290 | DENARD & MOORE CONSTRUCTION | 1 | D & M WATER PLANT | A |  | NO TRTMT
6535291 | A.D. BAYNARD PLUMBING, INC. | 1 | A.D. BAYNARD PLUMBING PLANT | A |  | NO TRTMT
6535292 | YAVASCALAR TROY HOLDING, LLC | 1 | BALIMOY WATER PLANT | B | 02 | DISINFECT/HYPOCHLORIN
6535293 | RIDGE PALLETS BLADE SHARPENING | 1 | RIDGE PALLETS BLADE PLANT | A |  | NO TRTMT
6535294 | INDUSTRIAL CONTAINER SERVICES | 1 | INDUSTRIAL CONTAINER SVC WTP | B | 02 | DISINFECT/HYPOCHLORIN
6535295 | FRANKS OUTBOARD REPAIR SHOP | 1 | FRANKS OUTBOARD REPAIR SHOP | A |  | NO TRTMT
6535296 | J & M AUTO SALES | 1 | JOHN & MARIE WATER PLANT | A |  | NO TRTMT
6535297 | AVON PARK CONGREG/JEHOVAH WIT. | 1 | JEHOVAH WITNESS WATER PLANT | B | 02 | DISINFECT/HYPOCHLORIN
6535298 | JIM'S TRUCK PARTS | 1 | JIM'S WATER PLANT | A |  | NO TRTMT
6535299 | CENTER STREET APTS | 1 | CENTER ST APTS WELL & TANK | A |  | NO TRTMT
6535300 | BOBO'S GROCERY | 1 | BOBO'S WATER PLANT | B | 02 | DISINFECT/HYPOCHLORIN
6535301 | RADFORD'S WELDING | 1 | RADFORDS WELL & 80GAL TANK | A |  | NO TRTMT
6535302 | KALO REAL ESTATE/M. KALOGRIDIS | 1 | KALO | A |  | NO TRTMT
6535303 | WESTRIDGE WATER SYSTEM | 1 | WESTRIDGE | B | 01 | DISINFECT/GASEOUS CHLORIN
6535304 | BRADLEY JUNCTION, TOWN OF | 2 | ROLLING HILLS WTP | B | 01 | DISINFECT/GASEOUS CHLORIN
6535304 | BRADLEY JUNCTION, TOWN OF | 1 | BRADLEY JUNCTION WTP | E | 20 | T-O CTRL/AERATION
6535304 | BRADLEY JUNCTION, TOWN OF | 1 | BRADLEY JUNCTION WTP | B | 01 | DISINFECT/GASEOUS CHLORIN
6535305 | AGRIFLEET LEASING CORP #2 | 1 | AGRIFLEET LEASING #2 WTP | B | 02 | DISINFECT/HYPOCHLORIN
6535306 | ATLANTIC ELECTRIC OF LAKELAND, INC | 1 | ATLANTIC ELECTRIC WTP | B | 02 | DISINFECT/HYPOCHLORIN
6535307 | SPENCER WATER SYSTEM | 1 | SPENCEER WATER SYSTEM WTP | A |  | NO TRTMT
6535308 | DIV. OF FORESTRY GREEN SWAMP | 1 | GREEN SWAMP TOWER PLANT | A |  | NO TRTMT
6535309 | LAKE WALES BUS MAINT/POLK CO SCHOOL BRD | 1 | THOMPSON NUR RD WATER PLANT | B | 02 | DISINFECT/HYPOCHLORIN
6535310 | REPO DEPO | 1 | REPO DEPO 4 INCH WELL/TANK | A |  | NO TRTMT
6535311 | R & L TRANSFER/GATOR FREIGHTWAYS | 1 | R&L/GATOR WATER PLANT | B | 02 | DISINFECT/HYPOCHLORIN
6535312 | MUNDAY TRUCK SALES & SERVICE | 1 | MUNDAY TRUCK WATER PLANT | A |  | NO TRTMT
6535313 | REEVES RENTALS | 1 | HANDCOCK MHP #2/WELL | A |  | NO TRTMT
6535314 | JACOBS TRAILERS | 1 | JACOBS WATER PLANT | B | 02 | DISINFECT/HYPOCHLORIN
6535315 | OAK HAMMOCK (MEADOWRIDGE S/D) | 1 | OAK HAMMOCK (MEADOWRIDGE) | B | 01 | DISINFECT/GASEOUS CHLORIN
6535316 | FLORIDA POWER - WEST LAKE WALE | 1 | FP & L WELL/TANK | A |  | NO TRTMT
6535317 | FLORIDA POWER - FT.MEADE SUB. | 1 | FP & L WELL/TANK | A |  | NO TRTMT
6535318 | WHEELABRATOR RIDGE ENERGY | 1 | WHEELABARATOR RIDGE WTP | H | 25 | SOFTENING/ION EXCHANGE
6535318 | WHEELABRATOR RIDGE ENERGY | 1 | WHEELABARATOR RIDGE WTP | B | 02 | DISINFECT/HYPOCHLORIN
6535319 | FOWLER'S GROCERY | 1 | FOWLERS WTP | B | 02 | DISINFECT/HYPOCHLORIN
6535320 | KRISTON, W.M. & SONS, INC. | 1 | KRISTON WATER PLANT | B | 02 | DISINFECT/HYPOCHLORIN
6535321 | TAYLOR - ODOM ROAD | 1 | TAYLOR DUPLEXES WATER PLANT | B | 02 | DISINFECT/HYPOCHLORIN
6535322 | CULLIGAN WATER TREATMENT | 1 | MATHIS WATER PLANT | A |  | NO TRTMT
6535323 | SUNRIPE PRE-PAK | 1 | SUNRIPE PRE-PAK WTP | B | 02 | DISINFECT/HYPOCHLORIN
6535324 | HPS INDUSTRIES, INC. | 1 | VS WATER PLANT | A |  | NO TRTMT
6535325 | DANIELLE FENCE | 1 | DANIELLE WATER PLANT | A |  | NO TRTMT
6535326 | BARTOW YOUTH TRAINING CENTER | 1 | BARTOW YOUTH TRAINING CTR WTP | B | 02 | DISINFECT/HYPOCHLORIN
6535327 | MOBILE MINING & MINERALS | 1 | MINE BENEFICIATION WATER PLANT | B | 02 | DISINFECT/HYPOCHLORIN
6535328 | SHERROUSE M.H.P. RENTALS | 1 | SHERROUSE M.H.P RENTALS W.T.P. | B | 02 | DISINFECT/HYPOCHLORIN
6535329 | CIRCLE K # 7019 | 1 | CIRCLE K #7019 WATER PLANT | B | 02 | DISINFECT/HYPOCHLORIN
6535330 | DITTRICH TRUCKING, INC. | 1 | DITTRICH WATER PLANT | A |  | NO TRTMT
6535331 | PAULINES TAVERN | 1 | HITCHING POST WATER PLANT | B | 02 | DISINFECT/HYPOCHLORIN
6535332 | HYLY RETAIL & RV PARK | 1 | HYLY WATER PLANT | B | 02 | DISINFECT/HYPOCHLORIN
6535333 | SOUTHWEST REGIONAL WWTP/ES04 | 1 | SW REGIONAL WWTP WATER PLANT | B | 02 | DISINFECT/HYPOCHLORIN
6535334 | VASSALLO/AMERICAN MEDICAL REL. | 1 | VASSALLO #2 WATER PLANT | A |  | NO TRTMT
6535335 | CHERRY HILL CONSTRUCTION | 1 | CHERRY HILL CONSTRUCTION WTP | A |  | NO TRTMT
6535336 | LAKE WALES MOOSE LODGE #2391 | 1 | LAKE WALES MOOSE WATER PLANT | H | 25 | SOFTENING/ION EXCHANGE
6535336 | LAKE WALES MOOSE LODGE #2391 | 1 | LAKE WALES MOOSE WATER PLANT | B | 02 | DISINFECT/HYPOCHLORIN
6535337 | ELY MHP | 1 | ELY WATER PLANT | A |  | NO TRTMT
6535338 | H.C. DAIRY FARM, INC. | 1 | H & C WATER PLANT | A |  | NO TRTMT
6535339 | BEVERLY HILLS MHP | 1 | BEVERLY HILLS WATER PLANT | B | 02 | DISINFECT/HYPOCHLORIN
6535340 | E.J.'S COUNTRY PARK | 1 | E.J.'S WATER PLANT | A |  | NO TRTMT
6535341 | SANFORD WELDING SHOP | 1 | SANFORDS WATER PLANT | A |  | NO TRTMT
6535343 | CENSTATE CONTRACTORS | 1 | GOLDEN BOUGH WELL #1 PLANT | A |  | NO TRTMT
6535344 | MOSAIC FERTILIZER - NICHOLS PAVILION | 1 | NICHOLS PAVILION WATER PLANT | A |  | NO TRTMT
6535345 | ZURN NEPCO | 1 | ZURN NEPCO WATER PLANT | G | 12 | IRON RMVL/SEDIMENTATION
6535346 | IMC PHOSPHATES - FOUR CORNERS BUCKETYARD | 1 | IMC BUCKET WATER PLANT | B | 02 | DISINFECT/HYPOCHLORIN
6535347 | MISENER MARINE CONSTRUCTION | 1 | MISENER WATER PLANT | A |  | NO TRTMT
6535348 | FULL GOSPEL FELLOWSHIP CHURCH | 1 | FULL GOSPEL FELL. WATER PLANT | B | 02 | DISINFECT/HYPOCHLORIN
6535349 | SWICEGOOD, LOUISE WATER SYSTEM | 1 | LOUISE WATER PLANT | A |  | NO TRTMT
6535350 | VFW POST 8002 | 1 | VFW POST 8002 WTP | B | 02 | DISINFECT/HYPOCHLORIN
6535351 | COUNTY AUTO AUCTION | 1 | ZOOM ZONE FAMILY FUN PARK WTP | B | 02 | DISINFECT/HYPOCHLORIN
6535352 | GRAY, LEON TRAILER PARK | 1 | LEON'S WATER PLANT | A |  | NO TRTMT
6535353 | IGLESIA CRISTIANA PENTECOSTAL QUEBRANTAN | 1 | IGLESIA CRISTIANA PENT . WTP | B | 02 | DISINFECT/HYPOCHLORIN
6535354 | CATERING BY GAIL | 1 | CATERING BY GAIL | A |  | NO TRTMT
6535356 | OAKHILL ESTATES | 1 | OAK HILLS WATER PLANT | B | 01 | DISINFECT/GASEOUS CHLORIN
6535357 | PINE ACRES M.H.P. | 1 | PINE ACRES WTP | A |  | NO TRTMT
6535358 | FRANK CRUM | 1 | FRANK CRUM WTP | A |  | NO TRTMT
6535359 | STARR RENTALS | 1 | STARR RENTALS | A |  | NO TRTMT
6535360 | FOUR LAKES GOLF CLUB | 1 | FOUR LAKES W.T.P. | B | 02 | DISINFECT/HYPOCHLORIN
6535361 | HIGHPOWER CARRABBEAN LOUNGE | 1 | CARRABBEAN LOUNGE W.T.P. | B | 02 | DISINFECT/HYPOCHLORIN
6535362 | CAMP MARY MHP | 1 | CAMP MARY W.T.P. | B | 02 | DISINFECT/HYPOCHLORIN
6535363 | KRIS MOBILE HOME PARK | 1 | KRIS MHP WTP | B | 02 | DISINFECT/HYPOCHLORIN
6535364 | VALMONT UTILITY | 1 | NEWMARK INTERNATIONAL WTP | B | 02 | DISINFECT/HYPOCHLORIN
6535365 | M&M MOBILE HOME PARK OF BARTOW INC | 1 | M & M MHP OF BARTOW | B | 02 | DISINFECT/HYPOCHLORIN
6535366 | N-VIRO FT. MEADE FACILITY | 1 | N-VIRO FT. MEADE FACILITY | A |  | NO TRTMT
6535367 | SUN SHINE ACRES | 1 | SPIKERS MHP WTP #1 MAIN PLANT | B | 02 | DISINFECT/HYPOCHLORIN
6535367 | SUN SHINE ACRES | 2 | SPIKERS MHP WTP #2 BACKUP | B | 02 | DISINFECT/HYPOCHLORIN
6535368 | DEP-POLK COUNTY FIELD OFFICE | 1 | DEPT OF ENV. PROT. W.T.P. | A |  | NO TRTMT
6535369 | LANHAM WAREHOUSE | 1 | LANHAM WAREHOUSE W.T.P | A |  | NO TRTMT
6535370 | RINGLING BROS. ANIMAL CARETAKING | 1 | RINGLING BROS. WTP | B | 02 | DISINFECT/HYPOCHLORIN
6535371 | BALLARD PARK PLACE | 1 | BALLARD PARK PLACE W.T.P. | A |  | NO TRTMT
6535372 | PINE OAKS GOLF CLUB | 1 | PINE OAKS GOLF CLUB W.T.P | B | 02 | DISINFECT/HYPOCHLORIN
6535373 | PECKS PLACE BAR | 1 | PECKS PLACE BAR W.T.P. | B | 02 | DISINFECT/HYPOCHLORIN
6535374 | FOUNTAIN RV | 1 | FOUNTAIN RV WTP | A |  | NO TRTMT
6535375 | LAKE WALES FAMILY YMCA | 1 | LAKE WALES YMCA W.T.P. | A |  | NO TRTMT
6535376 | DIAMONDBACK GOLF CLUB | 1 | DIAMONDBACK GOLF CLUB W.T.P. | B | 02 | DISINFECT/HYPOCHLORIN
6535377 | CARGILL FERTILIZER, INC. | 1 | CARGILL FERTILIZER, INC. WTP | A |  | NO TRTMT
6535378 | SOUTHLAKE AUTOS INC. | 1 | LAKE WALES UPH. WELL #1 | A |  | NO TRTMT
6535379 | TUMMOND, BILLY MOBILE HOMES | 1 | BILL TUMMOND MH WTP | A |  | NO TRTMT
6535380 | MOSAIC FERTILIZER, LLC - NICHOLS | 1 | IMC AGRICO NICHOLS W.T.P. | B | 02 | DISINFECT/HYPOCHLORIN
6535381 | MOSAIC FERTILIZER LLC - SOUTH FT. MEADE | 1 | CARGILL-FT MEADE W.T.P. | B | 02 | DISINFECT/HYPOCHLORIN
6535382 | BOLES MOBILE HOME RENTALS | 1 | BOLES MOBILE HOME WELL 1 | A |  | NO TRTMT
6535383 | FIRST CHRISTIAN CHURCH/FROSTPR | 1 | FIRST CHRISTIAN CHURCH W.T.P. | B | 02 | DISINFECT/HYPOCHLORIN
6535384 | MAULTSBY RENTALS | 1 | MAULTSBY RENTALS WTP #1 | A |  | NO TRTMT
6535385 | LOMAS DEL SOL | 1 | LOMAS DEL SOL | B | 02 | DISINFECT/HYPOCHLORIN
6535386 | FL. D.E.P. VAN FLEET REST AREA | 1 | VAN FLEET REST AREA WTP | A |  | NO TRTMT
6535387 | CITY OF AUBURNDALE W.W.T.P. | 1 | CITY OF AUB. W.W.T.P. W.T.P. | A |  | NO TRTMT
6535388 | COUNTRY LANE S/D | 1 | COUNTRY LANE WTP | B | 02 | DISINFECT/HYPOCHLORIN
6535389 | U.S.A.INTERNATAL SPEEDWAY/PH.2 | 1 | USA INTERNATIONAL SPWY/PH2 WTP | B | 02 | DISINFECT/HYPOCHLORIN
6535390 | RMC EWELL,INC.(DAVENPORT) | 1 | EWELL IND. WTP | A |  | NO TRTMT
6535391 | FLORIDA ROCK INDUSTRIES, INC. | 1 | FLORIDA ROCK WTP | A |  | NO TRTMT
6535392 | FEDERAL AVIATION ADMIN. | 1 | IMC | A |  | NO TRTMT
6535393 | MCLEOD GARDENS UTILITY, LLC | 1 | MCLEOD GARDENS W.T.P. | B | 02 | DISINFECT/HYPOCHLORIN
6535394 | CHURCH OF GOD BY FAITH | 1 | CHURCH OF GOD BY FAITH WTP#1 | A |  | NO TRTMT
6535395 | ALVARADO LABOR CAMP | 1 | ALVARADO LABOR CAMP WTP | A |  | NO TRTMT
6535396 | ELEC. SUBSTATION (EAST) | 1 | ELECTRICAL SUBSTATION WTP | A |  | NO TRTMT
6535397 | HAPPY'S PLACE | 1 | HAPPY'S PLACE WTP | A |  | NO TRTMT
6535398 | CENTRAL MOBILE HOME SALES | 1 | EMERALD LAKE M.H. SALES WTP | A |  | NO TRTMT
6535399 | POLK POWER STATION/TAMPA ELECTRIC | 1 | POLK POWER STATION W.T.P. | B | 02 | DISINFECT/HYPOCHLORIN
6535399 | POLK POWER STATION/TAMPA ELECTRIC | 1 | POLK POWER STATION W.T.P. | B | 20 | DISINFECT/AERATION
6535399 | POLK POWER STATION/TAMPA ELECTRIC | 1 | POLK POWER STATION W.T.P. | C | 23 | PART-RMVL/GAC ADDITION
6535399 | POLK POWER STATION/TAMPA ELECTRIC | 1 | POLK POWER STATION W.T.P. | C | 12 | PART-RMVL/SEDIMENTATION
6535399 | POLK POWER STATION/TAMPA ELECTRIC | 1 | POLK POWER STATION W.T.P. | H | 19 | SOFTENING/PH ADJUSTMENT
6535400 | HELEN'S APARTMENTS | 1 | HELENS APARTMENTS W.T.P | B | 02 | DISINFECT/HYPOCHLORIN
6535401 | KAREN'S KOLLECTIBLES | 1 | APPLE CIDER JUNCTION WTP | A |  | NO TRTMT
6535402 | SANFORD WELDING SHOP | 1 | SANFORD WELDING SHOP WTP | A |  | NO TRTMT
6535403 | WASHINGTON MILLS CORP. | 1 | WASHINGTON MILLS WTP | B | 02 | DISINFECT/HYPOCHLORIN
6535404 | YTONG FLORIDA LTD | 1 | YTONG FLA LTD W.T.P. | B | 02 | DISINFECT/HYPOCHLORIN
6535405 | EAGLE MOBILE HOME PARK | 1 | EAGLE M.H.P. W.T.P. | A |  | NO TRTMT
6535406 | BILL'S TOWING SERVICE | 1 | BILL'S TOWING SERVICE W.T.P. | A |  | NO TRTMT
6535407 | OUTREACH BAPTIST CHURCH | 1 | OUTREACH BAPTIST W.T.P. | B | 02 | DISINFECT/HYPOCHLORIN
6535408 | NEW ANTIOCH MISSIONARY BAPTIST | 1 | NEW ANTIOCH/EARLY CHILDHOOD WP | B | 02 | DISINFECT/HYPOCHLORIN
6535409 | BAY PORT VALVE & FITTING,INC. | 1 | BAYPORT VALVE WTP | A |  | NO TRTMT
6535410 | UNITED MAINT. OF AUBURNDALE | 1 | UNITED MAINTENANCE WTP | A |  | NO TRTMT
6535411 | PONDEROSA PARK | 1 | PONDEROSA PARK W.T.P. | A |  | NO TRTMT
6535412 | NATIONAL SOUTHEAST ALUMINUM | 1 | NAT'L S.E. ALUMINUM W.T.P. | A |  | NO TRTMT
6535413 | METALS USA PLATES & SHAPES SOUTHEAST,INC | 1 | JEFFREY'S STEEL WTP | A |  | NO TRTMT
6535414 | MERRITT M.H.P. | 1 | MCCRANEY MHP WTP | A |  | NO TRTMT
6535415 | BRITTON, TRUDY WEST M.H.P. | 1 | TRUDY BRITTON WEST MHP W.T.P. | B | 02 | DISINFECT/HYPOCHLORIN
6535416 | SOCRUM SELF STORAGE | 1 | SOCRUM SELF STORAGE W.T.P. | A |  | NO TRTMT
6535417 | HIGHWAY 98 LABOR CAMP | 1 | JOSE GRACIA LAB CMP WTP | B | 02 | DISINFECT/HYPOCHLORIN
6535418 | QUALITY CLUB WORKS | 1 | QUALITY CLUB WORKS W.T.P. | A |  | NO TRTMT
6535419 | ORANGE MANOR MOBILE PARK EAST | 1 | GARDEN GROVE WATER COMPANY | C | 10 | PART-RMVL/COAGULATION
6535419 | ORANGE MANOR MOBILE PARK EAST | 1 | GARDEN GROVE WATER COMPANY | B | 01 | DISINFECT/GASEOUS CHLORIN
6535420 | FAITH BAPTIST CHURCH/LAKELAND | 1 | FAITH BAPTIST CHURCH/LKLD WTP | B | 02 | DISINFECT/HYPOCHLORIN
6535421 | LAKELAND ARTIFICIAL WETLANDS | 1 | LKLD. ARTIFICIAL WETLANDS WTP | A |  | NO TRTMT
6535422 | IMC PEACE RIVER PARK/8 INCH | 1 | IMC PEACE RIVER 8 INCH WTP | B | 02 | DISINFECT/HYPOCHLORIN
6535423 | IMC PEACE RIVER PARK/6 " WELL | 1 | IMC PEACE RIVER PK 6" WTP | B | 02 | DISINFECT/HYPOCHLORIN
6535424 | TENOROC SHOOTING SPORTS & TRAINING | 1 | TENOROC SHOOTING RANGE WTP | B | 02 | DISINFECT/HYPOCHLORIN
6535425 | A & E AUTO BODY, INC. | 1 | PLANT #1 | A |  | NO TRTMT
6535426 | FLORIDA POWER CORPORATION | 1 | FLORIDA POWER W.T.P. | B | 02 | DISINFECT/HYPOCHLORIN
6535427 | GRACIA, JOSE LABOR CAMP | 1 | JOSE GRACIA LABOR CAMP WTP | B | 02 | DISINFECT/HYPOCHLORIN
6535428 | DCR ENGINEERING SERVICES, INC. | 1 | DALE C. ROSSMAN, INC. WTP | B | 02 | DISINFECT/HYPOCHLORIN
6535429 | KATROS GROVES | 1 | KATROS GROVES W.T.P. | A |  | NO TRTMT
6535430 | CEMEX . | 1 | SUNSHINE MATERIALS, INC. W.T.P | A |  | NO TRTMT
6535431 | VULCAN ICA DISTRIBUTION CO. | 1 | VULCAN ICA W.T.P. | A |  | NO TRTMT
6535432 | CENTRAL CONSTRUCTION | 1 | CENTRAL CONSTRUCTION WTP | A |  | NO TRTMT
6535433 | HINES ENERGY COMPLEX | 1 | FLORIDA POWER CORP/HINES W.T.P | B | 02 | DISINFECT/HYPOCHLORIN
6535434 | HILLIARD MHP | 1 | HILLIARD MHP W.T.P. | G | 14 | IRON RMVL/RAPID SAND FIL
6535434 | HILLIARD MHP | 1 | HILLIARD MHP W.T.P. | B | 02 | DISINFECT/HYPOCHLORIN
6535435 | K-VILLE POLICE STATION | 1 | K-VILLE POLICE STATION W.T.P. | A |  | NO TRTMT
6535436 | DIXIE SOUTHERN INDUSTRIAL, INC. | 1 | DIXIE SOUTHERN WTP | B | 02 | DISINFECT/HYPOCHLORIN
6535437 | IMC PHOSPHATES - FORT GREEN PIPE YARD | 1 | FORT GREEN PIPE YARD W.T.P. | B | 02 | DISINFECT/HYPOCHLORIN
6535438 | JAHNA, E.R. INDUSTRIES, INC. | 1 | HAINES CITY SAND MINE WTP | A |  | NO TRTMT
6535439 | GRANT, DALE ESTATE | 1 | DALE GRANT ESTATE WTP | A |  | NO TRTMT
6535441 | ORANGE MANOR WEST | 1 | WINTER HVN/GARDEN GROVE | C | 10 | PART-RMVL/COAGULATION
6535441 | ORANGE MANOR WEST | 1 | WINTER HVN/GARDEN GROVE | B | 01 | DISINFECT/GASEOUS CHLORIN
6535442 | CARROLL`S M.H.P. | 1 | CARROLL`S M.H.P. WTP | A |  | NO TRTMT
6535443 | YOUNG'S M.H.P. | 1 | YOUNG'S M.H.P. WTP | A |  | NO TRTMT
6535444 | MATHES M.H.P. | 1 | MATHES M.H.P. WTP | A |  | NO TRTMT
6535445 | IMC PHOSPHATES- FT. GREEN FIELD FACILITY | 1 | IMC AG. FT GREEN FIELD FAC.QTP | A |  | NO TRTMT
6535446 | BAILEY'S TRAILER PARK | 1 | BAILEY'S T.P. WTP | A |  | NO TRTMT
6535447 | BRADCO SUPPLY CORP. | 1 | BRADCO SUPPLY CORP. WTP | A |  | NO TRTMT
6535448 | GVCT WAREHOUSES | 1 | JACKSON WAREHOUSES WTP | B | 02 | DISINFECT/HYPOCHLORIN
6535449 | SUPER MAG, L.C. | 1 | HULL'S MATERIALS | A |  | NO TRTMT
6535450 | SKYLINE FORMING INC. | 1 | SKYLINE FORMING INC. | A |  | NO TRTMT
6535451 | DALE GRANT ESTATE PHASE II | 1 | DALE GRANT EST. W.T.P. 1 | B | 02 | DISINFECT/HYPOCHLORIN
6535452 | ALLEN'S WATER SYSTEM | 1 | ALLEN'S WTP | A |  | NO TRTMT
6535453 | STATE CONTRACTING & ENGINEERIN | 1 | STATE CONTRACTING WTP #1 | A |  | NO TRTMT
6535454 | LOUGHMAN CIVIC CENTER | 1 | LOUGHMAN CIVIC CENTER W.T.P. | B | 02 | DISINFECT/HYPOCHLORIN
6535455 | INDIAN RIVER TRANSPORT | 1 | INDIAN RIVER TRANSPORT WTP | A |  | NO TRTMT
6535456 | GREEN POND BAPTIST CHURCH | 1 | GREEN POND BAPTIST WTP | B | 02 | DISINFECT/HYPOCHLORIN
6535456 | GREEN POND BAPTIST CHURCH | 1 | GREEN POND BAPTIST WTP | H | 25 | SOFTENING/ION EXCHANGE
6535457 | FUN-N-SUN TANNING | 1 | FUN-N-SUN TANNING | A |  | NO TRTMT
6535458 | ARNULFO MARTINEZ LABOR CAMP | 1 | ARNULFO MARTINEZ LABOR CAMP | A |  | NO TRTMT
6535459 | LINDA'S ISLAND ATTIC | 1 | LINDA'S ISLAND ATTIC | A |  | NO TRTMT
6535460 | ELEMENTARY SCHOOL "A" | 1 | ELEMENTARY SCHOOL "A" | A |  | NO TRTMT
6535461 | GOLF ZONE, INC. | 1 | GOLF ZONE, INC. | A |  | NO TRTMT
6535462 | HOMELAND INDUSTRIAL COMPLEX | 1 | HOMELAND INDUSTRIAL COMPLEX | A |  | NO TRTMT
6535463 | RAINBOW RV RESORT | 1 | RAINBOW RESORT WTP | B | 01 | DISINFECT/GASEOUS CHLORIN
6535466 | CAPERNAUM LAKESIDE LODGE | 1 | MASTER PEACE WTP | B | 02 | DISINFECT/HYPOCHLORIN
6535468 | SUNSHINE FLEA MARKET | 1 | SUNSHINE FLEA MKT WTP | B | 02 | DISINFECT/HYPOCHLORIN
6535473 | PORT HATCHINEHA MARINA | 1 | HATCHINEA MARINA | B | 02 | DISINFECT/HYPOCHLORIN
6535492 | DUSTY'S CAMPER WORLD | 1 | DUSTY'S CAMPER WORLD WTP | B | 02 | DISINFECT/HYPOCHLORIN
6535493 | SHADY HAMMOCK BAPTIST CHURCH | 1 | SHADY HAMMOCK BAPTIST WTP | B | 02 | DISINFECT/HYPOCHLORIN
6535496 | NORTH LAKELAND BAPTIST CHURCH | 1 | NORTH LAKELAND BAPTIST WTP | B | 02 | DISINFECT/HYPOCHLORIN
6535498 | M & S INVESTMENT PROPERTY ENTERPRISES | 1 | RICHARDSON RENTALS WTP | B | 02 | DISINFECT/HYPOCHLORIN
6535499 | G SPOT & HOLESHOTZ | 1 | TROPICAL DELIGHT RESTAURANT WT | B | 02 | DISINFECT/HYPOCHLORIN
6535520 | DEL MONTE FRESH PRODUCTION INC. | 1 | EAST COAST BROKERS WTP | B | 02 | DISINFECT/HYPOCHLORIN
6535536 | GREEN POINT RESEARCH | 1 | SUNSHINE PROPERTIES WTP | B | 02 | DISINFECT/HYPOCHLORIN
6535537 | THE LANDINGS RESTAURANT | 1 | THE LANDINGS RESTAURANT | B | 02 | DISINFECT/HYPOCHLORIN
6535592 | GMHT CORP | 1 | GMHT, INC. WTP | B | 02 | DISINFECT/HYPOCHLORIN
6535614 | CEMEX - DAVENPORT MFG PLANT | 1 | RINKER MATERIALS W.T.P. | B | 02 | DISINFECT/HYPOCHLORIN
6535635 | FORT MEADE PEACE RIVER PARK | 1 | PEACE RIVER PARK WTP | B | 02 | DISINFECT/HYPOCHLORIN
6535636 | JARRETT FORD | 1 | JARRETT FORD WTP | B | 02 | DISINFECT/HYPOCHLORIN
6535638 | VFW POST 8002 | 1 | VFW POST 8002 WTP | B | 02 | DISINFECT/HYPOCHLORIN
6535652 | NEW HOPE CHURCH | 1 | CHURCH ON THE RIDGE WTP | B | 02 | DISINFECT/HYPOCHLORIN
6535654 | HARDEE/PETERSEN HOLDINGS | 1 | PETERSEN IDUSTRIES, INC. | B | 02 | DISINFECT/HYPOCHLORIN
6535665 | RIDGE BUSINESS CENTER | 1 | RIDGE BUSINESS CENTER WTP | B | 02 | DISINFECT/HYPOCHLORIN
6535669 | DEER CREEK COMMERCIAL NORTH | 1 | DEER CREEK WTP | B | 02 | DISINFECT/HYPOCHLORIN
6535681 | JORDAN'S GROVE | 1 | JORDAN'S GROVE WTP | B | 02 | DISINFECT/HYPOCHLORIN
6535684 | PREVIEW CENTER | 1 | PREVIEW CENTER WTP | B | 02 | DISINFECT/HYPOCHLORIN
6535685 | MEZA WEST FROSTPROOF | 1 | MIKE'S RETIREMENT FUND WTP | B | 02 | DISINFECT/HYPOCHLORIN
6535695 | POLK ENVIRONMENTAL EDUCATION CENTER | 1 | POLK ENV EDUCATION CTR WELL | B | 02 | DISINFECT/HYPOCHLORIN
6535695 | POLK ENVIRONMENTAL EDUCATION CENTER | 1 | POLK ENV EDUCATION CTR WELL | E | 25 | T-O CTRL/ION EXCHANGE
6535707 | WAVERLY WATER SYSTEM | 1 | WAVERLY WATER PWS | B | 02 | DISINFECT/HYPOCHLORIN
6535707 | WAVERLY WATER SYSTEM | 1 | WAVERLY WATER PWS | D | 36 | CORR-CTRL/CORROSION INHIB
6535707 | WAVERLY WATER SYSTEM | 2 | HODGE STREET | B | 02 | DISINFECT/HYPOCHLORIN
6535707 | WAVERLY WATER SYSTEM | 2 | HODGE STREET | D | 36 | CORR-CTRL/CORROSION INHIB
6535719 | SAFARI WILD WELCOME BARN | 1 | SAFARI WILD WELCOME BARN WTP | B | 02 | DISINFECT/HYPOCHLORIN
6535723 | METROMONT CORPORATON | 1 | METROMONT CORPORATION | B | 02 | DISINFECT/HYPOCHLORIN
6535725 | COLT CREEK STATE PARK | 1 | COLT CREEK STATE PARK PAVILION | B | 02 | DISINFECT/HYPOCHLORIN
6535728 | TRIPLE CANOPY RANCH | 1 | TRIPLE CANOPY RANCH WTP | B | 02 | DISINFECT/HYPOCHLORIN
6535729 | STREAMSONG PWS | 1 | STREAMSONG WTP | E | 15 | T-O CTRL/PRESS SAND FILT
6535729 | STREAMSONG PWS | 1 | STREAMSONG WTP | B | 02 | DISINFECT/HYPOCHLORIN
6535730 | SOUTH ATLANTIC GALVANIZING | 1 | UTINA MANAGEMENT WTP | B | 02 | DISINFECT/HYPOCHLORIN
6535731 | AMERICAN CARE OF TAMPA | 1 | AMERICAN CARE WTP3 | B | 02 | DISINFECT/HYPOCHLORIN
6535732 | NOVAPHOS DEVELOPEMENT LLC | 1 | JDC DEVELOPMENT | B | 02 | DISINFECT/HYPOCHLORIN
6535734 | NORTHSIDE STORAGE LLC | 1 | NORTHSIDE STORAGE LLC | B | 02 | DISINFECT/HYPOCHLORIN
6535735 | COLEMAN LANDINGS | 1 | COLMAN LANDINGS | B | 02 | DISINFECT/HYPOCHLORIN
6535736 | FLYWHEELER PARK | 1 | FLYWHEELER WATER PLANT | B | 02 | DISINFECT/HYPOCHLORIN
6535737 | BONE VALLEY ATV PARK | 1 | OFF HIGHWAY VEHICLE PARK | B | 02 | DISINFECT/HYPOCHLORIN
6535738 | ARRMAZ ADMINISTRATION BUILDING | 1 | ARRMAZ ADMIN PLANT | B | 02 | DISINFECT/HYPOCHLORIN
6535739 | LAKE BUFFUM QUICK STOP | 1 | LAKE BUFFUM QUICK STOP | B | 02 | DISINFECT/HYPOCHLORIN
6535741 | DOLLAR GENERAL LAKE WALES #16585 | 1 | DOLLAR GEN #16585 | B | 02 | DISINFECT/HYPOCHLORIN
6535745 | S & S WELDING FACILITY | 1 | ONSITE WELL | B | 02 | DISINFECT/HYPOCHLORIN
6535747 | COLT CREEK CAMPGROUND | 1 | PLANT #1 | B | 02 | DISINFECT/HYPOCHLORIN
6535748 | MULBERRY RAILCAR | 1 | MULBERRY RAILCAR | B | 02 | DISINFECT/HYPOCHLORIN
6535749 | STREAMSONG BLACK COMFORT STATION | 1 | STREAMSONG BLACK COMFORT | B | 02 | DISINFECT/HYPOCHLORIN
6535750 | PILOT TRAVEL CENTER #1128 | 1 | PLANT 1 | B | 02 | DISINFECT/HYPOCHLORIN
6535753 | DOLLAR GENERAL #19890 | 1 | WELL 1 | B | 02 | DISINFECT/HYPOCHLORIN
6535756 | RESORT AT CANOPY OAKS | 1 | PLANT 1 | B | 02 | DISINFECT/HYPOCHLORIN
6535758 | LIVINGSTON CREEK - REEDY CREEK II CAMP | 1 | PLANT 1 | B | 02 | DISINFECT/HYPOCHLORIN
6580009 | COSTA DEL SOL LLC | 1 | PHOENIX PROFESSIONAL SYSTEM | B | 02 | DISINFECT/HYPOCHLORIN
6580009 | COSTA DEL SOL LLC | 1 | PHOENIX PROFESSIONAL SYSTEM | H | 25 | SOFTENING/ION EXCHANGE
6580061 | AMERICAN LEGION 266 | 1 | AMERICAN LEGION 266 | B | 02 | DISINFECT/HYPOCHLORIN
6580118 | BARTON FARMS INC LABOUR CAMP | 1 | BARTON FARMS | E | 20 | T-O CTRL/AERATION
6580118 | BARTON FARMS INC LABOUR CAMP | 1 | BARTON FARMS | B | 02 | DISINFECT/HYPOCHLORIN
6580124 | BAY FRONT TR CT | 1 | BAY FRONT MHP | E | 20 | T-O CTRL/AERATION
6580124 | BAY FRONT TR CT | 1 | BAY FRONT MHP | B | 02 | DISINFECT/HYPOCHLORIN
6580124 | BAY FRONT TR CT | 1 | BAY FRONT MHP | H | 25 | SOFTENING/ION EXCHANGE
6580125 | BAY LAKES ESTATES | 1 | BAY LAKES ESTATES | B | 02 | DISINFECT/HYPOCHLORIN
6580125 | BAY LAKES ESTATES | 1 | BAY LAKES ESTATES | C | 15 | PART-RMVL/PRESS SAND FILT
6580125 | BAY LAKES ESTATES | 1 | BAY LAKES ESTATES | E | 20 | T-O CTRL/AERATION
6580125 | BAY LAKES ESTATES | 1 | BAY LAKES ESTATES | E | 26 | T-O CTRL/REVERSE OSMOSIS
6580198 | BUCKINGHAM CLUB | 1 |  | B | 02 | DISINFECT/HYPOCHLORIN
6580201 | POPS TROPIGRILLE | 1 | POPS TROPIGRILLE | B | 02 | DISINFECT/HYPOCHLORIN
6580201 | POPS TROPIGRILLE | 1 | POPS TROPIGRILLE | E | 20 | T-O CTRL/AERATION
6580201 | POPS TROPIGRILLE | 1 | POPS TROPIGRILLE | H | 25 | SOFTENING/ION EXCHANGE
6580235 | CAMP HAMILTON | 1 | CAMP HAMILTON | B | 02 | DISINFECT/HYPOCHLORIN
6580250 | RAINBOW CHILD CARE CTR | 1 | RCCC PLANT | B | 02 | DISINFECT/HYPOCHLORIN
6580265 | CASEY KEY WATER ASSN. | 1 | SARASOTA COUNTY UTILITIES | B | 02 | DISINFECT/HYPOCHLORIN
6580289 | CHILDREN'S HAVEN CENTER INC | 1 |  | B | 02 | DISINFECT/HYPOCHLORIN
6580289 | CHILDREN'S HAVEN CENTER INC | 1 |  | E | 20 | T-O CTRL/AERATION
6580305 | CIRCLEWOODS OF VENICE | 1 | CIRCLEWOODS WATER SYSTEM | B | 02 | DISINFECT/HYPOCHLORIN
6580305 | CIRCLEWOODS OF VENICE | 2 | CIRCLEWOODS OF VENICE | B | 02 | DISINFECT/HYPOCHLORIN
6580305 | CIRCLEWOODS OF VENICE | 1 | CIRCLEWOODS WATER SYSTEM | E | 20 | T-O CTRL/AERATION
6580326 | SARASOTA-CITY OF | 1 | 1750 12TH STREET | H | 25 | SOFTENING/ION EXCHANGE
6580326 | SARASOTA-CITY OF | 2 | WTP AT VERNA WELL FIELD | E | 20 | T-O CTRL/AERATION
6580326 | SARASOTA-CITY OF | 1 | 1750 12TH STREET | D | 19 | CORR-CTRL/PH ADJUSTMENT
6580326 | SARASOTA-CITY OF | 2 | WTP AT VERNA WELL FIELD | B | 02 | DISINFECT/HYPOCHLORIN
6580326 | SARASOTA-CITY OF | 1 | 1750 12TH STREET | B | 02 | DISINFECT/HYPOCHLORIN
6580326 | SARASOTA-CITY OF | 1 | 1750 12TH STREET | E | 20 | T-O CTRL/AERATION
6580326 | SARASOTA-CITY OF | 1 | 1750 12TH STREET | F | 26 | ORGN-RMVL/REVERSE OSMOSIS
6580326 | SARASOTA-CITY OF | 1 | 1750 12TH STREET | F | 28 | ORGN-RMVL/PACKED TWR-AERA
6580341 | CLUB MARY | 1 | WELL 1 | B | 02 | DISINFECT/HYPOCHLORIN
6580343 | SUNSHINE MOTEL | 1 | OZA INN | B | 02 | DISINFECT/HYPOCHLORIN
6580343 | SUNSHINE MOTEL | 1 | OZA INN | E | 20 | T-O CTRL/AERATION
6580343 | SUNSHINE MOTEL | 1 | OZA INN | H | 25 | SOFTENING/ION EXCHANGE
6580414 | CULLIGAN WATER CONDITIONING | 1 | CULLIGAN WATER CONDITIONING | B | 02 | DISINFECT/HYPOCHLORIN
6580443 | DEARYBURY BUILDING | 1 | DEARYBURY BUILDING | G | 13 | IRON RMVL/SLOW SAND FILTR
6580443 | DEARYBURY BUILDING | 1 | DEARYBURY BUILDING | F | 26 | ORGN-RMVL/REVERSE OSMOSIS
6580443 | DEARYBURY BUILDING | 1 | DEARYBURY BUILDING | B | 02 | DISINFECT/HYPOCHLORIN
6580443 | DEARYBURY BUILDING | 1 | DEARYBURY BUILDING | E | 20 | T-O CTRL/AERATION
6580519 | DMB/SARASOTA I L.P. [L3] | 1 | L3 COMMUNICATIONS | B | 02 | DISINFECT/HYPOCHLORIN
6580519 | DMB/SARASOTA I L.P. [L3] | 1 | L3 COMMUNICATIONS | H | 25 | SOFTENING/ION EXCHANGE
6580519 | DMB/SARASOTA I L.P. [L3] | 1 | L3 COMMUNICATIONS | E | 28 | T-O CTRL/PACKED TWR-AERA
6580531 | ENGLEWOOD WATER DIST | 1 | ENGLEWOOD WATER LIME PLANT | C | 14 | PART-RMVL/RAPID SAND FIL
6580531 | ENGLEWOOD WATER DIST | 1 | ENGLEWOOD WATER LIME PLANT | E | 20 | T-O CTRL/AERATION
6580531 | ENGLEWOOD WATER DIST | 1 | ENGLEWOOD WATER LIME PLANT | F | 10 | ORGN-RMVL/COAGULATION
6580531 | ENGLEWOOD WATER DIST | 1 | ENGLEWOOD WATER LIME PLANT | H | 24 | SOFTENING/LIME-SODA
6580531 | ENGLEWOOD WATER DIST | 1 | ENGLEWOOD WATER LIME PLANT | C | 12 | PART-RMVL/SEDIMENTATION
6580531 | ENGLEWOOD WATER DIST | 1 | ENGLEWOOD WATER LIME PLANT | B | 04 | DISINFECT/CHLORAMINES
6580531 | ENGLEWOOD WATER DIST | 1 | ENGLEWOOD WATER LIME PLANT | B | 01 | DISINFECT/GASEOUS CHLORIN
6580531 | ENGLEWOOD WATER DIST | 2 | RO PLANT | B | 01 | DISINFECT/GASEOUS CHLORIN
6580531 | ENGLEWOOD WATER DIST | 2 | RO PLANT | H | 26 | SOFTENING/REVERSE OSMOSIS
6580531 | ENGLEWOOD WATER DIST | 2 | RO PLANT | F | 26 | ORGN-RMVL/REVERSE OSMOSIS
6580531 | ENGLEWOOD WATER DIST | 2 | RO PLANT | D | 19 | CORR-CTRL/PH ADJUSTMENT
6580531 | ENGLEWOOD WATER DIST | 2 | RO PLANT | B | 04 | DISINFECT/CHLORAMINES
6580551 | FAIRWINDS CONDOMINIUM VILLAGE | 1 | FAIRWINDS CONDOMINIUM ASSN | B | 02 | DISINFECT/HYPOCHLORIN
6580551 | FAIRWINDS CONDOMINIUM VILLAGE | 1 | FAIRWINDS CONDOMINIUM ASSN | D | 18 | CORR-CTRL/SEQUESTATION
6580551 | FAIRWINDS CONDOMINIUM VILLAGE | 1 | FAIRWINDS CONDOMINIUM ASSN | F | 26 | ORGN-RMVL/REVERSE OSMOSIS
6580551 | FAIRWINDS CONDOMINIUM VILLAGE | 1 | FAIRWINDS CONDOMINIUM ASSN | E | 20 | T-O CTRL/AERATION
6580553 | SWART FARMS | 1 | FANCEE FARMS | H | 25 | SOFTENING/ION EXCHANGE
6580553 | SWART FARMS | 1 | FANCEE FARMS | E | 20 | T-O CTRL/AERATION
6580553 | SWART FARMS | 1 | FANCEE FARMS | B | 02 | DISINFECT/HYPOCHLORIN
6580600 | FLORIDA PINES MOBILE HOME PARK | 1 | FLORIDA PINES MOBILE HOME PARK | B | 02 | DISINFECT/HYPOCHLORIN
6580600 | FLORIDA PINES MOBILE HOME PARK | 1 | FLORIDA PINES MOBILE HOME PARK | E | 20 | T-O CTRL/AERATION
6580629 | SHINING STARS LEARNING CTR. | 1 | SHINING STARS LEARNING CENTER | B | 02 | DISINFECT/HYPOCHLORIN
6580629 | SHINING STARS LEARNING CTR. | 1 | SHINING STARS LEARNING CENTER | H | 25 | SOFTENING/ION EXCHANGE
6580642 | GATOR CREEK GOLF CLUB | 1 | GATOR CREEK GOLF CLUB | B | 02 | DISINFECT/HYPOCHLORIN
6580642 | GATOR CREEK GOLF CLUB | 1 | GATOR CREEK GOLF CLUB | E | 20 | T-O CTRL/AERATION
6580651 | NORTH PORT UTILITIES | 1 | NORTH PORT WATER SURFACE WTP | C | 14 | PART-RMVL/RAPID SAND FIL
6580651 | NORTH PORT UTILITIES | 2 | NE PUMP STATION | B | 01 | DISINFECT/GASEOUS CHLORIN
6580651 | NORTH PORT UTILITIES | 3 | HILLSBOUROGH PUMP ST. | B | 01 | DISINFECT/GASEOUS CHLORIN
6580651 | NORTH PORT UTILITIES | 4 | NORTH PORT UTILITIES R/O WTP | C | 26 | PART-RMVL/REVERSE OSMOSIS
6580651 | NORTH PORT UTILITIES | 4 | NORTH PORT UTILITIES R/O WTP | E | 20 | T-O CTRL/AERATION
6580651 | NORTH PORT UTILITIES | 4 | NORTH PORT UTILITIES R/O WTP | B | 02 | DISINFECT/HYPOCHLORIN
6580651 | NORTH PORT UTILITIES | 1 | NORTH PORT WATER SURFACE WTP | D | 19 | CORR-CTRL/PH ADJUSTMENT
6580651 | NORTH PORT UTILITIES | 1 | NORTH PORT WATER SURFACE WTP | C | 10 | PART-RMVL/COAGULATION
6580651 | NORTH PORT UTILITIES | 1 | NORTH PORT WATER SURFACE WTP | B | 04 | DISINFECT/CHLORAMINES
6580651 | NORTH PORT UTILITIES | 4 | NORTH PORT UTILITIES R/O WTP | C | 29 | PART-RMVL/CARTRIDGE FILTR
6580651 | NORTH PORT UTILITIES | 1 | NORTH PORT WATER SURFACE WTP | B | 02 | DISINFECT/HYPOCHLORIN
6580651 | NORTH PORT UTILITIES | 1 | NORTH PORT WATER SURFACE WTP | E | 21 | T-O CTRL/PAC ADDITION
6580724 | HAPPY HAVEN MBL PK WTR SYS | 1 | HAPPY HAVEN MHP PLANT | E | 20 | T-O CTRL/AERATION
6580724 | HAPPY HAVEN MBL PK WTR SYS | 1 | HAPPY HAVEN MHP PLANT | B | 02 | DISINFECT/HYPOCHLORIN
6580724 | HAPPY HAVEN MBL PK WTR SYS | 1 | HAPPY HAVEN MHP PLANT | H | 14 | SOFTENING/RAPID SAND FIL
6580831 | ROSIE'S | 1 | ROSIE'S | B | 02 | DISINFECT/HYPOCHLORIN
6580884 | JAPANESE GARDENS | 1 | JAPANESE GARDENS | F | 20 | ORGN-RMVL/AERATION
6580884 | JAPANESE GARDENS | 1 | JAPANESE GARDENS | Z | 20 | OTHER/AERATION
6580884 | JAPANESE GARDENS | 1 | JAPANESE GARDENS | B | 02 | DISINFECT/HYPOCHLORIN
6580884 | JAPANESE GARDENS | 1 | JAPANESE GARDENS | H | 25 | SOFTENING/ION EXCHANGE
6580907 | JULIE ROHR PETITE ACADEMY | 1 | JULIE ROHR PETITE PLANT#1 | B | 02 | DISINFECT/HYPOCHLORIN
6580907 | JULIE ROHR PETITE ACADEMY | 1 | JULIE ROHR PETITE PLANT#1 | H | 25 | SOFTENING/ION EXCHANGE
6580911 | TWIN LAKES PARK | 1 | TWIN LAKES PARK | E | 20 | T-O CTRL/AERATION
6580911 | TWIN LAKES PARK | 1 | TWIN LAKES PARK | B | 02 | DISINFECT/HYPOCHLORIN
6580938 | KINGS GATE RV PARK | 1 | RO PLANT | E | 26 | T-O CTRL/REVERSE OSMOSIS
6580938 | KINGS GATE RV PARK | 1 | RO PLANT | E | 20 | T-O CTRL/AERATION
6580938 | KINGS GATE RV PARK | 1 | RO PLANT | D | 18 | CORR-CTRL/SEQUESTATION
6580938 | KINGS GATE RV PARK | 1 | RO PLANT | B | 02 | DISINFECT/HYPOCHLORIN
6580938 | KINGS GATE RV PARK | 1 | RO PLANT | C | 15 | PART-RMVL/PRESS SAND FILT
6581000 | LAUREL CHURCH OF GOD | 1 | LAUREL CHURCH OF GOD | B | 02 | DISINFECT/HYPOCHLORIN
6581003 | HOMETOWN LAKE VILLAGE,LP | 1 | LAKE VILLAGE | B | 02 | DISINFECT/HYPOCHLORIN
6581003 | HOMETOWN LAKE VILLAGE,LP | 1 | LAKE VILLAGE | D | 18 | CORR-CTRL/SEQUESTATION
6581003 | HOMETOWN LAKE VILLAGE,LP | 1 | LAKE VILLAGE | E | 20 | T-O CTRL/AERATION
6581003 | HOMETOWN LAKE VILLAGE,LP | 1 | LAKE VILLAGE | F | 26 | ORGN-RMVL/REVERSE OSMOSIS
6581049 | CORVETTES A TAVERN | 1 | SPORTSMAN LOUNGE | B | 02 | DISINFECT/HYPOCHLORIN
6581051 | THE LEARNING KASTLE | 1 | LAUREL DAY NURSERY WATER PLANT | B | 02 | DISINFECT/HYPOCHLORIN
6581051 | THE LEARNING KASTLE | 1 | LAUREL DAY NURSERY WATER PLANT | E | 20 | T-O CTRL/AERATION
6581119 | LYONS COVE CONDOMINIUM/NO MAIL | 1 | LYONS COVE CONDOMINIUM | B | 02 | DISINFECT/HYPOCHLORIN
6581119 | LYONS COVE CONDOMINIUM/NO MAIL | 1 | LYONS COVE CONDOMINIUM | E | 20 | T-O CTRL/AERATION
6581119 | LYONS COVE CONDOMINIUM/NO MAIL | 1 | LYONS COVE CONDOMINIUM | F | 26 | ORGN-RMVL/REVERSE OSMOSIS
6581119 | LYONS COVE CONDOMINIUM/NO MAIL | 1 | LYONS COVE CONDOMINIUM | Z | 19 | OTHER/PH ADJUSTMENT
6581159 | CLUB 41 | 1 | CLUB 41 | B | 02 | DISINFECT/HYPOCHLORIN
6581159 | CLUB 41 | 1 | CLUB 41 | H | 25 | SOFTENING/ION EXCHANGE
6581160 | MUNCHKIN DAY NURSERY | 1 | WELL 1 | H | 25 | SOFTENING/ION EXCHANGE
6581160 | MUNCHKIN DAY NURSERY | 1 | WELL 1 | B | 02 | DISINFECT/HYPOCHLORIN
6581199 | MISSION VALLEY GOLF CLUB | 1 | P.O.BOX 266 | E | 20 | T-O CTRL/AERATION
6581199 | MISSION VALLEY GOLF CLUB | 1 | P.O.BOX 266 | H | 25 | SOFTENING/ION EXCHANGE
6581199 | MISSION VALLEY GOLF CLUB | 1 | P.O.BOX 266 | B | 02 | DISINFECT/HYPOCHLORIN
6581244 | MYAKKA RIVER ST PK-CLAY GULLEY | 1 | CLAY GULLEY | E | 20 | T-O CTRL/AERATION
6581244 | MYAKKA RIVER ST PK-CLAY GULLEY | 1 | CLAY GULLEY | B | 02 | DISINFECT/HYPOCHLORIN
6581245 | MYAKKA RIVER ST PK | 1 | MYAKKA RIVER ST PK | B | 02 | DISINFECT/HYPOCHLORIN
6581245 | MYAKKA RIVER ST PK | 1 | MYAKKA RIVER ST PK | E | 20 | T-O CTRL/AERATION
6581245 | MYAKKA RIVER ST PK | 1 | MYAKKA RIVER ST PK | H | 25 | SOFTENING/ION EXCHANGE
6581246 | MYAKKA MOBILE HOME CT | 1 | MYAKKA MOBILE HOME CT | B | 02 | DISINFECT/HYPOCHLORIN
6581246 | MYAKKA MOBILE HOME CT | 1 | MYAKKA MOBILE HOME CT | E | 20 | T-O CTRL/AERATION
6581259 | NOKOMIS ELEMENTARY SCHOOL | 1 | NOKOMIS PLANT | Z | 26 | OTHER/REVERSE OSMOSIS
6581259 | NOKOMIS ELEMENTARY SCHOOL | 1 | NOKOMIS PLANT | B | 02 | DISINFECT/HYPOCHLORIN
6581259 | NOKOMIS ELEMENTARY SCHOOL | 1 | NOKOMIS PLANT | E | 20 | T-O CTRL/AERATION
6581301 | ORANGE ACRES MHP | 1 | ORANGE ACRES MHP | B | 01 | DISINFECT/GASEOUS CHLORIN
6581301 | ORANGE ACRES MHP | 1 | ORANGE ACRES MHP | Z | 12 | OTHER/SEDIMENTATION
6581301 | ORANGE ACRES MHP | 1 | ORANGE ACRES MHP | E | 20 | T-O CTRL/AERATION
6581301 | ORANGE ACRES MHP | 1 | ORANGE ACRES MHP | B | 02 | DISINFECT/HYPOCHLORIN
6581325 | PALM AND PINES TRAILER PARK | 1 | PALM AND PINES TRAILER PARK | K | 26 | DESALINAT/REVERSE OSMOSIS
6581325 | PALM AND PINES TRAILER PARK | 1 | PALM AND PINES TRAILER PARK | B | 02 | DISINFECT/HYPOCHLORIN
6581381 | PETERSON MANUFACTURING CO | 1 | PETERSON MFG | E | 20 | T-O CTRL/AERATION
6581381 | PETERSON MANUFACTURING CO | 1 | PETERSON MFG | F | 26 | ORGN-RMVL/REVERSE OSMOSIS
6581381 | PETERSON MANUFACTURING CO | 1 | PETERSON MFG | B | 02 | DISINFECT/HYPOCHLORIN
6581401 | PINE SHORES TRAILER PARK | 1 | WATER PLANT | B | 02 | DISINFECT/HYPOCHLORIN
6581401 | PINE SHORES TRAILER PARK | 1 | WATER PLANT | C | 13 | PART-RMVL/SLOW SAND FILTR
6581401 | PINE SHORES TRAILER PARK | 1 | WATER PLANT | E | 20 | T-O CTRL/AERATION
6581410 | VENICE ARCADE | 1 | PIZZA HUT | B | 02 | DISINFECT/HYPOCHLORIN
6581410 | VENICE ARCADE | 1 | PIZZA HUT | H | 25 | SOFTENING/ION EXCHANGE
6581438 | PARK EAST | 1 | PARK EAST CLUB | A |  | NO TRTMT
6581452 | F & D MARKET | 1 | F & D MARKET PLANT#1 | A |  | NO TRTMT
6581479 | RAMBLERS REST RESORT | 1 | RAMBLERS REST RESORT | B | 02 | DISINFECT/HYPOCHLORIN
6581479 | RAMBLERS REST RESORT | 1 | RAMBLERS REST RESORT | E | 20 | T-O CTRL/AERATION
6581479 | RAMBLERS REST RESORT | 1 | RAMBLERS REST RESORT | H | 25 | SOFTENING/ION EXCHANGE
6581501 | RACINE HYDRAULICS | 1 | RACINE HYDRAULICS | B | 02 | DISINFECT/HYPOCHLORIN
6581551 | ROYAL COACHMEN RESORT | 1 | ROYAL COACHMEN WATER PLANT | E | 20 | T-O CTRL/AERATION
6581551 | ROYAL COACHMEN RESORT | 1 | ROYAL COACHMEN WATER PLANT | B | 01 | DISINFECT/GASEOUS CHLORIN
6581570 | SABABO RANCH LABOR CAMP | 1 | SABABO RANCH | B | 02 | DISINFECT/HYPOCHLORIN
6581588 | SARABAY TR PK | 1 | SARABAY TR PK | B | 02 | DISINFECT/HYPOCHLORIN
6581588 | SARABAY TR PK | 1 | SARABAY TR PK | H | 25 | SOFTENING/ION EXCHANGE
6581589 | SARASOTA BAY MBL HM PK WTR SYS | 1 |  | F | 26 | ORGN-RMVL/REVERSE OSMOSIS
6581589 | SARASOTA BAY MBL HM PK WTR SYS | 1 |  | B | 02 | DISINFECT/HYPOCHLORIN
6581589 | SARASOTA BAY MBL HM PK WTR SYS | 1 |  | E | 20 | T-O CTRL/AERATION
6581591 | SARASOTA CO SPECIAL UTIL DIST | 9 | VENICE GARDENS RO PLANT | F | 26 | ORGN-RMVL/REVERSE OSMOSIS
6581591 | SARASOTA CO SPECIAL UTIL DIST | 8 | T. MABRY CARLTON RESERVE | D | 36 | CORR-CTRL/CORROSION INHIB
6581591 | SARASOTA CO SPECIAL UTIL DIST | 9 | VENICE GARDENS RO PLANT | B | 01 | DISINFECT/GASEOUS CHLORIN
6581591 | SARASOTA CO SPECIAL UTIL DIST | 9 | VENICE GARDENS RO PLANT | E | 20 | T-O CTRL/AERATION
6581591 | SARASOTA CO SPECIAL UTIL DIST | 9 | VENICE GARDENS RO PLANT | D | 19 | CORR-CTRL/PH ADJUSTMENT
6581591 | SARASOTA CO SPECIAL UTIL DIST | 1 | PUMP STATION 1 (BUYS FR MCPW) | B | 04 | DISINFECT/CHLORAMINES
6581591 | SARASOTA CO SPECIAL UTIL DIST | 1 | PUMP STATION 1 (BUYS FR MCPW) | E | 20 | T-O CTRL/AERATION
6581591 | SARASOTA CO SPECIAL UTIL DIST | 2 | PUMP STATION 2 | B | 01 | DISINFECT/GASEOUS CHLORIN
6581591 | SARASOTA CO SPECIAL UTIL DIST | 3 | PUMP STATION 3 | B | 01 | DISINFECT/GASEOUS CHLORIN
6581591 | SARASOTA CO SPECIAL UTIL DIST | 6 | PUMP STATION#6 (BUY FR MCPW) | B | 01 | DISINFECT/GASEOUS CHLORIN
6581591 | SARASOTA CO SPECIAL UTIL DIST | 6 | PUMP STATION#6 (BUY FR MCPW) | E | 20 | T-O CTRL/AERATION
6581591 | SARASOTA CO SPECIAL UTIL DIST | 7 | SORRENTO PLANT | B | 01 | DISINFECT/GASEOUS CHLORIN
6581591 | SARASOTA CO SPECIAL UTIL DIST | 8 | T. MABRY CARLTON RESERVE | B | 04 | DISINFECT/CHLORAMINES
6581591 | SARASOTA CO SPECIAL UTIL DIST | 8 | T. MABRY CARLTON RESERVE | C | 15 | PART-RMVL/PRESS SAND FILT
6581591 | SARASOTA CO SPECIAL UTIL DIST | 8 | T. MABRY CARLTON RESERVE | C | 29 | PART-RMVL/CARTRIDGE FILTR
6581591 | SARASOTA CO SPECIAL UTIL DIST | 8 | T. MABRY CARLTON RESERVE | D | 19 | CORR-CTRL/PH ADJUSTMENT
6581591 | SARASOTA CO SPECIAL UTIL DIST | 8 | T. MABRY CARLTON RESERVE | E | 20 | T-O CTRL/AERATION
6581591 | SARASOTA CO SPECIAL UTIL DIST | 8 | T. MABRY CARLTON RESERVE | K | 35 | DESALINAT/ELECTRODIALYSIS
6581591 | SARASOTA CO SPECIAL UTIL DIST | 1 | PUMP STATION 1 (BUYS FR MCPW) | B | 07 | DISINFECT/OTHER DISINFECT
6581591 | SARASOTA CO SPECIAL UTIL DIST | 5 | PUMP STATION 5 (BUYS PEACE R) | B | 02 | DISINFECT/HYPOCHLORIN
6581591 | SARASOTA CO SPECIAL UTIL DIST | 1 | PUMP STATION 1 (BUYS FR MCPW) | B | 02 | DISINFECT/HYPOCHLORIN
6581592 | SARASOTA GOLF CLUB | 1 | SARASOTA GOLF CLUB | B | 02 | DISINFECT/HYPOCHLORIN
6581592 | SARASOTA GOLF CLUB | 1 | SARASOTA GOLF CLUB | H | 25 | SOFTENING/ION EXCHANGE
6581592 | SARASOTA GOLF CLUB | 1 | SARASOTA GOLF CLUB | E | 20 | T-O CTRL/AERATION
6581602 | NOKOMIS INN & SUITES | 1 | NOKOMIS MOTOR INN | E | 20 | T-O CTRL/AERATION
6581602 | NOKOMIS INN & SUITES | 1 | NOKOMIS MOTOR INN | B | 02 | DISINFECT/HYPOCHLORIN
6581602 | NOKOMIS INN & SUITES | 1 | NOKOMIS MOTOR INN | H | 25 | SOFTENING/ION EXCHANGE
6581641 | SIESTA KEY UTILITIES AUTHORITY | 1 | SIESTA KEY UTILITIES | B | 04 | DISINFECT/CHLORAMINES
6581651 | SCOTT PAINT PLANT | 1 | SCOTT PAINT PLANT | B | 02 | DISINFECT/HYPOCHLORIN
6581651 | SCOTT PAINT PLANT | 1 | SCOTT PAINT PLANT | E | 20 | T-O CTRL/AERATION
6581651 | SCOTT PAINT PLANT | 1 | SCOTT PAINT PLANT | H | 25 | SOFTENING/ION EXCHANGE
6581670 | SORRENTO UTILITIES | 1 | SORRENTO UTILITIES | E | 20 | T-O CTRL/AERATION
6581670 | SORRENTO UTILITIES | 1 | SORRENTO UTILITIES | D | 18 | CORR-CTRL/SEQUESTATION
6581670 | SORRENTO UTILITIES | 1 | SORRENTO UTILITIES | B | 01 | DISINFECT/GASEOUS CHLORIN
6581670 | SORRENTO UTILITIES | 1 | SORRENTO UTILITIES | F | 26 | ORGN-RMVL/REVERSE OSMOSIS
6581671 | SOUTH COUNTY ANNEX | 1 | SOUTH COUNTY ANNEX SYSTEM | E | 20 | T-O CTRL/AERATION
6581671 | SOUTH COUNTY ANNEX | 1 | SOUTH COUNTY ANNEX SYSTEM | B | 02 | DISINFECT/HYPOCHLORIN
6581671 | SOUTH COUNTY ANNEX | 1 | SOUTH COUNTY ANNEX SYSTEM | H | 25 | SOFTENING/ION EXCHANGE
6581671 | SOUTH COUNTY ANNEX | 1 | SOUTH COUNTY ANNEX SYSTEM | I | 15 | COLOR RML/PRESS SAND FILT
6581676 | SHAMROCK PRESCHOOL | 1 | SHAMROCK CHILD CARE | E | 20 | T-O CTRL/AERATION
6581676 | SHAMROCK PRESCHOOL | 1 | SHAMROCK CHILD CARE | Z | 23 | OTHER/GAC ADDITION
6581676 | SHAMROCK PRESCHOOL | 1 | SHAMROCK CHILD CARE | B | 02 | DISINFECT/HYPOCHLORIN
6581683 | SPANISH LAKES MHP | 1 | SPANISH LAKES MHP | E | 20 | T-O CTRL/AERATION
6581683 | SPANISH LAKES MHP | 1 | SPANISH LAKES MHP | K | 26 | DESALINAT/REVERSE OSMOSIS
6581683 | SPANISH LAKES MHP | 1 | SPANISH LAKES MHP | B | 02 | DISINFECT/HYPOCHLORIN
6581729 | STORER CABLE TV | 1 | STORER COMMUNICATION | E | 20 | T-O CTRL/AERATION
6581729 | STORER CABLE TV | 1 | STORER COMMUNICATION | B | 02 | DISINFECT/HYPOCHLORIN
6581732 | SUNFLOWER | 1 | SUGAR & SPICE NURSERY | B | 02 | DISINFECT/HYPOCHLORIN
6581732 | SUNFLOWER | 1 | SUGAR & SPICE NURSERY | E | 20 | T-O CTRL/AERATION
6581732 | SUNFLOWER | 1 | SUGAR & SPICE NURSERY | H | 25 | SOFTENING/ION EXCHANGE
6581741 | SUN OUTDOORS SARASOTA | 1 | SUN N FUN RESORT INC | C | 26 | PART-RMVL/REVERSE OSMOSIS
6581741 | SUN OUTDOORS SARASOTA | 1 | SUN N FUN RESORT INC | B | 02 | DISINFECT/HYPOCHLORIN
6581741 | SUN OUTDOORS SARASOTA | 1 | SUN N FUN RESORT INC | E | 20 | T-O CTRL/AERATION
6581855 | TRI-STATE TRAILER PK WTR SYS | 1 | OSPREY | B | 02 | DISINFECT/HYPOCHLORIN
6581855 | TRI-STATE TRAILER PK WTR SYS | 1 | OSPREY | E | 20 | T-O CTRL/AERATION
6581855 | TRI-STATE TRAILER PK WTR SYS | 1 | OSPREY | F | 26 | ORGN-RMVL/REVERSE OSMOSIS
6581896 | BUCCANEER BOWL | 1 | SUPERBOWL | B | 02 | DISINFECT/HYPOCHLORIN
6581896 | BUCCANEER BOWL | 1 | SUPERBOWL | E | 20 | T-O CTRL/AERATION
6581896 | BUCCANEER BOWL | 1 | SUPERBOWL | F | 14 | ORGN-RMVL/RAPID SAND FIL
6581897 | CAMP VENICE RETREAT | 1 | VENICE CAMPGROUNDS | B | 02 | DISINFECT/HYPOCHLORIN
6581897 | CAMP VENICE RETREAT | 1 | VENICE CAMPGROUNDS | E | 20 | T-O CTRL/AERATION
6581899 | VENICE GARDENS UTILITY CORP | 1 | VENICE GARDENS RO PLANT | B | 01 | DISINFECT/GASEOUS CHLORIN
6581899 | VENICE GARDENS UTILITY CORP | 1 | VENICE GARDENS RO PLANT | E | 20 | T-O CTRL/AERATION
6581899 | VENICE GARDENS UTILITY CORP | 1 | VENICE GARDENS RO PLANT | F | 26 | ORGN-RMVL/REVERSE OSMOSIS
6581899 | VENICE GARDENS UTILITY CORP | 2 | JACARANDA #2 | B | 01 | DISINFECT/GASEOUS CHLORIN
6581899 | VENICE GARDENS UTILITY CORP | 2 | JACARANDA #2 | E | 20 | T-O CTRL/AERATION
6581900 | VENICE RANCH MOBILE HOME ESTATES | 1 | VENICE RANCH MHP | B | 02 | DISINFECT/HYPOCHLORIN
6581900 | VENICE RANCH MOBILE HOME ESTATES | 1 | VENICE RANCH MHP | D | 18 | CORR-CTRL/SEQUESTATION
6581900 | VENICE RANCH MOBILE HOME ESTATES | 1 | VENICE RANCH MHP | E | 20 | T-O CTRL/AERATION
6581900 | VENICE RANCH MOBILE HOME ESTATES | 1 | VENICE RANCH MHP | F | 26 | ORGN-RMVL/REVERSE OSMOSIS
6581901 | VENICE WATER DEPT CITY OF | 1 | VENICE WATER PLANT | D | 19 | CORR-CTRL/PH ADJUSTMENT
6581901 | VENICE WATER DEPT CITY OF | 1 | VENICE WATER PLANT | B | 02 | DISINFECT/HYPOCHLORIN
6581901 | VENICE WATER DEPT CITY OF | 1 | VENICE WATER PLANT | E | 26 | T-O CTRL/REVERSE OSMOSIS
6581901 | VENICE WATER DEPT CITY OF | 1 | VENICE WATER PLANT | F | 20 | ORGN-RMVL/AERATION
6581920 | WMS RESORT DAY SPA LLC | 1 | WARM MINERAL SPGS SYSTEM | B | 02 | DISINFECT/HYPOCHLORIN
6581920 | WMS RESORT DAY SPA LLC | 1 | WARM MINERAL SPGS SYSTEM | H | 25 | SOFTENING/ION EXCHANGE
6581920 | WMS RESORT DAY SPA LLC | 1 | WARM MINERAL SPGS SYSTEM | E | 20 | T-O CTRL/AERATION
6581946 | WEST FLORIDA CHRISTIAN SCHOOL | 1 | WFCS PLANT | H | 25 | SOFTENING/ION EXCHANGE
6581946 | WEST FLORIDA CHRISTIAN SCHOOL | 1 | WFCS PLANT | E | 20 | T-O CTRL/AERATION
6581946 | WEST FLORIDA CHRISTIAN SCHOOL | 1 | WFCS PLANT | B | 02 | DISINFECT/HYPOCHLORIN
6581987 | WINDWARD ISLE MHP WATER SYSTEM | 1 | SAME | E | 20 | T-O CTRL/AERATION
6581987 | WINDWARD ISLE MHP WATER SYSTEM | 1 | SAME | K | 26 | DESALINAT/REVERSE OSMOSIS
6581987 | WINDWARD ISLE MHP WATER SYSTEM | 1 | SAME | B | 02 | DISINFECT/HYPOCHLORIN
6582009 | WORKMAN ELECTRONICS | 1 | WORKMAN ELEC. | Z | 26 | OTHER/REVERSE OSMOSIS
6582009 | WORKMAN ELECTRONICS | 1 | WORKMAN ELEC. | B | 02 | DISINFECT/HYPOCHLORIN
6582246 | SUNRISE GOLF CLUB VILLAS | 1 |  | A |  | NO TRTMT
6582294 | LAKE TIPPECANOE | 1 | LAKE TIPPECANOE | B | 02 | DISINFECT/HYPOCHLORIN
6582294 | LAKE TIPPECANOE | 1 | LAKE TIPPECANOE | D | 18 | CORR-CTRL/SEQUESTATION
6582294 | LAKE TIPPECANOE | 1 | LAKE TIPPECANOE | E | 20 | T-O CTRL/AERATION
6582295 | FLORIDA CITIES WATER CO. | 1 | SARASOTA CO. UTILITIES | B | 01 | DISINFECT/GASEOUS CHLORIN
6582301 | THE ARBORS | 1 | R.O. WATER TREATMENT PLANT | B | 02 | DISINFECT/HYPOCHLORIN
6582301 | THE ARBORS | 1 | R.O. WATER TREATMENT PLANT | C | 14 | PART-RMVL/RAPID SAND FIL
6582301 | THE ARBORS | 1 | R.O. WATER TREATMENT PLANT | D | 19 | CORR-CTRL/PH ADJUSTMENT
6582301 | THE ARBORS | 1 | R.O. WATER TREATMENT PLANT | E | 20 | T-O CTRL/AERATION
6582301 | THE ARBORS | 1 | R.O. WATER TREATMENT PLANT | K | 26 | DESALINAT/REVERSE OSMOSIS
6582302 | ARISTOCRAT TR CT | 1 | ARISTOCRAT TR CT | B | 02 | DISINFECT/HYPOCHLORIN
6582303 | SOUTHBAY UTILITIES | 1 | PAVER DEVELOP CORP | C | 15 | PART-RMVL/PRESS SAND FILT
6582303 | SOUTHBAY UTILITIES | 1 | PAVER DEVELOP CORP | D | 19 | CORR-CTRL/PH ADJUSTMENT
6582303 | SOUTHBAY UTILITIES | 1 | PAVER DEVELOP CORP | E | 20 | T-O CTRL/AERATION
6582303 | SOUTHBAY UTILITIES | 1 | PAVER DEVELOP CORP | E | 26 | T-O CTRL/REVERSE OSMOSIS
6582303 | SOUTHBAY UTILITIES | 1 | PAVER DEVELOP CORP | B | 01 | DISINFECT/GASEOUS CHLORIN
6582449 | SHAMROCK PARK & NATURE CENTER | 1 | SHAMROCK PARK | B | 02 | DISINFECT/HYPOCHLORIN
6582449 | SHAMROCK PARK & NATURE CENTER | 1 | SHAMROCK PARK | E | 20 | T-O CTRL/AERATION
6582544 | KINGS GATE CLUB | 1 | WATER PLANT | D | 18 | CORR-CTRL/SEQUESTATION
6582544 | KINGS GATE CLUB | 1 | WATER PLANT | E | 20 | T-O CTRL/AERATION
6582544 | KINGS GATE CLUB | 1 | WATER PLANT | B | 02 | DISINFECT/HYPOCHLORIN
6582544 | KINGS GATE CLUB | 1 | WATER PLANT | C | 15 | PART-RMVL/PRESS SAND FILT
6582544 | KINGS GATE CLUB | 1 | WATER PLANT | F | 26 | ORGN-RMVL/REVERSE OSMOSIS
6582771 | LAUREL ADULT CENTER | 1 | SCHOOL BOARD OF SARASOTA | B | 02 | DISINFECT/HYPOCHLORIN
6582866 | LAUREL MHP | 1 | LAUREL MHP | H | 25 | SOFTENING/ION EXCHANGE
6582866 | LAUREL MHP | 1 | LAUREL MHP | B | 02 | DISINFECT/HYPOCHLORIN
6582927 | MEADOWS TRAILER PARK | 1 | MEADOWS TRAILER PARK | H | 25 | SOFTENING/ION EXCHANGE
6582927 | MEADOWS TRAILER PARK | 1 | MEADOWS TRAILER PARK | Z | 20 | OTHER/AERATION
6582927 | MEADOWS TRAILER PARK | 1 | MEADOWS TRAILER PARK | B | 02 | DISINFECT/HYPOCHLORIN
6582929 | ADDY'S INN | 1 | ADDY INN | B | 02 | DISINFECT/HYPOCHLORIN
6582929 | ADDY'S INN | 1 | ADDY INN | E | 20 | T-O CTRL/AERATION
6582929 | ADDY'S INN | 1 | ADDY INN | H | 25 | SOFTENING/ION EXCHANGE
6582930 | COURTSIDE TENNIS CLUB | 1 | COURTSIDE TENNIS CLUB | F | 26 | ORGN-RMVL/REVERSE OSMOSIS
6582930 | COURTSIDE TENNIS CLUB | 1 | COURTSIDE TENNIS CLUB | B | 02 | DISINFECT/HYPOCHLORIN
6582930 | COURTSIDE TENNIS CLUB | 1 | COURTSIDE TENNIS CLUB | E | 20 | T-O CTRL/AERATION
6582932 | MCDONALDS SALOON | 1 | DAVE'S BAR | B | 02 | DISINFECT/HYPOCHLORIN
6582934 | ENGLEWOOD TENNIS CLUB | 1 | ENGLEWOOD TENNIS CLUB | B | 02 | DISINFECT/HYPOCHLORIN
6582934 | ENGLEWOOD TENNIS CLUB | 1 | ENGLEWOOD TENNIS CLUB | E | 20 | T-O CTRL/AERATION
6582934 | ENGLEWOOD TENNIS CLUB | 1 | ENGLEWOOD TENNIS CLUB | H | 25 | SOFTENING/ION EXCHANGE
6582935 | FOXFIRE GOLF CLUB | 1 | FOXFIRE GOLF CLUB | B | 02 | DISINFECT/HYPOCHLORIN
6582936 | KENTUCKY FRIED CHICKEN | 1 | KENTUCKY FRIED CHICK PLANT #1 | E | 20 | T-O CTRL/AERATION
6582936 | KENTUCKY FRIED CHICKEN | 1 | KENTUCKY FRIED CHICK PLANT #1 | H | 25 | SOFTENING/ION EXCHANGE
6582936 | KENTUCKY FRIED CHICKEN | 1 | KENTUCKY FRIED CHICK PLANT #1 | B | 02 | DISINFECT/HYPOCHLORIN
6582937 | KENTUCKY FRIED CHICKEN | 1 | KENTUCKY FRIED PLANT #1 | B | 02 | DISINFECT/HYPOCHLORIN
6582937 | KENTUCKY FRIED CHICKEN | 1 | KENTUCKY FRIED PLANT #1 | E | 20 | T-O CTRL/AERATION
6582937 | KENTUCKY FRIED CHICKEN | 1 | KENTUCKY FRIED PLANT #1 | H | 25 | SOFTENING/ION EXCHANGE
6582938 | KNIGHTS OF COLUMBUS | 1 | KNIGHTS OF COLUMBUS PLANT#1 | B | 02 | DISINFECT/HYPOCHLORIN
6582940 | KENMAR APTS. | 1 | KENMAR APT. | E | 20 | T-O CTRL/AERATION
6582940 | KENMAR APTS. | 1 | KENMAR APT. | B | 02 | DISINFECT/HYPOCHLORIN
6582945 | M & D COUNTRY KITCHEN | 1 | M & D COUNTRY KITCHEN | B | 02 | DISINFECT/HYPOCHLORIN
6582945 | M & D COUNTRY KITCHEN | 1 | M & D COUNTRY KITCHEN | E | 20 | T-O CTRL/AERATION
6583034 | P.T SPORTS BAR | 1 | PT SPORTS BAR | B | 02 | DISINFECT/HYPOCHLORIN
6583035 | TRI-PAR | 1 | SARASOTA CO UTILITIES | B | 01 | DISINFECT/GASEOUS CHLORIN
6584000 | GULF OLDS PONTIAC (MAIL TO | 1 | GULF OLDS | B | 02 | DISINFECT/HYPOCHLORIN
6584000 | GULF OLDS PONTIAC (MAIL TO | 1 | GULF OLDS | E | 20 | T-O CTRL/AERATION
6584000 | GULF OLDS PONTIAC (MAIL TO | 1 | GULF OLDS | H | 25 | SOFTENING/ION EXCHANGE
6584001 | PLANTATION UTILITIES | 1 | PLANTATION UTILITIES | B | 01 | DISINFECT/GASEOUS CHLORIN
6584001 | PLANTATION UTILITIES | 1 | PLANTATION UTILITIES | C | 15 | PART-RMVL/PRESS SAND FILT
6584001 | PLANTATION UTILITIES | 1 | PLANTATION UTILITIES | E | 26 | T-O CTRL/REVERSE OSMOSIS
6584001 | PLANTATION UTILITIES | 1 | PLANTATION UTILITIES | D | 19 | CORR-CTRL/PH ADJUSTMENT
6584001 | PLANTATION UTILITIES | 1 | PLANTATION UTILITIES | E | 20 | T-O CTRL/AERATION
6584001 | PLANTATION UTILITIES | 1 | PLANTATION UTILITIES | D | 18 | CORR-CTRL/SEQUESTATION
6584316 | LIFE BUILDING | 1 | LIFE BLDG. | B | 02 | DISINFECT/HYPOCHLORIN
6584316 | LIFE BUILDING | 1 | LIFE BLDG. | H | 25 | SOFTENING/ION EXCHANGE
6584317 | KENSINGTON PARK UTILITIES | 1 | SARASOTA CO. UTILITIES | B | 01 | DISINFECT/GASEOUS CHLORIN
6584439 | CAMELOT LAKES | 1 | CAMELOT LAKES | B | 02 | DISINFECT/HYPOCHLORIN
6584439 | CAMELOT LAKES | 1 | CAMELOT LAKES | H | 26 | SOFTENING/REVERSE OSMOSIS
6584439 | CAMELOT LAKES | 1 | CAMELOT LAKES | E | 20 | T-O CTRL/AERATION
6584481 | GULF VIEW UTL | 1 | GULF VIEW UTILITIES | E | 20 | T-O CTRL/AERATION
6584481 | GULF VIEW UTL | 1 | GULF VIEW UTILITIES | B | 01 | DISINFECT/GASEOUS CHLORIN
6584484 | VANDY'S STEAK & HOAGIE | 1 | VANDY'S SREAK & HOAGIE | H | 25 | SOFTENING/ION EXCHANGE
6584484 | VANDY'S STEAK & HOAGIE | 1 | VANDY'S SREAK & HOAGIE | E | 20 | T-O CTRL/AERATION
6584484 | VANDY'S STEAK & HOAGIE | 1 | VANDY'S SREAK & HOAGIE | B | 02 | DISINFECT/HYPOCHLORIN
6584486 | ELKS PARK | 1 | ELKS PARK | B | 02 | DISINFECT/HYPOCHLORIN
6584487 | GERTRUDE RENTALS | 1 | GERTRUDE RENTALS | E | 20 | T-O CTRL/AERATION
6584487 | GERTRUDE RENTALS | 1 | GERTRUDE RENTALS | B | 02 | DISINFECT/HYPOCHLORIN
6584488 | KINDER HAUS | 1 | WELL 1 | B | 02 | DISINFECT/HYPOCHLORIN
6584489 | CASEY KEY MARINA | 1 | CASEY KEY MARINA | E | 20 | T-O CTRL/AERATION
6584489 | CASEY KEY MARINA | 1 | CASEY KEY MARINA | H | 24 | SOFTENING/LIME-SODA
6584489 | CASEY KEY MARINA | 1 | CASEY KEY MARINA | B | 02 | DISINFECT/HYPOCHLORIN
6584490 | PELICAN ALLEY | 1 | PELICAN ALLEY | E | 20 | T-O CTRL/AERATION
6584490 | PELICAN ALLEY | 1 | PELICAN ALLEY | B | 02 | DISINFECT/HYPOCHLORIN
6584490 | PELICAN ALLEY | 1 | PELICAN ALLEY | H | 25 | SOFTENING/ION EXCHANGE
6584491 | FROSTED MUG | 1 | FROSTED MUG PLANT | B | 02 | DISINFECT/HYPOCHLORIN
6584492 | NOKOMIS VILLAGE | 1 | MARKETPLACE MALL | H | 25 | SOFTENING/ION EXCHANGE
6584492 | NOKOMIS VILLAGE | 1 | MARKETPLACE MALL | E | 20 | T-O CTRL/AERATION
6584492 | NOKOMIS VILLAGE | 1 | MARKETPLACE MALL | B | 02 | DISINFECT/HYPOCHLORIN
6584494 | MYAKKA PINES GOLF CLUB RESTAURANT | 2 | RED COURSE BATHROOM | B | 02 | DISINFECT/HYPOCHLORIN
6584494 | MYAKKA PINES GOLF CLUB RESTAURANT | 1 | MYAKKA PINES GOLF CLUB | H | 25 | SOFTENING/ION EXCHANGE
6584494 | MYAKKA PINES GOLF CLUB RESTAURANT | 1 | MYAKKA PINES GOLF CLUB | E | 20 | T-O CTRL/AERATION
6584494 | MYAKKA PINES GOLF CLUB RESTAURANT | 1 | MYAKKA PINES GOLF CLUB | B | 02 | DISINFECT/HYPOCHLORIN
6584494 | MYAKKA PINES GOLF CLUB RESTAURANT | 2 | RED COURSE BATHROOM | E | 20 | T-O CTRL/AERATION
6584525 | HERON BAY CLUB | 1 |  | B | 02 | DISINFECT/HYPOCHLORIN
6584525 | HERON BAY CLUB | 1 |  | F | 26 | ORGN-RMVL/REVERSE OSMOSIS
6584555 | LAZY RIDGE M H P | 1 | LAZY RIDGE M H P | B | 02 | DISINFECT/HYPOCHLORIN
6584558 | FIRST STEP RESIDENTAL | 1 | FIRST STEP RESIDENTIAL | B | 02 | DISINFECT/HYPOCHLORIN
6584558 | FIRST STEP RESIDENTAL | 1 | FIRST STEP RESIDENTIAL | E | 20 | T-O CTRL/AERATION
6584559 | HOURGLASS LAKES | 1 | SR 776 VENICE | B | 02 | DISINFECT/HYPOCHLORIN
6584559 | HOURGLASS LAKES | 1 | SR 776 VENICE | E | 20 | T-O CTRL/AERATION
6584569 | SEVEN-ELEVEN 22859 | 1 | 7-11 PLANT STORE #1471 | B | 02 | DISINFECT/HYPOCHLORIN
6584569 | SEVEN-ELEVEN 22859 | 1 | 7-11 PLANT STORE #1471 | H | 25 | SOFTENING/ION EXCHANGE
6584592 | SIMMONS & BURQUIST BLDG | 1 | CAFE RAUL | B | 02 | DISINFECT/HYPOCHLORIN
6584658 | FIELDING ACADEMY | 1 | FIELDING ACADEMY | B | 02 | DISINFECT/HYPOCHLORIN
6584660 | GOLDEN SHRIMPER RESTAURANT | 1 | GOLDEN SHRIMPER RESTAURANT | H | 25 | SOFTENING/ION EXCHANGE
6584660 | GOLDEN SHRIMPER RESTAURANT | 1 | GOLDEN SHRIMPER RESTAURANT | B | 02 | DISINFECT/HYPOCHLORIN
6584720 | AAA AUTO CLUB SOUTH | 1 | AAA AUTO CLUB SOUTH | B | 02 | DISINFECT/HYPOCHLORIN
6584788 | COURT HOUSE PLAZA | 1 | SOUTH COUNTY PLAZA | E | 20 | T-O CTRL/AERATION
6584788 | COURT HOUSE PLAZA | 1 | SOUTH COUNTY PLAZA | B | 02 | DISINFECT/HYPOCHLORIN
6584790 | CAPTAIN EDDIE'S SEAFOOD | 1 | CAPTAIN EDDIE'S SEAFOOD | B | 02 | DISINFECT/HYPOCHLORIN
6584790 | CAPTAIN EDDIE'S SEAFOOD | 1 | CAPTAIN EDDIE'S SEAFOOD | H | 25 | SOFTENING/ION EXCHANGE
6584790 | CAPTAIN EDDIE'S SEAFOOD | 1 | CAPTAIN EDDIE'S SEAFOOD | F | 15 | ORGN-RMVL/PRESS SAND FILT
6584790 | CAPTAIN EDDIE'S SEAFOOD | 1 | CAPTAIN EDDIE'S SEAFOOD | E | 20 | T-O CTRL/AERATION
6584791 | JEWISH COMMUNITY CENTER | 1 | JEWISH COMMUNITY CENTER | B | 02 | DISINFECT/HYPOCHLORIN
6584791 | JEWISH COMMUNITY CENTER | 1 | JEWISH COMMUNITY CENTER | E | 20 | T-O CTRL/AERATION
6584791 | JEWISH COMMUNITY CENTER | 1 | JEWISH COMMUNITY CENTER | F | 26 | ORGN-RMVL/REVERSE OSMOSIS
6584792 | CASPERSONS BEACH | 1 | CASPERSENS BEACH | E | 20 | T-O CTRL/AERATION
6584792 | CASPERSONS BEACH | 1 | CASPERSENS BEACH | B | 02 | DISINFECT/HYPOCHLORIN
6584793 | HOLIDAY CENTER | 1 | HOLIDAY CENTER | E | 20 | T-O CTRL/AERATION
6584793 | HOLIDAY CENTER | 1 | HOLIDAY CENTER | B | 02 | DISINFECT/HYPOCHLORIN
6584793 | HOLIDAY CENTER | 1 | HOLIDAY CENTER | H | 25 | SOFTENING/ION EXCHANGE
6584794 | NORTHCREEK UTILITIES | 1 | THE OAKS RO PLANT #1 | E | 20 | T-O CTRL/AERATION
6584794 | NORTHCREEK UTILITIES | 1 | THE OAKS RO PLANT #1 | D | 18 | CORR-CTRL/SEQUESTATION
6584794 | NORTHCREEK UTILITIES | 1 | THE OAKS RO PLANT #1 | B | 02 | DISINFECT/HYPOCHLORIN
6584794 | NORTHCREEK UTILITIES | 1 | THE OAKS RO PLANT #1 | Z | 26 | OTHER/REVERSE OSMOSIS
6584796 | MANATEE COMMUNITY COLLEGE | 1 | MANATEE COMM. COLL. VENICE | B | 02 | DISINFECT/HYPOCHLORIN
6584796 | MANATEE COMMUNITY COLLEGE | 1 | MANATEE COMM. COLL. VENICE | E | 20 | T-O CTRL/AERATION
6584798 | NANCY'S SANDWICH SHOP | 1 | 5376 CATALYST | B | 02 | DISINFECT/HYPOCHLORIN
6584798 | NANCY'S SANDWICH SHOP | 1 | 5376 CATALYST | H | 25 | SOFTENING/ION EXCHANGE
6584799 | SYLVAN LEA S/D | 1 | SYLVAN LEA | B | 01 | DISINFECT/GASEOUS CHLORIN
6584799 | SYLVAN LEA S/D | 1 | SYLVAN LEA | E | 20 | T-O CTRL/AERATION
6584801 | FAITH CHRISTIAN SCHOOL | 1 | FAITH CHRISTIAN SCHOOL | H | 25 | SOFTENING/ION EXCHANGE
6584801 | FAITH CHRISTIAN SCHOOL | 1 | FAITH CHRISTIAN SCHOOL | B | 02 | DISINFECT/HYPOCHLORIN
6584803 | TEACHERS EDUCATIONAL CENTER | 1 | TEACHERS EDUCATIONAL CENTER | B | 02 | DISINFECT/HYPOCHLORIN
6584803 | TEACHERS EDUCATIONAL CENTER | 1 | TEACHERS EDUCATIONAL CENTER | E | 20 | T-O CTRL/AERATION
6584804 | HERMAN'S MEATS | 1 | HERMANS MEATS--UPDATE REQD | E | 20 | T-O CTRL/AERATION
6584804 | HERMAN'S MEATS | 1 | HERMANS MEATS--UPDATE REQD | H | 25 | SOFTENING/ION EXCHANGE
6584804 | HERMAN'S MEATS | 1 | HERMANS MEATS--UPDATE REQD | B | 02 | DISINFECT/HYPOCHLORIN
6584804 | HERMAN'S MEATS | 1 | HERMANS MEATS--UPDATE REQD | K | 26 | DESALINAT/REVERSE OSMOSIS
6584805 | PREW PREPARATORY SCHOOL | 1 | WATER PLANT | E | 20 | T-O CTRL/AERATION
6584805 | PREW PREPARATORY SCHOOL | 1 | WATER PLANT | B | 02 | DISINFECT/HYPOCHLORIN
6584805 | PREW PREPARATORY SCHOOL | 1 | WATER PLANT | H | 25 | SOFTENING/ION EXCHANGE
6584806 | HUTCHINSON PROPERTIES | 2 | HUTCHINSON PLAZA | Z | 20 | OTHER/AERATION
6584806 | HUTCHINSON PROPERTIES | 1 | WATER PLANT | H | 25 | SOFTENING/ION EXCHANGE
6584806 | HUTCHINSON PROPERTIES | 1 | WATER PLANT | E | 20 | T-O CTRL/AERATION
6584806 | HUTCHINSON PROPERTIES | 2 | HUTCHINSON PLAZA | B | 02 | DISINFECT/HYPOCHLORIN
6584806 | HUTCHINSON PROPERTIES | 1 | WATER PLANT | B | 02 | DISINFECT/HYPOCHLORIN
6584807 | TEMPLE EMMANUEL | 1 | TEMPLE WATER | B | 02 | DISINFECT/HYPOCHLORIN
6584808 | QUICK STOP #12 | 1 | WATER PLANT | E | 20 | T-O CTRL/AERATION
6584808 | QUICK STOP #12 | 1 | WATER PLANT | B | 02 | DISINFECT/HYPOCHLORIN
6584810 | INSURANCE SERVICE OF SARASOTA | 1 | WATER PLANT | H | 25 | SOFTENING/ION EXCHANGE
6584810 | INSURANCE SERVICE OF SARASOTA | 1 | WATER PLANT | B | 02 | DISINFECT/HYPOCHLORIN
6584810 | INSURANCE SERVICE OF SARASOTA | 1 | WATER PLANT | F | 26 | ORGN-RMVL/REVERSE OSMOSIS
6584810 | INSURANCE SERVICE OF SARASOTA | 1 | WATER PLANT | E | 20 | T-O CTRL/AERATION
6584813 | STOP & SHOP CONVENIENCE STORE | 1 | STOP & SHOP | C | 12 | PART-RMVL/SEDIMENTATION
6584813 | STOP & SHOP CONVENIENCE STORE | 1 | STOP & SHOP | H | 25 | SOFTENING/ION EXCHANGE
6584813 | STOP & SHOP CONVENIENCE STORE | 1 | STOP & SHOP | B | 02 | DISINFECT/HYPOCHLORIN
6584814 | FRATERNAL ORDER OF EAGLES | 1 | FRATERNAL ORDER OF EAGLES | H | 25 | SOFTENING/ION EXCHANGE
6584814 | FRATERNAL ORDER OF EAGLES | 1 | FRATERNAL ORDER OF EAGLES | E | 20 | T-O CTRL/AERATION
6584814 | FRATERNAL ORDER OF EAGLES | 1 | FRATERNAL ORDER OF EAGLES | B | 02 | DISINFECT/HYPOCHLORIN
6584815 | BIZZY BEE CHILD CARE | 1 | WATER PLANT | H | 25 | SOFTENING/ION EXCHANGE
6584815 | BIZZY BEE CHILD CARE | 1 | WATER PLANT | B | 02 | DISINFECT/HYPOCHLORIN
6584816 | NEW GATE SCHOOL | 1 | WATER PLANT | B | 02 | DISINFECT/HYPOCHLORIN
6584816 | NEW GATE SCHOOL | 1 | WATER PLANT | H | 25 | SOFTENING/ION EXCHANGE
6584816 | NEW GATE SCHOOL | 1 | WATER PLANT | E | 20 | T-O CTRL/AERATION
6584817 | PHYSICAL PLANT SERVICES | 1 | WATER PLANT | E | 20 | T-O CTRL/AERATION
6584818 | DEPT OF TRANSPORTATION | 1 | WATER PLANT | H | 25 | SOFTENING/ION EXCHANGE
6584823 | LAKESIDE LUTHERAN CHURCH | 1 | LAKESIDE DAY CARE | B | 02 | DISINFECT/HYPOCHLORIN
6584823 | LAKESIDE LUTHERAN CHURCH | 1 | LAKESIDE DAY CARE | H | 25 | SOFTENING/ION EXCHANGE
6584824 | KNIGHTS TRAIL PARK | 1 | NIGHT TRAIL PARK | B | 02 | DISINFECT/HYPOCHLORIN
6584824 | KNIGHTS TRAIL PARK | 1 | NIGHT TRAIL PARK | H | 25 | SOFTENING/ION EXCHANGE
6584825 | MISTY CREEK COUNTRY CLUB | 1 | M C C C | B | 02 | DISINFECT/HYPOCHLORIN
6584826 | BEE RIDGE LANDFILL | 1 | BEE RIDGE LANDFILL | K | 26 | DESALINAT/REVERSE OSMOSIS
6584826 | BEE RIDGE LANDFILL | 1 | BEE RIDGE LANDFILL | B | 02 | DISINFECT/HYPOCHLORIN
6584826 | BEE RIDGE LANDFILL | 1 | BEE RIDGE LANDFILL | E | 20 | T-O CTRL/AERATION
6584827 | BENNETT'S PUB | 1 | BENNETT'S PUB | B | 02 | DISINFECT/HYPOCHLORIN
6584828 | SPANISH POINT MARINA | 1 | SPANISH POINTE MARINA | F | 23 | ORGN-RMVL/GAC ADDITION
6584828 | SPANISH POINT MARINA | 1 | SPANISH POINTE MARINA | B | 02 | DISINFECT/HYPOCHLORIN
6584829 | NORTH PORT ELKS LODGE #2632 | 1 | NORTH PORT ELKS LODGE | H | 25 | SOFTENING/ION EXCHANGE
6584829 | NORTH PORT ELKS LODGE #2632 | 1 | NORTH PORT ELKS LODGE | B | 02 | DISINFECT/HYPOCHLORIN
6584829 | NORTH PORT ELKS LODGE #2632 | 1 | NORTH PORT ELKS LODGE | F | 26 | ORGN-RMVL/REVERSE OSMOSIS
6584829 | NORTH PORT ELKS LODGE #2632 | 1 | NORTH PORT ELKS LODGE | E | 20 | T-O CTRL/AERATION
6584830 | VENICE CHURCH OF CHRIST | 1 | VENICE CHURCH OF CHRIST | H | 25 | SOFTENING/ION EXCHANGE
6584830 | VENICE CHURCH OF CHRIST | 1 | VENICE CHURCH OF CHRIST | B | 02 | DISINFECT/HYPOCHLORIN
6584831 | CASEY KEY PLAZA | 1 | CASEY KEY PLAZA | B | 02 | DISINFECT/HYPOCHLORIN
6584831 | CASEY KEY PLAZA | 1 | CASEY KEY PLAZA | H | 25 | SOFTENING/ION EXCHANGE
6584831 | CASEY KEY PLAZA | 1 | CASEY KEY PLAZA | E | 20 | T-O CTRL/AERATION
6584832 | JOHNSON AND SALT INC. | 1 | JOHNSON AND SALT INC. | B | 02 | DISINFECT/HYPOCHLORIN
6584833 | QUICKSTOP # 18 | 1 | QUICKSTOP | B | 02 | DISINFECT/HYPOCHLORIN
6584833 | QUICKSTOP # 18 | 1 | QUICKSTOP | E | 20 | T-O CTRL/AERATION
6584836 | K C KEY FOOD STORE, INC | 1 | BAYPOINT CENTER | B | 02 | DISINFECT/HYPOCHLORIN
6584836 | K C KEY FOOD STORE, INC | 1 | BAYPOINT CENTER | E | 20 | T-O CTRL/AERATION
6584837 | SUNCOAST ICE | 1 | SUNCOAST ICE | B | 02 | DISINFECT/HYPOCHLORIN
6584839 | GEIER'S SAUSAGE KITCHEN | 1 | GEIER'S SAUSAGE KITCHEN | B | 02 | DISINFECT/HYPOCHLORIN
6584840 | CUMBERLAND FARMS EXP. STAT. | 1 | CUMBERLAND FARMS EXP. STAT. | B | 02 | DISINFECT/HYPOCHLORIN
6584841 | CHURCH OF THE HOLY SPIRIT | 1 | CHURCH OF THE HOLY SPIRIT | B | 02 | DISINFECT/HYPOCHLORIN
6584841 | CHURCH OF THE HOLY SPIRIT | 1 | CHURCH OF THE HOLY SPIRIT | E | 20 | T-O CTRL/AERATION
6584841 | CHURCH OF THE HOLY SPIRIT | 1 | CHURCH OF THE HOLY SPIRIT | H | 25 | SOFTENING/ION EXCHANGE
6584842 | ASHTON BUSINESS CENTER | 1 | ASHTON BUSINESS CENTER | B | 02 | DISINFECT/HYPOCHLORIN
6584842 | ASHTON BUSINESS CENTER | 1 | ASHTON BUSINESS CENTER | E | 20 | T-O CTRL/AERATION
6584842 | ASHTON BUSINESS CENTER | 1 | ASHTON BUSINESS CENTER | H | 25 | SOFTENING/ION EXCHANGE
6584842 | ASHTON BUSINESS CENTER | 2 | ASHTON BUSINESS CENTER | B | 02 | DISINFECT/HYPOCHLORIN
6584842 | ASHTON BUSINESS CENTER | 2 | ASHTON BUSINESS CENTER | E | 20 | T-O CTRL/AERATION
6584842 | ASHTON BUSINESS CENTER | 2 | ASHTON BUSINESS CENTER | F | 25 | ORGN-RMVL/ION EXCHANGE
6584843 | URBANEK | 1 | URBANEK | B | 02 | DISINFECT/HYPOCHLORIN
6584843 | URBANEK | 1 | URBANEK | E | 20 | T-O CTRL/AERATION
6584844 | DOUGLAS AUTO SALES | 1 | DOUGLAS AUTO SALES | B | 02 | DISINFECT/HYPOCHLORIN
6584844 | DOUGLAS AUTO SALES | 1 | DOUGLAS AUTO SALES | H | 25 | SOFTENING/ION EXCHANGE
6584844 | DOUGLAS AUTO SALES | 1 | DOUGLAS AUTO SALES | E | 20 | T-O CTRL/AERATION
6584845 | YOUNG WORLD PRE-SCHOOL | 1 | YOUNG WORLD PRESCHOOL | B | 02 | DISINFECT/HYPOCHLORIN
6584847 | NOKOMIS GROVES | 1 | NOKOMIS GROVES | B | 02 | DISINFECT/HYPOCHLORIN
6584847 | NOKOMIS GROVES | 1 | NOKOMIS GROVES | E | 20 | T-O CTRL/AERATION
6584847 | NOKOMIS GROVES | 1 | NOKOMIS GROVES | F | 26 | ORGN-RMVL/REVERSE OSMOSIS
6584848 | TRINITY LUTHERAN CHURCH | 1 | WELL 1 | B | 02 | DISINFECT/HYPOCHLORIN
6584848 | TRINITY LUTHERAN CHURCH | 1 | WELL 1 | C | 12 | PART-RMVL/SEDIMENTATION
6584849 | LOLLYPOP NURSERY | 1 | WELL 1 | E | 20 | T-O CTRL/AERATION
6584849 | LOLLYPOP NURSERY | 1 | WELL 1 | B | 02 | DISINFECT/HYPOCHLORIN
6584849 | LOLLYPOP NURSERY | 1 | WELL 1 | H | 25 | SOFTENING/ION EXCHANGE
6584853 | ATCO (U SAVE) | 1 | U-SAVE | B | 02 | DISINFECT/HYPOCHLORIN
6584854 | SNOOK HAVEN | 1 | WELL 1 | C | 26 | PART-RMVL/REVERSE OSMOSIS
6584854 | SNOOK HAVEN | 1 | WELL 1 | B | 02 | DISINFECT/HYPOCHLORIN
6584855 | ELKS LODGE #2495 | 1 | ELKS LODGE #2495 | H | 25 | SOFTENING/ION EXCHANGE
6584855 | ELKS LODGE #2495 | 1 | ELKS LODGE #2495 | E | 20 | T-O CTRL/AERATION
6584855 | ELKS LODGE #2495 | 1 | ELKS LODGE #2495 | B | 02 | DISINFECT/HYPOCHLORIN
6584856 | OSPREY VILLAGE SHOPPING CENTER | 1 | OSPREY VILLAGE SHOPPING CENTER | B | 02 | DISINFECT/HYPOCHLORIN
6584856 | OSPREY VILLAGE SHOPPING CENTER | 1 | OSPREY VILLAGE SHOPPING CENTER | H | 25 | SOFTENING/ION EXCHANGE
6584856 | OSPREY VILLAGE SHOPPING CENTER | 1 | OSPREY VILLAGE SHOPPING CENTER | E | 20 | T-O CTRL/AERATION
6584857 | MCASHTON PLAZA | 1 | MCASHTON PLAZA | B | 02 | DISINFECT/HYPOCHLORIN
6584857 | MCASHTON PLAZA | 1 | MCASHTON PLAZA | E | 20 | T-O CTRL/AERATION
6584857 | MCASHTON PLAZA | 1 | MCASHTON PLAZA | H | 25 | SOFTENING/ION EXCHANGE
6584858 | AMERICAN PANTRY | 1 | AMERICAN PANTRY | F | 26 | ORGN-RMVL/REVERSE OSMOSIS
6584858 | AMERICAN PANTRY | 1 | AMERICAN PANTRY | B | 02 | DISINFECT/HYPOCHLORIN
6584858 | AMERICAN PANTRY | 1 | AMERICAN PANTRY | E | 20 | T-O CTRL/AERATION
6584859 | CHRISTIAN HEALING CTR. C.H.S. | 1 | CHRISTIAN HEALING CTR. | H | 25 | SOFTENING/ION EXCHANGE
6584859 | CHRISTIAN HEALING CTR. C.H.S. | 1 | CHRISTIAN HEALING CTR. | B | 02 | DISINFECT/HYPOCHLORIN
6584859 | CHRISTIAN HEALING CTR. C.H.S. | 1 | CHRISTIAN HEALING CTR. | E | 20 | T-O CTRL/AERATION
6584860 | URBANEK'S | 1 | URBANEK | H | 25 | SOFTENING/ION EXCHANGE
6584860 | URBANEK'S | 1 | URBANEK | B | 02 | DISINFECT/HYPOCHLORIN
6584860 | URBANEK'S | 1 | URBANEK | E | 20 | T-O CTRL/AERATION
6584861 | CALVARY BIBLE CHURCH | 1 | CALVARY BIBLE CHURCH | B | 02 | DISINFECT/HYPOCHLORIN
6584861 | CALVARY BIBLE CHURCH | 1 | CALVARY BIBLE CHURCH | E | 20 | T-O CTRL/AERATION
6584861 | CALVARY BIBLE CHURCH | 1 | CALVARY BIBLE CHURCH | F | 26 | ORGN-RMVL/REVERSE OSMOSIS
6584862 | SUNSET TERRACE MOTEL | 1 |  | B | 02 | DISINFECT/HYPOCHLORIN
6584863 | BEE RIDGE PROFESSIONAL CENTER | 1 | BEE RIDGE PROFESSIONAL CENTER | Z | 20 | OTHER/AERATION
6584863 | BEE RIDGE PROFESSIONAL CENTER | 1 | BEE RIDGE PROFESSIONAL CENTER | B | 02 | DISINFECT/HYPOCHLORIN
6584865 | SPEEDWAY/STARVIN MARVIN. | 1 | SPEEDWAY OIL COMPANY | B | 02 | DISINFECT/HYPOCHLORIN
6584865 | SPEEDWAY/STARVIN MARVIN. | 1 | SPEEDWAY OIL COMPANY | E | 20 | T-O CTRL/AERATION
6584865 | SPEEDWAY/STARVIN MARVIN. | 1 | SPEEDWAY OIL COMPANY | H | 25 | SOFTENING/ION EXCHANGE
6584867 | WARM MINERAL SPR. CIVIC CENTER | 1 | WARM MINERAL SPG. CIVIC CENTER | H | 25 | SOFTENING/ION EXCHANGE
6584867 | WARM MINERAL SPR. CIVIC CENTER | 1 | WARM MINERAL SPG. CIVIC CENTER | B | 02 | DISINFECT/HYPOCHLORIN
6584867 | WARM MINERAL SPR. CIVIC CENTER | 1 | WARM MINERAL SPG. CIVIC CENTER | F | 14 | ORGN-RMVL/RAPID SAND FIL
6584868 | J & J HOMES | 1 | J&J HOMES | B | 02 | DISINFECT/HYPOCHLORIN
6584869 | VENICE/NOKOMIS UNITED METH.CH. | 1 | VENICE/NOKOMIS UNITED METH.CH. | B | 02 | DISINFECT/HYPOCHLORIN
6584869 | VENICE/NOKOMIS UNITED METH.CH. | 1 | VENICE/NOKOMIS UNITED METH.CH. | H | 25 | SOFTENING/ION EXCHANGE
6584869 | VENICE/NOKOMIS UNITED METH.CH. | 1 | VENICE/NOKOMIS UNITED METH.CH. | E | 20 | T-O CTRL/AERATION
6584870 | ROBINSON'S GROCERY STORE | 1 | ROBINSON'S GORCERY STORE | B | 02 | DISINFECT/HYPOCHLORIN
6584871 | MYRTLE "J" | 1 | MYRTLE "J" | B | 02 | DISINFECT/HYPOCHLORIN
6584872 | MATTHEWS-CURRIE FORD CO. | 2 | NORTH PLANT | B | 02 | DISINFECT/HYPOCHLORIN
6584872 | MATTHEWS-CURRIE FORD CO. | 2 | NORTH PLANT | H | 25 | SOFTENING/ION EXCHANGE
6584872 | MATTHEWS-CURRIE FORD CO. | 2 | NORTH PLANT | E | 20 | T-O CTRL/AERATION
6584872 | MATTHEWS-CURRIE FORD CO. | 1 | SOUTH PLANT | H | 25 | SOFTENING/ION EXCHANGE
6584872 | MATTHEWS-CURRIE FORD CO. | 1 | SOUTH PLANT | E | 20 | T-O CTRL/AERATION
6584872 | MATTHEWS-CURRIE FORD CO. | 1 | SOUTH PLANT | B | 02 | DISINFECT/HYPOCHLORIN
6584873 | TATUM RIDGE GOLF LINKS REST STATION | 1 | TATUM RIDGE GOLF LINKS REST.ST | E | 20 | T-O CTRL/AERATION
6584873 | TATUM RIDGE GOLF LINKS REST STATION | 1 | TATUM RIDGE GOLF LINKS REST.ST | B | 02 | DISINFECT/HYPOCHLORIN
6584874 | TATUM RIDGE GOLF LINKS | 1 | TATUM RIDGE GOLF LINKS CLUB | B | 02 | DISINFECT/HYPOCHLORIN
6584874 | TATUM RIDGE GOLF LINKS | 1 | TATUM RIDGE GOLF LINKS CLUB | B | 20 | DISINFECT/AERATION
6584876 | TWIN LAKES PARK LITTLE LEAGUE | 1 | TWIN LAKES PARK LITTLE LEAGUE | A |  | NO TRTMT
6584877 | ANITA'S FAMILY RESTURANT | 1 | ANITA'S FAMILY RESTURANT | B | 02 | DISINFECT/HYPOCHLORIN
6584877 | ANITA'S FAMILY RESTURANT | 1 | ANITA'S FAMILY RESTURANT | E | 20 | T-O CTRL/AERATION
6584878 | ECOWATER | 1 | ECOWATER | B | 02 | DISINFECT/HYPOCHLORIN
6584878 | ECOWATER | 1 | ECOWATER | H | 25 | SOFTENING/ION EXCHANGE
6584880 | ROAD & BRIDGE | 1 | ROAD BRIDGE | B | 02 | DISINFECT/HYPOCHLORIN
6584881 | LIVE OAK MANOR | 1 | LIVE OAK MANOR | B | 02 | DISINFECT/HYPOCHLORIN
6584881 | LIVE OAK MANOR | 1 | LIVE OAK MANOR | E | 20 | T-O CTRL/AERATION
6584881 | LIVE OAK MANOR | 1 | LIVE OAK MANOR | H | 25 | SOFTENING/ION EXCHANGE
6584882 | REAL RAIL RESTURANT & BAR | 1 | REAL RAIL RESTURANT & BAR | B | 02 | DISINFECT/HYPOCHLORIN
6584883 | FARM STORE #1653 | 1 | FARM STORE | B | 02 | DISINFECT/HYPOCHLORIN
6584884 | COUNTRY CLUB APTS | 1 | COUNTRY CLUB APTS | B | 02 | DISINFECT/HYPOCHLORIN
6584884 | COUNTRY CLUB APTS | 1 | COUNTRY CLUB APTS | E | 20 | T-O CTRL/AERATION
6584885 | SAMOOR GROTTO | 1 | SAMOOR GROTTO | B | 02 | DISINFECT/HYPOCHLORIN
6584886 | FLORIDA HIGHWAY PATROL | 1 | FL HWY PATROL | A |  | NO TRTMT
6584887 | SOUTH BRIDGE PLAZA | 1 | SOUTH BRIDGE PLAZA | B | 02 | DISINFECT/HYPOCHLORIN
6584887 | SOUTH BRIDGE PLAZA | 1 | SOUTH BRIDGE PLAZA | E | 20 | T-O CTRL/AERATION
6584888 | A-Z BEVERAGE | 1 | CIRCLE K-OSPREY | B | 02 | DISINFECT/HYPOCHLORIN
6584888 | A-Z BEVERAGE | 1 | CIRCLE K-OSPREY | Z | 26 | OTHER/REVERSE OSMOSIS
6584889 | BILL BUCK CHEVROLET | 1 | BILL BUCK CHEVROLET | B | 02 | DISINFECT/HYPOCHLORIN
6584890 | TRUCK JUNCTION | 1 | TRUCK JUNCTION | B | 02 | DISINFECT/HYPOCHLORIN
6584890 | TRUCK JUNCTION | 1 | TRUCK JUNCTION | E | 20 | T-O CTRL/AERATION
6584891 | RV WORLD | 1 | RV WORLD | E | 20 | T-O CTRL/AERATION
6584892 | ARK PLAZA | 1 | ARK PLAZA | E | 20 | T-O CTRL/AERATION
6584893 | WALLY'S POUR HOUSE | 1 | POUR HOUSE | B | 02 | DISINFECT/HYPOCHLORIN
6584893 | WALLY'S POUR HOUSE | 1 | POUR HOUSE | H | 25 | SOFTENING/ION EXCHANGE
6584894 | CHRIST UNITED METHODIST CHURCH | 1 | CHURCH SYSTEM | B | 02 | DISINFECT/HYPOCHLORIN
6584894 | CHRIST UNITED METHODIST CHURCH | 1 | CHURCH SYSTEM | E | 20 | T-O CTRL/AERATION
6584895 | O'HENRY'S PUB | 1 | OHENRYS PUB | B | 02 | DISINFECT/HYPOCHLORIN
6584896 | COASTAL MINI MART | 1 | COASTAL MINI MART | B | 02 | DISINFECT/HYPOCHLORIN
6584897 | PLAZA ONE STOP | 1 | PLAZA ONE STOP | B | 02 | DISINFECT/HYPOCHLORIN
6584897 | PLAZA ONE STOP | 1 | PLAZA ONE STOP | E | 20 | T-O CTRL/AERATION
6584898 | 4 BAYS PLAZA | 1 | 4 BAYS PLAZA SYSTEM | B | 02 | DISINFECT/HYPOCHLORIN
6584898 | 4 BAYS PLAZA | 1 | 4 BAYS PLAZA SYSTEM | E | 20 | T-O CTRL/AERATION
6584899 | WINGATE PLAZA | 1 | WINGATE PLAZA | E | 20 | T-O CTRL/AERATION
6584899 | WINGATE PLAZA | 1 | WINGATE PLAZA | H | 25 | SOFTENING/ION EXCHANGE
6584899 | WINGATE PLAZA | 1 | WINGATE PLAZA | B | 02 | DISINFECT/HYPOCHLORIN
6584900 | VENICE CHRYSLER PLYMOUTH | 1 | VENICE CHRYSLER PLYMOUTH | B | 02 | DISINFECT/HYPOCHLORIN
6584900 | VENICE CHRYSLER PLYMOUTH | 1 | VENICE CHRYSLER PLYMOUTH | H | 25 | SOFTENING/ION EXCHANGE
6584901 | FOXFIRE GOLF CLUB PALM REST ST | 1 | FOXFIRE PALM REST STATION | Z | 20 | OTHER/AERATION
6584901 | FOXFIRE GOLF CLUB PALM REST ST | 1 | FOXFIRE PALM REST STATION | B | 02 | DISINFECT/HYPOCHLORIN
6584902 | 1ST BAPTIST CHURCH OF NOKOMIS | 1 | CHURCH SYSTEM | B | 02 | DISINFECT/HYPOCHLORIN
6584902 | 1ST BAPTIST CHURCH OF NOKOMIS | 1 | CHURCH SYSTEM | H | 25 | SOFTENING/ION EXCHANGE
6584902 | 1ST BAPTIST CHURCH OF NOKOMIS | 1 | CHURCH SYSTEM | E | 20 | T-O CTRL/AERATION
6584903 | FOXFIRE GOLF CLUB OAK REST ST | 1 | FOXFIRE OAK REST STATION | B | 02 | DISINFECT/HYPOCHLORIN
6584903 | FOXFIRE GOLF CLUB OAK REST ST | 1 | FOXFIRE OAK REST STATION | Z | 20 | OTHER/AERATION
6584905 | 1872 S TAMIAMI TRAIL | 1 | 1872 S TAMIAMI TRAIL | B | 02 | DISINFECT/HYPOCHLORIN
6584905 | 1872 S TAMIAMI TRAIL | 1 | 1872 S TAMIAMI TRAIL | E | 20 | T-O CTRL/AERATION
6584905 | 1872 S TAMIAMI TRAIL | 1 | 1872 S TAMIAMI TRAIL | F | 14 | ORGN-RMVL/RAPID SAND FIL
6584905 | 1872 S TAMIAMI TRAIL | 1 | 1872 S TAMIAMI TRAIL | H | 25 | SOFTENING/ION EXCHANGE
6584906 | ENGLEWOOD DISPOSAL | 1 | OFFICE SYSTEM | E | 20 | T-O CTRL/AERATION
6584906 | ENGLEWOOD DISPOSAL | 1 | OFFICE SYSTEM | B | 02 | DISINFECT/HYPOCHLORIN
6584906 | ENGLEWOOD DISPOSAL | 2 | MAINT. BLDG. SYSTEM | B | 02 | DISINFECT/HYPOCHLORIN
6584906 | ENGLEWOOD DISPOSAL | 1 | OFFICE SYSTEM | H | 25 | SOFTENING/ION EXCHANGE
6584906 | ENGLEWOOD DISPOSAL | 2 | MAINT. BLDG. SYSTEM | H | 25 | SOFTENING/ION EXCHANGE
6584906 | ENGLEWOOD DISPOSAL | 2 | MAINT. BLDG. SYSTEM | E | 20 | T-O CTRL/AERATION
6584907 | WARM MINERAL SPRINGS MOTEL | 1 | WARM MINERAL SPRINGS MOTEL | H | 25 | SOFTENING/ION EXCHANGE
6584907 | WARM MINERAL SPRINGS MOTEL | 1 | WARM MINERAL SPRINGS MOTEL | B | 02 | DISINFECT/HYPOCHLORIN
6584908 | MYAKKA RIVER OYSTER BAR | 1 | MYAKKA RIVER INN | C | 26 | PART-RMVL/REVERSE OSMOSIS
6584908 | MYAKKA RIVER OYSTER BAR | 1 | MYAKKA RIVER INN | B | 02 | DISINFECT/HYPOCHLORIN
6584908 | MYAKKA RIVER OYSTER BAR | 1 | MYAKKA RIVER INN | H | 15 | SOFTENING/PRESS SAND FILT
6584908 | MYAKKA RIVER OYSTER BAR | 1 | MYAKKA RIVER INN | E | 20 | T-O CTRL/AERATION
6584909 | TAYLOR RANCH INC | 1 | BERRY RANCH | B | 02 | DISINFECT/HYPOCHLORIN
6584909 | TAYLOR RANCH INC | 1 | BERRY RANCH | E | 20 | T-O CTRL/AERATION
6584910 | TRINITY PRESBYTERIAN CHURCH | 1 | TRINITY PRESBYTERIAN CHURCH | H | 25 | SOFTENING/ION EXCHANGE
6584910 | TRINITY PRESBYTERIAN CHURCH | 1 | TRINITY PRESBYTERIAN CHURCH | B | 02 | DISINFECT/HYPOCHLORIN
6584911 | 7TH DAY ADVENTIST CHURCH | 1 | 7TH DAY ADVENTIST CHURCH | E | 13 | T-O CTRL/SLOW SAND FILTR
6584911 | 7TH DAY ADVENTIST CHURCH | 1 | 7TH DAY ADVENTIST CHURCH | H | 25 | SOFTENING/ION EXCHANGE
6584911 | 7TH DAY ADVENTIST CHURCH | 1 | 7TH DAY ADVENTIST CHURCH | B | 02 | DISINFECT/HYPOCHLORIN
6584912 | SAPPHIRE MOTEL | 1 | SAPPHIRE MOTEL | E | 20 | T-O CTRL/AERATION
6584913 | SOUTHERN SPRING & STAMPING | 1 | SOUTHERN SPRING + STAMPING | E | 20 | T-O CTRL/AERATION
6584913 | SOUTHERN SPRING & STAMPING | 1 | SOUTHERN SPRING + STAMPING | F | 13 | ORGN-RMVL/SLOW SAND FILTR
6584913 | SOUTHERN SPRING & STAMPING | 1 | SOUTHERN SPRING + STAMPING | B | 02 | DISINFECT/HYPOCHLORIN
6584913 | SOUTHERN SPRING & STAMPING | 1 | SOUTHERN SPRING + STAMPING | H | 25 | SOFTENING/ION EXCHANGE
6584914 | OAKFORD GOLF CLUB | 1 | OAK FORD GOLF CLUB | E | 20 | T-O CTRL/AERATION
6584914 | OAKFORD GOLF CLUB | 1 | OAK FORD GOLF CLUB | H | 25 | SOFTENING/ION EXCHANGE
6584914 | OAKFORD GOLF CLUB | 1 | OAK FORD GOLF CLUB | B | 02 | DISINFECT/HYPOCHLORIN
6584915 | SCHOOL BOARD CONSTRUCT COMPLEX | 1 | SCHOOL BOARD CONST. COMPLEX | B | 02 | DISINFECT/HYPOCHLORIN
6584915 | SCHOOL BOARD CONSTRUCT COMPLEX | 1 | SCHOOL BOARD CONST. COMPLEX | B | 05 | DISINFECT/OZONATION
6584916 | SENIOR FRIENDSHIP CENTER | 1 | SENIOR FRIENDSHIP CENTER | B | 02 | DISINFECT/HYPOCHLORIN
6584916 | SENIOR FRIENDSHIP CENTER | 1 | SENIOR FRIENDSHIP CENTER | E | 20 | T-O CTRL/AERATION
6584916 | SENIOR FRIENDSHIP CENTER | 1 | SENIOR FRIENDSHIP CENTER | H | 25 | SOFTENING/ION EXCHANGE
6584917 | SUN HONDA | 1 | SUN HONDA | B | 02 | DISINFECT/HYPOCHLORIN
6584917 | SUN HONDA | 1 | SUN HONDA | H | 25 | SOFTENING/ION EXCHANGE
6584917 | SUN HONDA | 1 | SUN HONDA | E | 20 | T-O CTRL/AERATION
6584918 | BIRD FINDERS | 1 | BIRD FINDERS | B | 02 | DISINFECT/HYPOCHLORIN
6584918 | BIRD FINDERS | 1 | BIRD FINDERS | F | 23 | ORGN-RMVL/GAC ADDITION
6584919 | THE ORTIZ BLDG | 1 | THE ORTIZ BLDG | H | 25 | SOFTENING/ION EXCHANGE
6584919 | THE ORTIZ BLDG | 1 | THE ORTIZ BLDG | G | 15 | IRON RMVL/PRESS SAND FILT
6584920 | HEELAEE PROPERTIES LLP | 1 | BROWN INDUSTRIAL PARK | B | 02 | DISINFECT/HYPOCHLORIN
6584920 | HEELAEE PROPERTIES LLP | 1 | BROWN INDUSTRIAL PARK | E | 20 | T-O CTRL/AERATION
6584921 | DISCOUNT AUTO PARTS | 1 | DISCOUNT AUTO PARTS | A |  | NO TRTMT
6584922 | WEBBER BLDG | 1 | WEBBER BLDG | E | 20 | T-O CTRL/AERATION
6584924 | GRAPPIN CLINIC | 1 | GRAPPIN CLINIC | B | 02 | DISINFECT/HYPOCHLORIN
6584924 | GRAPPIN CLINIC | 1 | GRAPPIN CLINIC | G | 14 | IRON RMVL/RAPID SAND FIL
6584924 | GRAPPIN CLINIC | 1 | GRAPPIN CLINIC | H | 25 | SOFTENING/ION EXCHANGE
6584926 | COAST LIFE CHURCH | 1 | VENICE APOSTOLIC CHURCH | B | 02 | DISINFECT/HYPOCHLORIN
6584926 | COAST LIFE CHURCH | 1 | VENICE APOSTOLIC CHURCH | H | 25 | SOFTENING/ION EXCHANGE
6584927 | ASHTON COMMUNITY FELLOWSHIP | 1 | ASHTON MENNONITE CHURCH | H | 25 | SOFTENING/ION EXCHANGE
6584927 | ASHTON COMMUNITY FELLOWSHIP | 1 | ASHTON MENNONITE CHURCH | B | 02 | DISINFECT/HYPOCHLORIN
6584927 | ASHTON COMMUNITY FELLOWSHIP | 1 | ASHTON MENNONITE CHURCH | E | 20 | T-O CTRL/AERATION
6584928 | WALLACE INDUSTRIAL PARK | 1 | WALLACE INDUSTRIAL PARK | R | 25 | RADS RMVL/ION EXCHANGE
6584928 | WALLACE INDUSTRIAL PARK | 1 | WALLACE INDUSTRIAL PARK | B | 02 | DISINFECT/HYPOCHLORIN
6584928 | WALLACE INDUSTRIAL PARK | 1 | WALLACE INDUSTRIAL PARK | E | 20 | T-O CTRL/AERATION
6584929 | ST MARGRETS OF SCOTLAND | 1 | ST MARGRETS OF SCOTLAND | H | 25 | SOFTENING/ION EXCHANGE
6584929 | ST MARGRETS OF SCOTLAND | 1 | ST MARGRETS OF SCOTLAND | E | 20 | T-O CTRL/AERATION
6584929 | ST MARGRETS OF SCOTLAND | 1 | ST MARGRETS OF SCOTLAND | B | 02 | DISINFECT/HYPOCHLORIN
6584930 | SARASOTA BUSINESS PARK | 1 | SARASOTA BUSINESS PARK | C | 13 | PART-RMVL/SLOW SAND FILTR
6584930 | SARASOTA BUSINESS PARK | 1 | SARASOTA BUSINESS PARK | B | 02 | DISINFECT/HYPOCHLORIN
6584930 | SARASOTA BUSINESS PARK | 1 | SARASOTA BUSINESS PARK | E | 20 | T-O CTRL/AERATION
6584931 | PALM SQUARE (C.ISSA AT 243 S) | 1 | PALM SQUARE | H | 25 | SOFTENING/ION EXCHANGE
6584931 | PALM SQUARE (C.ISSA AT 243 S) | 1 | PALM SQUARE | B | 02 | DISINFECT/HYPOCHLORIN
6584932 | VENICE CHURCH OF THE NAZARENE | 1 | VENICE CHURCH OF THE NAZARENE | E | 20 | T-O CTRL/AERATION
6584932 | VENICE CHURCH OF THE NAZARENE | 1 | VENICE CHURCH OF THE NAZARENE | B | 02 | DISINFECT/HYPOCHLORIN
6584932 | VENICE CHURCH OF THE NAZARENE | 1 | VENICE CHURCH OF THE NAZARENE | H | 25 | SOFTENING/ION EXCHANGE
6584933 | POP'S GOLF & BATTING CTR | 1 | SUN COAST GOLF CTR | E | 20 | T-O CTRL/AERATION
6584933 | POP'S GOLF & BATTING CTR | 1 | SUN COAST GOLF CTR | B | 02 | DISINFECT/HYPOCHLORIN
6584934 | CENTER OF HOPE CHURCH | 1 | CENTER OF HOPE CHURCH | B | 02 | DISINFECT/HYPOCHLORIN
6584934 | CENTER OF HOPE CHURCH | 1 | CENTER OF HOPE CHURCH | E | 20 | T-O CTRL/AERATION
6584935 | NOKOMOS STORE | 1 | NOKOMIS CITCO | B | 02 | DISINFECT/HYPOCHLORIN
6584935 | NOKOMOS STORE | 1 | NOKOMIS CITCO | E | 20 | T-O CTRL/AERATION
6584935 | NOKOMOS STORE | 1 | NOKOMIS CITCO | H | 25 | SOFTENING/ION EXCHANGE
6584936 | UNITY CHURCH ON THE GULF | 1 | UNITY CHURCH ON THE GULF | B | 02 | DISINFECT/HYPOCHLORIN
6584936 | UNITY CHURCH ON THE GULF | 1 | UNITY CHURCH ON THE GULF | H | 25 | SOFTENING/ION EXCHANGE
6584936 | UNITY CHURCH ON THE GULF | 1 | UNITY CHURCH ON THE GULF | E | 20 | T-O CTRL/AERATION
6584937 | MYAKKA UTILITIES | 1 | CITY OF NORTH PORT UTILITIES | B | 01 | DISINFECT/GASEOUS CHLORIN
6584937 | MYAKKA UTILITIES | 1 | CITY OF NORTH PORT UTILITIES | B | 04 | DISINFECT/CHLORAMINES
6584937 | MYAKKA UTILITIES | 1 | CITY OF NORTH PORT UTILITIES | C | 14 | PART-RMVL/RAPID SAND FIL
6584937 | MYAKKA UTILITIES | 1 | CITY OF NORTH PORT UTILITIES | C | 10 | PART-RMVL/COAGULATION
6584937 | MYAKKA UTILITIES | 1 | CITY OF NORTH PORT UTILITIES | D | 19 | CORR-CTRL/PH ADJUSTMENT
6588000 | SEVENTH DAY ADVENT CHURCH | 1 | SEVENTH DAY ADVENT CHURCH | B | 02 | DISINFECT/HYPOCHLORIN
6588000 | SEVENTH DAY ADVENT CHURCH | 1 | SEVENTH DAY ADVENT CHURCH | G | 13 | IRON RMVL/SLOW SAND FILTR
6588000 | SEVENTH DAY ADVENT CHURCH | 1 | SEVENTH DAY ADVENT CHURCH | H | 25 | SOFTENING/ION EXCHANGE
6588001 | TOTMAN BLDG | 1 | TOTMAN BLDG | A |  | NO TRTMT
6588002 | ATLANTIC UTILITIES OF SARASOTA | 1 | SARASOTA CO. UTILITIES | B | 01 | DISINFECT/GASEOUS CHLORIN
6588002 | ATLANTIC UTILITIES OF SARASOTA | 2 | ATLANTIC UTILITIES | A |  | NO TRTMT
6588003 | PLURIS-SOUTH GATE UTILITIES | 1 | SOUTHGATE UTILITIES | A |  | NO TRTMT
6588004 | BUTCHER'S CHOICE | 1 | BUTCHERS'S CHOICE | H | 25 | SOFTENING/ION EXCHANGE
6588004 | BUTCHER'S CHOICE | 1 | BUTCHERS'S CHOICE | B | 02 | DISINFECT/HYPOCHLORIN
6588004 | BUTCHER'S CHOICE | 1 | BUTCHERS'S CHOICE | E | 20 | T-O CTRL/AERATION
6588005 | STINNETT PONTIAC | 1 | STINNETT PONTIAC | E | 20 | T-O CTRL/AERATION
6588005 | STINNETT PONTIAC | 1 | STINNETT PONTIAC | H | 25 | SOFTENING/ION EXCHANGE
6588007 | MIAKKA METHODIST CHURCH | 1 | MIAKKA METHODIST CHURCH | B | 02 | DISINFECT/HYPOCHLORIN
6588007 | MIAKKA METHODIST CHURCH | 1 | MIAKKA METHODIST CHURCH | H | 25 | SOFTENING/ION EXCHANGE
6588007 | MIAKKA METHODIST CHURCH | 1 | MIAKKA METHODIST CHURCH | E | 20 | T-O CTRL/AERATION
6588008 | COURTHOUSE PLAZA WAREHOUSE | 1 | COURTHOUSE PLAZA WAREHOUSE | B | 02 | DISINFECT/HYPOCHLORIN
6588009 | TEES OF VENICE GOLF CENTER INC | 1 | TEES OF VENICE GOLF CENTER | B | 02 | DISINFECT/HYPOCHLORIN
6588010 | FOREST PRODUCTS MAIN OFFICE | 1 | FOREST PRODUCTS MAIN OFFICE | E | 20 | T-O CTRL/AERATION
6588010 | FOREST PRODUCTS MAIN OFFICE | 1 | FOREST PRODUCTS MAIN OFFICE | H | 25 | SOFTENING/ION EXCHANGE
6588011 | FOREST PRODUCTS PLANT #2 | 1 | FOREST PRODUCT PLANT #2 | E | 20 | T-O CTRL/AERATION
6588012 | SCOTT PAINT PLAZA | 1 | SCOTT PAINT PLAZA | E | 20 | T-O CTRL/AERATION
6588012 | SCOTT PAINT PLAZA | 1 | SCOTT PAINT PLAZA | B | 02 | DISINFECT/HYPOCHLORIN
6588013 | DISABLED AMERICAN VETERANS | 1 | DISABLED AMERICAN VETERANS | C | 23 | PART-RMVL/GAC ADDITION
6588013 | DISABLED AMERICAN VETERANS | 1 | DISABLED AMERICAN VETERANS | H | 25 | SOFTENING/ION EXCHANGE
6588013 | DISABLED AMERICAN VETERANS | 1 | DISABLED AMERICAN VETERANS | E | 20 | T-O CTRL/AERATION
6588013 | DISABLED AMERICAN VETERANS | 1 | DISABLED AMERICAN VETERANS | B | 02 | DISINFECT/HYPOCHLORIN
6588014 | CORRINE JONES | 1 | CORRINE JONES | H | 25 | SOFTENING/ION EXCHANGE
6588015 | JAMES ESLINGER | 1 | JAMES ESLINGER | H | 25 | SOFTENING/ION EXCHANGE
6588015 | JAMES ESLINGER | 1 | JAMES ESLINGER | E | 20 | T-O CTRL/AERATION
6588016 | CAMPER LAND OF SARASOTA | 1 | CAMPER LAND OF SARASOTA | B | 02 | DISINFECT/HYPOCHLORIN
6588016 | CAMPER LAND OF SARASOTA | 1 | CAMPER LAND OF SARASOTA | E | 20 | T-O CTRL/AERATION
6588017 | PAC TEC ELECTRONIC ENCLOSURES | 1 | PAC TEC ELECTRONIC ENCLOSURES | B | 02 | DISINFECT/HYPOCHLORIN
6588017 | PAC TEC ELECTRONIC ENCLOSURES | 1 | PAC TEC ELECTRONIC ENCLOSURES | E | 20 | T-O CTRL/AERATION
6588018 | CLAXTON GARDEN CTR. | 1 | CLAXTON GARDEN CTR. | A |  | NO TRTMT
6588019 | DANCEFUSION | 1 | DANCE PALACE | E | 20 | T-O CTRL/AERATION
6588019 | DANCEFUSION | 1 | DANCE PALACE | F | 23 | ORGN-RMVL/GAC ADDITION
6588019 | DANCEFUSION | 1 | DANCE PALACE | H | 25 | SOFTENING/ION EXCHANGE
6588019 | DANCEFUSION | 1 | DANCE PALACE | B | 02 | DISINFECT/HYPOCHLORIN
6588020 | MISSION VALLEY COMFORT STA.S | 1 | MISSION VALLEY COMFORT STA.S | B | 02 | DISINFECT/HYPOCHLORIN
6588021 | SAND DOLLAR RESTAURANT DBA BEEFY'S BBQ | 1 | SAND DOLLAR RESTAURANT/BEEFY'S | B | 02 | DISINFECT/HYPOCHLORIN
6588022 | WARM MINERAL SPRINGS RESTROOMS | 1 | RESTROOM WATER PLANT | B | 02 | DISINFECT/HYPOCHLORIN
6588022 | WARM MINERAL SPRINGS RESTROOMS | 1 | RESTROOM WATER PLANT | E | 20 | T-O CTRL/AERATION
6588023 | PEPSI COLA CO. OF SARASOTA | 1 | PEPSI COLA CO. OF SARASOTA | H | 25 | SOFTENING/ION EXCHANGE
6588023 | PEPSI COLA CO. OF SARASOTA | 2 | PEPSI COLA CO. OF SARASOTA | B | 02 | DISINFECT/HYPOCHLORIN
6588023 | PEPSI COLA CO. OF SARASOTA | 1 | PEPSI COLA CO. OF SARASOTA | B | 02 | DISINFECT/HYPOCHLORIN
6588024 | RECYCLE AMERICA OF SARASOTA | 1 | RECYCLE AMERICA OF SARASOTA | A |  | NO TRTMT
6588029 | WALBRIDGE CONTRACTING | 1 | WALBRIDGE CONTRACTING | E | 20 | T-O CTRL/AERATION
6588029 | WALBRIDGE CONTRACTING | 1 | WALBRIDGE CONTRACTING | B | 02 | DISINFECT/HYPOCHLORIN
6588030 | OSPREY DRIVING RANGE | 1 | OSPREY DRIVING RANGE | E | 20 | T-O CTRL/AERATION
6588030 | OSPREY DRIVING RANGE | 1 | OSPREY DRIVING RANGE | B | 02 | DISINFECT/HYPOCHLORIN
6588031 | NOKOMIS VETERINARY CLINIC | 1 | SAME | E | 20 | T-O CTRL/AERATION
6588032 | SOUTH VENICE YACHT CLUB | 1 | SOUTH VENICE YACHT CLUB | E | 20 | T-O CTRL/AERATION
6588032 | SOUTH VENICE YACHT CLUB | 1 | SOUTH VENICE YACHT CLUB | B | 02 | DISINFECT/HYPOCHLORIN
6588032 | SOUTH VENICE YACHT CLUB | 1 | SOUTH VENICE YACHT CLUB | H | 25 | SOFTENING/ION EXCHANGE
6588033 | OLD DUFFERS CLUB | 1 | OLD DUFFERS CLUB | B | 02 | DISINFECT/HYPOCHLORIN
6588033 | OLD DUFFERS CLUB | 1 | OLD DUFFERS CLUB | G | 13 | IRON RMVL/SLOW SAND FILTR
6588034 | SUPERIOR FURNITURE, INC | 1 | SUPERIOR FURNITURE, INC | E | 20 | T-O CTRL/AERATION
6588035 | HUNGARIAN CHRISTIAN SOCIETY | 1 | HUNGARIAN CHRISTIAN SOCIETY | E | 20 | T-O CTRL/AERATION
6588035 | HUNGARIAN CHRISTIAN SOCIETY | 1 | HUNGARIAN CHRISTIAN SOCIETY | B | 02 | DISINFECT/HYPOCHLORIN
6588035 | HUNGARIAN CHRISTIAN SOCIETY | 1 | HUNGARIAN CHRISTIAN SOCIETY | H | 25 | SOFTENING/ION EXCHANGE
6588036 | FRUITVILLE TEXACO | 1 | FRUITVILLE TEXACO | B | 02 | DISINFECT/HYPOCHLORIN
6588037 | UNITY CHURCH OF PEACE | 1 | UNITY CHURCH OF PEACE | B | 02 | DISINFECT/HYPOCHLORIN
6588037 | UNITY CHURCH OF PEACE | 1 | UNITY CHURCH OF PEACE | E | 20 | T-O CTRL/AERATION
6588038 | AMERICAN LEGION POST 254 NP. | 1 | NORTH PORT AMERICAN LEGION | E | 20 | T-O CTRL/AERATION
6588038 | AMERICAN LEGION POST 254 NP. | 1 | NORTH PORT AMERICAN LEGION | F | 26 | ORGN-RMVL/REVERSE OSMOSIS
6588038 | AMERICAN LEGION POST 254 NP. | 1 | NORTH PORT AMERICAN LEGION | H | 25 | SOFTENING/ION EXCHANGE
6588038 | AMERICAN LEGION POST 254 NP. | 1 | NORTH PORT AMERICAN LEGION | B | 02 | DISINFECT/HYPOCHLORIN
6588039 | CARLTON RESERVE PARK | 1 | CARLTON RESERVE PARK | H | 25 | SOFTENING/ION EXCHANGE
6588039 | CARLTON RESERVE PARK | 1 | CARLTON RESERVE PARK | B | 02 | DISINFECT/HYPOCHLORIN
6588039 | CARLTON RESERVE PARK | 1 | CARLTON RESERVE PARK | E | 20 | T-O CTRL/AERATION
6588040 | SIESTA KEY BEACH | 1 | SIESTA KEY BEACH | A |  | NO TRTMT
6588041 | WOODHAVEN FAMLIY GOLF CENTER | 1 | WOOODHAVEN FAMILY GOLF CENTER | E | 20 | T-O CTRL/AERATION
6588041 | WOODHAVEN FAMLIY GOLF CENTER | 1 | WOOODHAVEN FAMILY GOLF CENTER | B | 02 | DISINFECT/HYPOCHLORIN
6588042 | K C KEY PROFESSIONAL CTR. | 1 | KC KEY PROFESSIONAL CTR. | B | 02 | DISINFECT/HYPOCHLORIN
6588042 | K C KEY PROFESSIONAL CTR. | 1 | KC KEY PROFESSIONAL CTR. | H | 25 | SOFTENING/ION EXCHANGE
6588042 | K C KEY PROFESSIONAL CTR. | 1 | KC KEY PROFESSIONAL CTR. | E | 20 | T-O CTRL/AERATION
6588043 | OSPREY MARINA | 1 | OSPREY MARINE CENTER | H | 25 | SOFTENING/ION EXCHANGE
6588043 | OSPREY MARINA | 1 | OSPREY MARINE CENTER | E | 20 | T-O CTRL/AERATION
6588044 | SARASOTA OUTBOARD CLUB | 1 | SARASOTA OUTBOARD CLUB | B | 02 | DISINFECT/HYPOCHLORIN
6588045 | SARASOTA POLO CLUB | 1 | SARASOTA POLO CLUB | B | 02 | DISINFECT/HYPOCHLORIN
6588045 | SARASOTA POLO CLUB | 1 | SARASOTA POLO CLUB | H | 25 | SOFTENING/ION EXCHANGE
6588045 | SARASOTA POLO CLUB | 1 | SARASOTA POLO CLUB | E | 20 | T-O CTRL/AERATION
6588046 | OAKFORD COMFORT STATION #1 | 1 | OAK FORD COMFORT STATION #1 | B | 02 | DISINFECT/HYPOCHLORIN
6588047 | OSPREY PLAZA | 1 | OSPREY PLAZA | B | 02 | DISINFECT/HYPOCHLORIN
6588047 | OSPREY PLAZA | 1 | OSPREY PLAZA | H | 25 | SOFTENING/ION EXCHANGE
6588047 | OSPREY PLAZA | 1 | OSPREY PLAZA | E | 20 | T-O CTRL/AERATION
6588048 | KIMAL LUMBER | 1 | KIMAL LUMBER | B | 02 | DISINFECT/HYPOCHLORIN
6588048 | KIMAL LUMBER | 1 | KIMAL LUMBER | H | 25 | SOFTENING/ION EXCHANGE
6588048 | KIMAL LUMBER | 1 | KIMAL LUMBER | E | 20 | T-O CTRL/AERATION
6588049 | SARASOTA MENNONITE CHURCH | 1 | SARASOTA MENNONITE CHURCH | E | 20 | T-O CTRL/AERATION
6588049 | SARASOTA MENNONITE CHURCH | 1 | SARASOTA MENNONITE CHURCH | B | 02 | DISINFECT/HYPOCHLORIN
6588050 | ALBRITTON FRUIT COMPANY, INC | 1 | ALBRITTON FRUIT COMPANY, INC. | A |  | NO TRTMT
6588051 | GULFWIND MARINE | 1 | GULFWIND MARINE | A |  | NO TRTMT
6588052 | NOKOMIS COMMUNITY PARK | 1 | NOKOMIS PARK | E | 20 | T-O CTRL/AERATION
6588052 | NOKOMIS COMMUNITY PARK | 1 | NOKOMIS PARK | B | 02 | DISINFECT/HYPOCHLORIN
6588053 | FIRST CHRISTIAN CHURCH/VENICE | 1 | FIRST CHRISTIAN CHURCH | E | 20 | T-O CTRL/AERATION
6588053 | FIRST CHRISTIAN CHURCH/VENICE | 1 | FIRST CHRISTIAN CHURCH | B | 02 | DISINFECT/HYPOCHLORIN
6588054 | FOX LEA FARMS | 1 | FOX LEA FARMS | F | 20 | ORGN-RMVL/AERATION
6588054 | FOX LEA FARMS | 1 | FOX LEA FARMS | B | 02 | DISINFECT/HYPOCHLORIN
6588055 | VENITIAN TRAIL LLC | 1 | OAK PARK PROFESSIONAL | H | 25 | SOFTENING/ION EXCHANGE
6588055 | VENITIAN TRAIL LLC | 1 | OAK PARK PROFESSIONAL | B | 02 | DISINFECT/HYPOCHLORIN
6588056 | GULF HARBOR MARINA | 1 | GULF HARBOR MARINA | F | 20 | ORGN-RMVL/AERATION
6588056 | GULF HARBOR MARINA | 1 | GULF HARBOR MARINA | B | 02 | DISINFECT/HYPOCHLORIN
6588057 | SARASOTA SKI-A-REES | 1 | SARASOTA SKI-A-REES | B | 02 | DISINFECT/HYPOCHLORIN
6588058 | JANSEN PROPERTY | 1 | JANSEN PROPERTY | B | 02 | DISINFECT/HYPOCHLORIN
6588058 | JANSEN PROPERTY | 1 | JANSEN PROPERTY | H | 25 | SOFTENING/ION EXCHANGE
6588058 | JANSEN PROPERTY | 1 | JANSEN PROPERTY | E | 20 | T-O CTRL/AERATION
6588059 | OAKFORD GOLF COMFORT STATION 2 | 1 | OAKFORD GOLF COMFORT STATION " | B | 02 | DISINFECT/HYPOCHLORIN
6588060 | CADY GROVES | 1 | CADY GROVES | B | 02 | DISINFECT/HYPOCHLORIN
6588061 | GULFWIND MARINA VENICE | 1 | GULFWIND MARINA VENICE | B | 02 | DISINFECT/HYPOCHLORIN
6588061 | GULFWIND MARINA VENICE | 1 | GULFWIND MARINA VENICE | H | 25 | SOFTENING/ION EXCHANGE
6588061 | GULFWIND MARINA VENICE | 1 | GULFWIND MARINA VENICE | E | 20 | T-O CTRL/AERATION
6588062 | DONA BAY MARINA | 1 | DONA BAY MARINA | B | 02 | DISINFECT/HYPOCHLORIN
6588062 | DONA BAY MARINA | 1 | DONA BAY MARINA | H | 25 | SOFTENING/ION EXCHANGE
6588062 | DONA BAY MARINA | 1 | DONA BAY MARINA | E | 20 | T-O CTRL/AERATION
6588063 | SUNCOAST CATHEDRAL | 1 | SUNCOAST CATHEDRAL | B | 02 | DISINFECT/HYPOCHLORIN
6588063 | SUNCOAST CATHEDRAL | 1 | SUNCOAST CATHEDRAL | H | 25 | SOFTENING/ION EXCHANGE
6588063 | SUNCOAST CATHEDRAL | 1 | SUNCOAST CATHEDRAL | E | 20 | T-O CTRL/AERATION
6588064 | A.V. MINI MART | 1 | A.V.MINI MART | B | 02 | DISINFECT/HYPOCHLORIN
6588065 | ENGLEWOOD COIN LAUNDRY | 1 | ENGLEWOOD COIN LAUNDRY | H | 25 | SOFTENING/ION EXCHANGE
6588065 | ENGLEWOOD COIN LAUNDRY | 1 | ENGLEWOOD COIN LAUNDRY | B | 02 | DISINFECT/HYPOCHLORIN
6588066 | GOLD COAST PLAZA | 1 | GOLD COAST PLAZA | H | 25 | SOFTENING/ION EXCHANGE
6588066 | GOLD COAST PLAZA | 1 | GOLD COAST PLAZA | B | 02 | DISINFECT/HYPOCHLORIN
6588067 | STEVE GUZMAN PROPERTY | 1 | STEVE GUZMAN PROPERTY | B | 02 | DISINFECT/HYPOCHLORIN
6588067 | STEVE GUZMAN PROPERTY | 1 | STEVE GUZMAN PROPERTY | H | 25 | SOFTENING/ION EXCHANGE
6588067 | STEVE GUZMAN PROPERTY | 1 | STEVE GUZMAN PROPERTY | E | 20 | T-O CTRL/AERATION
6588068 | HI COTTON FARM | 1 | HI COTTON FARM | B | 02 | DISINFECT/HYPOCHLORIN
6588069 | OUR LADY OF PERPETUAL HELP RETREAT | 1 | DIOCESE OF VENICE/COTTAGE WELL | E | 20 | T-O CTRL/AERATION
6588069 | OUR LADY OF PERPETUAL HELP RETREAT | 1 | DIOCESE OF VENICE/COTTAGE WELL | H | 25 | SOFTENING/ION EXCHANGE
6588069 | OUR LADY OF PERPETUAL HELP RETREAT | 1 | DIOCESE OF VENICE/COTTAGE WELL | B | 02 | DISINFECT/HYPOCHLORIN
6588069 | OUR LADY OF PERPETUAL HELP RETREAT | 2 | WELL #2 DINING HALL PLANT | E | 20 | T-O CTRL/AERATION
6588069 | OUR LADY OF PERPETUAL HELP RETREAT | 2 | WELL #2 DINING HALL PLANT | B | 02 | DISINFECT/HYPOCHLORIN
6588070 | EXIT/KING REALTY | 1 | SCOOPS | B | 02 | DISINFECT/HYPOCHLORIN
6588071 | HAZELTINE NURSERIES | 1 | HAZELTINE NURSERIES | B | 02 | DISINFECT/HYPOCHLORIN
6588071 | HAZELTINE NURSERIES | 1 | HAZELTINE NURSERIES | H | 25 | SOFTENING/ION EXCHANGE
6588071 | HAZELTINE NURSERIES | 1 | HAZELTINE NURSERIES | F | 26 | ORGN-RMVL/REVERSE OSMOSIS
6588071 | HAZELTINE NURSERIES | 1 | HAZELTINE NURSERIES | E | 20 | T-O CTRL/AERATION
6588072 | SUN HAVEN MINI MART | 1 | SUN HAVEN MINI MART | H | 25 | SOFTENING/ION EXCHANGE
6588073 | BLU AQUA CORP. | 1 | BLU AQUA | A |  | NO TRTMT
6588074 | HOLIDAY COMPOUND LLC | 1 | SOCK ENTERPRISES | B | 02 | DISINFECT/HYPOCHLORIN
6588074 | HOLIDAY COMPOUND LLC | 1 | SOCK ENTERPRISES | H | 25 | SOFTENING/ION EXCHANGE
6588074 | HOLIDAY COMPOUND LLC | 1 | SOCK ENTERPRISES | E | 20 | T-O CTRL/AERATION
6588075 | SUNBELT RENTALS | 1 | COMMERCIAL SURROUNDINGS | B | 02 | DISINFECT/HYPOCHLORIN
6588075 | SUNBELT RENTALS | 1 | COMMERCIAL SURROUNDINGS | F | 26 | ORGN-RMVL/REVERSE OSMOSIS
6588075 | SUNBELT RENTALS | 1 | COMMERCIAL SURROUNDINGS | E | 20 | T-O CTRL/AERATION
6588076 | MANASOTA CARPET,INC | 1 | MANASOTA CARPET | B | 02 | DISINFECT/HYPOCHLORIN
6588077 | EUROPEAN ACADEMY | 1 | EUROPEAN ACADEMY | K | 26 | DESALINAT/REVERSE OSMOSIS
6588077 | EUROPEAN ACADEMY | 1 | EUROPEAN ACADEMY | B | 02 | DISINFECT/HYPOCHLORIN
6588078 | NATIONS BANK | 1 | NATIONS BANK | B | 02 | DISINFECT/HYPOCHLORIN
6588078 | NATIONS BANK | 1 | NATIONS BANK | H | 25 | SOFTENING/ION EXCHANGE
6588078 | NATIONS BANK | 1 | NATIONS BANK | E | 20 | T-O CTRL/AERATION
6588079 | MYAKKAHATCHEE CREEK PARK | 1 | MYAKKAHATCHEE CREEK PARK | B | 02 | DISINFECT/HYPOCHLORIN
6588080 | AMVETS 2000 | 1 | WATER PLANT | H | 25 | SOFTENING/ION EXCHANGE
6588080 | AMVETS 2000 | 1 | WATER PLANT | B | 02 | DISINFECT/HYPOCHLORIN
6588081 | NEW LIFE CHRISTIAN CENTER | 1 | THE GATHERING | E | 20 | T-O CTRL/AERATION
6588081 | NEW LIFE CHRISTIAN CENTER | 1 | THE GATHERING | B | 02 | DISINFECT/HYPOCHLORIN
6588081 | NEW LIFE CHRISTIAN CENTER | 1 | THE GATHERING | H | 25 | SOFTENING/ION EXCHANGE
6588082 | MYAKKA RIVER TRAILS | 1 | MYAKKA RIVER TRAILS | H | 25 | SOFTENING/ION EXCHANGE
6588082 | MYAKKA RIVER TRAILS | 1 | MYAKKA RIVER TRAILS | E | 20 | T-O CTRL/AERATION
6588082 | MYAKKA RIVER TRAILS | 1 | MYAKKA RIVER TRAILS | B | 02 | DISINFECT/HYPOCHLORIN
6588083 | ALL STAR MANAGEMENT | 1 | ALL STAR MANAGEMENT | E | 20 | T-O CTRL/AERATION
6588083 | ALL STAR MANAGEMENT | 1 | ALL STAR MANAGEMENT | B | 02 | DISINFECT/HYPOCHLORIN
6588084 | WEST MARINE | 1 | WEST MARINE | B | 02 | DISINFECT/HYPOCHLORIN
6588084 | WEST MARINE | 2 | WEST MARINE | B | 02 | DISINFECT/HYPOCHLORIN
6588085 | GIRL SCOUTS | 1 | GIRL SCOUTS | E | 20 | T-O CTRL/AERATION
6588085 | GIRL SCOUTS | 1 | GIRL SCOUTS | B | 02 | DISINFECT/HYPOCHLORIN
6588086 | RACETRAC PETROLEUM, INC | 1 | RACETRAC PETROLEUM | H | 26 | SOFTENING/REVERSE OSMOSIS
6588086 | RACETRAC PETROLEUM, INC | 1 | RACETRAC PETROLEUM | B | 02 | DISINFECT/HYPOCHLORIN
6588087 | GORMAN'S OF SARASOTA | 1 | GORMAN'S OF SARASOTA | E | 20 | T-O CTRL/AERATION
6588087 | GORMAN'S OF SARASOTA | 1 | GORMAN'S OF SARASOTA | B | 02 | DISINFECT/HYPOCHLORIN
6588088 | SUNCOAST SANITATION | 1 | SUNCOAST SANITATION | B | 02 | DISINFECT/HYPOCHLORIN
6588089 | ISLAND VILLAGE MONTESSORI | 1 | ISLAND VILLAGE MONTESSORI | B | 02 | DISINFECT/HYPOCHLORIN
6588089 | ISLAND VILLAGE MONTESSORI | 1 | ISLAND VILLAGE MONTESSORI | E | 20 | T-O CTRL/AERATION
6588089 | ISLAND VILLAGE MONTESSORI | 1 | ISLAND VILLAGE MONTESSORI | H | 26 | SOFTENING/REVERSE OSMOSIS
6588090 | RICHELIEU CABINETWARE | 1 | CABINETWARE | E | 20 | T-O CTRL/AERATION
6588090 | RICHELIEU CABINETWARE | 1 | CABINETWARE | B | 02 | DISINFECT/HYPOCHLORIN
6588091 | ROTARY YOUTH CAMP | 1 | ROTARY YOUTH CAMP | E | 20 | T-O CTRL/AERATION
6588091 | ROTARY YOUTH CAMP | 1 | ROTARY YOUTH CAMP | B | 02 | DISINFECT/HYPOCHLORIN
6588092 | CLOVER INTERIOR SYSTEMS | 1 | CLOVER INTERIOR SYSTEMS | C | 12 | PART-RMVL/SEDIMENTATION
6588092 | CLOVER INTERIOR SYSTEMS | 1 | CLOVER INTERIOR SYSTEMS | B | 02 | DISINFECT/HYPOCHLORIN
6588093 | DESEARS | 1 | DESEARS | B | 02 | DISINFECT/HYPOCHLORIN
6588094 | GREENSCAPE SERVICES | 1 | GREENSCAPE SERVICES | B | 02 | DISINFECT/HYPOCHLORIN
6588095 | BARRINGTON PROFESSIONAL CENTER | 1 | BARRINGTON PROFESSIONAL CENTER | H | 25 | SOFTENING/ION EXCHANGE
6588095 | BARRINGTON PROFESSIONAL CENTER | 1 | BARRINGTON PROFESSIONAL CENTER | B | 02 | DISINFECT/HYPOCHLORIN
6588096 | PALMER BUILDING ASSOCIATION | 1 | PALMER BUILDING ASSOCIATION | B | 02 | DISINFECT/HYPOCHLORIN
6588096 | PALMER BUILDING ASSOCIATION | 1 | PALMER BUILDING ASSOCIATION | E | 20 | T-O CTRL/AERATION
6588098 | WILLOW OAKS CENTER | 1 | WILLOW OAKS CENTER | B | 02 | DISINFECT/HYPOCHLORIN
6588098 | WILLOW OAKS CENTER | 1 | WILLOW OAKS CENTER | E | 20 | T-O CTRL/AERATION
6588099 | VENICE GARDENS APTS | 1 | KRAFT APARTMENTS | B | 02 | DISINFECT/HYPOCHLORIN
6588100 | SARASOTA GROWERS | 1 | SARASOTA GROWERS | B | 02 | DISINFECT/HYPOCHLORIN
6588100 | SARASOTA GROWERS | 1 | SARASOTA GROWERS | E | 20 | T-O CTRL/AERATION
6588100 | SARASOTA GROWERS | 1 | SARASOTA GROWERS | C | 26 | PART-RMVL/REVERSE OSMOSIS
6588100 | SARASOTA GROWERS | 1 | SARASOTA GROWERS | H | 25 | SOFTENING/ION EXCHANGE
6588102 | DOUGLAS JEEP | 1 | DOUGLAS JEEP | H | 25 | SOFTENING/ION EXCHANGE
6588102 | DOUGLAS JEEP | 2 | DOUGLAS JEEP | B | 02 | DISINFECT/HYPOCHLORIN
6588102 | DOUGLAS JEEP | 1 | DOUGLAS JEEP | B | 02 | DISINFECT/HYPOCHLORIN
6588103 | SHERWIN WILLIAMS | 1 | SHERWIN WILLIAMS | E | 20 | T-O CTRL/AERATION
6588103 | SHERWIN WILLIAMS | 1 | SHERWIN WILLIAMS | B | 02 | DISINFECT/HYPOCHLORIN
6588103 | SHERWIN WILLIAMS | 1 | SHERWIN WILLIAMS | H | 25 | SOFTENING/ION EXCHANGE
6588104 | REGIONS BANK | 1 | REGION BANK | H | 25 | SOFTENING/ION EXCHANGE
6588104 | REGIONS BANK | 1 | REGION BANK | B | 02 | DISINFECT/HYPOCHLORIN
6588104 | REGIONS BANK | 1 | REGION BANK | C | 20 | PART-RMVL/AERATION
6588105 | SUNSHINE METAL SUPPLY, INC | 1 | ROBERTS HARDWOOD LUMBER CO | E | 20 | T-O CTRL/AERATION
6588105 | SUNSHINE METAL SUPPLY, INC | 1 | ROBERTS HARDWOOD LUMBER CO | B | 02 | DISINFECT/HYPOCHLORIN
6588106 | WILSON PROPERTY | 1 | WILSON PROPERTY | B | 02 | DISINFECT/HYPOCHLORIN
6588106 | WILSON PROPERTY | 1 | WILSON PROPERTY | E | 20 | T-O CTRL/AERATION
6588107 | FEDERAL SQUARE | 1 | FEDERAL SQUARE | Z | 20 | OTHER/AERATION
6588107 | FEDERAL SQUARE | 1 | FEDERAL SQUARE | H | 25 | SOFTENING/ION EXCHANGE
6588107 | FEDERAL SQUARE | 1 | FEDERAL SQUARE | B | 02 | DISINFECT/HYPOCHLORIN
6588108 | FRUITVILLE GROVES | 1 | FRUITVILLE GROVES | B | 02 | DISINFECT/HYPOCHLORIN
6588109 | SONHAVEN ACADEMY | 1 | SONHAVEN ACADEMY | B | 02 | DISINFECT/HYPOCHLORIN
6588109 | SONHAVEN ACADEMY | 1 | SONHAVEN ACADEMY | E | 20 | T-O CTRL/AERATION
6588110 | COMPLETE TRANSFORMATION MINISTRIES | 1 | COMPLETE TRANSFORMATION MINIST | E | 20 | T-O CTRL/AERATION
6588110 | COMPLETE TRANSFORMATION MINISTRIES | 1 | COMPLETE TRANSFORMATION MINIST | H | 25 | SOFTENING/ION EXCHANGE
6588110 | COMPLETE TRANSFORMATION MINISTRIES | 1 | COMPLETE TRANSFORMATION MINIST | B | 02 | DISINFECT/HYPOCHLORIN
6588111 | MOTE CENTER FOR AQUACULTURE RESEARCH | 1 | MOTE CENTER FOR AQUACULTURE | H | 25 | SOFTENING/ION EXCHANGE
6588111 | MOTE CENTER FOR AQUACULTURE RESEARCH | 1 | MOTE CENTER FOR AQUACULTURE | E | 20 | T-O CTRL/AERATION
6588111 | MOTE CENTER FOR AQUACULTURE RESEARCH | 1 | MOTE CENTER FOR AQUACULTURE | B | 02 | DISINFECT/HYPOCHLORIN
6588112 | PERFORMANCE DRIVEN LANDSCAPING | 1 | DESIGN SCAPES | B | 02 | DISINFECT/HYPOCHLORIN
6588112 | PERFORMANCE DRIVEN LANDSCAPING | 1 | DESIGN SCAPES | E | 20 | T-O CTRL/AERATION
6588113 | BUCKS MASTER CARE | 1 | GOODYEAR AUTO SERVICE | E | 25 | T-O CTRL/ION EXCHANGE
6588113 | BUCKS MASTER CARE | 1 | GOODYEAR AUTO SERVICE | B | 02 | DISINFECT/HYPOCHLORIN
6588114 | FAMILY TAE KWON DO | 1 | FAMILY TAE KWON DO | H | 25 | SOFTENING/ION EXCHANGE
6588114 | FAMILY TAE KWON DO | 1 | FAMILY TAE KWON DO | B | 02 | DISINFECT/HYPOCHLORIN
6588114 | FAMILY TAE KWON DO | 1 | FAMILY TAE KWON DO | Z | 20 | OTHER/AERATION
6588115 | GOODWILL OF VENICE | 1 | GOODWILL | B | 02 | DISINFECT/HYPOCHLORIN
6588120 | VENICE MINERALS & MINING, LLC | 1 | VENICE MINERALS & MINING, LLC | B | 02 | DISINFECT/HYPOCHLORIN
6588120 | VENICE MINERALS & MINING, LLC | 1 | VENICE MINERALS & MINING, LLC | Z | 20 | OTHER/AERATION
6588121 | AJAX PAVING | 1 | AJAX PAVING | H | 25 | SOFTENING/ION EXCHANGE
6588121 | AJAX PAVING | 1 | AJAX PAVING | B | 02 | DISINFECT/HYPOCHLORIN
6588121 | AJAX PAVING | 1 | AJAX PAVING | Z | 20 | OTHER/AERATION
6588122 | TITAN AMERICA, LLC | 1 | TARMAC AMERICA, LLC | H | 25 | SOFTENING/ION EXCHANGE
6588122 | TITAN AMERICA, LLC | 1 | TARMAC AMERICA, LLC | B | 02 | DISINFECT/HYPOCHLORIN
6588122 | TITAN AMERICA, LLC | 1 | TARMAC AMERICA, LLC | B | 20 | DISINFECT/AERATION
6588127 | ECONOMY TACKLE | 1 | ECONOMY TACKLE | B | 02 | DISINFECT/HYPOCHLORIN
6588128 | PLUMBING PARTS & SPECIALTIES | 1 | PLUMBING PARTS & SPECIALTIES | Z | 20 | OTHER/AERATION
6588128 | PLUMBING PARTS & SPECIALTIES | 1 | PLUMBING PARTS & SPECIALTIES | B | 02 | DISINFECT/HYPOCHLORIN
6588131 | SARASOTA NATIONAL CEMETERY | 1 | SARASOTA NATIONAL CEMETERY | B | 02 | DISINFECT/HYPOCHLORIN
6588132 | GARY'S ROOFING & BUILDING | 1 | GARY'S ROOFING & BUILDING | E | 20 | T-O CTRL/AERATION
6588132 | GARY'S ROOFING & BUILDING | 1 | GARY'S ROOFING & BUILDING | B | 02 | DISINFECT/HYPOCHLORIN
6588132 | GARY'S ROOFING & BUILDING | 1 | GARY'S ROOFING & BUILDING | H | 25 | SOFTENING/ION EXCHANGE
6588134 | R & J ASHTON COURT LLC | 1 | R & J ASHTON COURT LLC | B | 02 | DISINFECT/HYPOCHLORIN
6588134 | R & J ASHTON COURT LLC | 1 | R & J ASHTON COURT LLC | H | 25 | SOFTENING/ION EXCHANGE
6588134 | R & J ASHTON COURT LLC | 1 | R & J ASHTON COURT LLC | E | 20 | T-O CTRL/AERATION
6588136 | MATTHEWS-CURRIE FORD CO. SOUTH WELL | 1 | SOUTH PLANT | B | 02 | DISINFECT/HYPOCHLORIN
6588136 | MATTHEWS-CURRIE FORD CO. SOUTH WELL | 1 | SOUTH PLANT | E | 20 | T-O CTRL/AERATION
6588136 | MATTHEWS-CURRIE FORD CO. SOUTH WELL | 1 | SOUTH PLANT | H | 25 | SOFTENING/ION EXCHANGE
6588138 | CENTER OF HOPE CHURCH | 1 | CENTER OF HOPE CHURCH | B | 02 | DISINFECT/HYPOCHLORIN
6588138 | CENTER OF HOPE CHURCH | 1 | CENTER OF HOPE CHURCH | Z | 20 | OTHER/AERATION
6588139 | NEW HOPE CHRISTIAN CHURCH | 1 | NEW HOPE CHRISTIAN CHURCH | C | 26 | PART-RMVL/REVERSE OSMOSIS
6588139 | NEW HOPE CHRISTIAN CHURCH | 1 | NEW HOPE CHRISTIAN CHURCH | B | 02 | DISINFECT/HYPOCHLORIN
6588141 | MICHAEL A. GILKEY INC. | 1 | MICHAEL A. GILKEY INC. | B | 02 | DISINFECT/HYPOCHLORIN
6588141 | MICHAEL A. GILKEY INC. | 1 | MICHAEL A. GILKEY INC. | X | 23 | DECHLORINATION/GAC ADDITION
6588141 | MICHAEL A. GILKEY INC. | 1 | MICHAEL A. GILKEY INC. | B | 06 | DISINFECT/UV RADIATION
6588141 | MICHAEL A. GILKEY INC. | 1 | MICHAEL A. GILKEY INC. | E | 25 | T-O CTRL/ION EXCHANGE
6588141 | MICHAEL A. GILKEY INC. | 1 | MICHAEL A. GILKEY INC. | E | 29 | T-O CTRL/CARTRIDGE FILTR
6588141 | MICHAEL A. GILKEY INC. | 1 | MICHAEL A. GILKEY INC. | E | 20 | T-O CTRL/AERATION
6588142 | RESILIENT RETREAT INC. | 1 | RESILIENT RETREAT, INC. | E | 25 | T-O CTRL/ION EXCHANGE
6588142 | RESILIENT RETREAT INC. | 1 | RESILIENT RETREAT, INC. | B | 02 | DISINFECT/HYPOCHLORIN
6588142 | RESILIENT RETREAT INC. | 1 | RESILIENT RETREAT, INC. | E | 41 | T-O CTRL/ADSORPTIVE MEDIA
6600004 | GATE PETROLEUM SYSTEMS | 1 | ADMIRAL INN | B | 02 | DISINFECT/HYPOCHLORIN
6600122 | BASS WATER LODGE | 1 |  | B | 02 | DISINFECT/HYPOCHLORIN
6600123 | BATTLE CREEK TRAILER PARK | 1 | PLANT | B | 02 | DISINFECT/HYPOCHLORIN
6600210 | BUSHNELL, CITY OF (2 WPS) | 1 | PLANT # 1 | E | 20 | T-O CTRL/AERATION
6600210 | BUSHNELL, CITY OF (2 WPS) | 1 | PLANT # 1 | B | 02 | DISINFECT/HYPOCHLORIN
6600210 | BUSHNELL, CITY OF (2 WPS) | 2 | PLANT # 2 | Z | 18 | OTHER/SEQUESTATION
6600210 | BUSHNELL, CITY OF (2 WPS) | 2 | PLANT # 2 | B | 01 | DISINFECT/GASEOUS CHLORIN
6600210 | BUSHNELL, CITY OF (2 WPS) | 2 | PLANT # 2 | E | 20 | T-O CTRL/AERATION
6600210 | BUSHNELL, CITY OF (2 WPS) | 1 | PLANT # 1 | Z | 18 | OTHER/SEQUESTATION
6600243 | DAVID'S LAKE | 1 | DAVID'S LAKE | A |  | NO TRTMT
6600244 | CAMP WILDWOOD GIRL SCOUT CAMP | 3 | CRICKETT PLANT | B | 02 | DISINFECT/HYPOCHLORIN
6600244 | CAMP WILDWOOD GIRL SCOUT CAMP | 2 | STEWART PLANT | B | 02 | DISINFECT/HYPOCHLORIN
6600244 | CAMP WILDWOOD GIRL SCOUT CAMP | 1 | RANGER/CRICKET PLANT | B | 02 | DISINFECT/HYPOCHLORIN
6600244 | CAMP WILDWOOD GIRL SCOUT CAMP | 4 | RANCH PLANT | B | 02 | DISINFECT/HYPOCHLORIN
6600248 | THOUSAND PALMS RESORT | 1 | THOUSAND PALMS RESORT | B | 02 | DISINFECT/HYPOCHLORIN
6600248 | THOUSAND PALMS RESORT | 1 | THOUSAND PALMS RESORT | E | 20 | T-O CTRL/AERATION
6600272 | CENTER HILL LABOR CAMP | 1 |  | B | 02 | DISINFECT/HYPOCHLORIN
6600273 | FLORIDA BEEF | 1 | CENTRAL PACKING CO | B | 01 | DISINFECT/GASEOUS CHLORIN
6600273 | FLORIDA BEEF | 1 | CENTRAL PACKING CO | G | 18 | IRON RMVL/SEQUESTATION
6600293 | YOUTH CHALLENGE | 1 |  | B | 02 | DISINFECT/HYPOCHLORIN
6600316 | CENTER HILL WATER DEPT-CITY OF | 1 | CENTER HILL WELL 1 & 2 PLANT | D | 18 | CORR-CTRL/SEQUESTATION
6600316 | CENTER HILL WATER DEPT-CITY OF | 2 | CENTER HILL WATER WELL # 2 | B | 02 | DISINFECT/HYPOCHLORIN
6600316 | CENTER HILL WATER DEPT-CITY OF | 2 | CENTER HILL WATER WELL # 2 | D | 18 | CORR-CTRL/SEQUESTATION
6600316 | CENTER HILL WATER DEPT-CITY OF | 1 | CENTER HILL WELL 1 & 2 PLANT | B | 05 | DISINFECT/OZONATION
6600330 | WEBSTER, CITY OF (2 WPS) | 2 | CITY OF WEBSTER PLANT # 2-EAST | Z | 18 | OTHER/SEQUESTATION
6600330 | WEBSTER, CITY OF (2 WPS) | 4 | CITY OF WEBSTER PLANT 4-WELL6 | Z | 18 | OTHER/SEQUESTATION
6600330 | WEBSTER, CITY OF (2 WPS) | 2 | CITY OF WEBSTER PLANT # 2-EAST | B | 01 | DISINFECT/GASEOUS CHLORIN
6600330 | WEBSTER, CITY OF (2 WPS) | 3 | CITY OF WEBSTER #3- WELL7/SOUT | B | 01 | DISINFECT/GASEOUS CHLORIN
6600330 | WEBSTER, CITY OF (2 WPS) | 4 | CITY OF WEBSTER PLANT 4-WELL6 | B | 01 | DISINFECT/GASEOUS CHLORIN
6600330 | WEBSTER, CITY OF (2 WPS) | 3 | CITY OF WEBSTER #3- WELL7/SOUT | Z | 18 | OTHER/SEQUESTATION
6600330 | WEBSTER, CITY OF (2 WPS) | 1 | CITY OF WEBSTER PLANT # 1 | B | 01 | DISINFECT/GASEOUS CHLORIN
6600331 | WILDWOOD, CITY OF (7 WPS) | 6 | WILDWOOD ESTATES WATER PLANT | G | 18 | IRON RMVL/SEQUESTATION
6600331 | WILDWOOD, CITY OF (7 WPS) | 3 | OKAHUMPKA SERVICE PLAZA | E | 20 | T-O CTRL/AERATION
6600331 | WILDWOOD, CITY OF (7 WPS) | 3 | OKAHUMPKA SERVICE PLAZA | B | 01 | DISINFECT/GASEOUS CHLORIN
6600331 | WILDWOOD, CITY OF (7 WPS) | 2 | PRISON PLANT (C.R. 501 WP) | G | 18 | IRON RMVL/SEQUESTATION
6600331 | WILDWOOD, CITY OF (7 WPS) | 2 | PRISON PLANT (C.R. 501 WP) | E | 20 | T-O CTRL/AERATION
6600331 | WILDWOOD, CITY OF (7 WPS) | 1 | HUEY STREET PLANT | D | 36 | CORR-CTRL/CORROSION INHIB
6600331 | WILDWOOD, CITY OF (7 WPS) | 6 | WILDWOOD ESTATES WATER PLANT | B | 02 | DISINFECT/HYPOCHLORIN
6600331 | WILDWOOD, CITY OF (7 WPS) | 1 | HUEY STREET PLANT | B | 01 | DISINFECT/GASEOUS CHLORIN
6600331 | WILDWOOD, CITY OF (7 WPS) | 1 | HUEY STREET PLANT | G | 18 | IRON RMVL/SEQUESTATION
6600331 | WILDWOOD, CITY OF (7 WPS) | 4 | WEST WELL | B | 02 | DISINFECT/HYPOCHLORIN
6600331 | WILDWOOD, CITY OF (7 WPS) | 6 | WILDWOOD ESTATES WATER PLANT | D | 36 | CORR-CTRL/CORROSION INHIB
6600331 | WILDWOOD, CITY OF (7 WPS) | 2 | PRISON PLANT (C.R. 501 WP) | D | 36 | CORR-CTRL/CORROSION INHIB
6600331 | WILDWOOD, CITY OF (7 WPS) | 5 | FAIRWAYS AT ROLLING HILLS | B | 02 | DISINFECT/HYPOCHLORIN
6600331 | WILDWOOD, CITY OF (7 WPS) | 2 | PRISON PLANT (C.R. 501 WP) | B | 02 | DISINFECT/HYPOCHLORIN
6600331 | WILDWOOD, CITY OF (7 WPS) | 9 | CONTINENTAL CC WTP # 1 | B | 01 | DISINFECT/GASEOUS CHLORIN
6600331 | WILDWOOD, CITY OF (7 WPS) | 8 | ASHLEY WTP | B | 02 | DISINFECT/HYPOCHLORIN
6600331 | WILDWOOD, CITY OF (7 WPS) | 11 | OXFORD WTP | E | 28 | T-O CTRL/PACKED TWR-AERA
6600331 | WILDWOOD, CITY OF (7 WPS) | 11 | OXFORD WTP | Z | 19 | OTHER/PH ADJUSTMENT
6600331 | WILDWOOD, CITY OF (7 WPS) | 11 | OXFORD WTP | B | 02 | DISINFECT/HYPOCHLORIN
6600331 | WILDWOOD, CITY OF (7 WPS) | 10 | CONTINENTAL CC WTP # 2 | B | 01 | DISINFECT/GASEOUS CHLORIN
6600347 | THE WOODS UTILITY COMPANY | 1 | WOODS, THE | G | 15 | IRON RMVL/PRESS SAND FILT
6600347 | THE WOODS UTILITY COMPANY | 1 | WOODS, THE | B | 02 | DISINFECT/HYPOCHLORIN
6600347 | THE WOODS UTILITY COMPANY | 1 | WOODS, THE | G | 36 | IRON RMVL/CORROSION INHIB
6600347 | THE WOODS UTILITY COMPANY | 1 | WOODS, THE | G | 31 | IRON RMVL/PERMANGANATE
6600347 | THE WOODS UTILITY COMPANY | 1 | WOODS, THE | G | 30 | IRON RMVL/GREENSAND FILTR
6600347 | THE WOODS UTILITY COMPANY | 1 | WOODS, THE | G | 20 | IRON RMVL/AERATION
6600349 | COLEMAN BAR | 1 | COLEMAN BAR | B | 02 | DISINFECT/HYPOCHLORIN
6600440 | DAYS INN | 1 | DAYS INN PLANT 1 | B | 02 | DISINFECT/HYPOCHLORIN
6600442 | UNITED 500 PETROLEUM | 1 | UNITED 500 PETRO PLANT #1 | B | 02 | DISINFECT/HYPOCHLORIN
6600444 | LAKE DEATON TR PK | 1 | LAKE DEATON TR PK | B | 02 | DISINFECT/HYPOCHLORIN
6600470 | FDOT I-75 REST AREA N., SUMTER COUNTY | 1 | DOT-I-75 REST AREA NORTHBOUND | B | 02 | DISINFECT/HYPOCHLORIN
6600489 | RIVERSIDE RV PARK | 1 | RIVERSIDE RV PARK | B | 02 | DISINFECT/HYPOCHLORIN
6600533 | WEBSTER RV RESORT, LLC. | 1 | WEBSTER MOBILE & TRAVEL PARK | G | 13 | IRON RMVL/SLOW SAND FILTR
6600533 | WEBSTER RV RESORT, LLC. | 1 | WEBSTER MOBILE & TRAVEL PARK | B | 02 | DISINFECT/HYPOCHLORIN
6600578 | FL TURNPIKE PLAZA #7-OKAHUMPKA | 1 | FL TURNPIKE PLAZA #7 | B | 02 | DISINFECT/HYPOCHLORIN
6600578 | FL TURNPIKE PLAZA #7-OKAHUMPKA | 1 | FL TURNPIKE PLAZA #7 | E | 20 | T-O CTRL/AERATION
6600606 | HARDEE'S/AMOCO | 1 | HARDEE'S/AMOCO | B | 02 | DISINFECT/HYPOCHLORIN
6600643 | THE DAM PUB | 1 | THAT DAM PUB | B | 02 | DISINFECT/HYPOCHLORIN
6600700 | BEST WESTERN GUEST HOUSE MOTEL | 1 | GUEST HOUSE BEST WESTERN PL #1 | B | 02 | DISINFECT/HYPOCHLORIN
6600744 | WILDWOOD ESTATES | 1 | WILDWOOD ESTATES WATER PLANT | B | 02 | DISINFECT/HYPOCHLORIN
6600764 | HIDE-A-WAY MHP (HWY.44 WILDWOOD) | 1 | HIDE A WAY MHP | B | 02 | DISINFECT/HYPOCHLORIN
6600809 | BUDGET MOTOR LODGE | 1 | RED CARPET INN PLANT 1 | B | 02 | DISINFECT/HYPOCHLORIN
6600928 | KENTUCKY FRIED CHICKEN | 1 | KENTUCKY FRIED CHICKEN | B | 02 | DISINFECT/HYPOCHLORIN
6600990 | LAKE PANASOFFKEE WATER ASSN 2WPS | 1 | L.P.W.A. PLANT 1 (WELL 1) | B | 02 | DISINFECT/HYPOCHLORIN
6600990 | LAKE PANASOFFKEE WATER ASSN 2WPS | 3 | L.P.W.A. PLANT 3 (WELLS 3 & 6) | B | 02 | DISINFECT/HYPOCHLORIN
6601031 | LAKEWOOD MHP | 1 | LAKEWOOD MHP | B | 02 | DISINFECT/HYPOCHLORIN
6601062 | LEISURE TIME MOBILE HOME PARK | 1 | LEISURE TIME | B | 02 | DISINFECT/HYPOCHLORIN
6601125 | MAGNOLIA MANOR | 1 | MAGNOLIA MANOR | B | 02 | DISINFECT/HYPOCHLORIN
6601228 | HOMER MOZEE | 1 |  | B | 02 | DISINFECT/HYPOCHLORIN
6601279 | OAK HILL LABOR CAMP | 1 |  | B | 02 | DISINFECT/HYPOCHLORIN
6601292 | OASIS CAMPGROUND | 1 | OASIS CAMPGROUND | B | 02 | DISINFECT/HYPOCHLORIN
6601306 | LAKESIDE MOBILE COURT | 1 | LAKESIDE MOBILE COURT (NEW) | B | 02 | DISINFECT/HYPOCHLORIN
6601306 | LAKESIDE MOBILE COURT | 2 | LAKESIDE MOBILE PLANT (OLD) | B | 02 | DISINFECT/HYPOCHLORIN
6601345 | ISLEWORTH | 1 | ISLEWORTH | B | 02 | DISINFECT/HYPOCHLORIN
6601346 | SOUTHERN BREEZE APTS | 1 | WATER PLANT | B | 02 | DISINFECT/HYPOCHLORIN
6601393 | PINE GROVE MOTOR COURT | 1 |  | B | 02 | DISINFECT/HYPOCHLORIN
6601393 | PINE GROVE MOTOR COURT | 2 | PINE GROVE LOUNGE PLANT | B | 02 | DISINFECT/HYPOCHLORIN
6601439 | PROJECT HEALTH INC | 1 |  | B | 02 | DISINFECT/HYPOCHLORIN
6601460 | RAILS END TR PK | 1 | WATER PLANT | B | 02 | DISINFECT/HYPOCHLORIN
6601467 | OAK TREE CIRCLE PARK LLC | 1 | OAK TREE CIRCLE | B | 02 | DISINFECT/HYPOCHLORIN
6601540 | MIONA LAKE GOLF CLUB | 1 | ROLLING HILLS G & CC | B | 02 | DISINFECT/HYPOCHLORIN
6601540 | MIONA LAKE GOLF CLUB | 1 | ROLLING HILLS G & CC | G | 18 | IRON RMVL/SEQUESTATION
6601557 | ROYAL PALM ICE CO | 1 |  | B | 02 | DISINFECT/HYPOCHLORIN
6601558 | ROYAL PALM RESTAURANT | 1 |  | B | 02 | DISINFECT/HYPOCHLORIN
6601574 | BREEZY OAKS RV PARK | 1 | BREEZY OAKS PLANT #1 | G | 15 | IRON RMVL/PRESS SAND FILT
6601574 | BREEZY OAKS RV PARK | 1 | BREEZY OAKS PLANT #1 | B | 02 | DISINFECT/HYPOCHLORIN
6601613 | SHADY OAK TAVERN | 1 |  | B | 02 | DISINFECT/HYPOCHLORIN
6601736 | LIFESTREAM (WAS SUMTER CO MENT | 1 | WELL # 1 | B | 02 | DISINFECT/HYPOCHLORIN
6601737 | SUMTER CORRECTIONAL INSTITUTION | 1 | SUMTER CORRECTION INSTITUTION | B | 02 | DISINFECT/HYPOCHLORIN
6601737 | SUMTER CORRECTIONAL INSTITUTION | 1 | SUMTER CORRECTION INSTITUTION | G | 18 | IRON RMVL/SEQUESTATION
6601811 | THREE FLAGES TRAVEL TP | 1 | THREE FLAGES TRAVEL TP | B | 02 | DISINFECT/HYPOCHLORIN
6601827 | DIXIE OIL AND GAS (WILDWOOD) | 1 | DIXIE OIL AND GAS | B | 02 | DISINFECT/HYPOCHLORIN
6601866 | LAKE PAN RV VILLAGE (KOA/TURTLEBACK RV) | 1 | LAKE PAN RV VILLAGE | B | 02 | DISINFECT/HYPOCHLORIN
6601878 | UNION 76 INC | 1 | UNION 76 | B | 02 | DISINFECT/HYPOCHLORIN
6601878 | UNION 76 INC | 1 | UNION 76 | H | 25 | SOFTENING/ION EXCHANGE
6601880 | ECONO LODGE | 1 | ECONO LODGE PLANT | B | 02 | DISINFECT/HYPOCHLORIN
6601928 | WAYFARA RESTAURANT | 1 | WAYFARA RESTAURANT | B | 02 | DISINFECT/HYPOCHLORIN
6601967 | WILDWOOD KOA WATER SYSTEM | 1 | WILDWOOD KOA | E | 20 | T-O CTRL/AERATION
6601967 | WILDWOOD KOA WATER SYSTEM | 1 | WILDWOOD KOA | B | 02 | DISINFECT/HYPOCHLORIN
6602011 | WYNNHAVEN ON THE WITHLACOOCHEE, LLC. | 1 | WYNN HAVEN CAMPGROUND PLANT#1 | Z | 12 | OTHER/SEDIMENTATION
6602011 | WYNNHAVEN ON THE WITHLACOOCHEE, LLC. | 1 | WYNN HAVEN CAMPGROUND PLANT#1 | B | 02 | DISINFECT/HYPOCHLORIN
6602025 | SHELL STA AND RESTAURANT | 1 | SHELL STA AND RESTAURANT | B | 02 | DISINFECT/HYPOCHLORIN
6602058 | CONTINENTAL COUNTRY CLUB 2WTP | 1 | CONTINENTAL CC WTP # 1 | B | 01 | DISINFECT/GASEOUS CHLORIN
6602058 | CONTINENTAL COUNTRY CLUB 2WTP | 2 | CONTINENTAL CC WTP # 2 | B | 01 | DISINFECT/GASEOUS CHLORIN
6602060 | FLORILOW OAKS | 1 | FLORILOW OAKS | B | 02 | DISINFECT/HYPOCHLORIN
6602061 | RED BARN CAMPGROUND | 2 | NORTH WELL | B | 02 | DISINFECT/HYPOCHLORIN
6602061 | RED BARN CAMPGROUND | 1 | SOUTH WELL | G | 20 | IRON RMVL/AERATION
6602061 | RED BARN CAMPGROUND | 1 | SOUTH WELL | B | 02 | DISINFECT/HYPOCHLORIN
6602178 | COLEMAN-CITY OF | 1 | CITY OF COLEMAN | B | 02 | DISINFECT/HYPOCHLORIN
6602190 | JUMPER CREEK RANCH MHP | 1 | JUMPER CREEK WTR PLANT | A |  | NO TRTMT
6602211 | SUMTER ELECTRIC COOP | 1 | SUMTER ELECTRIC PLANT | B | 02 | DISINFECT/HYPOCHLORIN
6602212 | PROGRESS ENERGY | 1 | FLORIDA POWER | B | 02 | DISINFECT/HYPOCHLORIN
6602266 | WSF-HOG ISLAND | 1 | HOG ISLAND | B | 02 | DISINFECT/HYPOCHLORIN
6602517 | DOT-I-75 REST AREA SOUTHBOUND | 1 | DOT-I-75 REST AREA SOUTHBOUND | B | 02 | DISINFECT/HYPOCHLORIN
6602542 | RIVERWOODS CAMPGROUND | 1 | CAMPERS COVE | B | 02 | DISINFECT/HYPOCHLORIN
6602737 | FLORAL GREENS | 1 | BUSHNELL ELECTRONICS | B | 02 | DISINFECT/HYPOCHLORIN
6603091 | SUMTER CO DRIVE IN THEATRE | 1 |  | B | 02 | DISINFECT/HYPOCHLORIN
6603092 | SUMTER FUEL SERVICE | 1 |  | A |  | NO TRTMT
6604224 | PINE GROVE LOUNGE | 1 | PINE GROVE LOUNGE PLANT | B | 02 | DISINFECT/HYPOCHLORIN
6604408 | MCDONALDS WILDWOOD | 1 | MCDNLD | B | 02 | DISINFECT/HYPOCHLORIN
6604782 | SUMTER CO. SCHOOL BOARD OFFICE | 1 | SUMTER CO. SCHOOL BOARD OFFICE | B | 02 | DISINFECT/HYPOCHLORIN
6604782 | SUMTER CO. SCHOOL BOARD OFFICE | 1 | SUMTER CO. SCHOOL BOARD OFFICE | G | 30 | IRON RMVL/GREENSAND FILTR
6604783 | SUMTER COMMUNITY MEDICAL CNTR | 1 | SUMTER COMMUNITY MEDICAL CNTR | B | 02 | DISINFECT/HYPOCHLORIN
6604784 | WENDY'S | 1 | WENDY'S PLANT #1 | B | 02 | DISINFECT/HYPOCHLORIN
6604785 | WSF RIVER JUNCTION | 1 | RIVER JUNCTION PLANT #1 | B | 02 | DISINFECT/HYPOCHLORIN
6604786 | SNOWBIRD SOUTH R V PARK | 1 | SNOWBIRD SO. RV PARK | B | 02 | DISINFECT/HYPOCHLORIN
6604786 | SNOWBIRD SOUTH R V PARK | 1 | SNOWBIRD SO. RV PARK | G | 18 | IRON RMVL/SEQUESTATION
6604787 | SUMTER CHRISTIAN SCHOOL | 1 | HRS OFFICE BUILDING | B | 02 | DISINFECT/HYPOCHLORIN
6604788 | J R TRADING POST | 1 | J R TRADING POST PLANT #1 | B | 02 | DISINFECT/HYPOCHLORIN
6604789 | LAKE PANASOFFKEE CIRCLE K | 1 | CHEVRON PLANT | B | 02 | DISINFECT/HYPOCHLORIN
6604790 | CONTROL ROOM TAVERN | 1 | CONTROL RM TAVERN | A |  | NO TRTMT
6604792 | CHERRY LAKE INN | 1 | CHERRY LAKE INN | A |  | NO TRTMT
6604793 | BURGER KING OF WILDWOOD | 1 | BURGER KING PLANT #1 | B | 02 | DISINFECT/HYPOCHLORIN
6604794 | ROSEWOOD MHP | 1 | WATER PLANT #1 | B | 02 | DISINFECT/HYPOCHLORIN
6604795 | WOODSHED II | 1 | WOODSHED II PLANT | A |  | NO TRTMT
6604796 | SUNSHINE VILLAGE MHP | 1 | SUNSHINE MHP | B | 02 | DISINFECT/HYPOCHLORIN
6604796 | SUNSHINE VILLAGE MHP | 1 | SUNSHINE MHP | G | 14 | IRON RMVL/RAPID SAND FIL
6604798 | CIRCLE K 7258 | 1 | WATER PLANT | B | 02 | DISINFECT/HYPOCHLORIN
6604799 | LINDEN CHURCH OF GOD | 1 | WATER PLANT | G | 25 | IRON RMVL/ION EXCHANGE
6604799 | LINDEN CHURCH OF GOD | 1 | WATER PLANT | B | 02 | DISINFECT/HYPOCHLORIN
6604800 | AZALEA MANOR | 1 | AZALEA MANOR | B | 02 | DISINFECT/HYPOCHLORIN
6604801 | B.J.'S COUNTRY | 1 | WATER PLANT | A |  | NO TRTMT
6604804 | LIL CHAMP FOOD STORE # 1042 | 1 | LIL CHAMP WATER PLANT | B | 02 | DISINFECT/HYPOCHLORIN
6604805 | FIRST BAPTIST CHURCH OF WAHOO | 1 | WATER PLANT | B | 02 | DISINFECT/HYPOCHLORIN
6604806 | CIRCLE K STORE 7157 | 1 | WATER PLANT | B | 02 | DISINFECT/HYPOCHLORIN
6604807 | PARKER MHP | 1 | WATER PLANT | A |  | NO TRTMT
6604808 | GATE SERVICE STATION #142 | 1 | WATER PLANT | B | 02 | DISINFECT/HYPOCHLORIN
6604809 | J AND M DINER | 1 | WATER PLANT | B | 02 | DISINFECT/HYPOCHLORIN
6604810 | SPEEDWAY 8237 | 1 | WATER PLANT | B | 02 | DISINFECT/HYPOCHLORIN
6604811 | HOPE MINISTRIES CENTER | 1 | WATER PLANT | B | 02 | DISINFECT/HYPOCHLORIN
6604812 | COMMERCIAL CARRIER CORP | 1 | WATER PLANT | B | 02 | DISINFECT/HYPOCHLORIN
6604813 | PANASOFFKEE SENIOR CENTER | 1 | WATER PLANT | B | 02 | DISINFECT/HYPOCHLORIN
6604814 | WILLETT 'S PIT BAR B-Q | 1 | WATER PLANT | B | 02 | DISINFECT/HYPOCHLORIN
6604816 | KANGAROO EXPRESS #2903 | 1 | KANGAROO EXPRESS | B | 02 | DISINFECT/HYPOCHLORIN
6604817 | BETTER TIMES RV PARK | 1 | BETTER TIMES RV PARK | B | 02 | DISINFECT/HYPOCHLORIN
6604818 | CAL-MAINE FOODS, INC | 1 | WATER PLANT | E | 20 | T-O CTRL/AERATION
6604818 | CAL-MAINE FOODS, INC | 1 | WATER PLANT | B | 02 | DISINFECT/HYPOCHLORIN
6604819 | CUMBERLAND FARM STORES #9737 | 1 | LITTLE FOOD TOWN STORE | B | 02 | DISINFECT/HYPOCHLORIN
6604820 | WAFFLE HOUSE # 547 | 1 | WAFFLE HOUSE # 547 | B | 02 | DISINFECT/HYPOCHLORIN
6604821 | MCDONALD'S BUSHNELL | 1 | MC DONALD'S | B | 02 | DISINFECT/HYPOCHLORIN
6604822 | COUNTRYSIDE RV PARK | 1 | COUNTRYSIDE RV PK PLANT | B | 02 | DISINFECT/HYPOCHLORIN
6604823 | SUMTER OAKS RV PARK | 1 | SUMTER OAKS RV PARK | B | 02 | DISINFECT/HYPOCHLORIN
6604823 | SUMTER OAKS RV PARK | 1 | SUMTER OAKS RV PARK | C | 16 | PART-RMVL/DIAT-ERTH FILTR
6604824 | OAKLAND HILLS | 1 | OAKLAND HILLS PLANT | B | 02 | DISINFECT/HYPOCHLORIN
6604825 | CUMBERLAND FARM STORE #9733 | 1 | LITTLE FOOD TOWN | B | 02 | DISINFECT/HYPOCHLORIN
6604826 | SUPER SAVER STORE | 1 | PRESTO FOOD STORE #60 | B | 02 | DISINFECT/HYPOCHLORIN
6604827 | OAKS RESORT CAMPGROUND | 1 |  | B | 02 | DISINFECT/HYPOCHLORIN
6604828 | WAFFLE HOUSE #669 | 1 | WAFFLE HOUSE #669 PLANT | B | 02 | DISINFECT/HYPOCHLORIN
6604829 | ROYAL COMM. CTR & FIRE STATION | 1 | ROYAL COMM. CTR & FIRE STATION | B | 02 | DISINFECT/HYPOCHLORIN
6604830 | SUN RAY ELECTRIC | 1 | SUN RAY ELECTRIC WATER PLANT | B | 02 | DISINFECT/HYPOCHLORIN
6604831 | FLORIDA NATIONAL CEMETERY | 1 | FLA. NATL CEMETERY | B | 02 | DISINFECT/HYPOCHLORIN
6604832 | WAYLIN INC | 1 | WAYLIN INC PLANT | B | 02 | DISINFECT/HYPOCHLORIN
6604834 | YOUTH CHALLENGE | 1 | YOUTH CHALLENGE | B | 02 | DISINFECT/HYPOCHLORIN
6604835 | CARTER'S COUNTRY STORE | 1 | JIG'S QUICK STOP PLANT | B | 02 | DISINFECT/HYPOCHLORIN
6604836 | A KID'S PLACE | 1 | A KID'S PLACE | B | 02 | DISINFECT/HYPOCHLORIN
6604837 | FAIRWAYS AT ROLLING HILLS WTP | 1 | FAIRWAYS AT ROLLING OAKS- PH1 | B | 02 | DISINFECT/HYPOCHLORIN
6604838 | SHONEY'S RESTAURANT WILDWOOD | 1 | SHONEY'S RESTAURANT PLANT | B | 02 | DISINFECT/HYPOCHLORIN
6604839 | ABC LIQUORS #111 | 1 | ABC LIQUORS | B | 01 | DISINFECT/GASEOUS CHLORIN
6604840 | PINKY'S BAR-B-QUE | 1 | PINKY'S PLANT | B | 02 | DISINFECT/HYPOCHLORIN
6604841 | SPIRIT TRAVEL CENTER | 1 | SPIRIT TRAVEL CENTER WTP | B | 02 | DISINFECT/HYPOCHLORIN
6604842 | ROADSIDE INN | 1 | ROADSIDE INN PLANT | B | 02 | DISINFECT/HYPOCHLORIN
6604843 | KATHY'S COUNTRY KITCHEN | 1 | KATHY'S COUNTRY KITCHEN | B | 02 | DISINFECT/HYPOCHLORIN
6604844 | FARMER'S TRADE MART | 1 | FARMER'S TRADE MART PLANT | B | 02 | DISINFECT/HYPOCHLORIN
6604845 | LONE OAK DRIVING RANGE,BISIGNO | 1 | GURLEY DRIVING RANGE WTP | B | 02 | DISINFECT/HYPOCHLORIN
6604846 | KENTUCKY FRIED CHICKEN | 1 | KENTUCKY FRIED CHICKEN WTP | B | 02 | DISINFECT/HYPOCHLORIN
6604847 | MONTGOMERY TRUCK LINES | 1 | MONTGOMERY TRUCK LINES PLANT | B | 02 | DISINFECT/HYPOCHLORIN
6604848 | CIRCLE K # 7547 | 1 | CIRCLE K # 7547 | B | 02 | DISINFECT/HYPOCHLORIN
6604849 | TRINITY BAPTIST CHURCH | 1 | TRINITY BAPTIST PLANT | B | 02 | DISINFECT/HYPOCHLORIN
6604850 | CIRCLE K # 7549 | 1 | CIRCLE K # 7549 | B | 02 | DISINFECT/HYPOCHLORIN
6604851 | VFW POST # 10137 | 1 | VFW POST PLANT | B | 02 | DISINFECT/HYPOCHLORIN
6604852 | SHADY BROOK R.V. RESORT | 1 | SHADY BROOK R.V. RESORT | B | 02 | DISINFECT/HYPOCHLORIN
6604853 | AMERICAN LEGION POST 101 | 1 | AMERICAN LEGION POST 101 | B | 02 | DISINFECT/HYPOCHLORIN
6604854 | CROSS CONNECTION CHURCH | 1 | CROSS CONNECTION CHURCH | B | 02 | DISINFECT/HYPOCHLORIN
6604855 | FLOWERWOOD NURSERY | 1 | FLOWERWOOD NURSERY | B | 02 | DISINFECT/HYPOCHLORIN
6604856 | ST.VINCENT DEPAUL CATHOLIC CHURCH | 1 | ST.VINCENT DEPAUL MISSION | B | 02 | DISINFECT/HYPOCHLORIN
6604857 | LAKE SUMTER COMMUNITY COLLEGE | 1 | LAKE SUMTER CC SUMTER CENTER | B | 02 | DISINFECT/HYPOCHLORIN
6604858 | COLEMAN OAKS AKA NASH MHP | 1 | COLEMAN OAKS AKA NASH MHP | B | 02 | DISINFECT/HYPOCHLORIN
6604860 | LITTLE SUMTER UTILITIES # 2 | 1 | GLEN HOLLOW FARMS PLANT | B | 02 | DISINFECT/HYPOCHLORIN
6604861 | COLEMAN, CITY OF | 1 | CITY OF COLEMAN WTP | B | 04 | DISINFECT/CHLORAMINES
6604861 | COLEMAN, CITY OF | 1 | CITY OF COLEMAN WTP | B | 02 | DISINFECT/HYPOCHLORIN
6604861 | COLEMAN, CITY OF | 1 | CITY OF COLEMAN WTP | G | 15 | IRON RMVL/PRESS SAND FILT
6604862 | LITTLE SUMTER UTILITIES 3WPS | 2 | LITTLE SUMTER PLANT #2 | B | 02 | DISINFECT/HYPOCHLORIN
6604862 | LITTLE SUMTER UTILITIES 3WPS | 1 | LITTLE SUMTER PLANT #1 WELL #1 | B | 01 | DISINFECT/GASEOUS CHLORIN
6604862 | LITTLE SUMTER UTILITIES 3WPS | 4 | LSU PLANT #4 | B | 01 | DISINFECT/GASEOUS CHLORIN
6604862 | LITTLE SUMTER UTILITIES 3WPS | 3 | LSU PLANT # 3 | B | 01 | DISINFECT/GASEOUS CHLORIN
6604864 | B.S. DUDE RANCH | 1 | PLANT | B | 02 | DISINFECT/HYPOCHLORIN
6604865 | MUTUAL MINE RESERVATION/W.F.C. | 1 |  | B | 02 | DISINFECT/HYPOCHLORIN
6604867 | STEPHEN'S MARKET | 1 | PLANT | B | 02 | DISINFECT/HYPOCHLORIN
6604868 | GREAT SOUTHERN WOOD PRESERVING, INC | 1 | GREAT SOUTHERN WOOD OF FL. INC | B | 02 | DISINFECT/HYPOCHLORIN
6604869 | SUMTER COUNTY YOUTH CHARITY | 1 | PLANT 1 WELL # 1 | B | 02 | DISINFECT/HYPOCHLORIN
6604870 | PINES PROFESSIONAL MGT CENTER | 1 |  | B | 02 | DISINFECT/HYPOCHLORIN
6604871 | LIVE OAK TERRACE MH & RV PARK | 1 |  | B | 02 | DISINFECT/HYPOCHLORIN
6604872 | NEW LIFE CENTER MINISTRIES | 1 | NEW LIFE CENTER PLANT | B | 02 | DISINFECT/HYPOCHLORIN
6605000 | CROOM-A-COOCHEE PARK/BUSHNELL | 1 |  | B | 02 | DISINFECT/HYPOCHLORIN
6605001 | CEMEX CONSTRUCTION MATERIALS FLORIDA LLC | 1 |  | B | 02 | DISINFECT/HYPOCHLORIN
6605002 | JUMPER CREEK UTILITY COMPANY | 1 | JUMPER CREEK PLANT #1 | B | 02 | DISINFECT/HYPOCHLORIN
6605004 | PLEASANT HILL BAPTIST CHURCH | 1 | PHBC-1 | B | 02 | DISINFECT/HYPOCHLORIN
6605008 | MAJESTIC OAKS MOBILE HOME COMMUNITY | 1 | G&W PLANT | B | 02 | DISINFECT/HYPOCHLORIN
6605012 | NORTH SUMTER UTILITY 3WPS | 1 | NSU PLANT # 1 | B | 01 | DISINFECT/GASEOUS CHLORIN
6605012 | NORTH SUMTER UTILITY 3WPS | 3 | NSU PLANT # 3 | B | 01 | DISINFECT/GASEOUS CHLORIN
6605012 | NORTH SUMTER UTILITY 3WPS | 2 | NSU PLANT # 2 | E | 20 | T-O CTRL/AERATION
6605012 | NORTH SUMTER UTILITY 3WPS | 2 | NSU PLANT # 2 | B | 01 | DISINFECT/GASEOUS CHLORIN
6605012 | NORTH SUMTER UTILITY 3WPS | 3 | NSU PLANT # 3 | E | 20 | T-O CTRL/AERATION
6605012 | NORTH SUMTER UTILITY 3WPS | 3 | NSU PLANT # 3 | E | 19 | T-O CTRL/PH ADJUSTMENT
6605012 | NORTH SUMTER UTILITY 3WPS | 2 | NSU PLANT # 2 | E | 19 | T-O CTRL/PH ADJUSTMENT
6605013 | OXFORD ASSEMBLY OF GOD | 1 | OXFORD ASSMEBLY PLANT | B | 02 | DISINFECT/HYPOCHLORIN
6605014 | HARVEST CHRISTIAN ACADEMY | 1 | OPEN ARMS CCC PLANT | B | 02 | DISINFECT/HYPOCHLORIN
6605015 | FIRST BAPTIST CHURCH OF OXFORD | 1 | FBC PLANT | B | 02 | DISINFECT/HYPOCHLORIN
6605016 | FIRST ASSEMBLY OF GOD | 1 | FAOG PLANT | B | 02 | DISINFECT/HYPOCHLORIN
6605017 | D.A.V. POST 96 | 1 | VFW 69 PLANT | B | 02 | DISINFECT/HYPOCHLORIN
6605019 | WEBSTER WESTSIDE FLEA MARKET | 1 | WWFM PLANT | B | 02 | DISINFECT/HYPOCHLORIN
6605022 | FL BASS CONSERVATION CENTER | 1 | FL BASS CONSER. CTR PLANT # 1 | B | 02 | DISINFECT/HYPOCHLORIN
6605023 | ORANGE BLOSSOM UTILITIES, INC | 1 | PLANT # 1 | B | 02 | DISINFECT/HYPOCHLORIN
6605024 | UNITED COMMUNITY FELLOWSHIP | 1 | UNITED COMMUNITY FELLOWSHIP | B | 02 | DISINFECT/HYPOCHLORIN
6605025 | G2 WEBSTER, LLC (WEBSTER SUNOCO) | 1 | WEBSTER CITGO WELL # 1 | B | 02 | DISINFECT/HYPOCHLORIN
6605026 | BARGAINS AND TREASURES RETAIL OUTLET | 1 | B&T PLANT #1 | B | 02 | DISINFECT/HYPOCHLORIN
6605029 | FLORIDA GRANDE MOTOR COACH RESORT | 1 | FMCR PLANT #1 | G | 14 | IRON RMVL/RAPID SAND FIL
6605029 | FLORIDA GRANDE MOTOR COACH RESORT | 1 | FMCR PLANT #1 | B | 02 | DISINFECT/HYPOCHLORIN
6605029 | FLORIDA GRANDE MOTOR COACH RESORT | 1 | FMCR PLANT #1 | E | 20 | T-O CTRL/AERATION
6605030 | EAGLE ROOFING PRODUCTS OF FLORIDA, LLC. | 1 | ERF PLANT# 1 | B | 02 | DISINFECT/HYPOCHLORIN
6605031 | THE NEW JEWISH CONGREGATION | 1 | NJC PLANT #1 | B | 02 | DISINFECT/HYPOCHLORIN
6605032 | SUMTERVILLE WATER TREATMENT PLANT | 1 | SWTP PLANT#1 | B | 20 | DISINFECT/AERATION
6605032 | SUMTERVILLE WATER TREATMENT PLANT | 1 | SWTP PLANT#1 | B | 02 | DISINFECT/HYPOCHLORIN
6605032 | SUMTERVILLE WATER TREATMENT PLANT | 1 | SWTP PLANT#1 | D | 18 | CORR-CTRL/SEQUESTATION
6605033 | SUWANNEE AMERICAN CEMENT COMPANY, LLC | 1 | ACC PLANT#1 | B | 02 | DISINFECT/HYPOCHLORIN
6605034 | DR. NOVAK | 1 | DR. NOVAK | B | 02 | DISINFECT/HYPOCHLORIN
6605037 | LAKE OKAHUMPKA PARK | 1 | LAKE OKAHUMPKA PARK | B | 02 | DISINFECT/HYPOCHLORIN
6605038 | CSU WTP NO. 1 | 1 | CSU WTP 1 | B | 01 | DISINFECT/GASEOUS CHLORIN
6605038 | CSU WTP NO. 1 | 1 | CSU WTP 1 | G | 30 | IRON RMVL/GREENSAND FILTR
6605038 | CSU WTP NO. 1 | 1 | CSU WTP 1 | Z | 19 | OTHER/PH ADJUSTMENT
6605038 | CSU WTP NO. 1 | 1 | CSU WTP 1 | Z | 28 | OTHER/PACKED TWR-AERA
6605039 | VILLAGE INN INTERNET CAFE | 1 | VILLAGE INN INTERNET CAFE | B | 02 | DISINFECT/HYPOCHLORIN