## Export Worksheet
District | County | Office | Email | PWSID | System Type | Category Class | Surface Source? | Groundwater Source? | Mailing Name | Address Line 1 | Address Line 2 | City | State | Zip | Zip+4 | Phone | Phone Ext | Contact Name | Owner Name | Owner Address Line 1 | Owner Address Line 2 | Owner City | Owner State | Owner Zip | Owner Zip+4 | Owner Phone | Owner Phone Ext | Owner Type | Pop Served | Design Capacity | Service Connections | Last Insp Date | Last SS Date | Fee Group | Annual Fee
1 | BAY | NWD | slathrop@baycountyfl.gov | 1030050 | COMMUNITY | CONVENTIONAL FILTRATION (COAGULATION, FLOCCULATION, SEDIMENTATION, AND FILTRATION); DIRECT FILTRATION, (COAGULATION AND FILTRATION); OR LIME SOFTENING 5.0 MGD AND ABOVE. STAFFING BY CLASS C OR HIGHER OPERATOR: 24 HOURS/DAY FOR 7 DAYS/WEEK. THE LEAD/CHIEF OPERATOR MUST BE CLASS A. | Y | N | BAY COUNTY WATER SYSTEM | 3410 TRANSMITTER RD |  | PANAMA CITY | FL | 32404 |  | 8502485010 |  | BOBBY GIBBS | BEN BLITCH | 3410 TRANSMITTER ROAD |  | PANAMA CITY | FL | 32404 |  | 8502485010 |  | COUNTY | 30642 | 60000000 | 10214 | 2013-12-27 | 2021-12-09 | DC01 | 6000
1 | BAY | NWD | JFRANKLIN@CITYOFCALLAWAY.COM;WFRYE@CITYOFCALLAWAY.COM;DKUBAN@CITYOFCALLAWAY.COM | 1030141 | COMMUNITY | NO TREATMENT--CONSECUTIVE SYSTEMS ONLY | Y | N | CALLAWAY, CITY OF WATER SYSTEM | 324 SOUTH BERTHE AVENUE |  | CALLAWAY | FL | 32404 | 9542 | 8508711033 |  | JOHN FRANKLIN | EDDIE COOK | 6601 E. HWY 22 |  | CALLAWAY | FL | 32404 | 9542 | 8502156691 |  | MUNICIPALITY | 15269 | 1 | 7418 | 2013-11-12 | 2021-08-12 | PC04 | 1000
1 | BAY | NWD | jbaldwin@springfield.fl.gov;mgrice@springfield.fl.gov; | 1030148 | COMMUNITY | CHLORINATION; AERATION FOR REMOVAL OF ANY SECONDARY CONTAMINANT, SULFIDE, OR ANY UNREGULATED CONTAMINANT; CORROSION CONTROL INHIBITOR ADDITION; HYPOCHLORINATION; IRON OR MANGANESE SEQUESTRATION; OR ULTRAVIOLET RADIATION. THE LEAD/CHIEF OPERATOR MUST BE CLASS D OR HIGHER. 50,000 GPD UP TO 0.25 MGD-STAFFING BY CLASS D OR HIGHER OPERATOR: 3 VISITS/WEEK ON NONCONSECUTIVE DAYS FOR A TOTAL OF 0.3 HOUR/WEEK. LESS THAN 50,000 GPD-STAFFING BY A CLASS D OR HIGHER OPERATOR: 2 VISITS/WEEK ON NONCONSECUTIVE DAYS FOR A TOTAL OF 0.2 HOUR/WEEK. THERE SHALL BE NO MORE THAN 5 DAYS BETWEEN THE LAST VISIT IN ONE WEEK AND THE FIRST VISIT IN THE NEXT WEEK. | Y | N | SPRINGFIELD, CITY OF | POST OFFICE DRAWER 3717 | (SYSTEM) 3529 EAST 3RD ST. | SPRINGFIELD | FL | 32404 |  | 8508727570 |  | MILES GRICE | RALPH HAMMOND | 408 SCHOOL AVE. |  | SPRINGFIELD | FL | 32401 |  | 8508727570 | 110 | MUNICIPALITY | 8118 | 1 | 3972 | 2020-01-03 | 2021-12-09 | PC03 | 500
1 | BAY | NWD | tracie.norwood@westrock.com; | 1030371 | NONTRANSIENT NONCOMMUNITY | CHLORINATION; AERATION FOR REMOVAL OF ANY SECONDARY CONTAMINANT, SULFIDE, OR ANY UNREGULATED CONTAMINANT; CORROSION CONTROL INHIBITOR ADDITION; HYPOCHLORINATION; IRON OR MANGANESE SEQUESTRATION; OR ULTRAVIOLET RADIATION. THE LEAD/CHIEF OPERATOR MUST BE CLASS C OR HIGHER. 5.0 MGD AND ABOVE-STAFFING BY CLASS C OR HIGHER OPERATOR: 6 HOURS/DAY FOR 5 DAYS/WEEK AND ONE VISIT ON EACH WEEKEND DAY. 3.0 MGD UP TO 5.0 MGD-STAFFING BY CLASS C OR HIGHER OPERATOR: 1 HOUR/DAY FOR 5 DAYS/WEEK AND ONE VISIT ON EACH WEEKEND DAY. 0.25 MGD UP TO 3.0 MGD-STAFFING BY CLASS C OR HIGHER OPERATOR: 5 VISITS/WEEK AND ONE VISIT EACH WEEKEND FOR A TOTAL OF 0.6 HOUR/WEEK. | N | Y | WESTROCK CP, LLC - PANAMA CITY MILL | 1 EVERITT AVENUE |  | PANAMA CITY | FL | 32401 |  | 8506910052 |  | TRACI NORWOOD | BRETT TREMBLAY | 1 S. EVERITT AVE. |  | PANAMA CITY | FL | 32401 |  | 8506910075 |  | INVESTOR | 600 | 1346400 | 33 | 2020-01-31 | 2020-01-23 | NTNC | 100
1 | BAY | NWD | gkidwell@cityoflynnhaven.com;drizzuto@cityoflynnhaven.com | 1030435 | COMMUNITY | CHLORINATION; AERATION FOR REMOVAL OF ANY SECONDARY CONTAMINANT, SULFIDE, OR ANY UNREGULATED CONTAMINANT; CORROSION CONTROL INHIBITOR ADDITION; HYPOCHLORINATION; IRON OR MANGANESE SEQUESTRATION; OR ULTRAVIOLET RADIATION. THE LEAD/CHIEF OPERATOR MUST BE CLASS C OR HIGHER. 5.0 MGD AND ABOVE-STAFFING BY CLASS C OR HIGHER OPERATOR: 6 HOURS/DAY FOR 5 DAYS/WEEK AND ONE VISIT ON EACH WEEKEND DAY. 3.0 MGD UP TO 5.0 MGD-STAFFING BY CLASS C OR HIGHER OPERATOR: 1 HOUR/DAY FOR 5 DAYS/WEEK AND ONE VISIT ON EACH WEEKEND DAY. 0.25 MGD UP TO 3.0 MGD-STAFFING BY CLASS C OR HIGHER OPERATOR: 5 VISITS/WEEK AND ONE VISIT EACH WEEKEND FOR A TOTAL OF 0.6 HOUR/WEEK. | Y | Y | LYNN HAVEN, CITY OF WATER SYS. | 1105 OHIO AVENUE |  | LYNN HAVEN | FL | 32444 |  | 8502650087 |  | DEREK RIZZUTO | GREG KIDWELL | 825 OHIO AVE. |  | LYNN HAVEN | FL | 32444 |  | 8502652121 |  | MUNICIPALITY | 30601 | 5832000 | 8743 | 2021-06-07 | 2021-11-22 | DC02 | 4000
1 | BAY | NWD | wwtpdavis@gmail.com; G.GARLAND@MEXICOBEACHGOV.COM | 1030467 | COMMUNITY | CHLORINATION; AERATION FOR REMOVAL OF ANY SECONDARY CONTAMINANT, SULFIDE, OR ANY UNREGULATED CONTAMINANT; CORROSION CONTROL INHIBITOR ADDITION; HYPOCHLORINATION; IRON OR MANGANESE SEQUESTRATION; OR ULTRAVIOLET RADIATION. THE LEAD/CHIEF OPERATOR MUST BE CLASS C OR HIGHER. 5.0 MGD AND ABOVE-STAFFING BY CLASS C OR HIGHER OPERATOR: 6 HOURS/DAY FOR 5 DAYS/WEEK AND ONE VISIT ON EACH WEEKEND DAY. 3.0 MGD UP TO 5.0 MGD-STAFFING BY CLASS C OR HIGHER OPERATOR: 1 HOUR/DAY FOR 5 DAYS/WEEK AND ONE VISIT ON EACH WEEKEND DAY. 0.25 MGD UP TO 3.0 MGD-STAFFING BY CLASS C OR HIGHER OPERATOR: 5 VISITS/WEEK AND ONE VISIT EACH WEEKEND FOR A TOTAL OF 0.6 HOUR/WEEK. | Y | N | MEXICO BEACH, CITY OF | 113 N 22ND STREET, P.O. BOX 13425 | ATTN.: GLENN DAVIS | MEXICO BEACH | FL | 32410 |  | 8506483002 |  | RICHARD (GLENN) DAVIS | DOUG BABER | PO BOX 13425 |  | MEXICO BEACH | FL | 32410 |  | 8506485700 | 3 | MUNICIPALITY | 5317 | 1010000 | 2110 | 2018-05-09 | 2021-03-03 | PC03 | 500
1 | BAY | NWD | chris.fritze@pcbfl.gov | 1030515 | COMMUNITY | AERATION FOR REMOVAL OF ANY PRIMARY CONTAMINANT; ALKALINITY/PH ADJUSTMENT; CHLORAMIN ATION; CHLORINE DIOXIDE FOR OXIDATION OR DISINFECTION; FLUORIDATION; ION EXCHANGE FOR REMOVAL OF ANY SECONDARY CONTAMINANT, SULFIDE, OR ANY UNREGULATED CONTAMINANT; OR OZONATION. THE LEAD/CHIEF OPERATOR MUST BE CLASS C OR HIGHER. 5.0 MGD UP TO 10 MGD-STAFFING BY CLASS C OR HIGHER OPERATOR: 6 HOURS/DAY FOR 5 DAYS/WEEK AND ONE VISIT ON EACH WEEKEND DAY. 3.0 MGD UP TO 5.0 MGD-STAFFING BY CLASS C OR HIGHER OPERATOR: 3 HOURS/DAY FOR 5 DAYS/WEEK AND ONE VISIT ON EACH WEEKEND DAY. 1.0 MGD UP TO 3.0 MGD-STAFFING BY CLASS C OR HIGHER OPERATOR: 1 HOUR/DAY FOR 5 DAYS/WEEK AND ONE VISIT ON EACH WEEKEND DAY. 0.1 MGD UP TO 1.0 MGD-STAFFING BY CLASS C OR HIGHER OPERATOR: 5 VISITS/WEEK AND ONE VISIT EACH WEEKEND FOR A TOTAL OF 1.2 HOURS/WEEK. | Y | N | PANAMA CITY BEACH CITY OF | 7120 MCELVEY RD |  | PANAMA CITY BEACH | FL | 32413 |  | 8502363039 |  | CHRIS FRITZE | MARK SHAEFFER | 17007 PANAMA CITY BEACH PKWY |  | PANAMA CITY BEACH | FL | 32413 |  | 8502335100 |  | MUNICIPALITY | 65063 | 23500000 | 25121 | 2016-11-10 | 2021-11-29 | PC05 | 2000
1 | BAY | NWD | lauradobbins3@yahoo.com | 1030516 | NONCOMMUNITY | CHLORINATION; AERATION FOR REMOVAL OF ANY SECONDARY CONTAMINANT, SULFIDE, OR ANY UNREGULATED CONTAMINANT; CORROSION CONTROL INHIBITOR ADDITION; HYPOCHLORINATION; IRON OR MANGANESE SEQUESTRATION; OR ULTRAVIOLET RADIATION. THE LEAD/CHIEF OPERATOR MUST BE CLASS D OR HIGHER. 50,000 GPD UP TO 0.25 MGD-STAFFING BY CLASS D OR HIGHER OPERATOR: 3 VISITS/WEEK ON NONCONSECUTIVE DAYS FOR A TOTAL OF 0.3 HOUR/WEEK. LESS THAN 50,000 GPD-STAFFING BY A CLASS D OR HIGHER OPERATOR: 2 VISITS/WEEK ON NONCONSECUTIVE DAYS FOR A TOTAL OF 0.2 HOUR/WEEK. THERE SHALL BE NO MORE THAN 5 DAYS BETWEEN THE LAST VISIT IN ONE WEEK AND THE FIRST VISIT IN THE NEXT WEEK. | N | Y | PANAMA CITY RACQUET CLUB | 3505 HWY 390 |  | PANAMA CITY | FL | 32405 |  | 8507694482 |  | LAURA DOBBINS | TOM DOBBINS | 3505 HWY 390 |  | PANAMA CITY | FL | 32405 |  | 8506251736 |  | INVESTOR | 110 | 28800 | 1 | 2016-10-24 | 2020-10-08 | NC01 | 50
1 | BAY | NWD | AWRIGHT@PCGOV.ORG | 1030517 | COMMUNITY | CHLORINATION; AERATION FOR REMOVAL OF ANY SECONDARY CONTAMINANT, SULFIDE, OR ANY UNREGULATED CONTAMINANT; CORROSION CONTROL INHIBITOR ADDITION; HYPOCHLORINATION; IRON OR MANGANESE SEQUESTRATION; OR ULTRAVIOLET RADIATION. THE LEAD/CHIEF OPERATOR MUST BE CLASS C OR HIGHER. 5.0 MGD AND ABOVE-STAFFING BY CLASS C OR HIGHER OPERATOR: 6 HOURS/DAY FOR 5 DAYS/WEEK AND ONE VISIT ON EACH WEEKEND DAY. 3.0 MGD UP TO 5.0 MGD-STAFFING BY CLASS C OR HIGHER OPERATOR: 1 HOUR/DAY FOR 5 DAYS/WEEK AND ONE VISIT ON EACH WEEKEND DAY. 0.25 MGD UP TO 3.0 MGD-STAFFING BY CLASS C OR HIGHER OPERATOR: 5 VISITS/WEEK AND ONE VISIT EACH WEEKEND FOR A TOTAL OF 0.6 HOUR/WEEK. | Y | N | PANAMA CITY WATER SYSTEM | 2226 MICHIGAN AVENUE |  | PANAMA CITY | FL | 32405 | 1827 | 8508723191 |  | ROBERT BUSH | JOHNNY SIMS | 501 HARRISON AVE. |  | PANAMA CITY | FL | 32401 |  | 8508723164 |  | MUNICIPALITY | 36909 | 1 | 17226 | 2017-05-24 | 2020-07-30 | PC04 | 1000
1 | BAY | NWD | TJEFFREYS@CITYOFPARKER.COM;TJSUMMERLIN@CITYOFPARKER.COM | 1030520 | COMMUNITY | CHLORINATION; AERATION FOR REMOVAL OF ANY SECONDARY CONTAMINANT, SULFIDE, OR ANY UNREGULATED CONTAMINANT; CORROSION CONTROL INHIBITOR ADDITION; HYPOCHLORINATION; IRON OR MANGANESE SEQUESTRATION; OR ULTRAVIOLET RADIATION. THE LEAD/CHIEF OPERATOR MUST BE CLASS C OR HIGHER. 5.0 MGD AND ABOVE-STAFFING BY CLASS C OR HIGHER OPERATOR: 6 HOURS/DAY FOR 5 DAYS/WEEK AND ONE VISIT ON EACH WEEKEND DAY. 3.0 MGD UP TO 5.0 MGD-STAFFING BY CLASS C OR HIGHER OPERATOR: 1 HOUR/DAY FOR 5 DAYS/WEEK AND ONE VISIT ON EACH WEEKEND DAY. 0.25 MGD UP TO 3.0 MGD-STAFFING BY CLASS C OR HIGHER OPERATOR: 5 VISITS/WEEK AND ONE VISIT EACH WEEKEND FOR A TOTAL OF 0.6 HOUR/WEEK. | Y | N | PARKER, CITY OF WATER SYSTEM | 1001 WEST PARK STREET |  | PARKER | FL | 32405 |  | 8508714949 |  | TAYLOR JEFFREYS | TONY SUMMERLIN | 1001 W. PARK ST. |  | PARKER | FL | 32404 |  | 8508715599 |  | MUNICIPALITY | 3817 | 1 | 2050 | 2017-02-28 | 2019-12-17 | PC03 | 500
1 | BAY | NWD | clag424@gmail.com | 1030568 | COMMUNITY | CHLORINATION; AERATION FOR REMOVAL OF ANY SECONDARY CONTAMINANT, SULFIDE, OR ANY UNREGULATED CONTAMINANT; CORROSION CONTROL INHIBITOR ADDITION; HYPOCHLORINATION; IRON OR MANGANESE SEQUESTRATION; OR ULTRAVIOLET RADIATION. THE LEAD/CHIEF OPERATOR MUST BE CLASS D OR HIGHER. 50,000 GPD UP TO 0.25 MGD-STAFFING BY CLASS D OR HIGHER OPERATOR: 3 VISITS/WEEK ON NONCONSECUTIVE DAYS FOR A TOTAL OF 0.3 HOUR/WEEK. LESS THAN 50,000 GPD-STAFFING BY A CLASS D OR HIGHER OPERATOR: 2 VISITS/WEEK ON NONCONSECUTIVE DAYS FOR A TOTAL OF 0.2 HOUR/WEEK. THERE SHALL BE NO MORE THAN 5 DAYS BETWEEN THE LAST VISIT IN ONE WEEK AND THE FIRST VISIT IN THE NEXT WEEK. | N | Y | CREEKSIDE ESTATES PC, LLC | 1512 LISENBY COURT |  | PANAMA CITY | FL | 32405 |  |  |  | CHRIS LIGHTFOOT | SANCHEZ ZACARIAS | 11525 HUTCHISON BLVD. | SUITE 102 | PANAMA CITY BEACH | FL | 32407 |  | 8508326501 |  | INVESTOR | 85 | 86400 | 45 | 2021-01-11 | 2020-10-28 | DC051 | 100
1 | BAY | NWD | bunchpd@bay.k12.fl.us;kennemr1@bay.k12.fl.us;SMITHJL@BAY.K12.FL.US | 1030716 | NONTRANSIENT NONCOMMUNITY | CHLORINATION; AERATION FOR REMOVAL OF ANY SECONDARY CONTAMINANT, SULFIDE, OR ANY UNREGULATED CONTAMINANT; CORROSION CONTROL INHIBITOR ADDITION; HYPOCHLORINATION; IRON OR MANGANESE SEQUESTRATION; OR ULTRAVIOLET RADIATION. THE LEAD/CHIEF OPERATOR MUST BE CLASS D OR HIGHER. 50,000 GPD UP TO 0.25 MGD-STAFFING BY CLASS D OR HIGHER OPERATOR: 3 VISITS/WEEK ON NONCONSECUTIVE DAYS FOR A TOTAL OF 0.3 HOUR/WEEK. LESS THAN 50,000 GPD-STAFFING BY A CLASS D OR HIGHER OPERATOR: 2 VISITS/WEEK ON NONCONSECUTIVE DAYS FOR A TOTAL OF 0.2 HOUR/WEEK. THERE SHALL BE NO MORE THAN 5 DAYS BETWEEN THE LAST VISIT IN ONE WEEK AND THE FIRST VISIT IN THE NEXT WEEK. | N | Y | WALLER ELEMENTARY SCHOOL | 11332 HIGHWAY 388 |  | YOUNGSTOWN | FL | 32401 |  | 8507224341 |  | MICHAEL KENNEDY | JERRY SMITH | 933 E. BALDWIN RD. |  | PANAMA CITY | FL | 32405 |  | 8505274924 |  | COUNTY | 400 | 216000 | 6 | 2019-03-26 | 2021-10-04 | NTNC | 100
1 | BAY | NWD | BRANDON.SMITH@NEXTERAENERGY.COM;BRENT.SKIPPER@NEXTERAENERGY.COM | 1030774 | NONTRANSIENT NONCOMMUNITY | CHLORINATION; AERATION FOR REMOVAL OF ANY SECONDARY CONTAMINANT, SULFIDE, OR ANY UNREGULATED CONTAMINANT; CORROSION CONTROL INHIBITOR ADDITION; HYPOCHLORINATION; IRON OR MANGANESE SEQUESTRATION; OR ULTRAVIOLET RADIATION. THE LEAD/CHIEF OPERATOR MUST BE CLASS D OR HIGHER. 50,000 GPD UP TO 0.25 MGD-STAFFING BY CLASS D OR HIGHER OPERATOR: 3 VISITS/WEEK ON NONCONSECUTIVE DAYS FOR A TOTAL OF 0.3 HOUR/WEEK. LESS THAN 50,000 GPD-STAFFING BY A CLASS D OR HIGHER OPERATOR: 2 VISITS/WEEK ON NONCONSECUTIVE DAYS FOR A TOTAL OF 0.2 HOUR/WEEK. THERE SHALL BE NO MORE THAN 5 DAYS BETWEEN THE LAST VISIT IN ONE WEEK AND THE FIRST VISIT IN THE NEXT WEEK. | N | Y | FLORIDA POWER & LIGHT LANSING SMITH | P. O. BOX 1210 |  | LYNN HAVEN | FL | 32444 |  | 8505223490 |  | BRANDON SMITH | GULF POWER COMPANY | ONE ENERGY PLACE |  | PENSACOLA | FL | 32520 | 328 | 8504446429 |  | INVESTOR | 31 | 3168000 | 6 | 2011-09-27 | 2020-01-22 | NTNC | 100
1 | BAY | NWD | joel.bolina@us.af.mil;jason.lockwood.1@us.af.mil;pcwaterlady@gmail.com | 1030788 | NONTRANSIENT NONCOMMUNITY | CHLORINATION; AERATION FOR REMOVAL OF ANY SECONDARY CONTAMINANT, SULFIDE, OR ANY UNREGULATED CONTAMINANT; CORROSION CONTROL INHIBITOR ADDITION; HYPOCHLORINATION; IRON OR MANGANESE SEQUESTRATION; OR ULTRAVIOLET RADIATION. THE LEAD/CHIEF OPERATOR MUST BE CLASS D OR HIGHER. 50,000 GPD UP TO 0.25 MGD-STAFFING BY CLASS D OR HIGHER OPERATOR: 3 VISITS/WEEK ON NONCONSECUTIVE DAYS FOR A TOTAL OF 0.3 HOUR/WEEK. LESS THAN 50,000 GPD-STAFFING BY A CLASS D OR HIGHER OPERATOR: 2 VISITS/WEEK ON NONCONSECUTIVE DAYS FOR A TOTAL OF 0.2 HOUR/WEEK. THERE SHALL BE NO MORE THAN 5 DAYS BETWEEN THE LAST VISIT IN ONE WEEK AND THE FIRST VISIT IN THE NEXT WEEK. | N | Y | AFRL AREA (TYNDALL AFB) | 325 SC/CES | 119 ALABAMA AVE. | TYNDALL AFB | FL | 32403 | 5014 | 8502832398 |  | JASON LOCKWOOD | LT COL JOEL BOLINA, USAF | 325 CES | 119 ALABAMA AVENUE | TYNDALL AFB | FL | 32403 |  | 8502833283 |  | FEDERAL | 110 | 432000 | 18 | 2016-12-07 | 2020-10-26 | NTNC | 100
1 | BAY | NWD | schleusner36@gmail.com | 1034054 | COMMUNITY | CHLORINATION; AERATION FOR REMOVAL OF ANY SECONDARY CONTAMINANT, SULFIDE, OR ANY UNREGULATED CONTAMINANT; CORROSION CONTROL INHIBITOR ADDITION; HYPOCHLORINATION; IRON OR MANGANESE SEQUESTRATION; OR ULTRAVIOLET RADIATION. THE LEAD/CHIEF OPERATOR MUST BE CLASS D OR HIGHER. 50,000 GPD UP TO 0.25 MGD-STAFFING BY CLASS D OR HIGHER OPERATOR: 3 VISITS/WEEK ON NONCONSECUTIVE DAYS FOR A TOTAL OF 0.3 HOUR/WEEK. LESS THAN 50,000 GPD-STAFFING BY A CLASS D OR HIGHER OPERATOR: 2 VISITS/WEEK ON NONCONSECUTIVE DAYS FOR A TOTAL OF 0.2 HOUR/WEEK. THERE SHALL BE NO MORE THAN 5 DAYS BETWEEN THE LAST VISIT IN ONE WEEK AND THE FIRST VISIT IN THE NEXT WEEK. | N | Y | DEER HAVEN PARK | 2812 HWY. 2321 |  | SOUTHPORT | FL | 32409 |  | 8502656205 |  | CAROL ANDERSON | TOM AND NADEAN SCHLEUSNER | 2812 DEERHAVEN PARK |  | PANAMA CITY | FL | 32409 |  | 6512783008 |  | INVESTOR | 75 | 21600 | 40 | 2013-02-27 | 2021-08-02 | DC06 | 100
1 | BAY | NWD | pcwaterlady@yahoo.com;Goodluckdeal1@gmail.com | 1034057 | NONCOMMUNITY | CHLORINATION; AERATION FOR REMOVAL OF ANY SECONDARY CONTAMINANT, SULFIDE, OR ANY UNREGULATED CONTAMINANT; CORROSION CONTROL INHIBITOR ADDITION; HYPOCHLORINATION; IRON OR MANGANESE SEQUESTRATION; OR ULTRAVIOLET RADIATION. THE LEAD/CHIEF OPERATOR MUST BE CLASS D OR HIGHER. 50,000 GPD UP TO 0.25 MGD-STAFFING BY CLASS D OR HIGHER OPERATOR: 3 VISITS/WEEK ON NONCONSECUTIVE DAYS FOR A TOTAL OF 0.3 HOUR/WEEK. LESS THAN 50,000 GPD-STAFFING BY A CLASS D OR HIGHER OPERATOR: 2 VISITS/WEEK ON NONCONSECUTIVE DAYS FOR A TOTAL OF 0.2 HOUR/WEEK. THERE SHALL BE NO MORE THAN 5 DAYS BETWEEN THE LAST VISIT IN ONE WEEK AND THE FIRST VISIT IN THE NEXT WEEK. | N | Y | LISENBY FOOD MART | 1408 W. 23RD ST. |  | PANAMA CITY | FL | 32405 |  | 8504810031 |  | CHRIS LIGHTFOOT | JULIA ALI | 700 W. 23RD ST. | SUITE 29D | PANAMA CITY | FL | 32405 |  | 8504810031 |  | INVESTOR | 25 | 28800 | 1 | 2017-04-27 | 2016-11-09 | NC01 | 50
1 | BAY | NWD | shahzadrahman23@gmail.com; pitzerjean123@yahoo.com | 1034060 | NONCOMMUNITY | CHLORINATION; AERATION FOR REMOVAL OF ANY SECONDARY CONTAMINANT, SULFIDE, OR ANY UNREGULATED CONTAMINANT; CORROSION CONTROL INHIBITOR ADDITION; HYPOCHLORINATION; IRON OR MANGANESE SEQUESTRATION; OR ULTRAVIOLET RADIATION. THE LEAD/CHIEF OPERATOR MUST BE CLASS D OR HIGHER. 50,000 GPD UP TO 0.25 MGD-STAFFING BY CLASS D OR HIGHER OPERATOR: 3 VISITS/WEEK ON NONCONSECUTIVE DAYS FOR A TOTAL OF 0.3 HOUR/WEEK. LESS THAN 50,000 GPD-STAFFING BY A CLASS D OR HIGHER OPERATOR: 2 VISITS/WEEK ON NONCONSECUTIVE DAYS FOR A TOTAL OF 0.2 HOUR/WEEK. THERE SHALL BE NO MORE THAN 5 DAYS BETWEEN THE LAST VISIT IN ONE WEEK AND THE FIRST VISIT IN THE NEXT WEEK. | N | Y | ONE STOP SHOP #2 (AKA LYNN HAVEN TEXACO) | 4702 HWY 389 |  | PANAMA CITY | FL | 32405 |  | 8502220792 |  | JEAN PITZER | SHAHZAD RAHMAN | [6 empty] | 8502769937 |  | INVESTOR | 50 | 17280 | 1 | 2014-02-14 | 2020-10-26 | NC01 | 50
1 | BAY | NWD | liberty32466@gmail.com | 1034062 | NONCOMMUNITY | CHLORINATION; AERATION FOR REMOVAL OF ANY SECONDARY CONTAMINANT, SULFIDE, OR ANY UNREGULATED CONTAMINANT; CORROSION CONTROL INHIBITOR ADDITION; HYPOCHLORINATION; IRON OR MANGANESE SEQUESTRATION; OR ULTRAVIOLET RADIATION. THE LEAD/CHIEF OPERATOR MUST BE CLASS D OR HIGHER. 50,000 GPD UP TO 0.25 MGD-STAFFING BY CLASS D OR HIGHER OPERATOR: 3 VISITS/WEEK ON NONCONSECUTIVE DAYS FOR A TOTAL OF 0.3 HOUR/WEEK. LESS THAN 50,000 GPD-STAFFING BY A CLASS D OR HIGHER OPERATOR: 2 VISITS/WEEK ON NONCONSECUTIVE DAYS FOR A TOTAL OF 0.2 HOUR/WEEK. THERE SHALL BE NO MORE THAN 5 DAYS BETWEEN THE LAST VISIT IN ONE WEEK AND THE FIRST VISIT IN THE NEXT WEEK. | N | Y | MR. MART #13 | 12039 HWY 231 |  | YOUNGSTOWN | FL | 32466 |  | 8507353191 |  | CHRISTOPHER HURST | SK ALI | 12039 HWY 231 |  | YOUNGSTOWN | FL | 32466 |  | 8507533191 |  | INVESTOR | 25 | 36000 | 1 | 2018-03-12 | 2017-11-28 | NC01 | 50
1 | BAY | NWD | mmmarketiii@gmail.com; | 1034063 | NONCOMMUNITY | CHLORINATION; AERATION FOR REMOVAL OF ANY SECONDARY CONTAMINANT, SULFIDE, OR ANY UNREGULATED CONTAMINANT; CORROSION CONTROL INHIBITOR ADDITION; HYPOCHLORINATION; IRON OR MANGANESE SEQUESTRATION; OR ULTRAVIOLET RADIATION. THE LEAD/CHIEF OPERATOR MUST BE CLASS D OR HIGHER. 50,000 GPD UP TO 0.25 MGD-STAFFING BY CLASS D OR HIGHER OPERATOR: 3 VISITS/WEEK ON NONCONSECUTIVE DAYS FOR A TOTAL OF 0.3 HOUR/WEEK. LESS THAN 50,000 GPD-STAFFING BY A CLASS D OR HIGHER OPERATOR: 2 VISITS/WEEK ON NONCONSECUTIVE DAYS FOR A TOTAL OF 0.2 HOUR/WEEK. THERE SHALL BE NO MORE THAN 5 DAYS BETWEEN THE LAST VISIT IN ONE WEEK AND THE FIRST VISIT IN THE NEXT WEEK. | N | Y | M & M MARKET #3 | 8623 HWY 2301 |  | YOUNGSTOWN | FL | 32466 |  | 8507227951 |  | CHRISTOPHER HURST | ROGER PATEL | 8623 HWY 2301 |  | YOUNGSTOWN | FL | 32466 |  | 8508196002 |  | INVESTOR | 100 | 17280 | 1 | 2017-11-29 | 2017-11-20 | NC01 | 50
1 | BAY | NWD | 1202-cstore@lptservices.com | 1034069 | NONCOMMUNITY | CHLORINATION; AERATION FOR REMOVAL OF ANY SECONDARY CONTAMINANT, SULFIDE, OR ANY UNREGULATED CONTAMINANT; CORROSION CONTROL INHIBITOR ADDITION; HYPOCHLORINATION; IRON OR MANGANESE SEQUESTRATION; OR ULTRAVIOLET RADIATION. THE LEAD/CHIEF OPERATOR MUST BE CLASS D OR HIGHER. 50,000 GPD UP TO 0.25 MGD-STAFFING BY CLASS D OR HIGHER OPERATOR: 3 VISITS/WEEK ON NONCONSECUTIVE DAYS FOR A TOTAL OF 0.3 HOUR/WEEK. LESS THAN 50,000 GPD-STAFFING BY A CLASS D OR HIGHER OPERATOR: 2 VISITS/WEEK ON NONCONSECUTIVE DAYS FOR A TOTAL OF 0.2 HOUR/WEEK. THERE SHALL BE NO MORE THAN 5 DAYS BETWEEN THE LAST VISIT IN ONE WEEK AND THE FIRST VISIT IN THE NEXT WEEK. | N | Y | 231 PLAZA | 15821 HIGHWAY 231 |  | YOUNGSTOWN | FL | 32466 |  | 8507228099 |  | CHRISTOPHER HURST | MICHAEL GEVING | 449 LONGHORN TRAIL |  | WEATHERFORD | TX | 76087 |  | 3203092226 |  | INVESTOR | 25 | 28800 | 1 | 2018-02-27 | 2017-11-28 | NC01 | 50
1 | BAY | NWD | bghardware.grocery@gmail.com | 1034096 | NONCOMMUNITY | CHLORINATION; AERATION FOR REMOVAL OF ANY SECONDARY CONTAMINANT, SULFIDE, OR ANY UNREGULATED CONTAMINANT; CORROSION CONTROL INHIBITOR ADDITION; HYPOCHLORINATION; IRON OR MANGANESE SEQUESTRATION; OR ULTRAVIOLET RADIATION. THE LEAD/CHIEF OPERATOR MUST BE CLASS D OR HIGHER. 50,000 GPD UP TO 0.25 MGD-STAFFING BY CLASS D OR HIGHER OPERATOR: 3 VISITS/WEEK ON NONCONSECUTIVE DAYS FOR A TOTAL OF 0.3 HOUR/WEEK. LESS THAN 50,000 GPD-STAFFING BY A CLASS D OR HIGHER OPERATOR: 2 VISITS/WEEK ON NONCONSECUTIVE DAYS FOR A TOTAL OF 0.2 HOUR/WEEK. THERE SHALL BE NO MORE THAN 5 DAYS BETWEEN THE LAST VISIT IN ONE WEEK AND THE FIRST VISIT IN THE NEXT WEEK. | N | Y | GARNER'S SUPERMARKET | 8012 COUNTY ROAD 2301 |  | PANAMA CITY | FL | 32404 |  | 8507634728 |  | CHRISTOPHER HURST | JEANETTE GARNER | 7516 HWY 2301 |  | PANAMA CITY | FL | 32404 |  | 8507634728 |  | INVESTOR | 100 | 28800 | 1 | 2016-11-29 | 2021-10-13 | NC01 | 50
1 | BAY | NWD | CHRISTOPHER.HURST@FDC.MYFLORIDA.COM;staceysswingersp@bellsouth.net | 1034106 | NONTRANSIENT NONCOMMUNITY | CHLORINATION; AERATION FOR REMOVAL OF ANY SECONDARY CONTAMINANT, SULFIDE, OR ANY UNREGULATED CONTAMINANT; CORROSION CONTROL INHIBITOR ADDITION; HYPOCHLORINATION; IRON OR MANGANESE SEQUESTRATION; OR ULTRAVIOLET RADIATION. THE LEAD/CHIEF OPERATOR MUST BE CLASS D OR HIGHER. 50,000 GPD UP TO 0.25 MGD-STAFFING BY CLASS D OR HIGHER OPERATOR: 3 VISITS/WEEK ON NONCONSECUTIVE DAYS FOR A TOTAL OF 0.3 HOUR/WEEK. LESS THAN 50,000 GPD-STAFFING BY A CLASS D OR HIGHER OPERATOR: 2 VISITS/WEEK ON NONCONSECUTIVE DAYS FOR A TOTAL OF 0.2 HOUR/WEEK. THERE SHALL BE NO MORE THAN 5 DAYS BETWEEN THE LAST VISIT IN ONE WEEK AND THE FIRST VISIT IN THE NEXT WEEK. | N | Y | STACEY'S SWINGERS DAY CARE | 14130 HWY 77 |  | SOUTHPORT | FL | 32409 |  | 8502718260 |  | CHRISTOPHER HURST | CRAIG & STACEY SMITH | 1006 LAKE RETREAT |  | CHIPLEY | FL | 32428 |  | 8505276262 |  | INVESTOR | 89 | 17280 | 1 | 2020-03-11 | 2019-11-18 | NTNC | 100
1 | BAY | NWD | pinelakerv@gmail.com;talondriver6@gmail.com | 1034114 | NONCOMMUNITY | CHLORINATION; AERATION FOR REMOVAL OF ANY SECONDARY CONTAMINANT, SULFIDE, OR ANY UNREGULATED CONTAMINANT; CORROSION CONTROL INHIBITOR ADDITION; HYPOCHLORINATION; IRON OR MANGANESE SEQUESTRATION; OR ULTRAVIOLET RADIATION. THE LEAD/CHIEF OPERATOR MUST BE CLASS D OR HIGHER. 50,000 GPD UP TO 0.25 MGD-STAFFING BY CLASS D OR HIGHER OPERATOR: 3 VISITS/WEEK ON NONCONSECUTIVE DAYS FOR A TOTAL OF 0.3 HOUR/WEEK. LESS THAN 50,000 GPD-STAFFING BY A CLASS D OR HIGHER OPERATOR: 2 VISITS/WEEK ON NONCONSECUTIVE DAYS FOR A TOTAL OF 0.2 HOUR/WEEK. THERE SHALL BE NO MORE THAN 5 DAYS BETWEEN THE LAST VISIT IN ONE WEEK AND THE FIRST VISIT IN THE NEXT WEEK. | N | Y | PINE LAKE RV PARK | 21036 US HWY 231 |  | FOUNTAIN | FL | 32438 |  | 8507221401 |  | MARIA SILVESTRI | ROBERT A. SILVESTRI | 21036 US HWY 231 |  | FOUNTAIN | FL | 32438 |  | 8507221401 |  | INVESTOR | 45 | 28800 | 100 | 2018-06-28 | 2018-06-20 | NC01 | 50
1 | BAY | NWD | chiodos231expressmarket@gmail.com | 1034133 | NONCOMMUNITY | CHLORINATION; AERATION FOR REMOVAL OF ANY SECONDARY CONTAMINANT, SULFIDE, OR ANY UNREGULATED CONTAMINANT; CORROSION CONTROL INHIBITOR ADDITION; HYPOCHLORINATION; IRON OR MANGANESE SEQUESTRATION; OR ULTRAVIOLET RADIATION. THE LEAD/CHIEF OPERATOR MUST BE CLASS D OR HIGHER. 50,000 GPD UP TO 0.25 MGD-STAFFING BY CLASS D OR HIGHER OPERATOR: 3 VISITS/WEEK ON NONCONSECUTIVE DAYS FOR A TOTAL OF 0.3 HOUR/WEEK. LESS THAN 50,000 GPD-STAFFING BY A CLASS D OR HIGHER OPERATOR: 2 VISITS/WEEK ON NONCONSECUTIVE DAYS FOR A TOTAL OF 0.2 HOUR/WEEK. THERE SHALL BE NO MORE THAN 5 DAYS BETWEEN THE LAST VISIT IN ONE WEEK AND THE FIRST VISIT IN THE NEXT WEEK. | N | Y | CHIODO'S 231 EXPRESS MARKET | 17941 HWY 231 |  | FOUNTAIN | FL | 32438 |  | 8507229800 |  | CHRISTOPHER HURST | KRISTI CHIODO | 7000 HWY 77 |  | SOUTHPORT | FL | 32409 |  | 8508661564 |  | INVESTOR | 25 | 36000 | 1 | 2017-12-11 | 2017-11-28 | NC01 | 50
1 | BAY | NWD | bamin1980@gmail.com;CHRISTOPHER.HURST@FDC.MYFLORIDA.COM | 1034136 | NONCOMMUNITY | CHLORINATION; AERATION FOR REMOVAL OF ANY SECONDARY CONTAMINANT, SULFIDE, OR ANY UNREGULATED CONTAMINANT; CORROSION CONTROL INHIBITOR ADDITION; HYPOCHLORINATION; IRON OR MANGANESE SEQUESTRATION; OR ULTRAVIOLET RADIATION. THE LEAD/CHIEF OPERATOR MUST BE CLASS D OR HIGHER. 50,000 GPD UP TO 0.25 MGD-STAFFING BY CLASS D OR HIGHER OPERATOR: 3 VISITS/WEEK ON NONCONSECUTIVE DAYS FOR A TOTAL OF 0.3 HOUR/WEEK. LESS THAN 50,000 GPD-STAFFING BY A CLASS D OR HIGHER OPERATOR: 2 VISITS/WEEK ON NONCONSECUTIVE DAYS FOR A TOTAL OF 0.2 HOUR/WEEK. THERE SHALL BE NO MORE THAN 5 DAYS BETWEEN THE LAST VISIT IN ONE WEEK AND THE FIRST VISIT IN THE NEXT WEEK. | N | Y | QUICK STOP #8 | 15500 HIGHWAY 77 |  | SOUTHPORT | FL | 32409 |  | 8502710446 |  | CHRISTOPHER HURST | MR. BOB AMIN | 2908 HARRIER ST. |  | PANAMA CITY | FL | 32405 |  |  |  | INVESTOR | 25 | 17280 | 1 | 2017-03-02 | 2021-10-25 | NC01 | 50
1 | BAY | NWD | TREANA.PITTS@ROYALAMERICAN.COM;RPETERSON4930@AOL.COM | 1034141 | NONTRANSIENT NONCOMMUNITY | CHLORINATION; AERATION FOR REMOVAL OF ANY SECONDARY CONTAMINANT, SULFIDE, OR ANY UNREGULATED CONTAMINANT; CORROSION CONTROL INHIBITOR ADDITION; HYPOCHLORINATION; IRON OR MANGANESE SEQUESTRATION; OR ULTRAVIOLET RADIATION. THE LEAD/CHIEF OPERATOR MUST BE CLASS D OR HIGHER. 50,000 GPD UP TO 0.25 MGD-STAFFING BY CLASS D OR HIGHER OPERATOR: 3 VISITS/WEEK ON NONCONSECUTIVE DAYS FOR A TOTAL OF 0.3 HOUR/WEEK. LESS THAN 50,000 GPD-STAFFING BY A CLASS D OR HIGHER OPERATOR: 2 VISITS/WEEK ON NONCONSECUTIVE DAYS FOR A TOTAL OF 0.2 HOUR/WEEK. THERE SHALL BE NO MORE THAN 5 DAYS BETWEEN THE LAST VISIT IN ONE WEEK AND THE FIRST VISIT IN THE NEXT WEEK. | N | Y | ROYAL AMERICAN MANAGEMENT (USFWS LESSEE) | 1601 BALBOA AVE. |  | PANAMA CITY | FL | 32405 |  | 8507698981 |  | TREANA PITTS | MS. TREANA PITTS | 1022 W. 23RD ST. | SUITE 300 | PANAMA CITY | FL | 32405 |  | 8507698981 |  | FEDERAL | 27 | 25920 | 1 | 2020-02-26 | 2019-12-18 | NTNC | 100
1 | BAY | NWD | dmurray@baycountyfl.gov;bgibbs@baycountyfl.gov;bblitch@baycountyfl.gov | 1034143 | NONCOMMUNITY | CHLORINATION; AERATION FOR REMOVAL OF ANY SECONDARY CONTAMINANT, SULFIDE, OR ANY UNREGULATED CONTAMINANT; CORROSION CONTROL INHIBITOR ADDITION; HYPOCHLORINATION; IRON OR MANGANESE SEQUESTRATION; OR ULTRAVIOLET RADIATION. THE LEAD/CHIEF OPERATOR MUST BE CLASS D OR HIGHER. 50,000 GPD UP TO 0.25 MGD-STAFFING BY CLASS D OR HIGHER OPERATOR: 3 VISITS/WEEK ON NONCONSECUTIVE DAYS FOR A TOTAL OF 0.3 HOUR/WEEK. LESS THAN 50,000 GPD-STAFFING BY A CLASS D OR HIGHER OPERATOR: 2 VISITS/WEEK ON NONCONSECUTIVE DAYS FOR A TOTAL OF 0.2 HOUR/WEEK. THERE SHALL BE NO MORE THAN 5 DAYS BETWEEN THE LAST VISIT IN ONE WEEK AND THE FIRST VISIT IN THE NEXT WEEK. | N | Y | FOUNTAIN YOUNGSTOWN RECREATION COMPLEX | 12421 EAST HWY 20 |  | YOUNGSTOWN | FL | 32466 |  | 8502488732 |  | BOBBY GIBBS | DON MURRAY | 8110 JOHN PITTS ROAD |  | PANAMA CITY | FL | 32404 |  | 8502488732 |  | COUNTY | 25 | 288000 | 1 | 2018-04-09 | 2018-03-22 | NC01 | 50
1 | BAY | NWD | frank_reiland@yahoo.com;pcwaterlady@yahoo.com | 1034147 | NONCOMMUNITY | CHLORINATION; AERATION FOR REMOVAL OF ANY SECONDARY CONTAMINANT, SULFIDE, OR ANY UNREGULATED CONTAMINANT; CORROSION CONTROL INHIBITOR ADDITION; HYPOCHLORINATION; IRON OR MANGANESE SEQUESTRATION; OR ULTRAVIOLET RADIATION. THE LEAD/CHIEF OPERATOR MUST BE CLASS D OR HIGHER. 50,000 GPD UP TO 0.25 MGD-STAFFING BY CLASS D OR HIGHER OPERATOR: 3 VISITS/WEEK ON NONCONSECUTIVE DAYS FOR A TOTAL OF 0.3 HOUR/WEEK. LESS THAN 50,000 GPD-STAFFING BY A CLASS D OR HIGHER OPERATOR: 2 VISITS/WEEK ON NONCONSECUTIVE DAYS FOR A TOTAL OF 0.2 HOUR/WEEK. THERE SHALL BE NO MORE THAN 5 DAYS BETWEEN THE LAST VISIT IN ONE WEEK AND THE FIRST VISIT IN THE NEXT WEEK. | N | Y | FRANKIE D'S PIZZA (AKA LITTLE BEARS) | 13919 HWY 77 |  | SOUTHPORT | FL | 32409 |  | 8506280506 |  | FRANK REILAND | [9 empty] | INVESTOR | 50 | 14400 | 1 | 2021-02-10 | 2020-11-04 | NC01 | 50
1 | BAY | NWD | Carl.Saviers@AppleGreen.ie; CHRISTOPHER.HURST@FDC.MYFLORIDA.COM | 1034152 | NONCOMMUNITY | CHLORINATION; AERATION FOR REMOVAL OF ANY SECONDARY CONTAMINANT, SULFIDE, OR ANY UNREGULATED CONTAMINANT; CORROSION CONTROL INHIBITOR ADDITION; HYPOCHLORINATION; IRON OR MANGANESE SEQUESTRATION; OR ULTRAVIOLET RADIATION. THE LEAD/CHIEF OPERATOR MUST BE CLASS D OR HIGHER. 50,000 GPD UP TO 0.25 MGD-STAFFING BY CLASS D OR HIGHER OPERATOR: 3 VISITS/WEEK ON NONCONSECUTIVE DAYS FOR A TOTAL OF 0.3 HOUR/WEEK. LESS THAN 50,000 GPD-STAFFING BY A CLASS D OR HIGHER OPERATOR: 2 VISITS/WEEK ON NONCONSECUTIVE DAYS FOR A TOTAL OF 0.2 HOUR/WEEK. THERE SHALL BE NO MORE THAN 5 DAYS BETWEEN THE LAST VISIT IN ONE WEEK AND THE FIRST VISIT IN THE NEXT WEEK. | N | Y | EXPRESS LANE #209 - SOUTHPORT | 13435 HIGHWAY 77 | (CORNER HWY 77 & CROOKED LN) | SOUTHPORT | FL | 32409 |  | 8502659244 |  | PAT BUSH | CARL SAVIERS | 279 CEDAR CREST DR. |  | LEXINGTON | SC | 29072 |  | 8034040957 |  | INVESTOR | 25 | 14440 | 1 | 2019-02-18 | 2019-01-23 | NC01 | 50
1 | BAY | NWD | bearcreekagpastor@gmail.com | 1034162 | NONCOMMUNITY | CHLORINATION; AERATION FOR REMOVAL OF ANY SECONDARY CONTAMINANT, SULFIDE, OR ANY UNREGULATED CONTAMINANT; CORROSION CONTROL INHIBITOR ADDITION; HYPOCHLORINATION; IRON OR MANGANESE SEQUESTRATION; OR ULTRAVIOLET RADIATION. THE LEAD/CHIEF OPERATOR MUST BE CLASS D OR HIGHER. 50,000 GPD UP TO 0.25 MGD-STAFFING BY CLASS D OR HIGHER OPERATOR: 3 VISITS/WEEK ON NONCONSECUTIVE DAYS FOR A TOTAL OF 0.3 HOUR/WEEK. LESS THAN 50,000 GPD-STAFFING BY A CLASS D OR HIGHER OPERATOR: 2 VISITS/WEEK ON NONCONSECUTIVE DAYS FOR A TOTAL OF 0.2 HOUR/WEEK. THERE SHALL BE NO MORE THAN 5 DAYS BETWEEN THE LAST VISIT IN ONE WEEK AND THE FIRST VISIT IN THE NEXT WEEK. | N | Y | BEAR CREEK ASSEMBLY OF GOD | 11412 N BEAR CREEK ROAD |  | PANAMA CITY | FL | 32404 |  | 8507224423 |  | TONY TEAS | TONY TEAS | 11412 N. BEAR CREEK |  | PANAMA CITY | FL | 32404 |  | 8508960504 |  | OTHER | 25 | 28800 | 1 | 2017-05-31 | 2021-10-04 | NC01 | 50
1 | BAY | NWD |  | 1034164 | NONCOMMUNITY | CHLORINATION; AERATION FOR REMOVAL OF ANY SECONDARY CONTAMINANT, SULFIDE, OR ANY UNREGULATED CONTAMINANT; CORROSION CONTROL INHIBITOR ADDITION; HYPOCHLORINATION; IRON OR MANGANESE SEQUESTRATION; OR ULTRAVIOLET RADIATION. THE LEAD/CHIEF OPERATOR MUST BE CLASS D OR HIGHER. 50,000 GPD UP TO 0.25 MGD-STAFFING BY CLASS D OR HIGHER OPERATOR: 3 VISITS/WEEK ON NONCONSECUTIVE DAYS FOR A TOTAL OF 0.3 HOUR/WEEK. LESS THAN 50,000 GPD-STAFFING BY A CLASS D OR HIGHER OPERATOR: 2 VISITS/WEEK ON NONCONSECUTIVE DAYS FOR A TOTAL OF 0.2 HOUR/WEEK. THERE SHALL BE NO MORE THAN 5 DAYS BETWEEN THE LAST VISIT IN ONE WEEK AND THE FIRST VISIT IN THE NEXT WEEK. | N | Y | BUCKS PIGGLY WIGGLY EXPRESS | 18917 HIGHWAY 231 |  | FOUNTAIN | FL | 32409 |  | 8508323113 |  | CHRISTOPHER HURST | ALLEN SPIKES | 18917 HWY 231 |  | FOUNTAIN | FL | 32438 |  | 8508323113 |  | INVESTOR | 25 | 50400 | 2 | 2016-12-02 | 2021-10-13 | NC01 | 50
1 | BAY | NWD | preciousmemcc1@aol.com; | 1034168 | NONTRANSIENT NONCOMMUNITY | CHLORINATION; AERATION FOR REMOVAL OF ANY SECONDARY CONTAMINANT, SULFIDE, OR ANY UNREGULATED CONTAMINANT; CORROSION CONTROL INHIBITOR ADDITION; HYPOCHLORINATION; IRON OR MANGANESE SEQUESTRATION; OR ULTRAVIOLET RADIATION. THE LEAD/CHIEF OPERATOR MUST BE CLASS D OR HIGHER. 50,000 GPD UP TO 0.25 MGD-STAFFING BY CLASS D OR HIGHER OPERATOR: 3 VISITS/WEEK ON NONCONSECUTIVE DAYS FOR A TOTAL OF 0.3 HOUR/WEEK. LESS THAN 50,000 GPD-STAFFING BY A CLASS D OR HIGHER OPERATOR: 2 VISITS/WEEK ON NONCONSECUTIVE DAYS FOR A TOTAL OF 0.2 HOUR/WEEK. THERE SHALL BE NO MORE THAN 5 DAYS BETWEEN THE LAST VISIT IN ONE WEEK AND THE FIRST VISIT IN THE NEXT WEEK. | N | Y | PRECIOUS MEMORIES NO. 2 | 12112 HIGHWAY 231 | PERMIT 0318856-001- LIMITED USE IN 2015 | YOUNGSTOWN | FL | 32466 |  | 3054444108 |  | DONNA DAVIS | MS. DONNA DAVIS | 20701 DICKERSON ROAD |  | FOUNTAIN | FL | 32438 |  | 8506255784 |  | UNKNOWN | 45 | 28800 | 1 | 2019-04-23 | 2021-10-13 | NTNC | 100
1 | BAY | NWD | melvinandsons@yahoo.com; | 1034169 | NONCOMMUNITY | CHLORINATION; AERATION FOR REMOVAL OF ANY SECONDARY CONTAMINANT, SULFIDE, OR ANY UNREGULATED CONTAMINANT; CORROSION CONTROL INHIBITOR ADDITION; HYPOCHLORINATION; IRON OR MANGANESE SEQUESTRATION; OR ULTRAVIOLET RADIATION. THE LEAD/CHIEF OPERATOR MUST BE CLASS D OR HIGHER. 50,000 GPD UP TO 0.25 MGD-STAFFING BY CLASS D OR HIGHER OPERATOR: 3 VISITS/WEEK ON NONCONSECUTIVE DAYS FOR A TOTAL OF 0.3 HOUR/WEEK. LESS THAN 50,000 GPD-STAFFING BY A CLASS D OR HIGHER OPERATOR: 2 VISITS/WEEK ON NONCONSECUTIVE DAYS FOR A TOTAL OF 0.2 HOUR/WEEK. THERE SHALL BE NO MORE THAN 5 DAYS BETWEEN THE LAST VISIT IN ONE WEEK AND THE FIRST VISIT IN THE NEXT WEEK. | N | Y | CALVARY CHRISTIAN CHURCH | 5515 TITUS ROAD |  | PANAMA CITY | FL | 32404 |  | 8502580869 |  | CHRISTOPHER HURST | BILLY JOE MELVIN JR. | 5515 TITUS RD |  | PANAMA CITY | FL | 32404 |  | 8502580869 |  | UNKNOWN | 25 | 0 | 1 | 2015-03-13 | 2020-03-30 | NC01 | 50
1 | BAY | NWD | envcompliance@dollargeneral.com | 1034170 | NONCOMMUNITY | CHLORINATION; AERATION FOR REMOVAL OF ANY SECONDARY CONTAMINANT, SULFIDE, OR ANY UNREGULATED CONTAMINANT; CORROSION CONTROL INHIBITOR ADDITION; HYPOCHLORINATION; IRON OR MANGANESE SEQUESTRATION; OR ULTRAVIOLET RADIATION. THE LEAD/CHIEF OPERATOR MUST BE CLASS D OR HIGHER. 50,000 GPD UP TO 0.25 MGD-STAFFING BY CLASS D OR HIGHER OPERATOR: 3 VISITS/WEEK ON NONCONSECUTIVE DAYS FOR A TOTAL OF 0.3 HOUR/WEEK. LESS THAN 50,000 GPD-STAFFING BY A CLASS D OR HIGHER OPERATOR: 2 VISITS/WEEK ON NONCONSECUTIVE DAYS FOR A TOTAL OF 0.2 HOUR/WEEK. THERE SHALL BE NO MORE THAN 5 DAYS BETWEEN THE LAST VISIT IN ONE WEEK AND THE FIRST VISIT IN THE NEXT WEEK. | N | Y | DOLLAR GENERAL #15344 (FOUNTAIN) | 13437 HIGHWAY 167 |  | FOUNTAIN | FL | 32438 |  | 6158554459 |  | KRISTIN ELLIOTT | KRISTIN ELLIOTT | 100 MISSION RIDGE |  | GOODLETTSVILLE | TN | 37072 |  | 6158555365 |  | UNKNOWN | 25 | 36000 | 1 | 2014-11-10 | 2019-02-13 | NC01 | 50
1 | BAY | NWD | envcompliance@dollargeneral.com | 1034171 | NONCOMMUNITY | CHLORINATION; AERATION FOR REMOVAL OF ANY SECONDARY CONTAMINANT, SULFIDE, OR ANY UNREGULATED CONTAMINANT; CORROSION CONTROL INHIBITOR ADDITION; HYPOCHLORINATION; IRON OR MANGANESE SEQUESTRATION; OR ULTRAVIOLET RADIATION. THE LEAD/CHIEF OPERATOR MUST BE CLASS D OR HIGHER. 50,000 GPD UP TO 0.25 MGD-STAFFING BY CLASS D OR HIGHER OPERATOR: 3 VISITS/WEEK ON NONCONSECUTIVE DAYS FOR A TOTAL OF 0.3 HOUR/WEEK. LESS THAN 50,000 GPD-STAFFING BY A CLASS D OR HIGHER OPERATOR: 2 VISITS/WEEK ON NONCONSECUTIVE DAYS FOR A TOTAL OF 0.2 HOUR/WEEK. THERE SHALL BE NO MORE THAN 5 DAYS BETWEEN THE LAST VISIT IN ONE WEEK AND THE FIRST VISIT IN THE NEXT WEEK. | N | Y | DOLLAR GENERAL #15492 (SOUTHPORT) | 13610 HIGHWAY 77 |  | SOUTHPORT | FL | 32409 |  | 6158554459 |  | KRISTIN ELLIOTT | KRISTIN ELLIOTT | 100 MISSION RIDGE |  | GOODLETTSVILLE | TN | 37072 |  | 6158555365 |  | INVESTOR | 25 | 36000 | 1 | 2020-01-10 | 2019-11-18 | NC01 | 50
1 | BAY | NWD | frank_reiland@yahoo.com;pcwaterlady@gmail.com | 1034172 | NONCOMMUNITY | CHLORINATION; AERATION FOR REMOVAL OF ANY SECONDARY CONTAMINANT, SULFIDE, OR ANY UNREGULATED CONTAMINANT; CORROSION CONTROL INHIBITOR ADDITION; HYPOCHLORINATION; IRON OR MANGANESE SEQUESTRATION; OR ULTRAVIOLET RADIATION. THE LEAD/CHIEF OPERATOR MUST BE CLASS D OR HIGHER. 50,000 GPD UP TO 0.25 MGD-STAFFING BY CLASS D OR HIGHER OPERATOR: 3 VISITS/WEEK ON NONCONSECUTIVE DAYS FOR A TOTAL OF 0.3 HOUR/WEEK. LESS THAN 50,000 GPD-STAFFING BY A CLASS D OR HIGHER OPERATOR: 2 VISITS/WEEK ON NONCONSECUTIVE DAYS FOR A TOTAL OF 0.2 HOUR/WEEK. THERE SHALL BE NO MORE THAN 5 DAYS BETWEEN THE LAST VISIT IN ONE WEEK AND THE FIRST VISIT IN THE NEXT WEEK. | N | Y | SANDHILLS SHRIMP COMPANY | 13706 HWY 77 |  | SOUTHPORT | FL | 32409 |  | 8505282921 |  | FRANK REILAND | FRANK REILAND | 13712 HWY 77 |  | SOUTHPORT | FL | 32409 |  | 8502588649 |  | INVESTOR | 25 | 21600 | 1 | 2019-07-13 | 2019-07-05 | NC01 | 50
1 | BAY | NWD | mhill@pancarefl.org;PCWATERLADY@YAHOO.COM | 1034173 | NONCOMMUNITY | CHLORINATION; AERATION FOR REMOVAL OF ANY SECONDARY CONTAMINANT, SULFIDE, OR ANY UNREGULATED CONTAMINANT; CORROSION CONTROL INHIBITOR ADDITION; HYPOCHLORINATION; IRON OR MANGANESE SEQUESTRATION; OR ULTRAVIOLET RADIATION. THE LEAD/CHIEF OPERATOR MUST BE CLASS D OR HIGHER. 50,000 GPD UP TO 0.25 MGD-STAFFING BY CLASS D OR HIGHER OPERATOR: 3 VISITS/WEEK ON NONCONSECUTIVE DAYS FOR A TOTAL OF 0.3 HOUR/WEEK. LESS THAN 50,000 GPD-STAFFING BY A CLASS D OR HIGHER OPERATOR: 2 VISITS/WEEK ON NONCONSECUTIVE DAYS FOR A TOTAL OF 0.2 HOUR/WEEK. THERE SHALL BE NO MORE THAN 5 DAYS BETWEEN THE LAST VISIT IN ONE WEEK AND THE FIRST VISIT IN THE NEXT WEEK. | N | Y | PANCARE COMMUNITY HEALTH CENTER | 12427 HIGHWAY 231 |  | YOUNGSTOWN | FL | 32466 |  | 8508724128 |  | PAT BUSH | MIKE HILL | 403 E. 11TH ST. |  | PANAMA CITY | FL | 32401 |  | 8508724128 |  | INVESTOR | 25 | 0 | 1 | 2019-04-24 | 2019-01-08 | NC01 | 50
1 | BAY | NWD | janemayo7@gmail.com; | 1034174 | NONCOMMUNITY | CHLORINATION; AERATION FOR REMOVAL OF ANY SECONDARY CONTAMINANT, SULFIDE, OR ANY UNREGULATED CONTAMINANT; CORROSION CONTROL INHIBITOR ADDITION; HYPOCHLORINATION; IRON OR MANGANESE SEQUESTRATION; OR ULTRAVIOLET RADIATION. THE LEAD/CHIEF OPERATOR MUST BE CLASS D OR HIGHER. 50,000 GPD UP TO 0.25 MGD-STAFFING BY CLASS D OR HIGHER OPERATOR: 3 VISITS/WEEK ON NONCONSECUTIVE DAYS FOR A TOTAL OF 0.3 HOUR/WEEK. LESS THAN 50,000 GPD-STAFFING BY A CLASS D OR HIGHER OPERATOR: 2 VISITS/WEEK ON NONCONSECUTIVE DAYS FOR A TOTAL OF 0.2 HOUR/WEEK. THERE SHALL BE NO MORE THAN 5 DAYS BETWEEN THE LAST VISIT IN ONE WEEK AND THE FIRST VISIT IN THE NEXT WEEK. | N | Y | FIRST STOP SOUTHERN EXPRESS | 9939 US HIGHWAY 231 |  | YOUNGSTOWN | FL | 32466 |  | 8507226874 |  | CHRISTOPHER HURST | JANE MAYO | 9903 N. CAMPFLOWERS ROAD |  | YOUNGSTOWN | FL | 32466 |  | 8507226874 |  | INVESTOR | 25 | 43200 | 1 | 2018-05-09 | 2018-04-27 | NC01 | 50
1 | CALHOUN | NWD | airportmotel20@yahoo.com | 1070008 | NONCOMMUNITY | CHLORINATION; AERATION FOR REMOVAL OF ANY SECONDARY CONTAMINANT, SULFIDE, OR ANY UNREGULATED CONTAMINANT; CORROSION CONTROL INHIBITOR ADDITION; HYPOCHLORINATION; IRON OR MANGANESE SEQUESTRATION; OR ULTRAVIOLET RADIATION. THE LEAD/CHIEF OPERATOR MUST BE CLASS D OR HIGHER. 50,000 GPD UP TO 0.25 MGD-STAFFING BY CLASS D OR HIGHER OPERATOR: 3 VISITS/WEEK ON NONCONSECUTIVE DAYS FOR A TOTAL OF 0.3 HOUR/WEEK. LESS THAN 50,000 GPD-STAFFING BY A CLASS D OR HIGHER OPERATOR: 2 VISITS/WEEK ON NONCONSECUTIVE DAYS FOR A TOTAL OF 0.2 HOUR/WEEK. THERE SHALL BE NO MORE THAN 5 DAYS BETWEEN THE LAST VISIT IN ONE WEEK AND THE FIRST VISIT IN THE NEXT WEEK. | N | Y | AIRPORT MOTEL | 21901 STATE ROAD 20 EAST |  | BLOUNTSTOWN | FL | 32424 |  | 8506748168 |  | HARRY AMIN | HARRY AMIN | P O BOX 575 |  | BLOUNTSTOWN | FL | 32424 |  | 8506748168 |  | INVESTOR | 25 | 28800 | 1 | 2019-07-08 | 2019-06-12 | NC01 | 50
1 | CALHOUN | NWD | townofaltha@yahoo.com | 1070014 | COMMUNITY | CHLORINATION; AERATION FOR REMOVAL OF ANY SECONDARY CONTAMINANT, SULFIDE, OR ANY UNREGULATED CONTAMINANT; CORROSION CONTROL INHIBITOR ADDITION; HYPOCHLORINATION; IRON OR MANGANESE SEQUESTRATION; OR ULTRAVIOLET RADIATION. THE LEAD/CHIEF OPERATOR MUST BE CLASS D OR HIGHER. 50,000 GPD UP TO 0.25 MGD-STAFFING BY CLASS D OR HIGHER OPERATOR: 3 VISITS/WEEK ON NONCONSECUTIVE DAYS FOR A TOTAL OF 0.3 HOUR/WEEK. LESS THAN 50,000 GPD-STAFFING BY A CLASS D OR HIGHER OPERATOR: 2 VISITS/WEEK ON NONCONSECUTIVE DAYS FOR A TOTAL OF 0.2 HOUR/WEEK. THERE SHALL BE NO MORE THAN 5 DAYS BETWEEN THE LAST VISIT IN ONE WEEK AND THE FIRST VISIT IN THE NEXT WEEK. | N | Y | ALTHA, TOWN OF WATER SYSTEM | HIGHWAY 71 |  | ALTHA | FL | 32421 |  | 8507623280 |  | RACHEL PHILLIPS | WES JOHNSTON | P.O. BOX 6 |  | ALTHA | FL | 32421 |  | 8507623280 |  | MUNICIPALITY | 800 | 1836000 | 280 | 2021-01-05 | 2020-11-19 | DC03 | 2000
1 | CALHOUN | NWD | karen.pitts@calhounflschools.org | 1070116 | NONTRANSIENT NONCOMMUNITY | CHLORINATION; AERATION FOR REMOVAL OF ANY SECONDARY CONTAMINANT, SULFIDE, OR ANY UNREGULATED CONTAMINANT; CORROSION CONTROL INHIBITOR ADDITION; HYPOCHLORINATION; IRON OR MANGANESE SEQUESTRATION; OR ULTRAVIOLET RADIATION. THE LEAD/CHIEF OPERATOR MUST BE CLASS D OR HIGHER. 50,000 GPD UP TO 0.25 MGD-STAFFING BY CLASS D OR HIGHER OPERATOR: 3 VISITS/WEEK ON NONCONSECUTIVE DAYS FOR A TOTAL OF 0.3 HOUR/WEEK. LESS THAN 50,000 GPD-STAFFING BY A CLASS D OR HIGHER OPERATOR: 2 VISITS/WEEK ON NONCONSECUTIVE DAYS FOR A TOTAL OF 0.2 HOUR/WEEK. THERE SHALL BE NO MORE THAN 5 DAYS BETWEEN THE LAST VISIT IN ONE WEEK AND THE FIRST VISIT IN THE NEXT WEEK. | N | Y | CARR SCHOOL | 18987 NW SR 73 |  | CLARKSVILLE | FL | 32430 |  | 8506745395 |  | DARRYL TAYLOR, JR | CALHOUN CO.BRD.OF PUBLIC INST. | 18987 NW STATE ROAD 73 |  | CLARKSVILLE | FL | 32430 |  | 9046745927 |  | STATE | 320 | 14400 | 3 | 2018-05-08 | 2020-12-16 | NTNC | 100
1 | CALHOUN | NWD | THALL@BLOUNTSTOWN.ORG; mwardwwtf@gmail.com | 1070685 | COMMUNITY | CHLORINATION; AERATION FOR REMOVAL OF ANY SECONDARY CONTAMINANT, SULFIDE, OR ANY UNREGULATED CONTAMINANT; CORROSION CONTROL INHIBITOR ADDITION; HYPOCHLORINATION; IRON OR MANGANESE SEQUESTRATION; OR ULTRAVIOLET RADIATION. THE LEAD/CHIEF OPERATOR MUST BE CLASS C OR HIGHER. 5.0 MGD AND ABOVE-STAFFING BY CLASS C OR HIGHER OPERATOR: 6 HOURS/DAY FOR 5 DAYS/WEEK AND ONE VISIT ON EACH WEEKEND DAY. 3.0 MGD UP TO 5.0 MGD-STAFFING BY CLASS C OR HIGHER OPERATOR: 1 HOUR/DAY FOR 5 DAYS/WEEK AND ONE VISIT ON EACH WEEKEND DAY. 0.25 MGD UP TO 3.0 MGD-STAFFING BY CLASS C OR HIGHER OPERATOR: 5 VISITS/WEEK AND ONE VISIT EACH WEEKEND FOR A TOTAL OF 0.6 HOUR/WEEK. | N | Y | BLOUNTSTOWN, CITY OF | WWTP OFFICE | 16140 SE JOHNSON STREET | BLOUNTSTOWN | FL | 32424 |  | 8506744297 |  | MICHAEL WARD | [9 empty] | MUNICIPALITY | 3680 | 1872000 | 1449 | 2013-09-23 | 2021-12-13 | DC03 | 2000
1 | CALHOUN | NWD | wareoil@wareoil.com | 1074013 | NONCOMMUNITY | CHLORINATION; AERATION FOR REMOVAL OF ANY SECONDARY CONTAMINANT, SULFIDE, OR ANY UNREGULATED CONTAMINANT; CORROSION CONTROL INHIBITOR ADDITION; HYPOCHLORINATION; IRON OR MANGANESE SEQUESTRATION; OR ULTRAVIOLET RADIATION. THE LEAD/CHIEF OPERATOR MUST BE CLASS D OR HIGHER. 50,000 GPD UP TO 0.25 MGD-STAFFING BY CLASS D OR HIGHER OPERATOR: 3 VISITS/WEEK ON NONCONSECUTIVE DAYS FOR A TOTAL OF 0.3 HOUR/WEEK. LESS THAN 50,000 GPD-STAFFING BY A CLASS D OR HIGHER OPERATOR: 2 VISITS/WEEK ON NONCONSECUTIVE DAYS FOR A TOTAL OF 0.2 HOUR/WEEK. THERE SHALL BE NO MORE THAN 5 DAYS BETWEEN THE LAST VISIT IN ONE WEEK AND THE FIRST VISIT IN THE NEXT WEEK. | N | Y | WACO STORE #29 (QUICK STOP #12) | 12100 SR 20W |  | CLARKSVILLE | FL | 32430 |  | 8506743339 |  | JOYCE ALLEN | DON EVERETT | 2715 S. BYRON BUTLER PARKWAY |  | PERRY | FL | 32348 |  | 8505846666 | 422 | INVESTOR | 35 | 50400 | 2 | 2012-01-23 | 2019-05-14 | NC01 | 50
1 | CALHOUN | NWD | jtomlinson@sheltontrucking.com;MICHAEL.WAHLQUIST@GMAIL.COM | 1074015 | NONTRANSIENT NONCOMMUNITY | CHLORINATION; AERATION FOR REMOVAL OF ANY SECONDARY CONTAMINANT, SULFIDE, OR ANY UNREGULATED CONTAMINANT; CORROSION CONTROL INHIBITOR ADDITION; HYPOCHLORINATION; IRON OR MANGANESE SEQUESTRATION; OR ULTRAVIOLET RADIATION. THE LEAD/CHIEF OPERATOR MUST BE CLASS D OR HIGHER. 50,000 GPD UP TO 0.25 MGD-STAFFING BY CLASS D OR HIGHER OPERATOR: 3 VISITS/WEEK ON NONCONSECUTIVE DAYS FOR A TOTAL OF 0.3 HOUR/WEEK. LESS THAN 50,000 GPD-STAFFING BY A CLASS D OR HIGHER OPERATOR: 2 VISITS/WEEK ON NONCONSECUTIVE DAYS FOR A TOTAL OF 0.2 HOUR/WEEK. THERE SHALL BE NO MORE THAN 5 DAYS BETWEEN THE LAST VISIT IN ONE WEEK AND THE FIRST VISIT IN THE NEXT WEEK. | N | Y | SHELTON TRUCKING SERVICE, INC. | 24058 NW SR 73 |  | ALTHA | FL | 32421 | 9988 | 8507623201 |  | PHILIP WALTERS | PS LOGISTICS C/O RENDY TAYLOR | 24058 N W SR 73 |  | ALTHA | FL | 32421 |  | 8507623201 |  | INVESTOR | 60 | 36000 | 3 | 2020-03-23 | 2020-02-24 | NTNC | 100
1 | CALHOUN | NWD | rezaulahmed@yahoo.com | 1074033 | NONCOMMUNITY | CHLORINATION; AERATION FOR REMOVAL OF ANY SECONDARY CONTAMINANT, SULFIDE, OR ANY UNREGULATED CONTAMINANT; CORROSION CONTROL INHIBITOR ADDITION; HYPOCHLORINATION; IRON OR MANGANESE SEQUESTRATION; OR ULTRAVIOLET RADIATION. THE LEAD/CHIEF OPERATOR MUST BE CLASS D OR HIGHER. 50,000 GPD UP TO 0.25 MGD-STAFFING BY CLASS D OR HIGHER OPERATOR: 3 VISITS/WEEK ON NONCONSECUTIVE DAYS FOR A TOTAL OF 0.3 HOUR/WEEK. LESS THAN 50,000 GPD-STAFFING BY A CLASS D OR HIGHER OPERATOR: 2 VISITS/WEEK ON NONCONSECUTIVE DAYS FOR A TOTAL OF 0.2 HOUR/WEEK. THERE SHALL BE NO MORE THAN 5 DAYS BETWEEN THE LAST VISIT IN ONE WEEK AND THE FIRST VISIT IN THE NEXT WEEK. | N | Y | MOE'S GAS AND DIESEL | 23446 HIGHWAY 71 |  | ALTHA | FL | 32421 |  | 8507622221 |  | REZAUL AHMED | REZAUL AHMED | 23446 HWY 71 |  | ALTHA | FL | 32421 |  | 8504470850 |  | OTHER | 25 | 14400 | 1 | 2014-09-09 | 2019-05-13 | NC01 | 50
1 | CALHOUN | NWD | wconrad@mchsi.com;Glenallen92@gmail.com; | 1074034 | NONCOMMUNITY | CHLORINATION; AERATION FOR REMOVAL OF ANY SECONDARY CONTAMINANT, SULFIDE, OR ANY UNREGULATED CONTAMINANT; CORROSION CONTROL INHIBITOR ADDITION; HYPOCHLORINATION; IRON OR MANGANESE SEQUESTRATION; OR ULTRAVIOLET RADIATION. THE LEAD/CHIEF OPERATOR MUST BE CLASS D OR HIGHER. 50,000 GPD UP TO 0.25 MGD-STAFFING BY CLASS D OR HIGHER OPERATOR: 3 VISITS/WEEK ON NONCONSECUTIVE DAYS FOR A TOTAL OF 0.3 HOUR/WEEK. LESS THAN 50,000 GPD-STAFFING BY A CLASS D OR HIGHER OPERATOR: 2 VISITS/WEEK ON NONCONSECUTIVE DAYS FOR A TOTAL OF 0.2 HOUR/WEEK. THERE SHALL BE NO MORE THAN 5 DAYS BETWEEN THE LAST VISIT IN ONE WEEK AND THE FIRST VISIT IN THE NEXT WEEK. | N | Y | DOLLAR GENERAL - CLARKSVILLE - #20465 | SR 20 AND DEMONT ROAD (SR 73) |  | CLARKSVILLE | FL | 32430 |  | 8503912616 |  | WAYNE CONRAD | TERAMORE DEVELOPMENT, LLC | PO BOX 6460 |  | THOMASVILLE | GA | 31758 |  | 2295164289 |  | UNKNOWN | 25 | 14400 | 1 | 2019-09-27 | 2019-09-24 | NC01 | 50
1 | ESCAMBIA | NWD | l.fuller@centralwaterworks.com;j.godwin@centralwaterworks.com | 1170126 | COMMUNITY | CHLORINATION; AERATION FOR REMOVAL OF ANY SECONDARY CONTAMINANT, SULFIDE, OR ANY UNREGULATED CONTAMINANT; CORROSION CONTROL INHIBITOR ADDITION; HYPOCHLORINATION; IRON OR MANGANESE SEQUESTRATION; OR ULTRAVIOLET RADIATION. THE LEAD/CHIEF OPERATOR MUST BE CLASS C OR HIGHER. 5.0 MGD AND ABOVE-STAFFING BY CLASS C OR HIGHER OPERATOR: 6 HOURS/DAY FOR 5 DAYS/WEEK AND ONE VISIT ON EACH WEEKEND DAY. 3.0 MGD UP TO 5.0 MGD-STAFFING BY CLASS C OR HIGHER OPERATOR: 1 HOUR/DAY FOR 5 DAYS/WEEK AND ONE VISIT ON EACH WEEKEND DAY. 0.25 MGD UP TO 3.0 MGD-STAFFING BY CLASS C OR HIGHER OPERATOR: 5 VISITS/WEEK AND ONE VISIT EACH WEEKEND FOR A TOTAL OF 0.6 HOUR/WEEK. | N | Y | CENTRAL WATER WORKS | 1101 BYRNEVILLE ROAD |  | CENTURY | FL | 32535 |  | 8502563849 |  | LISA FULLER | CENTRAL WATER WORKS, INC. | P.O. BOX 3463 |  | MCDAVID | FL | 32568 |  | 8502563849 |  | MUNICIPALITY | 2447 | 2304000 | 979 | 2016-11-17 | 2021-12-15 | DC03 | 2000
1 | ESCAMBIA | NWD | officeadmin@cottagehillwaterworksinc.com;weaver.cr@gmail.com | 1170168 | COMMUNITY | CHLORINATION; AERATION FOR REMOVAL OF ANY SECONDARY CONTAMINANT, SULFIDE, OR ANY UNREGULATED CONTAMINANT; CORROSION CONTROL INHIBITOR ADDITION; HYPOCHLORINATION; IRON OR MANGANESE SEQUESTRATION; OR ULTRAVIOLET RADIATION. THE LEAD/CHIEF OPERATOR MUST BE CLASS C OR HIGHER. 5.0 MGD AND ABOVE-STAFFING BY CLASS C OR HIGHER OPERATOR: 6 HOURS/DAY FOR 5 DAYS/WEEK AND ONE VISIT ON EACH WEEKEND DAY. 3.0 MGD UP TO 5.0 MGD-STAFFING BY CLASS C OR HIGHER OPERATOR: 1 HOUR/DAY FOR 5 DAYS/WEEK AND ONE VISIT ON EACH WEEKEND DAY. 0.25 MGD UP TO 3.0 MGD-STAFFING BY CLASS C OR HIGHER OPERATOR: 5 VISITS/WEEK AND ONE VISIT EACH WEEKEND FOR A TOTAL OF 0.6 HOUR/WEEK. | N | Y | COTTAGE HILL WATER WORKS | 16 WILLIAMS DITCH RD. |  | CANTONMENT | FL | 32533 |  | 8509685485 |  | ALICIA JOHNSON | RONALD REYNOLDS | PO BOX 581 |  | CANTONMENT | FL | 32533 |  | 8509685485 |  | WATER ASSOCIATION | 3479 | 2880000 | 1391 | 2020-11-10 | 2019-11-14 | DC03 | 2000
1 | ESCAMBIA | NWD | scondon21@gmail.com;fhuwater@panhandle.rr.com | 1170259 | COMMUNITY | CHLORINATION; AERATION FOR REMOVAL OF ANY SECONDARY CONTAMINANT, SULFIDE, OR ANY UNREGULATED CONTAMINANT; CORROSION CONTROL INHIBITOR ADDITION; HYPOCHLORINATION; IRON OR MANGANESE SEQUESTRATION; OR ULTRAVIOLET RADIATION. THE LEAD/CHIEF OPERATOR MUST BE CLASS C OR HIGHER. 5.0 MGD AND ABOVE-STAFFING BY CLASS C OR HIGHER OPERATOR: 6 HOURS/DAY FOR 5 DAYS/WEEK AND ONE VISIT ON EACH WEEKEND DAY. 3.0 MGD UP TO 5.0 MGD-STAFFING BY CLASS C OR HIGHER OPERATOR: 1 HOUR/DAY FOR 5 DAYS/WEEK AND ONE VISIT ON EACH WEEKEND DAY. 0.25 MGD UP TO 3.0 MGD-STAFFING BY CLASS C OR HIGHER OPERATOR: 5 VISITS/WEEK AND ONE VISIT EACH WEEKEND FOR A TOTAL OF 0.6 HOUR/WEEK. | N | Y | FARM HILL UTILITIES, INC. | 120 MADRID ROAD |  | CANTONMENT | FL | 32533 |  | 8509682573 |  | SHAUN CONDON | CLAUDE WILEY | 120 MADRID ROAD |  | CANTONMENT | FL | 32533 |  | 8509682573 |  | MUNICIPALITY | 6951 | 2736000 | 2032 | 2019-10-09 | 2019-03-21 | DC03 | 2000
1 | ESCAMBIA | NWD | operations@gonzalezutilities.org | 1170302 | COMMUNITY | CHLORINATION; AERATION FOR REMOVAL OF ANY SECONDARY CONTAMINANT, SULFIDE, OR ANY UNREGULATED CONTAMINANT; CORROSION CONTROL INHIBITOR ADDITION; HYPOCHLORINATION; IRON OR MANGANESE SEQUESTRATION; OR ULTRAVIOLET RADIATION. THE LEAD/CHIEF OPERATOR MUST BE CLASS C OR HIGHER. 5.0 MGD AND ABOVE-STAFFING BY CLASS C OR HIGHER OPERATOR: 6 HOURS/DAY FOR 5 DAYS/WEEK AND ONE VISIT ON EACH WEEKEND DAY. 3.0 MGD UP TO 5.0 MGD-STAFFING BY CLASS C OR HIGHER OPERATOR: 1 HOUR/DAY FOR 5 DAYS/WEEK AND ONE VISIT ON EACH WEEKEND DAY. 0.25 MGD UP TO 3.0 MGD-STAFFING BY CLASS C OR HIGHER OPERATOR: 5 VISITS/WEEK AND ONE VISIT EACH WEEKEND FOR A TOTAL OF 0.6 HOUR/WEEK. | N | Y | GONZALEZ UTILITIES ASSOCIATION, INC. | 1590 OLD CHEMSTRAND ROAD |  | CANTONMENT | FL | 32533 |  | 8509685434 |  | RUSSELL BRACKEN | ROBERT JERNIGAN | 1590 OLD CHEMSTRAND RD |  | CANTONMENT | FL | 32533 |  | 8509685434 |  | WATER ASSOCIATION | 6356 | 2088000 | 1816 | 2016-10-05 | 2019-07-15 | DC03 | 2000
1 | ESCAMBIA | NWD | ANDY_FERNANDES@nps.gov | 1170319 | NONTRANSIENT NONCOMMUNITY | CHLORINATION; AERATION FOR REMOVAL OF ANY SECONDARY CONTAMINANT, SULFIDE, OR ANY UNREGULATED CONTAMINANT; CORROSION CONTROL INHIBITOR ADDITION; HYPOCHLORINATION; IRON OR MANGANESE SEQUESTRATION; OR ULTRAVIOLET RADIATION. THE LEAD/CHIEF OPERATOR MUST BE CLASS D OR HIGHER. 50,000 GPD UP TO 0.25 MGD-STAFFING BY CLASS D OR HIGHER OPERATOR: 3 VISITS/WEEK ON NONCONSECUTIVE DAYS FOR A TOTAL OF 0.3 HOUR/WEEK. LESS THAN 50,000 GPD-STAFFING BY A CLASS D OR HIGHER OPERATOR: 2 VISITS/WEEK ON NONCONSECUTIVE DAYS FOR A TOTAL OF 0.2 HOUR/WEEK. THERE SHALL BE NO MORE THAN 5 DAYS BETWEEN THE LAST VISIT IN ONE WEEK AND THE FIRST VISIT IN THE NEXT WEEK. | N | Y | GULF ISLANDS NATIONAL SEASHORE | 1400 FT. PICKENS RD./BLDG. 5 |  | GULF BREEZE | FL | 32561 |  | 8509342627 |  | ANDY FERNANDES | SCOTT MAPES | 1801 GULF BREEZE PKWY |  | GULF BREEZE | FL | 32563 |  | 8509342627 |  | FEDERAL | 375 | 583200 | 50 | 2020-02-27 | 2019-11-26 | NTNC | 100
1 | ESCAMBIA | NWD | weaver.cr@gmail.com;vprather@gulfbreezefl.gov | 1170475 | COMMUNITY | CHLORINATION; AERATION FOR REMOVAL OF ANY SECONDARY CONTAMINANT, SULFIDE, OR ANY UNREGULATED CONTAMINANT; CORROSION CONTROL INHIBITOR ADDITION; HYPOCHLORINATION; IRON OR MANGANESE SEQUESTRATION; OR ULTRAVIOLET RADIATION. THE LEAD/CHIEF OPERATOR MUST BE CLASS C OR HIGHER. 5.0 MGD AND ABOVE-STAFFING BY CLASS C OR HIGHER OPERATOR: 6 HOURS/DAY FOR 5 DAYS/WEEK AND ONE VISIT ON EACH WEEKEND DAY. 3.0 MGD UP TO 5.0 MGD-STAFFING BY CLASS C OR HIGHER OPERATOR: 1 HOUR/DAY FOR 5 DAYS/WEEK AND ONE VISIT ON EACH WEEKEND DAY. 0.25 MGD UP TO 3.0 MGD-STAFFING BY CLASS C OR HIGHER OPERATOR: 5 VISITS/WEEK AND ONE VISIT EACH WEEKEND FOR A TOTAL OF 0.6 HOUR/WEEK. | N | Y | MOLINO UTILITIES, INC. | 1640 MOLINO ROAD |  | MOLINO | FL | 32577 |  | 8505875538 |  | RANDY WEAVER | MR. VERNON PRATHER, PRESIDENT | P.O. BOX 126 |  | MOLINO | FL | 32577 |  | 8505875538 |  | WATER ASSOCIATION | 7746 | 3816000 | 3000 | 2019-11-07 | 2019-04-30 | DC03 | 2000
1 | ESCAMBIA | NWD | stnett@ascendmaterials.com | 1170477 | NONTRANSIENT NONCOMMUNITY | CHLORINATION; AERATION FOR REMOVAL OF ANY SECONDARY CONTAMINANT, SULFIDE, OR ANY UNREGULATED CONTAMINANT; CORROSION CONTROL INHIBITOR ADDITION; HYPOCHLORINATION; IRON OR MANGANESE SEQUESTRATION; OR ULTRAVIOLET RADIATION. THE LEAD/CHIEF OPERATOR MUST BE CLASS C OR HIGHER. 5.0 MGD AND ABOVE-STAFFING BY CLASS C OR HIGHER OPERATOR: 6 HOURS/DAY FOR 5 DAYS/WEEK AND ONE VISIT ON EACH WEEKEND DAY. 3.0 MGD UP TO 5.0 MGD-STAFFING BY CLASS C OR HIGHER OPERATOR: 1 HOUR/DAY FOR 5 DAYS/WEEK AND ONE VISIT ON EACH WEEKEND DAY. 0.25 MGD UP TO 3.0 MGD-STAFFING BY CLASS C OR HIGHER OPERATOR: 5 VISITS/WEEK AND ONE VISIT EACH WEEKEND FOR A TOTAL OF 0.6 HOUR/WEEK. | N | Y | ASCEND PERFORMANCE MATERIALS (SOLUTIA) | 3000 OLD CHEMSTRAND ROAD |  | CANTONMENT | FL | 32533 |  | 8509687206 |  | LORI KRESS | JOHN JOHANNEMANN | PO BOX 97 |  | GONZALEZ | FL | 32560 | 7869 | 8509687000 |  | INVESTOR | 1400 | 2999999 | 71 | 2018-02-06 | 2021-05-13 | NTNC | 100
1 | ESCAMBIA | NWD | robert.rogers@ecua.fl.gov | 1170525 | COMMUNITY | ACTIVATED CARBON PROCESSES; DIATOMACEOUS EARTH FILTRATION; ION EXCHANGE FOR REMOVAL OF ANY PRIMARY CONTAMINANT; ION AND MANGANESE REMOVAL (OXIDATION, DETENTION, AND FILTRATION); OR SLOW SAND FILTRATION 2.0 MGD UP TO 8.0 MGD. STAFFING BY CLASS C OR HIGHER OPERATOR: 16 HOURS/DAY FOR 7 DAYS/WEEK. THE LEAD/CHIEF OPERATOR MUST BE CLASS B OR HIGHER. | N | Y | EMERALD COAST UTILITIES AUTHORITY (ECUA) | 9255 STURDEVANT STREET | POST OFFICE BOX 15311 | PENSACOLA | FL | 32514 |  | 8504765110 |  | BOBBY ROGERS | J. BRUCE WOODY | 9255 STURDEVANT ST. | PO BOX 17089 | PENSACOLA | FL | 32522 | 7089 | 8509693373 |  | COUNTY | 255884 | 75816000 | 92440 | 2017-01-31 | 2019-04-18 | DC01 | 6000
1 | ESCAMBIA | NWD | markcross@peopleswaterservice.com | 1170527 | COMMUNITY | CHLORINATION; AERATION FOR REMOVAL OF ANY SECONDARY CONTAMINANT, SULFIDE, OR ANY UNREGULATED CONTAMINANT; CORROSION CONTROL INHIBITOR ADDITION; HYPOCHLORINATION; IRON OR MANGANESE SEQUESTRATION; OR ULTRAVIOLET RADIATION. THE LEAD/CHIEF OPERATOR MUST BE CLASS C OR HIGHER. 5.0 MGD AND ABOVE-STAFFING BY CLASS C OR HIGHER OPERATOR: 6 HOURS/DAY FOR 5 DAYS/WEEK AND ONE VISIT ON EACH WEEKEND DAY. 3.0 MGD UP TO 5.0 MGD-STAFFING BY CLASS C OR HIGHER OPERATOR: 1 HOUR/DAY FOR 5 DAYS/WEEK AND ONE VISIT ON EACH WEEKEND DAY. 0.25 MGD UP TO 3.0 MGD-STAFFING BY CLASS C OR HIGHER OPERATOR: 5 VISITS/WEEK AND ONE VISIT EACH WEEKEND FOR A TOTAL OF 0.6 HOUR/WEEK. | N | Y | PEOPLES WATER SERVICE COMPANY | 905 LOWNDE AVENUE | P.O.BOX 4815 | PENSACOLA | FL | 32507 |  | 8504558552 | 211 | MARK CROSS | PEOPLES WATER SERVICE COMPANY | P O BOX 4815 |  | WARRINGTON | FL | 32507 |  | 8504558552 |  | INVESTOR/LICENSED PUBLIC UTILITIES | 24464 | 7416000 | 10151 | 2018-09-13 | 2021-08-25 | DC02 | 4000
1 | ESCAMBIA | NWD | bluffspringscampground@gmail.com | 1170552 | NONCOMMUNITY | CHLORINATION; AERATION FOR REMOVAL OF ANY SECONDARY CONTAMINANT, SULFIDE, OR ANY UNREGULATED CONTAMINANT; CORROSION CONTROL INHIBITOR ADDITION; HYPOCHLORINATION; IRON OR MANGANESE SEQUESTRATION; OR ULTRAVIOLET RADIATION. THE LEAD/CHIEF OPERATOR MUST BE CLASS D OR HIGHER. 50,000 GPD UP TO 0.25 MGD-STAFFING BY CLASS D OR HIGHER OPERATOR: 3 VISITS/WEEK ON NONCONSECUTIVE DAYS FOR A TOTAL OF 0.3 HOUR/WEEK. LESS THAN 50,000 GPD-STAFFING BY A CLASS D OR HIGHER OPERATOR: 2 VISITS/WEEK ON NONCONSECUTIVE DAYS FOR A TOTAL OF 0.2 HOUR/WEEK. THERE SHALL BE NO MORE THAN 5 DAYS BETWEEN THE LAST VISIT IN ONE WEEK AND THE FIRST VISIT IN THE NEXT WEEK. | N | Y | BLUFF SPRINGS (R.L.D.S.) CAMPGROUND | 1300 LIAHONA TRAIL |  | MCDAVID | FL | 32568 |  | 8502562767 |  | TARA EVANS | COMMUNITY CHURCH OF CHRIST | 1300 LIAHONA TRAIL |  | MCDAVID | FL | 32568 |  | 8502562767 |  | OTHER | 200 | 144000 | 41 | 2020-04-03 | 2020-03-16 | NC01 | 50
1 | ESCAMBIA | NWD | townofcenturyflorida@gmail.com; hburkett@centuryflorida.us | 1170613 | COMMUNITY | CHLORINATION; AERATION FOR REMOVAL OF ANY SECONDARY CONTAMINANT, SULFIDE, OR ANY UNREGULATED CONTAMINANT; CORROSION CONTROL INHIBITOR ADDITION; HYPOCHLORINATION; IRON OR MANGANESE SEQUESTRATION; OR ULTRAVIOLET RADIATION. THE LEAD/CHIEF OPERATOR MUST BE CLASS C OR HIGHER. 5.0 MGD AND ABOVE-STAFFING BY CLASS C OR HIGHER OPERATOR: 6 HOURS/DAY FOR 5 DAYS/WEEK AND ONE VISIT ON EACH WEEKEND DAY. 3.0 MGD UP TO 5.0 MGD-STAFFING BY CLASS C OR HIGHER OPERATOR: 1 HOUR/DAY FOR 5 DAYS/WEEK AND ONE VISIT ON EACH WEEKEND DAY. 0.25 MGD UP TO 3.0 MGD-STAFFING BY CLASS C OR HIGHER OPERATOR: 5 VISITS/WEEK AND ONE VISIT EACH WEEKEND FOR A TOTAL OF 0.6 HOUR/WEEK. | N | Y | CENTURY, TOWN OF | 7995 N. CENTURY BLVD. | P.O. DRAWER 790 | CENTURY | FL | 32535 |  | 8502563208 |  | HEATH BURKETT | HONORABLE BENJAMIN BOUTWELL | P. O. DRAWER 790 | 7995 N. CENTURY BLVD. | CENTURY | FL | 32535 |  | 8502563208 |  | MUNICIPALITY | 3490 | 2088000 | 893 | 2018-01-11 | 2021-07-30 | DC03 | 2000
1 | ESCAMBIA | NWD | RGIBSON@UWF.EDU; | 1170703 | COMMUNITY | AERATION FOR REMOVAL OF ANY PRIMARY CONTAMINANT; ALKALINITY/PH ADJUSTMENT; CHLORAMIN ATION; CHLORINE DIOXIDE FOR OXIDATION OR DISINFECTION; FLUORIDATION; ION EXCHANGE FOR REMOVAL OF ANY SECONDARY CONTAMINANT, SULFIDE, OR ANY UNREGULATED CONTAMINANT; OR OZONATION LESS THAN 0.1 MGD. STAFFING BY A CLASS D OR HIGHER OPERATOR: 3 VISITS/WEEK ON NONCONSECUTIVE DAYS FOR A TOTAL OF 0.6 HOUR/WEEK. THE LEAD/CHIEF OPERATOR MUST BE CLASS D OR HIGHER. | N | Y | UNIVERSITY OF WEST FLORIDA | 11000 UNIVERSITY PKY, BLDG. 95 |  | PENSACOLA | FL | 32514 |  | 8504742494 |  | ROBERT GIBSON | RON NORTHRUP | 11000 UNIVERSITY PKY - | BLDG 95 | PENSACOLA | FL | 32514 |  | 8504742040 |  | STATE | 13285 | 2376000 | 145 | 2020-12-31 | 2020-11-04 | DC03 | 2000
1 | ESCAMBIA | NWD | clay@erec.com;apeters@erec.com;faye@erec.com;wesley@erec.com | 1170718 | COMMUNITY | CHLORINATION; AERATION FOR REMOVAL OF ANY SECONDARY CONTAMINANT, SULFIDE, OR ANY UNREGULATED CONTAMINANT; CORROSION CONTROL INHIBITOR ADDITION; HYPOCHLORINATION; IRON OR MANGANESE SEQUESTRATION; OR ULTRAVIOLET RADIATION. THE LEAD/CHIEF OPERATOR MUST BE CLASS C OR HIGHER. 5.0 MGD AND ABOVE-STAFFING BY CLASS C OR HIGHER OPERATOR: 6 HOURS/DAY FOR 5 DAYS/WEEK AND ONE VISIT ON EACH WEEKEND DAY. 3.0 MGD UP TO 5.0 MGD-STAFFING BY CLASS C OR HIGHER OPERATOR: 1 HOUR/DAY FOR 5 DAYS/WEEK AND ONE VISIT ON EACH WEEKEND DAY. 0.25 MGD UP TO 3.0 MGD-STAFFING BY CLASS C OR HIGHER OPERATOR: 5 VISITS/WEEK AND ONE VISIT EACH WEEKEND FOR A TOTAL OF 0.6 HOUR/WEEK. | N | Y | EREC WATER SYSTEM | 4950 HIGHWAY 99-A |  | MCDAVID | FL | 32568 |  | 8503274122 |  | ANDREW PETERS | FAYE DIAMOND | PO BOX 428 |  | JAY | FL | 32565 |  | 8506757414 |  | MUNICIPALITY | 3984 | 2772000 | 1532 | 2019-03-07 | 2019-02-01 | DC03 | 2000
1 | ESCAMBIA | NWD | JOELLE.ODANIELLOPEZ@NAVY.MIL;brenda.taylor@pbss-llc.com | 1170814 | COMMUNITY | ACTIVATED CARBON PROCESSES; DIATOMACEOUS EARTH FILTRATION; ION EXCHANGE FOR REMOVAL OF ANY PRIMARY CONTAMINANT; ION AND MANGANESE REMOVAL (OXIDATION, DETENTION, AND FILTRATION); OR SLOW SAND FILTRATION 8.0 MGD AND ABOVE. STAFFING BY CLASS C OR HIGHER OPERATOR: 24 HOURS/DAY FOR 7 DAYS/WEEK. THE LEAD/CHIEF OPERATOR MUST BE CLASS A. | N | Y | NAS PENSACOLA / CORRY STATION | NTTC CORRY, BUILDING 1096 |  | PENSACOLA | FL | 32508 |  | 8504526336 |  | JOELLE ODANIEL-LOPEZ | COMMANDER ANCELMO MCCARTHY | 190 RADFORD BOULEVARD (CODE 00600) |  | NAS PENSACOLA | FL | 32508 | 5303 |  |  | FEDERAL | 22600 | 9254880 | 539 | 2014-09-18 | 2021-12-14 | DC02 | 4000
1 | ESCAMBIA | NWD | MARK.W.GIBSON@NAVY.MIL;JOELLE.ODANIELLOPEZ@NAVY.MIL;brenda.taylor@pbss-llc.com | 1170899 | COMMUNITY | CHLORINATION; AERATION FOR REMOVAL OF ANY SECONDARY CONTAMINANT, SULFIDE, OR ANY UNREGULATED CONTAMINANT; CORROSION CONTROL INHIBITOR ADDITION; HYPOCHLORINATION; IRON OR MANGANESE SEQUESTRATION; OR ULTRAVIOLET RADIATION. THE LEAD/CHIEF OPERATOR MUST BE CLASS C OR HIGHER. 5.0 MGD AND ABOVE-STAFFING BY CLASS C OR HIGHER OPERATOR: 6 HOURS/DAY FOR 5 DAYS/WEEK AND ONE VISIT ON EACH WEEKEND DAY. 3.0 MGD UP TO 5.0 MGD-STAFFING BY CLASS C OR HIGHER OPERATOR: 1 HOUR/DAY FOR 5 DAYS/WEEK AND ONE VISIT ON EACH WEEKEND DAY. 0.25 MGD UP TO 3.0 MGD-STAFFING BY CLASS C OR HIGHER OPERATOR: 5 VISITS/WEEK AND ONE VISIT EACH WEEKEND FOR A TOTAL OF 0.6 HOUR/WEEK. | N | Y | NAS SAUFLEY FIELD | BLDG 804 | NAS SAUFLEY FIELD | PENSACOLA | FL | 32509 |  | 8504526336 |  | JOELLE O'DANIEL-LOPEZ | CDR JARED SOLETHER | NAVFAC SOUTHEAST, PUBLIC WORKSDEPT | 310 JOHN TOWER ROAD | PENSACOLA | FL | 32508 |  | 8504523131 | 3000 | FEDERAL | 1728 | 576000 | 34 | 2018-12-27 | 2021-12-14 | PC02 | 100
1 | ESCAMBIA | NWD | MARK.MCLAUGHLIN@westfraser.com | 1170909 | NONTRANSIENT NONCOMMUNITY | CHLORINATION; AERATION FOR REMOVAL OF ANY SECONDARY CONTAMINANT, SULFIDE, OR ANY UNREGULATED CONTAMINANT; CORROSION CONTROL INHIBITOR ADDITION; HYPOCHLORINATION; IRON OR MANGANESE SEQUESTRATION; OR ULTRAVIOLET RADIATION. THE LEAD/CHIEF OPERATOR MUST BE CLASS D OR HIGHER. 50,000 GPD UP TO 0.25 MGD-STAFFING BY CLASS D OR HIGHER OPERATOR: 3 VISITS/WEEK ON NONCONSECUTIVE DAYS FOR A TOTAL OF 0.3 HOUR/WEEK. LESS THAN 50,000 GPD-STAFFING BY A CLASS D OR HIGHER OPERATOR: 2 VISITS/WEEK ON NONCONSECUTIVE DAYS FOR A TOTAL OF 0.2 HOUR/WEEK. THERE SHALL BE NO MORE THAN 5 DAYS BETWEEN THE LAST VISIT IN ONE WEEK AND THE FIRST VISIT IN THE NEXT WEEK. | N | Y | WEST FRASER LUMBER MILL | 401 CHAMPION DRIVE |  | MCDAVID | FL | 32568 |  |  |  | MARK MCLAUGHLIN | JEFFREY HONDORP | 401 CHAMPION DRIVE |  | MCDAVID | FL | 32568 |  | 8504629805 |  | INVESTOR | 140 | 86400 | 6 | 2020-01-23 | 2019-02-18 | NTNC | 100
1 | FRANKLIN | NWD | pointwater@fairpoint.net | 1190013 | COMMUNITY | CHLORINATION; AERATION FOR REMOVAL OF ANY SECONDARY CONTAMINANT, SULFIDE, OR ANY UNREGULATED CONTAMINANT; CORROSION CONTROL INHIBITOR ADDITION; HYPOCHLORINATION; IRON OR MANGANESE SEQUESTRATION; OR ULTRAVIOLET RADIATION. THE LEAD/CHIEF OPERATOR MUST BE CLASS D OR HIGHER. 50,000 GPD UP TO 0.25 MGD-STAFFING BY CLASS D OR HIGHER OPERATOR: 3 VISITS/WEEK ON NONCONSECUTIVE DAYS FOR A TOTAL OF 0.3 HOUR/WEEK. LESS THAN 50,000 GPD-STAFFING BY A CLASS D OR HIGHER OPERATOR: 2 VISITS/WEEK ON NONCONSECUTIVE DAYS FOR A TOTAL OF 0.2 HOUR/WEEK. THERE SHALL BE NO MORE THAN 5 DAYS BETWEEN THE LAST VISIT IN ONE WEEK AND THE FIRST VISIT IN THE NEXT WEEK. | N | Y | ALLIGATOR POINT WATER RESOURCE DISTRICT | P.O. BOX 155 |  | PANACEA | FL | 32346 |  | 8503492274 |  | WAYNE CONRAD | SARA TURNER | PO BOX 155 |  | PANACEA | FL | 32346 |  | 8503492274 |  | AUTHORITY/COMMISSION/DISTRICT | 1400 | 734400 | 620 | 2013-02-13 | 2020-12-01 | DC04 | 1000
1 | FRANKLIN | NWD | maryscarroll@earthlink.net; wconrad@mchsi.com | 1190109 | NONCOMMUNITY | CHLORINATION; AERATION FOR REMOVAL OF ANY SECONDARY CONTAMINANT, SULFIDE, OR ANY UNREGULATED CONTAMINANT; CORROSION CONTROL INHIBITOR ADDITION; HYPOCHLORINATION; IRON OR MANGANESE SEQUESTRATION; OR ULTRAVIOLET RADIATION. THE LEAD/CHIEF OPERATOR MUST BE CLASS D OR HIGHER. 50,000 GPD UP TO 0.25 MGD-STAFFING BY CLASS D OR HIGHER OPERATOR: 3 VISITS/WEEK ON NONCONSECUTIVE DAYS FOR A TOTAL OF 0.3 HOUR/WEEK. LESS THAN 50,000 GPD-STAFFING BY A CLASS D OR HIGHER OPERATOR: 2 VISITS/WEEK ON NONCONSECUTIVE DAYS FOR A TOTAL OF 0.2 HOUR/WEEK. THERE SHALL BE NO MORE THAN 5 DAYS BETWEEN THE LAST VISIT IN ONE WEEK AND THE FIRST VISIT IN THE NEXT WEEK. | N | Y | BAY NORTH WATER SYSTEM | P.O. BOX 15651 |  | TALLAHASSEE | FL | 32317 |  | 8502221151 |  | MARY CARROL | MARY CARROLL | P.O. BOX 15651 |  | TALLAHASSEE | FL | 32317 |  | 8502221151 |  | INVESTOR | 30 | 144000 | 40 | 2017-08-07 | 2017-01-11 | NC01 | 50
1 | FRANKLIN | NWD | carrabellecharlie@yahoo.com; wateroperator@mycarrabelle.com | 1190118 | COMMUNITY | CHLORINATION; AERATION FOR REMOVAL OF ANY SECONDARY CONTAMINANT, SULFIDE, OR ANY UNREGULATED CONTAMINANT; CORROSION CONTROL INHIBITOR ADDITION; HYPOCHLORINATION; IRON OR MANGANESE SEQUESTRATION; OR ULTRAVIOLET RADIATION. THE LEAD/CHIEF OPERATOR MUST BE CLASS C OR HIGHER. 5.0 MGD AND ABOVE-STAFFING BY CLASS C OR HIGHER OPERATOR: 6 HOURS/DAY FOR 5 DAYS/WEEK AND ONE VISIT ON EACH WEEKEND DAY. 3.0 MGD UP TO 5.0 MGD-STAFFING BY CLASS C OR HIGHER OPERATOR: 1 HOUR/DAY FOR 5 DAYS/WEEK AND ONE VISIT ON EACH WEEKEND DAY. 0.25 MGD UP TO 3.0 MGD-STAFFING BY CLASS C OR HIGHER OPERATOR: 5 VISITS/WEEK AND ONE VISIT EACH WEEKEND FOR A TOTAL OF 0.6 HOUR/WEEK. | N | Y | ; WATER@MYCARRABELLE.COM | 1001 GRAY AVENUE |  | CARRABELLE | FL | 32322 |  | 8506973618 |  | JUSTIN MESSER | COURTNEY MILLENDER | 1001 GRAY AVE. |  | CARRABELLE | FL | 32322 |  | 8506972727 | 104 | MUNICIPALITY | 2627 | 1080000 | 1246 | 2020-03-09 | 2021-11-15 | DC03 | 2000
1 | FRANKLIN | NWD | twade@cityofapalachicola.com | 1190150 | COMMUNITY | CHLORINATION; AERATION FOR REMOVAL OF ANY SECONDARY CONTAMINANT, SULFIDE, OR ANY UNREGULATED CONTAMINANT; CORROSION CONTROL INHIBITOR ADDITION; HYPOCHLORINATION; IRON OR MANGANESE SEQUESTRATION; OR ULTRAVIOLET RADIATION. THE LEAD/CHIEF OPERATOR MUST BE CLASS C OR HIGHER. 5.0 MGD AND ABOVE-STAFFING BY CLASS C OR HIGHER OPERATOR: 6 HOURS/DAY FOR 5 DAYS/WEEK AND ONE VISIT ON EACH WEEKEND DAY. 3.0 MGD UP TO 5.0 MGD-STAFFING BY CLASS C OR HIGHER OPERATOR: 1 HOUR/DAY FOR 5 DAYS/WEEK AND ONE VISIT ON EACH WEEKEND DAY. 0.25 MGD UP TO 3.0 MGD-STAFFING BY CLASS C OR HIGHER OPERATOR: 5 VISITS/WEEK AND ONE VISIT EACH WEEKEND FOR A TOTAL OF 0.6 HOUR/WEEK. | N | Y | APALACHICOLA, CITY OF | 192 COACH WAGONER BLVD |  | APALACHICOLA | FL | 32320 |  | 8503230652 |  | TRAVIS WADE | TRAVIS WADE | 192 COACH WAGONER BLVD |  | APALACHICOLA | FL | 32320 |  | 8506539319 |  | MUNICIPALITY | 4500 | 2160000 | 1800 | 2014-02-12 | 2021-12-06 | DC03 | 2000
1 | FRANKLIN | NWD | epwsd.1@gmail.com;BILLY@EWSDFL.COM; david@ewsdfl.com | 1190236 | COMMUNITY | CHLORINATION; AERATION FOR REMOVAL OF ANY SECONDARY CONTAMINANT, SULFIDE, OR ANY UNREGULATED CONTAMINANT; CORROSION CONTROL INHIBITOR ADDITION; HYPOCHLORINATION; IRON OR MANGANESE SEQUESTRATION; OR ULTRAVIOLET RADIATION. THE LEAD/CHIEF OPERATOR MUST BE CLASS C OR HIGHER. 5.0 MGD AND ABOVE-STAFFING BY CLASS C OR HIGHER OPERATOR: 6 HOURS/DAY FOR 5 DAYS/WEEK AND ONE VISIT ON EACH WEEKEND DAY. 3.0 MGD UP TO 5.0 MGD-STAFFING BY CLASS C OR HIGHER OPERATOR: 1 HOUR/DAY FOR 5 DAYS/WEEK AND ONE VISIT ON EACH WEEKEND DAY. 0.25 MGD UP TO 3.0 MGD-STAFFING BY CLASS C OR HIGHER OPERATOR: 5 VISITS/WEEK AND ONE VISIT EACH WEEKEND FOR A TOTAL OF 0.6 HOUR/WEEK. | N | Y | EASTPOINT WATER & SEWER DIST. | 40 ISLAND DRIVE |  | EASTPOINT | FL | 32328 |  | 8506708177 |  | DAVID RAFFIELD | BILLY FUENTES | 40 ISLAND DRIVE |  | EASTPOINT | FL | 32328 |  | 8506708177 |  | AUTHORITY/COMMISSION/DISTRICT | 2417 | 1944000 | 1051 | 2013-01-18 | 2021-11-15 | DC03 | 2000
1 | FRANKLIN | NWD | citycbel@gtcom.net | 1190414 | COMMUNITY | CHLORINATION; AERATION FOR REMOVAL OF ANY SECONDARY CONTAMINANT, SULFIDE, OR ANY UNREGULATED CONTAMINANT; CORROSION CONTROL INHIBITOR ADDITION; HYPOCHLORINATION; IRON OR MANGANESE SEQUESTRATION; OR ULTRAVIOLET RADIATION. THE LEAD/CHIEF OPERATOR MUST BE CLASS C OR HIGHER. 5.0 MGD AND ABOVE-STAFFING BY CLASS C OR HIGHER OPERATOR: 6 HOURS/DAY FOR 5 DAYS/WEEK AND ONE VISIT ON EACH WEEKEND DAY. 3.0 MGD UP TO 5.0 MGD-STAFFING BY CLASS C OR HIGHER OPERATOR: 1 HOUR/DAY FOR 5 DAYS/WEEK AND ONE VISIT ON EACH WEEKEND DAY. 0.25 MGD UP TO 3.0 MGD-STAFFING BY CLASS C OR HIGHER OPERATOR: 5 VISITS/WEEK AND ONE VISIT EACH WEEKEND FOR A TOTAL OF 0.6 HOUR/WEEK. | N | Y | LANARK VILLAGE (CITY OF CARRABELLE) | 1001 GRAY AVENUE |  | CARRABELLE | FL | 32322 |  | 8506973618 |  | JUSTIN MESSER | COURTNEY MILLENDER | 1001 GRAY AVE. |  | CARRABELLE | FL | 32322 |  | 8506972727 | 104 | AUTHORITY/COMMISSION/DISTRICT | 1625 | 504000 | 650 | 2020-03-09 | 2019-09-19 | DC04 | 1000
1 | FRANKLIN | NWD | nita@wmsistgeorge.com;WMSHG2000@YAHOO.COM;Gdb5@comcast.net | 1190789 | COMMUNITY | CHLORINATION; AERATION FOR REMOVAL OF ANY SECONDARY CONTAMINANT, SULFIDE, OR ANY UNREGULATED CONTAMINANT; CORROSION CONTROL INHIBITOR ADDITION; HYPOCHLORINATION; IRON OR MANGANESE SEQUESTRATION; OR ULTRAVIOLET RADIATION. THE LEAD/CHIEF OPERATOR MUST BE CLASS C OR HIGHER. 5.0 MGD AND ABOVE-STAFFING BY CLASS C OR HIGHER OPERATOR: 6 HOURS/DAY FOR 5 DAYS/WEEK AND ONE VISIT ON EACH WEEKEND DAY. 3.0 MGD UP TO 5.0 MGD-STAFFING BY CLASS C OR HIGHER OPERATOR: 1 HOUR/DAY FOR 5 DAYS/WEEK AND ONE VISIT ON EACH WEEKEND DAY. 0.25 MGD UP TO 3.0 MGD-STAFFING BY CLASS C OR HIGHER OPERATOR: 5 VISITS/WEEK AND ONE VISIT EACH WEEKEND FOR A TOTAL OF 0.6 HOUR/WEEK. | N | Y | WATER MGMT SERVICES (ST. GEORGE ISLAND) | 212 W BAYSHORE DR. |  | ST GEORGE ISLAND | FL | 32328 |  | 8506680440 |  | NITA MOLSBEE | GENE BROWN | 250 JOHN KNOX ROAD | SUITE #4 | TALLAHASSEE | FL | 32303 |  | 9046680440 |  | INVESTOR | 4593 | 2520000 | 2176 | 2015-06-24 | 2021-04-05 | DC03 | 2000
1 | FRANKLIN | NWD | cdtinsley@fsu.edu | 1194041 | NONCOMMUNITY | ACTIVATED CARBON PROCESSES; DIATOMACEOUS EARTH FILTRATION; ION EXCHANGE FOR REMOVAL OF ANY PRIMARY CONTAMINANT; ION AND MANGANESE REMOVAL (OXIDATION, DETENTION, AND FILTRATION); OR SLOW SAND FILTRATION. LEAD/CHIEF OPERATOR MUST BE CLASS C OR HIGHER. 1.0 MGD UP TO 2.0 MGD-STAFFING BY CLASS C OR HIGHER OPERATOR: 6 HOURS/DAY FOR 5 DAYS/WEEK AND ONE VISIT ON EACH WEEKEND DAY. 0.5 MGD UP TO 1.0 MGD-STAFFING BY CLASS C OR HIGHER OPERATOR: 3 HOURS/DAY FOR 5 DAYS/WEEK AND ONE VISIT ON EACH WEEKEND DAY. 0.25 MGD UP TO 0.5 MGD-STAFFING BY CLASS C OR HIGHER OPERATOR: 1 HOUR/DAY FOR 5 DAYS/WEEK AND ONE VISIT ON EACH WEEKEND DAY. LESS THAN 0.25 MGD-STAFFING BY CLASS C OR HIGHER OPERATOR: 5 VISITS/WEEK AND ONE VISIT EACH WEEKEND FOR A TOTAL OF 1.8 HOURS/WEEK. | N | Y | FSU MARINE LABORATORY | 3618 HIGHWAY 98 |  | ST. TERESA | FL | 32358 | 2702 | 8505676558 |  | TRAVIS MOHRMAN | STACY SLAVICHAK | MENDENHALL MAINTENANCE BLDG. A UTILITIES | UTILITY ACCOUNTING / MMA, RM 119 | TALLAHASSEE | FL | 32306 |  | 8506445030 |  | STATE | 30 | 50400 | 12 | 2020-05-12 | 2020-05-01 | NC01 | 50
1 | FRANKLIN | NWD | JBOHALL@FS.FED.US | 1194043 | NONCOMMUNITY | CHLORINATION; AERATION FOR REMOVAL OF ANY SECONDARY CONTAMINANT, SULFIDE, OR ANY UNREGULATED CONTAMINANT; CORROSION CONTROL INHIBITOR ADDITION; HYPOCHLORINATION; IRON OR MANGANESE SEQUESTRATION; OR ULTRAVIOLET RADIATION. THE LEAD/CHIEF OPERATOR MUST BE CLASS D OR HIGHER. 50,000 GPD UP TO 0.25 MGD-STAFFING BY CLASS D OR HIGHER OPERATOR: 3 VISITS/WEEK ON NONCONSECUTIVE DAYS FOR A TOTAL OF 0.3 HOUR/WEEK. LESS THAN 50,000 GPD-STAFFING BY A CLASS D OR HIGHER OPERATOR: 2 VISITS/WEEK ON NONCONSECUTIVE DAYS FOR A TOTAL OF 0.2 HOUR/WEEK. THERE SHALL BE NO MORE THAN 5 DAYS BETWEEN THE LAST VISIT IN ONE WEEK AND THE FIRST VISIT IN THE NEXT WEEK. | N | Y | WRIGHT LAKE RECREATION AREA | FOREST ROAD 101 |  | SUMATRA | FL | 32351 |  | 8506432282 |  | (IN FLUX) | UNKNOWN | 10703 BLOXHAM CUTOFF |  | TALLAHASSEE | FL | 32305 |  | 8507284067 |  | FEDERAL | 125 | 37500 | 26 | 2015-09-08 | 2015-07-22 | NC01 | 50
1 | FRANKLIN | NWD | bridget.precise@joe.com;nnobles@esginc.net;rmarks@esginc.net | 1194045 | NONCOMMUNITY | CHLORINATION; AERATION FOR REMOVAL OF ANY SECONDARY CONTAMINANT, SULFIDE, OR ANY UNREGULATED CONTAMINANT; CORROSION CONTROL INHIBITOR ADDITION; HYPOCHLORINATION; IRON OR MANGANESE SEQUESTRATION; OR ULTRAVIOLET RADIATION. THE LEAD/CHIEF OPERATOR MUST BE CLASS C OR HIGHER. 5.0 MGD AND ABOVE-STAFFING BY CLASS C OR HIGHER OPERATOR: 6 HOURS/DAY FOR 5 DAYS/WEEK AND ONE VISIT ON EACH WEEKEND DAY. 3.0 MGD UP TO 5.0 MGD-STAFFING BY CLASS C OR HIGHER OPERATOR: 1 HOUR/DAY FOR 5 DAYS/WEEK AND ONE VISIT ON EACH WEEKEND DAY. 0.25 MGD UP TO 3.0 MGD-STAFFING BY CLASS C OR HIGHER OPERATOR: 5 VISITS/WEEK AND ONE VISIT EACH WEEKEND FOR A TOTAL OF 0.6 HOUR/WEEK. | N | Y | ST. JAMES ISLAND UTILITY (SUMMERCAMP) | 108 SEAPINE DRIVE |  | ST. TERESA | FL | 32358 |  | 8504025237 |  | SHANE DUDLEY | BRIDGET PRECISE | 3196 MERCHANTS ROW BLVD. | SUITE 140 | TALLAHASSEE | FL | 32311 |  | 8502316480 |  | INVESTOR | 25 | 432000 | 8 | 2019-01-15 | 2018-07-31 | NC01 | 50
1 | GADSDEN | NWD | crmset@fairpoint.net;robertpresnell@fairpoint.net | 1200134 | COMMUNITY | AERATION FOR REMOVAL OF ANY PRIMARY CONTAMINANT; ALKALINITY/PH ADJUSTMENT; CHLORAMIN ATION; CHLORINE DIOXIDE FOR OXIDATION OR DISINFECTION; FLUORIDATION; ION EXCHANGE FOR REMOVAL OF ANY SECONDARY CONTAMINANT, SULFIDE, OR ANY UNREGULATED CONTAMINANT; OR OZONATION. THE LEAD/CHIEF OPERATOR MUST BE CLASS C OR HIGHER. 5.0 MGD UP TO 10 MGD-STAFFING BY CLASS C OR HIGHER OPERATOR: 6 HOURS/DAY FOR 5 DAYS/WEEK AND ONE VISIT ON EACH WEEKEND DAY. 3.0 MGD UP TO 5.0 MGD-STAFFING BY CLASS C OR HIGHER OPERATOR: 3 HOURS/DAY FOR 5 DAYS/WEEK AND ONE VISIT ON EACH WEEKEND DAY. 1.0 MGD UP TO 3.0 MGD-STAFFING BY CLASS C OR HIGHER OPERATOR: 1 HOUR/DAY FOR 5 DAYS/WEEK AND ONE VISIT ON EACH WEEKEND DAY. 0.1 MGD UP TO 1.0 MGD-STAFFING BY CLASS C OR HIGHER OPERATOR: 5 VISITS/WEEK AND ONE VISIT EACH WEEKEND FOR A TOTAL OF 1.2 HOURS/WEEK. | N | Y | CHATTAHOOCHEE, CITY OF | P O BOX 88 |  | CHATTAHOOCHEE | FL | 32324 |  | 8506634475 |  | ROBERT M. PRESNELL | ROBERT M. PRESNELL | PO BOX 88 |  | CHATTAHOOCHEE | FL | 32324 |  | 8506634475 |  | MUNICIPALITY | 2775 | 1440000 | 1069 | 2019-07-24 | 2020-11-05 | DC03 | 2000
1 | GADSDEN | NWD | richard.frey@myflfamilies.com;doug.bogert@myflfamilies.com | 1200275 | COMMUNITY | CHLORINATION; AERATION FOR REMOVAL OF ANY SECONDARY CONTAMINANT, SULFIDE, OR ANY UNREGULATED CONTAMINANT; CORROSION CONTROL INHIBITOR ADDITION; HYPOCHLORINATION; IRON OR MANGANESE SEQUESTRATION; OR ULTRAVIOLET RADIATION. THE LEAD/CHIEF OPERATOR MUST BE CLASS C OR HIGHER. 5.0 MGD AND ABOVE-STAFFING BY CLASS C OR HIGHER OPERATOR: 6 HOURS/DAY FOR 5 DAYS/WEEK AND ONE VISIT ON EACH WEEKEND DAY. 3.0 MGD UP TO 5.0 MGD-STAFFING BY CLASS C OR HIGHER OPERATOR: 1 HOUR/DAY FOR 5 DAYS/WEEK AND ONE VISIT ON EACH WEEKEND DAY. 0.25 MGD UP TO 3.0 MGD-STAFFING BY CLASS C OR HIGHER OPERATOR: 5 VISITS/WEEK AND ONE VISIT EACH WEEKEND FOR A TOTAL OF 0.6 HOUR/WEEK. | N | Y | FLORIDA STATE HOSPITAL | P. O. BOX 1000 |  | CHATTAHOOCHEE | FL | 32324 |  | 8506637466 |  | DOUG BOGERT | ROBERT ELLIOTT | PO BOX 1000 |  | CHATTAHOOCHEE | FL | 32324 |  | 8506637466 |  | STATE | 3182 | 3600000 | 125 | 2017-10-02 | 2020-08-11 | DC03 | 2000
1 | GADSDEN | NWD | MgrHvFL@mediacombb.net | 1200334 | COMMUNITY | CHLORINATION; AERATION FOR REMOVAL OF ANY SECONDARY CONTAMINANT, SULFIDE, OR ANY UNREGULATED CONTAMINANT; CORROSION CONTROL INHIBITOR ADDITION; HYPOCHLORINATION; IRON OR MANGANESE SEQUESTRATION; OR ULTRAVIOLET RADIATION. THE LEAD/CHIEF OPERATOR MUST BE CLASS C OR HIGHER. 5.0 MGD AND ABOVE-STAFFING BY CLASS C OR HIGHER OPERATOR: 6 HOURS/DAY FOR 5 DAYS/WEEK AND ONE VISIT ON EACH WEEKEND DAY. 3.0 MGD UP TO 5.0 MGD-STAFFING BY CLASS C OR HIGHER OPERATOR: 1 HOUR/DAY FOR 5 DAYS/WEEK AND ONE VISIT ON EACH WEEKEND DAY. 0.25 MGD UP TO 3.0 MGD-STAFFING BY CLASS C OR HIGHER OPERATOR: 5 VISITS/WEEK AND ONE VISIT EACH WEEKEND FOR A TOTAL OF 0.6 HOUR/WEEK. | N | Y | HAVANA, TOWN OF WATER SYSTEM | P.O. BOX 1068 |  | HAVANA | FL | 32333 |  | 8505392820 |  | BRAD JOHNSON | BRAD JOHNSON | PO BOX 1068 |  | HAVANA | FL | 32333 | 1068 | 8505392820 | 207 | MUNICIPALITY | 3977 | 3139200 | 1591 | 2013-02-19 | 2020-12-02 | DC03 | 2000
1 | GADSDEN | NWD | wconrad@mchsi.com;penagos@comcast.net | 1200459 | COMMUNITY | CHLORINATION; AERATION FOR REMOVAL OF ANY SECONDARY CONTAMINANT, SULFIDE, OR ANY UNREGULATED CONTAMINANT; CORROSION CONTROL INHIBITOR ADDITION; HYPOCHLORINATION; IRON OR MANGANESE SEQUESTRATION; OR ULTRAVIOLET RADIATION. THE LEAD/CHIEF OPERATOR MUST BE CLASS D OR HIGHER. 50,000 GPD UP TO 0.25 MGD-STAFFING BY CLASS D OR HIGHER OPERATOR: 3 VISITS/WEEK ON NONCONSECUTIVE DAYS FOR A TOTAL OF 0.3 HOUR/WEEK. LESS THAN 50,000 GPD-STAFFING BY A CLASS D OR HIGHER OPERATOR: 2 VISITS/WEEK ON NONCONSECUTIVE DAYS FOR A TOTAL OF 0.2 HOUR/WEEK. THERE SHALL BE NO MORE THAN 5 DAYS BETWEEN THE LAST VISIT IN ONE WEEK AND THE FIRST VISIT IN THE NEXT WEEK. | N | Y | RENTZ'S MOBILE HOME PARK | 71 RENTZ ROAD |  | QUINCY | FL | 32351 |  | 8508752939 |  | WAYNE CONRAD | DARRYL STEFFAN | 71 RENTZ ROAD |  | QUINCY | FL | 32351 |  | 8508752939 |  | INVESTOR | 85 | 66240 | 41 | 2016-04-25 | 2019-08-07 | DC051 | 100
1 | GADSDEN | NWD | chaff.hinson@jacobs.com;Terry.Presnal@jacobs.com | 1200551 | COMMUNITY | CHLORINATION; AERATION FOR REMOVAL OF ANY SECONDARY CONTAMINANT, SULFIDE, OR ANY UNREGULATED CONTAMINANT; CORROSION CONTROL INHIBITOR ADDITION; HYPOCHLORINATION; IRON OR MANGANESE SEQUESTRATION; OR ULTRAVIOLET RADIATION. THE LEAD/CHIEF OPERATOR MUST BE CLASS C OR HIGHER. 5.0 MGD AND ABOVE-STAFFING BY CLASS C OR HIGHER OPERATOR: 6 HOURS/DAY FOR 5 DAYS/WEEK AND ONE VISIT ON EACH WEEKEND DAY. 3.0 MGD UP TO 5.0 MGD-STAFFING BY CLASS C OR HIGHER OPERATOR: 1 HOUR/DAY FOR 5 DAYS/WEEK AND ONE VISIT ON EACH WEEKEND DAY. 0.25 MGD UP TO 3.0 MGD-STAFFING BY CLASS C OR HIGHER OPERATOR: 5 VISITS/WEEK AND ONE VISIT EACH WEEKEND FOR A TOTAL OF 0.6 HOUR/WEEK. | N | Y | QUINCY, CITY OF W/S | 404 W. JEFFERSON ST. |  | QUINCY | FL | 32351 |  | 8506272089 |  | CHAFF HINSON | ROBIN RYALS | 423 W. WASHINGTON ST. |  | QUINCY | FL | 32351 |  | 8506180040 |  | MUNICIPALITY | 10112 | 6696000 | 3745 | 2014-04-14 | 2021-01-27 | DC02 | 4000
1 | GADSDEN | NWD | townofgreensboro@tds.net | 1200687 | COMMUNITY | CHLORINATION; AERATION FOR REMOVAL OF ANY SECONDARY CONTAMINANT, SULFIDE, OR ANY UNREGULATED CONTAMINANT; CORROSION CONTROL INHIBITOR ADDITION; HYPOCHLORINATION; IRON OR MANGANESE SEQUESTRATION; OR ULTRAVIOLET RADIATION. THE LEAD/CHIEF OPERATOR MUST BE CLASS D OR HIGHER. 50,000 GPD UP TO 0.25 MGD-STAFFING BY CLASS D OR HIGHER OPERATOR: 3 VISITS/WEEK ON NONCONSECUTIVE DAYS FOR A TOTAL OF 0.3 HOUR/WEEK. LESS THAN 50,000 GPD-STAFFING BY A CLASS D OR HIGHER OPERATOR: 2 VISITS/WEEK ON NONCONSECUTIVE DAYS FOR A TOTAL OF 0.2 HOUR/WEEK. THERE SHALL BE NO MORE THAN 5 DAYS BETWEEN THE LAST VISIT IN ONE WEEK AND THE FIRST VISIT IN THE NEXT WEEK. | N | Y | GREENSBORO, TOWN OF WATER SYS. | P.O. BOX 66 |  | GREENSBORO | FL | 32330 | 66 | 8504426215 |  | WAYNE CONRAD | AMANDA SHIVER | PO BOX 66 |  | GREENSBORO | FL | 32330 | 66 | 8504426215 |  | MUNICIPALITY | 794 | 540000 | 352 | 2018-09-24 | 2020-11-24 | DC04 | 1000
1 | GADSDEN | NWD | wscott@mygretna.com; ajefferson@mygretna.com | 1200688 | COMMUNITY | CHLORINATION; AERATION FOR REMOVAL OF ANY SECONDARY CONTAMINANT, SULFIDE, OR ANY UNREGULATED CONTAMINANT; CORROSION CONTROL INHIBITOR ADDITION; HYPOCHLORINATION; IRON OR MANGANESE SEQUESTRATION; OR ULTRAVIOLET RADIATION. THE LEAD/CHIEF OPERATOR MUST BE CLASS C OR HIGHER. 5.0 MGD AND ABOVE-STAFFING BY CLASS C OR HIGHER OPERATOR: 6 HOURS/DAY FOR 5 DAYS/WEEK AND ONE VISIT ON EACH WEEKEND DAY. 3.0 MGD UP TO 5.0 MGD-STAFFING BY CLASS C OR HIGHER OPERATOR: 1 HOUR/DAY FOR 5 DAYS/WEEK AND ONE VISIT ON EACH WEEKEND DAY. 0.25 MGD UP TO 3.0 MGD-STAFFING BY CLASS C OR HIGHER OPERATOR: 5 VISITS/WEEK AND ONE VISIT EACH WEEKEND FOR A TOTAL OF 0.6 HOUR/WEEK. | N | Y | GRETNA, CITY OF | 14615 MAIN STREET |  | GRETNA | FL | 32332 |  | 8505447173 |  | JOHN OWENS | ANTONIO JEFFERSON | P.O. DRAWER 220 |  | GRETNA | FL | 32332 |  | 8508565257 |  | MUNICIPALITY | 3500 | 1440000 | 641 | 2020-04-14 | 2021-12-15 | DC03 | 2000
1 | GADSDEN | NWD | jhallas@talquinelectric.com;tim.waddle@talquinelectric.com | 1200797 | COMMUNITY | CHLORINATION; AERATION FOR REMOVAL OF ANY SECONDARY CONTAMINANT, SULFIDE, OR ANY UNREGULATED CONTAMINANT; CORROSION CONTROL INHIBITOR ADDITION; HYPOCHLORINATION; IRON OR MANGANESE SEQUESTRATION; OR ULTRAVIOLET RADIATION. THE LEAD/CHIEF OPERATOR MUST BE CLASS C OR HIGHER. 5.0 MGD AND ABOVE-STAFFING BY CLASS C OR HIGHER OPERATOR: 6 HOURS/DAY FOR 5 DAYS/WEEK AND ONE VISIT ON EACH WEEKEND DAY. 3.0 MGD UP TO 5.0 MGD-STAFFING BY CLASS C OR HIGHER OPERATOR: 1 HOUR/DAY FOR 5 DAYS/WEEK AND ONE VISIT ON EACH WEEKEND DAY. 0.25 MGD UP TO 3.0 MGD-STAFFING BY CLASS C OR HIGHER OPERATOR: 5 VISITS/WEEK AND ONE VISIT EACH WEEKEND FOR A TOTAL OF 0.6 HOUR/WEEK. | N | Y | GADSDEN CO REGIONAL W/S | 1640 WEST JEFFERSON STREET |  | QUINCY | FL | 32351 | 5679 | 8505622115 |  | JOHN HALLAS | TIMOTHY B. WADDLE, P.E. | PO BOX 1679 |  | QUINCY | FL | 32353 | 1679 | 8508784414 |  | TRUST/COOPERATIVE | 12371 | 4852800 | 5070 | 2021-09-13 | 2021-06-30 | DC03 | 2000
1 | GADSDEN | NWD | jhallas@talquinelectric.com;tim.waddle@talquinelectric.com | 1200885 | COMMUNITY | CHLORINATION; AERATION FOR REMOVAL OF ANY SECONDARY CONTAMINANT, SULFIDE, OR ANY UNREGULATED CONTAMINANT; CORROSION CONTROL INHIBITOR ADDITION; HYPOCHLORINATION; IRON OR MANGANESE SEQUESTRATION; OR ULTRAVIOLET RADIATION. THE LEAD/CHIEF OPERATOR MUST BE CLASS D OR HIGHER. 50,000 GPD UP TO 0.25 MGD-STAFFING BY CLASS D OR HIGHER OPERATOR: 3 VISITS/WEEK ON NONCONSECUTIVE DAYS FOR A TOTAL OF 0.3 HOUR/WEEK. LESS THAN 50,000 GPD-STAFFING BY A CLASS D OR HIGHER OPERATOR: 2 VISITS/WEEK ON NONCONSECUTIVE DAYS FOR A TOTAL OF 0.2 HOUR/WEEK. THERE SHALL BE NO MORE THAN 5 DAYS BETWEEN THE LAST VISIT IN ONE WEEK AND THE FIRST VISIT IN THE NEXT WEEK. | N | Y | JAMIESON WATER SYSTEM | 15 ROGER LEWIS LANE |  | QUINCY | FL | 32351 |  | 8505622115 |  | JOHN HALLAS | TIMOTHY WADDLE, PE | PO BOX 1679 |  | QUINCY | FL | 32353 | 1679 | 8508784414 |  | TRUST/COOPERATIVE | 107 | 50000 | 44 | 2016-03-10 | 2019-09-20 | DC051 | 100
1 | GADSDEN | NWD | mark.thomas@dot.state.fl.us | 1204025 | NONCOMMUNITY | CHLORINATION; AERATION FOR REMOVAL OF ANY SECONDARY CONTAMINANT, SULFIDE, OR ANY UNREGULATED CONTAMINANT; CORROSION CONTROL INHIBITOR ADDITION; HYPOCHLORINATION; IRON OR MANGANESE SEQUESTRATION; OR ULTRAVIOLET RADIATION. THE LEAD/CHIEF OPERATOR MUST BE CLASS D OR HIGHER. 50,000 GPD UP TO 0.25 MGD-STAFFING BY CLASS D OR HIGHER OPERATOR: 3 VISITS/WEEK ON NONCONSECUTIVE DAYS FOR A TOTAL OF 0.3 HOUR/WEEK. LESS THAN 50,000 GPD-STAFFING BY A CLASS D OR HIGHER OPERATOR: 2 VISITS/WEEK ON NONCONSECUTIVE DAYS FOR A TOTAL OF 0.2 HOUR/WEEK. THERE SHALL BE NO MORE THAN 5 DAYS BETWEEN THE LAST VISIT IN ONE WEEK AND THE FIRST VISIT IN THE NEXT WEEK. | N | Y | FDOT GADSDEN CO I-10 REST AREA | I-10 EXIT 161 |  | CHATTAHOOCHEE | FL | 32324 |  | 8509227900 |  | CHAD WILLIAMS | TIMOTHY HENDRIX | PO BOX 607 |  | CHIPLEY | FL | 32428 |  | 8503301681 | 681 | STATE | 999 | 144000 | 4 | 2015-10-22 | 2020-03-13 | NC01 | 50
1 | GADSDEN | NWD | jhallas@talquinelectric.com;tim.waddle@talquinelectric.com | 1204029 | COMMUNITY | CHLORINATION; AERATION FOR REMOVAL OF ANY SECONDARY CONTAMINANT, SULFIDE, OR ANY UNREGULATED CONTAMINANT; CORROSION CONTROL INHIBITOR ADDITION; HYPOCHLORINATION; IRON OR MANGANESE SEQUESTRATION; OR ULTRAVIOLET RADIATION. THE LEAD/CHIEF OPERATOR MUST BE CLASS D OR HIGHER. 50,000 GPD UP TO 0.25 MGD-STAFFING BY CLASS D OR HIGHER OPERATOR: 3 VISITS/WEEK ON NONCONSECUTIVE DAYS FOR A TOTAL OF 0.3 HOUR/WEEK. LESS THAN 50,000 GPD-STAFFING BY A CLASS D OR HIGHER OPERATOR: 2 VISITS/WEEK ON NONCONSECUTIVE DAYS FOR A TOTAL OF 0.2 HOUR/WEEK. THERE SHALL BE NO MORE THAN 5 DAYS BETWEEN THE LAST VISIT IN ONE WEEK AND THE FIRST VISIT IN THE NEXT WEEK. | N | Y | ST. JAMES COMMUNITY | 2040 ASPALAGA ROAD |  | QUINCY | FL | 32351 |  | 8505622115 |  | JOHN HALLAS | TIMOTHY WADDLE, PE | PO BOX 1679 |  | QUINCY | FL | 32353 | 1679 | 8508784414 |  | TRUST/COOPERATIVE | 98 | 64000 | 28 | 2019-10-17 | 2019-07-11 | DC051 | 100
1 | GADSDEN | NWD | adam@fcfcamp.com;wconrad@mchsi.com | 1204053 | NONCOMMUNITY | CHLORINATION; AERATION FOR REMOVAL OF ANY SECONDARY CONTAMINANT, SULFIDE, OR ANY UNREGULATED CONTAMINANT; CORROSION CONTROL INHIBITOR ADDITION; HYPOCHLORINATION; IRON OR MANGANESE SEQUESTRATION; OR ULTRAVIOLET RADIATION. THE LEAD/CHIEF OPERATOR MUST BE CLASS D OR HIGHER. 50,000 GPD UP TO 0.25 MGD-STAFFING BY CLASS D OR HIGHER OPERATOR: 3 VISITS/WEEK ON NONCONSECUTIVE DAYS FOR A TOTAL OF 0.3 HOUR/WEEK. LESS THAN 50,000 GPD-STAFFING BY A CLASS D OR HIGHER OPERATOR: 2 VISITS/WEEK ON NONCONSECUTIVE DAYS FOR A TOTAL OF 0.2 HOUR/WEEK. THERE SHALL BE NO MORE THAN 5 DAYS BETWEEN THE LAST VISIT IN ONE WEEK AND THE FIRST VISIT IN THE NEXT WEEK. | N | Y | FLAT CREEK FAMILY CAMPGROUND | 2309 FLAT CREEK ROAD |  | CHATTAHOOCHEE | FL | 32324 |  | 8504426657 |  | ADAM MILLER | ADAM MILLER | 2309 FLAT CREEK ROAD |  | CHATTAHOOCHEE | FL | 32324 |  | 8507141333 |  | INVESTOR | 100 | 144000 | 48 | 2011-11-30 | 2021-05-20 | NC01 | 50
1 | GADSDEN | NWD | hchancey@gadsdencountyfl.gov | 1204055 | NONCOMMUNITY | CHLORINATION; AERATION FOR REMOVAL OF ANY SECONDARY CONTAMINANT, SULFIDE, OR ANY UNREGULATED CONTAMINANT; CORROSION CONTROL INHIBITOR ADDITION; HYPOCHLORINATION; IRON OR MANGANESE SEQUESTRATION; OR ULTRAVIOLET RADIATION. THE LEAD/CHIEF OPERATOR MUST BE CLASS D OR HIGHER. 50,000 GPD UP TO 0.25 MGD-STAFFING BY CLASS D OR HIGHER OPERATOR: 3 VISITS/WEEK ON NONCONSECUTIVE DAYS FOR A TOTAL OF 0.3 HOUR/WEEK. LESS THAN 50,000 GPD-STAFFING BY A CLASS D OR HIGHER OPERATOR: 2 VISITS/WEEK ON NONCONSECUTIVE DAYS FOR A TOTAL OF 0.2 HOUR/WEEK. THERE SHALL BE NO MORE THAN 5 DAYS BETWEEN THE LAST VISIT IN ONE WEEK AND THE FIRST VISIT IN THE NEXT WEEK. | N | Y | PAT THOMAS PARK | 949 HOPKINS LANDING |  | QUINCY | FL | 32344 |  | 8508754544 |  | WAYNE CONRAD | GADSDEN CO BOARD COMMISSIONERS | PO BOX 1799 |  | QUINCY | FL | 32353 |  | 8506276295 |  | COUNTY | 61 | 72000 | 28 | 2018-01-12 | 2017-12-06 | NC01 | 50
1 | GADSDEN | NWD | albargothy_fast@yahoo.com;ed@hinsonoil.com | 1204057 | NONCOMMUNITY | CHLORINATION; AERATION FOR REMOVAL OF ANY SECONDARY CONTAMINANT, SULFIDE, OR ANY UNREGULATED CONTAMINANT; CORROSION CONTROL INHIBITOR ADDITION; HYPOCHLORINATION; IRON OR MANGANESE SEQUESTRATION; OR ULTRAVIOLET RADIATION. THE LEAD/CHIEF OPERATOR MUST BE CLASS D OR HIGHER. 50,000 GPD UP TO 0.25 MGD-STAFFING BY CLASS D OR HIGHER OPERATOR: 3 VISITS/WEEK ON NONCONSECUTIVE DAYS FOR A TOTAL OF 0.3 HOUR/WEEK. LESS THAN 50,000 GPD-STAFFING BY A CLASS D OR HIGHER OPERATOR: 2 VISITS/WEEK ON NONCONSECUTIVE DAYS FOR A TOTAL OF 0.2 HOUR/WEEK. THERE SHALL BE NO MORE THAN 5 DAYS BETWEEN THE LAST VISIT IN ONE WEEK AND THE FIRST VISIT IN THE NEXT WEEK. | N | Y | V STOP | 16854 US HIGHWAY 90 |  | QUINCY | FL | 32332 |  | 8508751979 |  | WAYNE CONRAD | ED HINSON | 2040 MARTIN LUTHER KING JR. BLVD. |  | QUINCY | FL | 32351 |  | 8506576295 | 5 | INVESTOR | 25 | 14400 | 1 | 2018-02-01 | 2017-12-06 | NC01 | 50
1 | GADSDEN | NWD | dukedistributing@aol.com;dukevoortman@aol.com | 1204059 | NONCOMMUNITY | CHLORINATION; AERATION FOR REMOVAL OF ANY SECONDARY CONTAMINANT, SULFIDE, OR ANY UNREGULATED CONTAMINANT; CORROSION CONTROL INHIBITOR ADDITION; HYPOCHLORINATION; IRON OR MANGANESE SEQUESTRATION; OR ULTRAVIOLET RADIATION. THE LEAD/CHIEF OPERATOR MUST BE CLASS D OR HIGHER. 50,000 GPD UP TO 0.25 MGD-STAFFING BY CLASS D OR HIGHER OPERATOR: 3 VISITS/WEEK ON NONCONSECUTIVE DAYS FOR A TOTAL OF 0.3 HOUR/WEEK. LESS THAN 50,000 GPD-STAFFING BY A CLASS D OR HIGHER OPERATOR: 2 VISITS/WEEK ON NONCONSECUTIVE DAYS FOR A TOTAL OF 0.2 HOUR/WEEK. THERE SHALL BE NO MORE THAN 5 DAYS BETWEEN THE LAST VISIT IN ONE WEEK AND THE FIRST VISIT IN THE NEXT WEEK. | N | Y | CONCORD COUNTRY STORE(DUKE WATER SYSTEM) | 4354 CONCORD ROAD |  | HAVANA | FL | 32333 |  | 8502949922 |  | PHILLIP DUKE | PHILLIP DUKE | 13438 N. MERIDIAN ROAD |  | TALLAHASSEE | FL | 32312 |  | 8502949922 |  | INVESTOR | 50 | 10000 | 2 | 2018-01-24 | 2016-11-29 | NC01 | 50
1 | GADSDEN | NWD | jhallas@talquinelectric.com;tim.waddle@talquinelectric.com | 1204063 | COMMUNITY | NO TREATMENT--CONSECUTIVE SYSTEMS ONLY | N | Y | HINSON HEIGHTS | P.O.BOX 1679 | (20 HINSON CIRCLE, HAVANA, 32333) | QUINCY | FL | 32351 | 1679 | 8505622115 |  | JOHN HALLAS | TIM WADDLE | 4852 WOODLANE CIR. |  | TALLAHASSEE | FL | 32303 |  | 8505622234 |  | TRUST/COOPERATIVE | 175 | 1000 | 65 | 2013-04-24 | 2019-09-20 | PC01 | 50
1 | GADSDEN | NWD | jhallas@talquinelectric.com;tim.waddle@talquinelectric.com | 1204064 | COMMUNITY | NO TREATMENT--CONSECUTIVE SYSTEMS ONLY | N | Y | TOBACCO ROAD | COUNTY ROAD 159 AND TOBACCO ROAD |  | QUINCY | FL | 32351 | 1679 | 8505622234 |  | JOHN HALLAS | TIMOTHY WADDLE | PO BOX 1679 |  | QUINCY | FL | 32353 | 1679 | 8505622115 |  | TRUST/COOPERATIVE | 136 | 1 | 56 | 2013-04-24 | 2019-09-20 | PC01 | 50
1 | GADSDEN | NWD | tim.waddle@talquinelectric.com; jhallas@talquinelectric.com | 1204065 | COMMUNITY | CHLORINATION; AERATION FOR REMOVAL OF ANY SECONDARY CONTAMINANT, SULFIDE, OR ANY UNREGULATED CONTAMINANT; CORROSION CONTROL INHIBITOR ADDITION; HYPOCHLORINATION; IRON OR MANGANESE SEQUESTRATION; OR ULTRAVIOLET RADIATION. THE LEAD/CHIEF OPERATOR MUST BE CLASS D OR HIGHER. 50,000 GPD UP TO 0.25 MGD-STAFFING BY CLASS D OR HIGHER OPERATOR: 3 VISITS/WEEK ON NONCONSECUTIVE DAYS FOR A TOTAL OF 0.3 HOUR/WEEK. LESS THAN 50,000 GPD-STAFFING BY A CLASS D OR HIGHER OPERATOR: 2 VISITS/WEEK ON NONCONSECUTIVE DAYS FOR A TOTAL OF 0.2 HOUR/WEEK. THERE SHALL BE NO MORE THAN 5 DAYS BETWEEN THE LAST VISIT IN ONE WEEK AND THE FIRST VISIT IN THE NEXT WEEK. | N | Y | HAMMOCK CREEK | 470 GOULD ROAD |  | QUNICY | FL | 32353 |  | 8505622115 |  | JOHN HALLAS | TIMOTHY WADDLE | PO BOX 1679 |  | QUINCY | FL | 32353 |  | 8505622115 |  | TRUST/COOPERATIVE | 40 | 72000 | 14 | 2017-04-27 | 2020-04-02 | DC051 | 100
1 | GADSDEN | NWD | wconrad@mchsi.com;hibehaskar@outlook.com | 1204067 | COMMUNITY | CHLORINATION; AERATION FOR REMOVAL OF ANY SECONDARY CONTAMINANT, SULFIDE, OR ANY UNREGULATED CONTAMINANT; CORROSION CONTROL INHIBITOR ADDITION; HYPOCHLORINATION; IRON OR MANGANESE SEQUESTRATION; OR ULTRAVIOLET RADIATION. THE LEAD/CHIEF OPERATOR MUST BE CLASS D OR HIGHER. 50,000 GPD UP TO 0.25 MGD-STAFFING BY CLASS D OR HIGHER OPERATOR: 3 VISITS/WEEK ON NONCONSECUTIVE DAYS FOR A TOTAL OF 0.3 HOUR/WEEK. LESS THAN 50,000 GPD-STAFFING BY A CLASS D OR HIGHER OPERATOR: 2 VISITS/WEEK ON NONCONSECUTIVE DAYS FOR A TOTAL OF 0.2 HOUR/WEEK. THERE SHALL BE NO MORE THAN 5 DAYS BETWEEN THE LAST VISIT IN ONE WEEK AND THE FIRST VISIT IN THE NEXT WEEK. | N | Y | MEADOWS GROCERY | 5335 GREENSBORO HWY |  | QUINCY | FL | 32351 | 9701 | 8506277556 |  | HIBEH ASKAR | ASKAR REALTY, LLC | 12086 TURKEY ROOST RD. |  | TALLAHASSEE | FL | 32317 |  | 8503394020 |  | INVESTOR | 55 | 43200 | 15 | 2011-11-30 | 2019-08-07 | DC06 | 100
1 | GADSDEN | NWD | cwilcox@cngrp.com;wconrad@mchsi.com | 1204068 | NONTRANSIENT NONCOMMUNITY | CHLORINATION; AERATION FOR REMOVAL OF ANY SECONDARY CONTAMINANT, SULFIDE, OR ANY UNREGULATED CONTAMINANT; CORROSION CONTROL INHIBITOR ADDITION; HYPOCHLORINATION; IRON OR MANGANESE SEQUESTRATION; OR ULTRAVIOLET RADIATION. THE LEAD/CHIEF OPERATOR MUST BE CLASS D OR HIGHER. 50,000 GPD UP TO 0.25 MGD-STAFFING BY CLASS D OR HIGHER OPERATOR: 3 VISITS/WEEK ON NONCONSECUTIVE DAYS FOR A TOTAL OF 0.3 HOUR/WEEK. LESS THAN 50,000 GPD-STAFFING BY A CLASS D OR HIGHER OPERATOR: 2 VISITS/WEEK ON NONCONSECUTIVE DAYS FOR A TOTAL OF 0.2 HOUR/WEEK. THERE SHALL BE NO MORE THAN 5 DAYS BETWEEN THE LAST VISIT IN ONE WEEK AND THE FIRST VISIT IN THE NEXT WEEK. | N | Y | CLINTON NURSERIES, INC - NORTH | 737 SALEM RD. | P.O. BOX 997 | HAVANA | FL | 32333 |  | 8505395022 |  | CATHI WILCOX | DAVID RICHARDS | PO BOX 997 |  | HAVANA | FL | 32333 |  | 8603993000 |  | INVESTOR | 145 | 28800 | 3 | 2016-05-20 | 2021-05-20 | NTNC | 100
1 | GADSDEN | NWD | cwilcox@cngrp.com;wconrad@mchsi.com | 1204069 | NONTRANSIENT NONCOMMUNITY | CHLORINATION; AERATION FOR REMOVAL OF ANY SECONDARY CONTAMINANT, SULFIDE, OR ANY UNREGULATED CONTAMINANT; CORROSION CONTROL INHIBITOR ADDITION; HYPOCHLORINATION; IRON OR MANGANESE SEQUESTRATION; OR ULTRAVIOLET RADIATION. THE LEAD/CHIEF OPERATOR MUST BE CLASS D OR HIGHER. 50,000 GPD UP TO 0.25 MGD-STAFFING BY CLASS D OR HIGHER OPERATOR: 3 VISITS/WEEK ON NONCONSECUTIVE DAYS FOR A TOTAL OF 0.3 HOUR/WEEK. LESS THAN 50,000 GPD-STAFFING BY A CLASS D OR HIGHER OPERATOR: 2 VISITS/WEEK ON NONCONSECUTIVE DAYS FOR A TOTAL OF 0.2 HOUR/WEEK. THERE SHALL BE NO MORE THAN 5 DAYS BETWEEN THE LAST VISIT IN ONE WEEK AND THE FIRST VISIT IN THE NEXT WEEK. | N | Y | CLINTON NURSERIES, INC - SOUTH | 737 SALEM RD. | P.O. BOX 997 | HAVANA | FL | 32333 |  | 8505395022 |  | CATHI WILCOX | DAVID RICHARDS | PO BOX 977 |  | HAVANA | FL | 32333 |  | 8603993000 |  | INVESTOR | 145 | 17280 | 3 | 2019-02-25 | 2018-12-20 | NTNC | 100
1 | GADSDEN | NWD | wconrad@mchsi.com | 1204076 | NONCOMMUNITY | CHLORINATION; AERATION FOR REMOVAL OF ANY SECONDARY CONTAMINANT, SULFIDE, OR ANY UNREGULATED CONTAMINANT; CORROSION CONTROL INHIBITOR ADDITION; HYPOCHLORINATION; IRON OR MANGANESE SEQUESTRATION; OR ULTRAVIOLET RADIATION. THE LEAD/CHIEF OPERATOR MUST BE CLASS D OR HIGHER. 50,000 GPD UP TO 0.25 MGD-STAFFING BY CLASS D OR HIGHER OPERATOR: 3 VISITS/WEEK ON NONCONSECUTIVE DAYS FOR A TOTAL OF 0.3 HOUR/WEEK. LESS THAN 50,000 GPD-STAFFING BY A CLASS D OR HIGHER OPERATOR: 2 VISITS/WEEK ON NONCONSECUTIVE DAYS FOR A TOTAL OF 0.2 HOUR/WEEK. THERE SHALL BE NO MORE THAN 5 DAYS BETWEEN THE LAST VISIT IN ONE WEEK AND THE FIRST VISIT IN THE NEXT WEEK. | N | Y | BIG WISH CENTENARY CAMP | 371 CENTENARY CAMP ROAD |  | QUINCY | FL | 32352 |  | 8508569779 |  | DAWN WILLIAMS | GRAVES WILLIAMS | 371 CENTENARY CAMP ROAD |  | QUINCY | FL | 32353 |  | 8505454556 |  | TRUST/COOPERATIVE | 72 | 108000 | 6 | 2018-03-27 | 2018-01-26 | NC01 | 50
1 | GADSDEN | NWD | krinafood2014@gmail.com;wconrad@mchsi.com;cindy@hinsonoil.com | 1204077 | NONCOMMUNITY | CHLORINATION; AERATION FOR REMOVAL OF ANY SECONDARY CONTAMINANT, SULFIDE, OR ANY UNREGULATED CONTAMINANT; CORROSION CONTROL INHIBITOR ADDITION; HYPOCHLORINATION; IRON OR MANGANESE SEQUESTRATION; OR ULTRAVIOLET RADIATION. THE LEAD/CHIEF OPERATOR MUST BE CLASS D OR HIGHER. 50,000 GPD UP TO 0.25 MGD-STAFFING BY CLASS D OR HIGHER OPERATOR: 3 VISITS/WEEK ON NONCONSECUTIVE DAYS FOR A TOTAL OF 0.3 HOUR/WEEK. LESS THAN 50,000 GPD-STAFFING BY A CLASS D OR HIGHER OPERATOR: 2 VISITS/WEEK ON NONCONSECUTIVE DAYS FOR A TOTAL OF 0.2 HOUR/WEEK. THERE SHALL BE NO MORE THAN 5 DAYS BETWEEN THE LAST VISIT IN ONE WEEK AND THE FIRST VISIT IN THE NEXT WEEK. | N | Y | KRINA FOOD MART | 1604 FLAT CREEK ROAD |  | CHATTAHOOCHEE | FL | 32324 |  | 7706898727 |  | WAYNE CONRAD | SWETA PATEL | 1604 FLAT CREEK ROAD |  | CHATTAHOOCHEE | FL | 32324 |  | 7706898727 |  | INVESTOR | 30 | 28800 | 1 | 2018-02-26 | 2017-12-06 | NC01 | 50
1 | GADSDEN | NWD | calvinsdawkins@yahoo.com;sbrown8473@aol.com;gogogirl1191@aol.com;doc.mom52@gmail.com | 1204079 | COMMUNITY | NO TREATMENT--CONSECUTIVE SYSTEMS ONLY | N | N | ROSEDALE WATER ASSOCIATION | 303 AFRICAN STREET |  | CHATTAHOOCHEE | FL | 32324 |  | 8502844140 |  | CALVIN DAWKINS | CALVIN DAWKINS | 303 AFRICAN ST. |  | CHATTAHOOCHEE | FL | 32324 |  | 8502844140 |  | WATER ASSOCIATION | 370 | 0 | 148 | 2021-09-10 | 2020-11-05 | PC01 | 50
1 | GADSDEN | NWD | kirtan29patel@gmail.com | 1204080 | NONCOMMUNITY | CHLORINATION; AERATION FOR REMOVAL OF ANY SECONDARY CONTAMINANT, SULFIDE, OR ANY UNREGULATED CONTAMINANT; CORROSION CONTROL INHIBITOR ADDITION; HYPOCHLORINATION; IRON OR MANGANESE SEQUESTRATION; OR ULTRAVIOLET RADIATION. THE LEAD/CHIEF OPERATOR MUST BE CLASS D OR HIGHER. 50,000 GPD UP TO 0.25 MGD-STAFFING BY CLASS D OR HIGHER OPERATOR: 3 VISITS/WEEK ON NONCONSECUTIVE DAYS FOR A TOTAL OF 0.3 HOUR/WEEK. LESS THAN 50,000 GPD-STAFFING BY A CLASS D OR HIGHER OPERATOR: 2 VISITS/WEEK ON NONCONSECUTIVE DAYS FOR A TOTAL OF 0.2 HOUR/WEEK. THERE SHALL BE NO MORE THAN 5 DAYS BETWEEN THE LAST VISIT IN ONE WEEK AND THE FIRST VISIT IN THE NEXT WEEK. | N | Y | WAYSIDE CONVENIENCE STORE | 8549 FLORIDA GEORGIA HIGHWAY |  | HAVANA | FL | 32333 |  | 8505393161 |  | KIRTAN PATEL | KIRTAN PATEL | 8549 FLORIDA GEORGIA HIGHWAY |  | HAVANA | FL | 32333 |  | 6096767050 |  | INVESTOR | 25 | 1977 | 1 | 2017-09-18 | 2021-12-15 | NC01 | 50
1 | GADSDEN | NWD | sscull@dollargeneral.com;wconrad@mchsi.com | 1204081 | NONCOMMUNITY | CHLORINATION; AERATION FOR REMOVAL OF ANY SECONDARY CONTAMINANT, SULFIDE, OR ANY UNREGULATED CONTAMINANT; CORROSION CONTROL INHIBITOR ADDITION; HYPOCHLORINATION; IRON OR MANGANESE SEQUESTRATION; OR ULTRAVIOLET RADIATION. THE LEAD/CHIEF OPERATOR MUST BE CLASS D OR HIGHER. 50,000 GPD UP TO 0.25 MGD-STAFFING BY CLASS D OR HIGHER OPERATOR: 3 VISITS/WEEK ON NONCONSECUTIVE DAYS FOR A TOTAL OF 0.3 HOUR/WEEK. LESS THAN 50,000 GPD-STAFFING BY A CLASS D OR HIGHER OPERATOR: 2 VISITS/WEEK ON NONCONSECUTIVE DAYS FOR A TOTAL OF 0.2 HOUR/WEEK. THERE SHALL BE NO MORE THAN 5 DAYS BETWEEN THE LAST VISIT IN ONE WEEK AND THE FIRST VISIT IN THE NEXT WEEK. | N | Y | DOLLAR GENERAL- HAVANA | 1108 HIGHWAY 27 |  | HAVANA | FL | 32333 |  | 8506278884 |  | WAYNE CONRAD | KRISTIN ELLIOTT | 100 MISSION RIDGE |  | GOODLETTSVILLE | TN | 37072 |  | 6158555365 |  | INVESTOR | 25 | 0 | 1 |  | 2018-03-09 | NC01 | 50
1 | GADSDEN | NWD | BRAD.STUTZMAN@TRULIEVE.COM | 1204082 | NONTRANSIENT NONCOMMUNITY | MEMBRANE PROCESSES, INCLUDING ELECTRODIALYSIS, ELECTRODIALYSIS REVERSAL, MICROFILTRATION, ULTRAFILTRATION, NANOFILTRATION, AND REVERSE OSMOSIS. THE LEAD/CHIEF OPERATOR MUST BE CLASS C OR HIGHER. 0.5 MGD UP TO 1.0 MGD-STAFFING BY CLASS C OR HIGHER OPERATOR: 6 HOURS/DAY FOR 5 DAYS/WEEK AND ONE VISIT ON EACH WEEKEND DAY. 0.1 MGD UP TO 0.5 MGD-STAFFING BY CLASS C OR HIGHER OPERATOR: 3 HOURS/DAY FOR 5 DAYS/WEEK AND ONE VISIT ON EACH WEEKEND DAY. LESS THAN 0.1 MGD-STAFFING BY CLASS C OR HIGHER OPERATOR: 1 HOUR/DAY FOR 5 DAYS/WEEK AND ONE VISIT ON EACH WEEKEND DAY. | N | Y | TRULIEVE WATER SYSTEM | 6749 BEN BOSTICK ROAD |  | QUINCY | FL | 32351 |  | 4073048687 |  | BRAD STUTZMAN | TRULIEVE - GEORGE HACKNEY, INC. | 6749 BEN BOSTIC ROAD |  | QUINCY | FL | 32351 |  | 4073048687 |  | INVESTOR | 26 | 43200 | 1 |  | 2019-06-06 | NTNC | 100
1 | GULF | NWD | lmcclamma@psj.fl.gov;janderson@psj.fl.gov | 1230545 | COMMUNITY | MEMBRANE PROCESSES, INCLUDING ELECTRODIALYSIS, ELECTRODIALYSIS REVERSAL, MICROFILTRATION, ULTRAFILTRATION, NANOFILTRATION, AND REVERSE OSMOSIS 1.0 MGD UP TO 6.5 MGD. STAFFING BY CLASS C OR HIGHER OPERATOR: 16 HOURS/DAY FOR 7 DAYS/WEEK. THE LEAD/CHIEF OPERATOR MUST BE CLASS B OR HIGHER. | Y | Y | PORT ST. JOE, CITY OF | WATER PLANT ROAD (COUNTY ROAD 382) |  | PORT ST. JOE | FL | 32457 |  | 8502296395 |  | LARRY MCCLAMMA | JIM ANDERSON | PO BOX 278 |  | PORT ST JOE | FL | 32457 |  | 8502298261 | 113 | MUNICIPALITY | 13682 | 6000000 | 4189 | 2019-02-27 | 2020-06-03 | DC02 | 4000
1 | GULF | NWD | cityofwewa@fairpoint.net | 1230734 | COMMUNITY | CHLORINATION; AERATION FOR REMOVAL OF ANY SECONDARY CONTAMINANT, SULFIDE, OR ANY UNREGULATED CONTAMINANT; CORROSION CONTROL INHIBITOR ADDITION; HYPOCHLORINATION; IRON OR MANGANESE SEQUESTRATION; OR ULTRAVIOLET RADIATION. THE LEAD/CHIEF OPERATOR MUST BE CLASS C OR HIGHER. 5.0 MGD AND ABOVE-STAFFING BY CLASS C OR HIGHER OPERATOR: 6 HOURS/DAY FOR 5 DAYS/WEEK AND ONE VISIT ON EACH WEEKEND DAY. 3.0 MGD UP TO 5.0 MGD-STAFFING BY CLASS C OR HIGHER OPERATOR: 1 HOUR/DAY FOR 5 DAYS/WEEK AND ONE VISIT ON EACH WEEKEND DAY. 0.25 MGD UP TO 3.0 MGD-STAFFING BY CLASS C OR HIGHER OPERATOR: 5 VISITS/WEEK AND ONE VISIT EACH WEEKEND FOR A TOTAL OF 0.6 HOUR/WEEK. | N | Y | WEWAHITCHKA, CITY OF | 402 EAST LAKE GROVE ROAD |  | WEWAHITCHKA | FL | 32465 |  | 8506392605 |  | MICHAEL GORTMAN | MICHAEL GORTMAN | PO BOX 966 |  | WEWAHITCHKA | FL | 32465 |  | 8506392605 |  | MUNICIPALITY | 1997 | 1440000 | 1068 | 2020-03-20 | 2021-12-06 | DC03 | 2000
1 | GULF | NWD | mpope@gulfcounty-fl.gov; dbulter@gulfcounty-fl.gov | 1230848 | COMMUNITY | AERATION FOR REMOVAL OF ANY PRIMARY CONTAMINANT; ALKALINITY/PH ADJUSTMENT; CHLORAMIN ATION; CHLORINE DIOXIDE FOR OXIDATION OR DISINFECTION; FLUORIDATION; ION EXCHANGE FOR REMOVAL OF ANY SECONDARY CONTAMINANT, SULFIDE, OR ANY UNREGULATED CONTAMINANT; OR OZONATION. THE LEAD/CHIEF OPERATOR MUST BE CLASS C OR HIGHER. 5.0 MGD UP TO 10 MGD-STAFFING BY CLASS C OR HIGHER OPERATOR: 6 HOURS/DAY FOR 5 DAYS/WEEK AND ONE VISIT ON EACH WEEKEND DAY. 3.0 MGD UP TO 5.0 MGD-STAFFING BY CLASS C OR HIGHER OPERATOR: 3 HOURS/DAY FOR 5 DAYS/WEEK AND ONE VISIT ON EACH WEEKEND DAY. 1.0 MGD UP TO 3.0 MGD-STAFFING BY CLASS C OR HIGHER OPERATOR: 1 HOUR/DAY FOR 5 DAYS/WEEK AND ONE VISIT ON EACH WEEKEND DAY. 0.1 MGD UP TO 1.0 MGD-STAFFING BY CLASS C OR HIGHER OPERATOR: 5 VISITS/WEEK AND ONE VISIT EACH WEEKEND FOR A TOTAL OF 1.2 HOURS/WEEK. | N | Y | GULF COUNTY WATER DEPT. (LIGHTHOUSE) | 1000 CECIL G. COSTIN, SR. BLVD. |  | PORT ST. JOE | FL | 32456 |  | 8502278971 |  | MATTHEW POPE | DON BUTLER | 1000 CECIL G. COSTIN SR. BLVD. |  | PORT ST. JOE | FL | 32456 |  | 8502278971 |  | INVESTOR | 5257 | 1224000 | 2103 | 2013-02-26 | 2021-07-01 | DC03 | 2000
1 | GULF | NWD | info@indianpasscamp.com;wwalker787@aol.com | 1230909 | NONCOMMUNITY | CHLORINATION; AERATION FOR REMOVAL OF ANY SECONDARY CONTAMINANT, SULFIDE, OR ANY UNREGULATED CONTAMINANT; CORROSION CONTROL INHIBITOR ADDITION; HYPOCHLORINATION; IRON OR MANGANESE SEQUESTRATION; OR ULTRAVIOLET RADIATION. THE LEAD/CHIEF OPERATOR MUST BE CLASS D OR HIGHER. 50,000 GPD UP TO 0.25 MGD-STAFFING BY CLASS D OR HIGHER OPERATOR: 3 VISITS/WEEK ON NONCONSECUTIVE DAYS FOR A TOTAL OF 0.3 HOUR/WEEK. LESS THAN 50,000 GPD-STAFFING BY A CLASS D OR HIGHER OPERATOR: 2 VISITS/WEEK ON NONCONSECUTIVE DAYS FOR A TOTAL OF 0.2 HOUR/WEEK. THERE SHALL BE NO MORE THAN 5 DAYS BETWEEN THE LAST VISIT IN ONE WEEK AND THE FIRST VISIT IN THE NEXT WEEK. | N | Y | INDIAN PASS CAMPGROUND | 2817 INDIAN PASS ROAD |  | PORT ST. JOE | FL | 32456 |  | 8502277203 |  | BILL WALKER | BILL WALKER | 2171 GLENCOE ROAD |  | WINTER PARK | FL | 32789 | 6034 | 4074962627 |  | INVESTOR | 25 | 36000 | 34 | 2019-03-28 | 2019-03-05 | NC01 | 50
1 | GULF | NWD | andres.kraul@fdc.myflorida.com;thomas.fox@fdc.myflorida.com | 1234011 | COMMUNITY | CHLORINATION; AERATION FOR REMOVAL OF ANY SECONDARY CONTAMINANT, SULFIDE, OR ANY UNREGULATED CONTAMINANT; CORROSION CONTROL INHIBITOR ADDITION; HYPOCHLORINATION; IRON OR MANGANESE SEQUESTRATION; OR ULTRAVIOLET RADIATION. THE LEAD/CHIEF OPERATOR MUST BE CLASS C OR HIGHER. 5.0 MGD AND ABOVE-STAFFING BY CLASS C OR HIGHER OPERATOR: 6 HOURS/DAY FOR 5 DAYS/WEEK AND ONE VISIT ON EACH WEEKEND DAY. 3.0 MGD UP TO 5.0 MGD-STAFFING BY CLASS C OR HIGHER OPERATOR: 1 HOUR/DAY FOR 5 DAYS/WEEK AND ONE VISIT ON EACH WEEKEND DAY. 0.25 MGD UP TO 3.0 MGD-STAFFING BY CLASS C OR HIGHER OPERATOR: 5 VISITS/WEEK AND ONE VISIT EACH WEEKEND FOR A TOTAL OF 0.6 HOUR/WEEK. | N | Y | GULF FORESTRY WORK CAMP | 3222 DOC WHITFIELD ROAD |  | WEWAHITCHKA | FL | 32465 |  | 8508277412 |  | MICHAEL WAHLQUIST | ANDRES KRAUL | 501 SOUTH CALHOUN ST. |  | TALLAHASSEE | FL | 32399 | 2500 | 8507173926 |  | STATE | 300 | 396000 | 9 | 2020-02-25 | 2020-02-12 | DC04 | 1000
1 | GULF | NWD | PAGERONDA@YAHOO.COM | 1234012 | NONCOMMUNITY | CHLORINATION; AERATION FOR REMOVAL OF ANY SECONDARY CONTAMINANT, SULFIDE, OR ANY UNREGULATED CONTAMINANT; CORROSION CONTROL INHIBITOR ADDITION; HYPOCHLORINATION; IRON OR MANGANESE SEQUESTRATION; OR ULTRAVIOLET RADIATION. THE LEAD/CHIEF OPERATOR MUST BE CLASS D OR HIGHER. 50,000 GPD UP TO 0.25 MGD-STAFFING BY CLASS D OR HIGHER OPERATOR: 3 VISITS/WEEK ON NONCONSECUTIVE DAYS FOR A TOTAL OF 0.3 HOUR/WEEK. LESS THAN 50,000 GPD-STAFFING BY A CLASS D OR HIGHER OPERATOR: 2 VISITS/WEEK ON NONCONSECUTIVE DAYS FOR A TOTAL OF 0.2 HOUR/WEEK. THERE SHALL BE NO MORE THAN 5 DAYS BETWEEN THE LAST VISIT IN ONE WEEK AND THE FIRST VISIT IN THE NEXT WEEK. | N | Y | BRYANT'S LANDING | P. O. BOX 486 | 800 BRYANT'S LANDING RD. (OFF C.R. 381) | WEWAHITCHKA | FL | 32465 |  | 8506280997 |  | JOHN NEWGARDEN | JOHN NEWGARDEN | PO BOX 486 |  | WEWAHITCHKA | FL | 32465 |  | 8506280997 |  | INVESTOR | 25 | 57600 | 45 | 2013-12-30 | 2019-02-11 | NC01 | 50
1 | GULF | NWD | andes.kraul@fdc.myflorida.com;claude.raley@fdc.myflorida.com;thomas.fox@fdc.myflorida.com | 1234013 | COMMUNITY | CHLORINATION; AERATION FOR REMOVAL OF ANY SECONDARY CONTAMINANT, SULFIDE, OR ANY UNREGULATED CONTAMINANT; CORROSION CONTROL INHIBITOR ADDITION; HYPOCHLORINATION; IRON OR MANGANESE SEQUESTRATION; OR ULTRAVIOLET RADIATION. THE LEAD/CHIEF OPERATOR MUST BE CLASS C OR HIGHER. 5.0 MGD AND ABOVE-STAFFING BY CLASS C OR HIGHER OPERATOR: 6 HOURS/DAY FOR 5 DAYS/WEEK AND ONE VISIT ON EACH WEEKEND DAY. 3.0 MGD UP TO 5.0 MGD-STAFFING BY CLASS C OR HIGHER OPERATOR: 1 HOUR/DAY FOR 5 DAYS/WEEK AND ONE VISIT ON EACH WEEKEND DAY. 0.25 MGD UP TO 3.0 MGD-STAFFING BY CLASS C OR HIGHER OPERATOR: 5 VISITS/WEEK AND ONE VISIT EACH WEEKEND FOR A TOTAL OF 0.6 HOUR/WEEK. | N | Y | GULF CORRECTIONAL INSTITUTION | 500 IKE STEELE ROAD |  | WEWAHITCHKA | FL | 32465 |  | 8502278142 |  | MICHAEL WALQUIST | ANDRES KRAUL | 501 SOUTH CALHOUN ST. |  | TALLAHASSEE | FL | 32399 | 2500 | 8507173926 |  | INVESTOR/LICENSED PUBLIC UTILITIES | 1000 | 1848960 | 11 | 2020-02-27 | 2020-02-12 | DC03 | 2000
1 | GULF | NWD | TARIQ_19712002@YAHOO.COM;MICHAEL.WAHLQUIST@GMAIL.COM | 1234021 | NONCOMMUNITY | CHLORINATION; AERATION FOR REMOVAL OF ANY SECONDARY CONTAMINANT, SULFIDE, OR ANY UNREGULATED CONTAMINANT; CORROSION CONTROL INHIBITOR ADDITION; HYPOCHLORINATION; IRON OR MANGANESE SEQUESTRATION; OR ULTRAVIOLET RADIATION. THE LEAD/CHIEF OPERATOR MUST BE CLASS D OR HIGHER. 50,000 GPD UP TO 0.25 MGD-STAFFING BY CLASS D OR HIGHER OPERATOR: 3 VISITS/WEEK ON NONCONSECUTIVE DAYS FOR A TOTAL OF 0.3 HOUR/WEEK. LESS THAN 50,000 GPD-STAFFING BY A CLASS D OR HIGHER OPERATOR: 2 VISITS/WEEK ON NONCONSECUTIVE DAYS FOR A TOTAL OF 0.2 HOUR/WEEK. THERE SHALL BE NO MORE THAN 5 DAYS BETWEEN THE LAST VISIT IN ONE WEEK AND THE FIRST VISIT IN THE NEXT WEEK. | N | Y | CREEK STOP & DELI | 3050 HWY 71 |  | WEWAHITCHKA | FL | 32465 |  | 8506392400 |  | TY RAWASHDEH | METHQAL ELKHATEEB | CREEK STOP & DELI | 3050 N. HIGHWAY 71 | WEWAHITCHKA | FL | 32465 |  | 8502520231 |  | INVESTOR | 25 | 25920 | 1 | 2019-03-25 | 2019-02-11 | NC01 | 50
1 | GULF | NWD | CMERED519@GMAIL.COM; | 1234024 | NONCOMMUNITY | CHLORINATION; AERATION FOR REMOVAL OF ANY SECONDARY CONTAMINANT, SULFIDE, OR ANY UNREGULATED CONTAMINANT; CORROSION CONTROL INHIBITOR ADDITION; HYPOCHLORINATION; IRON OR MANGANESE SEQUESTRATION; OR ULTRAVIOLET RADIATION. THE LEAD/CHIEF OPERATOR MUST BE CLASS D OR HIGHER. 50,000 GPD UP TO 0.25 MGD-STAFFING BY CLASS D OR HIGHER OPERATOR: 3 VISITS/WEEK ON NONCONSECUTIVE DAYS FOR A TOTAL OF 0.3 HOUR/WEEK. LESS THAN 50,000 GPD-STAFFING BY A CLASS D OR HIGHER OPERATOR: 2 VISITS/WEEK ON NONCONSECUTIVE DAYS FOR A TOTAL OF 0.2 HOUR/WEEK. THERE SHALL BE NO MORE THAN 5 DAYS BETWEEN THE LAST VISIT IN ONE WEEK AND THE FIRST VISIT IN THE NEXT WEEK. | N | Y | DALKEITH RECREATION PARK | HWY 381 AT FIELDCREST LANE |  | WEWAHITCHKA | FL | 32465 |  | 8502490641 |  | CHERYL MEREDITH | GREGORY "DAN" MEREDITH | 122 FIELDCREST LANE |  | WEWAHITCHKA | FL | 32465 |  | 8504417782 |  | INVESTOR | 25 | 43200 | 25 |  | 2019-02-11 | NC01 | 50
1 | HOLMES | NWD | brian.morgan@hdsb.org; BBJ4671@gmail.com | 1300066 | NONTRANSIENT NONCOMMUNITY | CHLORINATION; AERATION FOR REMOVAL OF ANY SECONDARY CONTAMINANT, SULFIDE, OR ANY UNREGULATED CONTAMINANT; CORROSION CONTROL INHIBITOR ADDITION; HYPOCHLORINATION; IRON OR MANGANESE SEQUESTRATION; OR ULTRAVIOLET RADIATION. THE LEAD/CHIEF OPERATOR MUST BE CLASS D OR HIGHER. 50,000 GPD UP TO 0.25 MGD-STAFFING BY CLASS D OR HIGHER OPERATOR: 3 VISITS/WEEK ON NONCONSECUTIVE DAYS FOR A TOTAL OF 0.3 HOUR/WEEK. LESS THAN 50,000 GPD-STAFFING BY A CLASS D OR HIGHER OPERATOR: 2 VISITS/WEEK ON NONCONSECUTIVE DAYS FOR A TOTAL OF 0.2 HOUR/WEEK. THERE SHALL BE NO MORE THAN 5 DAYS BETWEEN THE LAST VISIT IN ONE WEEK AND THE FIRST VISIT IN THE NEXT WEEK. | N | Y | BETHLEHEM HIGH SCHOOL | 2767 HIGHWAY 160 |  | BONIFAY | FL | 32425 |  | 8505473621 |  | BOB JOHNSON | BRIAN MORGAN | 701 E. PENNSYLVANIA AVE. |  | BONIFAY | FL | 32425 |  | 8505479341 | 1261 | COUNTY | 491 | 72000 | 3 | 2019-10-03 | 2019-04-16 | NTNC | 100
1 | HOLMES | NWD | bonifaypublicworks@embarqmail.com | 1300083 | COMMUNITY | CHLORINATION; AERATION FOR REMOVAL OF ANY SECONDARY CONTAMINANT, SULFIDE, OR ANY UNREGULATED CONTAMINANT; CORROSION CONTROL INHIBITOR ADDITION; HYPOCHLORINATION; IRON OR MANGANESE SEQUESTRATION; OR ULTRAVIOLET RADIATION. THE LEAD/CHIEF OPERATOR MUST BE CLASS C OR HIGHER. 5.0 MGD AND ABOVE-STAFFING BY CLASS C OR HIGHER OPERATOR: 6 HOURS/DAY FOR 5 DAYS/WEEK AND ONE VISIT ON EACH WEEKEND DAY. 3.0 MGD UP TO 5.0 MGD-STAFFING BY CLASS C OR HIGHER OPERATOR: 1 HOUR/DAY FOR 5 DAYS/WEEK AND ONE VISIT ON EACH WEEKEND DAY. 0.25 MGD UP TO 3.0 MGD-STAFFING BY CLASS C OR HIGHER OPERATOR: 5 VISITS/WEEK AND ONE VISIT EACH WEEKEND FOR A TOTAL OF 0.6 HOUR/WEEK. | N | Y | BONIFAY, CITY OF W/S | 611 MARTIN LUTHER KING JR AVE |  | BONIFAY | FL | 32425 |  | 3347905970 |  | MATT PERRY | JAMES E SIMS, JR. | 301 J. HARVEY ETHERIDGE ST. |  | BONIFAY | FL | 32425 |  | 8505472701 |  | MUNICIPALITY | 2759 | 3600000 | 1740 | 2019-03-25 | 2021-07-20 | DC03 | 2000
1 | HOLMES | NWD | trendell@uswatercorp.net;spurviance@uswatercorp.net; gweekley@uswatercorp.net | 1300214 | COMMUNITY | CHLORINATION; AERATION FOR REMOVAL OF ANY SECONDARY CONTAMINANT, SULFIDE, OR ANY UNREGULATED CONTAMINANT; CORROSION CONTROL INHIBITOR ADDITION; HYPOCHLORINATION; IRON OR MANGANESE SEQUESTRATION; OR ULTRAVIOLET RADIATION. THE LEAD/CHIEF OPERATOR MUST BE CLASS D OR HIGHER. 50,000 GPD UP TO 0.25 MGD-STAFFING BY CLASS D OR HIGHER OPERATOR: 3 VISITS/WEEK ON NONCONSECUTIVE DAYS FOR A TOTAL OF 0.3 HOUR/WEEK. LESS THAN 50,000 GPD-STAFFING BY A CLASS D OR HIGHER OPERATOR: 2 VISITS/WEEK ON NONCONSECUTIVE DAYS FOR A TOTAL OF 0.2 HOUR/WEEK. THERE SHALL BE NO MORE THAN 5 DAYS BETWEEN THE LAST VISIT IN ONE WEEK AND THE FIRST VISIT IN THE NEXT WEEK. | N | Y | JOYCE E. SNARE WATER WORKS | 2648 SHERWOOD DRIVE |  | BONIFAY | FL | 32425 |  | 7279191548 |  | TROY RENDELL | SHARON PURVIANCE | 4939 CROSS BAYOU BLVD. |  | NEW PORT RICHEY | FL | 34652 | 3434 | 7279191548 |  | INVESTOR | 312 | 208800 | 89 | 2021-01-04 | 2020-11-18 | DC05 | 500
1 | HOLMES | NWD | Estotownclerk@gmail.com;austinu812@gmail.com | 1300247 | COMMUNITY | CHLORINATION; AERATION FOR REMOVAL OF ANY SECONDARY CONTAMINANT, SULFIDE, OR ANY UNREGULATED CONTAMINANT; CORROSION CONTROL INHIBITOR ADDITION; HYPOCHLORINATION; IRON OR MANGANESE SEQUESTRATION; OR ULTRAVIOLET RADIATION. THE LEAD/CHIEF OPERATOR MUST BE CLASS C OR HIGHER. 5.0 MGD AND ABOVE-STAFFING BY CLASS C OR HIGHER OPERATOR: 6 HOURS/DAY FOR 5 DAYS/WEEK AND ONE VISIT ON EACH WEEKEND DAY. 3.0 MGD UP TO 5.0 MGD-STAFFING BY CLASS C OR HIGHER OPERATOR: 1 HOUR/DAY FOR 5 DAYS/WEEK AND ONE VISIT ON EACH WEEKEND DAY. 0.25 MGD UP TO 3.0 MGD-STAFFING BY CLASS C OR HIGHER OPERATOR: 5 VISITS/WEEK AND ONE VISIT EACH WEEKEND FOR A TOTAL OF 0.6 HOUR/WEEK. | N | Y | ESTO, TOWN OF | CITY HALL HWY. 79 |  | BONIFAY | FL | 32425 |  | 8502636521 |  | BILLY MARTIN | [9 empty] | MUNICIPALITY | 400 | 720000 | 154 | 2020-08-12 | 2019-06-26 | DC04 | 1000
1 | HOLMES | NWD | townofnoma@live.com;tmperformance1@yahoo.com | 1300498 | COMMUNITY | CHLORINATION; AERATION FOR REMOVAL OF ANY SECONDARY CONTAMINANT, SULFIDE, OR ANY UNREGULATED CONTAMINANT; CORROSION CONTROL INHIBITOR ADDITION; HYPOCHLORINATION; IRON OR MANGANESE SEQUESTRATION; OR ULTRAVIOLET RADIATION. THE LEAD/CHIEF OPERATOR MUST BE CLASS D OR HIGHER. 50,000 GPD UP TO 0.25 MGD-STAFFING BY CLASS D OR HIGHER OPERATOR: 3 VISITS/WEEK ON NONCONSECUTIVE DAYS FOR A TOTAL OF 0.3 HOUR/WEEK. LESS THAN 50,000 GPD-STAFFING BY A CLASS D OR HIGHER OPERATOR: 2 VISITS/WEEK ON NONCONSECUTIVE DAYS FOR A TOTAL OF 0.2 HOUR/WEEK. THERE SHALL BE NO MORE THAN 5 DAYS BETWEEN THE LAST VISIT IN ONE WEEK AND THE FIRST VISIT IN THE NEXT WEEK. | N | Y | NOMA WATER WORKS | COMMUNITY CENTER - HWY 175 NORTH | 3467 SKIPPER AVENUE | BONIFAY | FL | 32425 |  | 8502633449 |  | MATT PERRY | PATRICIA COCHRAN | 3467 SKIPPER AVE. |  | BONIFAY | FL | 32425 |  | 8502633449 |  | MUNICIPALITY | 242 | 244800 | 97 | 2016-09-22 | 2019-06-26 | DC051 | 100
1 | HOLMES | NWD | brian.morgan@hdsb.org; BBJ4671@gmail.com | 1300544 | NONTRANSIENT NONCOMMUNITY | CHLORINATION; AERATION FOR REMOVAL OF ANY SECONDARY CONTAMINANT, SULFIDE, OR ANY UNREGULATED CONTAMINANT; CORROSION CONTROL INHIBITOR ADDITION; HYPOCHLORINATION; IRON OR MANGANESE SEQUESTRATION; OR ULTRAVIOLET RADIATION. THE LEAD/CHIEF OPERATOR MUST BE CLASS C OR HIGHER. 5.0 MGD AND ABOVE-STAFFING BY CLASS C OR HIGHER OPERATOR: 6 HOURS/DAY FOR 5 DAYS/WEEK AND ONE VISIT ON EACH WEEKEND DAY. 3.0 MGD UP TO 5.0 MGD-STAFFING BY CLASS C OR HIGHER OPERATOR: 1 HOUR/DAY FOR 5 DAYS/WEEK AND ONE VISIT ON EACH WEEKEND DAY. 0.25 MGD UP TO 3.0 MGD-STAFFING BY CLASS C OR HIGHER OPERATOR: 5 VISITS/WEEK AND ONE VISIT EACH WEEKEND FOR A TOTAL OF 0.6 HOUR/WEEK. | N | Y | POPLAR SPRINGS HIGH SCHOOL | 3710 TILLMAN ROAD |  | GRACEVILLE | FL | 32440 |  | 8502636260 |  | BOB JOHNSON | BRIAN MORGAN | 701 E. PENNSYLVANIA AVE. |  | BONIFAY | FL | 32425 |  | 8505479341 | 1261 | COUNTY | 400 | 504000 | 3 | 2019-10-30 | 2021-10-14 | NTNC | 100
1 | HOLMES | NWD | k1lewis@bop.gov | 1302003 | NONCOMMUNITY | CHLORINATION; AERATION FOR REMOVAL OF ANY SECONDARY CONTAMINANT, SULFIDE, OR ANY UNREGULATED CONTAMINANT; CORROSION CONTROL INHIBITOR ADDITION; HYPOCHLORINATION; IRON OR MANGANESE SEQUESTRATION; OR ULTRAVIOLET RADIATION. THE LEAD/CHIEF OPERATOR MUST BE CLASS D OR HIGHER. 50,000 GPD UP TO 0.25 MGD-STAFFING BY CLASS D OR HIGHER OPERATOR: 3 VISITS/WEEK ON NONCONSECUTIVE DAYS FOR A TOTAL OF 0.3 HOUR/WEEK. LESS THAN 50,000 GPD-STAFFING BY A CLASS D OR HIGHER OPERATOR: 2 VISITS/WEEK ON NONCONSECUTIVE DAYS FOR A TOTAL OF 0.2 HOUR/WEEK. THERE SHALL BE NO MORE THAN 5 DAYS BETWEEN THE LAST VISIT IN ONE WEEK AND THE FIRST VISIT IN THE NEXT WEEK. | N | Y | SHAWN'S GROCERY | 1296 HIGHWAY 179 | AKA WATSONS COUNTRY CORNER | BONIFAY | FL | 32425 |  | 8509562725 |  | SHAWN LEWIS | KENNY LEWIS | 1296 HIGHWAY 179 |  | BONIFAY | FL | 32425 |  | 8509562725 |  | OTHER | 100 | 11520 | 2 | 2013-05-16 | 2020-02-18 | NC01 | 50
1 | HOLMES | NWD | ANSHJLLC@GMAIL.COM | 1302005 | NONCOMMUNITY | CHLORINATION; AERATION FOR REMOVAL OF ANY SECONDARY CONTAMINANT, SULFIDE, OR ANY UNREGULATED CONTAMINANT; CORROSION CONTROL INHIBITOR ADDITION; HYPOCHLORINATION; IRON OR MANGANESE SEQUESTRATION; OR ULTRAVIOLET RADIATION. THE LEAD/CHIEF OPERATOR MUST BE CLASS D OR HIGHER. 50,000 GPD UP TO 0.25 MGD-STAFFING BY CLASS D OR HIGHER OPERATOR: 3 VISITS/WEEK ON NONCONSECUTIVE DAYS FOR A TOTAL OF 0.3 HOUR/WEEK. LESS THAN 50,000 GPD-STAFFING BY A CLASS D OR HIGHER OPERATOR: 2 VISITS/WEEK ON NONCONSECUTIVE DAYS FOR A TOTAL OF 0.2 HOUR/WEEK. THERE SHALL BE NO MORE THAN 5 DAYS BETWEEN THE LAST VISIT IN ONE WEEK AND THE FIRST VISIT IN THE NEXT WEEK. | N | Y | M & M GENERAL STORE | 1574 HWY 185 |  | WESTVILLE | FL | 32464 |  | 8508497216 |  | MIKE AND MONALIBEN S PATEL | MIKE AND MONALIBEN S PATEL | 1574 HWY 185 |  | WESTVILLE | FL | 32464 |  | 8508497216 |  | INVESTOR | 25 | 11520 | 2 | 2020-01-30 | 2019-11-14 | NC01 | 50
1 | HOLMES | NWD | bonifaypublicworks@embarqmail.com; angelea.williams@teenchallenge.cc | 1302006 | COMMUNITY | CHLORINATION; AERATION FOR REMOVAL OF ANY SECONDARY CONTAMINANT, SULFIDE, OR ANY UNREGULATED CONTAMINANT; CORROSION CONTROL INHIBITOR ADDITION; HYPOCHLORINATION; IRON OR MANGANESE SEQUESTRATION; OR ULTRAVIOLET RADIATION. THE LEAD/CHIEF OPERATOR MUST BE CLASS D OR HIGHER. 50,000 GPD UP TO 0.25 MGD-STAFFING BY CLASS D OR HIGHER OPERATOR: 3 VISITS/WEEK ON NONCONSECUTIVE DAYS FOR A TOTAL OF 0.3 HOUR/WEEK. LESS THAN 50,000 GPD-STAFFING BY A CLASS D OR HIGHER OPERATOR: 2 VISITS/WEEK ON NONCONSECUTIVE DAYS FOR A TOTAL OF 0.2 HOUR/WEEK. THERE SHALL BE NO MORE THAN 5 DAYS BETWEEN THE LAST VISIT IN ONE WEEK AND THE FIRST VISIT IN THE NEXT WEEK. | N | Y | TEEN CHALLENGE WEST FLORIDA | 1213 HOPE LANE |  | BONIFAY | FL | 32425 |  | 8505479011 |  | ADAM YATES | TONY HENDERSON | 1213 HOPE LANE |  | BONIFAY | FL | 32425 |  | 8505479011 |  | OTHER | 77 | 100000 | 5 | 2015-04-01 | 2021-03-10 | DC051 | 100
1 | HOLMES | NWD | townofwestville@gmail.com | 1304033 | COMMUNITY | CHLORINATION; AERATION FOR REMOVAL OF ANY SECONDARY CONTAMINANT, SULFIDE, OR ANY UNREGULATED CONTAMINANT; CORROSION CONTROL INHIBITOR ADDITION; HYPOCHLORINATION; IRON OR MANGANESE SEQUESTRATION; OR ULTRAVIOLET RADIATION. THE LEAD/CHIEF OPERATOR MUST BE CLASS C OR HIGHER. 5.0 MGD AND ABOVE-STAFFING BY CLASS C OR HIGHER OPERATOR: 6 HOURS/DAY FOR 5 DAYS/WEEK AND ONE VISIT ON EACH WEEKEND DAY. 3.0 MGD UP TO 5.0 MGD-STAFFING BY CLASS C OR HIGHER OPERATOR: 1 HOUR/DAY FOR 5 DAYS/WEEK AND ONE VISIT ON EACH WEEKEND DAY. 0.25 MGD UP TO 3.0 MGD-STAFFING BY CLASS C OR HIGHER OPERATOR: 5 VISITS/WEEK AND ONE VISIT EACH WEEKEND FOR A TOTAL OF 0.6 HOUR/WEEK. | N | Y | WESTVILLE, TOWN OF | 2523 NORTH PINE STREET | P.O.BOX 123 | WESTVILLE | FL | 23464 |  | 8505485858 |  | BOB JOHNSON | STEVE HERRINGTON | P.O.BOX 123 |  | WESTVILLE | FL | 32464 |  | 8505485858 |  | MUNICIPALITY | 298 | 720000 | 137 | 2020-12-22 | 2020-11-18 | DC04 | 1000
1 | HOLMES | NWD | townpdl@gmail.com | 1304034 | COMMUNITY | CHLORINATION; AERATION FOR REMOVAL OF ANY SECONDARY CONTAMINANT, SULFIDE, OR ANY UNREGULATED CONTAMINANT; CORROSION CONTROL INHIBITOR ADDITION; HYPOCHLORINATION; IRON OR MANGANESE SEQUESTRATION; OR ULTRAVIOLET RADIATION. THE LEAD/CHIEF OPERATOR MUST BE CLASS C OR HIGHER. 5.0 MGD AND ABOVE-STAFFING BY CLASS C OR HIGHER OPERATOR: 6 HOURS/DAY FOR 5 DAYS/WEEK AND ONE VISIT ON EACH WEEKEND DAY. 3.0 MGD UP TO 5.0 MGD-STAFFING BY CLASS C OR HIGHER OPERATOR: 1 HOUR/DAY FOR 5 DAYS/WEEK AND ONE VISIT ON EACH WEEKEND DAY. 0.25 MGD UP TO 3.0 MGD-STAFFING BY CLASS C OR HIGHER OPERATOR: 5 VISITS/WEEK AND ONE VISIT EACH WEEKEND FOR A TOTAL OF 0.6 HOUR/WEEK. | N | Y | PONCE DE LEON, TOWN OF | 1580 HIGHWAY 90 (TOWN HALL) |  | PONCE DE LEON | FL | 32455 |  | 8508364361 |  | STEWART DUNCAN | SHANE BUSBY | P.O. BOX 214 |  | PONCE DE LEON | FL | 32455 |  | 8508364361 |  | MUNICIPALITY | 850 | 864000 | 287 | 2018-08-22 | 2021-06-10 | DC04 | 1000
1 | HOLMES | NWD | daryldockery1234@gmail.com | 1304036 | NONCOMMUNITY | CHLORINATION; AERATION FOR REMOVAL OF ANY SECONDARY CONTAMINANT, SULFIDE, OR ANY UNREGULATED CONTAMINANT; CORROSION CONTROL INHIBITOR ADDITION; HYPOCHLORINATION; IRON OR MANGANESE SEQUESTRATION; OR ULTRAVIOLET RADIATION. THE LEAD/CHIEF OPERATOR MUST BE CLASS D OR HIGHER. 50,000 GPD UP TO 0.25 MGD-STAFFING BY CLASS D OR HIGHER OPERATOR: 3 VISITS/WEEK ON NONCONSECUTIVE DAYS FOR A TOTAL OF 0.3 HOUR/WEEK. LESS THAN 50,000 GPD-STAFFING BY A CLASS D OR HIGHER OPERATOR: 2 VISITS/WEEK ON NONCONSECUTIVE DAYS FOR A TOTAL OF 0.2 HOUR/WEEK. THERE SHALL BE NO MORE THAN 5 DAYS BETWEEN THE LAST VISIT IN ONE WEEK AND THE FIRST VISIT IN THE NEXT WEEK. | N | Y | VORTEX SPRING (MAIN) | 1517 VORTEX SPRING LANE |  | PONCE DE LEON | FL | 32455 |  | 8508364979 |  | DARYL DOCKERY | DARYL AND ANGELA DOCKERY | 1517 VORTEX SPRING LANE |  | PONCE DE LEON | FL | 32455 |  | 8502590526 |  | INVESTOR | 88 | 36000 | 25 | 2017-04-20 | 2021-11-10 | NC01 | 50
1 | HOLMES | NWD | daryldockery1234@gmail.com | 1304037 | NONCOMMUNITY | CHLORINATION; AERATION FOR REMOVAL OF ANY SECONDARY CONTAMINANT, SULFIDE, OR ANY UNREGULATED CONTAMINANT; CORROSION CONTROL INHIBITOR ADDITION; HYPOCHLORINATION; IRON OR MANGANESE SEQUESTRATION; OR ULTRAVIOLET RADIATION. THE LEAD/CHIEF OPERATOR MUST BE CLASS D OR HIGHER. 50,000 GPD UP TO 0.25 MGD-STAFFING BY CLASS D OR HIGHER OPERATOR: 3 VISITS/WEEK ON NONCONSECUTIVE DAYS FOR A TOTAL OF 0.3 HOUR/WEEK. LESS THAN 50,000 GPD-STAFFING BY A CLASS D OR HIGHER OPERATOR: 2 VISITS/WEEK ON NONCONSECUTIVE DAYS FOR A TOTAL OF 0.2 HOUR/WEEK. THERE SHALL BE NO MORE THAN 5 DAYS BETWEEN THE LAST VISIT IN ONE WEEK AND THE FIRST VISIT IN THE NEXT WEEK. | N | Y | VORTEX SPRINGS (OTTER CREEK LODGE) | 1517 VORTEX SPRINGS LN |  | PONCE DE LEON | FL | 32455 |  | 8504199593 |  | DARYL DOCKERY | DARYL & ANGELA DOCKERY | 1517 VORTEX SPRING LANE |  | PONCE DE LEON | FL | 32455 |  | 8502590526 |  | INVESTOR | 25 | 21600 | 1 | 2015-09-04 | 2021-11-10 | NC01 | 50
1 | HOLMES | NWD | pastor.ogpm@ymail.com | 1304043 | NONCOMMUNITY | CHLORINATION; AERATION FOR REMOVAL OF ANY SECONDARY CONTAMINANT, SULFIDE, OR ANY UNREGULATED CONTAMINANT; CORROSION CONTROL INHIBITOR ADDITION; HYPOCHLORINATION; IRON OR MANGANESE SEQUESTRATION; OR ULTRAVIOLET RADIATION. THE LEAD/CHIEF OPERATOR MUST BE CLASS D OR HIGHER. 50,000 GPD UP TO 0.25 MGD-STAFFING BY CLASS D OR HIGHER OPERATOR: 3 VISITS/WEEK ON NONCONSECUTIVE DAYS FOR A TOTAL OF 0.3 HOUR/WEEK. LESS THAN 50,000 GPD-STAFFING BY A CLASS D OR HIGHER OPERATOR: 2 VISITS/WEEK ON NONCONSECUTIVE DAYS FOR A TOTAL OF 0.2 HOUR/WEEK. THERE SHALL BE NO MORE THAN 5 DAYS BETWEEN THE LAST VISIT IN ONE WEEK AND THE FIRST VISIT IN THE NEXT WEEK. | N | Y | OAK GROVE PENTECOSTAL MINISTRIES | 1131 HWY 179 |  | BONIFAY | FL | 32425 |  | 8509564339 |  | TRACY HOBBS | REV. TRACY HOBBS | PO BOX 1042 | 1131 HWY 179 | BONIFAY | FL | 32425 |  | 8509564339 |  | OTHER | 70 | 14400 | 1 | 2010-11-12 | 2019-09-06 | NC01 | 50
1 | HOLMES | NWD | eric@gullysprings.org;jeff@gullysprings.org | 1304044 | NONCOMMUNITY | CHLORINATION; AERATION FOR REMOVAL OF ANY SECONDARY CONTAMINANT, SULFIDE, OR ANY UNREGULATED CONTAMINANT; CORROSION CONTROL INHIBITOR ADDITION; HYPOCHLORINATION; IRON OR MANGANESE SEQUESTRATION; OR ULTRAVIOLET RADIATION. THE LEAD/CHIEF OPERATOR MUST BE CLASS D OR HIGHER. 50,000 GPD UP TO 0.25 MGD-STAFFING BY CLASS D OR HIGHER OPERATOR: 3 VISITS/WEEK ON NONCONSECUTIVE DAYS FOR A TOTAL OF 0.3 HOUR/WEEK. LESS THAN 50,000 GPD-STAFFING BY A CLASS D OR HIGHER OPERATOR: 2 VISITS/WEEK ON NONCONSECUTIVE DAYS FOR A TOTAL OF 0.2 HOUR/WEEK. THERE SHALL BE NO MORE THAN 5 DAYS BETWEEN THE LAST VISIT IN ONE WEEK AND THE FIRST VISIT IN THE NEXT WEEK. | N | Y | GULLY SPRINGS BAPTIST CHURCH | 2826 HWY 90 WEST |  | BONIFAY | FL | 32425 |  | 8505473920 |  | JEFFREY AMERSON | GULLY SPRINGS BAPTIST CHURCH | PO BOX 745 |  | BONIFAY | FL | 32425 |  | 8505473920 |  | OTHER | 25 | 21600 | 2 | 2020-10-03 | 2020-06-25 | NC01 | 50
1 | HOLMES | NWD | Teach_2_children@yahoo.com | 1304045 | NONCOMMUNITY | CHLORINATION; AERATION FOR REMOVAL OF ANY SECONDARY CONTAMINANT, SULFIDE, OR ANY UNREGULATED CONTAMINANT; CORROSION CONTROL INHIBITOR ADDITION; HYPOCHLORINATION; IRON OR MANGANESE SEQUESTRATION; OR ULTRAVIOLET RADIATION. THE LEAD/CHIEF OPERATOR MUST BE CLASS D OR HIGHER. 50,000 GPD UP TO 0.25 MGD-STAFFING BY CLASS D OR HIGHER OPERATOR: 3 VISITS/WEEK ON NONCONSECUTIVE DAYS FOR A TOTAL OF 0.3 HOUR/WEEK. LESS THAN 50,000 GPD-STAFFING BY A CLASS D OR HIGHER OPERATOR: 2 VISITS/WEEK ON NONCONSECUTIVE DAYS FOR A TOTAL OF 0.2 HOUR/WEEK. THERE SHALL BE NO MORE THAN 5 DAYS BETWEEN THE LAST VISIT IN ONE WEEK AND THE FIRST VISIT IN THE NEXT WEEK. | N | Y | HAMILTON'S GENERAL STORE | 3725 HWY 2 |  | GRACEVILLE | FL | 32440 |  | 8502632294 |  | JESSICA HAMILTON | JESSICA HAMILTON | 3725 HWY 2 |  | GRACEVILLE | FL | 32440 |  | 8502632294 |  | INVESTOR | 25 | 28800 | 1 | 2019-08-16 | 2019-05-31 | NC01 | 50
1 | HOLMES | NWD | pastormtadlock@gmail.com | 1304046 | NONCOMMUNITY | CHLORINATION; AERATION FOR REMOVAL OF ANY SECONDARY CONTAMINANT, SULFIDE, OR ANY UNREGULATED CONTAMINANT; CORROSION CONTROL INHIBITOR ADDITION; HYPOCHLORINATION; IRON OR MANGANESE SEQUESTRATION; OR ULTRAVIOLET RADIATION. THE LEAD/CHIEF OPERATOR MUST BE CLASS D OR HIGHER. 50,000 GPD UP TO 0.25 MGD-STAFFING BY CLASS D OR HIGHER OPERATOR: 3 VISITS/WEEK ON NONCONSECUTIVE DAYS FOR A TOTAL OF 0.3 HOUR/WEEK. LESS THAN 50,000 GPD-STAFFING BY A CLASS D OR HIGHER OPERATOR: 2 VISITS/WEEK ON NONCONSECUTIVE DAYS FOR A TOTAL OF 0.2 HOUR/WEEK. THERE SHALL BE NO MORE THAN 5 DAYS BETWEEN THE LAST VISIT IN ONE WEEK AND THE FIRST VISIT IN THE NEXT WEEK. | N | Y | NEW SMYRNA ASSEMBLY OF GOD CHURCH | 1849 ADOLPH WHITAKER ROAD |  | BONIFAY | FL | 32425 |  | 8505479559 |  |  | PASTOR JOHN RICHBURG | 1849 ADOLPH WHITAKER ROAD |  | BONIFAY | FL | 32425 |  | 8505479559 |  | OTHER | 125 | 28800 | 2 | 2020-09-25 | 2020-06-25 | NC01 | 50
1 | HOLMES | NWD | codyscurlock@carmelassembly.org | 1304052 | NONCOMMUNITY | CHLORINATION; AERATION FOR REMOVAL OF ANY SECONDARY CONTAMINANT, SULFIDE, OR ANY UNREGULATED CONTAMINANT; CORROSION CONTROL INHIBITOR ADDITION; HYPOCHLORINATION; IRON OR MANGANESE SEQUESTRATION; OR ULTRAVIOLET RADIATION. THE LEAD/CHIEF OPERATOR MUST BE CLASS D OR HIGHER. 50,000 GPD UP TO 0.25 MGD-STAFFING BY CLASS D OR HIGHER OPERATOR: 3 VISITS/WEEK ON NONCONSECUTIVE DAYS FOR A TOTAL OF 0.3 HOUR/WEEK. LESS THAN 50,000 GPD-STAFFING BY A CLASS D OR HIGHER OPERATOR: 2 VISITS/WEEK ON NONCONSECUTIVE DAYS FOR A TOTAL OF 0.2 HOUR/WEEK. THERE SHALL BE NO MORE THAN 5 DAYS BETWEEN THE LAST VISIT IN ONE WEEK AND THE FIRST VISIT IN THE NEXT WEEK. | N | Y | CARMEL ASSEMBLY OF GOD | 1485 CARMEL CHURCH RD |  | BONIFAY | FL | 32425 |  | 8507689672 |  | CODY SCURLOCK | REV. JERRY MOORE | 1485 CARMEL CHURCH RD |  | BONIFAY | FL | 32425 |  | 8507689672 |  | OTHER | 25 | 72000 | 1 | 2019-11-18 | 2019-05-31 | NC01 | 50
1 | HOLMES | NWD | bbevers@centurylink.net;slay2125@gmail.com;brandonthorne2009@yahoo.com | 1304053 | NONCOMMUNITY | NOT APPLICABLE. | N | Y | BETHLEHEM BAPTIST CHURCH | 1572 HWY 177 |  | BONIFAY | FL | 32425 |  | 8505475663 |  | BRANDON THORNE | BRANDON THORNE | 1572 HWY 177 |  | BONIFAY | FL | 32425 |  | 8505475663 |  | OTHER | 75 | 17280 | 2 | 2017-02-01 | 2021-11-10 | NC01 | 50
1 | HOLMES | NWD |  | 1304054 | NONCOMMUNITY | CHLORINATION; AERATION FOR REMOVAL OF ANY SECONDARY CONTAMINANT, SULFIDE, OR ANY UNREGULATED CONTAMINANT; CORROSION CONTROL INHIBITOR ADDITION; HYPOCHLORINATION; IRON OR MANGANESE SEQUESTRATION; OR ULTRAVIOLET RADIATION. THE LEAD/CHIEF OPERATOR MUST BE CLASS D OR HIGHER. 50,000 GPD UP TO 0.25 MGD-STAFFING BY CLASS D OR HIGHER OPERATOR: 3 VISITS/WEEK ON NONCONSECUTIVE DAYS FOR A TOTAL OF 0.3 HOUR/WEEK. LESS THAN 50,000 GPD-STAFFING BY A CLASS D OR HIGHER OPERATOR: 2 VISITS/WEEK ON NONCONSECUTIVE DAYS FOR A TOTAL OF 0.2 HOUR/WEEK. THERE SHALL BE NO MORE THAN 5 DAYS BETWEEN THE LAST VISIT IN ONE WEEK AND THE FIRST VISIT IN THE NEXT WEEK. | N | Y | DOLLAR GENERAL (PITTMAN) #21813 | COUNTY ROAD 179 AND SR2 |  | BONIFAY | FL | 32425 |  | 8505701264 |  |  | TERAMORE DEVELOPMENT LLC | PO BOX 6460 |  | THOMASVILLE | GA | 31758 |  | 8505701264 |  | UNKNOWN | 25 | 0 | 1 |  |  | NC01 | 50
1 | JACKSON | NWD | clerk@alfordfl.com;ALFORDMAYOR@YAHOO | 1320011 | COMMUNITY | CHLORINATION; AERATION FOR REMOVAL OF ANY SECONDARY CONTAMINANT, SULFIDE, OR ANY UNREGULATED CONTAMINANT; CORROSION CONTROL INHIBITOR ADDITION; HYPOCHLORINATION; IRON OR MANGANESE SEQUESTRATION; OR ULTRAVIOLET RADIATION. THE LEAD/CHIEF OPERATOR MUST BE CLASS D OR HIGHER. 50,000 GPD UP TO 0.25 MGD-STAFFING BY CLASS D OR HIGHER OPERATOR: 3 VISITS/WEEK ON NONCONSECUTIVE DAYS FOR A TOTAL OF 0.3 HOUR/WEEK. LESS THAN 50,000 GPD-STAFFING BY A CLASS D OR HIGHER OPERATOR: 2 VISITS/WEEK ON NONCONSECUTIVE DAYS FOR A TOTAL OF 0.2 HOUR/WEEK. THERE SHALL BE NO MORE THAN 5 DAYS BETWEEN THE LAST VISIT IN ONE WEEK AND THE FIRST VISIT IN THE NEXT WEEK. | N | Y | ALFORD, TOWN OF | 1768 US 231 |  | ALFORD | FL | 32420 |  | 8505794684 |  | SILVESTRA THARP | GEORGE GAY | P.O. BOX 128 |  | ALFORD | FL | 32420 |  | 8505792040 |  | MUNICIPALITY | 500 | 1008000 | 245 | 2020-03-27 | 2021-10-20 | DC03 | 2000
1 | JACKSON | NWD | andres.kraul@fdc.myflorida.com; pagewahlquist@yahoo.com; steven.reecy@fdc.myflorida.com | 1320025 | COMMUNITY | CHLORINATION; AERATION FOR REMOVAL OF ANY SECONDARY CONTAMINANT, SULFIDE, OR ANY UNREGULATED CONTAMINANT; CORROSION CONTROL INHIBITOR ADDITION; HYPOCHLORINATION; IRON OR MANGANESE SEQUESTRATION; OR ULTRAVIOLET RADIATION. THE LEAD/CHIEF OPERATOR MUST BE CLASS C OR HIGHER. 5.0 MGD AND ABOVE-STAFFING BY CLASS C OR HIGHER OPERATOR: 6 HOURS/DAY FOR 5 DAYS/WEEK AND ONE VISIT ON EACH WEEKEND DAY. 3.0 MGD UP TO 5.0 MGD-STAFFING BY CLASS C OR HIGHER OPERATOR: 1 HOUR/DAY FOR 5 DAYS/WEEK AND ONE VISIT ON EACH WEEKEND DAY. 0.25 MGD UP TO 3.0 MGD-STAFFING BY CLASS C OR HIGHER OPERATOR: 5 VISITS/WEEK AND ONE VISIT EACH WEEKEND FOR A TOTAL OF 0.6 HOUR/WEEK. | N | Y | APALACHEE CORRECTIONAL INSTITUTION | 2015 W. UNIT DRIVE |  | SNEADS | FL | 32460 |  | 8505939660 |  | PAGE WAHLQUIST | ANDRES KRAUL | 501 S. CALHOUN ST. |  | TALLAHASSEE | FL | 32399 | 2500 | 8507173926 |  | STATE | 2014 | 1512000 | 130 | 2019-06-05 | 2021-12-17 | DC03 | 2000
1 | JACKSON | NWD | tc32426@bellsouth.net | 1320111 | COMMUNITY | CHLORINATION; AERATION FOR REMOVAL OF ANY SECONDARY CONTAMINANT, SULFIDE, OR ANY UNREGULATED CONTAMINANT; CORROSION CONTROL INHIBITOR ADDITION; HYPOCHLORINATION; IRON OR MANGANESE SEQUESTRATION; OR ULTRAVIOLET RADIATION. THE LEAD/CHIEF OPERATOR MUST BE CLASS D OR HIGHER. 50,000 GPD UP TO 0.25 MGD-STAFFING BY CLASS D OR HIGHER OPERATOR: 3 VISITS/WEEK ON NONCONSECUTIVE DAYS FOR A TOTAL OF 0.3 HOUR/WEEK. LESS THAN 50,000 GPD-STAFFING BY A CLASS D OR HIGHER OPERATOR: 2 VISITS/WEEK ON NONCONSECUTIVE DAYS FOR A TOTAL OF 0.2 HOUR/WEEK. THERE SHALL BE NO MORE THAN 5 DAYS BETWEEN THE LAST VISIT IN ONE WEEK AND THE FIRST VISIT IN THE NEXT WEEK. | N | Y | CAMPBELLTON WATER DEPARTMENT | 5283 HIGHWAY 231 |  | CAMPBELLTON | FL | 32426 |  | 8502634535 |  | HELEN RHYNES | DANNY E. TAYLOR | P.O. BOX 38 |  | CAMPBELLTON | FL | 32426 |  | 8502634535 |  | MUNICIPALITY | 216 | 720000 | 126 | 2019-03-21 | 2020-07-09 | DC04 | 1000
1 | JACKSON | NWD | THERESA@CITYOFCOTTONDALE.NET; jamesaelmore@embarqmail.com | 1320143 | COMMUNITY | CHLORINATION; AERATION FOR REMOVAL OF ANY SECONDARY CONTAMINANT, SULFIDE, OR ANY UNREGULATED CONTAMINANT; CORROSION CONTROL INHIBITOR ADDITION; HYPOCHLORINATION; IRON OR MANGANESE SEQUESTRATION; OR ULTRAVIOLET RADIATION. THE LEAD/CHIEF OPERATOR MUST BE CLASS C OR HIGHER. 5.0 MGD AND ABOVE-STAFFING BY CLASS C OR HIGHER OPERATOR: 6 HOURS/DAY FOR 5 DAYS/WEEK AND ONE VISIT ON EACH WEEKEND DAY. 3.0 MGD UP TO 5.0 MGD-STAFFING BY CLASS C OR HIGHER OPERATOR: 1 HOUR/DAY FOR 5 DAYS/WEEK AND ONE VISIT ON EACH WEEKEND DAY. 0.25 MGD UP TO 3.0 MGD-STAFFING BY CLASS C OR HIGHER OPERATOR: 5 VISITS/WEEK AND ONE VISIT EACH WEEKEND FOR A TOTAL OF 0.6 HOUR/WEEK. | N | Y | COTTONDALE WATER SYSTEM | 2659 FRONT STREET |  | COTTONDALE | FL | 32431 |  | 8503524361 |  | FLOYD SCOTT | JAMES ELMORE | P.O. BOX 398 |  | COTTONDALE | FL | 32431 |  | 8503524361 |  | MUNICIPALITY | 950 | 835200 | 460 | 2020-08-14 | 2020-07-09 | DC04 | 1000
1 | JACKSON | NWD | gracevilleclerk@wfeca.net;CHARMARTIN@MSN.COM | 1320145 | COMMUNITY | CHLORINATION; AERATION FOR REMOVAL OF ANY SECONDARY CONTAMINANT, SULFIDE, OR ANY UNREGULATED CONTAMINANT; CORROSION CONTROL INHIBITOR ADDITION; HYPOCHLORINATION; IRON OR MANGANESE SEQUESTRATION; OR ULTRAVIOLET RADIATION. THE LEAD/CHIEF OPERATOR MUST BE CLASS C OR HIGHER. 5.0 MGD AND ABOVE-STAFFING BY CLASS C OR HIGHER OPERATOR: 6 HOURS/DAY FOR 5 DAYS/WEEK AND ONE VISIT ON EACH WEEKEND DAY. 3.0 MGD UP TO 5.0 MGD-STAFFING BY CLASS C OR HIGHER OPERATOR: 1 HOUR/DAY FOR 5 DAYS/WEEK AND ONE VISIT ON EACH WEEKEND DAY. 0.25 MGD UP TO 3.0 MGD-STAFFING BY CLASS C OR HIGHER OPERATOR: 5 VISITS/WEEK AND ONE VISIT EACH WEEKEND FOR A TOTAL OF 0.6 HOUR/WEEK. | N | Y | GRACEVILLE, CITY OF | 865 6TH AVENUE |  | GRACEVILLE | FL | 32440 |  | 8502633250 |  | CHARLIE MARTIN | EUGENE ADAMS | PO BOX 637 |  | GRACEVILLE | FL | 32440 |  | 8502633250 |  | MUNICIPALITY | 4000 | 2088000 | 1185 | 2019-06-07 | 2021-07-28 | DC03 | 2000
1 | JACKSON | NWD | chad.williams@dot.state.fl.us | 1320263 | NONTRANSIENT NONCOMMUNITY | CHLORINATION; AERATION FOR REMOVAL OF ANY SECONDARY CONTAMINANT, SULFIDE, OR ANY UNREGULATED CONTAMINANT; CORROSION CONTROL INHIBITOR ADDITION; HYPOCHLORINATION; IRON OR MANGANESE SEQUESTRATION; OR ULTRAVIOLET RADIATION. THE LEAD/CHIEF OPERATOR MUST BE CLASS D OR HIGHER. 50,000 GPD UP TO 0.25 MGD-STAFFING BY CLASS D OR HIGHER OPERATOR: 3 VISITS/WEEK ON NONCONSECUTIVE DAYS FOR A TOTAL OF 0.3 HOUR/WEEK. LESS THAN 50,000 GPD-STAFFING BY A CLASS D OR HIGHER OPERATOR: 2 VISITS/WEEK ON NONCONSECUTIVE DAYS FOR A TOTAL OF 0.2 HOUR/WEEK. THERE SHALL BE NO MORE THAN 5 DAYS BETWEEN THE LAST VISIT IN ONE WEEK AND THE FIRST VISIT IN THE NEXT WEEK. | N | Y | FDOT MAINTENANCE YARD | 2956 STATE CORRECTIONAL ROAD |  | MARIANNA | FL | 32448 |  | 8504829546 |  | CHAD WILLIAMS, PE | TIMOTHY HENDRIX | PO BOX 607 |  | CHIPLEY | FL | 32428 |  | 8503301681 | 681 | STATE | 90 | 56160 | 10 | 2018-04-14 | 2020-11-02 | NTNC | 100
1 | JACKSON | NWD | CHAD.WILLIAMS@DOT.STATE.FL.US;PROFESSIONALOPERATORSINC@GMAIL.COM | 1320277 | NONCOMMUNITY | CHLORINATION; AERATION FOR REMOVAL OF ANY SECONDARY CONTAMINANT, SULFIDE, OR ANY UNREGULATED CONTAMINANT; CORROSION CONTROL INHIBITOR ADDITION; HYPOCHLORINATION; IRON OR MANGANESE SEQUESTRATION; OR ULTRAVIOLET RADIATION. THE LEAD/CHIEF OPERATOR MUST BE CLASS D OR HIGHER. 50,000 GPD UP TO 0.25 MGD-STAFFING BY CLASS D OR HIGHER OPERATOR: 3 VISITS/WEEK ON NONCONSECUTIVE DAYS FOR A TOTAL OF 0.3 HOUR/WEEK. LESS THAN 50,000 GPD-STAFFING BY A CLASS D OR HIGHER OPERATOR: 2 VISITS/WEEK ON NONCONSECUTIVE DAYS FOR A TOTAL OF 0.2 HOUR/WEEK. THERE SHALL BE NO MORE THAN 5 DAYS BETWEEN THE LAST VISIT IN ONE WEEK AND THE FIRST VISIT IN THE NEXT WEEK. | N | Y | FDOT FLORIDA WELCOME CENTER | RT. 1 BOX 91 | (5865 US HWY 231) | CAMPBELLTON | FL | 32426 |  | 8502633510 |  | ALICIA JOHNSON (FORMERLY JERNIGAN) | CHAD WILLIAMS | PO BOX 607 |  | CHIPLEY | FL | 32428 |  | 8503301681 |  | STATE | 800 | 216000 | 3 | 2005-11-03 | 2018-03-08 | NC01 | 50
1 | JACKSON | NWD | townhall@townofgreenwoodfl.org; CROXSTON@CENTURYLINK.NET | 1320311 | COMMUNITY | CHLORINATION; AERATION FOR REMOVAL OF ANY SECONDARY CONTAMINANT, SULFIDE, OR ANY UNREGULATED CONTAMINANT; CORROSION CONTROL INHIBITOR ADDITION; HYPOCHLORINATION; IRON OR MANGANESE SEQUESTRATION; OR ULTRAVIOLET RADIATION. THE LEAD/CHIEF OPERATOR MUST BE CLASS C OR HIGHER. 5.0 MGD AND ABOVE-STAFFING BY CLASS C OR HIGHER OPERATOR: 6 HOURS/DAY FOR 5 DAYS/WEEK AND ONE VISIT ON EACH WEEKEND DAY. 3.0 MGD UP TO 5.0 MGD-STAFFING BY CLASS C OR HIGHER OPERATOR: 1 HOUR/DAY FOR 5 DAYS/WEEK AND ONE VISIT ON EACH WEEKEND DAY. 0.25 MGD UP TO 3.0 MGD-STAFFING BY CLASS C OR HIGHER OPERATOR: 5 VISITS/WEEK AND ONE VISIT EACH WEEKEND FOR A TOTAL OF 0.6 HOUR/WEEK. | N | Y | GREENWOOD WATER SYSTEM | CORNER OF HIGHWAY 71 AND FORT ROAD |  | GREENWOOD | FL | 32443 |  | 8505941216 |  | ALICIA CORDER | SUZANNE M. NESMITH | P.O. DRAWER 9 |  | GREENWOOD | FL | 32443 |  | 8505941216 |  | MUNICIPALITY | 890 | 1368000 | 290 | 2013-02-15 | 2020-08-28 | DC03 | 2000
1 | JACKSON | NWD | malonetownhall@embarqmail.com;waterboy3610@yahoo.com | 1320440 | COMMUNITY | ACTIVATED CARBON PROCESSES; DIATOMACEOUS EARTH FILTRATION; ION EXCHANGE FOR REMOVAL OF ANY PRIMARY CONTAMINANT; ION AND MANGANESE REMOVAL (OXIDATION, DETENTION, AND FILTRATION); OR SLOW SAND FILTRATION. LEAD/CHIEF OPERATOR MUST BE CLASS C OR HIGHER. 1.0 MGD UP TO 2.0 MGD-STAFFING BY CLASS C OR HIGHER OPERATOR: 6 HOURS/DAY FOR 5 DAYS/WEEK AND ONE VISIT ON EACH WEEKEND DAY. 0.5 MGD UP TO 1.0 MGD-STAFFING BY CLASS C OR HIGHER OPERATOR: 3 HOURS/DAY FOR 5 DAYS/WEEK AND ONE VISIT ON EACH WEEKEND DAY. 0.25 MGD UP TO 0.5 MGD-STAFFING BY CLASS C OR HIGHER OPERATOR: 1 HOUR/DAY FOR 5 DAYS/WEEK AND ONE VISIT ON EACH WEEKEND DAY. LESS THAN 0.25 MGD-STAFFING BY CLASS C OR HIGHER OPERATOR: 5 VISITS/WEEK AND ONE VISIT EACH WEEKEND FOR A TOTAL OF 1.8 HOURS/WEEK. | N | Y | MALONE, TOWN OF WATER SYSTEM | 5182 9TH AVENUE |  | MALONE | FL | 32445 |  | 8505692308 |  | JOHN CROSS | TOWN OF MALONE | 5182 NINTH AVE. |  | MALONE | FL | 32445 |  | 8505692308 |  | MUNICIPALITY | 565 | 576000 | 287 | 2019-04-29 | 2020-07-09 | DC04 | 1000
1 | JACKSON | NWD | andres.kraul@fdc.myflorida.com;joseph.collins@fdc.myflorida.com | 1320444 | NONTRANSIENT NONCOMMUNITY | CHLORINATION; AERATION FOR REMOVAL OF ANY SECONDARY CONTAMINANT, SULFIDE, OR ANY UNREGULATED CONTAMINANT; CORROSION CONTROL INHIBITOR ADDITION; HYPOCHLORINATION; IRON OR MANGANESE SEQUESTRATION; OR ULTRAVIOLET RADIATION. THE LEAD/CHIEF OPERATOR MUST BE CLASS D OR HIGHER. 50,000 GPD UP TO 0.25 MGD-STAFFING BY CLASS D OR HIGHER OPERATOR: 3 VISITS/WEEK ON NONCONSECUTIVE DAYS FOR A TOTAL OF 0.3 HOUR/WEEK. LESS THAN 50,000 GPD-STAFFING BY A CLASS D OR HIGHER OPERATOR: 2 VISITS/WEEK ON NONCONSECUTIVE DAYS FOR A TOTAL OF 0.2 HOUR/WEEK. THERE SHALL BE NO MORE THAN 5 DAYS BETWEEN THE LAST VISIT IN ONE WEEK AND THE FIRST VISIT IN THE NEXT WEEK. | N | Y | ADMINISTRATIVE SERVICE CENTER - REGION 1 | 2980 STATE CORRECTIONAL ROAD |  | MARIANNA | FL | 32448 |  | 8508429532 |  | BLAINE COLLINS | ANDRES KRAUL | 501 S. CALHOUN ST. |  | TALLAHASSEE | FL | 32399 | 2500 | 8507173926 |  | STATE | 60 | 43200 | 1 | 2017-09-26 | 2020-02-26 | NTNC | 100
1 | JACKSON | NWD | robryan@mariannafl.city;RHARRELL@MARIANNAFL.CITY | 1320449 | COMMUNITY | CHLORINATION; AERATION FOR REMOVAL OF ANY SECONDARY CONTAMINANT, SULFIDE, OR ANY UNREGULATED CONTAMINANT; CORROSION CONTROL INHIBITOR ADDITION; HYPOCHLORINATION; IRON OR MANGANESE SEQUESTRATION; OR ULTRAVIOLET RADIATION. THE LEAD/CHIEF OPERATOR MUST BE CLASS C OR HIGHER. 5.0 MGD AND ABOVE-STAFFING BY CLASS C OR HIGHER OPERATOR: 6 HOURS/DAY FOR 5 DAYS/WEEK AND ONE VISIT ON EACH WEEKEND DAY. 3.0 MGD UP TO 5.0 MGD-STAFFING BY CLASS C OR HIGHER OPERATOR: 1 HOUR/DAY FOR 5 DAYS/WEEK AND ONE VISIT ON EACH WEEKEND DAY. 0.25 MGD UP TO 3.0 MGD-STAFFING BY CLASS C OR HIGHER OPERATOR: 5 VISITS/WEEK AND ONE VISIT EACH WEEKEND FOR A TOTAL OF 0.6 HOUR/WEEK. | N | Y | MARIANNA, CITY OF | 2832 DAVEY STREET |  | MARIANNA | FL | 32447 |  | 8505265428 |  | DAVID MELVIN | DAVID MELVIN | P.O. BOX 936 |  | MARIANNA | FL | 32447 |  | 8506931190 |  | MUNICIPALITY | 8227 | 5328000 | 3190 | 2020-04-07 | 2021-12-14 | DC02 | 4000
1 | JACKSON | NWD | Phillip.Spyckaboer@floridadep.gov | 1320675 | NONCOMMUNITY | CHLORINATION; AERATION FOR REMOVAL OF ANY SECONDARY CONTAMINANT, SULFIDE, OR ANY UNREGULATED CONTAMINANT; CORROSION CONTROL INHIBITOR ADDITION; HYPOCHLORINATION; IRON OR MANGANESE SEQUESTRATION; OR ULTRAVIOLET RADIATION. THE LEAD/CHIEF OPERATOR MUST BE CLASS D OR HIGHER. 50,000 GPD UP TO 0.25 MGD-STAFFING BY CLASS D OR HIGHER OPERATOR: 3 VISITS/WEEK ON NONCONSECUTIVE DAYS FOR A TOTAL OF 0.3 HOUR/WEEK. LESS THAN 50,000 GPD-STAFFING BY A CLASS D OR HIGHER OPERATOR: 2 VISITS/WEEK ON NONCONSECUTIVE DAYS FOR A TOTAL OF 0.2 HOUR/WEEK. THERE SHALL BE NO MORE THAN 5 DAYS BETWEEN THE LAST VISIT IN ONE WEEK AND THE FIRST VISIT IN THE NEXT WEEK. | N | Y | THREE RIVERS ST PK HOUSE WELL | 7908 THREE RIVERS PARK ROAD |  | SNEADS | FL | 32460 |  | 8504829006 |  | PHILIP SPYCKABOER | PHILIP SPYCKABOER | 3900 COMMONWEALTH BLVD. |  | TALLAHASSEE | FL | 32399 |  | 4075534376 |  | DEP (STATE PARK OR STATE REC AREA) | 60 | 14400 | 2 | 2018-06-18 | 2020-10-12 | NC01 | 50
1 | JACKSON | NWD | townofgrandridge@embarqmail.com;wconrad@mchsi.com; | 1320686 | COMMUNITY | CHLORINATION; AERATION FOR REMOVAL OF ANY SECONDARY CONTAMINANT, SULFIDE, OR ANY UNREGULATED CONTAMINANT; CORROSION CONTROL INHIBITOR ADDITION; HYPOCHLORINATION; IRON OR MANGANESE SEQUESTRATION; OR ULTRAVIOLET RADIATION. THE LEAD/CHIEF OPERATOR MUST BE CLASS C OR HIGHER. 5.0 MGD AND ABOVE-STAFFING BY CLASS C OR HIGHER OPERATOR: 6 HOURS/DAY FOR 5 DAYS/WEEK AND ONE VISIT ON EACH WEEKEND DAY. 3.0 MGD UP TO 5.0 MGD-STAFFING BY CLASS C OR HIGHER OPERATOR: 1 HOUR/DAY FOR 5 DAYS/WEEK AND ONE VISIT ON EACH WEEKEND DAY. 0.25 MGD UP TO 3.0 MGD-STAFFING BY CLASS C OR HIGHER OPERATOR: 5 VISITS/WEEK AND ONE VISIT EACH WEEKEND FOR A TOTAL OF 0.6 HOUR/WEEK. | N | Y | GRAND RIDGE, TOWN OF | 2086 PORTER AVE. |  | GRAND RIDGE | FL | 32442 |  | 8505924621 |  | AMANDA APPLEWHITE | MR. J.R. MONEYHAM | P.O. DRAWER 180 |  | GRAND RIDGE | FL | 32442 |  | 8508924391 |  | MUNICIPALITY | 978 | 1981440 | 401 | 2020-03-24 | 2021-12-14 | DC03 | 2000
1 | JACKSON | NWD | sneadsmgr@sneadsfl.com; jmckinnie@sneadsfl.com; dcastleberry527@gmail.com | 1320689 | COMMUNITY | CHLORINATION; AERATION FOR REMOVAL OF ANY SECONDARY CONTAMINANT, SULFIDE, OR ANY UNREGULATED CONTAMINANT; CORROSION CONTROL INHIBITOR ADDITION; HYPOCHLORINATION; IRON OR MANGANESE SEQUESTRATION; OR ULTRAVIOLET RADIATION. THE LEAD/CHIEF OPERATOR MUST BE CLASS C OR HIGHER. 5.0 MGD AND ABOVE-STAFFING BY CLASS C OR HIGHER OPERATOR: 6 HOURS/DAY FOR 5 DAYS/WEEK AND ONE VISIT ON EACH WEEKEND DAY. 3.0 MGD UP TO 5.0 MGD-STAFFING BY CLASS C OR HIGHER OPERATOR: 1 HOUR/DAY FOR 5 DAYS/WEEK AND ONE VISIT ON EACH WEEKEND DAY. 0.25 MGD UP TO 3.0 MGD-STAFFING BY CLASS C OR HIGHER OPERATOR: 5 VISITS/WEEK AND ONE VISIT EACH WEEKEND FOR A TOTAL OF 0.6 HOUR/WEEK. | N | Y | SNEADS, TOWN OF WATER SYSTEM | 790 DAVIS STREET |  | SNEADS | FL | 32460 |  | 8505936636 |  | JUSTIN MCKINNIE | TOWN OF SNEADS, FL | PO DRAWER 159 |  | SNEADS | FL | 32460 |  | 8505936636 |  | MUNICIPALITY | 1893 | 792000 | 872 | 2016-03-21 | 2021-11-12 | DC04 | 1000
1 | JACKSON | NWD | stoole@fpuc.com | 1320879 | COMMUNITY | CHLORINATION; AERATION FOR REMOVAL OF ANY SECONDARY CONTAMINANT, SULFIDE, OR ANY UNREGULATED CONTAMINANT; CORROSION CONTROL INHIBITOR ADDITION; HYPOCHLORINATION; IRON OR MANGANESE SEQUESTRATION; OR ULTRAVIOLET RADIATION. THE LEAD/CHIEF OPERATOR MUST BE CLASS C OR HIGHER. 5.0 MGD AND ABOVE-STAFFING BY CLASS C OR HIGHER OPERATOR: 6 HOURS/DAY FOR 5 DAYS/WEEK AND ONE VISIT ON EACH WEEKEND DAY. 3.0 MGD UP TO 5.0 MGD-STAFFING BY CLASS C OR HIGHER OPERATOR: 1 HOUR/DAY FOR 5 DAYS/WEEK AND ONE VISIT ON EACH WEEKEND DAY. 0.25 MGD UP TO 3.0 MGD-STAFFING BY CLASS C OR HIGHER OPERATOR: 5 VISITS/WEEK AND ONE VISIT EACH WEEKEND FOR A TOTAL OF 0.6 HOUR/WEEK. | N | Y | QUIET HAVEN TRAILER PARK | 4757 GRAND OAKS CIRCLE |  | MARIANNA | FL | 32446 |  | 8504828618 |  | STEVE TOOLE | [9 empty] | INVESTOR | 59 | 43200 | 40 | 2017-11-17 | 2020-06-18 | DC06 | 100
1 | JACKSON | NWD | bcaraway@spanishtrail.biz;wconrad@mchsi.com | 1324027 | NONTRANSIENT NONCOMMUNITY | CHLORINATION; AERATION FOR REMOVAL OF ANY SECONDARY CONTAMINANT, SULFIDE, OR ANY UNREGULATED CONTAMINANT; CORROSION CONTROL INHIBITOR ADDITION; HYPOCHLORINATION; IRON OR MANGANESE SEQUESTRATION; OR ULTRAVIOLET RADIATION. THE LEAD/CHIEF OPERATOR MUST BE CLASS D OR HIGHER. 50,000 GPD UP TO 0.25 MGD-STAFFING BY CLASS D OR HIGHER OPERATOR: 3 VISITS/WEEK ON NONCONSECUTIVE DAYS FOR A TOTAL OF 0.3 HOUR/WEEK. LESS THAN 50,000 GPD-STAFFING BY A CLASS D OR HIGHER OPERATOR: 2 VISITS/WEEK ON NONCONSECUTIVE DAYS FOR A TOTAL OF 0.2 HOUR/WEEK. THERE SHALL BE NO MORE THAN 5 DAYS BETWEEN THE LAST VISIT IN ONE WEEK AND THE FIRST VISIT IN THE NEXT WEEK. | N | Y | SPANISH TRAIL LUMBER | 6112 OLD SPANISH TRAIL |  | MARIANNA | FL | 32448 |  | 8505928512 |  | BRENT CARAWAY | FRANK SCHMIDBAUER | 6112 OLD SPANISH TRAIL |  | MARIANNA | FL | 32248 |  | 8505928512 | 13 | INVESTOR | 100 | 288000 | 4 | 2018-12-13 | 2020-10-09 | NTNC | 100
1 | JACKSON | NWD | Jacobcity@WFECA.net;charmartin@msn.com | 1324031 | COMMUNITY | CHLORINATION; AERATION FOR REMOVAL OF ANY SECONDARY CONTAMINANT, SULFIDE, OR ANY UNREGULATED CONTAMINANT; CORROSION CONTROL INHIBITOR ADDITION; HYPOCHLORINATION; IRON OR MANGANESE SEQUESTRATION; OR ULTRAVIOLET RADIATION. THE LEAD/CHIEF OPERATOR MUST BE CLASS C OR HIGHER. 5.0 MGD AND ABOVE-STAFFING BY CLASS C OR HIGHER OPERATOR: 6 HOURS/DAY FOR 5 DAYS/WEEK AND ONE VISIT ON EACH WEEKEND DAY. 3.0 MGD UP TO 5.0 MGD-STAFFING BY CLASS C OR HIGHER OPERATOR: 1 HOUR/DAY FOR 5 DAYS/WEEK AND ONE VISIT ON EACH WEEKEND DAY. 0.25 MGD UP TO 3.0 MGD-STAFFING BY CLASS C OR HIGHER OPERATOR: 5 VISITS/WEEK AND ONE VISIT EACH WEEKEND FOR A TOTAL OF 0.6 HOUR/WEEK. | N | Y | JACOB, CITY OF | 4490 JACKSON ROAD |  | JACOB | FL | 32431 |  | 8502636636 |  | VERLORIA WILSON | VERLORIA WILSON | 4490 JACKSON RD. |  | JACOB | FL | 32431 |  | 8502636636 |  | MUNICIPALITY | 281 | 576000 | 86 | 2020-04-07 | 2021-07-29 | DC04 | 1000
1 | JACKSON | NWD | chad.williams@dot.state.fl.us; | 1324032 | NONCOMMUNITY | CHLORINATION; AERATION FOR REMOVAL OF ANY SECONDARY CONTAMINANT, SULFIDE, OR ANY UNREGULATED CONTAMINANT; CORROSION CONTROL INHIBITOR ADDITION; HYPOCHLORINATION; IRON OR MANGANESE SEQUESTRATION; OR ULTRAVIOLET RADIATION. THE LEAD/CHIEF OPERATOR MUST BE CLASS D OR HIGHER. 50,000 GPD UP TO 0.25 MGD-STAFFING BY CLASS D OR HIGHER OPERATOR: 3 VISITS/WEEK ON NONCONSECUTIVE DAYS FOR A TOTAL OF 0.3 HOUR/WEEK. LESS THAN 50,000 GPD-STAFFING BY A CLASS D OR HIGHER OPERATOR: 2 VISITS/WEEK ON NONCONSECUTIVE DAYS FOR A TOTAL OF 0.2 HOUR/WEEK. THERE SHALL BE NO MORE THAN 5 DAYS BETWEEN THE LAST VISIT IN ONE WEEK AND THE FIRST VISIT IN THE NEXT WEEK. | N | Y | FDOT JACKSON CO. I-10 REST AREA | C/O D.O.T. P.O. BOX 607 |  | CHIPLEY | FL | 32428 |  | 8503301681 |  | CHAD WILLIAMS, PE | CHAD WILLIAMS | PO BOX 607 |  | CHIPLEY | FL | 32428 |  | 8503301681 |  | STATE | 200 | 37440 | 34 | 2007-12-18 | 2018-06-13 | NC01 | 50
1 | JACKSON | NWD | atwkidz@aol.com | 1324046 | NONTRANSIENT NONCOMMUNITY | CHLORINATION; AERATION FOR REMOVAL OF ANY SECONDARY CONTAMINANT, SULFIDE, OR ANY UNREGULATED CONTAMINANT; CORROSION CONTROL INHIBITOR ADDITION; HYPOCHLORINATION; IRON OR MANGANESE SEQUESTRATION; OR ULTRAVIOLET RADIATION. THE LEAD/CHIEF OPERATOR MUST BE CLASS D OR HIGHER. 50,000 GPD UP TO 0.25 MGD-STAFFING BY CLASS D OR HIGHER OPERATOR: 3 VISITS/WEEK ON NONCONSECUTIVE DAYS FOR A TOTAL OF 0.3 HOUR/WEEK. LESS THAN 50,000 GPD-STAFFING BY A CLASS D OR HIGHER OPERATOR: 2 VISITS/WEEK ON NONCONSECUTIVE DAYS FOR A TOTAL OF 0.2 HOUR/WEEK. THERE SHALL BE NO MORE THAN 5 DAYS BETWEEN THE LAST VISIT IN ONE WEEK AND THE FIRST VISIT IN THE NEXT WEEK. | N | Y | ALONG THE WAY DAYCARE | 2351 HWY 73 SOUTH |  | MARIANNA | FL | 32446 |  | 8504824999 |  | JEANNE HITCHCOCK | JEANNE HITCHCOCK | 2351 HWY 73 SOUTH |  | MARIANNA | FL | 32448 |  | 8504824999 |  | INVESTOR | 50 | 28800 | 1 | 2018-06-13 | 2020-12-16 | NTNC | 100
1 | JACKSON | NWD | kdaniel@jackhosp.org | 1324060 | NONCOMMUNITY | CHLORINATION; AERATION FOR REMOVAL OF ANY SECONDARY CONTAMINANT, SULFIDE, OR ANY UNREGULATED CONTAMINANT; CORROSION CONTROL INHIBITOR ADDITION; HYPOCHLORINATION; IRON OR MANGANESE SEQUESTRATION; OR ULTRAVIOLET RADIATION. THE LEAD/CHIEF OPERATOR MUST BE CLASS D OR HIGHER. 50,000 GPD UP TO 0.25 MGD-STAFFING BY CLASS D OR HIGHER OPERATOR: 3 VISITS/WEEK ON NONCONSECUTIVE DAYS FOR A TOTAL OF 0.3 HOUR/WEEK. LESS THAN 50,000 GPD-STAFFING BY A CLASS D OR HIGHER OPERATOR: 2 VISITS/WEEK ON NONCONSECUTIVE DAYS FOR A TOTAL OF 0.2 HOUR/WEEK. THERE SHALL BE NO MORE THAN 5 DAYS BETWEEN THE LAST VISIT IN ONE WEEK AND THE FIRST VISIT IN THE NEXT WEEK. | N | Y | CHIPOLA FITNESS CENTER EAST | 4966 EAST HIGHWAY 90 |  | MARIANNA | FL | 32446 |  | 8505262466 |  | KEVIN DANIEL | KEVIN DANIEL | 4250 HOSPITAL DRIVE |  | MARIANNA | FL | 32446 |  | 8507182626 |  | INVESTOR | 100 | 28800 | 2 | 2019-02-19 | 2019-02-07 | NC01 | 50
1 | JACKSON | NWD | stacey.l.thomas1.mil@mail.mil;BESTGIGI@YAHOO.COM | 1324063 | NONCOMMUNITY | CHLORINATION; AERATION FOR REMOVAL OF ANY SECONDARY CONTAMINANT, SULFIDE, OR ANY UNREGULATED CONTAMINANT; CORROSION CONTROL INHIBITOR ADDITION; HYPOCHLORINATION; IRON OR MANGANESE SEQUESTRATION; OR ULTRAVIOLET RADIATION. THE LEAD/CHIEF OPERATOR MUST BE CLASS D OR HIGHER. 50,000 GPD UP TO 0.25 MGD-STAFFING BY CLASS D OR HIGHER OPERATOR: 3 VISITS/WEEK ON NONCONSECUTIVE DAYS FOR A TOTAL OF 0.3 HOUR/WEEK. LESS THAN 50,000 GPD-STAFFING BY A CLASS D OR HIGHER OPERATOR: 2 VISITS/WEEK ON NONCONSECUTIVE DAYS FOR A TOTAL OF 0.2 HOUR/WEEK. THERE SHALL BE NO MORE THAN 5 DAYS BETWEEN THE LAST VISIT IN ONE WEEK AND THE FIRST VISIT IN THE NEXT WEEK. | N | Y | MARIANNA NATIONAL GUARD | 3645 HIGHWAY 90 |  | MARIANNA | FL | 32447 |  | 8504829549 |  | SSGT STACEY THOMAS | 1LT SIDNEY P. HILL | P.O. BOX 961 |  | MARIANNA | FL | 32447 |  | 8504829549 |  | FEDERAL | 170 | 72000 | 2 | 2014-04-23 | 2020-01-09 | NC01 | 50
1 | JACKSON | NWD | croxston@centurylink.net;davidr@k-1tech.com | 1324064 | COMMUNITY | CHLORINATION; AERATION FOR REMOVAL OF ANY SECONDARY CONTAMINANT, SULFIDE, OR ANY UNREGULATED CONTAMINANT; CORROSION CONTROL INHIBITOR ADDITION; HYPOCHLORINATION; IRON OR MANGANESE SEQUESTRATION; OR ULTRAVIOLET RADIATION. THE LEAD/CHIEF OPERATOR MUST BE CLASS D OR HIGHER. 50,000 GPD UP TO 0.25 MGD-STAFFING BY CLASS D OR HIGHER OPERATOR: 3 VISITS/WEEK ON NONCONSECUTIVE DAYS FOR A TOTAL OF 0.3 HOUR/WEEK. LESS THAN 50,000 GPD-STAFFING BY A CLASS D OR HIGHER OPERATOR: 2 VISITS/WEEK ON NONCONSECUTIVE DAYS FOR A TOTAL OF 0.2 HOUR/WEEK. THERE SHALL BE NO MORE THAN 5 DAYS BETWEEN THE LAST VISIT IN ONE WEEK AND THE FIRST VISIT IN THE NEXT WEEK. | N | Y | BLUE SPRINGS MHP (AKA SPRINGSIDE) | 5161 BLUE SPRINGS ROAD |  | MARIANNA | FL | 32446 |  | 8502727591 |  | STEVE CROXTON | DAVID RAZAWI | 5193 CORSICA DR. NE |  | ST. PETERSBURG | FL | 33703 |  | 7274201916 |  | INVESTOR | 50 | 108000 | 35 | 2016-11-10 | 2021-11-10 | DC051 | 100
1 | JACKSON | NWD | Andres.kraul@fdc.myflorida.com | 1324074 | COMMUNITY | CHLORINATION; AERATION FOR REMOVAL OF ANY SECONDARY CONTAMINANT, SULFIDE, OR ANY UNREGULATED CONTAMINANT; CORROSION CONTROL INHIBITOR ADDITION; HYPOCHLORINATION; IRON OR MANGANESE SEQUESTRATION; OR ULTRAVIOLET RADIATION. THE LEAD/CHIEF OPERATOR MUST BE CLASS C OR HIGHER. 5.0 MGD AND ABOVE-STAFFING BY CLASS C OR HIGHER OPERATOR: 6 HOURS/DAY FOR 5 DAYS/WEEK AND ONE VISIT ON EACH WEEKEND DAY. 3.0 MGD UP TO 5.0 MGD-STAFFING BY CLASS C OR HIGHER OPERATOR: 1 HOUR/DAY FOR 5 DAYS/WEEK AND ONE VISIT ON EACH WEEKEND DAY. 0.25 MGD UP TO 3.0 MGD-STAFFING BY CLASS C OR HIGHER OPERATOR: 5 VISITS/WEEK AND ONE VISIT EACH WEEKEND FOR A TOTAL OF 0.6 HOUR/WEEK. | N | Y | JACKSON CORRECTIONAL INSTITUTION | 5563 TENTH ST |  | MALONE | FL | 32445 | 9998 | 8507173926 |  | JOSEPH COLLINS | ANDRES KRAUL | 501 S. CALHOUN ST. |  | TALLAHASSEE | FL | 32399 |  | 8507173926 |  | STATE | 2032 | 864000 | 55 | 2012-12-12 | 2020-10-09 | DC04 | 1000
1 | JACKSON | NWD | Jacob.Strickland@dep.state.fl.us | 1324077 | NONCOMMUNITY | CHLORINATION; AERATION FOR REMOVAL OF ANY SECONDARY CONTAMINANT, SULFIDE, OR ANY UNREGULATED CONTAMINANT; CORROSION CONTROL INHIBITOR ADDITION; HYPOCHLORINATION; IRON OR MANGANESE SEQUESTRATION; OR ULTRAVIOLET RADIATION. THE LEAD/CHIEF OPERATOR MUST BE CLASS D OR HIGHER. 50,000 GPD UP TO 0.25 MGD-STAFFING BY CLASS D OR HIGHER OPERATOR: 3 VISITS/WEEK ON NONCONSECUTIVE DAYS FOR A TOTAL OF 0.3 HOUR/WEEK. LESS THAN 50,000 GPD-STAFFING BY A CLASS D OR HIGHER OPERATOR: 2 VISITS/WEEK ON NONCONSECUTIVE DAYS FOR A TOTAL OF 0.2 HOUR/WEEK. THERE SHALL BE NO MORE THAN 5 DAYS BETWEEN THE LAST VISIT IN ONE WEEK AND THE FIRST VISIT IN THE NEXT WEEK. | N | Y | FLORIDA CAVERNS STATE PARK - CAMPGROUND | 3345 CAVERNS ROAD |  | MARIANNA | FL | 32446 |  | 8504821228 |  | WILLIAM BAILEY | JACOB STRICKLAND | 3345 CAVERNS ROAD |  | MARIANNA | FL | 32446 |  | 8504821228 |  | DEP (STATE PARK OR STATE REC AREA) | 100 | 72000 | 38 | 2094-05-10 | 2013-12-19 | NC01 | 50
1 | JACKSON | NWD | isgc@embarqmail.com | 1324080 | NONCOMMUNITY | CHLORINATION; AERATION FOR REMOVAL OF ANY SECONDARY CONTAMINANT, SULFIDE, OR ANY UNREGULATED CONTAMINANT; CORROSION CONTROL INHIBITOR ADDITION; HYPOCHLORINATION; IRON OR MANGANESE SEQUESTRATION; OR ULTRAVIOLET RADIATION. THE LEAD/CHIEF OPERATOR MUST BE CLASS D OR HIGHER. 50,000 GPD UP TO 0.25 MGD-STAFFING BY CLASS D OR HIGHER OPERATOR: 3 VISITS/WEEK ON NONCONSECUTIVE DAYS FOR A TOTAL OF 0.3 HOUR/WEEK. LESS THAN 50,000 GPD-STAFFING BY A CLASS D OR HIGHER OPERATOR: 2 VISITS/WEEK ON NONCONSECUTIVE DAYS FOR A TOTAL OF 0.2 HOUR/WEEK. THERE SHALL BE NO MORE THAN 5 DAYS BETWEEN THE LAST VISIT IN ONE WEEK AND THE FIRST VISIT IN THE NEXT WEEK. | N | Y | INDIAN SPRINGS GOLF COURSE | 5248 CLUBHOUSE DRIVE |  | MARIANNA | FL | 32446 |  | 8504828787 |  | CHARLENE BEEBE | INDIAN SPRINGS GOLF COURSE | 5248 CLUBHOUSE DRIVE |  | MARIANNA | FL | 32446 |  | 8504828787 |  | INVESTOR | 100 | 28800 | 1 | 2017-11-02 | 2017-10-10 | NC01 | 50
1 | JACKSON | NWD | philip.spyckaboer@dep.state.fl.us | 1324082 | NONCOMMUNITY | CHLORINATION; AERATION FOR REMOVAL OF ANY SECONDARY CONTAMINANT, SULFIDE, OR ANY UNREGULATED CONTAMINANT; CORROSION CONTROL INHIBITOR ADDITION; HYPOCHLORINATION; IRON OR MANGANESE SEQUESTRATION; OR ULTRAVIOLET RADIATION. THE LEAD/CHIEF OPERATOR MUST BE CLASS D OR HIGHER. 50,000 GPD UP TO 0.25 MGD-STAFFING BY CLASS D OR HIGHER OPERATOR: 3 VISITS/WEEK ON NONCONSECUTIVE DAYS FOR A TOTAL OF 0.3 HOUR/WEEK. LESS THAN 50,000 GPD-STAFFING BY A CLASS D OR HIGHER OPERATOR: 2 VISITS/WEEK ON NONCONSECUTIVE DAYS FOR A TOTAL OF 0.2 HOUR/WEEK. THERE SHALL BE NO MORE THAN 5 DAYS BETWEEN THE LAST VISIT IN ONE WEEK AND THE FIRST VISIT IN THE NEXT WEEK. | N | Y | THREE RIVERS ST PK WEST WELL | 7908 THREE RIVERS PARK RD. |  | SNEADS | FL | 32460 |  | 8504829006 |  | PHILIP SPYCKABOER | FDEP - DVISION OF RECREATION AND PARKS | 3900 COMMONWEALTH BLVD |  | TALLAHASSEE | FL | 32399 |  | 8502452157 |  | DEP (STATE PARK OR STATE REC AREA) | 50 | 57600 | 35 | 2018-06-18 | 2020-10-12 | NC01 | 50
1 | JACKSON | NWD | jmiller52@centurylink.net;JOHNCROSS@centurylink.net | 1324087 | NONCOMMUNITY | CHLORINATION; AERATION FOR REMOVAL OF ANY SECONDARY CONTAMINANT, SULFIDE, OR ANY UNREGULATED CONTAMINANT; CORROSION CONTROL INHIBITOR ADDITION; HYPOCHLORINATION; IRON OR MANGANESE SEQUESTRATION; OR ULTRAVIOLET RADIATION. THE LEAD/CHIEF OPERATOR MUST BE CLASS D OR HIGHER. 50,000 GPD UP TO 0.25 MGD-STAFFING BY CLASS D OR HIGHER OPERATOR: 3 VISITS/WEEK ON NONCONSECUTIVE DAYS FOR A TOTAL OF 0.3 HOUR/WEEK. LESS THAN 50,000 GPD-STAFFING BY A CLASS D OR HIGHER OPERATOR: 2 VISITS/WEEK ON NONCONSECUTIVE DAYS FOR A TOTAL OF 0.2 HOUR/WEEK. THERE SHALL BE NO MORE THAN 5 DAYS BETWEEN THE LAST VISIT IN ONE WEEK AND THE FIRST VISIT IN THE NEXT WEEK. | N | Y | BASCOM GENERAL MERCHANDISE | P. O. BOX 399 | 4999 BASSWOOD ROAD | MALONE | FL | 32445 |  | 8505695282 |  | JAMES MILLER | JOHN BRYAN | PO BOX 399 |  | MALONE | FL | 32445 |  | 8505692725 |  | INVESTOR | 50 | 43200 | 1 | 2015-01-07 | 2019-06-11 | NC01 | 50
1 | JACKSON | NWD | hfedwards27@gmail.com | 1324092 | NONTRANSIENT NONCOMMUNITY | CHLORINATION; AERATION FOR REMOVAL OF ANY SECONDARY CONTAMINANT, SULFIDE, OR ANY UNREGULATED CONTAMINANT; CORROSION CONTROL INHIBITOR ADDITION; HYPOCHLORINATION; IRON OR MANGANESE SEQUESTRATION; OR ULTRAVIOLET RADIATION. THE LEAD/CHIEF OPERATOR MUST BE CLASS D OR HIGHER. 50,000 GPD UP TO 0.25 MGD-STAFFING BY CLASS D OR HIGHER OPERATOR: 3 VISITS/WEEK ON NONCONSECUTIVE DAYS FOR A TOTAL OF 0.3 HOUR/WEEK. LESS THAN 50,000 GPD-STAFFING BY A CLASS D OR HIGHER OPERATOR: 2 VISITS/WEEK ON NONCONSECUTIVE DAYS FOR A TOTAL OF 0.2 HOUR/WEEK. THERE SHALL BE NO MORE THAN 5 DAYS BETWEEN THE LAST VISIT IN ONE WEEK AND THE FIRST VISIT IN THE NEXT WEEK. | N | Y | TIPPY TOES DAYCARE (DEE'S EARTH ANGELS) | 2140 CHURCH ST |  | MARIANNA | FL | 32448 |  | 8502095006 |  | HEATH EDWARDS | HEATH EDWARDS |  |  |  | FL |  |  | 8502095006 |  | INVESTOR | 50 | 43200 | 2 | 2019-06-10 | 2021-11-12 | NTNC | 100
1 | JACKSON | NWD | scott@cloverleafgin.com;BESTGIGI@YAHOO.COM | 1324094 | NONCOMMUNITY | CHLORINATION; AERATION FOR REMOVAL OF ANY SECONDARY CONTAMINANT, SULFIDE, OR ANY UNREGULATED CONTAMINANT; CORROSION CONTROL INHIBITOR ADDITION; HYPOCHLORINATION; IRON OR MANGANESE SEQUESTRATION; OR ULTRAVIOLET RADIATION. THE LEAD/CHIEF OPERATOR MUST BE CLASS D OR HIGHER. 50,000 GPD UP TO 0.25 MGD-STAFFING BY CLASS D OR HIGHER OPERATOR: 3 VISITS/WEEK ON NONCONSECUTIVE DAYS FOR A TOTAL OF 0.3 HOUR/WEEK. LESS THAN 50,000 GPD-STAFFING BY A CLASS D OR HIGHER OPERATOR: 2 VISITS/WEEK ON NONCONSECUTIVE DAYS FOR A TOTAL OF 0.2 HOUR/WEEK. THERE SHALL BE NO MORE THAN 5 DAYS BETWEEN THE LAST VISIT IN ONE WEEK AND THE FIRST VISIT IN THE NEXT WEEK. | N | Y | CLOVER LEAF GIN, INC. | 4455 HWY 162 |  | MARIANNA | FL | 32446 |  | 8505943668 |  | HOMER SIMS | CLOVER LEAF GIN, INC. | P.O. BOX 366 |  | DONALSONVILLE | GA | 39845 |  | 9045248630 |  | INVESTOR | 25 | 115200 | 1 | 2013-11-08 | 2020-11-02 | NC01 | 50
1 | JACKSON | NWD | utilities@jacksoncountyfl.com; danielsr@jacksoncountyfl.gov | 1324098 | COMMUNITY | AERATION FOR REMOVAL OF ANY PRIMARY CONTAMINANT; ALKALINITY/PH ADJUSTMENT; CHLORAMIN ATION; CHLORINE DIOXIDE FOR OXIDATION OR DISINFECTION; FLUORIDATION; ION EXCHANGE FOR REMOVAL OF ANY SECONDARY CONTAMINANT, SULFIDE, OR ANY UNREGULATED CONTAMINANT; OR OZONATION. THE LEAD/CHIEF OPERATOR MUST BE CLASS C OR HIGHER. 5.0 MGD UP TO 10 MGD-STAFFING BY CLASS C OR HIGHER OPERATOR: 6 HOURS/DAY FOR 5 DAYS/WEEK AND ONE VISIT ON EACH WEEKEND DAY. 3.0 MGD UP TO 5.0 MGD-STAFFING BY CLASS C OR HIGHER OPERATOR: 3 HOURS/DAY FOR 5 DAYS/WEEK AND ONE VISIT ON EACH WEEKEND DAY. 1.0 MGD UP TO 3.0 MGD-STAFFING BY CLASS C OR HIGHER OPERATOR: 1 HOUR/DAY FOR 5 DAYS/WEEK AND ONE VISIT ON EACH WEEKEND DAY. 0.1 MGD UP TO 1.0 MGD-STAFFING BY CLASS C OR HIGHER OPERATOR: 5 VISITS/WEEK AND ONE VISIT EACH WEEKEND FOR A TOTAL OF 1.2 HOURS/WEEK. | N | Y | JACKSON COUNTY NO. 1 | 2864 MADISON STREET |  | MARIANNA | FL | 32448 |  | 8507180437 |  | RETT DANIELS | [9 empty] | INVESTOR | 2074 | 1872000 | 57 | 2013-02-01 | 2020-06-18 | DC03 | 2000
1 | JACKSON | NWD | sloank@hotmail.com;BESTGIGI@YAHOO.COM | 1324100 | NONCOMMUNITY | CHLORINATION; AERATION FOR REMOVAL OF ANY SECONDARY CONTAMINANT, SULFIDE, OR ANY UNREGULATED CONTAMINANT; CORROSION CONTROL INHIBITOR ADDITION; HYPOCHLORINATION; IRON OR MANGANESE SEQUESTRATION; OR ULTRAVIOLET RADIATION. THE LEAD/CHIEF OPERATOR MUST BE CLASS D OR HIGHER. 50,000 GPD UP TO 0.25 MGD-STAFFING BY CLASS D OR HIGHER OPERATOR: 3 VISITS/WEEK ON NONCONSECUTIVE DAYS FOR A TOTAL OF 0.3 HOUR/WEEK. LESS THAN 50,000 GPD-STAFFING BY A CLASS D OR HIGHER OPERATOR: 2 VISITS/WEEK ON NONCONSECUTIVE DAYS FOR A TOTAL OF 0.2 HOUR/WEEK. THERE SHALL BE NO MORE THAN 5 DAYS BETWEEN THE LAST VISIT IN ONE WEEK AND THE FIRST VISIT IN THE NEXT WEEK. | N | Y | DOLOMITE INCORPORATED | 1321 HWY 71 |  | MARIANNA | FL | 32448 |  | 8504825570 |  | DAVID THOMPSON | DAVID SLOAN | P.O. BOX 1568 |  | MARIANNA | FL | 32447 |  | 8504825570 |  | INVESTOR | 25 | 14400 | 1 | 2016-09-22 | 2020-11-02 | NC01 | 50
1 | JACKSON | NWD | cwilkins@wm.com | 1324101 | NONTRANSIENT NONCOMMUNITY | CHLORINATION; AERATION FOR REMOVAL OF ANY SECONDARY CONTAMINANT, SULFIDE, OR ANY UNREGULATED CONTAMINANT; CORROSION CONTROL INHIBITOR ADDITION; HYPOCHLORINATION; IRON OR MANGANESE SEQUESTRATION; OR ULTRAVIOLET RADIATION. THE LEAD/CHIEF OPERATOR MUST BE CLASS D OR HIGHER. 50,000 GPD UP TO 0.25 MGD-STAFFING BY CLASS D OR HIGHER OPERATOR: 3 VISITS/WEEK ON NONCONSECUTIVE DAYS FOR A TOTAL OF 0.3 HOUR/WEEK. LESS THAN 50,000 GPD-STAFFING BY A CLASS D OR HIGHER OPERATOR: 2 VISITS/WEEK ON NONCONSECUTIVE DAYS FOR A TOTAL OF 0.2 HOUR/WEEK. THERE SHALL BE NO MORE THAN 5 DAYS BETWEEN THE LAST VISIT IN ONE WEEK AND THE FIRST VISIT IN THE NEXT WEEK. | N | Y | SPRINGHILL REGIONAL LANDFILL | 4945 HWY 273 |  | CAMPBELLTON | FL | 32426 |  | 8502635946 |  | CALVIN WILKINSON | SPRINGHILL REGIONAL LANDFILL | 4945 HWY 273 |  | CAMPBELLTON | FL | 32426 |  | 8502637100 |  | INVESTOR | 100 | 36000 | 6 | 2020-01-16 | 2020-01-09 | NTNC | 100
1 | JACKSON | NWD | clh@compass-lake.com | 1324104 | NONCOMMUNITY | CHLORINATION; AERATION FOR REMOVAL OF ANY SECONDARY CONTAMINANT, SULFIDE, OR ANY UNREGULATED CONTAMINANT; CORROSION CONTROL INHIBITOR ADDITION; HYPOCHLORINATION; IRON OR MANGANESE SEQUESTRATION; OR ULTRAVIOLET RADIATION. THE LEAD/CHIEF OPERATOR MUST BE CLASS D OR HIGHER. 50,000 GPD UP TO 0.25 MGD-STAFFING BY CLASS D OR HIGHER OPERATOR: 3 VISITS/WEEK ON NONCONSECUTIVE DAYS FOR A TOTAL OF 0.3 HOUR/WEEK. LESS THAN 50,000 GPD-STAFFING BY A CLASS D OR HIGHER OPERATOR: 2 VISITS/WEEK ON NONCONSECUTIVE DAYS FOR A TOTAL OF 0.2 HOUR/WEEK. THERE SHALL BE NO MORE THAN 5 DAYS BETWEEN THE LAST VISIT IN ONE WEEK AND THE FIRST VISIT IN THE NEXT WEEK. | N | Y | COMPASS LAKE IN THE HILLS | 645 COMPASS LAKE DRIVE |  | ALFORD | FL | 32420 |  | 8505794303 |  | MIKE CASTLEBERRY | DUANE LASTER | 645 COMPASS LAKE DRIVE |  | ALFORD | FL | 32420 |  | 8505794303 |  | INVESTOR | 25 | 43208 | 13 | 2016-01-05 | 2020-10-09 | NC01 | 50
1 | JACKSON | NWD | lacyfarkash@gmail.com | 1324106 | NONCOMMUNITY | CHLORINATION; AERATION FOR REMOVAL OF ANY SECONDARY CONTAMINANT, SULFIDE, OR ANY UNREGULATED CONTAMINANT; CORROSION CONTROL INHIBITOR ADDITION; HYPOCHLORINATION; IRON OR MANGANESE SEQUESTRATION; OR ULTRAVIOLET RADIATION. THE LEAD/CHIEF OPERATOR MUST BE CLASS D OR HIGHER. 50,000 GPD UP TO 0.25 MGD-STAFFING BY CLASS D OR HIGHER OPERATOR: 3 VISITS/WEEK ON NONCONSECUTIVE DAYS FOR A TOTAL OF 0.3 HOUR/WEEK. LESS THAN 50,000 GPD-STAFFING BY A CLASS D OR HIGHER OPERATOR: 2 VISITS/WEEK ON NONCONSECUTIVE DAYS FOR A TOTAL OF 0.2 HOUR/WEEK. THERE SHALL BE NO MORE THAN 5 DAYS BETWEEN THE LAST VISIT IN ONE WEEK AND THE FIRST VISIT IN THE NEXT WEEK. | N | Y | KOUNTRY CANDY STORE | 996 HWY 231 S |  | ALFORD | FL | 32420 |  | 8505794182 |  | LACY FARKASH | LACY FARKASH | 996 HWY 231 S |  | ALFORD | FL | 32420 |  | 8505794182 |  | INVESTOR | 25 | 14400 | 1 | 2014-08-14 | 2020-10-26 | NC01 | 50
1 | JACKSON | NWD | utilities@jacksoncountyfl.com;rdaniels@jacksoncountyfl.com | 1324108 | NONCOMMUNITY | CHLORINATION; AERATION FOR REMOVAL OF ANY SECONDARY CONTAMINANT, SULFIDE, OR ANY UNREGULATED CONTAMINANT; CORROSION CONTROL INHIBITOR ADDITION; HYPOCHLORINATION; IRON OR MANGANESE SEQUESTRATION; OR ULTRAVIOLET RADIATION. THE LEAD/CHIEF OPERATOR MUST BE CLASS D OR HIGHER. 50,000 GPD UP TO 0.25 MGD-STAFFING BY CLASS D OR HIGHER OPERATOR: 3 VISITS/WEEK ON NONCONSECUTIVE DAYS FOR A TOTAL OF 0.3 HOUR/WEEK. LESS THAN 50,000 GPD-STAFFING BY A CLASS D OR HIGHER OPERATOR: 2 VISITS/WEEK ON NONCONSECUTIVE DAYS FOR A TOTAL OF 0.2 HOUR/WEEK. THERE SHALL BE NO MORE THAN 5 DAYS BETWEEN THE LAST VISIT IN ONE WEEK AND THE FIRST VISIT IN THE NEXT WEEK. | N | Y | BLUE SPRINGS RECREATIONAL AREA | 5461 HIGHWAY 164 |  | MARIANNA | FL | 32446 |  | 8504829846 |  | RETT DANIELS | WILANNE DANIELS | 2864 MADISON ST. |  | MARIANNA | FL | 32448 | 4021 | 8504829633 |  | INVESTOR | 25 | 115200 | 2 | 2019-07-12 | 2019-07-12 | NC01 | 50
1 | JACKSON | NWD | scroxton@jacksoncountyfl.com | 1324199 | NONTRANSIENT NONCOMMUNITY | CHLORINATION; AERATION FOR REMOVAL OF ANY SECONDARY CONTAMINANT, SULFIDE, OR ANY UNREGULATED CONTAMINANT; CORROSION CONTROL INHIBITOR ADDITION; HYPOCHLORINATION; IRON OR MANGANESE SEQUESTRATION; OR ULTRAVIOLET RADIATION. THE LEAD/CHIEF OPERATOR MUST BE CLASS D OR HIGHER. 50,000 GPD UP TO 0.25 MGD-STAFFING BY CLASS D OR HIGHER OPERATOR: 3 VISITS/WEEK ON NONCONSECUTIVE DAYS FOR A TOTAL OF 0.3 HOUR/WEEK. LESS THAN 50,000 GPD-STAFFING BY A CLASS D OR HIGHER OPERATOR: 2 VISITS/WEEK ON NONCONSECUTIVE DAYS FOR A TOTAL OF 0.2 HOUR/WEEK. THERE SHALL BE NO MORE THAN 5 DAYS BETWEEN THE LAST VISIT IN ONE WEEK AND THE FIRST VISIT IN THE NEXT WEEK. | N | Y | JACKSON COUNTY UTILITIES NO. 2 | 2727 CARTLEDGE ROAD |  | COTTONDALE | FL | 32431 |  | 8502090699 |  | RETT DANIELS | RETT DANIELS | 2864 MADISON ST. |  | MARIANNA | FL | 32448 |  | 8504829633 |  | COUNTY | 505 | 576000 | 5 | 2013-03-05 | 2020-06-18 | NTNC | 100
1 | JACKSON | NWD | bakern@chipola.edu;BESTGIGI@YAHOO.COM;youngs@chipola.edu | 1324201 | NONCOMMUNITY | CHLORINATION; AERATION FOR REMOVAL OF ANY SECONDARY CONTAMINANT, SULFIDE, OR ANY UNREGULATED CONTAMINANT; CORROSION CONTROL INHIBITOR ADDITION; HYPOCHLORINATION; IRON OR MANGANESE SEQUESTRATION; OR ULTRAVIOLET RADIATION. THE LEAD/CHIEF OPERATOR MUST BE CLASS D OR HIGHER. 50,000 GPD UP TO 0.25 MGD-STAFFING BY CLASS D OR HIGHER OPERATOR: 3 VISITS/WEEK ON NONCONSECUTIVE DAYS FOR A TOTAL OF 0.3 HOUR/WEEK. LESS THAN 50,000 GPD-STAFFING BY A CLASS D OR HIGHER OPERATOR: 2 VISITS/WEEK ON NONCONSECUTIVE DAYS FOR A TOTAL OF 0.2 HOUR/WEEK. THERE SHALL BE NO MORE THAN 5 DAYS BETWEEN THE LAST VISIT IN ONE WEEK AND THE FIRST VISIT IN THE NEXT WEEK. | N | Y | W.B. BILL REDDOCH PUBLIC SERVICE ANNEX | CALHOUN ROAD |  | MARIANNA | FL | 32446 |  | 8505262761 |  | DIANNE GREEN | DENNIS KOSCIW | 3094 INDIAN CIRCLE |  | MARIANNA | FL | 32446 |  | 8507182310 |  | OTHER | 25 | 72000 | 2 | 2017-09-14 | 2021-11-10 | NC01 | 50
1 | JACKSON | NWD | croxston@Centurylink.net | 1324204 | NONCOMMUNITY | CHLORINATION; AERATION FOR REMOVAL OF ANY SECONDARY CONTAMINANT, SULFIDE, OR ANY UNREGULATED CONTAMINANT; CORROSION CONTROL INHIBITOR ADDITION; HYPOCHLORINATION; IRON OR MANGANESE SEQUESTRATION; OR ULTRAVIOLET RADIATION. THE LEAD/CHIEF OPERATOR MUST BE CLASS D OR HIGHER. 50,000 GPD UP TO 0.25 MGD-STAFFING BY CLASS D OR HIGHER OPERATOR: 3 VISITS/WEEK ON NONCONSECUTIVE DAYS FOR A TOTAL OF 0.3 HOUR/WEEK. LESS THAN 50,000 GPD-STAFFING BY A CLASS D OR HIGHER OPERATOR: 2 VISITS/WEEK ON NONCONSECUTIVE DAYS FOR A TOTAL OF 0.2 HOUR/WEEK. THERE SHALL BE NO MORE THAN 5 DAYS BETWEEN THE LAST VISIT IN ONE WEEK AND THE FIRST VISIT IN THE NEXT WEEK. | N | Y | DAMASCUS FREEWILL BAPTIST CHURCH | 3700 KYNESVILLE HIGHWAY |  | MARIANNA | FL | 32448 |  | 8506932773 |  | STEVE CROXTON | STEVE CROXTON | 3700 KYNESVILLE HWY |  | MARIANNA | FL | 32448 |  | 8502090699 |  | OTHER | 100 | 28800 | 1 | 2020-03-03 | 2020-01-28 | NC01 | 50
1 | JACKSON | NWD | Office@pbcGrandRidge.com | 1324205 | NONCOMMUNITY | CHLORINATION; AERATION FOR REMOVAL OF ANY SECONDARY CONTAMINANT, SULFIDE, OR ANY UNREGULATED CONTAMINANT; CORROSION CONTROL INHIBITOR ADDITION; HYPOCHLORINATION; IRON OR MANGANESE SEQUESTRATION; OR ULTRAVIOLET RADIATION. THE LEAD/CHIEF OPERATOR MUST BE CLASS D OR HIGHER. 50,000 GPD UP TO 0.25 MGD-STAFFING BY CLASS D OR HIGHER OPERATOR: 3 VISITS/WEEK ON NONCONSECUTIVE DAYS FOR A TOTAL OF 0.3 HOUR/WEEK. LESS THAN 50,000 GPD-STAFFING BY A CLASS D OR HIGHER OPERATOR: 2 VISITS/WEEK ON NONCONSECUTIVE DAYS FOR A TOTAL OF 0.2 HOUR/WEEK. THERE SHALL BE NO MORE THAN 5 DAYS BETWEEN THE LAST VISIT IN ONE WEEK AND THE FIRST VISIT IN THE NEXT WEEK. | N | Y | PROVIDENCE BAPTIST CHURCH | 6940 PROVIDENCE CHURCH ROAD | (DON'T CONTACT PASTOR RE: WATER SYSTEM!) | GRAND RIDGE | FL | 32442 |  | 8505925481 |  | BETH STAGNER | PROVIDENCE BAPTIST CHURCH | 6940 PROVIDENCE CHURCH ROAD |  | GRAND RIDGE | FL | 32442 |  | 8505925481 |  | UNKNOWN | 120 | 28800 | 2 | 2014-08-06 | 2020-02-10 | NC01 | 50
1 | JACKSON | NWD |  | 1324206 | NONCOMMUNITY | CHLORINATION; AERATION FOR REMOVAL OF ANY SECONDARY CONTAMINANT, SULFIDE, OR ANY UNREGULATED CONTAMINANT; CORROSION CONTROL INHIBITOR ADDITION; HYPOCHLORINATION; IRON OR MANGANESE SEQUESTRATION; OR ULTRAVIOLET RADIATION. THE LEAD/CHIEF OPERATOR MUST BE CLASS D OR HIGHER. 50,000 GPD UP TO 0.25 MGD-STAFFING BY CLASS D OR HIGHER OPERATOR: 3 VISITS/WEEK ON NONCONSECUTIVE DAYS FOR A TOTAL OF 0.3 HOUR/WEEK. LESS THAN 50,000 GPD-STAFFING BY A CLASS D OR HIGHER OPERATOR: 2 VISITS/WEEK ON NONCONSECUTIVE DAYS FOR A TOTAL OF 0.2 HOUR/WEEK. THERE SHALL BE NO MORE THAN 5 DAYS BETWEEN THE LAST VISIT IN ONE WEEK AND THE FIRST VISIT IN THE NEXT WEEK. | N | Y | SALEM WESLEYAN CHURCH | 2764 SALEM CHURCH ROAD |  | SNEADS | FL | 32460 |  | 8505936679 |  | TOBY ALLEN | TOBY ALLEN | 2764 SALEM CHURCH RD. |  | SNEADS | FL | 32460 |  | 8505936679 |  | OTHER | 50 | 28800 | 2 | 2019-10-19 | 2019-07-25 | NC01 | 50
1 | JACKSON | NWD | mark.thomas@dot.state.fl.us; | 1324207 | NONCOMMUNITY | CHLORINATION; AERATION FOR REMOVAL OF ANY SECONDARY CONTAMINANT, SULFIDE, OR ANY UNREGULATED CONTAMINANT; CORROSION CONTROL INHIBITOR ADDITION; HYPOCHLORINATION; IRON OR MANGANESE SEQUESTRATION; OR ULTRAVIOLET RADIATION. THE LEAD/CHIEF OPERATOR MUST BE CLASS D OR HIGHER. 50,000 GPD UP TO 0.25 MGD-STAFFING BY CLASS D OR HIGHER OPERATOR: 3 VISITS/WEEK ON NONCONSECUTIVE DAYS FOR A TOTAL OF 0.3 HOUR/WEEK. LESS THAN 50,000 GPD-STAFFING BY A CLASS D OR HIGHER OPERATOR: 2 VISITS/WEEK ON NONCONSECUTIVE DAYS FOR A TOTAL OF 0.2 HOUR/WEEK. THERE SHALL BE NO MORE THAN 5 DAYS BETWEEN THE LAST VISIT IN ONE WEEK AND THE FIRST VISIT IN THE NEXT WEEK. | N | Y | FDOT SNEADS WEIGH IN MOTION STATION WEST | I-10 WESTBOUND |  | SNEADS | FL | 32460 |  | 8505928710 |  | CHAD WILLIAMS | TIMOTHY HENDRIX | PO BOX 607 |  | CHIPLEY | FL | 32428 |  | 8503301681 | 681 | STATE | 25 | 36000 | 2 | 2019-03-26 | 2019-03-07 | NC01 | 50
1 | JACKSON | NWD | mark.thomas@dot.state.fl.us;PROFESSIONALOPERATORSINC@GMAIL.COM | 1324208 | NONCOMMUNITY | CHLORINATION; AERATION FOR REMOVAL OF ANY SECONDARY CONTAMINANT, SULFIDE, OR ANY UNREGULATED CONTAMINANT; CORROSION CONTROL INHIBITOR ADDITION; HYPOCHLORINATION; IRON OR MANGANESE SEQUESTRATION; OR ULTRAVIOLET RADIATION. THE LEAD/CHIEF OPERATOR MUST BE CLASS D OR HIGHER. 50,000 GPD UP TO 0.25 MGD-STAFFING BY CLASS D OR HIGHER OPERATOR: 3 VISITS/WEEK ON NONCONSECUTIVE DAYS FOR A TOTAL OF 0.3 HOUR/WEEK. LESS THAN 50,000 GPD-STAFFING BY A CLASS D OR HIGHER OPERATOR: 2 VISITS/WEEK ON NONCONSECUTIVE DAYS FOR A TOTAL OF 0.2 HOUR/WEEK. THERE SHALL BE NO MORE THAN 5 DAYS BETWEEN THE LAST VISIT IN ONE WEEK AND THE FIRST VISIT IN THE NEXT WEEK. | N | Y | FDOT SNEADS WEIGH IN MOTION STATION EAST | I-10 EAST BOUND |  | SNEADS | FL | 32460 |  | 8505928710 |  | CHAD WILLIAMS, PE | TIMOTHY HENDRIX | PO BOX 607 |  | CHIPLEY | FL | 32428 |  | 8503301681 | 681 | STATE | 25 | 57600 | 2 | 2014-11-13 | 2019-03-07 | NC01 | 50
1 | JACKSON | NWD | utilities@jacksoncountyfl.com | 1324209 | NONCOMMUNITY | CHLORINATION; AERATION FOR REMOVAL OF ANY SECONDARY CONTAMINANT, SULFIDE, OR ANY UNREGULATED CONTAMINANT; CORROSION CONTROL INHIBITOR ADDITION; HYPOCHLORINATION; IRON OR MANGANESE SEQUESTRATION; OR ULTRAVIOLET RADIATION. THE LEAD/CHIEF OPERATOR MUST BE CLASS D OR HIGHER. 50,000 GPD UP TO 0.25 MGD-STAFFING BY CLASS D OR HIGHER OPERATOR: 3 VISITS/WEEK ON NONCONSECUTIVE DAYS FOR A TOTAL OF 0.3 HOUR/WEEK. LESS THAN 50,000 GPD-STAFFING BY A CLASS D OR HIGHER OPERATOR: 2 VISITS/WEEK ON NONCONSECUTIVE DAYS FOR A TOTAL OF 0.2 HOUR/WEEK. THERE SHALL BE NO MORE THAN 5 DAYS BETWEEN THE LAST VISIT IN ONE WEEK AND THE FIRST VISIT IN THE NEXT WEEK. | N | Y | CITIZENS LODGE | 4574 LODGE DR. |  | MARIANNA | FL | 32446 |  | 8504829633 |  | RETT DANIELS | WILANNE DANIELS | 2864 MADISON ST. |  | MARIANNA | FL | 32448 |  | 8504829633 |  | COUNTY | 50 | 28800 | 1 |  | 2019-06-28 | NC01 | 50
1 | JACKSON | NWD | johncross@centurylink.net;hopefor3@aol.com | 1324211 | NONCOMMUNITY | CHLORINATION; AERATION FOR REMOVAL OF ANY SECONDARY CONTAMINANT, SULFIDE, OR ANY UNREGULATED CONTAMINANT; CORROSION CONTROL INHIBITOR ADDITION; HYPOCHLORINATION; IRON OR MANGANESE SEQUESTRATION; OR ULTRAVIOLET RADIATION. THE LEAD/CHIEF OPERATOR MUST BE CLASS D OR HIGHER. 50,000 GPD UP TO 0.25 MGD-STAFFING BY CLASS D OR HIGHER OPERATOR: 3 VISITS/WEEK ON NONCONSECUTIVE DAYS FOR A TOTAL OF 0.3 HOUR/WEEK. LESS THAN 50,000 GPD-STAFFING BY A CLASS D OR HIGHER OPERATOR: 2 VISITS/WEEK ON NONCONSECUTIVE DAYS FOR A TOTAL OF 0.2 HOUR/WEEK. THERE SHALL BE NO MORE THAN 5 DAYS BETWEEN THE LAST VISIT IN ONE WEEK AND THE FIRST VISIT IN THE NEXT WEEK. | N | Y | MT. OLIVE BAPTIST CHURCH | 6045 HIGHWAY 2 |  | BASCOM | FL | 32423 | 9039 | 8505695080 |  | JOHN CROSS | JAMES NEWELL | 6045 HIGHWAY 2 |  | BASCOM | FL | 32423 |  | 8505695080 |  | OTHER | 30 | 36000 | 2 | 2021-06-09 | 2020-02-13 | NC01 | 50
1 | JACKSON | NWD | bishop@eiwof.org | 1324212 | NONCOMMUNITY | CHLORINATION; AERATION FOR REMOVAL OF ANY SECONDARY CONTAMINANT, SULFIDE, OR ANY UNREGULATED CONTAMINANT; CORROSION CONTROL INHIBITOR ADDITION; HYPOCHLORINATION; IRON OR MANGANESE SEQUESTRATION; OR ULTRAVIOLET RADIATION. THE LEAD/CHIEF OPERATOR MUST BE CLASS D OR HIGHER. 50,000 GPD UP TO 0.25 MGD-STAFFING BY CLASS D OR HIGHER OPERATOR: 3 VISITS/WEEK ON NONCONSECUTIVE DAYS FOR A TOTAL OF 0.3 HOUR/WEEK. LESS THAN 50,000 GPD-STAFFING BY A CLASS D OR HIGHER OPERATOR: 2 VISITS/WEEK ON NONCONSECUTIVE DAYS FOR A TOTAL OF 0.2 HOUR/WEEK. THERE SHALL BE NO MORE THAN 5 DAYS BETWEEN THE LAST VISIT IN ONE WEEK AND THE FIRST VISIT IN THE NEXT WEEK. | N | Y | EVER INCREASING WORD OF FAITH | 3749 SKYVIEW RD. |  | MARIANNA | FL | 32446 |  | 8505264704 |  | BISHOP FLAVIOUS PITTMAN | EVER INCREASING WORD OF FAITH | 3749 SKYVIEW RD. |  | MARIANNA | FL | 32446 |  | 8505264704 |  | UNKNOWN | 55 | 28800 | 1 | 2017-09-29 | 2021-11-10 | NC01 | 50
1 | JACKSON | NWD | BILLIEANDCURTIS@EMBARQMAIL.COM;robertg1938@gmail.com | 1324214 | NONCOMMUNITY | CHLORINATION; AERATION FOR REMOVAL OF ANY SECONDARY CONTAMINANT, SULFIDE, OR ANY UNREGULATED CONTAMINANT; CORROSION CONTROL INHIBITOR ADDITION; HYPOCHLORINATION; IRON OR MANGANESE SEQUESTRATION; OR ULTRAVIOLET RADIATION. THE LEAD/CHIEF OPERATOR MUST BE CLASS D OR HIGHER. 50,000 GPD UP TO 0.25 MGD-STAFFING BY CLASS D OR HIGHER OPERATOR: 3 VISITS/WEEK ON NONCONSECUTIVE DAYS FOR A TOTAL OF 0.3 HOUR/WEEK. LESS THAN 50,000 GPD-STAFFING BY A CLASS D OR HIGHER OPERATOR: 2 VISITS/WEEK ON NONCONSECUTIVE DAYS FOR A TOTAL OF 0.2 HOUR/WEEK. THERE SHALL BE NO MORE THAN 5 DAYS BETWEEN THE LAST VISIT IN ONE WEEK AND THE FIRST VISIT IN THE NEXT WEEK. | N | Y | CYPRESS GROVE ASSEMBLY OF GOD | 3250 CYPRESS GROVE RD. |  | GRAND RIDGE | FL | 32442 |  | 8502726773 |  | ROBERT GRAVENMIER | MICHAEL ALLEN | 3250 CYPRESS GROVE ROAD |  | GRAND RIDGE | FL | 32442 |  | 8505924451 |  | OTHER | 70 | 28800 | 2 | 2014-01-08 | 2018-06-13 | NC01 | 50
1 | JACKSON | NWD | johncross@centurylink.net | 1324217 | NONCOMMUNITY | CHLORINATION; AERATION FOR REMOVAL OF ANY SECONDARY CONTAMINANT, SULFIDE, OR ANY UNREGULATED CONTAMINANT; CORROSION CONTROL INHIBITOR ADDITION; HYPOCHLORINATION; IRON OR MANGANESE SEQUESTRATION; OR ULTRAVIOLET RADIATION. THE LEAD/CHIEF OPERATOR MUST BE CLASS D OR HIGHER. 50,000 GPD UP TO 0.25 MGD-STAFFING BY CLASS D OR HIGHER OPERATOR: 3 VISITS/WEEK ON NONCONSECUTIVE DAYS FOR A TOTAL OF 0.3 HOUR/WEEK. LESS THAN 50,000 GPD-STAFFING BY A CLASS D OR HIGHER OPERATOR: 2 VISITS/WEEK ON NONCONSECUTIVE DAYS FOR A TOTAL OF 0.2 HOUR/WEEK. THERE SHALL BE NO MORE THAN 5 DAYS BETWEEN THE LAST VISIT IN ONE WEEK AND THE FIRST VISIT IN THE NEXT WEEK. | N | Y | FIRST BAPTIST CHURCH OF BASCOM | 4951 BASSWOOD ROAD |  | BASCOM | FL | 32423 |  | 8505692699 |  | BILL JAMES | REV. GREG ROBERTS | 4951 BASSWOOD RD. |  | BASCOM | FL | 32423 |  | 8505692699 |  | UNKNOWN | 85 | 14400 | 2 | 2021-06-09 | 2019-06-11 | NC01 | 50
1 | JACKSON | NWD | JerryW0255@yahoo.com;COUNTRYSIDELC@YAHOO.COM | 1324220 | NONCOMMUNITY | CHLORINATION; AERATION FOR REMOVAL OF ANY SECONDARY CONTAMINANT, SULFIDE, OR ANY UNREGULATED CONTAMINANT; CORROSION CONTROL INHIBITOR ADDITION; HYPOCHLORINATION; IRON OR MANGANESE SEQUESTRATION; OR ULTRAVIOLET RADIATION. THE LEAD/CHIEF OPERATOR MUST BE CLASS D OR HIGHER. 50,000 GPD UP TO 0.25 MGD-STAFFING BY CLASS D OR HIGHER OPERATOR: 3 VISITS/WEEK ON NONCONSECUTIVE DAYS FOR A TOTAL OF 0.3 HOUR/WEEK. LESS THAN 50,000 GPD-STAFFING BY A CLASS D OR HIGHER OPERATOR: 2 VISITS/WEEK ON NONCONSECUTIVE DAYS FOR A TOTAL OF 0.2 HOUR/WEEK. THERE SHALL BE NO MORE THAN 5 DAYS BETWEEN THE LAST VISIT IN ONE WEEK AND THE FIRST VISIT IN THE NEXT WEEK. | N | Y | DAMASCUS BAPTIST CHURCH | 5083 HWY 77 |  | GRACEVILLE | FL | 32440 |  | 8502636063 |  | JERRY WILLIAMS | BRYAN TAYLOR | 5083 HWY 77 |  | GRACEVILLE | FL | 32440 |  | 8508191505 |  | UNKNOWN | 126 | 21600 | 2 | 2019-07-17 | 2019-02-07 | NC01 | 50
1 | JACKSON | NWD | friendshipbc@centurylink.net;johncross@centurylink.net | 1324224 | NONCOMMUNITY | CHLORINATION; AERATION FOR REMOVAL OF ANY SECONDARY CONTAMINANT, SULFIDE, OR ANY UNREGULATED CONTAMINANT; CORROSION CONTROL INHIBITOR ADDITION; HYPOCHLORINATION; IRON OR MANGANESE SEQUESTRATION; OR ULTRAVIOLET RADIATION. THE LEAD/CHIEF OPERATOR MUST BE CLASS D OR HIGHER. 50,000 GPD UP TO 0.25 MGD-STAFFING BY CLASS D OR HIGHER OPERATOR: 3 VISITS/WEEK ON NONCONSECUTIVE DAYS FOR A TOTAL OF 0.3 HOUR/WEEK. LESS THAN 50,000 GPD-STAFFING BY A CLASS D OR HIGHER OPERATOR: 2 VISITS/WEEK ON NONCONSECUTIVE DAYS FOR A TOTAL OF 0.2 HOUR/WEEK. THERE SHALL BE NO MORE THAN 5 DAYS BETWEEN THE LAST VISIT IN ONE WEEK AND THE FIRST VISIT IN THE NEXT WEEK. | N | Y | FRIENDSHIP BAPTIST CHURCH | 5507 FRIENDSHIP CHURCH ROAD |  | MALONE | FL | 32445 |  | 8502094643 |  | CAROL CALLAWAY | RALPH WILLIS | PO BOX 626 |  | MALONE | FL | 32445 |  | 8502094643 |  | UNKNOWN | 110 | 43200 | 5 | 2021-06-09 | 2020-02-26 | NC01 | 50
1 | JACKSON | NWD | jimwhart@digitalexp.com | 1324225 | NONCOMMUNITY | CHLORINATION; AERATION FOR REMOVAL OF ANY SECONDARY CONTAMINANT, SULFIDE, OR ANY UNREGULATED CONTAMINANT; CORROSION CONTROL INHIBITOR ADDITION; HYPOCHLORINATION; IRON OR MANGANESE SEQUESTRATION; OR ULTRAVIOLET RADIATION. THE LEAD/CHIEF OPERATOR MUST BE CLASS D OR HIGHER. 50,000 GPD UP TO 0.25 MGD-STAFFING BY CLASS D OR HIGHER OPERATOR: 3 VISITS/WEEK ON NONCONSECUTIVE DAYS FOR A TOTAL OF 0.3 HOUR/WEEK. LESS THAN 50,000 GPD-STAFFING BY A CLASS D OR HIGHER OPERATOR: 2 VISITS/WEEK ON NONCONSECUTIVE DAYS FOR A TOTAL OF 0.2 HOUR/WEEK. THERE SHALL BE NO MORE THAN 5 DAYS BETWEEN THE LAST VISIT IN ONE WEEK AND THE FIRST VISIT IN THE NEXT WEEK. | N | Y | CIRCLE HILL BAPTIST CHURCH | 7170 CIRCLE HILL ROAD |  | SNEADS | FL | 32460 |  | 8505922327 |  | MR. JAMES W. HART | CIRCLE HILL BAPTIST CHURCH | 7170 CIRCLE HILL ROAD | 32445 | SNEADS | FL | 32460 |  | 8505924740 |  | UNKNOWN | 70 | 43200 | 3 | 2021-06-09 | 2015-04-15 | NC01 | 50
1 | JACKSON | NWD | elbethela@yahoo.com;BESTGIGI@YAHOO.COM;CRAIG@BISHOPFARMS.NET | 1324226 | NONCOMMUNITY | CHLORINATION; AERATION FOR REMOVAL OF ANY SECONDARY CONTAMINANT, SULFIDE, OR ANY UNREGULATED CONTAMINANT; CORROSION CONTROL INHIBITOR ADDITION; HYPOCHLORINATION; IRON OR MANGANESE SEQUESTRATION; OR ULTRAVIOLET RADIATION. THE LEAD/CHIEF OPERATOR MUST BE CLASS D OR HIGHER. 50,000 GPD UP TO 0.25 MGD-STAFFING BY CLASS D OR HIGHER OPERATOR: 3 VISITS/WEEK ON NONCONSECUTIVE DAYS FOR A TOTAL OF 0.3 HOUR/WEEK. LESS THAN 50,000 GPD-STAFFING BY A CLASS D OR HIGHER OPERATOR: 2 VISITS/WEEK ON NONCONSECUTIVE DAYS FOR A TOTAL OF 0.2 HOUR/WEEK. THERE SHALL BE NO MORE THAN 5 DAYS BETWEEN THE LAST VISIT IN ONE WEEK AND THE FIRST VISIT IN THE NEXT WEEK. | N | Y | EL BETHEL ASSEMBLY OF GOD | 2503 EL BETHEL CHURCH ROAD |  | GRAND RIDGE | FL | 32442 |  | 8505936044 |  | CRAIG BISHOP | CRAIG BISHOP | 2503 EL BETHEL CHURCH ROAD |  | GRAND RIDGE | FL | 32442 |  | 8505936044 |  | UNKNOWN | 130 | 43200 | 2 | 2013-09-24 | 2018-08-31 | NC01 | 50
1 | JACKSON | NWD | lovedalebaptist@centurylink.net;JOHNCROSS@CENTURYLINK.NET | 1324227 | NONCOMMUNITY | CHLORINATION; AERATION FOR REMOVAL OF ANY SECONDARY CONTAMINANT, SULFIDE, OR ANY UNREGULATED CONTAMINANT; CORROSION CONTROL INHIBITOR ADDITION; HYPOCHLORINATION; IRON OR MANGANESE SEQUESTRATION; OR ULTRAVIOLET RADIATION. THE LEAD/CHIEF OPERATOR MUST BE CLASS D OR HIGHER. 50,000 GPD UP TO 0.25 MGD-STAFFING BY CLASS D OR HIGHER OPERATOR: 3 VISITS/WEEK ON NONCONSECUTIVE DAYS FOR A TOTAL OF 0.3 HOUR/WEEK. LESS THAN 50,000 GPD-STAFFING BY A CLASS D OR HIGHER OPERATOR: 2 VISITS/WEEK ON NONCONSECUTIVE DAYS FOR A TOTAL OF 0.2 HOUR/WEEK. THERE SHALL BE NO MORE THAN 5 DAYS BETWEEN THE LAST VISIT IN ONE WEEK AND THE FIRST VISIT IN THE NEXT WEEK. | N | Y | LOVEDALE BAPTIST CHURCH | 6595 LOVEDALE ROAD |  | BASCOM | FL | 32423 |  | 8505925415 |  | PASTOR STEVE CANADA | LOVEDALE BAPTIST CHURCH | 6595 LOVEDALE ROAD |  | BASCOM | FL | 32423 |  | 8505925415 |  | OTHER | 55 | 28800 | 2 | 2021-06-09 | 2020-02-13 | NC01 | 50
1 | JACKSON | NWD | vholdings@outlook.com | 1324230 | NONCOMMUNITY | CHLORINATION; AERATION FOR REMOVAL OF ANY SECONDARY CONTAMINANT, SULFIDE, OR ANY UNREGULATED CONTAMINANT; CORROSION CONTROL INHIBITOR ADDITION; HYPOCHLORINATION; IRON OR MANGANESE SEQUESTRATION; OR ULTRAVIOLET RADIATION. THE LEAD/CHIEF OPERATOR MUST BE CLASS D OR HIGHER. 50,000 GPD UP TO 0.25 MGD-STAFFING BY CLASS D OR HIGHER OPERATOR: 3 VISITS/WEEK ON NONCONSECUTIVE DAYS FOR A TOTAL OF 0.3 HOUR/WEEK. LESS THAN 50,000 GPD-STAFFING BY A CLASS D OR HIGHER OPERATOR: 2 VISITS/WEEK ON NONCONSECUTIVE DAYS FOR A TOTAL OF 0.2 HOUR/WEEK. THERE SHALL BE NO MORE THAN 5 DAYS BETWEEN THE LAST VISIT IN ONE WEEK AND THE FIRST VISIT IN THE NEXT WEEK. | N | Y | NEW BETHEL CHURCH | 2207 SAPP ROAD |  | COTTONDALE | FL | 32431 |  | 8506382590 |  | GERALD VICKERY | GERALD VICKERY | 1488 RUDD ROAD |  | COTTONDALE | FL | 32431 |  | 8506384466 |  | OTHER | 60 | 28800 | 2 | 2019-03-29 | 2019-03-13 | NC01 | 50
1 | JACKSON | NWD | robtglen@aol.com;337horne@gmail.com | 1324236 | NONCOMMUNITY | CHLORINATION; AERATION FOR REMOVAL OF ANY SECONDARY CONTAMINANT, SULFIDE, OR ANY UNREGULATED CONTAMINANT; CORROSION CONTROL INHIBITOR ADDITION; HYPOCHLORINATION; IRON OR MANGANESE SEQUESTRATION; OR ULTRAVIOLET RADIATION. THE LEAD/CHIEF OPERATOR MUST BE CLASS D OR HIGHER. 50,000 GPD UP TO 0.25 MGD-STAFFING BY CLASS D OR HIGHER OPERATOR: 3 VISITS/WEEK ON NONCONSECUTIVE DAYS FOR A TOTAL OF 0.3 HOUR/WEEK. LESS THAN 50,000 GPD-STAFFING BY A CLASS D OR HIGHER OPERATOR: 2 VISITS/WEEK ON NONCONSECUTIVE DAYS FOR A TOTAL OF 0.2 HOUR/WEEK. THERE SHALL BE NO MORE THAN 5 DAYS BETWEEN THE LAST VISIT IN ONE WEEK AND THE FIRST VISIT IN THE NEXT WEEK. | N | Y | ALLIANCE HILL RV PARK | 639 PLYMOUTH LOOP |  | MARIANNA | FL | 32448 |  | 8505454928 |  | GLENN STALVEY | GLENN STALVEY | PO BOX 733 |  | TALLAHASSEE | FL | 32302 |  | 8505454928 |  | INVESTOR | 25 | 216000 | 64 | 2020-03-09 | 2020-03-09 | NC01 | 50
1 | JACKSON | NWD | pgrove@hughes.net; | 1324247 | NONCOMMUNITY | CHLORINATION; AERATION FOR REMOVAL OF ANY SECONDARY CONTAMINANT, SULFIDE, OR ANY UNREGULATED CONTAMINANT; CORROSION CONTROL INHIBITOR ADDITION; HYPOCHLORINATION; IRON OR MANGANESE SEQUESTRATION; OR ULTRAVIOLET RADIATION. THE LEAD/CHIEF OPERATOR MUST BE CLASS D OR HIGHER. 50,000 GPD UP TO 0.25 MGD-STAFFING BY CLASS D OR HIGHER OPERATOR: 3 VISITS/WEEK ON NONCONSECUTIVE DAYS FOR A TOTAL OF 0.3 HOUR/WEEK. LESS THAN 50,000 GPD-STAFFING BY A CLASS D OR HIGHER OPERATOR: 2 VISITS/WEEK ON NONCONSECUTIVE DAYS FOR A TOTAL OF 0.2 HOUR/WEEK. THERE SHALL BE NO MORE THAN 5 DAYS BETWEEN THE LAST VISIT IN ONE WEEK AND THE FIRST VISIT IN THE NEXT WEEK. | N | Y | PINEY GROVE BAPTIST CHURCH | 2136 PINEY GROVE RD |  | COTTONDALE | FL | 32431 |  | 8503523800 |  | BILL MAPHIS | PINEY GROVE BAPTIST CHURCH | 2136 PINEY GROVE RD |  | COTTONDALE | FL | 32431 | 7212 | 8503523800 |  | OTHER | 75 | 43200 | 1 | 2014-09-04 | 2020-10-09 | NC01 | 50
1 | JACKSON | NWD | vijeter@yahoo.com;BESTGIGI@YAHOO.COM | 1324248 | NONCOMMUNITY | CHLORINATION; AERATION FOR REMOVAL OF ANY SECONDARY CONTAMINANT, SULFIDE, OR ANY UNREGULATED CONTAMINANT; CORROSION CONTROL INHIBITOR ADDITION; HYPOCHLORINATION; IRON OR MANGANESE SEQUESTRATION; OR ULTRAVIOLET RADIATION. THE LEAD/CHIEF OPERATOR MUST BE CLASS D OR HIGHER. 50,000 GPD UP TO 0.25 MGD-STAFFING BY CLASS D OR HIGHER OPERATOR: 3 VISITS/WEEK ON NONCONSECUTIVE DAYS FOR A TOTAL OF 0.3 HOUR/WEEK. LESS THAN 50,000 GPD-STAFFING BY A CLASS D OR HIGHER OPERATOR: 2 VISITS/WEEK ON NONCONSECUTIVE DAYS FOR A TOTAL OF 0.2 HOUR/WEEK. THERE SHALL BE NO MORE THAN 5 DAYS BETWEEN THE LAST VISIT IN ONE WEEK AND THE FIRST VISIT IN THE NEXT WEEK. | N | Y | SHADY GROVE PENTECOSTAL HOLINESS CHURCH | 7541 SHADY GROVE ROAD |  | GRAND RIDGE | FL | 32442 |  | 8505735105 |  | DAVID ROBERTSON | DAVID ROBERTSON | 7541 SHADY GROVE ROAD |  | GRAND RIDGE | FL | 32442 |  | 8505735105 |  | OTHER | 80 | 28800 | 2 | 2013-01-04 | 2019-03-14 | NC01 | 50
1 | JACKSON | NWD | WELCOME.CHURCH@YAHOO.COM | 1324251 | NONCOMMUNITY | CHLORINATION; AERATION FOR REMOVAL OF ANY SECONDARY CONTAMINANT, SULFIDE, OR ANY UNREGULATED CONTAMINANT; CORROSION CONTROL INHIBITOR ADDITION; HYPOCHLORINATION; IRON OR MANGANESE SEQUESTRATION; OR ULTRAVIOLET RADIATION. THE LEAD/CHIEF OPERATOR MUST BE CLASS D OR HIGHER. 50,000 GPD UP TO 0.25 MGD-STAFFING BY CLASS D OR HIGHER OPERATOR: 3 VISITS/WEEK ON NONCONSECUTIVE DAYS FOR A TOTAL OF 0.3 HOUR/WEEK. LESS THAN 50,000 GPD-STAFFING BY A CLASS D OR HIGHER OPERATOR: 2 VISITS/WEEK ON NONCONSECUTIVE DAYS FOR A TOTAL OF 0.2 HOUR/WEEK. THERE SHALL BE NO MORE THAN 5 DAYS BETWEEN THE LAST VISIT IN ONE WEEK AND THE FIRST VISIT IN THE NEXT WEEK. | N | Y | WELCOME ASSEMBLY OF GOD | 6794 MESSER ROAD |  | GRAND RIDGE | FL | 32442 |  | 8505925077 |  | PASTOR STEVEN SUBEL | REV. STEVEN M SUBEL | 6794 MESSER ROAD |  | GRAND RIDGE | FL | 32442 |  | 8505925077 |  | OTHER | 125 | 28800 | 1 | 2014-08-06 | 2020-11-16 | NC01 | 50
1 | JACKSON | NWD | gilesarj@hotmail.com ; kjharrell2001@yahoo.com | 1324252 | NONCOMMUNITY | CHLORINATION; AERATION FOR REMOVAL OF ANY SECONDARY CONTAMINANT, SULFIDE, OR ANY UNREGULATED CONTAMINANT; CORROSION CONTROL INHIBITOR ADDITION; HYPOCHLORINATION; IRON OR MANGANESE SEQUESTRATION; OR ULTRAVIOLET RADIATION. THE LEAD/CHIEF OPERATOR MUST BE CLASS D OR HIGHER. 50,000 GPD UP TO 0.25 MGD-STAFFING BY CLASS D OR HIGHER OPERATOR: 3 VISITS/WEEK ON NONCONSECUTIVE DAYS FOR A TOTAL OF 0.3 HOUR/WEEK. LESS THAN 50,000 GPD-STAFFING BY A CLASS D OR HIGHER OPERATOR: 2 VISITS/WEEK ON NONCONSECUTIVE DAYS FOR A TOTAL OF 0.2 HOUR/WEEK. THERE SHALL BE NO MORE THAN 5 DAYS BETWEEN THE LAST VISIT IN ONE WEEK AND THE FIRST VISIT IN THE NEXT WEEK. | N | Y | NEW BEGINNING MINISTRY OF GRAND RIDGE | 1165 HIGHWAY 69 |  | GRAND RIDGE | FL | 32442 |  | 8502095696 |  | JEREMY HARRELL | [9 empty] | UNKNOWN | 100 | 21600 | 2 | 2020-01-01 | 2019-09-13 | NC01 | 50
1 | JACKSON | NWD | wesleyfarms12@gmail.com | 1324255 | NONCOMMUNITY | CHLORINATION; AERATION FOR REMOVAL OF ANY SECONDARY CONTAMINANT, SULFIDE, OR ANY UNREGULATED CONTAMINANT; CORROSION CONTROL INHIBITOR ADDITION; HYPOCHLORINATION; IRON OR MANGANESE SEQUESTRATION; OR ULTRAVIOLET RADIATION. THE LEAD/CHIEF OPERATOR MUST BE CLASS D OR HIGHER. 50,000 GPD UP TO 0.25 MGD-STAFFING BY CLASS D OR HIGHER OPERATOR: 3 VISITS/WEEK ON NONCONSECUTIVE DAYS FOR A TOTAL OF 0.3 HOUR/WEEK. LESS THAN 50,000 GPD-STAFFING BY A CLASS D OR HIGHER OPERATOR: 2 VISITS/WEEK ON NONCONSECUTIVE DAYS FOR A TOTAL OF 0.2 HOUR/WEEK. THERE SHALL BE NO MORE THAN 5 DAYS BETWEEN THE LAST VISIT IN ONE WEEK AND THE FIRST VISIT IN THE NEXT WEEK. | N | Y | ST. JOHN AME CHURCH | 2199 AME ROAD |  | CAMPBELLTON | FL | 32426 |  | 8505731326 |  | TONY WESLEY | [9 empty] | UNKNOWN | 50 | 43200 | 1 | 2020-04-08 | 2020-03-09 | NC01 | 50
1 | JACKSON | NWD | utilities@jacksoncountyfl.com | 1324256 | NONCOMMUNITY | CHLORINATION; AERATION FOR REMOVAL OF ANY SECONDARY CONTAMINANT, SULFIDE, OR ANY UNREGULATED CONTAMINANT; CORROSION CONTROL INHIBITOR ADDITION; HYPOCHLORINATION; IRON OR MANGANESE SEQUESTRATION; OR ULTRAVIOLET RADIATION. THE LEAD/CHIEF OPERATOR MUST BE CLASS D OR HIGHER. 50,000 GPD UP TO 0.25 MGD-STAFFING BY CLASS D OR HIGHER OPERATOR: 3 VISITS/WEEK ON NONCONSECUTIVE DAYS FOR A TOTAL OF 0.3 HOUR/WEEK. LESS THAN 50,000 GPD-STAFFING BY A CLASS D OR HIGHER OPERATOR: 2 VISITS/WEEK ON NONCONSECUTIVE DAYS FOR A TOTAL OF 0.2 HOUR/WEEK. THERE SHALL BE NO MORE THAN 5 DAYS BETWEEN THE LAST VISIT IN ONE WEEK AND THE FIRST VISIT IN THE NEXT WEEK. | N | Y | JACKSON COUNTY AGRICULTURAL CENTER | 2864 MADISON STREET |  | MARIANNA | FL | 32448 |  | 8504829633 |  | RETT DANIELS | RETT DANIELS | 2864 MADISON ST. |  | MARIANNA | FL | 32448 |  | 8504829633 |  | COUNTY | 150 | 230400 | 3 | 2018-10-03 | 2018-09-14 | NC01 | 50
1 | JACKSON | NWD | jayps8318@aol.com;mr3mile1@gmail.com | 1324257 | NONCOMMUNITY | CHLORINATION; AERATION FOR REMOVAL OF ANY SECONDARY CONTAMINANT, SULFIDE, OR ANY UNREGULATED CONTAMINANT; CORROSION CONTROL INHIBITOR ADDITION; HYPOCHLORINATION; IRON OR MANGANESE SEQUESTRATION; OR ULTRAVIOLET RADIATION. THE LEAD/CHIEF OPERATOR MUST BE CLASS D OR HIGHER. 50,000 GPD UP TO 0.25 MGD-STAFFING BY CLASS D OR HIGHER OPERATOR: 3 VISITS/WEEK ON NONCONSECUTIVE DAYS FOR A TOTAL OF 0.3 HOUR/WEEK. LESS THAN 50,000 GPD-STAFFING BY A CLASS D OR HIGHER OPERATOR: 2 VISITS/WEEK ON NONCONSECUTIVE DAYS FOR A TOTAL OF 0.2 HOUR/WEEK. THERE SHALL BE NO MORE THAN 5 DAYS BETWEEN THE LAST VISIT IN ONE WEEK AND THE FIRST VISIT IN THE NEXT WEEK. | N | Y | KINGDOM HALL OF JEHOVAH'S WITNESSES | 3440 OLD US ROAD |  | MARIANNA | FL | 32446 |  | 8502581912 |  | JAY HUBBARD | JAY HUBBARD | 2516 CORRAL DR. |  | ALFORD | FL | 32420 |  | 8502581912 |  | OTHER | 25 | 28800 | 1 | 2019-05-29 | 2019-02-07 | NC01 | 50
1 | JACKSON | NWD | envcompliance@dollargeneral.com | 1324258 | NONCOMMUNITY | CHLORINATION; AERATION FOR REMOVAL OF ANY SECONDARY CONTAMINANT, SULFIDE, OR ANY UNREGULATED CONTAMINANT; CORROSION CONTROL INHIBITOR ADDITION; HYPOCHLORINATION; IRON OR MANGANESE SEQUESTRATION; OR ULTRAVIOLET RADIATION. THE LEAD/CHIEF OPERATOR MUST BE CLASS D OR HIGHER. 50,000 GPD UP TO 0.25 MGD-STAFFING BY CLASS D OR HIGHER OPERATOR: 3 VISITS/WEEK ON NONCONSECUTIVE DAYS FOR A TOTAL OF 0.3 HOUR/WEEK. LESS THAN 50,000 GPD-STAFFING BY A CLASS D OR HIGHER OPERATOR: 2 VISITS/WEEK ON NONCONSECUTIVE DAYS FOR A TOTAL OF 0.2 HOUR/WEEK. THERE SHALL BE NO MORE THAN 5 DAYS BETWEEN THE LAST VISIT IN ONE WEEK AND THE FIRST VISIT IN THE NEXT WEEK. | N | Y | DOLLAR GENERAL #17392 (GREENWOOD) | 3628 HWY 69 |  | GREENWOOD | FL | 32443 |  | 6158554459 |  | MIKE CASTLEBERRY | KRISTIN ELLIOTT | 100 MISSION RIDGE |  | GOODLETTSVILLE | TN | 37072 |  | 6158555365 |  | INVESTOR | 25 | 9604 | 1 | 2017-10-13 | 2017-10-10 | NC01 | 50
1 | JEFFERSON | NWD | CAPCITYTRAVEL@gmail.com;akkundra@gmail.com;callowaydelmus@yahoo.com | 1330070 | NONTRANSIENT NONCOMMUNITY | CHLORINATION; AERATION FOR REMOVAL OF ANY SECONDARY CONTAMINANT, SULFIDE, OR ANY UNREGULATED CONTAMINANT; CORROSION CONTROL INHIBITOR ADDITION; HYPOCHLORINATION; IRON OR MANGANESE SEQUESTRATION; OR ULTRAVIOLET RADIATION. THE LEAD/CHIEF OPERATOR MUST BE CLASS D OR HIGHER. 50,000 GPD UP TO 0.25 MGD-STAFFING BY CLASS D OR HIGHER OPERATOR: 3 VISITS/WEEK ON NONCONSECUTIVE DAYS FOR A TOTAL OF 0.3 HOUR/WEEK. LESS THAN 50,000 GPD-STAFFING BY A CLASS D OR HIGHER OPERATOR: 2 VISITS/WEEK ON NONCONSECUTIVE DAYS FOR A TOTAL OF 0.2 HOUR/WEEK. THERE SHALL BE NO MORE THAN 5 DAYS BETWEEN THE LAST VISIT IN ONE WEEK AND THE FIRST VISIT IN THE NEXT WEEK. | N | Y | CAPITAL CITY TRAVEL CENTER | 2716 GAMBLE ROAD |  | MONTICELLO | FL | 32344 |  | 8502107000 |  | ARUN KUNDRA | ARUN KUNDRA | PO BOX 15153 |  | TALLAHASSEE | FL | 32317 | 5153 | 8502107000 |  | INVESTOR | 100 | 108000 | 3 | 2019-05-08 | 2021-07-22 | NTNC | 100
1 | JEFFERSON | NWD | nhacl@crossseniorcare.com;jdanterio@yahoo.com | 1330374 | COMMUNITY | CHLORINATION; AERATION FOR REMOVAL OF ANY SECONDARY CONTAMINANT, SULFIDE, OR ANY UNREGULATED CONTAMINANT; CORROSION CONTROL INHIBITOR ADDITION; HYPOCHLORINATION; IRON OR MANGANESE SEQUESTRATION; OR ULTRAVIOLET RADIATION. THE LEAD/CHIEF OPERATOR MUST BE CLASS D OR HIGHER. 50,000 GPD UP TO 0.25 MGD-STAFFING BY CLASS D OR HIGHER OPERATOR: 3 VISITS/WEEK ON NONCONSECUTIVE DAYS FOR A TOTAL OF 0.3 HOUR/WEEK. LESS THAN 50,000 GPD-STAFFING BY A CLASS D OR HIGHER OPERATOR: 2 VISITS/WEEK ON NONCONSECUTIVE DAYS FOR A TOTAL OF 0.2 HOUR/WEEK. THERE SHALL BE NO MORE THAN 5 DAYS BETWEEN THE LAST VISIT IN ONE WEEK AND THE FIRST VISIT IN THE NEXT WEEK. | N | Y | CROSS LANDINGS HEALTH & REHAB CENTER | (AKA JEFFERSON NURSING CENTER) | 1780 N JEFFERSON ST | MONTICELLO | FL | 32344 |  | 8509972313 |  | SAMUEL GROOMES | CROSS LANDING HEALTH AND REHAB CENTER | 1780 NORTH JEFFERSON STREET |  | MONTICELLO | FL | 32344 |  | 9043377125 |  | INVESTOR | 79 | 28800 | 1 | 2019-01-25 | 2018-12-06 | DC06 | 100
1 | JEFFERSON | NWD | Utilities@mymonticello.net | 1330478 | COMMUNITY | CHLORINATION; AERATION FOR REMOVAL OF ANY SECONDARY CONTAMINANT, SULFIDE, OR ANY UNREGULATED CONTAMINANT; CORROSION CONTROL INHIBITOR ADDITION; HYPOCHLORINATION; IRON OR MANGANESE SEQUESTRATION; OR ULTRAVIOLET RADIATION. THE LEAD/CHIEF OPERATOR MUST BE CLASS C OR HIGHER. 5.0 MGD AND ABOVE-STAFFING BY CLASS C OR HIGHER OPERATOR: 6 HOURS/DAY FOR 5 DAYS/WEEK AND ONE VISIT ON EACH WEEKEND DAY. 3.0 MGD UP TO 5.0 MGD-STAFFING BY CLASS C OR HIGHER OPERATOR: 1 HOUR/DAY FOR 5 DAYS/WEEK AND ONE VISIT ON EACH WEEKEND DAY. 0.25 MGD UP TO 3.0 MGD-STAFFING BY CLASS C OR HIGHER OPERATOR: 5 VISITS/WEEK AND ONE VISIT EACH WEEKEND FOR A TOTAL OF 0.6 HOUR/WEEK. | N | Y | MONTICELLO, CITY OF | 245 SOUTH MULBERRY STREET |  | MONTICELLO | FL | 32344 |  | 8503420154 |  | JIM MILICIC | STEVE WINGATE | 245 S. MULBERRY ST. |  | MONTICELLO | FL | 32344 |  | 8503420153 |  | MUNICIPALITY | 4502 | 2952000 | 1801 | 2013-02-22 | 2021-07-28 | DC03 | 2000
1 | JEFFERSON | NWD | office@tecamping.com | 1330654 | NONCOMMUNITY | CHLORINATION; AERATION FOR REMOVAL OF ANY SECONDARY CONTAMINANT, SULFIDE, OR ANY UNREGULATED CONTAMINANT; CORROSION CONTROL INHIBITOR ADDITION; HYPOCHLORINATION; IRON OR MANGANESE SEQUESTRATION; OR ULTRAVIOLET RADIATION. THE LEAD/CHIEF OPERATOR MUST BE CLASS D OR HIGHER. 50,000 GPD UP TO 0.25 MGD-STAFFING BY CLASS D OR HIGHER OPERATOR: 3 VISITS/WEEK ON NONCONSECUTIVE DAYS FOR A TOTAL OF 0.3 HOUR/WEEK. LESS THAN 50,000 GPD-STAFFING BY A CLASS D OR HIGHER OPERATOR: 2 VISITS/WEEK ON NONCONSECUTIVE DAYS FOR A TOTAL OF 0.2 HOUR/WEEK. THERE SHALL BE NO MORE THAN 5 DAYS BETWEEN THE LAST VISIT IN ONE WEEK AND THE FIRST VISIT IN THE NEXT WEEK. | N | Y | TALLAHASSEE EAST CAMPGROUND (AKA KOA) | 346 KOA ROAD |  | MONTICELLO | FL | 32344 |  | 8509973890 |  | SUE OWNEY | CATHERINE SPINNENWEBER | 346 KOA ROAD |  | MONTICELLO | FL | 32344 |  | 8509973300 |  | INVESTOR | 55 | 432000 | 90 | 2014-04-29 | 2021-07-22 | NC01 | 50
1 | JEFFERSON | NWD | jeffco@nettally.com;rdeal01@comcast.net | 1330748 | COMMUNITY | CHLORINATION; AERATION FOR REMOVAL OF ANY SECONDARY CONTAMINANT, SULFIDE, OR ANY UNREGULATED CONTAMINANT; CORROSION CONTROL INHIBITOR ADDITION; HYPOCHLORINATION; IRON OR MANGANESE SEQUESTRATION; OR ULTRAVIOLET RADIATION. THE LEAD/CHIEF OPERATOR MUST BE CLASS C OR HIGHER. 5.0 MGD AND ABOVE-STAFFING BY CLASS C OR HIGHER OPERATOR: 6 HOURS/DAY FOR 5 DAYS/WEEK AND ONE VISIT ON EACH WEEKEND DAY. 3.0 MGD UP TO 5.0 MGD-STAFFING BY CLASS C OR HIGHER OPERATOR: 1 HOUR/DAY FOR 5 DAYS/WEEK AND ONE VISIT ON EACH WEEKEND DAY. 0.25 MGD UP TO 3.0 MGD-STAFFING BY CLASS C OR HIGHER OPERATOR: 5 VISITS/WEEK AND ONE VISIT EACH WEEKEND FOR A TOTAL OF 0.6 HOUR/WEEK. | N | Y | JEFFERSON COMMUNITIES WATER SYSTEM | 1512 WEKEWA NENE |  | LLOYD | FL | 32344 |  | 8508876257 |  | RICK DEAL | BUSINESS MANAGER | PO BOX 82 |  | LLOYD | FL | 32337 |  | 8509970314 |  | INVESTOR | 2275 | 1008000 | 845 | 2012-06-19 | 2020-07-07 | DC03 | 2000
1 | JEFFERSON | NWD | office@tecamping.com | 1330752 | NONCOMMUNITY | CHLORINATION; AERATION FOR REMOVAL OF ANY SECONDARY CONTAMINANT, SULFIDE, OR ANY UNREGULATED CONTAMINANT; CORROSION CONTROL INHIBITOR ADDITION; HYPOCHLORINATION; IRON OR MANGANESE SEQUESTRATION; OR ULTRAVIOLET RADIATION. THE LEAD/CHIEF OPERATOR MUST BE CLASS D OR HIGHER. 50,000 GPD UP TO 0.25 MGD-STAFFING BY CLASS D OR HIGHER OPERATOR: 3 VISITS/WEEK ON NONCONSECUTIVE DAYS FOR A TOTAL OF 0.3 HOUR/WEEK. LESS THAN 50,000 GPD-STAFFING BY A CLASS D OR HIGHER OPERATOR: 2 VISITS/WEEK ON NONCONSECUTIVE DAYS FOR A TOTAL OF 0.2 HOUR/WEEK. THERE SHALL BE NO MORE THAN 5 DAYS BETWEEN THE LAST VISIT IN ONE WEEK AND THE FIRST VISIT IN THE NEXT WEEK. | N | Y | A CAMPERS WORLD RV PARK | 397 CAMPGROUND ROAD |  | LAMONT | FL | 32336 |  | 8509973300 |  | SUE OWNEY | CATHERINE SPINNENWEBER | 346 KOA ROAD |  | MONTICELLO | FL | 32344 |  | 8509973890 |  | INVESTOR | 25 | 36000 | 38 | 2021-09-14 | 2020-07-24 | NC01 | 50
1 | JEFFERSON | NWD | jeffco@nettally.com;rdeal01@comcast.net | 1330754 | COMMUNITY | CHLORINATION; AERATION FOR REMOVAL OF ANY SECONDARY CONTAMINANT, SULFIDE, OR ANY UNREGULATED CONTAMINANT; CORROSION CONTROL INHIBITOR ADDITION; HYPOCHLORINATION; IRON OR MANGANESE SEQUESTRATION; OR ULTRAVIOLET RADIATION. THE LEAD/CHIEF OPERATOR MUST BE CLASS C OR HIGHER. 5.0 MGD AND ABOVE-STAFFING BY CLASS C OR HIGHER OPERATOR: 6 HOURS/DAY FOR 5 DAYS/WEEK AND ONE VISIT ON EACH WEEKEND DAY. 3.0 MGD UP TO 5.0 MGD-STAFFING BY CLASS C OR HIGHER OPERATOR: 1 HOUR/DAY FOR 5 DAYS/WEEK AND ONE VISIT ON EACH WEEKEND DAY. 0.25 MGD UP TO 3.0 MGD-STAFFING BY CLASS C OR HIGHER OPERATOR: 5 VISITS/WEEK AND ONE VISIT EACH WEEKEND FOR A TOTAL OF 0.6 HOUR/WEEK. | N | Y | LAMONT WATER SYSTEM | POST OFFICE BOX 82 | (1512 WEKEWA NENE, TALLAHASSEE 32301) | LLOYD | FL | 32337 |  | 8509970314 |  | RICK (OR JAMIE) DEAL | BUSINESS MANAGER | PO BOX 82 |  | LLOYD | FL | 32337 |  | 8509970314 |  | AUTHORITY/COMMISSION/DISTRICT | 242 | 504000 | 90 | 2012-06-19 | 2020-04-27 | DC04 | 1000
1 | JEFFERSON | NWD | heraldjohnson@hotmail.com | 1330755 | NONCOMMUNITY | CHLORINATION; AERATION FOR REMOVAL OF ANY SECONDARY CONTAMINANT, SULFIDE, OR ANY UNREGULATED CONTAMINANT; CORROSION CONTROL INHIBITOR ADDITION; HYPOCHLORINATION; IRON OR MANGANESE SEQUESTRATION; OR ULTRAVIOLET RADIATION. THE LEAD/CHIEF OPERATOR MUST BE CLASS D OR HIGHER. 50,000 GPD UP TO 0.25 MGD-STAFFING BY CLASS D OR HIGHER OPERATOR: 3 VISITS/WEEK ON NONCONSECUTIVE DAYS FOR A TOTAL OF 0.3 HOUR/WEEK. LESS THAN 50,000 GPD-STAFFING BY A CLASS D OR HIGHER OPERATOR: 2 VISITS/WEEK ON NONCONSECUTIVE DAYS FOR A TOTAL OF 0.2 HOUR/WEEK. THERE SHALL BE NO MORE THAN 5 DAYS BETWEEN THE LAST VISIT IN ONE WEEK AND THE FIRST VISIT IN THE NEXT WEEK. | N | Y | MONTICELLO CONGR. OF JEHOVAH'S WITNESSES | 645 ASHVILLE HIGHWAY |  | MONTICELLO | FL | 32344 |  | 8505444682 |  | HERALD JOHNSON | HERALD JOHNSON | 1468 S. WAUKEENAH ST. | APT. 302-B | MONTICELLO | FL | 32344 |  | 8505444682 |  | OTHER | 100 | 21600 | 1 | 2017-06-06 | 2017-05-24 | NC01 | 50
1 | LEON | NWD | jhallas@talquinelectric.com; tim.waddle@talquinelectric.com | 1370023 | COMMUNITY | NO TREATMENT--CONSECUTIVE SYSTEMS ONLY | N | Y | ANNAWOOD SUBDIVISION | 799 ANNAWOOD DR |  | TALLAHASSEE | FL | 32314 |  | 8505622115 |  | JOHN HALLAS | TIMOTHY B. WADDLE, P.E. | P. O. BOX 1679 |  | QUINCY | FL | 32353 |  | 8505622234 |  | TRUST/COOPERATIVE | 115 | 216000 | 49 | 2012-04-30 | 2020-03-31 | PC01 | 50
1 | LEON | NWD | spurviance@uswatercorp.net; dlewis@uswatercorp.net | 1370077 | COMMUNITY | CHLORINATION; AERATION FOR REMOVAL OF ANY SECONDARY CONTAMINANT, SULFIDE, OR ANY UNREGULATED CONTAMINANT; CORROSION CONTROL INHIBITOR ADDITION; HYPOCHLORINATION; IRON OR MANGANESE SEQUESTRATION; OR ULTRAVIOLET RADIATION. THE LEAD/CHIEF OPERATOR MUST BE CLASS D OR HIGHER. 50,000 GPD UP TO 0.25 MGD-STAFFING BY CLASS D OR HIGHER OPERATOR: 3 VISITS/WEEK ON NONCONSECUTIVE DAYS FOR A TOTAL OF 0.3 HOUR/WEEK. LESS THAN 50,000 GPD-STAFFING BY A CLASS D OR HIGHER OPERATOR: 2 VISITS/WEEK ON NONCONSECUTIVE DAYS FOR A TOTAL OF 0.2 HOUR/WEEK. THERE SHALL BE NO MORE THAN 5 DAYS BETWEEN THE LAST VISIT IN ONE WEEK AND THE FIRST VISIT IN THE NEXT WEEK. | N | Y | BLOUNT'S LANDING WATER SYSTEM | LANIER STREET | LAKE TALQUIN WATERWORKS | TALLAHASSEE | FL | 32310 |  | 7277772508 |  | SHARON PURVINCE | SHARON PURVINCE | 4939 CROSS BAYOU BLVD |  | NEW PORT RICHEY | FL | 34652 |  | 7277772508 |  | INVESTOR | 291 | 145440 | 97 | 2021-07-27 | 2021-05-19 | DC05 | 500
1 | LEON | NWD | tim.waddle@talquinelectric.com;jhallas@talquinelectric.com | 1370096 | COMMUNITY | CHLORINATION; AERATION FOR REMOVAL OF ANY SECONDARY CONTAMINANT, SULFIDE, OR ANY UNREGULATED CONTAMINANT; CORROSION CONTROL INHIBITOR ADDITION; HYPOCHLORINATION; IRON OR MANGANESE SEQUESTRATION; OR ULTRAVIOLET RADIATION. THE LEAD/CHIEF OPERATOR MUST BE CLASS D OR HIGHER. 50,000 GPD UP TO 0.25 MGD-STAFFING BY CLASS D OR HIGHER OPERATOR: 3 VISITS/WEEK ON NONCONSECUTIVE DAYS FOR A TOTAL OF 0.3 HOUR/WEEK. LESS THAN 50,000 GPD-STAFFING BY A CLASS D OR HIGHER OPERATOR: 2 VISITS/WEEK ON NONCONSECUTIVE DAYS FOR A TOTAL OF 0.2 HOUR/WEEK. THERE SHALL BE NO MORE THAN 5 DAYS BETWEEN THE LAST VISIT IN ONE WEEK AND THE FIRST VISIT IN THE NEXT WEEK. | N | Y | BURGESS CIRCLE SUBDIVISION | 5966 BLOUNTSTOWN HIGHWAY |  | TALLAHASSEE | FL | 32314 |  | 8505622115 |  | JOHN HALLAS | TIMOTHY WADDLE | P.O. BOX 1679 |  | QUINCY | FL | 32353 | 1679 | 8505622115 |  | TRUST/COOPERATIVE | 70 | 129600 | 31 | 2017-11-07 | 2020-03-31 | DC051 | 100
1 | LEON | NWD | carpentersh@leoncountyfl.gov | 1370282 | NONCOMMUNITY | CHLORINATION; AERATION FOR REMOVAL OF ANY SECONDARY CONTAMINANT, SULFIDE, OR ANY UNREGULATED CONTAMINANT; CORROSION CONTROL INHIBITOR ADDITION; HYPOCHLORINATION; IRON OR MANGANESE SEQUESTRATION; OR ULTRAVIOLET RADIATION. THE LEAD/CHIEF OPERATOR MUST BE CLASS D OR HIGHER. 50,000 GPD UP TO 0.25 MGD-STAFFING BY CLASS D OR HIGHER OPERATOR: 3 VISITS/WEEK ON NONCONSECUTIVE DAYS FOR A TOTAL OF 0.3 HOUR/WEEK. LESS THAN 50,000 GPD-STAFFING BY A CLASS D OR HIGHER OPERATOR: 2 VISITS/WEEK ON NONCONSECUTIVE DAYS FOR A TOTAL OF 0.2 HOUR/WEEK. THERE SHALL BE NO MORE THAN 5 DAYS BETWEEN THE LAST VISIT IN ONE WEEK AND THE FIRST VISIT IN THE NEXT WEEK. | N | Y | FORT BRADEN COMMUNITY CENTER | 16387 BLOUNTSTOWN HIGHWAY |  | TALLAHASSEE | FL | 32310 |  | 8506061476 |  | SHERRY CARPENTER | MAXINE DONOVAN | 1907 S. MONROE ST. |  | TALLAHASSEE | FL | 32301 |  | 8506061470 |  | COUNTY | 300 | 29000 | 5 | 2017-10-24 | 2021-11-22 | NC01 | 50
1 | LEON | NWD | wconrad@mchsi.com;Twinlakesmhp@comcast.net;JRHETTINGER@COMCAST.NET | 1370288 | COMMUNITY | CHLORINATION; AERATION FOR REMOVAL OF ANY SECONDARY CONTAMINANT, SULFIDE, OR ANY UNREGULATED CONTAMINANT; CORROSION CONTROL INHIBITOR ADDITION; HYPOCHLORINATION; IRON OR MANGANESE SEQUESTRATION; OR ULTRAVIOLET RADIATION. THE LEAD/CHIEF OPERATOR MUST BE CLASS D OR HIGHER. 50,000 GPD UP TO 0.25 MGD-STAFFING BY CLASS D OR HIGHER OPERATOR: 3 VISITS/WEEK ON NONCONSECUTIVE DAYS FOR A TOTAL OF 0.3 HOUR/WEEK. LESS THAN 50,000 GPD-STAFFING BY A CLASS D OR HIGHER OPERATOR: 2 VISITS/WEEK ON NONCONSECUTIVE DAYS FOR A TOTAL OF 0.2 HOUR/WEEK. THERE SHALL BE NO MORE THAN 5 DAYS BETWEEN THE LAST VISIT IN ONE WEEK AND THE FIRST VISIT IN THE NEXT WEEK. | N | Y | TWIN LAKES MOBILE HOME PARK | 557 SISTRUNK CIRCLE |  | TALLAHASSEE | FL | 32305 |  | 5709716658 |  | WAYNE CONRAD | JOHN HETTINGER | 557 SISTRUNK CIRCLE |  | TALLAHASSEE | FL | 32305 |  | 5709716658 |  | INVESTOR | 174 | 144000 | 58 | 2014-07-02 | 2020-12-01 | DC051 | 100
1 | LEON | NWD | jhallas@talquinelectric.com;tim.waddle@talquinelectric.com | 1370353 | COMMUNITY | CHLORINATION; AERATION FOR REMOVAL OF ANY SECONDARY CONTAMINANT, SULFIDE, OR ANY UNREGULATED CONTAMINANT; CORROSION CONTROL INHIBITOR ADDITION; HYPOCHLORINATION; IRON OR MANGANESE SEQUESTRATION; OR ULTRAVIOLET RADIATION. THE LEAD/CHIEF OPERATOR MUST BE CLASS C OR HIGHER. 5.0 MGD AND ABOVE-STAFFING BY CLASS C OR HIGHER OPERATOR: 6 HOURS/DAY FOR 5 DAYS/WEEK AND ONE VISIT ON EACH WEEKEND DAY. 3.0 MGD UP TO 5.0 MGD-STAFFING BY CLASS C OR HIGHER OPERATOR: 1 HOUR/DAY FOR 5 DAYS/WEEK AND ONE VISIT ON EACH WEEKEND DAY. 0.25 MGD UP TO 3.0 MGD-STAFFING BY CLASS C OR HIGHER OPERATOR: 5 VISITS/WEEK AND ONE VISIT EACH WEEKEND FOR A TOTAL OF 0.6 HOUR/WEEK. | N | Y | LEON CO. REGIONAL SYSTEM EAST | 1640 WEST JEFFERSON ST |  | QUINCY | FL | 32353 |  | 8505622234 |  | JOHN HALLAS | TIMOTHY WADDLE, P.E. | PO BOX 1679 |  | QUINCY | FL | 32353 |  | 9048784414 |  | TRUST/COOPERATIVE | 1654 | 1360000 | 719 | 2020-09-17 | 2020-06-18 | DC03 | 2000
1 | LEON | NWD | jhallas@talquinelectric.com;twaddle@talquinelectric.com | 1370393 | COMMUNITY | CHLORINATION; AERATION FOR REMOVAL OF ANY SECONDARY CONTAMINANT, SULFIDE, OR ANY UNREGULATED CONTAMINANT; CORROSION CONTROL INHIBITOR ADDITION; HYPOCHLORINATION; IRON OR MANGANESE SEQUESTRATION; OR ULTRAVIOLET RADIATION. THE LEAD/CHIEF OPERATOR MUST BE CLASS C OR HIGHER. 5.0 MGD AND ABOVE-STAFFING BY CLASS C OR HIGHER OPERATOR: 6 HOURS/DAY FOR 5 DAYS/WEEK AND ONE VISIT ON EACH WEEKEND DAY. 3.0 MGD UP TO 5.0 MGD-STAFFING BY CLASS C OR HIGHER OPERATOR: 1 HOUR/DAY FOR 5 DAYS/WEEK AND ONE VISIT ON EACH WEEKEND DAY. 0.25 MGD UP TO 3.0 MGD-STAFFING BY CLASS C OR HIGHER OPERATOR: 5 VISITS/WEEK AND ONE VISIT EACH WEEKEND FOR A TOTAL OF 0.6 HOUR/WEEK. | N | Y | BRADFORDVILLE REGIONAL W/S | P.O.BOX 1679 |  | QUINCY | FL | 32351 |  | 8505622115 |  | JOHN HALLAS | TIMOTHY B. WADDLE, P.E. | P O BOX 1679 |  | QUINCY | FL | 32353 | 1679 | 8508784414 |  | TRUST/COOPERATIVE | 11673 | 5774000 | 5010 | 2016-03-10 | 2019-09-12 | DC02 | 4000
1 | LEON | NWD | spurviance@uswatercorp.net; dlewis@uswatercorp.net | 1370403 | COMMUNITY | CHLORINATION; AERATION FOR REMOVAL OF ANY SECONDARY CONTAMINANT, SULFIDE, OR ANY UNREGULATED CONTAMINANT; CORROSION CONTROL INHIBITOR ADDITION; HYPOCHLORINATION; IRON OR MANGANESE SEQUESTRATION; OR ULTRAVIOLET RADIATION. THE LEAD/CHIEF OPERATOR MUST BE CLASS D OR HIGHER. 50,000 GPD UP TO 0.25 MGD-STAFFING BY CLASS D OR HIGHER OPERATOR: 3 VISITS/WEEK ON NONCONSECUTIVE DAYS FOR A TOTAL OF 0.3 HOUR/WEEK. LESS THAN 50,000 GPD-STAFFING BY A CLASS D OR HIGHER OPERATOR: 2 VISITS/WEEK ON NONCONSECUTIVE DAYS FOR A TOTAL OF 0.2 HOUR/WEEK. THERE SHALL BE NO MORE THAN 5 DAYS BETWEEN THE LAST VISIT IN ONE WEEK AND THE FIRST VISIT IN THE NEXT WEEK. | N | Y | LAKE TALQUIN WATERWORKS | 4939 CROSS BAYOU BLVD | LAKE TALQUIN WATERWORKS | NEW PORT RICHEY | FL | 34652 |  | 7278488292 |  | SHARON PURVIANCE | SHARON PURVIANCE | 4939 CROSS BAYOU BLVD |  | NEW PORT RICHEY | FL | 34652 |  | 7277772508 |  | INVESTOR | 165 | 86400 | 66 | 2021-09-15 | 2020-09-17 | DC05 | 500
1 | LEON | NWD | mann5591@bellsouth.net | 1370419 | COMMUNITY | CHLORINATION; AERATION FOR REMOVAL OF ANY SECONDARY CONTAMINANT, SULFIDE, OR ANY UNREGULATED CONTAMINANT; CORROSION CONTROL INHIBITOR ADDITION; HYPOCHLORINATION; IRON OR MANGANESE SEQUESTRATION; OR ULTRAVIOLET RADIATION. THE LEAD/CHIEF OPERATOR MUST BE CLASS D OR HIGHER. 50,000 GPD UP TO 0.25 MGD-STAFFING BY CLASS D OR HIGHER OPERATOR: 3 VISITS/WEEK ON NONCONSECUTIVE DAYS FOR A TOTAL OF 0.3 HOUR/WEEK. LESS THAN 50,000 GPD-STAFFING BY A CLASS D OR HIGHER OPERATOR: 2 VISITS/WEEK ON NONCONSECUTIVE DAYS FOR A TOTAL OF 0.2 HOUR/WEEK. THERE SHALL BE NO MORE THAN 5 DAYS BETWEEN THE LAST VISIT IN ONE WEEK AND THE FIRST VISIT IN THE NEXT WEEK. | N | Y | EAGLE'S NEST MHP | 5301 GUM ROAD |  | TALLAHASSEE | FL | 32304 |  | 8505395260 |  | RONNIE MANNING | RONNIE MANNING | PO BOX 2354 |  | TALLAHASSEE | FL | 32316 |  | 8509339439 |  | INVESTOR | 32 | 43000 | 26 | 2017-06-08 | 2020-04-01 | DC06 | 100
1 | LEON | NWD | boydlogan@fs.fed.us;tashundawilliams@fs.fed.us | 1370434 | NONCOMMUNITY | CHLORINATION; AERATION FOR REMOVAL OF ANY SECONDARY CONTAMINANT, SULFIDE, OR ANY UNREGULATED CONTAMINANT; CORROSION CONTROL INHIBITOR ADDITION; HYPOCHLORINATION; IRON OR MANGANESE SEQUESTRATION; OR ULTRAVIOLET RADIATION. THE LEAD/CHIEF OPERATOR MUST BE CLASS D OR HIGHER. 50,000 GPD UP TO 0.25 MGD-STAFFING BY CLASS D OR HIGHER OPERATOR: 3 VISITS/WEEK ON NONCONSECUTIVE DAYS FOR A TOTAL OF 0.3 HOUR/WEEK. LESS THAN 50,000 GPD-STAFFING BY A CLASS D OR HIGHER OPERATOR: 2 VISITS/WEEK ON NONCONSECUTIVE DAYS FOR A TOTAL OF 0.2 HOUR/WEEK. THERE SHALL BE NO MORE THAN 5 DAYS BETWEEN THE LAST VISIT IN ONE WEEK AND THE FIRST VISIT IN THE NEXT WEEK. | N | Y | LOST LAKE RECREATION AREA | 1773 CRAWFORDVILLE HIGHWAY |  | CRAWFORDVILLE | FL | 32327 |  | 8509263561 | 6509 | BOYD LOGAN | TASHUNDA WILLIAMS | 10703 BLOXHAM CUTOFF |  | TALLAHASSEE | FL | 32305 |  | 8509263561 | 6509 | UNKNOWN | 25 | 29000 | 1 | 2017-09-26 | 2017-07-27 | NC01 | 50
1 | LEON | NWD | trendell@uswatercorp.net | 1370461 | COMMUNITY | CHLORINATION; AERATION FOR REMOVAL OF ANY SECONDARY CONTAMINANT, SULFIDE, OR ANY UNREGULATED CONTAMINANT; CORROSION CONTROL INHIBITOR ADDITION; HYPOCHLORINATION; IRON OR MANGANESE SEQUESTRATION; OR ULTRAVIOLET RADIATION. THE LEAD/CHIEF OPERATOR MUST BE CLASS C OR HIGHER. 5.0 MGD AND ABOVE-STAFFING BY CLASS C OR HIGHER OPERATOR: 6 HOURS/DAY FOR 5 DAYS/WEEK AND ONE VISIT ON EACH WEEKEND DAY. 3.0 MGD UP TO 5.0 MGD-STAFFING BY CLASS C OR HIGHER OPERATOR: 1 HOUR/DAY FOR 5 DAYS/WEEK AND ONE VISIT ON EACH WEEKEND DAY. 0.25 MGD UP TO 3.0 MGD-STAFFING BY CLASS C OR HIGHER OPERATOR: 5 VISITS/WEEK AND ONE VISIT EACH WEEKEND FOR A TOTAL OF 0.6 HOUR/WEEK. | N | Y | MEADOW HILLS S/D WATER SYSTEM | P.O.BOX 1389 |  | TALLAHASSEE | FL | 32304 |  | 7278488292 |  | TROY RENDELL | SHARON PURVIANCE | 4939 CROSS BAYOU BLVD. |  | NEW PORT RICHEY | FL | 34652 |  | 7279191548 |  | INVESTOR | 263 | 153000 | 109 | 2014-04-16 | 2021-03-31 | DC051 | 100
1 | LEON | NWD | jhallas@talquinelectric.com;tim.waddle@talquinelectric.com | 1370463 | COMMUNITY | CHLORINATION; AERATION FOR REMOVAL OF ANY SECONDARY CONTAMINANT, SULFIDE, OR ANY UNREGULATED CONTAMINANT; CORROSION CONTROL INHIBITOR ADDITION; HYPOCHLORINATION; IRON OR MANGANESE SEQUESTRATION; OR ULTRAVIOLET RADIATION. THE LEAD/CHIEF OPERATOR MUST BE CLASS D OR HIGHER. 50,000 GPD UP TO 0.25 MGD-STAFFING BY CLASS D OR HIGHER OPERATOR: 3 VISITS/WEEK ON NONCONSECUTIVE DAYS FOR A TOTAL OF 0.3 HOUR/WEEK. LESS THAN 50,000 GPD-STAFFING BY A CLASS D OR HIGHER OPERATOR: 2 VISITS/WEEK ON NONCONSECUTIVE DAYS FOR A TOTAL OF 0.2 HOUR/WEEK. THERE SHALL BE NO MORE THAN 5 DAYS BETWEEN THE LAST VISIT IN ONE WEEK AND THE FIRST VISIT IN THE NEXT WEEK. | N | Y | MERIDIAN HILLS WATER SYSTEM | 482 BEAVER LAKE ROAD |  | TALLAHASSEE | FL | 32314 |  | 8505622115 |  | JOHN HALLAS | TIMOTHY WADDLE | P O BOX 1679 |  | QUINCY | FL | 32353 | 1679 | 8505622115 |  | TRUST/COOPERATIVE | 234 | 216000 | 102 | 2020-03-19 | 2019-07-11 | DC05 | 500
1 | LEON | NWD | trendell@uswatercorp.net | 1370598 | COMMUNITY | CHLORINATION; AERATION FOR REMOVAL OF ANY SECONDARY CONTAMINANT, SULFIDE, OR ANY UNREGULATED CONTAMINANT; CORROSION CONTROL INHIBITOR ADDITION; HYPOCHLORINATION; IRON OR MANGANESE SEQUESTRATION; OR ULTRAVIOLET RADIATION. THE LEAD/CHIEF OPERATOR MUST BE CLASS C OR HIGHER. 5.0 MGD AND ABOVE-STAFFING BY CLASS C OR HIGHER OPERATOR: 6 HOURS/DAY FOR 5 DAYS/WEEK AND ONE VISIT ON EACH WEEKEND DAY. 3.0 MGD UP TO 5.0 MGD-STAFFING BY CLASS C OR HIGHER OPERATOR: 1 HOUR/DAY FOR 5 DAYS/WEEK AND ONE VISIT ON EACH WEEKEND DAY. 0.25 MGD UP TO 3.0 MGD-STAFFING BY CLASS C OR HIGHER OPERATOR: 5 VISITS/WEEK AND ONE VISIT EACH WEEKEND FOR A TOTAL OF 0.6 HOUR/WEEK. | N | Y | SEDGEFIELD SUBDIVISION | P.O.BOX 1389 |  | TALLAHASSEE | FL | 32302 |  | 7278488292 | 245 | TROY RENDELL | SHARON PURVIANCE | 4939 CROSS BAYOU BLVD. |  | NEW PORT RICHEY | FL | 34652 |  | 7279191548 |  | SUBDIVISION | 263 | 140000 | 109 | 2018-09-13 | 2021-02-02 | DC051 | 100
1 | LEON | NWD | boydlogan@fs.fed.us;tashundawilliams@fs.fed.us | 1370607 | NONCOMMUNITY | CHLORINATION; AERATION FOR REMOVAL OF ANY SECONDARY CONTAMINANT, SULFIDE, OR ANY UNREGULATED CONTAMINANT; CORROSION CONTROL INHIBITOR ADDITION; HYPOCHLORINATION; IRON OR MANGANESE SEQUESTRATION; OR ULTRAVIOLET RADIATION. THE LEAD/CHIEF OPERATOR MUST BE CLASS D OR HIGHER. 50,000 GPD UP TO 0.25 MGD-STAFFING BY CLASS D OR HIGHER OPERATOR: 3 VISITS/WEEK ON NONCONSECUTIVE DAYS FOR A TOTAL OF 0.3 HOUR/WEEK. LESS THAN 50,000 GPD-STAFFING BY A CLASS D OR HIGHER OPERATOR: 2 VISITS/WEEK ON NONCONSECUTIVE DAYS FOR A TOTAL OF 0.2 HOUR/WEEK. THERE SHALL BE NO MORE THAN 5 DAYS BETWEEN THE LAST VISIT IN ONE WEEK AND THE FIRST VISIT IN THE NEXT WEEK. | N | Y | SILVER LAKE RECREATION AREA | 4233 SILVER LAKE ROAD |  | TALLAHASSEE | FL | 32310 |  | 8506432282 |  | BOYD LOGAN | TASHUNDA WILLIAMS | 10703 BLOXHAM CUTOFF |  | TALLAHASSEE | FL | 32305 |  | 8506432282 |  | UNKNOWN | 25 | 29000 | 10 | 2017-09-26 | 2017-07-27 | NC01 | 50
1 | LEON | NWD | wconrad@mchsi.com;rgeorge@gaceng.net | 1370616 | COMMUNITY | CHLORINATION; AERATION FOR REMOVAL OF ANY SECONDARY CONTAMINANT, SULFIDE, OR ANY UNREGULATED CONTAMINANT; CORROSION CONTROL INHIBITOR ADDITION; HYPOCHLORINATION; IRON OR MANGANESE SEQUESTRATION; OR ULTRAVIOLET RADIATION. THE LEAD/CHIEF OPERATOR MUST BE CLASS D OR HIGHER. 50,000 GPD UP TO 0.25 MGD-STAFFING BY CLASS D OR HIGHER OPERATOR: 3 VISITS/WEEK ON NONCONSECUTIVE DAYS FOR A TOTAL OF 0.3 HOUR/WEEK. LESS THAN 50,000 GPD-STAFFING BY A CLASS D OR HIGHER OPERATOR: 2 VISITS/WEEK ON NONCONSECUTIVE DAYS FOR A TOTAL OF 0.2 HOUR/WEEK. THERE SHALL BE NO MORE THAN 5 DAYS BETWEEN THE LAST VISIT IN ONE WEEK AND THE FIRST VISIT IN THE NEXT WEEK. | N | Y | GRAND VILLAGE MHP WEST | 307 MARCUS CT. |  | TALLAHASSEE | FL | 32304 |  | 8505210344 |  | ROBERT GEORGE | ROBERT GEORGE | 307 MARCUS CT |  | TALLAHASSEE | FL | 32304 |  | 8505210344 |  | INVESTOR | 126 | 43200 | 36 | 2019-06-02 | 2019-05-08 | DC06 | 100
1 | LEON | NWD | tim.waddle@talquinelectric.com;jhallas@talquinelectric.com | 1370617 | COMMUNITY | CHLORINATION; AERATION FOR REMOVAL OF ANY SECONDARY CONTAMINANT, SULFIDE, OR ANY UNREGULATED CONTAMINANT; CORROSION CONTROL INHIBITOR ADDITION; HYPOCHLORINATION; IRON OR MANGANESE SEQUESTRATION; OR ULTRAVIOLET RADIATION. THE LEAD/CHIEF OPERATOR MUST BE CLASS D OR HIGHER. 50,000 GPD UP TO 0.25 MGD-STAFFING BY CLASS D OR HIGHER OPERATOR: 3 VISITS/WEEK ON NONCONSECUTIVE DAYS FOR A TOTAL OF 0.3 HOUR/WEEK. LESS THAN 50,000 GPD-STAFFING BY A CLASS D OR HIGHER OPERATOR: 2 VISITS/WEEK ON NONCONSECUTIVE DAYS FOR A TOTAL OF 0.2 HOUR/WEEK. THERE SHALL BE NO MORE THAN 5 DAYS BETWEEN THE LAST VISIT IN ONE WEEK AND THE FIRST VISIT IN THE NEXT WEEK. | N | Y | LEON CO. REGIONAL SYSTEM SOUTH | 1640 WEST JEFFERSON STREET |  | QUINCY | FL | 32351 | 5679 | 8505622234 |  | JOHN HALLAS | TIMOTHY B. WADDLE | P O BOX 1679 |  | QUINCY | FL | 32353 |  | 8508784414 |  | TRUST/COOPERATIVE | 763 | 374400 | 326 | 2021-09-08 | 2021-06-30 | DC04 | 1000
1 | LEON | NWD | jhallas@talquinelectric.com;tim.waddle@talquinelectric.com | 1370640 | COMMUNITY | CHLORINATION; AERATION FOR REMOVAL OF ANY SECONDARY CONTAMINANT, SULFIDE, OR ANY UNREGULATED CONTAMINANT; CORROSION CONTROL INHIBITOR ADDITION; HYPOCHLORINATION; IRON OR MANGANESE SEQUESTRATION; OR ULTRAVIOLET RADIATION. THE LEAD/CHIEF OPERATOR MUST BE CLASS D OR HIGHER. 50,000 GPD UP TO 0.25 MGD-STAFFING BY CLASS D OR HIGHER OPERATOR: 3 VISITS/WEEK ON NONCONSECUTIVE DAYS FOR A TOTAL OF 0.3 HOUR/WEEK. LESS THAN 50,000 GPD-STAFFING BY A CLASS D OR HIGHER OPERATOR: 2 VISITS/WEEK ON NONCONSECUTIVE DAYS FOR A TOTAL OF 0.2 HOUR/WEEK. THERE SHALL BE NO MORE THAN 5 DAYS BETWEEN THE LAST VISIT IN ONE WEEK AND THE FIRST VISIT IN THE NEXT WEEK. | N | Y | STONEGATE SUBDIVISION | 3001 WINDY HILL LANE |  | TALLAHASSEE | FL | 32314 |  | 8505622115 |  | JOHN HALLAS | TIMOTHY B. WADDLE, P.E | P.O. BOX 1679 |  | QUINCY | FL | 32353 |  | 8508784414 |  | TRUST/COOPERATIVE | 70 | 129600 | 31 | 2020-09-18 | 2020-06-18 | DC051 | 100
1 | LEON | NWD | Catherine.Bray@talgov.com;David.Roberts@talgov.com;John.Powell@talgov.com | 1370655 | COMMUNITY | CHLORINATION; AERATION FOR REMOVAL OF ANY SECONDARY CONTAMINANT, SULFIDE, OR ANY UNREGULATED CONTAMINANT; CORROSION CONTROL INHIBITOR ADDITION; HYPOCHLORINATION; IRON OR MANGANESE SEQUESTRATION; OR ULTRAVIOLET RADIATION. THE LEAD/CHIEF OPERATOR MUST BE CLASS C OR HIGHER. 5.0 MGD AND ABOVE-STAFFING BY CLASS C OR HIGHER OPERATOR: 6 HOURS/DAY FOR 5 DAYS/WEEK AND ONE VISIT ON EACH WEEKEND DAY. 3.0 MGD UP TO 5.0 MGD-STAFFING BY CLASS C OR HIGHER OPERATOR: 1 HOUR/DAY FOR 5 DAYS/WEEK AND ONE VISIT ON EACH WEEKEND DAY. 0.25 MGD UP TO 3.0 MGD-STAFFING BY CLASS C OR HIGHER OPERATOR: 5 VISITS/WEEK AND ONE VISIT EACH WEEKEND FOR A TOTAL OF 0.6 HOUR/WEEK. | N | Y | TALLAHASSEE, CITY OF | 4505-A SPRINGHILL ROAD |  | TALLAHASSEE | FL | 32305 |  | 8508914968 |  | JENNIFER PORTER | JENNIFER PORTER | 4505 A SPRINGHILL ROAD |  | TALLAHASSEE | FL | 32305 |  | 8508915271 |  | MUNICIPALITY | 193927 | 80352000 | 82875 | 2018-03-19 | 2020-06-30 | DC01 | 6000
1 | LEON | NWD | jhallas@talquinelectric.com; tim.waddle@talquinelectric.com | 1370669 | COMMUNITY | CHLORINATION; AERATION FOR REMOVAL OF ANY SECONDARY CONTAMINANT, SULFIDE, OR ANY UNREGULATED CONTAMINANT; CORROSION CONTROL INHIBITOR ADDITION; HYPOCHLORINATION; IRON OR MANGANESE SEQUESTRATION; OR ULTRAVIOLET RADIATION. THE LEAD/CHIEF OPERATOR MUST BE CLASS C OR HIGHER. 5.0 MGD AND ABOVE-STAFFING BY CLASS C OR HIGHER OPERATOR: 6 HOURS/DAY FOR 5 DAYS/WEEK AND ONE VISIT ON EACH WEEKEND DAY. 3.0 MGD UP TO 5.0 MGD-STAFFING BY CLASS C OR HIGHER OPERATOR: 1 HOUR/DAY FOR 5 DAYS/WEEK AND ONE VISIT ON EACH WEEKEND DAY. 0.25 MGD UP TO 3.0 MGD-STAFFING BY CLASS C OR HIGHER OPERATOR: 5 VISITS/WEEK AND ONE VISIT EACH WEEKEND FOR A TOTAL OF 0.6 HOUR/WEEK. | N | Y | MEADOWS-AT-WOODRUN | P. O. BOX 1679 |  | QUINCY | FL | 32351 |  | 8505622115 |  | JOHN HALLAS | TIMOTHY B. WADDLE, P.E. | P. O. BOX 1679 |  | QUINCY | FL | 32353 |  | 8508784414 |  | TRUST/COOPERATIVE | 3545 | 1584000 | 1555 | 2014-07-09 | 2020-02-26 | DC03 | 2000
1 | LEON | NWD | bdbasden@fs.fed.us;chandraroberts@fs.fed.us | 1370696 | NONCOMMUNITY | CHLORINATION; AERATION FOR REMOVAL OF ANY SECONDARY CONTAMINANT, SULFIDE, OR ANY UNREGULATED CONTAMINANT; CORROSION CONTROL INHIBITOR ADDITION; HYPOCHLORINATION; IRON OR MANGANESE SEQUESTRATION; OR ULTRAVIOLET RADIATION. THE LEAD/CHIEF OPERATOR MUST BE CLASS D OR HIGHER. 50,000 GPD UP TO 0.25 MGD-STAFFING BY CLASS D OR HIGHER OPERATOR: 3 VISITS/WEEK ON NONCONSECUTIVE DAYS FOR A TOTAL OF 0.3 HOUR/WEEK. LESS THAN 50,000 GPD-STAFFING BY A CLASS D OR HIGHER OPERATOR: 2 VISITS/WEEK ON NONCONSECUTIVE DAYS FOR A TOTAL OF 0.2 HOUR/WEEK. THERE SHALL BE NO MORE THAN 5 DAYS BETWEEN THE LAST VISIT IN ONE WEEK AND THE FIRST VISIT IN THE NEXT WEEK. | N | Y | TROUT POND | 1773 CRAWFORDVILLE HIGHWAY |  | TALLAHASSEE | FL | 32304 |  | 8509263561 |  | BOYD LOGAN | MICHAEL SALCIDO | 57 TAFF DR. |  | CRAWFORDVILLE | FL | 32327 |  | 8507284067 |  | FEDERAL | 40 | 36000 | 3 | 2017-08-18 | 2017-07-27 | NC01 | 50
1 | LEON | NWD | jhallas@talquinelectric.com;tim.waddle@talquinelectric.com | 1370745 | COMMUNITY | CHLORINATION; AERATION FOR REMOVAL OF ANY SECONDARY CONTAMINANT, SULFIDE, OR ANY UNREGULATED CONTAMINANT; CORROSION CONTROL INHIBITOR ADDITION; HYPOCHLORINATION; IRON OR MANGANESE SEQUESTRATION; OR ULTRAVIOLET RADIATION. THE LEAD/CHIEF OPERATOR MUST BE CLASS D OR HIGHER. 50,000 GPD UP TO 0.25 MGD-STAFFING BY CLASS D OR HIGHER OPERATOR: 3 VISITS/WEEK ON NONCONSECUTIVE DAYS FOR A TOTAL OF 0.3 HOUR/WEEK. LESS THAN 50,000 GPD-STAFFING BY A CLASS D OR HIGHER OPERATOR: 2 VISITS/WEEK ON NONCONSECUTIVE DAYS FOR A TOTAL OF 0.2 HOUR/WEEK. THERE SHALL BE NO MORE THAN 5 DAYS BETWEEN THE LAST VISIT IN ONE WEEK AND THE FIRST VISIT IN THE NEXT WEEK. | N | Y | LEON CO. REGIONAL SYSTEM WEST | P.O. BOX 1679 |  | QUINCY | FL | 32351 |  | 8505622115 |  | JOHN HALLAS | TIM WADDLE | P.O. BOX 1679 |  | QUINCY | FL | 32353 |  | 8505622234 |  | TRUST/COOPERATIVE | 2225 | 432000 | 931 | 2020-04-03 | 2020-08-17 | DC04 | 1000
1 | LEON | NWD | tcoleman@marketstreetgroupllc.com;jcoleman@marketstreetgroupllc.com;WCONRAD@MCHSI.COM | 1370791 | COMMUNITY | CHLORINATION; AERATION FOR REMOVAL OF ANY SECONDARY CONTAMINANT, SULFIDE, OR ANY UNREGULATED CONTAMINANT; CORROSION CONTROL INHIBITOR ADDITION; HYPOCHLORINATION; IRON OR MANGANESE SEQUESTRATION; OR ULTRAVIOLET RADIATION. THE LEAD/CHIEF OPERATOR MUST BE CLASS D OR HIGHER. 50,000 GPD UP TO 0.25 MGD-STAFFING BY CLASS D OR HIGHER OPERATOR: 3 VISITS/WEEK ON NONCONSECUTIVE DAYS FOR A TOTAL OF 0.3 HOUR/WEEK. LESS THAN 50,000 GPD-STAFFING BY A CLASS D OR HIGHER OPERATOR: 2 VISITS/WEEK ON NONCONSECUTIVE DAYS FOR A TOTAL OF 0.2 HOUR/WEEK. THERE SHALL BE NO MORE THAN 5 DAYS BETWEEN THE LAST VISIT IN ONE WEEK AND THE FIRST VISIT IN THE NEXT WEEK. | N | Y | LAKE BRADFORD ESTATES MHP | 2775 CATHEDRAL DRIVE |  | TALLAHASSEE | FL | 32310 |  | 8505756115 |  | WAYNE CONRAD | LAKE BRADFORD ESTATES, LLC | PO BOX 2286 |  | RINCON | GA | 31326 |  | 9122952941 |  | INVESTOR | 167 | 180000 | 70 | 2017-01-11 | 2020-04-13 | DC05 | 500
1 | LEON | NWD | tim.waddle@talquinelectric.com; jhallas@talquinelectric.com | 1370888 | COMMUNITY | CHLORINATION; AERATION FOR REMOVAL OF ANY SECONDARY CONTAMINANT, SULFIDE, OR ANY UNREGULATED CONTAMINANT; CORROSION CONTROL INHIBITOR ADDITION; HYPOCHLORINATION; IRON OR MANGANESE SEQUESTRATION; OR ULTRAVIOLET RADIATION. THE LEAD/CHIEF OPERATOR MUST BE CLASS C OR HIGHER. 5.0 MGD AND ABOVE-STAFFING BY CLASS C OR HIGHER OPERATOR: 6 HOURS/DAY FOR 5 DAYS/WEEK AND ONE VISIT ON EACH WEEKEND DAY. 3.0 MGD UP TO 5.0 MGD-STAFFING BY CLASS C OR HIGHER OPERATOR: 1 HOUR/DAY FOR 5 DAYS/WEEK AND ONE VISIT ON EACH WEEKEND DAY. 0.25 MGD UP TO 3.0 MGD-STAFFING BY CLASS C OR HIGHER OPERATOR: 5 VISITS/WEEK AND ONE VISIT EACH WEEKEND FOR A TOTAL OF 0.6 HOUR/WEEK. | N | Y | LAKE JACKSON AREA WATER SYSTEM | P. O. BOX 1679 |  | QUINCY | FL | 32351 | 1679 | 8505622115 |  | JOHN HALLAS | TIMOTHY B. WADDLE, P.E | P O BOX 1679 |  | QUINCY | FL | 32353 | 1679 | 8508784414 |  | TRUST/COOPERATIVE | 9804 | 3139200 | 4172 | 2020-09-18 | 2020-06-18 | DC03 | 2000
1 | LEON | NWD | TRENDELL@USWATERCORP.NET;SPURVIANCE@USWATERCORP.NET | 1370898 | COMMUNITY | CHLORINATION; AERATION FOR REMOVAL OF ANY SECONDARY CONTAMINANT, SULFIDE, OR ANY UNREGULATED CONTAMINANT; CORROSION CONTROL INHIBITOR ADDITION; HYPOCHLORINATION; IRON OR MANGANESE SEQUESTRATION; OR ULTRAVIOLET RADIATION. THE LEAD/CHIEF OPERATOR MUST BE CLASS C OR HIGHER. 5.0 MGD AND ABOVE-STAFFING BY CLASS C OR HIGHER OPERATOR: 6 HOURS/DAY FOR 5 DAYS/WEEK AND ONE VISIT ON EACH WEEKEND DAY. 3.0 MGD UP TO 5.0 MGD-STAFFING BY CLASS C OR HIGHER OPERATOR: 1 HOUR/DAY FOR 5 DAYS/WEEK AND ONE VISIT ON EACH WEEKEND DAY. 0.25 MGD UP TO 3.0 MGD-STAFFING BY CLASS C OR HIGHER OPERATOR: 5 VISITS/WEEK AND ONE VISIT EACH WEEKEND FOR A TOTAL OF 0.6 HOUR/WEEK. | N | Y | BREWSTER SUBDIVISION | P. O. BOX 1363 |  | TALLAHASSEE | FL | 32302 |  | 8505761271 |  | TROY RENDELL | SHARON PURVIANCE | 4939 CROSS BAYOU BLVD. |  | NEW PORT RICHEY | FL | 34652 |  | 7279191548 |  | INVESTOR | 364 | 158400 | 170 | 2018-09-13 | 2021-02-02 | DC051 | 100
1 | LEON | NWD | rob.lacy@dep.state.fl.us | 1370913 | NONCOMMUNITY | CHLORINATION; AERATION FOR REMOVAL OF ANY SECONDARY CONTAMINANT, SULFIDE, OR ANY UNREGULATED CONTAMINANT; CORROSION CONTROL INHIBITOR ADDITION; HYPOCHLORINATION; IRON OR MANGANESE SEQUESTRATION; OR ULTRAVIOLET RADIATION. THE LEAD/CHIEF OPERATOR MUST BE CLASS D OR HIGHER. 50,000 GPD UP TO 0.25 MGD-STAFFING BY CLASS D OR HIGHER OPERATOR: 3 VISITS/WEEK ON NONCONSECUTIVE DAYS FOR A TOTAL OF 0.3 HOUR/WEEK. LESS THAN 50,000 GPD-STAFFING BY A CLASS D OR HIGHER OPERATOR: 2 VISITS/WEEK ON NONCONSECUTIVE DAYS FOR A TOTAL OF 0.2 HOUR/WEEK. THERE SHALL BE NO MORE THAN 5 DAYS BETWEEN THE LAST VISIT IN ONE WEEK AND THE FIRST VISIT IN THE NEXT WEEK. | N | Y | LAKE TALQUIN STATE PARK (RIVER BLUFF) | 3600 INDIAN MOUNDS RD. |  | TALLAHASSEE | FL | 32303 |  | 8509226007 |  | BILLY HARRISON | [9 empty] | DEP (STATE PARK OR STATE REC AREA) | 200 | 50400 | 4 | 2018-06-12 | 2018-06-07 | NC01 | 50
1 | LEON | NWD | SPURVIANCE@USWATERCORP.NET | 1374008 | COMMUNITY | CHLORINATION; AERATION FOR REMOVAL OF ANY SECONDARY CONTAMINANT, SULFIDE, OR ANY UNREGULATED CONTAMINANT; CORROSION CONTROL INHIBITOR ADDITION; HYPOCHLORINATION; IRON OR MANGANESE SEQUESTRATION; OR ULTRAVIOLET RADIATION. THE LEAD/CHIEF OPERATOR MUST BE CLASS C OR HIGHER. 5.0 MGD AND ABOVE-STAFFING BY CLASS C OR HIGHER OPERATOR: 6 HOURS/DAY FOR 5 DAYS/WEEK AND ONE VISIT ON EACH WEEKEND DAY. 3.0 MGD UP TO 5.0 MGD-STAFFING BY CLASS C OR HIGHER OPERATOR: 1 HOUR/DAY FOR 5 DAYS/WEEK AND ONE VISIT ON EACH WEEKEND DAY. 0.25 MGD UP TO 3.0 MGD-STAFFING BY CLASS C OR HIGHER OPERATOR: 5 VISITS/WEEK AND ONE VISIT EACH WEEKEND FOR A TOTAL OF 0.6 HOUR/WEEK. | N | Y | BUCK LAKE ESTATES | P O BOX 1389 |  | TALLAHASSEE | FL | 32302 |  | 7278488292 |  | SHARON PURVIANCE | SHARON PURVIANCE | 4939 CROSS BAYOU BLVD |  | NEW PORT RICHEY | FL | 34652 |  | 7279191548 |  | INVESTOR | 150 | 360000 | 65 | 2021-07-22 | 2021-05-19 | DC04 | 1000
1 | LEON | NWD | DavisLE@leoncountyfl.gov;mcswainj@leoncountyfl.gov | 1374041 | NONCOMMUNITY | CHLORINATION; AERATION FOR REMOVAL OF ANY SECONDARY CONTAMINANT, SULFIDE, OR ANY UNREGULATED CONTAMINANT; CORROSION CONTROL INHIBITOR ADDITION; HYPOCHLORINATION; IRON OR MANGANESE SEQUESTRATION; OR ULTRAVIOLET RADIATION. THE LEAD/CHIEF OPERATOR MUST BE CLASS D OR HIGHER. 50,000 GPD UP TO 0.25 MGD-STAFFING BY CLASS D OR HIGHER OPERATOR: 3 VISITS/WEEK ON NONCONSECUTIVE DAYS FOR A TOTAL OF 0.3 HOUR/WEEK. LESS THAN 50,000 GPD-STAFFING BY A CLASS D OR HIGHER OPERATOR: 2 VISITS/WEEK ON NONCONSECUTIVE DAYS FOR A TOTAL OF 0.2 HOUR/WEEK. THERE SHALL BE NO MORE THAN 5 DAYS BETWEEN THE LAST VISIT IN ONE WEEK AND THE FIRST VISIT IN THE NEXT WEEK. | N | Y | WILLIAMS LANDING | 951 WILLIAMS LANDING ROAD |  | TALLAHASSEE | FL | 32310 |  | 8506061475 |  | SHERRY CARPENTER | LEIGH DAVIS | 1907 S. MONROE ST. |  | TALLAHASSEE | FL | 32301 |  | 8506061475 |  | COUNTY | 25 | 7200 | 14 | 2013-01-25 | 2017-09-26 | NC01 | 50
1 | LEON | NWD | DavisLE@leoncountyfl.gov;mcswainj@leoncountyfl.gov | 1374042 | NONCOMMUNITY | CHLORINATION; AERATION FOR REMOVAL OF ANY SECONDARY CONTAMINANT, SULFIDE, OR ANY UNREGULATED CONTAMINANT; CORROSION CONTROL INHIBITOR ADDITION; HYPOCHLORINATION; IRON OR MANGANESE SEQUESTRATION; OR ULTRAVIOLET RADIATION. THE LEAD/CHIEF OPERATOR MUST BE CLASS D OR HIGHER. 50,000 GPD UP TO 0.25 MGD-STAFFING BY CLASS D OR HIGHER OPERATOR: 3 VISITS/WEEK ON NONCONSECUTIVE DAYS FOR A TOTAL OF 0.3 HOUR/WEEK. LESS THAN 50,000 GPD-STAFFING BY A CLASS D OR HIGHER OPERATOR: 2 VISITS/WEEK ON NONCONSECUTIVE DAYS FOR A TOTAL OF 0.2 HOUR/WEEK. THERE SHALL BE NO MORE THAN 5 DAYS BETWEEN THE LAST VISIT IN ONE WEEK AND THE FIRST VISIT IN THE NEXT WEEK. | N | Y | COE'S LANDING PARK | 1208 COES LANDING |  | TALLAHASSEE | FL | 32308 |  | 8504873070 |  | SHERRY CARPENTER | LEIGH DAVIS | 1907 S. MONROE ST. |  | TALLAHASSEE | FL | 32301 |  | 8506061475 |  | COUNTY | 25 | 7200 | 31 | 2013-01-25 | 2017-09-26 | NC01 | 50
1 | LEON | NWD | gderemer@uswatercorp.net | 1374049 | COMMUNITY | CHLORINATION; AERATION FOR REMOVAL OF ANY SECONDARY CONTAMINANT, SULFIDE, OR ANY UNREGULATED CONTAMINANT; CORROSION CONTROL INHIBITOR ADDITION; HYPOCHLORINATION; IRON OR MANGANESE SEQUESTRATION; OR ULTRAVIOLET RADIATION. THE LEAD/CHIEF OPERATOR MUST BE CLASS C OR HIGHER. 5.0 MGD AND ABOVE-STAFFING BY CLASS C OR HIGHER OPERATOR: 6 HOURS/DAY FOR 5 DAYS/WEEK AND ONE VISIT ON EACH WEEKEND DAY. 3.0 MGD UP TO 5.0 MGD-STAFFING BY CLASS C OR HIGHER OPERATOR: 1 HOUR/DAY FOR 5 DAYS/WEEK AND ONE VISIT ON EACH WEEKEND DAY. 0.25 MGD UP TO 3.0 MGD-STAFFING BY CLASS C OR HIGHER OPERATOR: 5 VISITS/WEEK AND ONE VISIT EACH WEEKEND FOR A TOTAL OF 0.6 HOUR/WEEK. | N | Y | NORTH LAKE MEADOW WATER SYSTEM | P.O. BOX 1389 |  | TALLAHASSEE | FL | 32303 |  | 7278488292 |  | TROY RENDELL | SHARON PURVIANCE | 4939 CROSS BAYOU BLVD. |  | NEW PORT RICHEY | FL | 34652 |  | 7278488292 |  | INVESTOR | 200 | 80000 | 83 | 2018-09-13 | 2021-03-31 | DC051 | 100
1 | LEON | NWD | manager@tallahasseervpark.com;dr2casto@yahoo.com | 1374053 | NONCOMMUNITY | CHLORINATION; AERATION FOR REMOVAL OF ANY SECONDARY CONTAMINANT, SULFIDE, OR ANY UNREGULATED CONTAMINANT; CORROSION CONTROL INHIBITOR ADDITION; HYPOCHLORINATION; IRON OR MANGANESE SEQUESTRATION; OR ULTRAVIOLET RADIATION. THE LEAD/CHIEF OPERATOR MUST BE CLASS D OR HIGHER. 50,000 GPD UP TO 0.25 MGD-STAFFING BY CLASS D OR HIGHER OPERATOR: 3 VISITS/WEEK ON NONCONSECUTIVE DAYS FOR A TOTAL OF 0.3 HOUR/WEEK. LESS THAN 50,000 GPD-STAFFING BY A CLASS D OR HIGHER OPERATOR: 2 VISITS/WEEK ON NONCONSECUTIVE DAYS FOR A TOTAL OF 0.2 HOUR/WEEK. THERE SHALL BE NO MORE THAN 5 DAYS BETWEEN THE LAST VISIT IN ONE WEEK AND THE FIRST VISIT IN THE NEXT WEEK. | N | Y | TALLAHASSEE RV PARK | 6504 MAHAN DRIVE |  | TALLAHASSEE | FL | 32308 |  | 8508787641 |  | BRUCE & MARIA GOODMAN | ERWIN JACKSON | PO BOX 4008 |  | TALLAHASSEE | FL | 32315 |  | 8508947368 |  | INVESTOR | 132 | 14400 | 66 | 2013-03-19 | 2017-11-02 | NC01 | 50
1 | LEON | NWD | trendell@uswatercorp.net | 1374054 | COMMUNITY | CHLORINATION; AERATION FOR REMOVAL OF ANY SECONDARY CONTAMINANT, SULFIDE, OR ANY UNREGULATED CONTAMINANT; CORROSION CONTROL INHIBITOR ADDITION; HYPOCHLORINATION; IRON OR MANGANESE SEQUESTRATION; OR ULTRAVIOLET RADIATION. THE LEAD/CHIEF OPERATOR MUST BE CLASS C OR HIGHER. 5.0 MGD AND ABOVE-STAFFING BY CLASS C OR HIGHER OPERATOR: 6 HOURS/DAY FOR 5 DAYS/WEEK AND ONE VISIT ON EACH WEEKEND DAY. 3.0 MGD UP TO 5.0 MGD-STAFFING BY CLASS C OR HIGHER OPERATOR: 1 HOUR/DAY FOR 5 DAYS/WEEK AND ONE VISIT ON EACH WEEKEND DAY. 0.25 MGD UP TO 3.0 MGD-STAFFING BY CLASS C OR HIGHER OPERATOR: 5 VISITS/WEEK AND ONE VISIT EACH WEEKEND FOR A TOTAL OF 0.6 HOUR/WEEK. | N | Y | PLANTATION ESTATES | P.O. BOX 1389 |  | TALLAHASSEE | FL | 32302 |  | 8506311589 |  | TROY RENDELL | SHARON PURVIANCE | 4939 CROSS BAYOU BLVD |  | NEW PORT RICHEY | FL | 34652 |  | 7279191548 |  | INVESTOR | 369 | 140000 | 154 | 2018-09-13 | 2021-02-02 | DC05 | 500
1 | LEON | NWD | DavisLE@leoncountyfl.gov;mcswainj@leoncountyfl.gov | 1374056 | NONCOMMUNITY | CHLORINATION; AERATION FOR REMOVAL OF ANY SECONDARY CONTAMINANT, SULFIDE, OR ANY UNREGULATED CONTAMINANT; CORROSION CONTROL INHIBITOR ADDITION; HYPOCHLORINATION; IRON OR MANGANESE SEQUESTRATION; OR ULTRAVIOLET RADIATION. THE LEAD/CHIEF OPERATOR MUST BE CLASS D OR HIGHER. 50,000 GPD UP TO 0.25 MGD-STAFFING BY CLASS D OR HIGHER OPERATOR: 3 VISITS/WEEK ON NONCONSECUTIVE DAYS FOR A TOTAL OF 0.3 HOUR/WEEK. LESS THAN 50,000 GPD-STAFFING BY A CLASS D OR HIGHER OPERATOR: 2 VISITS/WEEK ON NONCONSECUTIVE DAYS FOR A TOTAL OF 0.2 HOUR/WEEK. THERE SHALL BE NO MORE THAN 5 DAYS BETWEEN THE LAST VISIT IN ONE WEEK AND THE FIRST VISIT IN THE NEXT WEEK. | N | Y | HALL'S LANDING | 2997 LUTHER HALL ROAD |  | TALLAHASSEE | FL | 32310 |  | 8506061475 |  | SHERRY CARPENTER | LEIGH DAVIS | 1907 S. MONROE ST. |  | TALLAHASSEE | FL | 32301 |  | 8506061475 |  | INVESTOR | 25 | 1 | 16 | 2017-08-18 | 2017-05-03 | NC01 | 50
1 | LEON | NWD | grassrootsschool@gmail.com | 1374061 | NONTRANSIENT NONCOMMUNITY | CHLORINATION; AERATION FOR REMOVAL OF ANY SECONDARY CONTAMINANT, SULFIDE, OR ANY UNREGULATED CONTAMINANT; CORROSION CONTROL INHIBITOR ADDITION; HYPOCHLORINATION; IRON OR MANGANESE SEQUESTRATION; OR ULTRAVIOLET RADIATION. THE LEAD/CHIEF OPERATOR MUST BE CLASS D OR HIGHER. 50,000 GPD UP TO 0.25 MGD-STAFFING BY CLASS D OR HIGHER OPERATOR: 3 VISITS/WEEK ON NONCONSECUTIVE DAYS FOR A TOTAL OF 0.3 HOUR/WEEK. LESS THAN 50,000 GPD-STAFFING BY A CLASS D OR HIGHER OPERATOR: 2 VISITS/WEEK ON NONCONSECUTIVE DAYS FOR A TOTAL OF 0.2 HOUR/WEEK. THERE SHALL BE NO MORE THAN 5 DAYS BETWEEN THE LAST VISIT IN ONE WEEK AND THE FIRST VISIT IN THE NEXT WEEK. | N | Y | GRASSROOTS FREE SCHOOL INC. | 2458 GRASSROOTS WAY |  | TALLAHASSEE | FL | 32301 |  | 8506563629 |  | KIMBERLI WEINRICH | [9 empty] | INVESTOR/LICENSED PUBLIC UTILITIES | 35 | 29000 | 2 | 2014-06-09 | 2021-05-20 | NTNC | 100
1 | LEON | NWD | cgdwin.@aol.com | 1374066 | NONCOMMUNITY | CHLORINATION; AERATION FOR REMOVAL OF ANY SECONDARY CONTAMINANT, SULFIDE, OR ANY UNREGULATED CONTAMINANT; CORROSION CONTROL INHIBITOR ADDITION; HYPOCHLORINATION; IRON OR MANGANESE SEQUESTRATION; OR ULTRAVIOLET RADIATION. THE LEAD/CHIEF OPERATOR MUST BE CLASS D OR HIGHER. 50,000 GPD UP TO 0.25 MGD-STAFFING BY CLASS D OR HIGHER OPERATOR: 3 VISITS/WEEK ON NONCONSECUTIVE DAYS FOR A TOTAL OF 0.3 HOUR/WEEK. LESS THAN 50,000 GPD-STAFFING BY A CLASS D OR HIGHER OPERATOR: 2 VISITS/WEEK ON NONCONSECUTIVE DAYS FOR A TOTAL OF 0.2 HOUR/WEEK. THERE SHALL BE NO MORE THAN 5 DAYS BETWEEN THE LAST VISIT IN ONE WEEK AND THE FIRST VISIT IN THE NEXT WEEK. | N | Y | WARRIOR ON THE RIVERFRONT | 9330 WEST TENNESSEE STREET |  | TALLAHASSEE | FL | 32304 |  | 8505456372 |  | CHRIS GODWIN | CHRIS GODWIN | 2512 PECAN RD. |  | TALLAHASSEE | FL | 32303 |  | 8505456372 |  | INVESTOR | 50 | 30240 | 1 | 2018-05-07 | 2018-07-02 | NC01 | 50
1 | LEON | NWD | ww1ss@icloud.com;wconrad@mchsi.com | 1374072 | COMMUNITY | CHLORINATION; AERATION FOR REMOVAL OF ANY SECONDARY CONTAMINANT, SULFIDE, OR ANY UNREGULATED CONTAMINANT; CORROSION CONTROL INHIBITOR ADDITION; HYPOCHLORINATION; IRON OR MANGANESE SEQUESTRATION; OR ULTRAVIOLET RADIATION. THE LEAD/CHIEF OPERATOR MUST BE CLASS D OR HIGHER. 50,000 GPD UP TO 0.25 MGD-STAFFING BY CLASS D OR HIGHER OPERATOR: 3 VISITS/WEEK ON NONCONSECUTIVE DAYS FOR A TOTAL OF 0.3 HOUR/WEEK. LESS THAN 50,000 GPD-STAFFING BY A CLASS D OR HIGHER OPERATOR: 2 VISITS/WEEK ON NONCONSECUTIVE DAYS FOR A TOTAL OF 0.2 HOUR/WEEK. THERE SHALL BE NO MORE THAN 5 DAYS BETWEEN THE LAST VISIT IN ONE WEEK AND THE FIRST VISIT IN THE NEXT WEEK. | N | Y | LAKE TALQUIN ESTATES (AKA DOGWOOD MHP) | 16327 BLOUNTSTOWN HIGHWAY |  | TALLAHASSEE | FL | 32317 |  | 8505970874 |  | WAYNE CONRAD | STEVE ST. GERMAIN | P.O. BOX 2517 |  | TALLAHASSEE | FL | 32316 |  | 8502745326 |  | INVESTOR | 30 | 43200 | 13 | 2018-01-12 | 2020-12-01 | DC06 | 100
1 | LEON | NWD | greenc@mail.leon.k12.fl.us | 1374079 | NONTRANSIENT NONCOMMUNITY | CHLORINATION; AERATION FOR REMOVAL OF ANY SECONDARY CONTAMINANT, SULFIDE, OR ANY UNREGULATED CONTAMINANT; CORROSION CONTROL INHIBITOR ADDITION; HYPOCHLORINATION; IRON OR MANGANESE SEQUESTRATION; OR ULTRAVIOLET RADIATION. THE LEAD/CHIEF OPERATOR MUST BE CLASS D OR HIGHER. 50,000 GPD UP TO 0.25 MGD-STAFFING BY CLASS D OR HIGHER OPERATOR: 3 VISITS/WEEK ON NONCONSECUTIVE DAYS FOR A TOTAL OF 0.3 HOUR/WEEK. LESS THAN 50,000 GPD-STAFFING BY A CLASS D OR HIGHER OPERATOR: 2 VISITS/WEEK ON NONCONSECUTIVE DAYS FOR A TOTAL OF 0.2 HOUR/WEEK. THERE SHALL BE NO MORE THAN 5 DAYS BETWEEN THE LAST VISIT IN ONE WEEK AND THE FIRST VISIT IN THE NEXT WEEK. | N | Y | FORT BRADEN SCHOOL | 15100 BLOUNTSTOWN HIGHWAY |  | TALLAHASSEE | FL | 32304 |  | 8504889374 |  | WAYNE CONRAD/JOHNNY RAY FONTENOT | CARL GREEN | 3420 W. THARPE ST. | SUITE 200 | TALLAHASSEE | FL | 32303 |  | 8506171780 |  | CITY | 620 | 172800 | 3 | 2019-08-07 | 2021-10-19 | NTNC | 100
1 | LEON | NWD | rdpej@comcast.net | 1374080 | NONCOMMUNITY | CHLORINATION; AERATION FOR REMOVAL OF ANY SECONDARY CONTAMINANT, SULFIDE, OR ANY UNREGULATED CONTAMINANT; CORROSION CONTROL INHIBITOR ADDITION; HYPOCHLORINATION; IRON OR MANGANESE SEQUESTRATION; OR ULTRAVIOLET RADIATION. THE LEAD/CHIEF OPERATOR MUST BE CLASS D OR HIGHER. 50,000 GPD UP TO 0.25 MGD-STAFFING BY CLASS D OR HIGHER OPERATOR: 3 VISITS/WEEK ON NONCONSECUTIVE DAYS FOR A TOTAL OF 0.3 HOUR/WEEK. LESS THAN 50,000 GPD-STAFFING BY A CLASS D OR HIGHER OPERATOR: 2 VISITS/WEEK ON NONCONSECUTIVE DAYS FOR A TOTAL OF 0.2 HOUR/WEEK. THERE SHALL BE NO MORE THAN 5 DAYS BETWEEN THE LAST VISIT IN ONE WEEK AND THE FIRST VISIT IN THE NEXT WEEK. | N | Y | LAKE TALQUIN BAPTIST CHURCH | 21335 BLOUNTSTOWN HIGHWAY |  | TALLAHASSEE | FL | 32310 |  | 8505764641 |  | BOB JOYCE | BOB JOYCE | 21335 BLOUNTSTOWN HWY |  | TALLAHASSEE | FL | 32310 |  | 8505764641 |  | INVESTOR | 250 | 28800 | 2 | 2017-05-03 | 2017-04-13 | NC01 | 50
1 | LEON | NWD | hilltopcntrystore@yahoo.com | 1374085 | NONCOMMUNITY | CHLORINATION; AERATION FOR REMOVAL OF ANY SECONDARY CONTAMINANT, SULFIDE, OR ANY UNREGULATED CONTAMINANT; CORROSION CONTROL INHIBITOR ADDITION; HYPOCHLORINATION; IRON OR MANGANESE SEQUESTRATION; OR ULTRAVIOLET RADIATION. THE LEAD/CHIEF OPERATOR MUST BE CLASS D OR HIGHER. 50,000 GPD UP TO 0.25 MGD-STAFFING BY CLASS D OR HIGHER OPERATOR: 3 VISITS/WEEK ON NONCONSECUTIVE DAYS FOR A TOTAL OF 0.3 HOUR/WEEK. LESS THAN 50,000 GPD-STAFFING BY A CLASS D OR HIGHER OPERATOR: 2 VISITS/WEEK ON NONCONSECUTIVE DAYS FOR A TOTAL OF 0.2 HOUR/WEEK. THERE SHALL BE NO MORE THAN 5 DAYS BETWEEN THE LAST VISIT IN ONE WEEK AND THE FIRST VISIT IN THE NEXT WEEK. | N | Y | HILLTOP GROCERY | 14807 MAHAN DR. |  | TALLAHASSEE | FL | 32309 |  | 8509060752 |  | ERIC BROWN | ERIC BROWN | 14807 MAHAN DR. |  | TALLAHASSEE | FL | 32309 |  | 8503205107 |  | INVESTOR | 25 | 58000 | 2 | 2013-04-02 | 2021-03-29 | NC01 | 50
1 | LEON | NWD | kelly@eliroberts.com | 1374096 | NONCOMMUNITY | CHLORINATION; AERATION FOR REMOVAL OF ANY SECONDARY CONTAMINANT, SULFIDE, OR ANY UNREGULATED CONTAMINANT; CORROSION CONTROL INHIBITOR ADDITION; HYPOCHLORINATION; IRON OR MANGANESE SEQUESTRATION; OR ULTRAVIOLET RADIATION. THE LEAD/CHIEF OPERATOR MUST BE CLASS D OR HIGHER. 50,000 GPD UP TO 0.25 MGD-STAFFING BY CLASS D OR HIGHER OPERATOR: 3 VISITS/WEEK ON NONCONSECUTIVE DAYS FOR A TOTAL OF 0.3 HOUR/WEEK. LESS THAN 50,000 GPD-STAFFING BY A CLASS D OR HIGHER OPERATOR: 2 VISITS/WEEK ON NONCONSECUTIVE DAYS FOR A TOTAL OF 0.2 HOUR/WEEK. THERE SHALL BE NO MORE THAN 5 DAYS BETWEEN THE LAST VISIT IN ONE WEEK AND THE FIRST VISIT IN THE NEXT WEEK. | N | Y | SPRINGHILL SUNOCO-CHERRY LAKE INVESTMENT | 2196 SPRINGHILL ROAD |  | TALLAHASSEE | FL | 32310 |  | 8505678883 |  | KELLY LOVE | KELLY LOVE | [6 empty] | 8505678883 |  | INVESTOR | 25 | 17280 | 2 | 2019-02-08 | 2018-05-29 | NC01 | 50
1 | LEON | NWD | wconrad@mchsi.com;rgeorge@gaceng.net | 1374104 | COMMUNITY | CHLORINATION; AERATION FOR REMOVAL OF ANY SECONDARY CONTAMINANT, SULFIDE, OR ANY UNREGULATED CONTAMINANT; CORROSION CONTROL INHIBITOR ADDITION; HYPOCHLORINATION; IRON OR MANGANESE SEQUESTRATION; OR ULTRAVIOLET RADIATION. THE LEAD/CHIEF OPERATOR MUST BE CLASS D OR HIGHER. 50,000 GPD UP TO 0.25 MGD-STAFFING BY CLASS D OR HIGHER OPERATOR: 3 VISITS/WEEK ON NONCONSECUTIVE DAYS FOR A TOTAL OF 0.3 HOUR/WEEK. LESS THAN 50,000 GPD-STAFFING BY A CLASS D OR HIGHER OPERATOR: 2 VISITS/WEEK ON NONCONSECUTIVE DAYS FOR A TOTAL OF 0.2 HOUR/WEEK. THERE SHALL BE NO MORE THAN 5 DAYS BETWEEN THE LAST VISIT IN ONE WEEK AND THE FIRST VISIT IN THE NEXT WEEK. | N | Y | GRAND VILLAGE MHP - EAST | 307 MARCUS CT |  | TALLAHASSEE | FL | 32304 |  | 8505210344 |  | ROBERT GEORGE | ROBERT GEORGE | 2004 SETTING SUN TRAIL |  | TALLAHASSEE | FL | 32303 |  | 8505210344 |  | INVESTOR | 28 | 36000 | 8 | 2019-06-02 | 2019-05-08 | DC06 | 100
1 | LEON | NWD | envcompliance@dollargeneral.com | 1374108 | NONCOMMUNITY | CHLORINATION; AERATION FOR REMOVAL OF ANY SECONDARY CONTAMINANT, SULFIDE, OR ANY UNREGULATED CONTAMINANT; CORROSION CONTROL INHIBITOR ADDITION; HYPOCHLORINATION; IRON OR MANGANESE SEQUESTRATION; OR ULTRAVIOLET RADIATION. THE LEAD/CHIEF OPERATOR MUST BE CLASS D OR HIGHER. 50,000 GPD UP TO 0.25 MGD-STAFFING BY CLASS D OR HIGHER OPERATOR: 3 VISITS/WEEK ON NONCONSECUTIVE DAYS FOR A TOTAL OF 0.3 HOUR/WEEK. LESS THAN 50,000 GPD-STAFFING BY A CLASS D OR HIGHER OPERATOR: 2 VISITS/WEEK ON NONCONSECUTIVE DAYS FOR A TOTAL OF 0.2 HOUR/WEEK. THERE SHALL BE NO MORE THAN 5 DAYS BETWEEN THE LAST VISIT IN ONE WEEK AND THE FIRST VISIT IN THE NEXT WEEK. | N | Y | DOLLAR GENERAL #12943 (FT. BRADEN) | 15300 BLOUNTSTOWN HIGHWAY |  | TALLAHASSEE | FL | 32310 |  | 6158554459 |  | KRISTIN ELLIOTT | KRISTIN ELLIOTT | 100 MISSION RIDGE |  | GOODLETTSVILLE | TN | 37072 |  | 6158555365 |  | OTHER | 25 | 0 | 1 | 2021-02-04 | 2020-12-01 | NC01 | 50
1 | LEON | NWD | cwatroba@dunnemanning.com | 1374109 | NONCOMMUNITY | CHLORINATION; AERATION FOR REMOVAL OF ANY SECONDARY CONTAMINANT, SULFIDE, OR ANY UNREGULATED CONTAMINANT; CORROSION CONTROL INHIBITOR ADDITION; HYPOCHLORINATION; IRON OR MANGANESE SEQUESTRATION; OR ULTRAVIOLET RADIATION. THE LEAD/CHIEF OPERATOR MUST BE CLASS D OR HIGHER. 50,000 GPD UP TO 0.25 MGD-STAFFING BY CLASS D OR HIGHER OPERATOR: 3 VISITS/WEEK ON NONCONSECUTIVE DAYS FOR A TOTAL OF 0.3 HOUR/WEEK. LESS THAN 50,000 GPD-STAFFING BY A CLASS D OR HIGHER OPERATOR: 2 VISITS/WEEK ON NONCONSECUTIVE DAYS FOR A TOTAL OF 0.2 HOUR/WEEK. THERE SHALL BE NO MORE THAN 5 DAYS BETWEEN THE LAST VISIT IN ONE WEEK AND THE FIRST VISIT IN THE NEXT WEEK. | N | Y | AMI #70 (FKA EXPRESS LANE #6) | 16766 BLOUNTSTOWN HIGHWAY |  | TALLAHASSEE | FL | 32310 |  | 8505756275 |  | WAYNE CONRAD | ALI HAMID | 700 W 23RD STREET |  | PANAMA CITY | FL | 32405 |  | 6785950714 |  | UNKNOWN | 25 | 21600 | 1 | 2018-01-12 | 2017-12-06 | NC01 | 50
1 | LIBERTY | NWD | cityofbristol@fairpoint.net;michael.wahlquist@gmail.com | 1390087 | COMMUNITY | CHLORINATION; AERATION FOR REMOVAL OF ANY SECONDARY CONTAMINANT, SULFIDE, OR ANY UNREGULATED CONTAMINANT; CORROSION CONTROL INHIBITOR ADDITION; HYPOCHLORINATION; IRON OR MANGANESE SEQUESTRATION; OR ULTRAVIOLET RADIATION. THE LEAD/CHIEF OPERATOR MUST BE CLASS D OR HIGHER. 50,000 GPD UP TO 0.25 MGD-STAFFING BY CLASS D OR HIGHER OPERATOR: 3 VISITS/WEEK ON NONCONSECUTIVE DAYS FOR A TOTAL OF 0.3 HOUR/WEEK. LESS THAN 50,000 GPD-STAFFING BY A CLASS D OR HIGHER OPERATOR: 2 VISITS/WEEK ON NONCONSECUTIVE DAYS FOR A TOTAL OF 0.2 HOUR/WEEK. THERE SHALL BE NO MORE THAN 5 DAYS BETWEEN THE LAST VISIT IN ONE WEEK AND THE FIRST VISIT IN THE NEXT WEEK. | N | Y | BRISTOL, CITY OF WATER SYSTEM | P.O. BOX 207 |  | BRISTOL | FL | 32321 |  | 8506432261 |  | MICHAEL WAHLQUIST | ROBIN HATCHER | PO BOX 207 |  | BRISTOL | FL | 32321 |  | 8506432261 |  | MUNICIPALITY | 2206 | 777600 | 788 | 2013-02-08 | 2021-11-08 | DC04 | 1000
1 | LIBERTY | NWD | tim.waddle@talquinelectric.com;JHALLAS@TALQUINELECTRIC.COM | 1390651 | COMMUNITY | CHLORINATION; AERATION FOR REMOVAL OF ANY SECONDARY CONTAMINANT, SULFIDE, OR ANY UNREGULATED CONTAMINANT; CORROSION CONTROL INHIBITOR ADDITION; HYPOCHLORINATION; IRON OR MANGANESE SEQUESTRATION; OR ULTRAVIOLET RADIATION. THE LEAD/CHIEF OPERATOR MUST BE CLASS D OR HIGHER. 50,000 GPD UP TO 0.25 MGD-STAFFING BY CLASS D OR HIGHER OPERATOR: 3 VISITS/WEEK ON NONCONSECUTIVE DAYS FOR A TOTAL OF 0.3 HOUR/WEEK. LESS THAN 50,000 GPD-STAFFING BY A CLASS D OR HIGHER OPERATOR: 2 VISITS/WEEK ON NONCONSECUTIVE DAYS FOR A TOTAL OF 0.2 HOUR/WEEK. THERE SHALL BE NO MORE THAN 5 DAYS BETWEEN THE LAST VISIT IN ONE WEEK AND THE FIRST VISIT IN THE NEXT WEEK. | N | Y | SWEETWATER WATER SYSTEM | 8160 NORTHWEST MARTIN LUTHER KING BLVD |  | QUINCY | FL | 32353 |  | 8505622115 |  | JOHN HALLAS | TIMOTHY WADDLE | P O BOX 1679 |  | QUINCY | FL | 32353 |  | 8508784414 |  | TRUST/COOPERATIVE | 65 | 86400 | 24 | 2017-11-06 | 2020-04-02 | DC051 | 100
1 | LIBERTY | NWD | libertycountywater@hotmail.com; | 1390901 | COMMUNITY | CHLORINATION; AERATION FOR REMOVAL OF ANY SECONDARY CONTAMINANT, SULFIDE, OR ANY UNREGULATED CONTAMINANT; CORROSION CONTROL INHIBITOR ADDITION; HYPOCHLORINATION; IRON OR MANGANESE SEQUESTRATION; OR ULTRAVIOLET RADIATION. THE LEAD/CHIEF OPERATOR MUST BE CLASS D OR HIGHER. 50,000 GPD UP TO 0.25 MGD-STAFFING BY CLASS D OR HIGHER OPERATOR: 3 VISITS/WEEK ON NONCONSECUTIVE DAYS FOR A TOTAL OF 0.3 HOUR/WEEK. LESS THAN 50,000 GPD-STAFFING BY A CLASS D OR HIGHER OPERATOR: 2 VISITS/WEEK ON NONCONSECUTIVE DAYS FOR A TOTAL OF 0.2 HOUR/WEEK. THERE SHALL BE NO MORE THAN 5 DAYS BETWEEN THE LAST VISIT IN ONE WEEK AND THE FIRST VISIT IN THE NEXT WEEK. | N | Y | HOSFORD, TOWN OF WATER SYSTEM | P.O. BOX 399 |  | BRISTOL | FL | 32321 | 399 | 8505451370 |  | PAGE WAHLQUIST | DANIEL STANLEY | 10818 NW STATE ROAD 20 PO BOX 399 |  | BRISTOL | FL | 32321 | 399 | 8506432215 |  | COUNTY | 1480 | 432000 | 592 | 2013-03-18 | 2021-12-13 | DC04 | 1000
1 | LIBERTY | NWD | Andres.kraul@fdc.myflorida.com;ROBERT.SKIPPER@FDC.MYFLORIDA.COM | 1394001 | COMMUNITY | CHLORINATION; AERATION FOR REMOVAL OF ANY SECONDARY CONTAMINANT, SULFIDE, OR ANY UNREGULATED CONTAMINANT; CORROSION CONTROL INHIBITOR ADDITION; HYPOCHLORINATION; IRON OR MANGANESE SEQUESTRATION; OR ULTRAVIOLET RADIATION. THE LEAD/CHIEF OPERATOR MUST BE CLASS C OR HIGHER. 5.0 MGD AND ABOVE-STAFFING BY CLASS C OR HIGHER OPERATOR: 6 HOURS/DAY FOR 5 DAYS/WEEK AND ONE VISIT ON EACH WEEKEND DAY. 3.0 MGD UP TO 5.0 MGD-STAFFING BY CLASS C OR HIGHER OPERATOR: 1 HOUR/DAY FOR 5 DAYS/WEEK AND ONE VISIT ON EACH WEEKEND DAY. 0.25 MGD UP TO 3.0 MGD-STAFFING BY CLASS C OR HIGHER OPERATOR: 5 VISITS/WEEK AND ONE VISIT EACH WEEKEND FOR A TOTAL OF 0.6 HOUR/WEEK. | N | Y | LIBERTY CORRECTIONAL INSTITUTION | 11064 NW DEMPSEY BARRON HIGHWAY |  | BRISTOL | FL | 32321 | 9711 | 8506439400 |  | CHARLES SHERROD | ANDRES KRAUL | 501 S. CALHOUN ST. |  | TALLAHASSEE | FL | 32399 | 2500 | 8507173926 |  | STATE | 1615 | 864000 | 34 | 2021-10-05 | 2021-05-05 | DC04 | 1000
1 | LIBERTY | NWD | crowscorner.bax@gmail.com;michael.wahlquist@gmail.com | 1394002 | NONCOMMUNITY | CHLORINATION; AERATION FOR REMOVAL OF ANY SECONDARY CONTAMINANT, SULFIDE, OR ANY UNREGULATED CONTAMINANT; CORROSION CONTROL INHIBITOR ADDITION; HYPOCHLORINATION; IRON OR MANGANESE SEQUESTRATION; OR ULTRAVIOLET RADIATION. THE LEAD/CHIEF OPERATOR MUST BE CLASS D OR HIGHER. 50,000 GPD UP TO 0.25 MGD-STAFFING BY CLASS D OR HIGHER OPERATOR: 3 VISITS/WEEK ON NONCONSECUTIVE DAYS FOR A TOTAL OF 0.3 HOUR/WEEK. LESS THAN 50,000 GPD-STAFFING BY A CLASS D OR HIGHER OPERATOR: 2 VISITS/WEEK ON NONCONSECUTIVE DAYS FOR A TOTAL OF 0.2 HOUR/WEEK. THERE SHALL BE NO MORE THAN 5 DAYS BETWEEN THE LAST VISIT IN ONE WEEK AND THE FIRST VISIT IN THE NEXT WEEK. | N | Y | CROW'S CORNER | 29102 NE SR 20 |  | HOSFORD | FL | 32334 |  | 8503798958 |  | MICHAEL CROW | MICHAEL CROW | 16450 STAR HILL RD |  | TALLAHASSEE | FL | 32310 |  | 8505441661 |  | INVESTOR | 25 | 36000 | 6 | 2013-02-08 | 2021-11-08 | NC01 | 50
1 | LIBERTY | NWD | LIBERTYCOUNTYWATER@HOTMAIL.COM | 1394003 | COMMUNITY | CHLORINATION; AERATION FOR REMOVAL OF ANY SECONDARY CONTAMINANT, SULFIDE, OR ANY UNREGULATED CONTAMINANT; CORROSION CONTROL INHIBITOR ADDITION; HYPOCHLORINATION; IRON OR MANGANESE SEQUESTRATION; OR ULTRAVIOLET RADIATION. THE LEAD/CHIEF OPERATOR MUST BE CLASS C OR HIGHER. 5.0 MGD AND ABOVE-STAFFING BY CLASS C OR HIGHER OPERATOR: 6 HOURS/DAY FOR 5 DAYS/WEEK AND ONE VISIT ON EACH WEEKEND DAY. 3.0 MGD UP TO 5.0 MGD-STAFFING BY CLASS C OR HIGHER OPERATOR: 1 HOUR/DAY FOR 5 DAYS/WEEK AND ONE VISIT ON EACH WEEKEND DAY. 0.25 MGD UP TO 3.0 MGD-STAFFING BY CLASS C OR HIGHER OPERATOR: 5 VISITS/WEEK AND ONE VISIT EACH WEEKEND FOR A TOTAL OF 0.6 HOUR/WEEK. | N | Y | SUMATRA WATER SYSTEM | P.O. BOX 399 |  | BRISTOL | FL | 32321 |  | 8505452215 |  | PAGE WAHLQUIST | KATHLEEN BROWN | 10818 NW STATE ROAD 20, PO BOX 399 |  | BRISTOL | FL | 32321 |  | 8506432215 |  | COUNTY | 163 | 288000 | 65 | 2017-05-08 | 2020-02-20 | DC052 | 100
1 | LIBERTY | NWD | jblack@Rex-Lumber.com;michael.wahlquist@gmail.com; | 1394005 | NONTRANSIENT NONCOMMUNITY | CHLORINATION; AERATION FOR REMOVAL OF ANY SECONDARY CONTAMINANT, SULFIDE, OR ANY UNREGULATED CONTAMINANT; CORROSION CONTROL INHIBITOR ADDITION; HYPOCHLORINATION; IRON OR MANGANESE SEQUESTRATION; OR ULTRAVIOLET RADIATION. THE LEAD/CHIEF OPERATOR MUST BE CLASS D OR HIGHER. 50,000 GPD UP TO 0.25 MGD-STAFFING BY CLASS D OR HIGHER OPERATOR: 3 VISITS/WEEK ON NONCONSECUTIVE DAYS FOR A TOTAL OF 0.3 HOUR/WEEK. LESS THAN 50,000 GPD-STAFFING BY A CLASS D OR HIGHER OPERATOR: 2 VISITS/WEEK ON NONCONSECUTIVE DAYS FOR A TOTAL OF 0.2 HOUR/WEEK. THERE SHALL BE NO MORE THAN 5 DAYS BETWEEN THE LAST VISIT IN ONE WEEK AND THE FIRST VISIT IN THE NEXT WEEK. | N | Y | APALACHEE POLE COMPANY | 18601 NW COUNTY RD 12 | PO BOX 610 | BRISTOL | FL | 32321 |  | 8506432121 |  | AUSTIN WEST | AUSTIN WEST | PO BOX 610 | 18601 NW COUNTY ROAD 12 | BRISTOL | FL | 32321 |  | 8506432238 | 182 | INVESTOR | 60 | 187200 | 3 | 2020-03-27 | 2021-11-08 | NTNC | 100
1 | LIBERTY | NWD | libertycountywater@hotmail.com; | 1394006 | COMMUNITY | CHLORINATION; AERATION FOR REMOVAL OF ANY SECONDARY CONTAMINANT, SULFIDE, OR ANY UNREGULATED CONTAMINANT; CORROSION CONTROL INHIBITOR ADDITION; HYPOCHLORINATION; IRON OR MANGANESE SEQUESTRATION; OR ULTRAVIOLET RADIATION. THE LEAD/CHIEF OPERATOR MUST BE CLASS C OR HIGHER. 5.0 MGD AND ABOVE-STAFFING BY CLASS C OR HIGHER OPERATOR: 6 HOURS/DAY FOR 5 DAYS/WEEK AND ONE VISIT ON EACH WEEKEND DAY. 3.0 MGD UP TO 5.0 MGD-STAFFING BY CLASS C OR HIGHER OPERATOR: 1 HOUR/DAY FOR 5 DAYS/WEEK AND ONE VISIT ON EACH WEEKEND DAY. 0.25 MGD UP TO 3.0 MGD-STAFFING BY CLASS C OR HIGHER OPERATOR: 5 VISITS/WEEK AND ONE VISIT EACH WEEKEND FOR A TOTAL OF 0.6 HOUR/WEEK. | N | Y | ESTIFFANULGA WATER SYSTEM | P. O. BOX 399 |  | BRISTOL | FL | 32321 | 399 | 8505451370 |  | PAGE WAHLQUIST | DANIEL STANLEY | 10818 NW STATE ROAD 20, PO BOX 399 |  | BRISTOL | FL | 32321 | 399 | 8506432215 |  | CITY | 281 | 288000 | 112 | 2017-05-08 | 2020-02-20 | DC05 | 500
1 | LIBERTY | NWD | MICHAEL.WAHLQUIST@GMAIL.COM;tcardinale@rex-lumber.com;awest@Rex-Lumber.com | 1394007 | NONTRANSIENT NONCOMMUNITY | CHLORINATION; AERATION FOR REMOVAL OF ANY SECONDARY CONTAMINANT, SULFIDE, OR ANY UNREGULATED CONTAMINANT; CORROSION CONTROL INHIBITOR ADDITION; HYPOCHLORINATION; IRON OR MANGANESE SEQUESTRATION; OR ULTRAVIOLET RADIATION. THE LEAD/CHIEF OPERATOR MUST BE CLASS D OR HIGHER. 50,000 GPD UP TO 0.25 MGD-STAFFING BY CLASS D OR HIGHER OPERATOR: 3 VISITS/WEEK ON NONCONSECUTIVE DAYS FOR A TOTAL OF 0.3 HOUR/WEEK. LESS THAN 50,000 GPD-STAFFING BY A CLASS D OR HIGHER OPERATOR: 2 VISITS/WEEK ON NONCONSECUTIVE DAYS FOR A TOTAL OF 0.2 HOUR/WEEK. THERE SHALL BE NO MORE THAN 5 DAYS BETWEEN THE LAST VISIT IN ONE WEEK AND THE FIRST VISIT IN THE NEXT WEEK. | N | Y | REX LUMBER, BRISTOL, LLC | 18601 NW COUNTY ROAD 12 | POST OFFICE BOX 610 | BRISTOL | FL | 32321 | 610 | 8506432121 |  | AUSTIN WEST | AUSTIN WEST | PO BOX 7 |  | GRACEVILLE | FL | 32440 |  | 8506432238 | 182 | INVESTOR | 75 | 501120 | 4 | 2016-07-25 | 2021-11-08 | NTNC | 100
1 | LIBERTY | NWD | libertycountywater@hotmail.com; kbrown@libertyclerk.com | 1394009 | COMMUNITY | CHLORINATION; AERATION FOR REMOVAL OF ANY SECONDARY CONTAMINANT, SULFIDE, OR ANY UNREGULATED CONTAMINANT; CORROSION CONTROL INHIBITOR ADDITION; HYPOCHLORINATION; IRON OR MANGANESE SEQUESTRATION; OR ULTRAVIOLET RADIATION. THE LEAD/CHIEF OPERATOR MUST BE CLASS C OR HIGHER. 5.0 MGD AND ABOVE-STAFFING BY CLASS C OR HIGHER OPERATOR: 6 HOURS/DAY FOR 5 DAYS/WEEK AND ONE VISIT ON EACH WEEKEND DAY. 3.0 MGD UP TO 5.0 MGD-STAFFING BY CLASS C OR HIGHER OPERATOR: 1 HOUR/DAY FOR 5 DAYS/WEEK AND ONE VISIT ON EACH WEEKEND DAY. 0.25 MGD UP TO 3.0 MGD-STAFFING BY CLASS C OR HIGHER OPERATOR: 5 VISITS/WEEK AND ONE VISIT EACH WEEKEND FOR A TOTAL OF 0.6 HOUR/WEEK. | N | Y | LAKE MYSTIC WATER SYSTEM | POST OFFICE BOX 399 |  | BRISTOL | FL | 32321 |  | 8506432215 |  | PAGE WAHLQUIST | DANIEL STANLEY | PO BOX 399 |  | BRISTOL | FL | 32321 |  | 8503798641 |  | COUNTY | 314 | 720000 | 45 | 2017-05-08 | 2020-02-20 | DC04 | 1000
1 | LIBERTY | NWD | cnndese@twinoaksfl.org;MICHAEL.WAHLQUIST@GMAIL.COM | 1394010 | NONTRANSIENT NONCOMMUNITY | CHLORINATION; AERATION FOR REMOVAL OF ANY SECONDARY CONTAMINANT, SULFIDE, OR ANY UNREGULATED CONTAMINANT; CORROSION CONTROL INHIBITOR ADDITION; HYPOCHLORINATION; IRON OR MANGANESE SEQUESTRATION; OR ULTRAVIOLET RADIATION. THE LEAD/CHIEF OPERATOR MUST BE CLASS D OR HIGHER. 50,000 GPD UP TO 0.25 MGD-STAFFING BY CLASS D OR HIGHER OPERATOR: 3 VISITS/WEEK ON NONCONSECUTIVE DAYS FOR A TOTAL OF 0.3 HOUR/WEEK. LESS THAN 50,000 GPD-STAFFING BY A CLASS D OR HIGHER OPERATOR: 2 VISITS/WEEK ON NONCONSECUTIVE DAYS FOR A TOTAL OF 0.2 HOUR/WEEK. THERE SHALL BE NO MORE THAN 5 DAYS BETWEEN THE LAST VISIT IN ONE WEEK AND THE FIRST VISIT IN THE NEXT WEEK. | N | Y | LIBERTY WILDERNESS CROSSROADS CAMP INC. | 29806 SW LIBERTY WILDERNESS RD | MAIL: PO BOX 68, BRISTOL, FL, 32321 | HOSFORD | FL | 32334 |  | 8503798344 |  | GEORGE DUPONT | LIBERTY WILDERNESS CROSSROADS CAMP | PO BOX 68 |  | BRISTOL | FL | 32321 |  | 8503798344 |  | INVESTOR | 135 | 72000 | 9 | 2014-04-04 | 2021-11-08 | NTNC | 100
1 | LIBERTY | NWD | libertycountywater@hotmail.com; | 1394012 | COMMUNITY | CHLORINATION; AERATION FOR REMOVAL OF ANY SECONDARY CONTAMINANT, SULFIDE, OR ANY UNREGULATED CONTAMINANT; CORROSION CONTROL INHIBITOR ADDITION; HYPOCHLORINATION; IRON OR MANGANESE SEQUESTRATION; OR ULTRAVIOLET RADIATION. THE LEAD/CHIEF OPERATOR MUST BE CLASS D OR HIGHER. 50,000 GPD UP TO 0.25 MGD-STAFFING BY CLASS D OR HIGHER OPERATOR: 3 VISITS/WEEK ON NONCONSECUTIVE DAYS FOR A TOTAL OF 0.3 HOUR/WEEK. LESS THAN 50,000 GPD-STAFFING BY A CLASS D OR HIGHER OPERATOR: 2 VISITS/WEEK ON NONCONSECUTIVE DAYS FOR A TOTAL OF 0.2 HOUR/WEEK. THERE SHALL BE NO MORE THAN 5 DAYS BETWEEN THE LAST VISIT IN ONE WEEK AND THE FIRST VISIT IN THE NEXT WEEK. | N | Y | ROCK BLUFF WATER SYSTEM | POST OFFICE BOX 399 |  | BRISTOL | FL | 32321 |  | 8505451370 |  | PAGE WAHLQUIST | DANIEL STANLEY | 10818 NW STATE ROAD 20, PO BOX 399 |  | BRISTOL | FL | 32321 |  | 8506432237 |  | COUNTY | 166 | 144000 | 66 | 2017-05-08 | 2020-02-20 | DC05 | 500
1 | LIBERTY | NWD | madison.mcnealey@gapac.com | 1394013 | NONTRANSIENT NONCOMMUNITY | CHLORINATION; AERATION FOR REMOVAL OF ANY SECONDARY CONTAMINANT, SULFIDE, OR ANY UNREGULATED CONTAMINANT; CORROSION CONTROL INHIBITOR ADDITION; HYPOCHLORINATION; IRON OR MANGANESE SEQUESTRATION; OR ULTRAVIOLET RADIATION. THE LEAD/CHIEF OPERATOR MUST BE CLASS D OR HIGHER. 50,000 GPD UP TO 0.25 MGD-STAFFING BY CLASS D OR HIGHER OPERATOR: 3 VISITS/WEEK ON NONCONSECUTIVE DAYS FOR A TOTAL OF 0.3 HOUR/WEEK. LESS THAN 50,000 GPD-STAFFING BY A CLASS D OR HIGHER OPERATOR: 2 VISITS/WEEK ON NONCONSECUTIVE DAYS FOR A TOTAL OF 0.2 HOUR/WEEK. THERE SHALL BE NO MORE THAN 5 DAYS BETWEEN THE LAST VISIT IN ONE WEEK AND THE FIRST VISIT IN THE NEXT WEEK. | N | Y | GEORGIA PACIFIC - HOSFORD FACILITY | 12995 NORTHEAST STATE ROAD 65 |  | HOSFORD | FL | 32344 |  | 8503794038 |  | MADISON MCNEALEY | MADISON MCNEALEY | 12995 NE SR 65 |  | HOSFORD | FL | 32334 |  | 8503793800 |  | INVESTOR | 120 | 86400 | 2 | 2013-02-08 | 2020-03-11 | NTNC | 100
1 | OKALOOSA | NWD | dsims@AuburnWaterSystem.com | 1460035 | COMMUNITY | CHLORINATION; AERATION FOR REMOVAL OF ANY SECONDARY CONTAMINANT, SULFIDE, OR ANY UNREGULATED CONTAMINANT; CORROSION CONTROL INHIBITOR ADDITION; HYPOCHLORINATION; IRON OR MANGANESE SEQUESTRATION; OR ULTRAVIOLET RADIATION. THE LEAD/CHIEF OPERATOR MUST BE CLASS C OR HIGHER. 5.0 MGD AND ABOVE-STAFFING BY CLASS C OR HIGHER OPERATOR: 6 HOURS/DAY FOR 5 DAYS/WEEK AND ONE VISIT ON EACH WEEKEND DAY. 3.0 MGD UP TO 5.0 MGD-STAFFING BY CLASS C OR HIGHER OPERATOR: 1 HOUR/DAY FOR 5 DAYS/WEEK AND ONE VISIT ON EACH WEEKEND DAY. 0.25 MGD UP TO 3.0 MGD-STAFFING BY CLASS C OR HIGHER OPERATOR: 5 VISITS/WEEK AND ONE VISIT EACH WEEKEND FOR A TOTAL OF 0.6 HOUR/WEEK. | N | Y | AUBURN WATER SYSTEM | 3097 LOCKE LANE |  | CRESTVIEW | FL | 32536 |  | 8506823413 |  | RICHARD LAUX | JULIE HOOKS | 3097 LOCKE LANE |  | CRESTVIEW | FL | 32536 |  | 8506823413 | 114 | INVESTOR/LICENSED PUBLIC UTILITIES | 26912 | 6537600 | 7689 | 2015-01-13 | 2021-05-11 | DC02 | 4000
1 | OKALOOSA | NWD | bwsinc66@gmail.com;publicwater30@gmail.com | 1460043 | COMMUNITY | CHLORINATION; AERATION FOR REMOVAL OF ANY SECONDARY CONTAMINANT, SULFIDE, OR ANY UNREGULATED CONTAMINANT; CORROSION CONTROL INHIBITOR ADDITION; HYPOCHLORINATION; IRON OR MANGANESE SEQUESTRATION; OR ULTRAVIOLET RADIATION. THE LEAD/CHIEF OPERATOR MUST BE CLASS C OR HIGHER. 5.0 MGD AND ABOVE-STAFFING BY CLASS C OR HIGHER OPERATOR: 6 HOURS/DAY FOR 5 DAYS/WEEK AND ONE VISIT ON EACH WEEKEND DAY. 3.0 MGD UP TO 5.0 MGD-STAFFING BY CLASS C OR HIGHER OPERATOR: 1 HOUR/DAY FOR 5 DAYS/WEEK AND ONE VISIT ON EACH WEEKEND DAY. 0.25 MGD UP TO 3.0 MGD-STAFFING BY CLASS C OR HIGHER OPERATOR: 5 VISITS/WEEK AND ONE VISIT EACH WEEKEND FOR A TOTAL OF 0.6 HOUR/WEEK. | N | Y | BAKER WATER SYSTEM, INC. | 5783 MONROE STREET |  | BAKER | FL | 32531 |  | 8505375121 |  | WANDA PATTERSON | BAKER WATER SYSTEM, INC | 5783 MONROE ST. | P.O. BOX 98 | BAKER | FL | 32531 |  | 8505375121 |  | MUNICIPALITY | 2522 | 1440000 | 1009 | 2018-04-03 | 2021-06-15 | DC03 | 2000
1 | OKALOOSA | NWD | jdvalandingham@fwb.org | 1460144 | COMMUNITY | CHLORINATION; AERATION FOR REMOVAL OF ANY SECONDARY CONTAMINANT, SULFIDE, OR ANY UNREGULATED CONTAMINANT; CORROSION CONTROL INHIBITOR ADDITION; HYPOCHLORINATION; IRON OR MANGANESE SEQUESTRATION; OR ULTRAVIOLET RADIATION. THE LEAD/CHIEF OPERATOR MUST BE CLASS C OR HIGHER. 5.0 MGD AND ABOVE-STAFFING BY CLASS C OR HIGHER OPERATOR: 6 HOURS/DAY FOR 5 DAYS/WEEK AND ONE VISIT ON EACH WEEKEND DAY. 3.0 MGD UP TO 5.0 MGD-STAFFING BY CLASS C OR HIGHER OPERATOR: 1 HOUR/DAY FOR 5 DAYS/WEEK AND ONE VISIT ON EACH WEEKEND DAY. 0.25 MGD UP TO 3.0 MGD-STAFFING BY CLASS C OR HIGHER OPERATOR: 5 VISITS/WEEK AND ONE VISIT EACH WEEKEND FOR A TOTAL OF 0.6 HOUR/WEEK. | N | Y | FORT WALTON BEACH, CITY OF | 7 HOLLYWOOD BLVD NW |  | FORT WALTON BEACH | FL | 32548 |  | 8508339630 |  | DANIEL PAYNE | MICHAEL BEEDIE, P. E. | 107 MIRACLE STRIP PARKWAY, SW |  | FT. WALTON BEACH | FL | 32548 |  | 8508339504 |  | MUNICIPALITY | 24113 | 9820800 | 9645 | 2018-04-04 | 2021-05-25 | DC02 | 4000
1 | OKALOOSA | NWD | publicworks@niceville.org;regans@niceville.org | 1460147 | COMMUNITY | CHLORINATION; AERATION FOR REMOVAL OF ANY SECONDARY CONTAMINANT, SULFIDE, OR ANY UNREGULATED CONTAMINANT; CORROSION CONTROL INHIBITOR ADDITION; HYPOCHLORINATION; IRON OR MANGANESE SEQUESTRATION; OR ULTRAVIOLET RADIATION. THE LEAD/CHIEF OPERATOR MUST BE CLASS C OR HIGHER. 5.0 MGD AND ABOVE-STAFFING BY CLASS C OR HIGHER OPERATOR: 6 HOURS/DAY FOR 5 DAYS/WEEK AND ONE VISIT ON EACH WEEKEND DAY. 3.0 MGD UP TO 5.0 MGD-STAFFING BY CLASS C OR HIGHER OPERATOR: 1 HOUR/DAY FOR 5 DAYS/WEEK AND ONE VISIT ON EACH WEEKEND DAY. 0.25 MGD UP TO 3.0 MGD-STAFFING BY CLASS C OR HIGHER OPERATOR: 5 VISITS/WEEK AND ONE VISIT EACH WEEKEND FOR A TOTAL OF 0.6 HOUR/WEEK. | N | Y | NICEVILLE, CITY OF | 208 N. PARTIN DRIVE |  | NICEVILLE | FL | 32578 |  | 8502796940 |  | RONALD MATHEWS | BRUCE PRICE | 208 N. PARTIN DR. |  | NICEVILLE | FL | 32578 |  | 8507294064 |  | MUNICIPALITY | 20313 | 9842400 | 8158 | 2013-05-16 | 2020-07-08 | DC02 | 4000
1 | OKALOOSA | NWD | nkelley@valp.org | 1460149 | COMMUNITY | CHLORINATION; AERATION FOR REMOVAL OF ANY SECONDARY CONTAMINANT, SULFIDE, OR ANY UNREGULATED CONTAMINANT; CORROSION CONTROL INHIBITOR ADDITION; HYPOCHLORINATION; IRON OR MANGANESE SEQUESTRATION; OR ULTRAVIOLET RADIATION. THE LEAD/CHIEF OPERATOR MUST BE CLASS C OR HIGHER. 5.0 MGD AND ABOVE-STAFFING BY CLASS C OR HIGHER OPERATOR: 6 HOURS/DAY FOR 5 DAYS/WEEK AND ONE VISIT ON EACH WEEKEND DAY. 3.0 MGD UP TO 5.0 MGD-STAFFING BY CLASS C OR HIGHER OPERATOR: 1 HOUR/DAY FOR 5 DAYS/WEEK AND ONE VISIT ON EACH WEEKEND DAY. 0.25 MGD UP TO 3.0 MGD-STAFFING BY CLASS C OR HIGHER OPERATOR: 5 VISITS/WEEK AND ONE VISIT EACH WEEKEND FOR A TOTAL OF 0.6 HOUR/WEEK. | N | Y | VALPARAISO, CITY OF | 600 VALASTICS AVENUE |  | VALPARAISO | FL | 32580 |  | 8507295407 |  | NATHAN KELLEY | NATHAN KELLEY | 465 VALPARAISO PARKWAY |  | VALPARAISO | FL | 32580 |  | 8503892095 |  | MUNICIPALITY | 5287 | 4032000 | 2018 | 2017-05-15 | 2020-07-09 | DC03 | 2000
1 | OKALOOSA | NWD | steele@cityofcrestview.org | 1460182 | COMMUNITY | CHLORINATION; AERATION FOR REMOVAL OF ANY SECONDARY CONTAMINANT, SULFIDE, OR ANY UNREGULATED CONTAMINANT; CORROSION CONTROL INHIBITOR ADDITION; HYPOCHLORINATION; IRON OR MANGANESE SEQUESTRATION; OR ULTRAVIOLET RADIATION. THE LEAD/CHIEF OPERATOR MUST BE CLASS C OR HIGHER. 5.0 MGD AND ABOVE-STAFFING BY CLASS C OR HIGHER OPERATOR: 6 HOURS/DAY FOR 5 DAYS/WEEK AND ONE VISIT ON EACH WEEKEND DAY. 3.0 MGD UP TO 5.0 MGD-STAFFING BY CLASS C OR HIGHER OPERATOR: 1 HOUR/DAY FOR 5 DAYS/WEEK AND ONE VISIT ON EACH WEEKEND DAY. 0.25 MGD UP TO 3.0 MGD-STAFFING BY CLASS C OR HIGHER OPERATOR: 5 VISITS/WEEK AND ONE VISIT EACH WEEKEND FOR A TOTAL OF 0.6 HOUR/WEEK. | N | Y | CRESTVIEW, CITY OF WATER DEPT. | 715 N. FERDON BLVD |  | CRESTVIEW | FL | 32536 | 2113 | 8506826132 |  | WAYNE STEELE | CITY OF CRESTVIEW | 715 N. FERDON BLVD |  | CRESTVIEW | FL | 32536 |  | 8506826132 |  | MUNICIPALITY | 32309 | 9936000 | 9231 | 2019-03-12 | 2021-03-30 | DC02 | 4000
1 | OKALOOSA | NWD | preese@dwuinc.com;jmooso@dwuinc.com;lwernet@dwuinc.com;mwallis@dwuinc.com | 1460202 | COMMUNITY | CHLORINATION; AERATION FOR REMOVAL OF ANY SECONDARY CONTAMINANT, SULFIDE, OR ANY UNREGULATED CONTAMINANT; CORROSION CONTROL INHIBITOR ADDITION; HYPOCHLORINATION; IRON OR MANGANESE SEQUESTRATION; OR ULTRAVIOLET RADIATION. THE LEAD/CHIEF OPERATOR MUST BE CLASS C OR HIGHER. 5.0 MGD AND ABOVE-STAFFING BY CLASS C OR HIGHER OPERATOR: 6 HOURS/DAY FOR 5 DAYS/WEEK AND ONE VISIT ON EACH WEEKEND DAY. 3.0 MGD UP TO 5.0 MGD-STAFFING BY CLASS C OR HIGHER OPERATOR: 1 HOUR/DAY FOR 5 DAYS/WEEK AND ONE VISIT ON EACH WEEKEND DAY. 0.25 MGD UP TO 3.0 MGD-STAFFING BY CLASS C OR HIGHER OPERATOR: 5 VISITS/WEEK AND ONE VISIT EACH WEEKEND FOR A TOTAL OF 0.6 HOUR/WEEK. | N | Y | DESTIN WATER USERS, INC. | 218 MAIN STREET |  | DESTIN | FL | 32541 |  | 8503373915 |  | LOCKWOOD WERNET | LOCKWOOD WERNET | PO BOX 308 |  | DESTIN | FL | 32540 |  | 8503373944 |  | WATER ASSOCIATION | 31049 | 9504000 | 8702 | 2011-12-05 | 2019-03-27 | DC02 | 4000
1 | OKALOOSA | NWD | holtwater@embarqmail.com | 1460352 | COMMUNITY | CHLORINATION; AERATION FOR REMOVAL OF ANY SECONDARY CONTAMINANT, SULFIDE, OR ANY UNREGULATED CONTAMINANT; CORROSION CONTROL INHIBITOR ADDITION; HYPOCHLORINATION; IRON OR MANGANESE SEQUESTRATION; OR ULTRAVIOLET RADIATION. THE LEAD/CHIEF OPERATOR MUST BE CLASS C OR HIGHER. 5.0 MGD AND ABOVE-STAFFING BY CLASS C OR HIGHER OPERATOR: 6 HOURS/DAY FOR 5 DAYS/WEEK AND ONE VISIT ON EACH WEEKEND DAY. 3.0 MGD UP TO 5.0 MGD-STAFFING BY CLASS C OR HIGHER OPERATOR: 1 HOUR/DAY FOR 5 DAYS/WEEK AND ONE VISIT ON EACH WEEKEND DAY. 0.25 MGD UP TO 3.0 MGD-STAFFING BY CLASS C OR HIGHER OPERATOR: 5 VISITS/WEEK AND ONE VISIT EACH WEEKEND FOR A TOTAL OF 0.6 HOUR/WEEK. | N | Y | HOLT WATER WORKS, INC. | 490 US HWY 90 // P.O.BOX 308 |  | HOLT | FL | 32564 |  | 8505374113 |  | DONNA ASH | MARK CHRISTIANSEN | PO BOX 308 |  | HOLT | FL | 32564 |  | 8505374113 |  | MUNICIPALITY | 3042 | 1008000 | 869 | 2020-04-01 | 2020-03-11 | DC03 | 2000
1 | OKALOOSA | NWD | john.hudson@freshfromflorida.com;dustin.mayo@freshfromflorida.com | 1460364 | NONCOMMUNITY | CHLORINATION; AERATION FOR REMOVAL OF ANY SECONDARY CONTAMINANT, SULFIDE, OR ANY UNREGULATED CONTAMINANT; CORROSION CONTROL INHIBITOR ADDITION; HYPOCHLORINATION; IRON OR MANGANESE SEQUESTRATION; OR ULTRAVIOLET RADIATION. THE LEAD/CHIEF OPERATOR MUST BE CLASS D OR HIGHER. 50,000 GPD UP TO 0.25 MGD-STAFFING BY CLASS D OR HIGHER OPERATOR: 3 VISITS/WEEK ON NONCONSECUTIVE DAYS FOR A TOTAL OF 0.3 HOUR/WEEK. LESS THAN 50,000 GPD-STAFFING BY A CLASS D OR HIGHER OPERATOR: 2 VISITS/WEEK ON NONCONSECUTIVE DAYS FOR A TOTAL OF 0.2 HOUR/WEEK. THERE SHALL BE NO MORE THAN 5 DAYS BETWEEN THE LAST VISIT IN ONE WEEK AND THE FIRST VISIT IN THE NEXT WEEK. | N | Y | HURRICANE LAKE NORTH REC AREA | 11650 MUNSON HWY |  | MILTON | FL | 32570 |  | 8509576140 |  | MIKE HUDSON | MIKE HUDSON | 11650 MUNSON HWY |  | MILTON | FL | 32570 |  | 8509576140 |  | STATE | 25 | 86000 | 24 | 2021-08-20 | 2021-07-21 | NC01 | 50
1 | OKALOOSA | NWD | CHAD.WILLIAMS@DOT.STATE.FL.US | 1460366 | NONCOMMUNITY | CHLORINATION; AERATION FOR REMOVAL OF ANY SECONDARY CONTAMINANT, SULFIDE, OR ANY UNREGULATED CONTAMINANT; CORROSION CONTROL INHIBITOR ADDITION; HYPOCHLORINATION; IRON OR MANGANESE SEQUESTRATION; OR ULTRAVIOLET RADIATION. THE LEAD/CHIEF OPERATOR MUST BE CLASS C OR HIGHER. 5.0 MGD AND ABOVE-STAFFING BY CLASS C OR HIGHER OPERATOR: 6 HOURS/DAY FOR 5 DAYS/WEEK AND ONE VISIT ON EACH WEEKEND DAY. 3.0 MGD UP TO 5.0 MGD-STAFFING BY CLASS C OR HIGHER OPERATOR: 1 HOUR/DAY FOR 5 DAYS/WEEK AND ONE VISIT ON EACH WEEKEND DAY. 0.25 MGD UP TO 3.0 MGD-STAFFING BY CLASS C OR HIGHER OPERATOR: 5 VISITS/WEEK AND ONE VISIT EACH WEEKEND FOR A TOTAL OF 0.6 HOUR/WEEK. | N | Y | FDOT OKALOOSA CO REST AREA | MILE MARKER 60 EASTBOUND | REST AREA | CRESTVIEW | FL | 32539 |  | 8503301681 |  | TRAVIS HINSON | CHAD WILLIAMS | PO BOX 607 |  | CHIPLEY | FL | 32428 |  | 8503301681 |  | STATE | 316 | 403200 | 11 | 2021-03-24 | 2020-11-17 | NC01 | 50
1 | OKALOOSA | NWD | john.hudson@freshfromflorida.com;mailto:Dustin.mayo@freshfromflorida.com | 1460391 | NONCOMMUNITY | CHLORINATION; AERATION FOR REMOVAL OF ANY SECONDARY CONTAMINANT, SULFIDE, OR ANY UNREGULATED CONTAMINANT; CORROSION CONTROL INHIBITOR ADDITION; HYPOCHLORINATION; IRON OR MANGANESE SEQUESTRATION; OR ULTRAVIOLET RADIATION. THE LEAD/CHIEF OPERATOR MUST BE CLASS D OR HIGHER. 50,000 GPD UP TO 0.25 MGD-STAFFING BY CLASS D OR HIGHER OPERATOR: 3 VISITS/WEEK ON NONCONSECUTIVE DAYS FOR A TOTAL OF 0.3 HOUR/WEEK. LESS THAN 50,000 GPD-STAFFING BY A CLASS D OR HIGHER OPERATOR: 2 VISITS/WEEK ON NONCONSECUTIVE DAYS FOR A TOTAL OF 0.2 HOUR/WEEK. THERE SHALL BE NO MORE THAN 5 DAYS BETWEEN THE LAST VISIT IN ONE WEEK AND THE FIRST VISIT IN THE NEXT WEEK. | N | Y | KARICK LAKE NORTH | 11650 MUNSON HWY |  | MILTON | FL | 32570 |  | 8509576140 |  | JOHN "MIKE" HUDSON | DIV OF FORESTRY/MR. MIKE HUDSON | 11650 MUNSON HWY |  | MILTON | FL | 32570 |  | 8509576140 |  | STATE | 25 | 86000 | 22 | 2021-03-26 | 2021-02-09 | NC01 | 50
1 | OKALOOSA | NWD | lhwater@fairpoint.net | 1460416 | COMMUNITY | CHLORINATION; AERATION FOR REMOVAL OF ANY SECONDARY CONTAMINANT, SULFIDE, OR ANY UNREGULATED CONTAMINANT; CORROSION CONTROL INHIBITOR ADDITION; HYPOCHLORINATION; IRON OR MANGANESE SEQUESTRATION; OR ULTRAVIOLET RADIATION. THE LEAD/CHIEF OPERATOR MUST BE CLASS C OR HIGHER. 5.0 MGD AND ABOVE-STAFFING BY CLASS C OR HIGHER OPERATOR: 6 HOURS/DAY FOR 5 DAYS/WEEK AND ONE VISIT ON EACH WEEKEND DAY. 3.0 MGD UP TO 5.0 MGD-STAFFING BY CLASS C OR HIGHER OPERATOR: 1 HOUR/DAY FOR 5 DAYS/WEEK AND ONE VISIT ON EACH WEEKEND DAY. 0.25 MGD UP TO 3.0 MGD-STAFFING BY CLASS C OR HIGHER OPERATOR: 5 VISITS/WEEK AND ONE VISIT EACH WEEKEND FOR A TOTAL OF 0.6 HOUR/WEEK. | N | Y | LAUREL HILL, CITY OF | 8209 HIGHWAY 85 N |  | LAUREL HILL | FL | 32567 |  | 8506524441 |  | PAUL JOHNSON | HONORABLE ROBBY ADAMS | P.O. BOX 158 |  | LAUREL HILL | FL | 32567 |  | 8506524441 |  | MUNICIPALITY | 2226 | 717120 | 636 | 2018-03-09 | 2021-03-25 | DC04 | 1000
1 | OKALOOSA | NWD | cmgr@cityofmaryesther.com;roger.batts@jacobs.com | 1460455 | COMMUNITY | AERATION FOR REMOVAL OF ANY PRIMARY CONTAMINANT; ALKALINITY/PH ADJUSTMENT; CHLORAMIN ATION; CHLORINE DIOXIDE FOR OXIDATION OR DISINFECTION; FLUORIDATION; ION EXCHANGE FOR REMOVAL OF ANY SECONDARY CONTAMINANT, SULFIDE, OR ANY UNREGULATED CONTAMINANT; OR OZONATION. THE LEAD/CHIEF OPERATOR MUST BE CLASS C OR HIGHER. 5.0 MGD UP TO 10 MGD-STAFFING BY CLASS C OR HIGHER OPERATOR: 6 HOURS/DAY FOR 5 DAYS/WEEK AND ONE VISIT ON EACH WEEKEND DAY. 3.0 MGD UP TO 5.0 MGD-STAFFING BY CLASS C OR HIGHER OPERATOR: 3 HOURS/DAY FOR 5 DAYS/WEEK AND ONE VISIT ON EACH WEEKEND DAY. 1.0 MGD UP TO 3.0 MGD-STAFFING BY CLASS C OR HIGHER OPERATOR: 1 HOUR/DAY FOR 5 DAYS/WEEK AND ONE VISIT ON EACH WEEKEND DAY. 0.1 MGD UP TO 1.0 MGD-STAFFING BY CLASS C OR HIGHER OPERATOR: 5 VISITS/WEEK AND ONE VISIT EACH WEEKEND FOR A TOTAL OF 1.2 HOURS/WEEK. | N | Y | MARY ESTHER, CITY OF | TOWN HALL, 195 CHRISTOBAL RD. N |  | MARY ESTHER | FL | 32569 |  | 8502433566 | 21 | ROGER BATTS | [9 empty] | MUNICIPALITY | 4013 | 2160000 | 1867 | 2021-07-01 | 2020-12-15 | DC03 | 2000
1 | OKALOOSA | NWD | MILLIGANWATERSYSTEM@MCHSI.COM;milligoon@hotmail.com;publicwater30@gmail.com | 1460472 | COMMUNITY | CHLORINATION; AERATION FOR REMOVAL OF ANY SECONDARY CONTAMINANT, SULFIDE, OR ANY UNREGULATED CONTAMINANT; CORROSION CONTROL INHIBITOR ADDITION; HYPOCHLORINATION; IRON OR MANGANESE SEQUESTRATION; OR ULTRAVIOLET RADIATION. THE LEAD/CHIEF OPERATOR MUST BE CLASS C OR HIGHER. 5.0 MGD AND ABOVE-STAFFING BY CLASS C OR HIGHER OPERATOR: 6 HOURS/DAY FOR 5 DAYS/WEEK AND ONE VISIT ON EACH WEEKEND DAY. 3.0 MGD UP TO 5.0 MGD-STAFFING BY CLASS C OR HIGHER OPERATOR: 1 HOUR/DAY FOR 5 DAYS/WEEK AND ONE VISIT ON EACH WEEKEND DAY. 0.25 MGD UP TO 3.0 MGD-STAFFING BY CLASS C OR HIGHER OPERATOR: 5 VISITS/WEEK AND ONE VISIT EACH WEEKEND FOR A TOTAL OF 0.6 HOUR/WEEK. | N | Y | MILLIGAN WATER SYSTEM, INC. | 5340 HIGHWAY 4 |  | BAKER | FL | 32531 |  | 8505379131 |  | LISA FREDERICKSEN | MR. M.W. ELLIS | 5340 HWY 4 |  | BAKER | FL | 32531 |  | 8505379131 |  | WATER ASSOCIATION | 2450 | 1440000 | 700 | 2019-04-01 | 2020-03-12 | DC03 | 2000
1 | OKALOOSA | NWD | copelfrey@myokaloosa.com;gmccormick@myokaloosa.com | 1460506 | COMMUNITY | CHLORINATION; AERATION FOR REMOVAL OF ANY SECONDARY CONTAMINANT, SULFIDE, OR ANY UNREGULATED CONTAMINANT; CORROSION CONTROL INHIBITOR ADDITION; HYPOCHLORINATION; IRON OR MANGANESE SEQUESTRATION; OR ULTRAVIOLET RADIATION. THE LEAD/CHIEF OPERATOR MUST BE CLASS C OR HIGHER. 5.0 MGD AND ABOVE-STAFFING BY CLASS C OR HIGHER OPERATOR: 6 HOURS/DAY FOR 5 DAYS/WEEK AND ONE VISIT ON EACH WEEKEND DAY. 3.0 MGD UP TO 5.0 MGD-STAFFING BY CLASS C OR HIGHER OPERATOR: 1 HOUR/DAY FOR 5 DAYS/WEEK AND ONE VISIT ON EACH WEEKEND DAY. 0.25 MGD UP TO 3.0 MGD-STAFFING BY CLASS C OR HIGHER OPERATOR: 5 VISITS/WEEK AND ONE VISIT EACH WEEKEND FOR A TOTAL OF 0.6 HOUR/WEEK. | N | Y | OKALOOSA CO.WTR.& SWR.SYSTEM | 1804 LEWIS TURNER BLVD, STE 300 |  | FORT WALTON BEACH | FL | 32547 | 1225 | 8506517171 |  | CHRIS PELFREY | JEFF LITTRELL | 1804 LEWIS TURNER BLVD. | SUITE 3000 | FORT WALTON BEACH | FL | 32547 |  | 8506517172 |  | COUNTY | 85169 | 13528800 | 31544 | 2021-04-07 | 2020-03-11 | DC01 | 6000
1 | OKALOOSA | NWD | LUIS.MULERO@ASUSINC.COM | 1460704 | NONTRANSIENT NONCOMMUNITY | CHLORINATION; AERATION FOR REMOVAL OF ANY SECONDARY CONTAMINANT, SULFIDE, OR ANY UNREGULATED CONTAMINANT; CORROSION CONTROL INHIBITOR ADDITION; HYPOCHLORINATION; IRON OR MANGANESE SEQUESTRATION; OR ULTRAVIOLET RADIATION. THE LEAD/CHIEF OPERATOR MUST BE CLASS D OR HIGHER. 50,000 GPD UP TO 0.25 MGD-STAFFING BY CLASS D OR HIGHER OPERATOR: 3 VISITS/WEEK ON NONCONSECUTIVE DAYS FOR A TOTAL OF 0.3 HOUR/WEEK. LESS THAN 50,000 GPD-STAFFING BY A CLASS D OR HIGHER OPERATOR: 2 VISITS/WEEK ON NONCONSECUTIVE DAYS FOR A TOTAL OF 0.2 HOUR/WEEK. THERE SHALL BE NO MORE THAN 5 DAYS BETWEEN THE LAST VISIT IN ONE WEEK AND THE FIRST VISIT IN THE NEXT WEEK. | N | Y | EGLIN USCG STATION (DESTIN) | 2000 MIRACLE STRIP PARKWAY | P O BOX 1289 | DESTIN | FL | 32541 |  | 8508827683 |  | AMY SWEENEY | AMERICAN STATES UTILITY SERVICE, INC | PO BOX 1869 | 608 RANGE ROAD | EGLIN AFB | FL | 32542 |  | 8505032241 |  | FEDERAL | 42 | 252000 | 1 | 2011-09-27 | 2020-12-15 | NTNC | 100
1 | OKALOOSA | NWD | cpelfrey@myokaloosa.com | 1460775 | COMMUNITY | CHLORINATION; AERATION FOR REMOVAL OF ANY SECONDARY CONTAMINANT, SULFIDE, OR ANY UNREGULATED CONTAMINANT; CORROSION CONTROL INHIBITOR ADDITION; HYPOCHLORINATION; IRON OR MANGANESE SEQUESTRATION; OR ULTRAVIOLET RADIATION. THE LEAD/CHIEF OPERATOR MUST BE CLASS C OR HIGHER. 5.0 MGD AND ABOVE-STAFFING BY CLASS C OR HIGHER OPERATOR: 6 HOURS/DAY FOR 5 DAYS/WEEK AND ONE VISIT ON EACH WEEKEND DAY. 3.0 MGD UP TO 5.0 MGD-STAFFING BY CLASS C OR HIGHER OPERATOR: 1 HOUR/DAY FOR 5 DAYS/WEEK AND ONE VISIT ON EACH WEEKEND DAY. 0.25 MGD UP TO 3.0 MGD-STAFFING BY CLASS C OR HIGHER OPERATOR: 5 VISITS/WEEK AND ONE VISIT EACH WEEKEND FOR A TOTAL OF 0.6 HOUR/WEEK. | N | Y | OKALOOSA COUNTY BLUEWATER BAY-RAINTREE | HWY. 20 AND BLUEWATER ROAD |  | NICEVILLE | FL | 32578 |  | 8506517171 |  | CHRIS PELFREY | JEFF LITTRELL | 1804 LEWIS TURNER BLVD. | SUITE 300 | FORT WALTON BEACH | FL | 32547 |  | 8506517172 |  | COUNTY | 13760 | 3096000 | 5504 | 2021-03-15 | 2020-08-27 | DC03 | 2000
1 | OKALOOSA | NWD | alan.cox@us.af.mil | 1460782 | COMMUNITY | CHLORINATION; AERATION FOR REMOVAL OF ANY SECONDARY CONTAMINANT, SULFIDE, OR ANY UNREGULATED CONTAMINANT; CORROSION CONTROL INHIBITOR ADDITION; HYPOCHLORINATION; IRON OR MANGANESE SEQUESTRATION; OR ULTRAVIOLET RADIATION. THE LEAD/CHIEF OPERATOR MUST BE CLASS C OR HIGHER. 5.0 MGD AND ABOVE-STAFFING BY CLASS C OR HIGHER OPERATOR: 6 HOURS/DAY FOR 5 DAYS/WEEK AND ONE VISIT ON EACH WEEKEND DAY. 3.0 MGD UP TO 5.0 MGD-STAFFING BY CLASS C OR HIGHER OPERATOR: 1 HOUR/DAY FOR 5 DAYS/WEEK AND ONE VISIT ON EACH WEEKEND DAY. 0.25 MGD UP TO 3.0 MGD-STAFFING BY CLASS C OR HIGHER OPERATOR: 5 VISITS/WEEK AND ONE VISIT EACH WEEKEND FOR A TOTAL OF 0.6 HOUR/WEEK. | N | Y | HURLBURT FIELD WATER SYSTEM | 415 INDEPENDENCE RD |  | HURLBURT FIELD | FL | 32544 | 5244 | 8508847747 |  | MARK BAZYLAK | TIM GARDNER | 415 INDEPENDENCE ROAD |  | HURLBURT FIELD | FL | 32544 |  | 8508847656 |  | FEDERAL | 10608 | 4608000 | 702 | 2021-10-06 | 2021-04-20 | DC03 | 2000
1 | OKALOOSA | NWD | Amy.Sweeney@asusinc.com | 1460826 | COMMUNITY | CHLORINATION; AERATION FOR REMOVAL OF ANY SECONDARY CONTAMINANT, SULFIDE, OR ANY UNREGULATED CONTAMINANT; CORROSION CONTROL INHIBITOR ADDITION; HYPOCHLORINATION; IRON OR MANGANESE SEQUESTRATION; OR ULTRAVIOLET RADIATION. THE LEAD/CHIEF OPERATOR MUST BE CLASS C OR HIGHER. 5.0 MGD AND ABOVE-STAFFING BY CLASS C OR HIGHER OPERATOR: 6 HOURS/DAY FOR 5 DAYS/WEEK AND ONE VISIT ON EACH WEEKEND DAY. 3.0 MGD UP TO 5.0 MGD-STAFFING BY CLASS C OR HIGHER OPERATOR: 1 HOUR/DAY FOR 5 DAYS/WEEK AND ONE VISIT ON EACH WEEKEND DAY. 0.25 MGD UP TO 3.0 MGD-STAFFING BY CLASS C OR HIGHER OPERATOR: 5 VISITS/WEEK AND ONE VISIT EACH WEEKEND FOR A TOTAL OF 0.6 HOUR/WEEK. | N | Y | EGLIN MAIN | 608 RANGE RD. |  | EGLIN AFB | FL | 32542 | 5133 | 8505032241 |  | AMY SWEENEY | AMERICAN STATES UTILITY SERVICES, INC | PO BOX 1869 | 700 RANGE ROAD | EGLIN AFB | FL | 32542 |  | 8505032241 |  | FEDERAL | 4169 | 6984000 | 812 | 2011-02-24 | 2019-12-18 | DC02 | 4000
1 | OKALOOSA | NWD | Amy.Sweeney@asusinc.com | 1460828 | COMMUNITY | CHLORINATION; AERATION FOR REMOVAL OF ANY SECONDARY CONTAMINANT, SULFIDE, OR ANY UNREGULATED CONTAMINANT; CORROSION CONTROL INHIBITOR ADDITION; HYPOCHLORINATION; IRON OR MANGANESE SEQUESTRATION; OR ULTRAVIOLET RADIATION. THE LEAD/CHIEF OPERATOR MUST BE CLASS C OR HIGHER. 5.0 MGD AND ABOVE-STAFFING BY CLASS C OR HIGHER OPERATOR: 6 HOURS/DAY FOR 5 DAYS/WEEK AND ONE VISIT ON EACH WEEKEND DAY. 3.0 MGD UP TO 5.0 MGD-STAFFING BY CLASS C OR HIGHER OPERATOR: 1 HOUR/DAY FOR 5 DAYS/WEEK AND ONE VISIT ON EACH WEEKEND DAY. 0.25 MGD UP TO 3.0 MGD-STAFFING BY CLASS C OR HIGHER OPERATOR: 5 VISITS/WEEK AND ONE VISIT EACH WEEKEND FOR A TOTAL OF 0.6 HOUR/WEEK. | N | Y | EGLIN WEST/HOUSING | 608 RANGE RD. |  | EGLIN AFB | FL | 32542 | 5133 | 8505032241 |  | AMY SWEENEY | AMERICAN STATES UTILITY SERVICES, INC | PO BOX 1869 | 608 RANGE ROAD | EGLIN AFB | FL | 32542 |  | 8505032241 |  | FEDERAL | 3500 | 8179200 | 1000 | 2014-11-05 | 2020-02-19 | DC02 | 4000
1 | OKALOOSA | NWD | Amy.Sweeney@ASUSINC.COM | 1460829 | NONTRANSIENT NONCOMMUNITY | CHLORINATION; AERATION FOR REMOVAL OF ANY SECONDARY CONTAMINANT, SULFIDE, OR ANY UNREGULATED CONTAMINANT; CORROSION CONTROL INHIBITOR ADDITION; HYPOCHLORINATION; IRON OR MANGANESE SEQUESTRATION; OR ULTRAVIOLET RADIATION. THE LEAD/CHIEF OPERATOR MUST BE CLASS C OR HIGHER. 5.0 MGD AND ABOVE-STAFFING BY CLASS C OR HIGHER OPERATOR: 6 HOURS/DAY FOR 5 DAYS/WEEK AND ONE VISIT ON EACH WEEKEND DAY. 3.0 MGD UP TO 5.0 MGD-STAFFING BY CLASS C OR HIGHER OPERATOR: 1 HOUR/DAY FOR 5 DAYS/WEEK AND ONE VISIT ON EACH WEEKEND DAY. 0.25 MGD UP TO 3.0 MGD-STAFFING BY CLASS C OR HIGHER OPERATOR: 5 VISITS/WEEK AND ONE VISIT EACH WEEKEND FOR A TOTAL OF 0.6 HOUR/WEEK. | N | Y | EGLIN AFB DUKE FIELD 3 | BLDG 3031, DUKE FIELD | (HWY 85 NORTH) | EGLIN AFB | FL | 32542 |  | 8508822876 |  | AMY SWEENEY | AMERICAN STATES UTILITY SERVICES, INC. | PO BOX 1869 | 608 RANGE ROAD | EGLIN AFB | FL | 32542 |  | 8505032241 |  | FEDERAL | 427 | 864000 | 138 | 2020-12-16 | 2020-11-17 | NTNC | 100
1 | OKALOOSA | NWD | Amy.Sweeney@asusinc.com | 1460830 | COMMUNITY | CHLORINATION; AERATION FOR REMOVAL OF ANY SECONDARY CONTAMINANT, SULFIDE, OR ANY UNREGULATED CONTAMINANT; CORROSION CONTROL INHIBITOR ADDITION; HYPOCHLORINATION; IRON OR MANGANESE SEQUESTRATION; OR ULTRAVIOLET RADIATION. THE LEAD/CHIEF OPERATOR MUST BE CLASS C OR HIGHER. 5.0 MGD AND ABOVE-STAFFING BY CLASS C OR HIGHER OPERATOR: 6 HOURS/DAY FOR 5 DAYS/WEEK AND ONE VISIT ON EACH WEEKEND DAY. 3.0 MGD UP TO 5.0 MGD-STAFFING BY CLASS C OR HIGHER OPERATOR: 1 HOUR/DAY FOR 5 DAYS/WEEK AND ONE VISIT ON EACH WEEKEND DAY. 0.25 MGD UP TO 3.0 MGD-STAFFING BY CLASS C OR HIGHER OPERATOR: 5 VISITS/WEEK AND ONE VISIT EACH WEEKEND FOR A TOTAL OF 0.6 HOUR/WEEK. | N | Y | EGLIN AUX. 6 RANGER CAMP | RANGER CAMP RD (MILITARY ROAD 257) |  | EGLIN AFB | FL | 32542 | 5133 | 8505032241 |  | AMY SWEENEY | AMERICAN STATES UTILITY SERVICES, INC. | P.O. BOX 1869 |  | EGLIN AFB | FL | 32542 |  | 8505032241 |  | FEDERAL | 125 | 878400 | 50 | 2017-08-08 | 2020-08-05 | DC04 | 1000
1 | OKALOOSA | NWD | JOHN.HUDSON@FRESHFROMFLORIDA.COM;dustin.mayo@freshfromflorida.com | 1460914 | NONCOMMUNITY | CHLORINATION; AERATION FOR REMOVAL OF ANY SECONDARY CONTAMINANT, SULFIDE, OR ANY UNREGULATED CONTAMINANT; CORROSION CONTROL INHIBITOR ADDITION; HYPOCHLORINATION; IRON OR MANGANESE SEQUESTRATION; OR ULTRAVIOLET RADIATION. THE LEAD/CHIEF OPERATOR MUST BE CLASS D OR HIGHER. 50,000 GPD UP TO 0.25 MGD-STAFFING BY CLASS D OR HIGHER OPERATOR: 3 VISITS/WEEK ON NONCONSECUTIVE DAYS FOR A TOTAL OF 0.3 HOUR/WEEK. LESS THAN 50,000 GPD-STAFFING BY A CLASS D OR HIGHER OPERATOR: 2 VISITS/WEEK ON NONCONSECUTIVE DAYS FOR A TOTAL OF 0.2 HOUR/WEEK. THERE SHALL BE NO MORE THAN 5 DAYS BETWEEN THE LAST VISIT IN ONE WEEK AND THE FIRST VISIT IN THE NEXT WEEK. | N | Y | BONE CREEK RECREATION AREA | 11650 MUNSON HWY |  | MILTON | FL | 32570 |  | 8509576140 |  | JOHN "MIKE" HUDSON | MR. MIKE HUDSON/DIV OF FORESTRY | 11650 MUNSON HWY |  | MILTON | FL | 32570 |  | 8509576140 |  | STATE | 25 | 86000 | 3 | 2016-06-20 | 2021-03-25 | NC01 | 50
1 | OKALOOSA | NWD | andres.kraul@fdc.myflorida.com | 1464034 | COMMUNITY | CHLORINATION; AERATION FOR REMOVAL OF ANY SECONDARY CONTAMINANT, SULFIDE, OR ANY UNREGULATED CONTAMINANT; CORROSION CONTROL INHIBITOR ADDITION; HYPOCHLORINATION; IRON OR MANGANESE SEQUESTRATION; OR ULTRAVIOLET RADIATION. THE LEAD/CHIEF OPERATOR MUST BE CLASS C OR HIGHER. 5.0 MGD AND ABOVE-STAFFING BY CLASS C OR HIGHER OPERATOR: 6 HOURS/DAY FOR 5 DAYS/WEEK AND ONE VISIT ON EACH WEEKEND DAY. 3.0 MGD UP TO 5.0 MGD-STAFFING BY CLASS C OR HIGHER OPERATOR: 1 HOUR/DAY FOR 5 DAYS/WEEK AND ONE VISIT ON EACH WEEKEND DAY. 0.25 MGD UP TO 3.0 MGD-STAFFING BY CLASS C OR HIGHER OPERATOR: 5 VISITS/WEEK AND ONE VISIT EACH WEEKEND FOR A TOTAL OF 0.6 HOUR/WEEK. | N | Y | OKALOOSA CORRECTIONAL INST. | 3189 COLONEL GREG MALLOY ROAD |  | CRESTVIEW | FL | 32539 |  | 8506820931 | 157 | RANDALL JERNIGAN | [9 empty] | STATE | 1800 | 1944000 | 50 | 2016-03-04 | 2021-07-18 | DC03 | 2000
1 | OKALOOSA | NWD | john.hudson@FDACS.gov; Dustin.mayo@FDACS.gov | 1464042 | NONCOMMUNITY | CHLORINATION; AERATION FOR REMOVAL OF ANY SECONDARY CONTAMINANT, SULFIDE, OR ANY UNREGULATED CONTAMINANT; CORROSION CONTROL INHIBITOR ADDITION; HYPOCHLORINATION; IRON OR MANGANESE SEQUESTRATION; OR ULTRAVIOLET RADIATION. THE LEAD/CHIEF OPERATOR MUST BE CLASS C OR HIGHER. 5.0 MGD AND ABOVE-STAFFING BY CLASS C OR HIGHER OPERATOR: 6 HOURS/DAY FOR 5 DAYS/WEEK AND ONE VISIT ON EACH WEEKEND DAY. 3.0 MGD UP TO 5.0 MGD-STAFFING BY CLASS C OR HIGHER OPERATOR: 1 HOUR/DAY FOR 5 DAYS/WEEK AND ONE VISIT ON EACH WEEKEND DAY. 0.25 MGD UP TO 3.0 MGD-STAFFING BY CLASS C OR HIGHER OPERATOR: 5 VISITS/WEEK AND ONE VISIT EACH WEEKEND FOR A TOTAL OF 0.6 HOUR/WEEK. | N | Y | KARICK LAKE SOUTH REC AREA | 11650 MUNSON HWY |  | MILTON | FL | 32570 |  | 8509575700 | 5722 | JOHN "MIKE" HUDSON | JOHN "MIKE" HUDSON | 11650 MUNSON HIGHWAY |  | MILTON | FL | 32570 |  | 8509575700 | 5722 | STATE | 25 | 86000 | 24 | 2021-05-07 | 2021-03-25 | NC01 | 50
1 | OKALOOSA | NWD | john.hudson@freshfromflorida.com;dustin.mayo@freshfromflorida.com | 1464043 | NONCOMMUNITY | CHLORINATION; AERATION FOR REMOVAL OF ANY SECONDARY CONTAMINANT, SULFIDE, OR ANY UNREGULATED CONTAMINANT; CORROSION CONTROL INHIBITOR ADDITION; HYPOCHLORINATION; IRON OR MANGANESE SEQUESTRATION; OR ULTRAVIOLET RADIATION. THE LEAD/CHIEF OPERATOR MUST BE CLASS D OR HIGHER. 50,000 GPD UP TO 0.25 MGD-STAFFING BY CLASS D OR HIGHER OPERATOR: 3 VISITS/WEEK ON NONCONSECUTIVE DAYS FOR A TOTAL OF 0.3 HOUR/WEEK. LESS THAN 50,000 GPD-STAFFING BY A CLASS D OR HIGHER OPERATOR: 2 VISITS/WEEK ON NONCONSECUTIVE DAYS FOR A TOTAL OF 0.2 HOUR/WEEK. THERE SHALL BE NO MORE THAN 5 DAYS BETWEEN THE LAST VISIT IN ONE WEEK AND THE FIRST VISIT IN THE NEXT WEEK. | N | Y | HURRICANE LAKE SOUTH REC AREA | 11650 MUNSON HWY |  | MILTON | FL | 32570 |  | 8509576140 |  | JOHN "MIKE" HUDSON | MIKE HUDSON | 11650 MUNSON HWY |  | MILTON | FL | 32570 |  | 8509576140 |  | STATE | 25 | 86000 | 7 | 2021-08-20 | 2021-07-21 | NC01 | 50
1 | OKALOOSA | NWD | copelfrey@myokaloosa.com | 1464044 | COMMUNITY | CHLORINATION; AERATION FOR REMOVAL OF ANY SECONDARY CONTAMINANT, SULFIDE, OR ANY UNREGULATED CONTAMINANT; CORROSION CONTROL INHIBITOR ADDITION; HYPOCHLORINATION; IRON OR MANGANESE SEQUESTRATION; OR ULTRAVIOLET RADIATION. THE LEAD/CHIEF OPERATOR MUST BE CLASS C OR HIGHER. 5.0 MGD AND ABOVE-STAFFING BY CLASS C OR HIGHER OPERATOR: 6 HOURS/DAY FOR 5 DAYS/WEEK AND ONE VISIT ON EACH WEEKEND DAY. 3.0 MGD UP TO 5.0 MGD-STAFFING BY CLASS C OR HIGHER OPERATOR: 1 HOUR/DAY FOR 5 DAYS/WEEK AND ONE VISIT ON EACH WEEKEND DAY. 0.25 MGD UP TO 3.0 MGD-STAFFING BY CLASS C OR HIGHER OPERATOR: 5 VISITS/WEEK AND ONE VISIT EACH WEEKEND FOR A TOTAL OF 0.6 HOUR/WEEK. | N | Y | OKALOOSA COUNTY MID SYSTEM (CRESTVIEW) | 1804 LEWIS TURNER BLVD | SUITE 300 | FT. WALTON BEACH | FL | 32547 | 1225 | 8506517171 |  | CHRIS PELFREY | JEFF LITTRELL | 1804 LEWIS TURNER BLVD | SUITE 300 | FT. WALTON BEACH | FL | 32547 |  | 8506517172 |  | COUNTY | 7300 | 6336000 | 2920 | 2021-03-15 | 2020-08-27 | DC02 | 4000
1 | OKALOOSA | NWD | bborghei@verticalbridge.com;rickburnham@cox.net | 1464050 | NONCOMMUNITY | CHLORINATION; AERATION FOR REMOVAL OF ANY SECONDARY CONTAMINANT, SULFIDE, OR ANY UNREGULATED CONTAMINANT; CORROSION CONTROL INHIBITOR ADDITION; HYPOCHLORINATION; IRON OR MANGANESE SEQUESTRATION; OR ULTRAVIOLET RADIATION. THE LEAD/CHIEF OPERATOR MUST BE CLASS D OR HIGHER. 50,000 GPD UP TO 0.25 MGD-STAFFING BY CLASS D OR HIGHER OPERATOR: 3 VISITS/WEEK ON NONCONSECUTIVE DAYS FOR A TOTAL OF 0.3 HOUR/WEEK. LESS THAN 50,000 GPD-STAFFING BY A CLASS D OR HIGHER OPERATOR: 2 VISITS/WEEK ON NONCONSECUTIVE DAYS FOR A TOTAL OF 0.2 HOUR/WEEK. THERE SHALL BE NO MORE THAN 5 DAYS BETWEEN THE LAST VISIT IN ONE WEEK AND THE FIRST VISIT IN THE NEXT WEEK. | N | Y | VERTICAL BRIDGE S3 ASSETS, LCC | 209 SNUG HARBOUR DRIVE |  | SHALIMAR | FL | 32579 |  | 8506515201 |  | RICK BURNHAM | BERNARD BORGHEI | 750 PARK OF COMMERCE DRIVE | SUITE 200 | BOCA RATON | FL | 33487 |  | 5615447453 |  | INVESTOR | 100 | 172800 | 85 | 2011-02-02 | 2021-06-30 | NC01 | 50
1 | OKALOOSA | NWD | LUIS.MULERO@ASUSINC.COM | 1464061 | NONTRANSIENT NONCOMMUNITY | CHLORINATION; AERATION FOR REMOVAL OF ANY SECONDARY CONTAMINANT, SULFIDE, OR ANY UNREGULATED CONTAMINANT; CORROSION CONTROL INHIBITOR ADDITION; HYPOCHLORINATION; IRON OR MANGANESE SEQUESTRATION; OR ULTRAVIOLET RADIATION. THE LEAD/CHIEF OPERATOR MUST BE CLASS C OR HIGHER. 5.0 MGD AND ABOVE-STAFFING BY CLASS C OR HIGHER OPERATOR: 6 HOURS/DAY FOR 5 DAYS/WEEK AND ONE VISIT ON EACH WEEKEND DAY. 3.0 MGD UP TO 5.0 MGD-STAFFING BY CLASS C OR HIGHER OPERATOR: 1 HOUR/DAY FOR 5 DAYS/WEEK AND ONE VISIT ON EACH WEEKEND DAY. 0.25 MGD UP TO 3.0 MGD-STAFFING BY CLASS C OR HIGHER OPERATOR: 5 VISITS/WEEK AND ONE VISIT EACH WEEKEND FOR A TOTAL OF 0.6 HOUR/WEEK. | N | Y | EGLIN SITE C-3 (LASER) | BLDG. 2102, SITE C-3 ROAD | (OFF STATE HWY 285, NORTH OF NICEVILLE) | EGLIN AFB | FL | 32542 |  | 8508822876 |  | AMY SWEENEY | AMERICAN STATES UTILITY SERVICES, INC. | PO BOX 1869 | 608 RANGE ROAD | EGLIN AFB | FL | 32542 |  | 8505032241 |  | FEDERAL | 25 | 360000 | 22 | 2013-08-01 | 2020-08-12 | NTNC | 100
1 | OKALOOSA | NWD | LUIS.MULERO@ASUSINC.COM | 1464063 | NONTRANSIENT NONCOMMUNITY | CHLORINATION; AERATION FOR REMOVAL OF ANY SECONDARY CONTAMINANT, SULFIDE, OR ANY UNREGULATED CONTAMINANT; CORROSION CONTROL INHIBITOR ADDITION; HYPOCHLORINATION; IRON OR MANGANESE SEQUESTRATION; OR ULTRAVIOLET RADIATION. THE LEAD/CHIEF OPERATOR MUST BE CLASS D OR HIGHER. 50,000 GPD UP TO 0.25 MGD-STAFFING BY CLASS D OR HIGHER OPERATOR: 3 VISITS/WEEK ON NONCONSECUTIVE DAYS FOR A TOTAL OF 0.3 HOUR/WEEK. LESS THAN 50,000 GPD-STAFFING BY A CLASS D OR HIGHER OPERATOR: 2 VISITS/WEEK ON NONCONSECUTIVE DAYS FOR A TOTAL OF 0.2 HOUR/WEEK. THERE SHALL BE NO MORE THAN 5 DAYS BETWEEN THE LAST VISIT IN ONE WEEK AND THE FIRST VISIT IN THE NEXT WEEK. | N | Y | EGLIN SITE C64-C TEST FACILITY | RANGE ROAD 213 |  | EGLIN AFB | FL | 32542 |  | 8508822876 |  | AMY SWEENEY | AMERICAN STATES UTILITY SERVICES, INC. | PO BOX 1869 |  | EGLIN AFB | FL | 32542 |  | 8505032241 |  | FEDERAL | 25 | 72000 | 13 | 2013-08-01 | 2020-08-12 | NTNC | 100
1 | OKALOOSA | NWD | LUIS.MULERO@ASUSINC.COM | 1464065 | NONTRANSIENT NONCOMMUNITY | CHLORINATION; AERATION FOR REMOVAL OF ANY SECONDARY CONTAMINANT, SULFIDE, OR ANY UNREGULATED CONTAMINANT; CORROSION CONTROL INHIBITOR ADDITION; HYPOCHLORINATION; IRON OR MANGANESE SEQUESTRATION; OR ULTRAVIOLET RADIATION. THE LEAD/CHIEF OPERATOR MUST BE CLASS D OR HIGHER. 50,000 GPD UP TO 0.25 MGD-STAFFING BY CLASS D OR HIGHER OPERATOR: 3 VISITS/WEEK ON NONCONSECUTIVE DAYS FOR A TOTAL OF 0.3 HOUR/WEEK. LESS THAN 50,000 GPD-STAFFING BY A CLASS D OR HIGHER OPERATOR: 2 VISITS/WEEK ON NONCONSECUTIVE DAYS FOR A TOTAL OF 0.2 HOUR/WEEK. THERE SHALL BE NO MORE THAN 5 DAYS BETWEEN THE LAST VISIT IN ONE WEEK AND THE FIRST VISIT IN THE NEXT WEEK. | N | Y | EGLIN SITE A-30 | SITE A-30 RD. |  | EGLIN AFB | FL | 32542 |  | 8508823376 |  | AMY SWEENEY | AMERICAN STATES UTILITY SERVICE, INC. | PO BOX 1869 | 608 RANGE ROAD | EGLIN AFB | FL | 32542 |  | 8503820558 |  | FEDERAL | 25 | 31680 | 11 | 2017-11-21 | 2021-02-09 | NTNC | 100
1 | OKALOOSA | NWD | JOHN.OLER@US.AF.MIL | 1464066 | NONCOMMUNITY | CHLORINATION; AERATION FOR REMOVAL OF ANY SECONDARY CONTAMINANT, SULFIDE, OR ANY UNREGULATED CONTAMINANT; CORROSION CONTROL INHIBITOR ADDITION; HYPOCHLORINATION; IRON OR MANGANESE SEQUESTRATION; OR ULTRAVIOLET RADIATION. THE LEAD/CHIEF OPERATOR MUST BE CLASS D OR HIGHER. 50,000 GPD UP TO 0.25 MGD-STAFFING BY CLASS D OR HIGHER OPERATOR: 3 VISITS/WEEK ON NONCONSECUTIVE DAYS FOR A TOTAL OF 0.3 HOUR/WEEK. LESS THAN 50,000 GPD-STAFFING BY A CLASS D OR HIGHER OPERATOR: 2 VISITS/WEEK ON NONCONSECUTIVE DAYS FOR A TOTAL OF 0.2 HOUR/WEEK. THERE SHALL BE NO MORE THAN 5 DAYS BETWEEN THE LAST VISIT IN ONE WEEK AND THE FIRST VISIT IN THE NEXT WEEK. | N | Y | EGLIN SITE C-10 | OFF S.R. 285 (NEXT TO C-7 HELLFIRE SITE) | 608 RANGE RD. | EGLIN AFB | FL | 32542 |  | 8508827683 |  | AMY SWEENEY | AMERICAN STATES UTILITY SERVICES, INC. | PO BOX 1869 | 608 RANGE ROAD | EGLIN AFB | FL | 32542 |  | 8505032241 |  | FEDERAL | 25 | 50400 | 6 | 2014-06-17 | 2019-08-29 | NC01 | 50
1 | OKALOOSA | NWD | Amy.Sweeney@asusinc.com | 1464067 | COMMUNITY | CHLORINATION; AERATION FOR REMOVAL OF ANY SECONDARY CONTAMINANT, SULFIDE, OR ANY UNREGULATED CONTAMINANT; CORROSION CONTROL INHIBITOR ADDITION; HYPOCHLORINATION; IRON OR MANGANESE SEQUESTRATION; OR ULTRAVIOLET RADIATION. THE LEAD/CHIEF OPERATOR MUST BE CLASS C OR HIGHER. 5.0 MGD AND ABOVE-STAFFING BY CLASS C OR HIGHER OPERATOR: 6 HOURS/DAY FOR 5 DAYS/WEEK AND ONE VISIT ON EACH WEEKEND DAY. 3.0 MGD UP TO 5.0 MGD-STAFFING BY CLASS C OR HIGHER OPERATOR: 1 HOUR/DAY FOR 5 DAYS/WEEK AND ONE VISIT ON EACH WEEKEND DAY. 0.25 MGD UP TO 3.0 MGD-STAFFING BY CLASS C OR HIGHER OPERATOR: 5 VISITS/WEEK AND ONE VISIT EACH WEEKEND FOR A TOTAL OF 0.6 HOUR/WEEK. | N | Y | EGLIN 7TH SPECIAL FORCES GROUP | WEST OF HWY 85, ACROSS FROM DUKE FIELD |  | EGLIN AFB | FL | 32542 |  | 8505032241 |  | AMY SWEENEY | AMERICAN STATES UTILITY SERVICES, INC | PO BOX 1869 | 608 RANGE ROAD | EGLIN AFB | FL | 32542 |  | 8505032241 |  | FEDERAL | 1500 | 1440000 | 56 | 2010-07-06 | 2020-02-18 | DC03 | 2000
1 | OKALOOSA | NWD | GWEEKLEY@USWATERCORP.NET | 1464068 | COMMUNITY | CHLORINATION; AERATION FOR REMOVAL OF ANY SECONDARY CONTAMINANT, SULFIDE, OR ANY UNREGULATED CONTAMINANT; CORROSION CONTROL INHIBITOR ADDITION; HYPOCHLORINATION; IRON OR MANGANESE SEQUESTRATION; OR ULTRAVIOLET RADIATION. THE LEAD/CHIEF OPERATOR MUST BE CLASS C OR HIGHER. 5.0 MGD AND ABOVE-STAFFING BY CLASS C OR HIGHER OPERATOR: 6 HOURS/DAY FOR 5 DAYS/WEEK AND ONE VISIT ON EACH WEEKEND DAY. 3.0 MGD UP TO 5.0 MGD-STAFFING BY CLASS C OR HIGHER OPERATOR: 1 HOUR/DAY FOR 5 DAYS/WEEK AND ONE VISIT ON EACH WEEKEND DAY. 0.25 MGD UP TO 3.0 MGD-STAFFING BY CLASS C OR HIGHER OPERATOR: 5 VISITS/WEEK AND ONE VISIT EACH WEEKEND FOR A TOTAL OF 0.6 HOUR/WEEK. | N | Y | OKALOOSA WATERWORKS (FORMERLY BLACKMAN) | 7626 HWY 189 N |  | BAKER | FL | 32531 |  | 8505372527 |  | GEORGE "RANDALL" WEEKLEY | GARY DEREMER | 4939 CROSS BAYOU BLVD |  | NEW PORT RICHEY | FL | 34652 | 3434 | 7278488292 |  | INVESTOR | 812 | 252000 | 232 | 2020-02-17 | 2019-06-18 | DC05 | 500
1 | OKALOOSA | NWD | TRAVIS.ADAMS@ECUS.ASUSINC.COM | 1464069 | NONCOMMUNITY | CHLORINATION; AERATION FOR REMOVAL OF ANY SECONDARY CONTAMINANT, SULFIDE, OR ANY UNREGULATED CONTAMINANT; CORROSION CONTROL INHIBITOR ADDITION; HYPOCHLORINATION; IRON OR MANGANESE SEQUESTRATION; OR ULTRAVIOLET RADIATION. THE LEAD/CHIEF OPERATOR MUST BE CLASS D OR HIGHER. 50,000 GPD UP TO 0.25 MGD-STAFFING BY CLASS D OR HIGHER OPERATOR: 3 VISITS/WEEK ON NONCONSECUTIVE DAYS FOR A TOTAL OF 0.3 HOUR/WEEK. LESS THAN 50,000 GPD-STAFFING BY A CLASS D OR HIGHER OPERATOR: 2 VISITS/WEEK ON NONCONSECUTIVE DAYS FOR A TOTAL OF 0.2 HOUR/WEEK. THERE SHALL BE NO MORE THAN 5 DAYS BETWEEN THE LAST VISIT IN ONE WEEK AND THE FIRST VISIT IN THE NEXT WEEK. | N | Y | EGLIN SITE B-75 ALAANG | 608 RANGE RD. |  | EGLIN AFB | FL | 32542 |  | 8508823376 |  | AMY SWEENEY | AMERICAN STATES UTILITY SERVICES, INC. | PO BOX 1869 | 608 RANGE ROAD | EGLIN AFB | FL | 32542 |  | 8505032241 |  | FEDERAL | 25 | 180000 | 7 | 2020-01-23 | 2019-08-29 | NC01 | 50
1 | SANTA ROSA | NWD | bgpws643@bellsouth.net | 1570042 | COMMUNITY | CHLORINATION; AERATION FOR REMOVAL OF ANY SECONDARY CONTAMINANT, SULFIDE, OR ANY UNREGULATED CONTAMINANT; CORROSION CONTROL INHIBITOR ADDITION; HYPOCHLORINATION; IRON OR MANGANESE SEQUESTRATION; OR ULTRAVIOLET RADIATION. THE LEAD/CHIEF OPERATOR MUST BE CLASS C OR HIGHER. 5.0 MGD AND ABOVE-STAFFING BY CLASS C OR HIGHER OPERATOR: 6 HOURS/DAY FOR 5 DAYS/WEEK AND ONE VISIT ON EACH WEEKEND DAY. 3.0 MGD UP TO 5.0 MGD-STAFFING BY CLASS C OR HIGHER OPERATOR: 1 HOUR/DAY FOR 5 DAYS/WEEK AND ONE VISIT ON EACH WEEKEND DAY. 0.25 MGD UP TO 3.0 MGD-STAFFING BY CLASS C OR HIGHER OPERATOR: 5 VISITS/WEEK AND ONE VISIT EACH WEEKEND FOR A TOTAL OF 0.6 HOUR/WEEK. | N | Y | BAGDAD-GARCON POINT WATER SYSTEM | 6368 DALISA ROAD |  | MILTON | FL | 32583 |  | 8506238508 |  | LORAINE MCCOY | LORRAINE MCCOY | 6368 DALISA ROAD |  | MILTON | FL | 32583 |  | 8506238508 |  | INVESTOR/LICENSED PUBLIC UTILITIES | 8225 | 3240000 | 2350 | 2017-10-24 | 2020-07-15 | DC03 | 2000
1 | SANTA ROSA | NWD | JOHN.HUDSON@FDACS.GOV;MAIL TO: DUSTIN.MAYO@FDACS.GOV | 1570060 | NONCOMMUNITY | CHLORINATION; AERATION FOR REMOVAL OF ANY SECONDARY CONTAMINANT, SULFIDE, OR ANY UNREGULATED CONTAMINANT; CORROSION CONTROL INHIBITOR ADDITION; HYPOCHLORINATION; IRON OR MANGANESE SEQUESTRATION; OR ULTRAVIOLET RADIATION. THE LEAD/CHIEF OPERATOR MUST BE CLASS D OR HIGHER. 50,000 GPD UP TO 0.25 MGD-STAFFING BY CLASS D OR HIGHER OPERATOR: 3 VISITS/WEEK ON NONCONSECUTIVE DAYS FOR A TOTAL OF 0.3 HOUR/WEEK. LESS THAN 50,000 GPD-STAFFING BY A CLASS D OR HIGHER OPERATOR: 2 VISITS/WEEK ON NONCONSECUTIVE DAYS FOR A TOTAL OF 0.2 HOUR/WEEK. THERE SHALL BE NO MORE THAN 5 DAYS BETWEEN THE LAST VISIT IN ONE WEEK AND THE FIRST VISIT IN THE NEXT WEEK. | N | Y | BEAR LAKE RECREATION AREA | 11650 MUNSON HWY |  | MILTON | FL | 32570 |  | 8509576140 |  | MIKE HUDSON | MIKE HUDSON | 11650 MUNSON HWY |  | MILTON | FL | 32570 |  | 8509576140 |  | STATE | 25 | 86000 | 48 | 2021-05-26 | 2021-02-09 | NC01 | 50
1 | SANTA ROSA | NWD | Traci@berrydalewater.org | 1570064 | COMMUNITY | CHLORINATION; AERATION FOR REMOVAL OF ANY SECONDARY CONTAMINANT, SULFIDE, OR ANY UNREGULATED CONTAMINANT; CORROSION CONTROL INHIBITOR ADDITION; HYPOCHLORINATION; IRON OR MANGANESE SEQUESTRATION; OR ULTRAVIOLET RADIATION. THE LEAD/CHIEF OPERATOR MUST BE CLASS C OR HIGHER. 5.0 MGD AND ABOVE-STAFFING BY CLASS C OR HIGHER OPERATOR: 6 HOURS/DAY FOR 5 DAYS/WEEK AND ONE VISIT ON EACH WEEKEND DAY. 3.0 MGD UP TO 5.0 MGD-STAFFING BY CLASS C OR HIGHER OPERATOR: 1 HOUR/DAY FOR 5 DAYS/WEEK AND ONE VISIT ON EACH WEEKEND DAY. 0.25 MGD UP TO 3.0 MGD-STAFFING BY CLASS C OR HIGHER OPERATOR: 5 VISITS/WEEK AND ONE VISIT EACH WEEKEND FOR A TOTAL OF 0.6 HOUR/WEEK. | N | Y | BERRYDALE WATER SYSTEM | 12400 HIGHWAY 87 N |  | MILTON | FL | 32570 |  | 8506756086 |  | TRACI CAMPBELL | BERRYDALE WATER SYSTEM, INC | 12400 HWY 87 N |  | MILTON | FL | 32570 |  | 8506756086 |  | MUNICIPALITY | 3182 | 1800000 | 909 | 2021-10-20 | 2021-07-29 | DC03 | 2000
1 | SANTA ROSA | NWD | john.hudson@freshfromflorida.com;dustin.mayo@freshfromflorida.com | 1570074 | NONTRANSIENT NONCOMMUNITY | CHLORINATION; AERATION FOR REMOVAL OF ANY SECONDARY CONTAMINANT, SULFIDE, OR ANY UNREGULATED CONTAMINANT; CORROSION CONTROL INHIBITOR ADDITION; HYPOCHLORINATION; IRON OR MANGANESE SEQUESTRATION; OR ULTRAVIOLET RADIATION. THE LEAD/CHIEF OPERATOR MUST BE CLASS D OR HIGHER. 50,000 GPD UP TO 0.25 MGD-STAFFING BY CLASS D OR HIGHER OPERATOR: 3 VISITS/WEEK ON NONCONSECUTIVE DAYS FOR A TOTAL OF 0.3 HOUR/WEEK. LESS THAN 50,000 GPD-STAFFING BY A CLASS D OR HIGHER OPERATOR: 2 VISITS/WEEK ON NONCONSECUTIVE DAYS FOR A TOTAL OF 0.2 HOUR/WEEK. THERE SHALL BE NO MORE THAN 5 DAYS BETWEEN THE LAST VISIT IN ONE WEEK AND THE FIRST VISIT IN THE NEXT WEEK. | N | Y | BLACKWATER FORESTRY HEADQUARTERS | 11650 MUNSON HWY |  | MILTON | FL | 32570 | 9332 | 8509575722 |  | MIKE HUDSON | MIKE HUDSON | 11650 MUNSON HWY |  | MILTON | FL | 32570 |  | 8502062420 |  | STATE | 58 | 216000 | 10 | 2019-08-29 | 2019-06-18 | NTNC | 100
1 | SANTA ROSA | NWD | cwsdgriffin@bellsouth.net | 1570140 | COMMUNITY | CHLORINATION; AERATION FOR REMOVAL OF ANY SECONDARY CONTAMINANT, SULFIDE, OR ANY UNREGULATED CONTAMINANT; CORROSION CONTROL INHIBITOR ADDITION; HYPOCHLORINATION; IRON OR MANGANESE SEQUESTRATION; OR ULTRAVIOLET RADIATION. THE LEAD/CHIEF OPERATOR MUST BE CLASS C OR HIGHER. 5.0 MGD AND ABOVE-STAFFING BY CLASS C OR HIGHER OPERATOR: 6 HOURS/DAY FOR 5 DAYS/WEEK AND ONE VISIT ON EACH WEEKEND DAY. 3.0 MGD UP TO 5.0 MGD-STAFFING BY CLASS C OR HIGHER OPERATOR: 1 HOUR/DAY FOR 5 DAYS/WEEK AND ONE VISIT ON EACH WEEKEND DAY. 0.25 MGD UP TO 3.0 MGD-STAFFING BY CLASS C OR HIGHER OPERATOR: 5 VISITS/WEEK AND ONE VISIT EACH WEEKEND FOR A TOTAL OF 0.6 HOUR/WEEK. | N | Y | CHUMUCKLA WATER SYSTEM, INC. | 3007 APACHE DRIVE |  | PACE | FL | 32571 |  | 8509943001 |  | DONNA GRIFFIN | DEBBIE VAUGHN, PRESIDENT | 3007 APACHE DRIVE |  | PACE | FL | 32571 |  | 6158306728 |  | INVESTOR | 4667 | 2124000 | 1795 | 2018-04-27 | 2021-05-25 | DC03 | 2000
1 | SANTA ROSA | NWD | RANDY.JORGENSON@CI.MILTON.FL.US | 1570146 | COMMUNITY | CHLORINATION; AERATION FOR REMOVAL OF ANY SECONDARY CONTAMINANT, SULFIDE, OR ANY UNREGULATED CONTAMINANT; CORROSION CONTROL INHIBITOR ADDITION; HYPOCHLORINATION; IRON OR MANGANESE SEQUESTRATION; OR ULTRAVIOLET RADIATION. THE LEAD/CHIEF OPERATOR MUST BE CLASS C OR HIGHER. 5.0 MGD AND ABOVE-STAFFING BY CLASS C OR HIGHER OPERATOR: 6 HOURS/DAY FOR 5 DAYS/WEEK AND ONE VISIT ON EACH WEEKEND DAY. 3.0 MGD UP TO 5.0 MGD-STAFFING BY CLASS C OR HIGHER OPERATOR: 1 HOUR/DAY FOR 5 DAYS/WEEK AND ONE VISIT ON EACH WEEKEND DAY. 0.25 MGD UP TO 3.0 MGD-STAFFING BY CLASS C OR HIGHER OPERATOR: 5 VISITS/WEEK AND ONE VISIT EACH WEEKEND FOR A TOTAL OF 0.6 HOUR/WEEK. | N | Y | MILTON, CITY OF WATER SYSTEM | 6903 MUNICIPAL DRIVE |  | MILTON | FL | 32570 |  | 8509835461 |  | JESSE MEDLEY | RANDY JORGENSON | PO BOX 909 |  | MILTON | FL | 32572 |  | 8509835400 |  | MUNICIPALITY | 21241 | 6120000 | 7193 | 2019-10-02 | 2019-06-11 | DC02 | 4000
1 | SANTA ROSA | NWD | mike.hudson@fdacs.gov; dustin.mayo@fdacs.gov | 1570206 | NONCOMMUNITY | CHLORINATION; AERATION FOR REMOVAL OF ANY SECONDARY CONTAMINANT, SULFIDE, OR ANY UNREGULATED CONTAMINANT; CORROSION CONTROL INHIBITOR ADDITION; HYPOCHLORINATION; IRON OR MANGANESE SEQUESTRATION; OR ULTRAVIOLET RADIATION. THE LEAD/CHIEF OPERATOR MUST BE CLASS D OR HIGHER. 50,000 GPD UP TO 0.25 MGD-STAFFING BY CLASS D OR HIGHER OPERATOR: 3 VISITS/WEEK ON NONCONSECUTIVE DAYS FOR A TOTAL OF 0.3 HOUR/WEEK. LESS THAN 50,000 GPD-STAFFING BY A CLASS D OR HIGHER OPERATOR: 2 VISITS/WEEK ON NONCONSECUTIVE DAYS FOR A TOTAL OF 0.2 HOUR/WEEK. THERE SHALL BE NO MORE THAN 5 DAYS BETWEEN THE LAST VISIT IN ONE WEEK AND THE FIRST VISIT IN THE NEXT WEEK. | N | Y | CAMP PAQUETTE RECREATION AREA | 11650 MUNSON HWY |  | MILTON | FL | 32570 |  | 8509575722 |  | JOHN "MIKE" HUDSON | JOHN "MIKE" HUDSON | 11650 MUNSON HWY |  | MILTON | FL | 32570 |  | 8509575722 |  | STATE | 25 | 86000 | 4 | 2021-05-07 | 2021-03-25 | NC01 | 50
1 | SANTA ROSA | NWD | emws@bellsouth.net | 1570232 | COMMUNITY | CHLORINATION; AERATION FOR REMOVAL OF ANY SECONDARY CONTAMINANT, SULFIDE, OR ANY UNREGULATED CONTAMINANT; CORROSION CONTROL INHIBITOR ADDITION; HYPOCHLORINATION; IRON OR MANGANESE SEQUESTRATION; OR ULTRAVIOLET RADIATION. THE LEAD/CHIEF OPERATOR MUST BE CLASS C OR HIGHER. 5.0 MGD AND ABOVE-STAFFING BY CLASS C OR HIGHER OPERATOR: 6 HOURS/DAY FOR 5 DAYS/WEEK AND ONE VISIT ON EACH WEEKEND DAY. 3.0 MGD UP TO 5.0 MGD-STAFFING BY CLASS C OR HIGHER OPERATOR: 1 HOUR/DAY FOR 5 DAYS/WEEK AND ONE VISIT ON EACH WEEKEND DAY. 0.25 MGD UP TO 3.0 MGD-STAFFING BY CLASS C OR HIGHER OPERATOR: 5 VISITS/WEEK AND ONE VISIT EACH WEEKEND FOR A TOTAL OF 0.6 HOUR/WEEK. | N | Y | EAST MILTON WATER SYSTEM | 5959 JEFF ATES ROAD |  | MILTON | FL | 32583 |  | 8506260517 |  | "DINK" (EARL) HELMS OR UWE ROGERS | CLAUDE DUVALL | 8175 S. AIRPORT RD. |  | MILTON | FL | 32583 |  | 8506238750 |  | INVESTOR/LICENSED PUBLIC UTILITIES | 12078 | 6336000 | 4026 | 2014-09-08 | 2020-07-01 | DC02 | 4000
1 | SANTA ROSA | NWD | tlambert@gulfbreezefl.gov; zlewis@gulfbreezefl.gov | 1570316 | COMMUNITY | CHLORINATION; AERATION FOR REMOVAL OF ANY SECONDARY CONTAMINANT, SULFIDE, OR ANY UNREGULATED CONTAMINANT; CORROSION CONTROL INHIBITOR ADDITION; HYPOCHLORINATION; IRON OR MANGANESE SEQUESTRATION; OR ULTRAVIOLET RADIATION. THE LEAD/CHIEF OPERATOR MUST BE CLASS C OR HIGHER. 5.0 MGD AND ABOVE-STAFFING BY CLASS C OR HIGHER OPERATOR: 6 HOURS/DAY FOR 5 DAYS/WEEK AND ONE VISIT ON EACH WEEKEND DAY. 3.0 MGD UP TO 5.0 MGD-STAFFING BY CLASS C OR HIGHER OPERATOR: 1 HOUR/DAY FOR 5 DAYS/WEEK AND ONE VISIT ON EACH WEEKEND DAY. 0.25 MGD UP TO 3.0 MGD-STAFFING BY CLASS C OR HIGHER OPERATOR: 5 VISITS/WEEK AND ONE VISIT EACH WEEKEND FOR A TOTAL OF 0.6 HOUR/WEEK. | N | Y | GULF BREEZE REGIONAL WATER SYSTEM | P.O. BOX 640 |  | GULF BREEZE | FL | 32562 |  | 8509344057 |  | THOMAS LAMBERT | SAMANTHA ABELL | PO BOX 640 |  | GULF BREEZE | FL | 32561 |  | 8509345108 |  | MUNICIPALITY | 17477 | 7000000 | 7412 | 2015-11-16 | 2021-06-16 | PC04 | 1000
1 | SANTA ROSA | NWD | CWELLS@HNWS-FL.COM | 1570349 | COMMUNITY | AERATION FOR REMOVAL OF ANY PRIMARY CONTAMINANT; ALKALINITY/PH ADJUSTMENT; CHLORAMIN ATION; CHLORINE DIOXIDE FOR OXIDATION OR DISINFECTION; FLUORIDATION; ION EXCHANGE FOR REMOVAL OF ANY SECONDARY CONTAMINANT, SULFIDE, OR ANY UNREGULATED CONTAMINANT; OR OZONATION. THE LEAD/CHIEF OPERATOR MUST BE CLASS C OR HIGHER. 5.0 MGD UP TO 10 MGD-STAFFING BY CLASS C OR HIGHER OPERATOR: 6 HOURS/DAY FOR 5 DAYS/WEEK AND ONE VISIT ON EACH WEEKEND DAY. 3.0 MGD UP TO 5.0 MGD-STAFFING BY CLASS C OR HIGHER OPERATOR: 3 HOURS/DAY FOR 5 DAYS/WEEK AND ONE VISIT ON EACH WEEKEND DAY. 1.0 MGD UP TO 3.0 MGD-STAFFING BY CLASS C OR HIGHER OPERATOR: 1 HOUR/DAY FOR 5 DAYS/WEEK AND ONE VISIT ON EACH WEEKEND DAY. 0.1 MGD UP TO 1.0 MGD-STAFFING BY CLASS C OR HIGHER OPERATOR: 5 VISITS/WEEK AND ONE VISIT EACH WEEKEND FOR A TOTAL OF 1.2 HOURS/WEEK. | N | Y | HOLLEY-NAVARRE WATER SYSTEM | 8574 TURKEY BLUFF RD. | P.O. BOX 6539 | NAVARRE | FL | 32566 |  | 8509392427 |  | CLINTON P WELLS | DR. DALLAS M. PEAVEY, JR. | 8574 TURKEY BLUFF RD |  | NAVARRE | FL | 32566 | 2239 | 8509392427 |  | INVESTOR/LICENSED PUBLIC UTILITIES | 45425 | 13464000 | 16824 | 2020-12-31 | 2020-08-25 | DC01 | 6000
1 | SANTA ROSA | NWD | john.hudson@fdacs.gov;mailto:Dustin.mayo@fdacs.gov | 1570357 | NONCOMMUNITY | CHLORINATION; AERATION FOR REMOVAL OF ANY SECONDARY CONTAMINANT, SULFIDE, OR ANY UNREGULATED CONTAMINANT; CORROSION CONTROL INHIBITOR ADDITION; HYPOCHLORINATION; IRON OR MANGANESE SEQUESTRATION; OR ULTRAVIOLET RADIATION. THE LEAD/CHIEF OPERATOR MUST BE CLASS D OR HIGHER. 50,000 GPD UP TO 0.25 MGD-STAFFING BY CLASS D OR HIGHER OPERATOR: 3 VISITS/WEEK ON NONCONSECUTIVE DAYS FOR A TOTAL OF 0.3 HOUR/WEEK. LESS THAN 50,000 GPD-STAFFING BY A CLASS D OR HIGHER OPERATOR: 2 VISITS/WEEK ON NONCONSECUTIVE DAYS FOR A TOTAL OF 0.2 HOUR/WEEK. THERE SHALL BE NO MORE THAN 5 DAYS BETWEEN THE LAST VISIT IN ONE WEEK AND THE FIRST VISIT IN THE NEXT WEEK. | N | Y | COLDWATER STABLES RECREATION AREA | 11650 MUNSON HWY |  | MILTON | FL | 32570 |  | 8509575722 |  | MIKE HUDSON | MIKE HUDSON | 11650 MUNSON HWY |  | MILTON | FL | 32570 |  | 8509575722 |  | STATE | 25 | 28000 | 77 | 2021-08-20 | 2021-07-29 | NC01 | 50
1 | SANTA ROSA | NWD | ericseibtoj@bellsouth.net;aliciatoj@bellsouth.net | 1570384 | COMMUNITY | ACTIVATED CARBON PROCESSES; DIATOMACEOUS EARTH FILTRATION; ION EXCHANGE FOR REMOVAL OF ANY PRIMARY CONTAMINANT; ION AND MANGANESE REMOVAL (OXIDATION, DETENTION, AND FILTRATION); OR SLOW SAND FILTRATION. LEAD/CHIEF OPERATOR MUST BE CLASS C OR HIGHER. 1.0 MGD UP TO 2.0 MGD-STAFFING BY CLASS C OR HIGHER OPERATOR: 6 HOURS/DAY FOR 5 DAYS/WEEK AND ONE VISIT ON EACH WEEKEND DAY. 0.5 MGD UP TO 1.0 MGD-STAFFING BY CLASS C OR HIGHER OPERATOR: 3 HOURS/DAY FOR 5 DAYS/WEEK AND ONE VISIT ON EACH WEEKEND DAY. 0.25 MGD UP TO 0.5 MGD-STAFFING BY CLASS C OR HIGHER OPERATOR: 1 HOUR/DAY FOR 5 DAYS/WEEK AND ONE VISIT ON EACH WEEKEND DAY. LESS THAN 0.25 MGD-STAFFING BY CLASS C OR HIGHER OPERATOR: 5 VISITS/WEEK AND ONE VISIT EACH WEEKEND FOR A TOTAL OF 1.8 HOURS/WEEK. | N | Y | JAY, TOWN OF - UTILITIES DEPT. | 3695 HIGHWAY 4 |  | JAY | FL | 32565 |  | 8506754556 |  | ERIC SEIB | SHON OWENS | PO BOX 66 |  | JAY | FL | 32565 |  | 8506754556 |  | MUNICIPALITY | 1834 | 792000 | 524 | 2019-09-04 | 2019-09-05 | DC04 | 1000
1 | SANTA ROSA | NWD | bagricola@midwaywater.com;janderson@midwaywater.com | 1570470 | COMMUNITY | AERATION FOR REMOVAL OF ANY PRIMARY CONTAMINANT; ALKALINITY/PH ADJUSTMENT; CHLORAMIN ATION; CHLORINE DIOXIDE FOR OXIDATION OR DISINFECTION; FLUORIDATION; ION EXCHANGE FOR REMOVAL OF ANY SECONDARY CONTAMINANT, SULFIDE, OR ANY UNREGULATED CONTAMINANT; OR OZONATION. THE LEAD/CHIEF OPERATOR MUST BE CLASS C OR HIGHER. 5.0 MGD UP TO 10 MGD-STAFFING BY CLASS C OR HIGHER OPERATOR: 6 HOURS/DAY FOR 5 DAYS/WEEK AND ONE VISIT ON EACH WEEKEND DAY. 3.0 MGD UP TO 5.0 MGD-STAFFING BY CLASS C OR HIGHER OPERATOR: 3 HOURS/DAY FOR 5 DAYS/WEEK AND ONE VISIT ON EACH WEEKEND DAY. 1.0 MGD UP TO 3.0 MGD-STAFFING BY CLASS C OR HIGHER OPERATOR: 1 HOUR/DAY FOR 5 DAYS/WEEK AND ONE VISIT ON EACH WEEKEND DAY. 0.1 MGD UP TO 1.0 MGD-STAFFING BY CLASS C OR HIGHER OPERATOR: 5 VISITS/WEEK AND ONE VISIT EACH WEEKEND FOR A TOTAL OF 1.2 HOURS/WEEK. | N | Y | MIDWAY WATER SYSTEM, INC. | 4971 GULF BREEZE PARKWAY |  | GULF BREEZE | FL | 32561 |  | 8509325188 |  | JODY ANDERSON | [9 empty] | MUNICIPALITY | 16815 | 6050080 | 6418 | 2012-12-19 | 2019-08-29 | DC02 | 4000
1 | SANTA ROSA | NWD | mcmcutilities@aol.com;professionaloperatorsinc@gmail.com | 1570479 | COMMUNITY | CHLORINATION; AERATION FOR REMOVAL OF ANY SECONDARY CONTAMINANT, SULFIDE, OR ANY UNREGULATED CONTAMINANT; CORROSION CONTROL INHIBITOR ADDITION; HYPOCHLORINATION; IRON OR MANGANESE SEQUESTRATION; OR ULTRAVIOLET RADIATION. THE LEAD/CHIEF OPERATOR MUST BE CLASS C OR HIGHER. 5.0 MGD AND ABOVE-STAFFING BY CLASS C OR HIGHER OPERATOR: 6 HOURS/DAY FOR 5 DAYS/WEEK AND ONE VISIT ON EACH WEEKEND DAY. 3.0 MGD UP TO 5.0 MGD-STAFFING BY CLASS C OR HIGHER OPERATOR: 1 HOUR/DAY FOR 5 DAYS/WEEK AND ONE VISIT ON EACH WEEKEND DAY. 0.25 MGD UP TO 3.0 MGD-STAFFING BY CLASS C OR HIGHER OPERATOR: 5 VISITS/WEEK AND ONE VISIT EACH WEEKEND FOR A TOTAL OF 0.6 HOUR/WEEK. | N | Y | MOORE CREEK MOUNT CARMEL UTILITIES | 3728 NOWLING ROAD | POST OFFICE BOX 626 | JAY | FL | 32565 |  | 8506756174 |  | BECKY PRESCOTT | EDGAR W. DIAMOND | PO BOX 626 |  | JAY | FL | 32565 |  | 8506756174 |  | MUNICIPALITY | 4274 | 1872000 | 1219 | 2020-03-10 | 2019-05-30 | DC03 | 2000
1 | SANTA ROSA | NWD | ed.wright@eml1.com;lonnie.ross@navy.mil; | 1570489 | COMMUNITY | ACTIVATED CARBON PROCESSES; DIATOMACEOUS EARTH FILTRATION; ION EXCHANGE FOR REMOVAL OF ANY PRIMARY CONTAMINANT; ION AND MANGANESE REMOVAL (OXIDATION, DETENTION, AND FILTRATION); OR SLOW SAND FILTRATION. LEAD/CHIEF OPERATOR MUST BE CLASS C OR HIGHER. 1.0 MGD UP TO 2.0 MGD-STAFFING BY CLASS C OR HIGHER OPERATOR: 6 HOURS/DAY FOR 5 DAYS/WEEK AND ONE VISIT ON EACH WEEKEND DAY. 0.5 MGD UP TO 1.0 MGD-STAFFING BY CLASS C OR HIGHER OPERATOR: 3 HOURS/DAY FOR 5 DAYS/WEEK AND ONE VISIT ON EACH WEEKEND DAY. 0.25 MGD UP TO 0.5 MGD-STAFFING BY CLASS C OR HIGHER OPERATOR: 1 HOUR/DAY FOR 5 DAYS/WEEK AND ONE VISIT ON EACH WEEKEND DAY. LESS THAN 0.25 MGD-STAFFING BY CLASS C OR HIGHER OPERATOR: 5 VISITS/WEEK AND ONE VISIT EACH WEEKEND FOR A TOTAL OF 1.8 HOURS/WEEK. | N | Y | NAS WHITING FIELD | 7183 LANGLEY ST, BLDG 1416 | WHITING FIELD | MILTON | FL | 32570 | 6159 | 8506237017 |  | JONATHAN STEWART | JONATHAN STEWART | 7183 LANGLEY ST. BLDG 1416 | NAS WHITING FIELD | MILTON | FL | 32570 |  | 8506237026 |  | FEDERAL | 3081 | 2448000 | 166 | 2016-06-07 | 2019-03-26 | DC03 | 2000
1 | SANTA ROSA | NWD | pbws@bellsouth.net | 1570540 | COMMUNITY | CHLORINATION; AERATION FOR REMOVAL OF ANY SECONDARY CONTAMINANT, SULFIDE, OR ANY UNREGULATED CONTAMINANT; CORROSION CONTROL INHIBITOR ADDITION; HYPOCHLORINATION; IRON OR MANGANESE SEQUESTRATION; OR ULTRAVIOLET RADIATION. THE LEAD/CHIEF OPERATOR MUST BE CLASS C OR HIGHER. 5.0 MGD AND ABOVE-STAFFING BY CLASS C OR HIGHER OPERATOR: 6 HOURS/DAY FOR 5 DAYS/WEEK AND ONE VISIT ON EACH WEEKEND DAY. 3.0 MGD UP TO 5.0 MGD-STAFFING BY CLASS C OR HIGHER OPERATOR: 1 HOUR/DAY FOR 5 DAYS/WEEK AND ONE VISIT ON EACH WEEKEND DAY. 0.25 MGD UP TO 3.0 MGD-STAFFING BY CLASS C OR HIGHER OPERATOR: 5 VISITS/WEEK AND ONE VISIT EACH WEEKEND FOR A TOTAL OF 0.6 HOUR/WEEK. | N | Y | POINT BAKER WATER SYSTEM, INC. | 6857 HIGHWAY 89 |  | MILTON | FL | 32570 |  | 8506234545 |  | JAMES (BOBBY) ROGERS | ANTHONY MATHIS | 6857 HWY 89 N. |  | MILTON | FL | 32570 |  | 8506234545 |  | WATER ASSOCIATION | 10226 | 3859200 | 3933 | 2018-08-27 | 2021-07-26 | DC03 | 2000
1 | SANTA ROSA | NWD | dpeek@pacewater.org;mstewart@pacewater.org;DBOUTWELL@PACEWATER.ORG | 1570671 | COMMUNITY | CHLORINATION; AERATION FOR REMOVAL OF ANY SECONDARY CONTAMINANT, SULFIDE, OR ANY UNREGULATED CONTAMINANT; CORROSION CONTROL INHIBITOR ADDITION; HYPOCHLORINATION; IRON OR MANGANESE SEQUESTRATION; OR ULTRAVIOLET RADIATION. THE LEAD/CHIEF OPERATOR MUST BE CLASS C OR HIGHER. 5.0 MGD AND ABOVE-STAFFING BY CLASS C OR HIGHER OPERATOR: 6 HOURS/DAY FOR 5 DAYS/WEEK AND ONE VISIT ON EACH WEEKEND DAY. 3.0 MGD UP TO 5.0 MGD-STAFFING BY CLASS C OR HIGHER OPERATOR: 1 HOUR/DAY FOR 5 DAYS/WEEK AND ONE VISIT ON EACH WEEKEND DAY. 0.25 MGD UP TO 3.0 MGD-STAFFING BY CLASS C OR HIGHER OPERATOR: 5 VISITS/WEEK AND ONE VISIT EACH WEEKEND FOR A TOTAL OF 0.6 HOUR/WEEK. | N | Y | PACE WATER SYSTEM, INC. | 4401 WOODBINE ROAD |  | PACE | FL | 32571 |  | 8509945129 |  | MIKE STEWART | [9 empty] | INVESTOR | 43317 | 15768000 | 16346 | 2018-09-28 | 2021-06-09 | DC01 | 6000
1 | SANTA ROSA | NWD | BuddyS@santarosa.fl.gov;sonjal@santarosa.fl.gov;wwtp@santarosa.fl.gov | 1570874 | COMMUNITY | CHLORINATION; AERATION FOR REMOVAL OF ANY SECONDARY CONTAMINANT, SULFIDE, OR ANY UNREGULATED CONTAMINANT; CORROSION CONTROL INHIBITOR ADDITION; HYPOCHLORINATION; IRON OR MANGANESE SEQUESTRATION; OR ULTRAVIOLET RADIATION. THE LEAD/CHIEF OPERATOR MUST BE CLASS C OR HIGHER. 5.0 MGD AND ABOVE-STAFFING BY CLASS C OR HIGHER OPERATOR: 6 HOURS/DAY FOR 5 DAYS/WEEK AND ONE VISIT ON EACH WEEKEND DAY. 3.0 MGD UP TO 5.0 MGD-STAFFING BY CLASS C OR HIGHER OPERATOR: 1 HOUR/DAY FOR 5 DAYS/WEEK AND ONE VISIT ON EACH WEEKEND DAY. 0.25 MGD UP TO 3.0 MGD-STAFFING BY CLASS C OR HIGHER OPERATOR: 5 VISITS/WEEK AND ONE VISIT EACH WEEKEND FOR A TOTAL OF 0.6 HOUR/WEEK. | N | Y | NAVARRE BEACH WATER SYSTEM | 1411 UTILITY DRIVE |  | NAVARRE BEACH | FL | 32566 |  | 8509818888 |  | BUDDY STEPHENS | MICHAEL SCHMIDT, P.E. | 6051 OLD BAGDAD HWY | SUITE 300 | MILTON | FL | 32583 |  | 8509817128 |  | COUNTY | 5904 | 1800000 | 2203 | 2016-12-07 | 2019-11-26 | DC03 | 2000
1 | SANTA ROSA | NWD | jacquelin.boyd@navy.mil; jonathan.a.stewart8.civ@us.navy.mil ; kyle.moreau@eml1.com | 1570875 | NONTRANSIENT NONCOMMUNITY | CHLORINATION; AERATION FOR REMOVAL OF ANY SECONDARY CONTAMINANT, SULFIDE, OR ANY UNREGULATED CONTAMINANT; CORROSION CONTROL INHIBITOR ADDITION; HYPOCHLORINATION; IRON OR MANGANESE SEQUESTRATION; OR ULTRAVIOLET RADIATION. THE LEAD/CHIEF OPERATOR MUST BE CLASS C OR HIGHER. 5.0 MGD AND ABOVE-STAFFING BY CLASS C OR HIGHER OPERATOR: 6 HOURS/DAY FOR 5 DAYS/WEEK AND ONE VISIT ON EACH WEEKEND DAY. 3.0 MGD UP TO 5.0 MGD-STAFFING BY CLASS C OR HIGHER OPERATOR: 1 HOUR/DAY FOR 5 DAYS/WEEK AND ONE VISIT ON EACH WEEKEND DAY. 0.25 MGD UP TO 3.0 MGD-STAFFING BY CLASS C OR HIGHER OPERATOR: 5 VISITS/WEEK AND ONE VISIT EACH WEEKEND FOR A TOTAL OF 0.6 HOUR/WEEK. | N | Y | OLF CHOCTAW FIELD | CHOCTAW FIELD ROAD |  | NAVARRE | FL | 32566 |  | 8506237017 |  | JONATHAN STEWART | JONATHAN STEWART | 7183 LANGLEY ST., BLDG 1416 | NAS WHITING FIELD | MILTON | FL | 32570 |  | 8506237026 |  | FEDERAL | 30 | 288000 | 1 | 2016-04-20 | 2021-10-21 | NTNC | 100
1 | SANTA ROSA | NWD | JADES1952@AOL.COM; auocsuzanne@gmail.com; | 1570880 | NONCOMMUNITY | CHLORINATION; AERATION FOR REMOVAL OF ANY SECONDARY CONTAMINANT, SULFIDE, OR ANY UNREGULATED CONTAMINANT; CORROSION CONTROL INHIBITOR ADDITION; HYPOCHLORINATION; IRON OR MANGANESE SEQUESTRATION; OR ULTRAVIOLET RADIATION. THE LEAD/CHIEF OPERATOR MUST BE CLASS D OR HIGHER. 50,000 GPD UP TO 0.25 MGD-STAFFING BY CLASS D OR HIGHER OPERATOR: 3 VISITS/WEEK ON NONCONSECUTIVE DAYS FOR A TOTAL OF 0.3 HOUR/WEEK. LESS THAN 50,000 GPD-STAFFING BY A CLASS D OR HIGHER OPERATOR: 2 VISITS/WEEK ON NONCONSECUTIVE DAYS FOR A TOTAL OF 0.2 HOUR/WEEK. THERE SHALL BE NO MORE THAN 5 DAYS BETWEEN THE LAST VISIT IN ONE WEEK AND THE FIRST VISIT IN THE NEXT WEEK. | N | Y | ADVENTURES UNLIMITED | 8974 TOMAHAWK LANDING ROAD |  | MILTON | FL | 32570 |  | 8506236197 |  | MR. NIC PATTERSON | JACK SANBORN | 8974 TOMAHAWK LANDING ROAD |  | MILTON | FL | 32570 |  | 8506236197 |  | INVESTOR | 156 | 151200 | 52 | 2020-08-07 | 2020-02-26 | NC01 | 50
1 | SANTA ROSA | NWD | timcdrlks@aol.com | 1570881 | NONCOMMUNITY | CHLORINATION; AERATION FOR REMOVAL OF ANY SECONDARY CONTAMINANT, SULFIDE, OR ANY UNREGULATED CONTAMINANT; CORROSION CONTROL INHIBITOR ADDITION; HYPOCHLORINATION; IRON OR MANGANESE SEQUESTRATION; OR ULTRAVIOLET RADIATION. THE LEAD/CHIEF OPERATOR MUST BE CLASS D OR HIGHER. 50,000 GPD UP TO 0.25 MGD-STAFFING BY CLASS D OR HIGHER OPERATOR: 3 VISITS/WEEK ON NONCONSECUTIVE DAYS FOR A TOTAL OF 0.3 HOUR/WEEK. LESS THAN 50,000 GPD-STAFFING BY A CLASS D OR HIGHER OPERATOR: 2 VISITS/WEEK ON NONCONSECUTIVE DAYS FOR A TOTAL OF 0.2 HOUR/WEEK. THERE SHALL BE NO MORE THAN 5 DAYS BETWEEN THE LAST VISIT IN ONE WEEK AND THE FIRST VISIT IN THE NEXT WEEK. | N | Y | EVANS CEDAR LAKES RV CAMPGROUND | 4312 COACHMAN ROAD |  | MILTON | FL | 32583 |  | 8506269291 |  | TIM EVANS | TIM EVANS | 4312 COACHMAN ROAD |  | MILTON | FL | 32583 |  | 8506269291 |  | INVESTOR | 30 | 72000 | 25 | 2021-05-25 | 2021-03-25 | NC01 | 50
1 | SANTA ROSA | NWD | rustyerdmn@gmail.com | 1570884 | NONCOMMUNITY | CHLORINATION; AERATION FOR REMOVAL OF ANY SECONDARY CONTAMINANT, SULFIDE, OR ANY UNREGULATED CONTAMINANT; CORROSION CONTROL INHIBITOR ADDITION; HYPOCHLORINATION; IRON OR MANGANESE SEQUESTRATION; OR ULTRAVIOLET RADIATION. THE LEAD/CHIEF OPERATOR MUST BE CLASS D OR HIGHER. 50,000 GPD UP TO 0.25 MGD-STAFFING BY CLASS D OR HIGHER OPERATOR: 3 VISITS/WEEK ON NONCONSECUTIVE DAYS FOR A TOTAL OF 0.3 HOUR/WEEK. LESS THAN 50,000 GPD-STAFFING BY A CLASS D OR HIGHER OPERATOR: 2 VISITS/WEEK ON NONCONSECUTIVE DAYS FOR A TOTAL OF 0.2 HOUR/WEEK. THERE SHALL BE NO MORE THAN 5 DAYS BETWEEN THE LAST VISIT IN ONE WEEK AND THE FIRST VISIT IN THE NEXT WEEK. | N | Y | COLDWATER GARDENS | 7009 CREEKSTONE ROAD |  | MILTON | FL | 32570 |  | 8507778274 |  |  | RUSTY ERDMAN | 7009 CREEKSTONE ROAD |  | MILTON | FL | 32570 |  | 8504976500 |  | INVESTOR | 25 | 0 | 12 | 2015-04-01 | 2013-03-21 | NC01 | 50
1 | WAKULLA | NWD | cfleming@esginc.net | 1650495 | NONCOMMUNITY | CHLORINATION; AERATION FOR REMOVAL OF ANY SECONDARY CONTAMINANT, SULFIDE, OR ANY UNREGULATED CONTAMINANT; CORROSION CONTROL INHIBITOR ADDITION; HYPOCHLORINATION; IRON OR MANGANESE SEQUESTRATION; OR ULTRAVIOLET RADIATION. THE LEAD/CHIEF OPERATOR MUST BE CLASS D OR HIGHER. 50,000 GPD UP TO 0.25 MGD-STAFFING BY CLASS D OR HIGHER OPERATOR: 3 VISITS/WEEK ON NONCONSECUTIVE DAYS FOR A TOTAL OF 0.3 HOUR/WEEK. LESS THAN 50,000 GPD-STAFFING BY A CLASS D OR HIGHER OPERATOR: 2 VISITS/WEEK ON NONCONSECUTIVE DAYS FOR A TOTAL OF 0.2 HOUR/WEEK. THERE SHALL BE NO MORE THAN 5 DAYS BETWEEN THE LAST VISIT IN ONE WEEK AND THE FIRST VISIT IN THE NEXT WEEK. | N | Y | NEWPORT PARK | 79 RECREATION DRIVE |  | CRAWFORDVILLE | FL | 32327 |  | 8509267616 |  | CODY SOLBURG | WAKULLA COUNTY BOCC | 79 RECREATION DR. |  | CRAWFORDVILLE | FL | 32327 |  | 8509260919 |  | COUNTY | 35 | 43000 | 18 | 2012-09-21 | 2020-05-05 | NC01 | 50
1 | WAKULLA | NWD | CTR-Dana.O'Meara@gd-ots.com | 1650508 | NONTRANSIENT NONCOMMUNITY | CHLORINATION; AERATION FOR REMOVAL OF ANY SECONDARY CONTAMINANT, SULFIDE, OR ANY UNREGULATED CONTAMINANT; CORROSION CONTROL INHIBITOR ADDITION; HYPOCHLORINATION; IRON OR MANGANESE SEQUESTRATION; OR ULTRAVIOLET RADIATION. THE LEAD/CHIEF OPERATOR MUST BE CLASS C OR HIGHER. 5.0 MGD AND ABOVE-STAFFING BY CLASS C OR HIGHER OPERATOR: 6 HOURS/DAY FOR 5 DAYS/WEEK AND ONE VISIT ON EACH WEEKEND DAY. 3.0 MGD UP TO 5.0 MGD-STAFFING BY CLASS C OR HIGHER OPERATOR: 1 HOUR/DAY FOR 5 DAYS/WEEK AND ONE VISIT ON EACH WEEKEND DAY. 0.25 MGD UP TO 3.0 MGD-STAFFING BY CLASS C OR HIGHER OPERATOR: 5 VISITS/WEEK AND ONE VISIT EACH WEEKEND FOR A TOTAL OF 0.6 HOUR/WEEK. | N | Y | ST. MARKS POWDER, INC. | 7121 COASTAL HWY |  | CRAWFORDVILLE | FL | 32327 |  | 8505772001 |  | DANA O'MEARA | DANA O'MEARA | 7121 COASTAL HWY |  | CRAWFORDVILLE | FL | 32327 |  | 8505772001 |  | INVESTOR | 400 | 1209000 | 60 | 2019-03-28 | 2019-02-27 | NTNC | 100
1 | WAKULLA | NWD | panaceawater@embarqmail.com; claytonmorris@embarqmail.com | 1650514 | COMMUNITY | CHLORINATION; AERATION FOR REMOVAL OF ANY SECONDARY CONTAMINANT, SULFIDE, OR ANY UNREGULATED CONTAMINANT; CORROSION CONTROL INHIBITOR ADDITION; HYPOCHLORINATION; IRON OR MANGANESE SEQUESTRATION; OR ULTRAVIOLET RADIATION. THE LEAD/CHIEF OPERATOR MUST BE CLASS C OR HIGHER. 5.0 MGD AND ABOVE-STAFFING BY CLASS C OR HIGHER OPERATOR: 6 HOURS/DAY FOR 5 DAYS/WEEK AND ONE VISIT ON EACH WEEKEND DAY. 3.0 MGD UP TO 5.0 MGD-STAFFING BY CLASS C OR HIGHER OPERATOR: 1 HOUR/DAY FOR 5 DAYS/WEEK AND ONE VISIT ON EACH WEEKEND DAY. 0.25 MGD UP TO 3.0 MGD-STAFFING BY CLASS C OR HIGHER OPERATOR: 5 VISITS/WEEK AND ONE VISIT EACH WEEKEND FOR A TOTAL OF 0.6 HOUR/WEEK. | N | Y | PANACEA AREA WATER SYSTEM | 1445 COASTAL HWY |  | PANACEA | FL | 32346 |  | 8509845301 |  | INGRID MATLOCK | TIM JORDAN | PO BOX 215 |  | PANACEA | FL | 32346 |  | 8509845301 |  | MUNICIPALITY | 2917 | 1065600 | 1135 | 2014-06-04 | 2021-12-16 | DC03 | 2000
1 | WAKULLA | NWD | LEONARD.TARTT@SOPCHOPPY.ORG;ASHLEY.SCHILLING@SOPCHOPPY.ORG; | 1650612 | COMMUNITY | CHLORINATION; AERATION FOR REMOVAL OF ANY SECONDARY CONTAMINANT, SULFIDE, OR ANY UNREGULATED CONTAMINANT; CORROSION CONTROL INHIBITOR ADDITION; HYPOCHLORINATION; IRON OR MANGANESE SEQUESTRATION; OR ULTRAVIOLET RADIATION. THE LEAD/CHIEF OPERATOR MUST BE CLASS C OR HIGHER. 5.0 MGD AND ABOVE-STAFFING BY CLASS C OR HIGHER OPERATOR: 6 HOURS/DAY FOR 5 DAYS/WEEK AND ONE VISIT ON EACH WEEKEND DAY. 3.0 MGD UP TO 5.0 MGD-STAFFING BY CLASS C OR HIGHER OPERATOR: 1 HOUR/DAY FOR 5 DAYS/WEEK AND ONE VISIT ON EACH WEEKEND DAY. 0.25 MGD UP TO 3.0 MGD-STAFFING BY CLASS C OR HIGHER OPERATOR: 5 VISITS/WEEK AND ONE VISIT EACH WEEKEND FOR A TOTAL OF 0.6 HOUR/WEEK. | N | Y | SOPCHOPPY, CITY OF | 100 MUNICIPAL AVENUE |  | SOPCHOPPY | FL | 32358 |  | 8509624611 |  | WILLIAM (LEONARD) TARTT | LARA EDWARDS | PO BOX 1219 |  | SOPCHOPPY | FL | 32358 |  | 8509624611 |  | MUNICIPALITY | 10405 | 2592000 | 4162 | 2013-02-13 | 2020-07-30 | DC03 | 2000
1 | WAKULLA | NWD | cityofst.marks@comcast.net | 1650630 | COMMUNITY | CHLORINATION; AERATION FOR REMOVAL OF ANY SECONDARY CONTAMINANT, SULFIDE, OR ANY UNREGULATED CONTAMINANT; CORROSION CONTROL INHIBITOR ADDITION; HYPOCHLORINATION; IRON OR MANGANESE SEQUESTRATION; OR ULTRAVIOLET RADIATION. THE LEAD/CHIEF OPERATOR MUST BE CLASS D OR HIGHER. 50,000 GPD UP TO 0.25 MGD-STAFFING BY CLASS D OR HIGHER OPERATOR: 3 VISITS/WEEK ON NONCONSECUTIVE DAYS FOR A TOTAL OF 0.3 HOUR/WEEK. LESS THAN 50,000 GPD-STAFFING BY A CLASS D OR HIGHER OPERATOR: 2 VISITS/WEEK ON NONCONSECUTIVE DAYS FOR A TOTAL OF 0.2 HOUR/WEEK. THERE SHALL BE NO MORE THAN 5 DAYS BETWEEN THE LAST VISIT IN ONE WEEK AND THE FIRST VISIT IN THE NEXT WEEK. | N | Y | ST. MARKS, CITY OF WATER SYS. | 788 PORT LEON DRIVE |  | ST. MARKS | FL | 32355 |  | 8509256224 |  | ZOE MANSFIELD | CITY OF ST. MARKS | P. O. BOX 296 |  | ST. MARKS | FL | 32355 |  | 8509256224 |  | MUNICIPALITY | 363 | 0 | 280 | 2013-01-14 | 2020-04-07 | PC01 | 50
1 | WAKULLA | NWD | gallahadion@msn.com | 1650778 | COMMUNITY | CHLORINATION; AERATION FOR REMOVAL OF ANY SECONDARY CONTAMINANT, SULFIDE, OR ANY UNREGULATED CONTAMINANT; CORROSION CONTROL INHIBITOR ADDITION; HYPOCHLORINATION; IRON OR MANGANESE SEQUESTRATION; OR ULTRAVIOLET RADIATION. THE LEAD/CHIEF OPERATOR MUST BE CLASS D OR HIGHER. 50,000 GPD UP TO 0.25 MGD-STAFFING BY CLASS D OR HIGHER OPERATOR: 3 VISITS/WEEK ON NONCONSECUTIVE DAYS FOR A TOTAL OF 0.3 HOUR/WEEK. LESS THAN 50,000 GPD-STAFFING BY A CLASS D OR HIGHER OPERATOR: 2 VISITS/WEEK ON NONCONSECUTIVE DAYS FOR A TOTAL OF 0.2 HOUR/WEEK. THERE SHALL BE NO MORE THAN 5 DAYS BETWEEN THE LAST VISIT IN ONE WEEK AND THE FIRST VISIT IN THE NEXT WEEK. | N | Y | MYSTERIOUS WATERS SUBDIVISION | 2 MYSTERIOUS WATERS WAY |  | CRAWFORDVILLE | FL | 32327 |  | 8508782654 |  | HARRY BRASWELL | MYSTERIOUS WATERS HOMEOWNERS | 2 MYSTERIOUS WATERS ROAD |  | CRAWFORDVILLE | FL | 32327 |  | 8509267022 |  | WATER ASSOCIATION | 195 | 288000 | 75 | 2013-01-14 | 2019-07-15 | DC052 | 100
1 | WAKULLA | NWD | jhallas@talquinelectric.com;tim.waddle@talquinelectric.com | 1650785 | COMMUNITY | CHLORINATION; AERATION FOR REMOVAL OF ANY SECONDARY CONTAMINANT, SULFIDE, OR ANY UNREGULATED CONTAMINANT; CORROSION CONTROL INHIBITOR ADDITION; HYPOCHLORINATION; IRON OR MANGANESE SEQUESTRATION; OR ULTRAVIOLET RADIATION. THE LEAD/CHIEF OPERATOR MUST BE CLASS C OR HIGHER. 5.0 MGD AND ABOVE-STAFFING BY CLASS C OR HIGHER OPERATOR: 6 HOURS/DAY FOR 5 DAYS/WEEK AND ONE VISIT ON EACH WEEKEND DAY. 3.0 MGD UP TO 5.0 MGD-STAFFING BY CLASS C OR HIGHER OPERATOR: 1 HOUR/DAY FOR 5 DAYS/WEEK AND ONE VISIT ON EACH WEEKEND DAY. 0.25 MGD UP TO 3.0 MGD-STAFFING BY CLASS C OR HIGHER OPERATOR: 5 VISITS/WEEK AND ONE VISIT EACH WEEKEND FOR A TOTAL OF 0.6 HOUR/WEEK. | N | Y | WAKULLA REGIONAL (AKA GULF COAST) | 1640 WEST JEFFERSON STREET |  | QUINCY | FL | 32351 | 5679 | 8508784414 |  | JOHN HALLAS | TIMOTHY WADDLE | PO BOX 1679 |  | QUINCY | FL | 32353 | 1679 | 8508784414 |  | TRUST/COOPERATIVE | 6572 | 3672000 | 2518 | 2015-05-20 | 2020-10-29 | DC03 | 2000
1 | WAKULLA | NWD | ddnwhite1@juno.com | 1650788 | NONCOMMUNITY | CHLORINATION; AERATION FOR REMOVAL OF ANY SECONDARY CONTAMINANT, SULFIDE, OR ANY UNREGULATED CONTAMINANT; CORROSION CONTROL INHIBITOR ADDITION; HYPOCHLORINATION; IRON OR MANGANESE SEQUESTRATION; OR ULTRAVIOLET RADIATION. THE LEAD/CHIEF OPERATOR MUST BE CLASS D OR HIGHER. 50,000 GPD UP TO 0.25 MGD-STAFFING BY CLASS D OR HIGHER OPERATOR: 3 VISITS/WEEK ON NONCONSECUTIVE DAYS FOR A TOTAL OF 0.3 HOUR/WEEK. LESS THAN 50,000 GPD-STAFFING BY A CLASS D OR HIGHER OPERATOR: 2 VISITS/WEEK ON NONCONSECUTIVE DAYS FOR A TOTAL OF 0.2 HOUR/WEEK. THERE SHALL BE NO MORE THAN 5 DAYS BETWEEN THE LAST VISIT IN ONE WEEK AND THE FIRST VISIT IN THE NEXT WEEK. | N | Y | OUZTS' TOO OYSTER BAR | 7968 COASTAL HWY |  | CRAWFORDVILLE | FL | 32327 |  | 8509256448 |  | DOROTHY WHITE | DOROTHY WHITE | 7968 COASTAL HWY |  | CRAWFORDVILLE | FL | 32327 |  | 8509256448 |  | INVESTOR | 25 | 14400 | 1 | 2020-12-28 | 2020-12-01 | NC01 | 50
1 | WAKULLA | NWD | sandyjr@ngwic.com; wmcarthur@ngwic.com | 1650791 | COMMUNITY | CHLORINATION; AERATION FOR REMOVAL OF ANY SECONDARY CONTAMINANT, SULFIDE, OR ANY UNREGULATED CONTAMINANT; CORROSION CONTROL INHIBITOR ADDITION; HYPOCHLORINATION; IRON OR MANGANESE SEQUESTRATION; OR ULTRAVIOLET RADIATION. THE LEAD/CHIEF OPERATOR MUST BE CLASS C OR HIGHER. 5.0 MGD AND ABOVE-STAFFING BY CLASS C OR HIGHER OPERATOR: 6 HOURS/DAY FOR 5 DAYS/WEEK AND ONE VISIT ON EACH WEEKEND DAY. 3.0 MGD UP TO 5.0 MGD-STAFFING BY CLASS C OR HIGHER OPERATOR: 1 HOUR/DAY FOR 5 DAYS/WEEK AND ONE VISIT ON EACH WEEKEND DAY. 0.25 MGD UP TO 3.0 MGD-STAFFING BY CLASS C OR HIGHER OPERATOR: 5 VISITS/WEEK AND ONE VISIT EACH WEEKEND FOR A TOTAL OF 0.6 HOUR/WEEK. | N | Y | WINCO UTILITIES W/S | 137 HERLONG DR. | (WASTEWATER PLANT) | CRAWFORDVILLE | FL | 32327 |  | 9042709262 |  | WAYNE CONRAD | WILLIAM MCARTHUR JR | PO BOX 6937 |  | JACKSONVILLE | FL | 32236 |  | 9042709262 |  | INVESTOR | 3545 | 2880000 | 3 | 2013-05-28 | 2020-07-23 | DC03 | 2000
1 | WAKULLA | NWD | tim.waddle@talquinelectric.com | 1650792 | COMMUNITY | CHLORINATION; AERATION FOR REMOVAL OF ANY SECONDARY CONTAMINANT, SULFIDE, OR ANY UNREGULATED CONTAMINANT; CORROSION CONTROL INHIBITOR ADDITION; HYPOCHLORINATION; IRON OR MANGANESE SEQUESTRATION; OR ULTRAVIOLET RADIATION. THE LEAD/CHIEF OPERATOR MUST BE CLASS C OR HIGHER. 5.0 MGD AND ABOVE-STAFFING BY CLASS C OR HIGHER OPERATOR: 6 HOURS/DAY FOR 5 DAYS/WEEK AND ONE VISIT ON EACH WEEKEND DAY. 3.0 MGD UP TO 5.0 MGD-STAFFING BY CLASS C OR HIGHER OPERATOR: 1 HOUR/DAY FOR 5 DAYS/WEEK AND ONE VISIT ON EACH WEEKEND DAY. 0.25 MGD UP TO 3.0 MGD-STAFFING BY CLASS C OR HIGHER OPERATOR: 5 VISITS/WEEK AND ONE VISIT EACH WEEKEND FOR A TOTAL OF 0.6 HOUR/WEEK. | N | Y | WAKULLA WATER SYSTEM (RIVERSINK) | 340 TRICE LANE |  | CRAWFORDVILLE | FL | 32327 |  | 8506277651 |  | TIMOTHY WADDLE | TIMOTHY WADDLE | P.O. BOX 1679 |  | QUINCY | FL | 32351 | 1679 | 8506277651 |  | COUNTY | 346 | 436000 | 113 | 2020-06-12 | 2020-04-22 | DC04 | 1000
1 | WAKULLA | NWD | elijahaharvey@aol.com | 1650794 | NONCOMMUNITY | CHLORINATION; AERATION FOR REMOVAL OF ANY SECONDARY CONTAMINANT, SULFIDE, OR ANY UNREGULATED CONTAMINANT; CORROSION CONTROL INHIBITOR ADDITION; HYPOCHLORINATION; IRON OR MANGANESE SEQUESTRATION; OR ULTRAVIOLET RADIATION. THE LEAD/CHIEF OPERATOR MUST BE CLASS D OR HIGHER. 50,000 GPD UP TO 0.25 MGD-STAFFING BY CLASS D OR HIGHER OPERATOR: 3 VISITS/WEEK ON NONCONSECUTIVE DAYS FOR A TOTAL OF 0.3 HOUR/WEEK. LESS THAN 50,000 GPD-STAFFING BY A CLASS D OR HIGHER OPERATOR: 2 VISITS/WEEK ON NONCONSECUTIVE DAYS FOR A TOTAL OF 0.2 HOUR/WEEK. THERE SHALL BE NO MORE THAN 5 DAYS BETWEEN THE LAST VISIT IN ONE WEEK AND THE FIRST VISIT IN THE NEXT WEEK. | N | Y | MIRACLE DELIVERANCE CENTER (WORLDWIDE) | 122 ROBERTS WILLIAMS ROAD |  | CRAWFORDVILLE | FL | 32327 |  | 8509264710 |  | ELIJAH HARVEY | ELIJAH A. HARVEY | PO BOX 928 |  | CRAWFORDVILLE | FL | 32326 |  | 8505660724 |  | OTHER | 45 | 14400 | 1 | 2012-09-21 | 2020-06-30 | NC01 | 50
1 | WALTON | NWD | M.BOWLING66@GMAIL.COM;RANGER@SPANISHTRAILALUMNI.ORG;SPPAGE@BSAMAIL.ORG | 1660018 | NONCOMMUNITY | CHLORINATION; AERATION FOR REMOVAL OF ANY SECONDARY CONTAMINANT, SULFIDE, OR ANY UNREGULATED CONTAMINANT; CORROSION CONTROL INHIBITOR ADDITION; HYPOCHLORINATION; IRON OR MANGANESE SEQUESTRATION; OR ULTRAVIOLET RADIATION. THE LEAD/CHIEF OPERATOR MUST BE CLASS C OR HIGHER. 5.0 MGD AND ABOVE-STAFFING BY CLASS C OR HIGHER OPERATOR: 6 HOURS/DAY FOR 5 DAYS/WEEK AND ONE VISIT ON EACH WEEKEND DAY. 3.0 MGD UP TO 5.0 MGD-STAFFING BY CLASS C OR HIGHER OPERATOR: 1 HOUR/DAY FOR 5 DAYS/WEEK AND ONE VISIT ON EACH WEEKEND DAY. 0.25 MGD UP TO 3.0 MGD-STAFFING BY CLASS C OR HIGHER OPERATOR: 5 VISITS/WEEK AND ONE VISIT EACH WEEKEND FOR A TOTAL OF 0.6 HOUR/WEEK. | N | Y | SPANISH TRAIL SCOUT RESERVATION | 315 PAT COVELL RD |  | DEFUNIAK SPRINGS | FL | 32433 |  | 8503805477 |  | JIM BOKSA | SPENCER PAGE | 9440 UNIVERSITY PKWY |  | PENSACOLA | FL | 32514 |  | 8504766336 |  | OTHER | 25 | 216000 | 32 | 2015-10-15 | 2019-12-02 | NC01 | 50
1 | WALTON | NWD | pitzerjean123@yahoo.com | 1660019 | NONCOMMUNITY | CHLORINATION; AERATION FOR REMOVAL OF ANY SECONDARY CONTAMINANT, SULFIDE, OR ANY UNREGULATED CONTAMINANT; CORROSION CONTROL INHIBITOR ADDITION; HYPOCHLORINATION; IRON OR MANGANESE SEQUESTRATION; OR ULTRAVIOLET RADIATION. THE LEAD/CHIEF OPERATOR MUST BE CLASS D OR HIGHER. 50,000 GPD UP TO 0.25 MGD-STAFFING BY CLASS D OR HIGHER OPERATOR: 3 VISITS/WEEK ON NONCONSECUTIVE DAYS FOR A TOTAL OF 0.3 HOUR/WEEK. LESS THAN 50,000 GPD-STAFFING BY A CLASS D OR HIGHER OPERATOR: 2 VISITS/WEEK ON NONCONSECUTIVE DAYS FOR A TOTAL OF 0.2 HOUR/WEEK. THERE SHALL BE NO MORE THAN 5 DAYS BETWEEN THE LAST VISIT IN ONE WEEK AND THE FIRST VISIT IN THE NEXT WEEK. | N | Y | BRUCE CAFE AND MOTEL | 10417 HIGHWAY 20 |  | BRUCE | FL | 32455 |  | 8508352946 |  | JEAN PITZER | LILLIE MAE MILLER | 10417 HWY 20 |  | BRUCE | FL | 32455 |  | 8508352946 |  | INVESTOR | 44 | 11520 | 2 | 2019-12-20 | 2019-12-13 | NC01 | 50
1 | WALTON | NWD | nraman55@yahoo.com | 1660028 | COMMUNITY | CHLORINATION; AERATION FOR REMOVAL OF ANY SECONDARY CONTAMINANT, SULFIDE, OR ANY UNREGULATED CONTAMINANT; CORROSION CONTROL INHIBITOR ADDITION; HYPOCHLORINATION; IRON OR MANGANESE SEQUESTRATION; OR ULTRAVIOLET RADIATION. THE LEAD/CHIEF OPERATOR MUST BE CLASS C OR HIGHER. 5.0 MGD AND ABOVE-STAFFING BY CLASS C OR HIGHER OPERATOR: 6 HOURS/DAY FOR 5 DAYS/WEEK AND ONE VISIT ON EACH WEEKEND DAY. 3.0 MGD UP TO 5.0 MGD-STAFFING BY CLASS C OR HIGHER OPERATOR: 1 HOUR/DAY FOR 5 DAYS/WEEK AND ONE VISIT ON EACH WEEKEND DAY. 0.25 MGD UP TO 3.0 MGD-STAFFING BY CLASS C OR HIGHER OPERATOR: 5 VISITS/WEEK AND ONE VISIT EACH WEEKEND FOR A TOTAL OF 0.6 HOUR/WEEK. | N | Y | ARGYLE WATER SYSTEM, INC. | 129 SHELTER RD |  | DEFUNIAK SPRINGS | FL | 32433 |  | 8508924566 |  | ROBERT BARLEY | ARGYLE WATER SYSTEM, INC. | 129 SHELTER RD |  | DEFUNIAK SPRINGS | FL | 32433 |  | 8508924566 |  | TRUST/COOPERATIVE | 1134 | 511200 | 325 | 2012-07-27 | 2020-08-20 | DC04 | 1000
1 | WALTON | NWD | publicworks@defuniaksprings.net;stewart.duncan@ch2m.com | 1660196 | COMMUNITY | CHLORINATION; AERATION FOR REMOVAL OF ANY SECONDARY CONTAMINANT, SULFIDE, OR ANY UNREGULATED CONTAMINANT; CORROSION CONTROL INHIBITOR ADDITION; HYPOCHLORINATION; IRON OR MANGANESE SEQUESTRATION; OR ULTRAVIOLET RADIATION. THE LEAD/CHIEF OPERATOR MUST BE CLASS C OR HIGHER. 5.0 MGD AND ABOVE-STAFFING BY CLASS C OR HIGHER OPERATOR: 6 HOURS/DAY FOR 5 DAYS/WEEK AND ONE VISIT ON EACH WEEKEND DAY. 3.0 MGD UP TO 5.0 MGD-STAFFING BY CLASS C OR HIGHER OPERATOR: 1 HOUR/DAY FOR 5 DAYS/WEEK AND ONE VISIT ON EACH WEEKEND DAY. 0.25 MGD UP TO 3.0 MGD-STAFFING BY CLASS C OR HIGHER OPERATOR: 5 VISITS/WEEK AND ONE VISIT EACH WEEKEND FOR A TOTAL OF 0.6 HOUR/WEEK. | N | Y | DEFUNIAK SPRINGS W/S, CITY OF | 121 WEST MAIN STREET |  | DEFUNIAK SPRINGS | FL | 32433 |  | 8508928536 |  | STEWART DUNCAN | CRAIG DRAKE | 121 W. MAIN ST. | PO BOX 685 | DEFUNIAK SPRINGS | FL | 32433 |  | 8503336043 |  | MUNICIPALITY | 12243 | 5457600 | 5144 | 2015-04-29 | 2021-06-10 | DC02 | 4000
1 | WALTON | NWD | freeport@freeportflorida.gov;LTUGGLE@FREEPORTFLORIDA.GOV | 1660290 | COMMUNITY | CHLORINATION; AERATION FOR REMOVAL OF ANY SECONDARY CONTAMINANT, SULFIDE, OR ANY UNREGULATED CONTAMINANT; CORROSION CONTROL INHIBITOR ADDITION; HYPOCHLORINATION; IRON OR MANGANESE SEQUESTRATION; OR ULTRAVIOLET RADIATION. THE LEAD/CHIEF OPERATOR MUST BE CLASS C OR HIGHER. 5.0 MGD AND ABOVE-STAFFING BY CLASS C OR HIGHER OPERATOR: 6 HOURS/DAY FOR 5 DAYS/WEEK AND ONE VISIT ON EACH WEEKEND DAY. 3.0 MGD UP TO 5.0 MGD-STAFFING BY CLASS C OR HIGHER OPERATOR: 1 HOUR/DAY FOR 5 DAYS/WEEK AND ONE VISIT ON EACH WEEKEND DAY. 0.25 MGD UP TO 3.0 MGD-STAFFING BY CLASS C OR HIGHER OPERATOR: 5 VISITS/WEEK AND ONE VISIT EACH WEEKEND FOR A TOTAL OF 0.6 HOUR/WEEK. | N | Y | FREEPORT, CITY OF | 112 HIGHWAY 20 W (CITY HALL) | P.O. BOX 339 | FREEPORT | FL | 32439 |  | 8508352822 |  | LARRY TUGGLE | RUSS BARLEY | PO BOX 339 |  | FREEPORT | FL | 32439 |  | 8508352822 |  | MUNICIPALITY | 12020 | 10800000 | 4808 | 2021-11-08 | 2021-10-13 | DC01 | 6000
1 | WALTON | NWD | pat@campgulf.com | 1660347 | NONCOMMUNITY | CHLORINATION; AERATION FOR REMOVAL OF ANY SECONDARY CONTAMINANT, SULFIDE, OR ANY UNREGULATED CONTAMINANT; CORROSION CONTROL INHIBITOR ADDITION; HYPOCHLORINATION; IRON OR MANGANESE SEQUESTRATION; OR ULTRAVIOLET RADIATION. THE LEAD/CHIEF OPERATOR MUST BE CLASS D OR HIGHER. 50,000 GPD UP TO 0.25 MGD-STAFFING BY CLASS D OR HIGHER OPERATOR: 3 VISITS/WEEK ON NONCONSECUTIVE DAYS FOR A TOTAL OF 0.3 HOUR/WEEK. LESS THAN 50,000 GPD-STAFFING BY A CLASS D OR HIGHER OPERATOR: 2 VISITS/WEEK ON NONCONSECUTIVE DAYS FOR A TOTAL OF 0.2 HOUR/WEEK. THERE SHALL BE NO MORE THAN 5 DAYS BETWEEN THE LAST VISIT IN ONE WEEK AND THE FIRST VISIT IN THE NEXT WEEK. | N | Y | CAMP GULF (FORMERLY CAMPING ON THE GULF) | 10005 US HIGHWAY 98 |  | MIRAMAR BEACH | FL | 32550 |  | 8508376334 |  | RICHARD PETERSON | CAMPING ON THE GULF, LLC | 3642 PEACHTREE RD. |  | ATLANTA | GA | 30319 |  | 4042374661 |  | INVESTOR | 200 | 168480 | 221 | 2015-07-31 | 2020-08-13 | NC01 | 50
1 | WALTON | NWD | clainfla@gmail.com | 1660370 | COMMUNITY | CHLORINATION; AERATION FOR REMOVAL OF ANY SECONDARY CONTAMINANT, SULFIDE, OR ANY UNREGULATED CONTAMINANT; CORROSION CONTROL INHIBITOR ADDITION; HYPOCHLORINATION; IRON OR MANGANESE SEQUESTRATION; OR ULTRAVIOLET RADIATION. THE LEAD/CHIEF OPERATOR MUST BE CLASS C OR HIGHER. 5.0 MGD AND ABOVE-STAFFING BY CLASS C OR HIGHER OPERATOR: 6 HOURS/DAY FOR 5 DAYS/WEEK AND ONE VISIT ON EACH WEEKEND DAY. 3.0 MGD UP TO 5.0 MGD-STAFFING BY CLASS C OR HIGHER OPERATOR: 1 HOUR/DAY FOR 5 DAYS/WEEK AND ONE VISIT ON EACH WEEKEND DAY. 0.25 MGD UP TO 3.0 MGD-STAFFING BY CLASS C OR HIGHER OPERATOR: 5 VISITS/WEEK AND ONE VISIT EACH WEEKEND FOR A TOTAL OF 0.6 HOUR/WEEK. | N | Y | INLET BEACH WATER SYSTEM, INC. | 95 N WALL STREET |  | INLET BEACH | FL | 32461 |  | 8502314498 |  | ROBIN HAYNES | [9 empty] | TRUST/COOPERATIVE | 2615 | 792000 | 747 | 2021-05-18 | 2021-05-18 | DC04 | 1000
1 | WALTON | NWD | mcarthup@nwfsc.edu | 1660407 | COMMUNITY | CHLORINATION; AERATION FOR REMOVAL OF ANY SECONDARY CONTAMINANT, SULFIDE, OR ANY UNREGULATED CONTAMINANT; CORROSION CONTROL INHIBITOR ADDITION; HYPOCHLORINATION; IRON OR MANGANESE SEQUESTRATION; OR ULTRAVIOLET RADIATION. THE LEAD/CHIEF OPERATOR MUST BE CLASS D OR HIGHER. 50,000 GPD UP TO 0.25 MGD-STAFFING BY CLASS D OR HIGHER OPERATOR: 3 VISITS/WEEK ON NONCONSECUTIVE DAYS FOR A TOTAL OF 0.3 HOUR/WEEK. LESS THAN 50,000 GPD-STAFFING BY A CLASS D OR HIGHER OPERATOR: 2 VISITS/WEEK ON NONCONSECUTIVE DAYS FOR A TOTAL OF 0.2 HOUR/WEEK. THERE SHALL BE NO MORE THAN 5 DAYS BETWEEN THE LAST VISIT IN ONE WEEK AND THE FIRST VISIT IN THE NEXT WEEK. | N | Y | LAKE SHARON ESTATES | 1 KATHY LANE |  | FREEPORT | FL | 32439 |  | 8502253589 |  | PAT MCARTHUR | PAT MCARTHUR | 31 GALE COURT |  | FREEPORT | FL | 32439 |  | 8502253589 |  | INVESTOR | 160 | 201600 | 64 | 2019-08-11 | 2021-12-21 | DC051 | 100
1 | WALTON | NWD | abryan@paxtonfl.net;dw8881@centurylink.net | 1660524 | COMMUNITY | CHLORINATION; AERATION FOR REMOVAL OF ANY SECONDARY CONTAMINANT, SULFIDE, OR ANY UNREGULATED CONTAMINANT; CORROSION CONTROL INHIBITOR ADDITION; HYPOCHLORINATION; IRON OR MANGANESE SEQUESTRATION; OR ULTRAVIOLET RADIATION. THE LEAD/CHIEF OPERATOR MUST BE CLASS C OR HIGHER. 5.0 MGD AND ABOVE-STAFFING BY CLASS C OR HIGHER OPERATOR: 6 HOURS/DAY FOR 5 DAYS/WEEK AND ONE VISIT ON EACH WEEKEND DAY. 3.0 MGD UP TO 5.0 MGD-STAFFING BY CLASS C OR HIGHER OPERATOR: 1 HOUR/DAY FOR 5 DAYS/WEEK AND ONE VISIT ON EACH WEEKEND DAY. 0.25 MGD UP TO 3.0 MGD-STAFFING BY CLASS C OR HIGHER OPERATOR: 5 VISITS/WEEK AND ONE VISIT EACH WEEKEND FOR A TOTAL OF 0.6 HOUR/WEEK. | N | Y | PAXTON, CITY OF | 21872 HWY 331 N (LAUREL HILL, FL 32567) | P.O. BOX 5200 | PAXTON | FL | 32538 | 5200 | 8508342716 |  | ADAM BRYAN | ANN SEXTON | P.O. BOX 5200 |  | PAXTON | FL | 32538 | 5200 | 8508342489 |  | MUNICIPALITY | 2300 | 1296000 | 659 | 2015-10-14 | 2021-03-23 | DC03 | 2000
1 | WALTON | NWD | jreddick@regionalutilities.net | 1660596 | COMMUNITY | CHLORINATION; AERATION FOR REMOVAL OF ANY SECONDARY CONTAMINANT, SULFIDE, OR ANY UNREGULATED CONTAMINANT; CORROSION CONTROL INHIBITOR ADDITION; HYPOCHLORINATION; IRON OR MANGANESE SEQUESTRATION; OR ULTRAVIOLET RADIATION. THE LEAD/CHIEF OPERATOR MUST BE CLASS C OR HIGHER. 5.0 MGD AND ABOVE-STAFFING BY CLASS C OR HIGHER OPERATOR: 6 HOURS/DAY FOR 5 DAYS/WEEK AND ONE VISIT ON EACH WEEKEND DAY. 3.0 MGD UP TO 5.0 MGD-STAFFING BY CLASS C OR HIGHER OPERATOR: 1 HOUR/DAY FOR 5 DAYS/WEEK AND ONE VISIT ON EACH WEEKEND DAY. 0.25 MGD UP TO 3.0 MGD-STAFFING BY CLASS C OR HIGHER OPERATOR: 5 VISITS/WEEK AND ONE VISIT EACH WEEKEND FOR A TOTAL OF 0.6 HOUR/WEEK. | N | Y | REGIONAL UTILITIES WATER SYSTEM | 4432 US HIGHWAY 98 EAST |  | SANTA ROSA BEACH | FL | 32459 |  | 8502315114 |  | JASON REDDICK | MELISSA PILCHER | 4432 US 98 EAST |  | SANTA ROSA BEACH | FL | 32459 |  | 8502315114 |  | INVESTOR | 62225 | 12240000 | 24890 | 2021-06-29 | 2021-04-14 | DC01 | 6000
1 | WALTON | NWD | aak@swuci.org;jrr@swuci.org | 1660615 | COMMUNITY | CHLORINATION; AERATION FOR REMOVAL OF ANY SECONDARY CONTAMINANT, SULFIDE, OR ANY UNREGULATED CONTAMINANT; CORROSION CONTROL INHIBITOR ADDITION; HYPOCHLORINATION; IRON OR MANGANESE SEQUESTRATION; OR ULTRAVIOLET RADIATION. THE LEAD/CHIEF OPERATOR MUST BE CLASS C OR HIGHER. 5.0 MGD AND ABOVE-STAFFING BY CLASS C OR HIGHER OPERATOR: 6 HOURS/DAY FOR 5 DAYS/WEEK AND ONE VISIT ON EACH WEEKEND DAY. 3.0 MGD UP TO 5.0 MGD-STAFFING BY CLASS C OR HIGHER OPERATOR: 1 HOUR/DAY FOR 5 DAYS/WEEK AND ONE VISIT ON EACH WEEKEND DAY. 0.25 MGD UP TO 3.0 MGD-STAFFING BY CLASS C OR HIGHER OPERATOR: 5 VISITS/WEEK AND ONE VISIT EACH WEEKEND FOR A TOTAL OF 0.6 HOUR/WEEK. | N | Y | SOUTH WALTON UTILITY COMPANY | 369 MIRAMAR BEACH DRIVE |  | MIRAMAR BEACH | FL | 32550 |  | 8508372988 |  | JOE REAM | ALICIA KEETER | 369 MIRAMAR BEACH DRIVE |  | MIRAMAR BEACH | FL | 32550 |  | 8509782711 |  | WATER ASSOCIATION | 25003 | 16776000 | 10001 | 2019-05-09 | 2020-01-24 | DC01 | 6000
1 | WALTON | NWD | jhayes@mossyheadww.com | 1660803 | COMMUNITY | CHLORINATION; AERATION FOR REMOVAL OF ANY SECONDARY CONTAMINANT, SULFIDE, OR ANY UNREGULATED CONTAMINANT; CORROSION CONTROL INHIBITOR ADDITION; HYPOCHLORINATION; IRON OR MANGANESE SEQUESTRATION; OR ULTRAVIOLET RADIATION. THE LEAD/CHIEF OPERATOR MUST BE CLASS C OR HIGHER. 5.0 MGD AND ABOVE-STAFFING BY CLASS C OR HIGHER OPERATOR: 6 HOURS/DAY FOR 5 DAYS/WEEK AND ONE VISIT ON EACH WEEKEND DAY. 3.0 MGD UP TO 5.0 MGD-STAFFING BY CLASS C OR HIGHER OPERATOR: 1 HOUR/DAY FOR 5 DAYS/WEEK AND ONE VISIT ON EACH WEEKEND DAY. 0.25 MGD UP TO 3.0 MGD-STAFFING BY CLASS C OR HIGHER OPERATOR: 5 VISITS/WEEK AND ONE VISIT EACH WEEKEND FOR A TOTAL OF 0.6 HOUR/WEEK. | N | Y | MOSSY HEAD WATER WORKS, INC. | 1485 COUNTY HIGHWAY 1087 |  | DEFUNIAK SPRINGS | FL | 32433 |  | 8508926154 |  | JOSH HAYES | DEB WALLACE | 1485 CR 1087 |  | DEFUNIAK SPRINGS | FL | 32433 |  | 8508926154 |  | WATER ASSOCIATION | 3760 | 2044800 | 1560 | 2020-03-27 | 2020-02-26 | DC03 | 2000
1 | WALTON | NWD | FREEPORT@FREEPORTFLORIDA.GOV;LTUGGLE@FREEPORTFLORIDA.GOV | 1664019 | COMMUNITY | CHLORINATION; AERATION FOR REMOVAL OF ANY SECONDARY CONTAMINANT, SULFIDE, OR ANY UNREGULATED CONTAMINANT; CORROSION CONTROL INHIBITOR ADDITION; HYPOCHLORINATION; IRON OR MANGANESE SEQUESTRATION; OR ULTRAVIOLET RADIATION. THE LEAD/CHIEF OPERATOR MUST BE CLASS C OR HIGHER. 5.0 MGD AND ABOVE-STAFFING BY CLASS C OR HIGHER OPERATOR: 6 HOURS/DAY FOR 5 DAYS/WEEK AND ONE VISIT ON EACH WEEKEND DAY. 3.0 MGD UP TO 5.0 MGD-STAFFING BY CLASS C OR HIGHER OPERATOR: 1 HOUR/DAY FOR 5 DAYS/WEEK AND ONE VISIT ON EACH WEEKEND DAY. 0.25 MGD UP TO 3.0 MGD-STAFFING BY CLASS C OR HIGHER OPERATOR: 5 VISITS/WEEK AND ONE VISIT EACH WEEKEND FOR A TOTAL OF 0.6 HOUR/WEEK. | N | Y | NORTH BAY WATER SYSTEM | HIGHWAY 20 |  | NICEVILLE | FL | 32578 |  | 8508352822 |  | LARRY TUGGLE | RUSS BARLEY | PO BOX 339 |  | FREEPORT | FL | 32439 |  | 8508352822 |  | CITY | 3188 | 1008000 | 911 | 2019-04-29 | 2021-10-13 | DC03 | 2000
1 | WALTON | NWD | AMY.SWEENEY@ASUSINC.COM | 1664058 | NONTRANSIENT NONCOMMUNITY | CHLORINATION; AERATION FOR REMOVAL OF ANY SECONDARY CONTAMINANT, SULFIDE, OR ANY UNREGULATED CONTAMINANT; CORROSION CONTROL INHIBITOR ADDITION; HYPOCHLORINATION; IRON OR MANGANESE SEQUESTRATION; OR ULTRAVIOLET RADIATION. THE LEAD/CHIEF OPERATOR MUST BE CLASS C OR HIGHER. 5.0 MGD AND ABOVE-STAFFING BY CLASS C OR HIGHER OPERATOR: 6 HOURS/DAY FOR 5 DAYS/WEEK AND ONE VISIT ON EACH WEEKEND DAY. 3.0 MGD UP TO 5.0 MGD-STAFFING BY CLASS C OR HIGHER OPERATOR: 1 HOUR/DAY FOR 5 DAYS/WEEK AND ONE VISIT ON EACH WEEKEND DAY. 0.25 MGD UP TO 3.0 MGD-STAFFING BY CLASS C OR HIGHER OPERATOR: 5 VISITS/WEEK AND ONE VISIT EACH WEEKEND FOR A TOTAL OF 0.6 HOUR/WEEK. | N | Y | EGLIN SITE C-6 (RADAR) | EGLIN SITE C-6 ROAD | (N. OF PORTLAND IN WALTON CO.) | EGLIN AFB | FL | 32542 | 5133 | 8505032241 |  | AMY SWEENEY | AMERICAN STATES UTILITY SERVICES, INC. | PO BOX 1869 | 608 RANGE ROAD | EGLIN AFB | FL | 32542 |  | 8505032241 |  | FEDERAL | 125 | 835200 | 6 | 2011-09-29 | 2021-02-03 | NTNC | 100
1 | WALTON | NWD | rbouse@redrovercamping.com;pat@campgulf.com | 1664063 | NONCOMMUNITY | CHLORINATION; AERATION FOR REMOVAL OF ANY SECONDARY CONTAMINANT, SULFIDE, OR ANY UNREGULATED CONTAMINANT; CORROSION CONTROL INHIBITOR ADDITION; HYPOCHLORINATION; IRON OR MANGANESE SEQUESTRATION; OR ULTRAVIOLET RADIATION. THE LEAD/CHIEF OPERATOR MUST BE CLASS D OR HIGHER. 50,000 GPD UP TO 0.25 MGD-STAFFING BY CLASS D OR HIGHER OPERATOR: 3 VISITS/WEEK ON NONCONSECUTIVE DAYS FOR A TOTAL OF 0.3 HOUR/WEEK. LESS THAN 50,000 GPD-STAFFING BY A CLASS D OR HIGHER OPERATOR: 2 VISITS/WEEK ON NONCONSECUTIVE DAYS FOR A TOTAL OF 0.2 HOUR/WEEK. THERE SHALL BE NO MORE THAN 5 DAYS BETWEEN THE LAST VISIT IN ONE WEEK AND THE FIRST VISIT IN THE NEXT WEEK. | N | Y | TWIN LAKES RESORT (HOLLEY-KING LAKES) | 580 HOLLEY KING ROAD |  | DEFUNIAK SPRINGS | FL | 32433 |  | 8508925914 |  | PAT O'NEILL | PAT O'NEILL | 10005 US HIGHWAY 98 |  | MIRAMAR BEACH | FL | 32550 |  | 8505855422 |  | INVESTOR | 25 | 119520 | 75 | 2017-01-05 | 2016-12-21 | NC01 | 50
1 | WALTON | NWD | Reneagade1@Gmail.com -7/10/19 | 1664092 | NONCOMMUNITY | CHLORINATION; AERATION FOR REMOVAL OF ANY SECONDARY CONTAMINANT, SULFIDE, OR ANY UNREGULATED CONTAMINANT; CORROSION CONTROL INHIBITOR ADDITION; HYPOCHLORINATION; IRON OR MANGANESE SEQUESTRATION; OR ULTRAVIOLET RADIATION. THE LEAD/CHIEF OPERATOR MUST BE CLASS D OR HIGHER. 50,000 GPD UP TO 0.25 MGD-STAFFING BY CLASS D OR HIGHER OPERATOR: 3 VISITS/WEEK ON NONCONSECUTIVE DAYS FOR A TOTAL OF 0.3 HOUR/WEEK. LESS THAN 50,000 GPD-STAFFING BY A CLASS D OR HIGHER OPERATOR: 2 VISITS/WEEK ON NONCONSECUTIVE DAYS FOR A TOTAL OF 0.2 HOUR/WEEK. THERE SHALL BE NO MORE THAN 5 DAYS BETWEEN THE LAST VISIT IN ONE WEEK AND THE FIRST VISIT IN THE NEXT WEEK. | N | Y | COTTON'S LANDING (AKA SIMPLER'S) | 90 MCCEWEN STREET |  | BRUCE (PONCE DE LEON) | FL | 32455 |  | 8508350188 |  | RENEE GERY | RENEE GERY | 90 MCCEWEN ST. |  | BRUCE | FL | 32455 |  | 8508350188 |  | INVESTOR | 35 | 36000 | 38 | 2018-08-30 | 2019-07-19 | NC01 | 50
1 | WALTON | NWD | Office@ThePRBC.org;MEADFRASIER@GMAIL.COM;REAL6DAYS@GMAIL.COM | 1664095 | NONCOMMUNITY | CHLORINATION; AERATION FOR REMOVAL OF ANY SECONDARY CONTAMINANT, SULFIDE, OR ANY UNREGULATED CONTAMINANT; CORROSION CONTROL INHIBITOR ADDITION; HYPOCHLORINATION; IRON OR MANGANESE SEQUESTRATION; OR ULTRAVIOLET RADIATION. THE LEAD/CHIEF OPERATOR MUST BE CLASS D OR HIGHER. 50,000 GPD UP TO 0.25 MGD-STAFFING BY CLASS D OR HIGHER OPERATOR: 3 VISITS/WEEK ON NONCONSECUTIVE DAYS FOR A TOTAL OF 0.3 HOUR/WEEK. LESS THAN 50,000 GPD-STAFFING BY A CLASS D OR HIGHER OPERATOR: 2 VISITS/WEEK ON NONCONSECUTIVE DAYS FOR A TOTAL OF 0.2 HOUR/WEEK. THERE SHALL BE NO MORE THAN 5 DAYS BETWEEN THE LAST VISIT IN ONE WEEK AND THE FIRST VISIT IN THE NEXT WEEK. | N | Y | PLEASANT RIDGE BAPTIST CHURCH | 1015 PLEASANT RIDGE ROAD |  | DEFUNIAK SPRINGS | FL | 32435 |  | 8508923500 |  | ERICA MASON | ERICA MASON | 1015 PLEASANT RIDGE ROAD |  | DEFUNIAK SPRINGS | FL | 32435 |  | 8508923500 |  | OTHER | 85 | 72000 | 2 | 2015-09-03 | 2019-11-15 | NC01 | 50
1 | WALTON | NWD | TWOCOUSINSCAFE@GMAIL.COM | 1664097 | NONCOMMUNITY | CHLORINATION; AERATION FOR REMOVAL OF ANY SECONDARY CONTAMINANT, SULFIDE, OR ANY UNREGULATED CONTAMINANT; CORROSION CONTROL INHIBITOR ADDITION; HYPOCHLORINATION; IRON OR MANGANESE SEQUESTRATION; OR ULTRAVIOLET RADIATION. THE LEAD/CHIEF OPERATOR MUST BE CLASS D OR HIGHER. 50,000 GPD UP TO 0.25 MGD-STAFFING BY CLASS D OR HIGHER OPERATOR: 3 VISITS/WEEK ON NONCONSECUTIVE DAYS FOR A TOTAL OF 0.3 HOUR/WEEK. LESS THAN 50,000 GPD-STAFFING BY A CLASS D OR HIGHER OPERATOR: 2 VISITS/WEEK ON NONCONSECUTIVE DAYS FOR A TOTAL OF 0.2 HOUR/WEEK. THERE SHALL BE NO MORE THAN 5 DAYS BETWEEN THE LAST VISIT IN ONE WEEK AND THE FIRST VISIT IN THE NEXT WEEK. | N | Y | TWO COUSINS CAFE | 63 SANTA ROSA AVE. |  | WESTVILLE | FL | 32464 |  | 8508592617 |  | NONE AS OF 7/1/21 (FORMERLY PAUL JOHNSON) | SHARON CARVER | 63 SANTA ROSA AVE. |  | WESTVILLE | FL | 32464 |  | 8508592617 |  | INVESTOR | 50 | 23040 | 2 | 2019-12-27 | 2019-11-14 | NC01 | 50
1 | WALTON | NWD | TIMOTHY.LANGLEY@US.AF.MIL | 1664100 | NONTRANSIENT NONCOMMUNITY | CHLORINATION; AERATION FOR REMOVAL OF ANY SECONDARY CONTAMINANT, SULFIDE, OR ANY UNREGULATED CONTAMINANT; CORROSION CONTROL INHIBITOR ADDITION; HYPOCHLORINATION; IRON OR MANGANESE SEQUESTRATION; OR ULTRAVIOLET RADIATION. THE LEAD/CHIEF OPERATOR MUST BE CLASS D OR HIGHER. 50,000 GPD UP TO 0.25 MGD-STAFFING BY CLASS D OR HIGHER OPERATOR: 3 VISITS/WEEK ON NONCONSECUTIVE DAYS FOR A TOTAL OF 0.3 HOUR/WEEK. LESS THAN 50,000 GPD-STAFFING BY A CLASS D OR HIGHER OPERATOR: 2 VISITS/WEEK ON NONCONSECUTIVE DAYS FOR A TOTAL OF 0.2 HOUR/WEEK. THERE SHALL BE NO MORE THAN 5 DAYS BETWEEN THE LAST VISIT IN ONE WEEK AND THE FIRST VISIT IN THE NEXT WEEK. | N | Y | EGLIN UNDERBRUSH | 8866 US HIGHWAY 331 SOUTH |  | DEFUNIAK SPRINGS | FL | 32435 |  | 8506999149 |  | TIMOTHY C. LANGLEY | COLONEL KEVIN J. OSBORNE | 501 DELEON STREET, SUITE 100 |  | EGLIN AFB | FL | 32542 |  | 3128722876 |  | FEDERAL | 25 | 288000 | 20 | 2021-01-29 | 2020-11-18 | NTNC | 100
1 | WALTON | NWD | rpeterson4930@aol.com | 1664103 | NONCOMMUNITY | CHLORINATION; AERATION FOR REMOVAL OF ANY SECONDARY CONTAMINANT, SULFIDE, OR ANY UNREGULATED CONTAMINANT; CORROSION CONTROL INHIBITOR ADDITION; HYPOCHLORINATION; IRON OR MANGANESE SEQUESTRATION; OR ULTRAVIOLET RADIATION. THE LEAD/CHIEF OPERATOR MUST BE CLASS D OR HIGHER. 50,000 GPD UP TO 0.25 MGD-STAFFING BY CLASS D OR HIGHER OPERATOR: 3 VISITS/WEEK ON NONCONSECUTIVE DAYS FOR A TOTAL OF 0.3 HOUR/WEEK. LESS THAN 50,000 GPD-STAFFING BY A CLASS D OR HIGHER OPERATOR: 2 VISITS/WEEK ON NONCONSECUTIVE DAYS FOR A TOTAL OF 0.2 HOUR/WEEK. THERE SHALL BE NO MORE THAN 5 DAYS BETWEEN THE LAST VISIT IN ONE WEEK AND THE FIRST VISIT IN THE NEXT WEEK. | N | Y | BRUCE STORE | 10420 HIGHWAY 20 |  | BRUCE | FL | 32455 |  | 8505969271 |  | LESTER OR DIANE BYRD | LESTER AND DIANE BYRD | 10420 HIGHWAY 20 |  | BRUCE | FL | 32455 |  | 8508352932 |  | INVESTOR | 25 | 17280 | 2 | 2020-02-03 | 2019-12-13 | NC01 | 50
1 | WALTON | NWD | anna.marie.maynor@gmail.com;rpeterson4930@aol.com | 1664104 | NONCOMMUNITY | CHLORINATION; AERATION FOR REMOVAL OF ANY SECONDARY CONTAMINANT, SULFIDE, OR ANY UNREGULATED CONTAMINANT; CORROSION CONTROL INHIBITOR ADDITION; HYPOCHLORINATION; IRON OR MANGANESE SEQUESTRATION; OR ULTRAVIOLET RADIATION. THE LEAD/CHIEF OPERATOR MUST BE CLASS D OR HIGHER. 50,000 GPD UP TO 0.25 MGD-STAFFING BY CLASS D OR HIGHER OPERATOR: 3 VISITS/WEEK ON NONCONSECUTIVE DAYS FOR A TOTAL OF 0.3 HOUR/WEEK. LESS THAN 50,000 GPD-STAFFING BY A CLASS D OR HIGHER OPERATOR: 2 VISITS/WEEK ON NONCONSECUTIVE DAYS FOR A TOTAL OF 0.2 HOUR/WEEK. THERE SHALL BE NO MORE THAN 5 DAYS BETWEEN THE LAST VISIT IN ONE WEEK AND THE FIRST VISIT IN THE NEXT WEEK. | N | Y | RED BAY MARKET | 8704 SOUTH HIGHWAY 81 |  | RED BAY | FL | 32455 |  | 8503688502 |  | RICHARD PETERSON | ANNA MARIE REYNES | 8704 HIGHWAY 81 SOUTH |  | PONCE DE LEON | FL | 32455 |  | 7083518057 |  | INVESTOR | 25 | 11520 | 2 | 2019-10-04 | 2019-04-26 | NC01 | 50
1 | WALTON | NWD | LUIS.MULERO@ASUSINC.COM | 1664106 | NONTRANSIENT NONCOMMUNITY | CHLORINATION; AERATION FOR REMOVAL OF ANY SECONDARY CONTAMINANT, SULFIDE, OR ANY UNREGULATED CONTAMINANT; CORROSION CONTROL INHIBITOR ADDITION; HYPOCHLORINATION; IRON OR MANGANESE SEQUESTRATION; OR ULTRAVIOLET RADIATION. THE LEAD/CHIEF OPERATOR MUST BE CLASS D OR HIGHER. 50,000 GPD UP TO 0.25 MGD-STAFFING BY CLASS D OR HIGHER OPERATOR: 3 VISITS/WEEK ON NONCONSECUTIVE DAYS FOR A TOTAL OF 0.3 HOUR/WEEK. LESS THAN 50,000 GPD-STAFFING BY A CLASS D OR HIGHER OPERATOR: 2 VISITS/WEEK ON NONCONSECUTIVE DAYS FOR A TOTAL OF 0.2 HOUR/WEEK. THERE SHALL BE NO MORE THAN 5 DAYS BETWEEN THE LAST VISIT IN ONE WEEK AND THE FIRST VISIT IN THE NEXT WEEK. | N | Y | EGLIN AFB AEOD TRAINING FACILITY (C-5) | OFF BOB SIKES RD IN WALTON CO. |  | EGLIN AFB | FL | 32542 |  | 8503898773 |  | AMY SWEENEY | AMERICAN STATES UTILITY SERVICES, INC. | PO BOX 1869 | 608 RANGE ROAD | EGLIN AFB | FL | 32542 |  | 8505032241 |  | FEDERAL | 50 | 720000 | 12 | 2021-07-23 | 2021-07-14 | NTNC | 100
1 | WALTON | NWD | LUIS.MULERO@ASUSINC.COM | 1664107 | NONTRANSIENT NONCOMMUNITY | CHLORINATION; AERATION FOR REMOVAL OF ANY SECONDARY CONTAMINANT, SULFIDE, OR ANY UNREGULATED CONTAMINANT; CORROSION CONTROL INHIBITOR ADDITION; HYPOCHLORINATION; IRON OR MANGANESE SEQUESTRATION; OR ULTRAVIOLET RADIATION. THE LEAD/CHIEF OPERATOR MUST BE CLASS D OR HIGHER. 50,000 GPD UP TO 0.25 MGD-STAFFING BY CLASS D OR HIGHER OPERATOR: 3 VISITS/WEEK ON NONCONSECUTIVE DAYS FOR A TOTAL OF 0.3 HOUR/WEEK. LESS THAN 50,000 GPD-STAFFING BY A CLASS D OR HIGHER OPERATOR: 2 VISITS/WEEK ON NONCONSECUTIVE DAYS FOR A TOTAL OF 0.2 HOUR/WEEK. THERE SHALL BE NO MORE THAN 5 DAYS BETWEEN THE LAST VISIT IN ONE WEEK AND THE FIRST VISIT IN THE NEXT WEEK. | N | Y | EGLIN SITE C-1 | RANGE RD. (E. OF NICEVILLE) IN WALTON CO | 608 RANGE RD. | EGLIN AFB | FL | 32542 |  | 8503335614 |  | AMY SWEENEY | AMERICAN STATES UTILITY SERVICES, INC. | PO BOX 1869 | 608 RANGE ROAD | EGLIN AFB | FL | 32542 |  | 8505032241 |  | FEDERAL | 25 | 79200 | 2 | 2013-06-21 | 2017-11-20 | NTNC | 100
1 | WALTON | NWD | nraman55@yahoo.com;alfbrad@co.walton.fl.us | 1664109 | NONTRANSIENT NONCOMMUNITY | CHLORINATION; AERATION FOR REMOVAL OF ANY SECONDARY CONTAMINANT, SULFIDE, OR ANY UNREGULATED CONTAMINANT; CORROSION CONTROL INHIBITOR ADDITION; HYPOCHLORINATION; IRON OR MANGANESE SEQUESTRATION; OR ULTRAVIOLET RADIATION. THE LEAD/CHIEF OPERATOR MUST BE CLASS D OR HIGHER. 50,000 GPD UP TO 0.25 MGD-STAFFING BY CLASS D OR HIGHER OPERATOR: 3 VISITS/WEEK ON NONCONSECUTIVE DAYS FOR A TOTAL OF 0.3 HOUR/WEEK. LESS THAN 50,000 GPD-STAFFING BY A CLASS D OR HIGHER OPERATOR: 2 VISITS/WEEK ON NONCONSECUTIVE DAYS FOR A TOTAL OF 0.2 HOUR/WEEK. THERE SHALL BE NO MORE THAN 5 DAYS BETWEEN THE LAST VISIT IN ONE WEEK AND THE FIRST VISIT IN THE NEXT WEEK. | N | Y | WALTON CO. DISTRICT 2&3 MAINTENANCE YARD | 17400 STATE HIGHWAY 83 NORTH | (SYSTEM) 3479 BROWN (AKA BRYAN RD) | DEFUNIAK SPRINGS | FL | 32433 |  | 8508928108 |  | ROBERT BARLEY | BRAD ALFORD | 117 MONTGOMERY CIRCLE |  | DEFUNIAK SPRINGS | FL | 32435 |  | 8508928108 |  | COUNTY | 75 | 21600 | 5 | 2015-12-18 | 2019-07-29 | NTNC | 100
1 | WALTON | NWD | shelynnh@yahoo.com | 1664111 | NONCOMMUNITY | CHLORINATION; AERATION FOR REMOVAL OF ANY SECONDARY CONTAMINANT, SULFIDE, OR ANY UNREGULATED CONTAMINANT; CORROSION CONTROL INHIBITOR ADDITION; HYPOCHLORINATION; IRON OR MANGANESE SEQUESTRATION; OR ULTRAVIOLET RADIATION. THE LEAD/CHIEF OPERATOR MUST BE CLASS D OR HIGHER. 50,000 GPD UP TO 0.25 MGD-STAFFING BY CLASS D OR HIGHER OPERATOR: 3 VISITS/WEEK ON NONCONSECUTIVE DAYS FOR A TOTAL OF 0.3 HOUR/WEEK. LESS THAN 50,000 GPD-STAFFING BY A CLASS D OR HIGHER OPERATOR: 2 VISITS/WEEK ON NONCONSECUTIVE DAYS FOR A TOTAL OF 0.2 HOUR/WEEK. THERE SHALL BE NO MORE THAN 5 DAYS BETWEEN THE LAST VISIT IN ONE WEEK AND THE FIRST VISIT IN THE NEXT WEEK. | N | Y | GASKIN PACKAGE AND LOUNGE | 17493 STATE HWY 83 NORTH |  | DEFUNIAK SPRINGS | FL | 32433 |  | 8508342152 |  | TINA MILLER | SHERRY HEAD | 17493 FL-83 NORTH |  | DEFUNIAK SPRINGS | FL | 32433 |  | 8508342152 |  | INVESTOR | 25 | 5000 | 1 | 2017-01-05 | 2016-12-21 | NC01 | 50
1 | WALTON | NWD | alfbrad@co.walton.fl.us; | 1664112 | NONCOMMUNITY | CHLORINATION; AERATION FOR REMOVAL OF ANY SECONDARY CONTAMINANT, SULFIDE, OR ANY UNREGULATED CONTAMINANT; CORROSION CONTROL INHIBITOR ADDITION; HYPOCHLORINATION; IRON OR MANGANESE SEQUESTRATION; OR ULTRAVIOLET RADIATION. THE LEAD/CHIEF OPERATOR MUST BE CLASS D OR HIGHER. 50,000 GPD UP TO 0.25 MGD-STAFFING BY CLASS D OR HIGHER OPERATOR: 3 VISITS/WEEK ON NONCONSECUTIVE DAYS FOR A TOTAL OF 0.3 HOUR/WEEK. LESS THAN 50,000 GPD-STAFFING BY A CLASS D OR HIGHER OPERATOR: 2 VISITS/WEEK ON NONCONSECUTIVE DAYS FOR A TOTAL OF 0.2 HOUR/WEEK. THERE SHALL BE NO MORE THAN 5 DAYS BETWEEN THE LAST VISIT IN ONE WEEK AND THE FIRST VISIT IN THE NEXT WEEK. | N | Y | MORRISON SPRINGS PARK | MORRISON SPRINGS ROAD | MAIL: SEE BRAD ALFORD INFO | PONCE DE LEON | FL | 32455 |  | 8508928108 |  | ROBERT BARLEY | BRAD ALFORD | 117 MONTGOMERY CIRCLE |  | DEFUNIAK SPRINGS | FL | 32435 |  | 8508928108 |  | COUNTY | 25 | 21600 | 3 | 2012-07-27 | 2021-06-30 | NC01 | 50
1 | WALTON | NWD | alfbrad@co.walton.fl.us; | 1664114 | NONCOMMUNITY | CHLORINATION; AERATION FOR REMOVAL OF ANY SECONDARY CONTAMINANT, SULFIDE, OR ANY UNREGULATED CONTAMINANT; CORROSION CONTROL INHIBITOR ADDITION; HYPOCHLORINATION; IRON OR MANGANESE SEQUESTRATION; OR ULTRAVIOLET RADIATION. THE LEAD/CHIEF OPERATOR MUST BE CLASS D OR HIGHER. 50,000 GPD UP TO 0.25 MGD-STAFFING BY CLASS D OR HIGHER OPERATOR: 3 VISITS/WEEK ON NONCONSECUTIVE DAYS FOR A TOTAL OF 0.3 HOUR/WEEK. LESS THAN 50,000 GPD-STAFFING BY A CLASS D OR HIGHER OPERATOR: 2 VISITS/WEEK ON NONCONSECUTIVE DAYS FOR A TOTAL OF 0.2 HOUR/WEEK. THERE SHALL BE NO MORE THAN 5 DAYS BETWEEN THE LAST VISIT IN ONE WEEK AND THE FIRST VISIT IN THE NEXT WEEK. | N | Y | DOUGLASS CROSSROADS PARK | 2046 DOUGLASS CROSSROAD ROAD |  | ARGYLE | FL | 32435 |  | 8508928108 |  | ROBERT BARLEY | SHANE SUPPLE | 171 COUNTRY CLUB LANE |  | DEFUNIAK SPRINGS | FL | 32435 |  | 8508928700 |  | COUNTY | 25 | 43200 | 3 |  | 2021-07-22 | NC01 | 50
1 | WALTON | NWD | genel56@embarqmail.com | 1664115 | NONCOMMUNITY | CHLORINATION; AERATION FOR REMOVAL OF ANY SECONDARY CONTAMINANT, SULFIDE, OR ANY UNREGULATED CONTAMINANT; CORROSION CONTROL INHIBITOR ADDITION; HYPOCHLORINATION; IRON OR MANGANESE SEQUESTRATION; OR ULTRAVIOLET RADIATION. THE LEAD/CHIEF OPERATOR MUST BE CLASS D OR HIGHER. 50,000 GPD UP TO 0.25 MGD-STAFFING BY CLASS D OR HIGHER OPERATOR: 3 VISITS/WEEK ON NONCONSECUTIVE DAYS FOR A TOTAL OF 0.3 HOUR/WEEK. LESS THAN 50,000 GPD-STAFFING BY A CLASS D OR HIGHER OPERATOR: 2 VISITS/WEEK ON NONCONSECUTIVE DAYS FOR A TOTAL OF 0.2 HOUR/WEEK. THERE SHALL BE NO MORE THAN 5 DAYS BETWEEN THE LAST VISIT IN ONE WEEK AND THE FIRST VISIT IN THE NEXT WEEK. | N | Y | PLEASANT VALLEY BAPTIST CHURCH | 55 HWY 181 C |  | PONCE DE LEON | FL | 32455 |  | 8508368803 |  | GENE LOLLIE | RICHARD MURRAY SR | 55 HWY 181 C |  | PONCE DE LEON | FL | 32455 |  | 8508368803 |  | UNKNOWN | 55 | 12960 | 3 | 2019-12-10 | 2019-11-15 | NC01 | 50
1 | WALTON | NWD | sandbroker@aol.com;RPETERSON4930@AOL.COM | 1664119 | NONCOMMUNITY | CHLORINATION; AERATION FOR REMOVAL OF ANY SECONDARY CONTAMINANT, SULFIDE, OR ANY UNREGULATED CONTAMINANT; CORROSION CONTROL INHIBITOR ADDITION; HYPOCHLORINATION; IRON OR MANGANESE SEQUESTRATION; OR ULTRAVIOLET RADIATION. THE LEAD/CHIEF OPERATOR MUST BE CLASS D OR HIGHER. 50,000 GPD UP TO 0.25 MGD-STAFFING BY CLASS D OR HIGHER OPERATOR: 3 VISITS/WEEK ON NONCONSECUTIVE DAYS FOR A TOTAL OF 0.3 HOUR/WEEK. LESS THAN 50,000 GPD-STAFFING BY A CLASS D OR HIGHER OPERATOR: 2 VISITS/WEEK ON NONCONSECUTIVE DAYS FOR A TOTAL OF 0.2 HOUR/WEEK. THERE SHALL BE NO MORE THAN 5 DAYS BETWEEN THE LAST VISIT IN ONE WEEK AND THE FIRST VISIT IN THE NEXT WEEK. | N | Y | WILLOWS RV PARK & CAMPGROUND | 82 VETERANS ROAD |  | SANTA ROSA BEACH | FL | 32459 |  | 3527963707 |  | MAURICE GILBERT | MAURICE GILBERT | POST OFFICE BOX 4836 |  | SANTA ROSA BEACH | FL | 32459 |  | 3527963707 |  | UNKNOWN | 50 | 86400 | 30 |  | 2019-03-25 | NC01 | 50
1 | WALTON | NWD | fbcofliberty@fairpoint.net | 1664120 | NONCOMMUNITY | CHLORINATION; AERATION FOR REMOVAL OF ANY SECONDARY CONTAMINANT, SULFIDE, OR ANY UNREGULATED CONTAMINANT; CORROSION CONTROL INHIBITOR ADDITION; HYPOCHLORINATION; IRON OR MANGANESE SEQUESTRATION; OR ULTRAVIOLET RADIATION. THE LEAD/CHIEF OPERATOR MUST BE CLASS D OR HIGHER. 50,000 GPD UP TO 0.25 MGD-STAFFING BY CLASS D OR HIGHER OPERATOR: 3 VISITS/WEEK ON NONCONSECUTIVE DAYS FOR A TOTAL OF 0.3 HOUR/WEEK. LESS THAN 50,000 GPD-STAFFING BY A CLASS D OR HIGHER OPERATOR: 2 VISITS/WEEK ON NONCONSECUTIVE DAYS FOR A TOTAL OF 0.2 HOUR/WEEK. THERE SHALL BE NO MORE THAN 5 DAYS BETWEEN THE LAST VISIT IN ONE WEEK AND THE FIRST VISIT IN THE NEXT WEEK. | N | Y | FIRST BAPTIST CHURCH OF LIBERTY | 6775 US HIGHWAY 331 NORTH | *** 0222933-002-WC/3F *** | DEFUNIAK SPRINGS | FL | 32433 |  | 8508343743 |  | BRENDA HALL | REV. JOEL GLENN | 6775 US 331 NORTH |  | DEFUNIAK SPRINGS | FL | 32433 |  | 8508343743 |  | OTHER | 35 | 17280 | 1 | 2020-02-24 | 2020-01-16 | NC01 | 50
1 | WALTON | NWD | WigginsR5577@gmail.com | 1664121 | NONCOMMUNITY | CHLORINATION; AERATION FOR REMOVAL OF ANY SECONDARY CONTAMINANT, SULFIDE, OR ANY UNREGULATED CONTAMINANT; CORROSION CONTROL INHIBITOR ADDITION; HYPOCHLORINATION; IRON OR MANGANESE SEQUESTRATION; OR ULTRAVIOLET RADIATION. THE LEAD/CHIEF OPERATOR MUST BE CLASS D OR HIGHER. 50,000 GPD UP TO 0.25 MGD-STAFFING BY CLASS D OR HIGHER OPERATOR: 3 VISITS/WEEK ON NONCONSECUTIVE DAYS FOR A TOTAL OF 0.3 HOUR/WEEK. LESS THAN 50,000 GPD-STAFFING BY A CLASS D OR HIGHER OPERATOR: 2 VISITS/WEEK ON NONCONSECUTIVE DAYS FOR A TOTAL OF 0.2 HOUR/WEEK. THERE SHALL BE NO MORE THAN 5 DAYS BETWEEN THE LAST VISIT IN ONE WEEK AND THE FIRST VISIT IN THE NEXT WEEK. | N | Y | GASKIN PENTECOSTAL CHURCH | 1696 COUNTY HWY 181 W |  | DEFUNIAK SPRINGS | FL | 32433 |  | 8508342468 |  | RYAN WIGGINS | RYAN WIGGINS | 17047 SR 83 N |  | DEFUNIAK SPRINGS | FL | 32433 |  | 8508342468 |  | UNKNOWN | 30 | 0 | 1 | 2016-12-16 | 2016-12-05 | NC01 | 50
1 | WALTON | NWD | ritzrlz0516@gmail.com | 1664128 | NONCOMMUNITY | CHLORINATION; AERATION FOR REMOVAL OF ANY SECONDARY CONTAMINANT, SULFIDE, OR ANY UNREGULATED CONTAMINANT; CORROSION CONTROL INHIBITOR ADDITION; HYPOCHLORINATION; IRON OR MANGANESE SEQUESTRATION; OR ULTRAVIOLET RADIATION. THE LEAD/CHIEF OPERATOR MUST BE CLASS D OR HIGHER. 50,000 GPD UP TO 0.25 MGD-STAFFING BY CLASS D OR HIGHER OPERATOR: 3 VISITS/WEEK ON NONCONSECUTIVE DAYS FOR A TOTAL OF 0.3 HOUR/WEEK. LESS THAN 50,000 GPD-STAFFING BY A CLASS D OR HIGHER OPERATOR: 2 VISITS/WEEK ON NONCONSECUTIVE DAYS FOR A TOTAL OF 0.2 HOUR/WEEK. THERE SHALL BE NO MORE THAN 5 DAYS BETWEEN THE LAST VISIT IN ONE WEEK AND THE FIRST VISIT IN THE NEXT WEEK. | N | Y | RITZ STORE #280 | 2737 BOB SIKES ROAD |  | DEFUNIAK SPRINGS | FL | 32435 |  | 8505854377 |  |  | GARY JONES | 2737 BOB SIKES ROAD |  | DEFUNIAK SPRINGS | FL | 32435 |  | 8505854377 |  | UNKNOWN | 25 | 28800 | 1 |  | 2020-10-01 | NC01 | 50
1 | WASHINGTON | NWD | bonifaypublicworks@embarqmail.com;admin@caryvillefl.com | 1670119 | COMMUNITY | CHLORINATION; AERATION FOR REMOVAL OF ANY SECONDARY CONTAMINANT, SULFIDE, OR ANY UNREGULATED CONTAMINANT; CORROSION CONTROL INHIBITOR ADDITION; HYPOCHLORINATION; IRON OR MANGANESE SEQUESTRATION; OR ULTRAVIOLET RADIATION. THE LEAD/CHIEF OPERATOR MUST BE CLASS C OR HIGHER. 5.0 MGD AND ABOVE-STAFFING BY CLASS C OR HIGHER OPERATOR: 6 HOURS/DAY FOR 5 DAYS/WEEK AND ONE VISIT ON EACH WEEKEND DAY. 3.0 MGD UP TO 5.0 MGD-STAFFING BY CLASS C OR HIGHER OPERATOR: 1 HOUR/DAY FOR 5 DAYS/WEEK AND ONE VISIT ON EACH WEEKEND DAY. 0.25 MGD UP TO 3.0 MGD-STAFFING BY CLASS C OR HIGHER OPERATOR: 5 VISITS/WEEK AND ONE VISIT EACH WEEKEND FOR A TOTAL OF 0.6 HOUR/WEEK. | N | Y | CARYVILLE, TOWN OF | 4436 OLD SPANISH TRAIL |  | CARYVILLE | FL | 32427 |  | 8505489091 |  | KENT TAYLOR | LARRY PALMER | 4436 OLD SPANISH TRAIL |  | CARYVILLE | FL | 32427 |  | 8505485571 |  | MUNICIPALITY | 423 | 720000 | 169 | 2020-06-03 | 2019-12-10 | DC04 | 1000
1 | WASHINGTON | NWD | dminer@cityofchipley.com; jcook@cityofchipley.com; Glane@cityofchipley.com | 1670135 | COMMUNITY | CHLORINATION; AERATION FOR REMOVAL OF ANY SECONDARY CONTAMINANT, SULFIDE, OR ANY UNREGULATED CONTAMINANT; CORROSION CONTROL INHIBITOR ADDITION; HYPOCHLORINATION; IRON OR MANGANESE SEQUESTRATION; OR ULTRAVIOLET RADIATION. THE LEAD/CHIEF OPERATOR MUST BE CLASS C OR HIGHER. 5.0 MGD AND ABOVE-STAFFING BY CLASS C OR HIGHER OPERATOR: 6 HOURS/DAY FOR 5 DAYS/WEEK AND ONE VISIT ON EACH WEEKEND DAY. 3.0 MGD UP TO 5.0 MGD-STAFFING BY CLASS C OR HIGHER OPERATOR: 1 HOUR/DAY FOR 5 DAYS/WEEK AND ONE VISIT ON EACH WEEKEND DAY. 0.25 MGD UP TO 3.0 MGD-STAFFING BY CLASS C OR HIGHER OPERATOR: 5 VISITS/WEEK AND ONE VISIT EACH WEEKEND FOR A TOTAL OF 0.6 HOUR/WEEK. | N | Y | CHIPLEY, CITY OF | 680 UTILITIES DRIVE |  | CHIPLEY | FL | 32428 |  | 8506386347 |  | VINCE JONES | DAN MINER | PO BOX 1007 |  | CHIPLEY | FL | 32428 |  | 8506386347 |  | MUNICIPALITY | 3885 | 4320000 | 3592 | 2019-07-10 | 2019-12-10 | DC03 | 2000
1 | WASHINGTON | NWD | aaron.d.miller@floridadep.gov | 1670257 | NONCOMMUNITY | CHLORINATION; AERATION FOR REMOVAL OF ANY SECONDARY CONTAMINANT, SULFIDE, OR ANY UNREGULATED CONTAMINANT; CORROSION CONTROL INHIBITOR ADDITION; HYPOCHLORINATION; IRON OR MANGANESE SEQUESTRATION; OR ULTRAVIOLET RADIATION. THE LEAD/CHIEF OPERATOR MUST BE CLASS D OR HIGHER. 50,000 GPD UP TO 0.25 MGD-STAFFING BY CLASS D OR HIGHER OPERATOR: 3 VISITS/WEEK ON NONCONSECUTIVE DAYS FOR A TOTAL OF 0.3 HOUR/WEEK. LESS THAN 50,000 GPD-STAFFING BY A CLASS D OR HIGHER OPERATOR: 2 VISITS/WEEK ON NONCONSECUTIVE DAYS FOR A TOTAL OF 0.2 HOUR/WEEK. THERE SHALL BE NO MORE THAN 5 DAYS BETWEEN THE LAST VISIT IN ONE WEEK AND THE FIRST VISIT IN THE NEXT WEEK. | N | Y | FALLING WATERS STATE PARK | 1130 STATE PARK ROAD |  | CHIPLEY | FL | 32428 |  | 8506386130 |  | JACOB STRICKLAND | JACOB STRICKLAND | 1130 STATE PARK ROAD |  | CHIPLEY | FL | 32428 |  | 8506386130 |  | DEP (STATE PARK OR STATE REC AREA) | 35 | 97920 | 29 | 2018-09-12 | 2018-06-04 | NC01 | 50
1 | WASHINGTON | NWD | bryce.thomas@freshfromflorida.com;joseph.sowell@freshfromflorida.com | 1670531 | NONCOMMUNITY | CHLORINATION; AERATION FOR REMOVAL OF ANY SECONDARY CONTAMINANT, SULFIDE, OR ANY UNREGULATED CONTAMINANT; CORROSION CONTROL INHIBITOR ADDITION; HYPOCHLORINATION; IRON OR MANGANESE SEQUESTRATION; OR ULTRAVIOLET RADIATION. THE LEAD/CHIEF OPERATOR MUST BE CLASS D OR HIGHER. 50,000 GPD UP TO 0.25 MGD-STAFFING BY CLASS D OR HIGHER OPERATOR: 3 VISITS/WEEK ON NONCONSECUTIVE DAYS FOR A TOTAL OF 0.3 HOUR/WEEK. LESS THAN 50,000 GPD-STAFFING BY A CLASS D OR HIGHER OPERATOR: 2 VISITS/WEEK ON NONCONSECUTIVE DAYS FOR A TOTAL OF 0.2 HOUR/WEEK. THERE SHALL BE NO MORE THAN 5 DAYS BETWEEN THE LAST VISIT IN ONE WEEK AND THE FIRST VISIT IN THE NEXT WEEK. | N | Y | PINE LOG STATE FOREST (SAND POND) | 5583-A LONGLEAF ROAD |  | EBRO | FL | 32437 |  | 8505352888 |  | JOEY SOWELL | FLORIDA FOREST SERVICE | FLORIDA FOREST SERVICE - CHIPOLA CENTER | 715 WEST 15TH STREET | PANAMA CITY | FL | 32401 |  | 8506256634 |  | STATE | 50 | 72000 | 23 | 2013-08-22 | 2018-08-30 | NC01 | 50
1 | WASHINGTON | NWD | trendell@uswatercorp.net;gweekley@uswatercorp.net; spurviance@uswatercorp.net | 1670647 | COMMUNITY | CHLORINATION; AERATION FOR REMOVAL OF ANY SECONDARY CONTAMINANT, SULFIDE, OR ANY UNREGULATED CONTAMINANT; CORROSION CONTROL INHIBITOR ADDITION; HYPOCHLORINATION; IRON OR MANGANESE SEQUESTRATION; OR ULTRAVIOLET RADIATION. THE LEAD/CHIEF OPERATOR MUST BE CLASS C OR HIGHER. 5.0 MGD AND ABOVE-STAFFING BY CLASS C OR HIGHER OPERATOR: 6 HOURS/DAY FOR 5 DAYS/WEEK AND ONE VISIT ON EACH WEEKEND DAY. 3.0 MGD UP TO 5.0 MGD-STAFFING BY CLASS C OR HIGHER OPERATOR: 1 HOUR/DAY FOR 5 DAYS/WEEK AND ONE VISIT ON EACH WEEKEND DAY. 0.25 MGD UP TO 3.0 MGD-STAFFING BY CLASS C OR HIGHER OPERATOR: 5 VISITS/WEEK AND ONE VISIT EACH WEEKEND FOR A TOTAL OF 0.6 HOUR/WEEK. | N | Y | SUNNY HILLS UTILITY COMPANY | 3810 GABLES BLVD |  | CHIPLEY | FL | 32428 |  | 8508181162 |  | RANDALL WEEKLEY | SHARON PURVIANCE | 4939 CROSS BAYOU BLVD. |  | NEW PORT RICHEY | FL | 34652 | 3434 | 7279191548 |  | INVESTOR/LICENSED PUBLIC UTILITIES | 1458 | 1584000 | 594 | 2020-05-18 | 2021-12-03 | DC03 | 2000
1 | WASHINGTON | NWD | clerk@vernonfl.com;jcwater32462@yahoo.com | 1670710 | COMMUNITY | CHLORINATION; AERATION FOR REMOVAL OF ANY SECONDARY CONTAMINANT, SULFIDE, OR ANY UNREGULATED CONTAMINANT; CORROSION CONTROL INHIBITOR ADDITION; HYPOCHLORINATION; IRON OR MANGANESE SEQUESTRATION; OR ULTRAVIOLET RADIATION. THE LEAD/CHIEF OPERATOR MUST BE CLASS C OR HIGHER. 5.0 MGD AND ABOVE-STAFFING BY CLASS C OR HIGHER OPERATOR: 6 HOURS/DAY FOR 5 DAYS/WEEK AND ONE VISIT ON EACH WEEKEND DAY. 3.0 MGD UP TO 5.0 MGD-STAFFING BY CLASS C OR HIGHER OPERATOR: 1 HOUR/DAY FOR 5 DAYS/WEEK AND ONE VISIT ON EACH WEEKEND DAY. 0.25 MGD UP TO 3.0 MGD-STAFFING BY CLASS C OR HIGHER OPERATOR: 5 VISITS/WEEK AND ONE VISIT EACH WEEKEND FOR A TOTAL OF 0.6 HOUR/WEEK. | N | Y | VERNON, CITY OF | P.O. BOX 340 | C/O TRACY WALKER, CITY CLERK | VERNON | FL | 32462 |  | 8505352444 |  | TRACY WALKER | LAURA BREWER | P.O. BOX 340 | 2808 YELLOW JACKET DRIVE | VERNON | FL | 32462 |  | 8505352444 |  | MUNICIPALITY | 750 | 1224000 | 400 | 2020-12-21 | 2020-11-18 | DC03 | 2000
1 | WASHINGTON | NWD | shess@goebro.com | 1670719 | NONTRANSIENT NONCOMMUNITY | CHLORINATION; AERATION FOR REMOVAL OF ANY SECONDARY CONTAMINANT, SULFIDE, OR ANY UNREGULATED CONTAMINANT; CORROSION CONTROL INHIBITOR ADDITION; HYPOCHLORINATION; IRON OR MANGANESE SEQUESTRATION; OR ULTRAVIOLET RADIATION. THE LEAD/CHIEF OPERATOR MUST BE CLASS D OR HIGHER. 50,000 GPD UP TO 0.25 MGD-STAFFING BY CLASS D OR HIGHER OPERATOR: 3 VISITS/WEEK ON NONCONSECUTIVE DAYS FOR A TOTAL OF 0.3 HOUR/WEEK. LESS THAN 50,000 GPD-STAFFING BY A CLASS D OR HIGHER OPERATOR: 2 VISITS/WEEK ON NONCONSECUTIVE DAYS FOR A TOTAL OF 0.2 HOUR/WEEK. THERE SHALL BE NO MORE THAN 5 DAYS BETWEEN THE LAST VISIT IN ONE WEEK AND THE FIRST VISIT IN THE NEXT WEEK. | N | Y | WASHINGTON CO. KENNEL CLUB | 6558 DOGTRACK ROAD |  | EBRO | FL | 32437 |  | 8502343943 | 100 | STOCKY HESS | STOCKY HESS | 6558 DOG TRACK ROAD |  | EBRO | FL | 32437 |  | 8502343943 |  | UNKNOWN | 81 | 360000 | 4 | 2016-01-06 | 2020-02-26 | NTNC | 100
1 | WASHINGTON | NWD | townofwausau@bellsouth.net | 1670721 | COMMUNITY | CHLORINATION; AERATION FOR REMOVAL OF ANY SECONDARY CONTAMINANT, SULFIDE, OR ANY UNREGULATED CONTAMINANT; CORROSION CONTROL INHIBITOR ADDITION; HYPOCHLORINATION; IRON OR MANGANESE SEQUESTRATION; OR ULTRAVIOLET RADIATION. THE LEAD/CHIEF OPERATOR MUST BE CLASS C OR HIGHER. 5.0 MGD AND ABOVE-STAFFING BY CLASS C OR HIGHER OPERATOR: 6 HOURS/DAY FOR 5 DAYS/WEEK AND ONE VISIT ON EACH WEEKEND DAY. 3.0 MGD UP TO 5.0 MGD-STAFFING BY CLASS C OR HIGHER OPERATOR: 1 HOUR/DAY FOR 5 DAYS/WEEK AND ONE VISIT ON EACH WEEKEND DAY. 0.25 MGD UP TO 3.0 MGD-STAFFING BY CLASS C OR HIGHER OPERATOR: 5 VISITS/WEEK AND ONE VISIT EACH WEEKEND FOR A TOTAL OF 0.6 HOUR/WEEK. | N | Y | WAUSAU, TOWN OF | 2752 JACKSON STREET |  | WAUSAU | FL | 32463 |  | 8506381781 |  | HAROLD REGISTER | MARGARET RILEY | PO BOX 39 |  | WAUSAU | FL | 32463 |  | 8506381781 |  | MUNICIPALITY | 373 | 648000 | 220 | 2019-09-17 | 2021-10-06 | DC04 | 1000
1 | WASHINGTON | NWD | CHRISTOPHER.HURST@FDC.MYFLORIDA.COM | 1670724 | NONCOMMUNITY | CHLORINATION; AERATION FOR REMOVAL OF ANY SECONDARY CONTAMINANT, SULFIDE, OR ANY UNREGULATED CONTAMINANT; CORROSION CONTROL INHIBITOR ADDITION; HYPOCHLORINATION; IRON OR MANGANESE SEQUESTRATION; OR ULTRAVIOLET RADIATION. THE LEAD/CHIEF OPERATOR MUST BE CLASS D OR HIGHER. 50,000 GPD UP TO 0.25 MGD-STAFFING BY CLASS D OR HIGHER OPERATOR: 3 VISITS/WEEK ON NONCONSECUTIVE DAYS FOR A TOTAL OF 0.3 HOUR/WEEK. LESS THAN 50,000 GPD-STAFFING BY A CLASS D OR HIGHER OPERATOR: 2 VISITS/WEEK ON NONCONSECUTIVE DAYS FOR A TOTAL OF 0.2 HOUR/WEEK. THERE SHALL BE NO MORE THAN 5 DAYS BETWEEN THE LAST VISIT IN ONE WEEK AND THE FIRST VISIT IN THE NEXT WEEK. | N | Y | GREENHEAD RAINBOW STORE | 5763 HWY 77 | AKA. RAINBOW GROCERY & DELI | CHIPLEY | FL | 32428 |  | 8507733577 |  | PAUL WITHERS | PAUL WITHERS | 5763 HWY 77 |  | CHIPLEY | FL | 32428 |  | 8507733577 |  | INVESTOR | 25 | 14400 | 1 | 2095-04-04 | 2021-10-25 | NC01 | 50
1 | WASHINGTON | NWD | shahzadrahman23@gmail.com;pcwaterlady@gmail.com | 1670726 | NONCOMMUNITY | CHLORINATION; AERATION FOR REMOVAL OF ANY SECONDARY CONTAMINANT, SULFIDE, OR ANY UNREGULATED CONTAMINANT; CORROSION CONTROL INHIBITOR ADDITION; HYPOCHLORINATION; IRON OR MANGANESE SEQUESTRATION; OR ULTRAVIOLET RADIATION. THE LEAD/CHIEF OPERATOR MUST BE CLASS D OR HIGHER. 50,000 GPD UP TO 0.25 MGD-STAFFING BY CLASS D OR HIGHER OPERATOR: 3 VISITS/WEEK ON NONCONSECUTIVE DAYS FOR A TOTAL OF 0.3 HOUR/WEEK. LESS THAN 50,000 GPD-STAFFING BY A CLASS D OR HIGHER OPERATOR: 2 VISITS/WEEK ON NONCONSECUTIVE DAYS FOR A TOTAL OF 0.2 HOUR/WEEK. THERE SHALL BE NO MORE THAN 5 DAYS BETWEEN THE LAST VISIT IN ONE WEEK AND THE FIRST VISIT IN THE NEXT WEEK. | N | Y | ONE STOP SHOP | 4498 HWY 79 |  | VERNON | FL | 32462 |  | 8502769937 |  | PAT BUSH | SHAHZAD RAHMAN | 2908 HARRIER ST. |  | PANAMA CITY | FL | 32405 |  | 8502769937 |  | INVESTOR | 25 | 28800 | 1 | 2020-02-17 | 2019-07-09 | NC01 | 50
1 | WASHINGTON | NWD | jinapatel4@gmail.com;pitzerjean123@yahoo.com | 1670727 | NONCOMMUNITY | CHLORINATION; AERATION FOR REMOVAL OF ANY SECONDARY CONTAMINANT, SULFIDE, OR ANY UNREGULATED CONTAMINANT; CORROSION CONTROL INHIBITOR ADDITION; HYPOCHLORINATION; IRON OR MANGANESE SEQUESTRATION; OR ULTRAVIOLET RADIATION. THE LEAD/CHIEF OPERATOR MUST BE CLASS D OR HIGHER. 50,000 GPD UP TO 0.25 MGD-STAFFING BY CLASS D OR HIGHER OPERATOR: 3 VISITS/WEEK ON NONCONSECUTIVE DAYS FOR A TOTAL OF 0.3 HOUR/WEEK. LESS THAN 50,000 GPD-STAFFING BY A CLASS D OR HIGHER OPERATOR: 2 VISITS/WEEK ON NONCONSECUTIVE DAYS FOR A TOTAL OF 0.2 HOUR/WEEK. THERE SHALL BE NO MORE THAN 5 DAYS BETWEEN THE LAST VISIT IN ONE WEEK AND THE FIRST VISIT IN THE NEXT WEEK. | N | Y | EBRO MOTEL | 5312 CAPTAIN FRITZ RD. |  | EBRO | FL | 32437 |  | 8505352499 |  | JEAN PITZER | RAJNIBHAI PATEL | 5312 CAPTAIN FRITZ RD. |  | EBRO | FL | 32437 |  | 8508906036 |  | INVESTOR | 36 | 72000 | 11 | 2016-09-14 | 2020-11-04 | NC01 | 50
1 | WASHINGTON | NWD | bamin1980@gmail.com; pitzerjean123@yahoo.com | 1670729 | NONCOMMUNITY | CHLORINATION; AERATION FOR REMOVAL OF ANY SECONDARY CONTAMINANT, SULFIDE, OR ANY UNREGULATED CONTAMINANT; CORROSION CONTROL INHIBITOR ADDITION; HYPOCHLORINATION; IRON OR MANGANESE SEQUESTRATION; OR ULTRAVIOLET RADIATION. THE LEAD/CHIEF OPERATOR MUST BE CLASS D OR HIGHER. 50,000 GPD UP TO 0.25 MGD-STAFFING BY CLASS D OR HIGHER OPERATOR: 3 VISITS/WEEK ON NONCONSECUTIVE DAYS FOR A TOTAL OF 0.3 HOUR/WEEK. LESS THAN 50,000 GPD-STAFFING BY A CLASS D OR HIGHER OPERATOR: 2 VISITS/WEEK ON NONCONSECUTIVE DAYS FOR A TOTAL OF 0.2 HOUR/WEEK. THERE SHALL BE NO MORE THAN 5 DAYS BETWEEN THE LAST VISIT IN ONE WEEK AND THE FIRST VISIT IN THE NEXT WEEK. | N | Y | QUICK STOP #2 | 6590 DOGTRACK ROAD (HWY. 79) | INTERSECTION OF SR 20 AND HWY 79 | EBRO | FL | 32437 |  | 8508670587 |  | BOB AMIN | DON EVERETT | 2715 S. BYRON BUTLER PKWY. |  | PERRY | FL | 32348 |  | 8004875428 |  | INVESTOR | 37 | 42000 | 1 | 2018-05-07 | 2021-10-25 | NC01 | 50
1 | WASHINGTON | NWD | reknight@bellsouth.net;jcwater32462@yahoo.com | 1670731 | NONCOMMUNITY | CHLORINATION; AERATION FOR REMOVAL OF ANY SECONDARY CONTAMINANT, SULFIDE, OR ANY UNREGULATED CONTAMINANT; CORROSION CONTROL INHIBITOR ADDITION; HYPOCHLORINATION; IRON OR MANGANESE SEQUESTRATION; OR ULTRAVIOLET RADIATION. THE LEAD/CHIEF OPERATOR MUST BE CLASS D OR HIGHER. 50,000 GPD UP TO 0.25 MGD-STAFFING BY CLASS D OR HIGHER OPERATOR: 3 VISITS/WEEK ON NONCONSECUTIVE DAYS FOR A TOTAL OF 0.3 HOUR/WEEK. LESS THAN 50,000 GPD-STAFFING BY A CLASS D OR HIGHER OPERATOR: 2 VISITS/WEEK ON NONCONSECUTIVE DAYS FOR A TOTAL OF 0.2 HOUR/WEEK. THERE SHALL BE NO MORE THAN 5 DAYS BETWEEN THE LAST VISIT IN ONE WEEK AND THE FIRST VISIT IN THE NEXT WEEK. | N | Y | GOD'S VINEYARD WORSHIP CENTER | HIGHWAY 79 NORTH |  | VERNON | FL | 32425 |  | 8505352471 |  | JIMMY COOK | REV. RANDY WILSON | 3701 CLAYTON RD. |  | BONIFAY | FL | 32425 |  | 8505352471 |  | INVESTOR | 25 | 28800 | 2 | 2017-06-22 | 2021-12-03 | NC01 | 50
1 | WASHINGTON | NWD | andres.kraul@fdc.myflorida.com; steven.reecy@fdc.myflorida.com | 1670733 | COMMUNITY | CHLORINATION; AERATION FOR REMOVAL OF ANY SECONDARY CONTAMINANT, SULFIDE, OR ANY UNREGULATED CONTAMINANT; CORROSION CONTROL INHIBITOR ADDITION; HYPOCHLORINATION; IRON OR MANGANESE SEQUESTRATION; OR ULTRAVIOLET RADIATION. THE LEAD/CHIEF OPERATOR MUST BE CLASS D OR HIGHER. 50,000 GPD UP TO 0.25 MGD-STAFFING BY CLASS D OR HIGHER OPERATOR: 3 VISITS/WEEK ON NONCONSECUTIVE DAYS FOR A TOTAL OF 0.3 HOUR/WEEK. LESS THAN 50,000 GPD-STAFFING BY A CLASS D OR HIGHER OPERATOR: 2 VISITS/WEEK ON NONCONSECUTIVE DAYS FOR A TOTAL OF 0.2 HOUR/WEEK. THERE SHALL BE NO MORE THAN 5 DAYS BETWEEN THE LAST VISIT IN ONE WEEK AND THE FIRST VISIT IN THE NEXT WEEK. | N | Y | NORTHWEST FLORIDA RECEPTION CENTER | AKA WASHINGTON CORRECTIONAL INSTITUTION | 4455 SAM MITCHELL DRIVE | CHIPLEY | FL | 32428 | 3501 | 8507736160 |  | CHRIS HURST | STEVEN REECY | 501 S. CALHOUN ST. |  | TALLAHASSEE | FL | 32399 | 2500 | 8504122610 |  | STATE | 2500 | 2592000 | 39 | 2016-10-07 | 2021-12-03 | DC03 | 2000
1 | WASHINGTON | NWD |  | 1670737 | NONCOMMUNITY | CHLORINATION; AERATION FOR REMOVAL OF ANY SECONDARY CONTAMINANT, SULFIDE, OR ANY UNREGULATED CONTAMINANT; CORROSION CONTROL INHIBITOR ADDITION; HYPOCHLORINATION; IRON OR MANGANESE SEQUESTRATION; OR ULTRAVIOLET RADIATION. THE LEAD/CHIEF OPERATOR MUST BE CLASS D OR HIGHER. 50,000 GPD UP TO 0.25 MGD-STAFFING BY CLASS D OR HIGHER OPERATOR: 3 VISITS/WEEK ON NONCONSECUTIVE DAYS FOR A TOTAL OF 0.3 HOUR/WEEK. LESS THAN 50,000 GPD-STAFFING BY A CLASS D OR HIGHER OPERATOR: 2 VISITS/WEEK ON NONCONSECUTIVE DAYS FOR A TOTAL OF 0.2 HOUR/WEEK. THERE SHALL BE NO MORE THAN 5 DAYS BETWEEN THE LAST VISIT IN ONE WEEK AND THE FIRST VISIT IN THE NEXT WEEK. | N | Y | CYPRESS SPRINGS | CYPRESS SPRINGS ROAD |  | VERNON | FL | 32462 |  | 8505352960 |  | RICHARD PETERSON | HAROLD AND LINDA VICKERS | P.O. BOX 726 |  | VERNON | FL | 32462 |  | 8505352960 |  | INVESTOR | 25 | 0 | 2 |  | 11-AUG-00 | NC01 | 50
1 | WASHINGTON | NWD | townofebro@gmail.com; pitzerjean123@yahoo.com | 1670745 | NONCOMMUNITY | CHLORINATION; AERATION FOR REMOVAL OF ANY SECONDARY CONTAMINANT, SULFIDE, OR ANY UNREGULATED CONTAMINANT; CORROSION CONTROL INHIBITOR ADDITION; HYPOCHLORINATION; IRON OR MANGANESE SEQUESTRATION; OR ULTRAVIOLET RADIATION. THE LEAD/CHIEF OPERATOR MUST BE CLASS D OR HIGHER. 50,000 GPD UP TO 0.25 MGD-STAFFING BY CLASS D OR HIGHER OPERATOR: 3 VISITS/WEEK ON NONCONSECUTIVE DAYS FOR A TOTAL OF 0.3 HOUR/WEEK. LESS THAN 50,000 GPD-STAFFING BY A CLASS D OR HIGHER OPERATOR: 2 VISITS/WEEK ON NONCONSECUTIVE DAYS FOR A TOTAL OF 0.2 HOUR/WEEK. THERE SHALL BE NO MORE THAN 5 DAYS BETWEEN THE LAST VISIT IN ONE WEEK AND THE FIRST VISIT IN THE NEXT WEEK. | N | Y | EBRO, TOWN OF COMMUNITY CENTER | INTERSECTION HWY 79 AND SR 20 |  | EBRO | FL | 32437 |  | 8505352842 |  | LINDA MARLOW | LINDA MARLOW | PO BOX 10 |  | EBRO | FL | 32437 |  | 8505352842 |  | CITY | 50 | 21600 | 4 | 2016-12-20 | 2020-11-04 | NC01 | 50
1 | WASHINGTON | NWD | countymanager@washingtonfl.com;JMASSEY@WASHINGTONFL.COM | 1670746 | NONCOMMUNITY | CHLORINATION; AERATION FOR REMOVAL OF ANY SECONDARY CONTAMINANT, SULFIDE, OR ANY UNREGULATED CONTAMINANT; CORROSION CONTROL INHIBITOR ADDITION; HYPOCHLORINATION; IRON OR MANGANESE SEQUESTRATION; OR ULTRAVIOLET RADIATION. THE LEAD/CHIEF OPERATOR MUST BE CLASS D OR HIGHER. 50,000 GPD UP TO 0.25 MGD-STAFFING BY CLASS D OR HIGHER OPERATOR: 3 VISITS/WEEK ON NONCONSECUTIVE DAYS FOR A TOTAL OF 0.3 HOUR/WEEK. LESS THAN 50,000 GPD-STAFFING BY A CLASS D OR HIGHER OPERATOR: 2 VISITS/WEEK ON NONCONSECUTIVE DAYS FOR A TOTAL OF 0.2 HOUR/WEEK. THERE SHALL BE NO MORE THAN 5 DAYS BETWEEN THE LAST VISIT IN ONE WEEK AND THE FIRST VISIT IN THE NEXT WEEK. | N | Y | ST. JOSEPH COMMUNITY PARK | 1350 MONROE SHEFFIELD ROAD |  | CHIPLEY | FL | 32428 |  | 8506386078 |  | JEFF MASSEY | JEFF MASSEY | 1331 SOUTH BLVD. | SUITE 400 | CHIPLEY | FL | 32428 |  | 8506386200 |  | COUNTY | 25 | 31680 | 1 | 2017-06-19 | 2021-10-06 | NC01 | 50
1 | WASHINGTON | NWD | ben@dogwoodacres.org;dogwoodacresfl@gmail.com | 1670751 | NONCOMMUNITY | CHLORINATION; AERATION FOR REMOVAL OF ANY SECONDARY CONTAMINANT, SULFIDE, OR ANY UNREGULATED CONTAMINANT; CORROSION CONTROL INHIBITOR ADDITION; HYPOCHLORINATION; IRON OR MANGANESE SEQUESTRATION; OR ULTRAVIOLET RADIATION. THE LEAD/CHIEF OPERATOR MUST BE CLASS D OR HIGHER. 50,000 GPD UP TO 0.25 MGD-STAFFING BY CLASS D OR HIGHER OPERATOR: 3 VISITS/WEEK ON NONCONSECUTIVE DAYS FOR A TOTAL OF 0.3 HOUR/WEEK. LESS THAN 50,000 GPD-STAFFING BY A CLASS D OR HIGHER OPERATOR: 2 VISITS/WEEK ON NONCONSECUTIVE DAYS FOR A TOTAL OF 0.2 HOUR/WEEK. THERE SHALL BE NO MORE THAN 5 DAYS BETWEEN THE LAST VISIT IN ONE WEEK AND THE FIRST VISIT IN THE NEXT WEEK. | N | Y | DOGWOOD ACRES | 3320 HARMONY ROAD |  | CHIPLEY | FL | 32428 |  | 8505352695 |  | BEN POWELL | PRESBYTERY OF FLORIDA | PO BOX 369 |  | VERNON | FL | 32462 |  | 8505352695 |  | OTHER | 25 | 28800 | 24 | 2014-09-16 | 2021-08-04 | NC01 | 50
1 | WASHINGTON | NWD | jmassey@washingtonfl.com | 1670753 | NONCOMMUNITY | CHLORINATION; AERATION FOR REMOVAL OF ANY SECONDARY CONTAMINANT, SULFIDE, OR ANY UNREGULATED CONTAMINANT; CORROSION CONTROL INHIBITOR ADDITION; HYPOCHLORINATION; IRON OR MANGANESE SEQUESTRATION; OR ULTRAVIOLET RADIATION. THE LEAD/CHIEF OPERATOR MUST BE CLASS D OR HIGHER. 50,000 GPD UP TO 0.25 MGD-STAFFING BY CLASS D OR HIGHER OPERATOR: 3 VISITS/WEEK ON NONCONSECUTIVE DAYS FOR A TOTAL OF 0.3 HOUR/WEEK. LESS THAN 50,000 GPD-STAFFING BY A CLASS D OR HIGHER OPERATOR: 2 VISITS/WEEK ON NONCONSECUTIVE DAYS FOR A TOTAL OF 0.2 HOUR/WEEK. THERE SHALL BE NO MORE THAN 5 DAYS BETWEEN THE LAST VISIT IN ONE WEEK AND THE FIRST VISIT IN THE NEXT WEEK. | N | Y | CAMPBELL PARK | 4112 JACKSON COMMUNITY ROAD |  | VERNON | FL | 32462 |  | 8506386078 |  | JEFF MASSEY | JEFF MASSEY | 1331 SOUTH BLVD. | SUITE 400 | CHIPLEY | FL | 32428 |  | 8506386200 |  | COUNTY | 25 | 28800 | 2 | 2017-06-19 | 2021-10-06 | NC01 | 50
1 | WASHINGTON | NWD | jmassey@washingtonfl.com | 1670754 | NONCOMMUNITY | CHLORINATION; AERATION FOR REMOVAL OF ANY SECONDARY CONTAMINANT, SULFIDE, OR ANY UNREGULATED CONTAMINANT; CORROSION CONTROL INHIBITOR ADDITION; HYPOCHLORINATION; IRON OR MANGANESE SEQUESTRATION; OR ULTRAVIOLET RADIATION. THE LEAD/CHIEF OPERATOR MUST BE CLASS D OR HIGHER. 50,000 GPD UP TO 0.25 MGD-STAFFING BY CLASS D OR HIGHER OPERATOR: 3 VISITS/WEEK ON NONCONSECUTIVE DAYS FOR A TOTAL OF 0.3 HOUR/WEEK. LESS THAN 50,000 GPD-STAFFING BY A CLASS D OR HIGHER OPERATOR: 2 VISITS/WEEK ON NONCONSECUTIVE DAYS FOR A TOTAL OF 0.2 HOUR/WEEK. THERE SHALL BE NO MORE THAN 5 DAYS BETWEEN THE LAST VISIT IN ONE WEEK AND THE FIRST VISIT IN THE NEXT WEEK. | N | Y | ORANGE HILL COMMUNITY CENTER | 1927 ORANGE HILL RD. |  | CHIPLEY | FL | 32428 |  | 8506386078 |  | JEFF MASSEY | JEFF MASSEY | 1331 SOUTH BLVD. | SUITE 400 | CHIPLEY | FL | 32428 |  | 8506386200 |  | COUNTY | 25 | 28800 | 2 | 2017-06-19 | 2021-10-06 | NC01 | 50
1 | WASHINGTON | NWD | steve@thelewisbearco.com;jcwater32462@yahoo.com | 1670756 | NONTRANSIENT NONCOMMUNITY | CHLORINATION; AERATION FOR REMOVAL OF ANY SECONDARY CONTAMINANT, SULFIDE, OR ANY UNREGULATED CONTAMINANT; CORROSION CONTROL INHIBITOR ADDITION; HYPOCHLORINATION; IRON OR MANGANESE SEQUESTRATION; OR ULTRAVIOLET RADIATION. THE LEAD/CHIEF OPERATOR MUST BE CLASS D OR HIGHER. 50,000 GPD UP TO 0.25 MGD-STAFFING BY CLASS D OR HIGHER OPERATOR: 3 VISITS/WEEK ON NONCONSECUTIVE DAYS FOR A TOTAL OF 0.3 HOUR/WEEK. LESS THAN 50,000 GPD-STAFFING BY A CLASS D OR HIGHER OPERATOR: 2 VISITS/WEEK ON NONCONSECUTIVE DAYS FOR A TOTAL OF 0.2 HOUR/WEEK. THERE SHALL BE NO MORE THAN 5 DAYS BETWEEN THE LAST VISIT IN ONE WEEK AND THE FIRST VISIT IN THE NEXT WEEK. | N | Y | LEWIS BEAR DISTRIBUTION CENTER | 6484 DOG TRACK ROAD |  | EBRO | FL | 32437 |  | 8504721128 |  | STEVE COX | DAVID BEAR | 6120 ENTERPRISE DRIVE |  | PENSACOLA | FL | 32505 |  | 8504721128 |  | INVESTOR | 30 | 115200 | 1 | 2020-11-30 | 2020-06-25 | NTNC | 100
1 | WASHINGTON | NWD | zcrumley@teramore.net;joseph@aldayhowell.com; | 1670764 | NONCOMMUNITY | CHLORINATION; AERATION FOR REMOVAL OF ANY SECONDARY CONTAMINANT, SULFIDE, OR ANY UNREGULATED CONTAMINANT; CORROSION CONTROL INHIBITOR ADDITION; HYPOCHLORINATION; IRON OR MANGANESE SEQUESTRATION; OR ULTRAVIOLET RADIATION. THE LEAD/CHIEF OPERATOR MUST BE CLASS D OR HIGHER. 50,000 GPD UP TO 0.25 MGD-STAFFING BY CLASS D OR HIGHER OPERATOR: 3 VISITS/WEEK ON NONCONSECUTIVE DAYS FOR A TOTAL OF 0.3 HOUR/WEEK. LESS THAN 50,000 GPD-STAFFING BY A CLASS D OR HIGHER OPERATOR: 2 VISITS/WEEK ON NONCONSECUTIVE DAYS FOR A TOTAL OF 0.2 HOUR/WEEK. THERE SHALL BE NO MORE THAN 5 DAYS BETWEEN THE LAST VISIT IN ONE WEEK AND THE FIRST VISIT IN THE NEXT WEEK. | N | Y | DOLLAR GENERAL - EBRO | SW CORNER INTERSECTION SR 20 & 79 |  | EBRO | FL | 32437 |  | 2295164289 |  | MIKE ROWE | TERAMORE DEVELOPMENT, LLC | PO BOX 6460 |  | THOMASVILLE | GA | 31758 |  | 2295164289 |  | INVESTOR | 25 | 21600 | 1 |  | 2020-11-18 | NC01 | 50
1 | WASHINGTON | NWD |  | 1670765 | NONCOMMUNITY | CHLORINATION; AERATION FOR REMOVAL OF ANY SECONDARY CONTAMINANT, SULFIDE, OR ANY UNREGULATED CONTAMINANT; CORROSION CONTROL INHIBITOR ADDITION; HYPOCHLORINATION; IRON OR MANGANESE SEQUESTRATION; OR ULTRAVIOLET RADIATION. THE LEAD/CHIEF OPERATOR MUST BE CLASS D OR HIGHER. 50,000 GPD UP TO 0.25 MGD-STAFFING BY CLASS D OR HIGHER OPERATOR: 3 VISITS/WEEK ON NONCONSECUTIVE DAYS FOR A TOTAL OF 0.3 HOUR/WEEK. LESS THAN 50,000 GPD-STAFFING BY A CLASS D OR HIGHER OPERATOR: 2 VISITS/WEEK ON NONCONSECUTIVE DAYS FOR A TOTAL OF 0.2 HOUR/WEEK. THERE SHALL BE NO MORE THAN 5 DAYS BETWEEN THE LAST VISIT IN ONE WEEK AND THE FIRST VISIT IN THE NEXT WEEK. | N | Y | DOLLAR GENERAL - GREENHEAD | HIGHWAY 77 |  | CHIPLEY | FL | 32428 |  | 8504821669 |  |  | TERRAMORE DEVELOPEMENT LLC | PO BOX 6460 |  | THOMASVILLE | GA | 31758 |  | 8504821669 |  | INVESTOR | 25 | 0 | 1 |  |  | NC01 | 50
2 | ALACHUA | NED | sroane@cityofalachua.org | 2010017 | COMMUNITY | CHLORINATION; AERATION FOR REMOVAL OF ANY SECONDARY CONTAMINANT, SULFIDE, OR ANY UNREGULATED CONTAMINANT; CORROSION CONTROL INHIBITOR ADDITION; HYPOCHLORINATION; IRON OR MANGANESE SEQUESTRATION; OR ULTRAVIOLET RADIATION. THE LEAD/CHIEF OPERATOR MUST BE CLASS C OR HIGHER. 5.0 MGD AND ABOVE-STAFFING BY CLASS C OR HIGHER OPERATOR: 6 HOURS/DAY FOR 5 DAYS/WEEK AND ONE VISIT ON EACH WEEKEND DAY. 3.0 MGD UP TO 5.0 MGD-STAFFING BY CLASS C OR HIGHER OPERATOR: 1 HOUR/DAY FOR 5 DAYS/WEEK AND ONE VISIT ON EACH WEEKEND DAY. 0.25 MGD UP TO 3.0 MGD-STAFFING BY CLASS C OR HIGHER OPERATOR: 5 VISITS/WEEK AND ONE VISIT EACH WEEKEND FOR A TOTAL OF 0.6 HOUR/WEEK. | N | Y | ALACHUA WTP | 14991 NW US-441, (SOUTH OF SR-241) |  | ALACHUA | FL | 32616 |  | 3864621084 |  | RODOLFO VALLADARES, PE | RODOLFO VALLADARES PE | PO BOX 9 |  | ALACHUA | FL | 32616 | 9 | 3864186140 |  | MUNICIPALITY | 8220 | 3500000 | 2740 | 2019-10-08 | 2019-09-12 | DC03 | 2000
2 | ALACHUA | NED | drinkingwater@uswatercorp.net | 2010041 | COMMUNITY | CHLORINATION; AERATION FOR REMOVAL OF ANY SECONDARY CONTAMINANT, SULFIDE, OR ANY UNREGULATED CONTAMINANT; CORROSION CONTROL INHIBITOR ADDITION; HYPOCHLORINATION; IRON OR MANGANESE SEQUESTRATION; OR ULTRAVIOLET RADIATION. THE LEAD/CHIEF OPERATOR MUST BE CLASS C OR HIGHER. 5.0 MGD AND ABOVE-STAFFING BY CLASS C OR HIGHER OPERATOR: 6 HOURS/DAY FOR 5 DAYS/WEEK AND ONE VISIT ON EACH WEEKEND DAY. 3.0 MGD UP TO 5.0 MGD-STAFFING BY CLASS C OR HIGHER OPERATOR: 1 HOUR/DAY FOR 5 DAYS/WEEK AND ONE VISIT ON EACH WEEKEND DAY. 0.25 MGD UP TO 3.0 MGD-STAFFING BY CLASS C OR HIGHER OPERATOR: 5 VISITS/WEEK AND ONE VISIT EACH WEEKEND FOR A TOTAL OF 0.6 HOUR/WEEK. | N | Y | ARREDONDO ESTATES | S.W. 52ND AVENUE |  | GAINESVILLE | FL | 32608 |  | 8667538292 |  | WILLIAM FONTAINE | SAM CAIN, P.E. | 280 WEKIVA SPRINGS ROAD, SUITE 2070 |  | LONGWOOD | FL | 32779 |  | 4076296900 |  | INVESTOR | 738 | 290000 | 246 | 2018-08-09 | 2018-08-08 | DC05 | 500
2 | ALACHUA | NED | twofoldwater@gmail.com | 2010042 | COMMUNITY | AERATION FOR REMOVAL OF ANY PRIMARY CONTAMINANT; ALKALINITY/PH ADJUSTMENT; CHLORAMIN ATION; CHLORINE DIOXIDE FOR OXIDATION OR DISINFECTION; FLUORIDATION; ION EXCHANGE FOR REMOVAL OF ANY SECONDARY CONTAMINANT, SULFIDE, OR ANY UNREGULATED CONTAMINANT; OR OZONATION. THE LEAD/CHIEF OPERATOR MUST BE CLASS C OR HIGHER. 5.0 MGD UP TO 10 MGD-STAFFING BY CLASS C OR HIGHER OPERATOR: 6 HOURS/DAY FOR 5 DAYS/WEEK AND ONE VISIT ON EACH WEEKEND DAY. 3.0 MGD UP TO 5.0 MGD-STAFFING BY CLASS C OR HIGHER OPERATOR: 3 HOURS/DAY FOR 5 DAYS/WEEK AND ONE VISIT ON EACH WEEKEND DAY. 1.0 MGD UP TO 3.0 MGD-STAFFING BY CLASS C OR HIGHER OPERATOR: 1 HOUR/DAY FOR 5 DAYS/WEEK AND ONE VISIT ON EACH WEEKEND DAY. 0.1 MGD UP TO 1.0 MGD-STAFFING BY CLASS C OR HIGHER OPERATOR: 5 VISITS/WEEK AND ONE VISIT EACH WEEKEND FOR A TOTAL OF 1.2 HOURS/WEEK. | N | Y | PALMS OF ARCHER | 7117 S.W. ARCHER RD |  | GAINESVILLE | FL | 32608 | 4541 | 3523733500 |  | TINA SEARLES | KAREN HAMILTON | 1900 16TH ST | SUITE #950 | DENVER | CO | 80202 |  | 3034837300 |  | INVESTOR | 1092 | 290000 | 378 | 2015-03-18 | 2021-06-28 | DC05 | 500
2 | ALACHUA | NED | citymanager@cityofarcher.com; twofold@gmail.com | 2010199 | COMMUNITY | CHLORINATION; AERATION FOR REMOVAL OF ANY SECONDARY CONTAMINANT, SULFIDE, OR ANY UNREGULATED CONTAMINANT; CORROSION CONTROL INHIBITOR ADDITION; HYPOCHLORINATION; IRON OR MANGANESE SEQUESTRATION; OR ULTRAVIOLET RADIATION. THE LEAD/CHIEF OPERATOR MUST BE CLASS C OR HIGHER. 5.0 MGD AND ABOVE-STAFFING BY CLASS C OR HIGHER OPERATOR: 6 HOURS/DAY FOR 5 DAYS/WEEK AND ONE VISIT ON EACH WEEKEND DAY. 3.0 MGD UP TO 5.0 MGD-STAFFING BY CLASS C OR HIGHER OPERATOR: 1 HOUR/DAY FOR 5 DAYS/WEEK AND ONE VISIT ON EACH WEEKEND DAY. 0.25 MGD UP TO 3.0 MGD-STAFFING BY CLASS C OR HIGHER OPERATOR: 5 VISITS/WEEK AND ONE VISIT EACH WEEKEND FOR A TOTAL OF 0.6 HOUR/WEEK. | N | Y | ARCHER WATER SYSTEM | 12955 SW SR 45 |  | ARCHER | FL | 32618 |  | 3524952880 |  | DEANNA ALLTOP | TONY HAMMOND | 16870 SW 134TH AVE. | PO BOX 39 | ARCHER | FL | 32618 | 39 | 3524952880 |  | MUNICIPALITY | 1440 | 1719999 | 576 | 2018-09-14 | 2021-09-27 | DC03 | 2000
2 | ALACHUA | NED | abohannon@highsprings.us | 2010201 | COMMUNITY | CHLORINATION; AERATION FOR REMOVAL OF ANY SECONDARY CONTAMINANT, SULFIDE, OR ANY UNREGULATED CONTAMINANT; CORROSION CONTROL INHIBITOR ADDITION; HYPOCHLORINATION; IRON OR MANGANESE SEQUESTRATION; OR ULTRAVIOLET RADIATION. THE LEAD/CHIEF OPERATOR MUST BE CLASS C OR HIGHER. 5.0 MGD AND ABOVE-STAFFING BY CLASS C OR HIGHER OPERATOR: 6 HOURS/DAY FOR 5 DAYS/WEEK AND ONE VISIT ON EACH WEEKEND DAY. 3.0 MGD UP TO 5.0 MGD-STAFFING BY CLASS C OR HIGHER OPERATOR: 1 HOUR/DAY FOR 5 DAYS/WEEK AND ONE VISIT ON EACH WEEKEND DAY. 0.25 MGD UP TO 3.0 MGD-STAFFING BY CLASS C OR HIGHER OPERATOR: 5 VISITS/WEEK AND ONE VISIT EACH WEEKEND FOR A TOTAL OF 0.6 HOUR/WEEK. | N | Y | HIGH SPRINGS WTP | 17380 NW US-441 |  | HIGH SPRINGS | FL | 32643 |  | 3864541416 |  | AMY BOHANNON | ASHLEY STATHATOS | 23718 W. US 27 |  | HIGH SPRINGS | FL | 32643 |  | 3864541416 | 6 | MUNICIPALITY | 5795 | 1400000 | 2318 | 2010-09-01 | 2021-06-28 | DC03 | 2000
2 | ALACHUA | NED |  | 2010207 | COMMUNITY | CHLORINATION; AERATION FOR REMOVAL OF ANY SECONDARY CONTAMINANT, SULFIDE, OR ANY UNREGULATED CONTAMINANT; CORROSION CONTROL INHIBITOR ADDITION; HYPOCHLORINATION; IRON OR MANGANESE SEQUESTRATION; OR ULTRAVIOLET RADIATION. THE LEAD/CHIEF OPERATOR MUST BE CLASS C OR HIGHER. 5.0 MGD AND ABOVE-STAFFING BY CLASS C OR HIGHER OPERATOR: 6 HOURS/DAY FOR 5 DAYS/WEEK AND ONE VISIT ON EACH WEEKEND DAY. 3.0 MGD UP TO 5.0 MGD-STAFFING BY CLASS C OR HIGHER OPERATOR: 1 HOUR/DAY FOR 5 DAYS/WEEK AND ONE VISIT ON EACH WEEKEND DAY. 0.25 MGD UP TO 3.0 MGD-STAFFING BY CLASS C OR HIGHER OPERATOR: 5 VISITS/WEEK AND ONE VISIT EACH WEEKEND FOR A TOTAL OF 0.6 HOUR/WEEK. | N | Y | NEWBERRY WTP | 120 NW 260TH ST. |  | NEWBERRY | FL | 32669 |  | 3524746205 |  | JAMES GREENWALT | JAMIE JONES | 120 NW 260TH ST. |  | NEWBERRY | FL | 32669 |  | 3524721537 |  | MUNICIPALITY | 3885 | 2160000 | 1481 | 2017-06-20 | 2020-06-18 | DC03 | 2000
2 | ALACHUA | NED | kim@waldo-fl.com | 2010212 | COMMUNITY | CHLORINATION; AERATION FOR REMOVAL OF ANY SECONDARY CONTAMINANT, SULFIDE, OR ANY UNREGULATED CONTAMINANT; CORROSION CONTROL INHIBITOR ADDITION; HYPOCHLORINATION; IRON OR MANGANESE SEQUESTRATION; OR ULTRAVIOLET RADIATION. THE LEAD/CHIEF OPERATOR MUST BE CLASS C OR HIGHER. 5.0 MGD AND ABOVE-STAFFING BY CLASS C OR HIGHER OPERATOR: 6 HOURS/DAY FOR 5 DAYS/WEEK AND ONE VISIT ON EACH WEEKEND DAY. 3.0 MGD UP TO 5.0 MGD-STAFFING BY CLASS C OR HIGHER OPERATOR: 1 HOUR/DAY FOR 5 DAYS/WEEK AND ONE VISIT ON EACH WEEKEND DAY. 0.25 MGD UP TO 3.0 MGD-STAFFING BY CLASS C OR HIGHER OPERATOR: 5 VISITS/WEEK AND ONE VISIT EACH WEEKEND FOR A TOTAL OF 0.6 HOUR/WEEK. | N | Y | WALDO WTP | 14450 NE 148TH AVENUE |  | WALDO | FL | 32694 |  |  |  | BERNARD CARTER | MS. KIM WORLEY | P.O. DRAWER B |  | WALDO | FL | 32694 | 802 | 3524681001 |  | MUNICIPALITY | 1042 | 500000 | 465 | 2018-07-09 | 2021-06-29 | DC04 | 1000
2 | ALACHUA | NED | micanopyinncnd@gmail.com | 2010264 | NONCOMMUNITY | CHLORINATION; AERATION FOR REMOVAL OF ANY SECONDARY CONTAMINANT, SULFIDE, OR ANY UNREGULATED CONTAMINANT; CORROSION CONTROL INHIBITOR ADDITION; HYPOCHLORINATION; IRON OR MANGANESE SEQUESTRATION; OR ULTRAVIOLET RADIATION. THE LEAD/CHIEF OPERATOR MUST BE CLASS D OR HIGHER. 50,000 GPD UP TO 0.25 MGD-STAFFING BY CLASS D OR HIGHER OPERATOR: 3 VISITS/WEEK ON NONCONSECUTIVE DAYS FOR A TOTAL OF 0.3 HOUR/WEEK. LESS THAN 50,000 GPD-STAFFING BY A CLASS D OR HIGHER OPERATOR: 2 VISITS/WEEK ON NONCONSECUTIVE DAYS FOR A TOTAL OF 0.2 HOUR/WEEK. THERE SHALL BE NO MORE THAN 5 DAYS BETWEEN THE LAST VISIT IN ONE WEEK AND THE FIRST VISIT IN THE NEXT WEEK. | N | Y | MICANOPY INN | 17110 SE CR-234 |  | MICANOPY | FL | 32667 |  | 3524664000 |  | ERNEST DANIELS | RAM COHEN | PO BOX 24 |  | WESTWOOD | MA | 2090 |  | 6173049050 |  | INVESTOR | 25 | 69429 | 2 | 2019-10-29 | 2019-05-10 | NC01 | 50
2 | ALACHUA | NED | jenningscitrus@cfl.rr.com | 2010377 | NONCOMMUNITY | CHLORINATION; AERATION FOR REMOVAL OF ANY SECONDARY CONTAMINANT, SULFIDE, OR ANY UNREGULATED CONTAMINANT; CORROSION CONTROL INHIBITOR ADDITION; HYPOCHLORINATION; IRON OR MANGANESE SEQUESTRATION; OR ULTRAVIOLET RADIATION. THE LEAD/CHIEF OPERATOR MUST BE CLASS D OR HIGHER. 50,000 GPD UP TO 0.25 MGD-STAFFING BY CLASS D OR HIGHER OPERATOR: 3 VISITS/WEEK ON NONCONSECUTIVE DAYS FOR A TOTAL OF 0.3 HOUR/WEEK. LESS THAN 50,000 GPD-STAFFING BY A CLASS D OR HIGHER OPERATOR: 2 VISITS/WEEK ON NONCONSECUTIVE DAYS FOR A TOTAL OF 0.2 HOUR/WEEK. THERE SHALL BE NO MORE THAN 5 DAYS BETWEEN THE LAST VISIT IN ONE WEEK AND THE FIRST VISIT IN THE NEXT WEEK. | N | Y | FLORIDA CITRUS CENTER # 95 | 18625 NORTHWEST CR-236 |  | HIGH SPRINGS | FL | 32655 |  | 3864621501 |  | MARY LOVETT | MR. ED JENNINGS | 11765 NORTH U.S. 301 |  | OXFORD | FL | 34484 |  | 3527482235 |  | INVESTOR | 25 | 28000 | 2 | 2019-10-09 | 2019-09-18 | NC01 | 50
2 | ALACHUA | NED | myurick@nhra.com | 2010406 | NONCOMMUNITY | CHLORINATION; AERATION FOR REMOVAL OF ANY SECONDARY CONTAMINANT, SULFIDE, OR ANY UNREGULATED CONTAMINANT; CORROSION CONTROL INHIBITOR ADDITION; HYPOCHLORINATION; IRON OR MANGANESE SEQUESTRATION; OR ULTRAVIOLET RADIATION. THE LEAD/CHIEF OPERATOR MUST BE CLASS C OR HIGHER. 5.0 MGD AND ABOVE-STAFFING BY CLASS C OR HIGHER OPERATOR: 6 HOURS/DAY FOR 5 DAYS/WEEK AND ONE VISIT ON EACH WEEKEND DAY. 3.0 MGD UP TO 5.0 MGD-STAFFING BY CLASS C OR HIGHER OPERATOR: 1 HOUR/DAY FOR 5 DAYS/WEEK AND ONE VISIT ON EACH WEEKEND DAY. 0.25 MGD UP TO 3.0 MGD-STAFFING BY CLASS C OR HIGHER OPERATOR: 5 VISITS/WEEK AND ONE VISIT EACH WEEKEND FOR A TOTAL OF 0.6 HOUR/WEEK. | N | Y | NHRA AUTO PLUS RACEWAY | 11211 N. COUNTY ROAD 225 |  | GAINESVILLE | FL | 32609 |  | 3523770046 |  |  | MIKE YURICK | 11211 N. CR 225 |  | GAINESVILLE | FL | 32609 |  | 3523770046 |  | INVESTOR | 25 | 261600 | 4 | 2019-02-08 | 2018-08-28 | NC01 | 50
2 | ALACHUA | NED | pgarrett@harvestinc.com; twofoldwater@gmail.com | 2010410 | NONCOMMUNITY | CHLORINATION; AERATION FOR REMOVAL OF ANY SECONDARY CONTAMINANT, SULFIDE, OR ANY UNREGULATED CONTAMINANT; CORROSION CONTROL INHIBITOR ADDITION; HYPOCHLORINATION; IRON OR MANGANESE SEQUESTRATION; OR ULTRAVIOLET RADIATION. THE LEAD/CHIEF OPERATOR MUST BE CLASS D OR HIGHER. 50,000 GPD UP TO 0.25 MGD-STAFFING BY CLASS D OR HIGHER OPERATOR: 3 VISITS/WEEK ON NONCONSECUTIVE DAYS FOR A TOTAL OF 0.3 HOUR/WEEK. LESS THAN 50,000 GPD-STAFFING BY A CLASS D OR HIGHER OPERATOR: 2 VISITS/WEEK ON NONCONSECUTIVE DAYS FOR A TOTAL OF 0.2 HOUR/WEEK. THERE SHALL BE NO MORE THAN 5 DAYS BETWEEN THE LAST VISIT IN ONE WEEK AND THE FIRST VISIT IN THE NEXT WEEK. | N | Y | HARVEST, INC. | 12801 NW HIGHWAY 441 |  | ALACHUA | FL | 32615 |  | 3864181051 |  | PAUL GARRETT | STEVE WHITE | 1155 W RIO SALADO PARKWAY, SUITE 201 |  | TEMPE | AZ | 85281 |  | 4804942261 |  | INVESTOR | 25 | 24000 | 1 | 2015-06-23 | 2018-08-21 | NC01 | 50
2 | ALACHUA | NED | evause@cityofhawthorne.net | 2010477 | COMMUNITY | CHLORINATION; AERATION FOR REMOVAL OF ANY SECONDARY CONTAMINANT, SULFIDE, OR ANY UNREGULATED CONTAMINANT; CORROSION CONTROL INHIBITOR ADDITION; HYPOCHLORINATION; IRON OR MANGANESE SEQUESTRATION; OR ULTRAVIOLET RADIATION. THE LEAD/CHIEF OPERATOR MUST BE CLASS C OR HIGHER. 5.0 MGD AND ABOVE-STAFFING BY CLASS C OR HIGHER OPERATOR: 6 HOURS/DAY FOR 5 DAYS/WEEK AND ONE VISIT ON EACH WEEKEND DAY. 3.0 MGD UP TO 5.0 MGD-STAFFING BY CLASS C OR HIGHER OPERATOR: 1 HOUR/DAY FOR 5 DAYS/WEEK AND ONE VISIT ON EACH WEEKEND DAY. 0.25 MGD UP TO 3.0 MGD-STAFFING BY CLASS C OR HIGHER OPERATOR: 5 VISITS/WEEK AND ONE VISIT EACH WEEKEND FOR A TOTAL OF 0.6 HOUR/WEEK. | N | Y | HAWTHORNE WTP | 6700 SE 221ST ST. |  | HAWTHORNE | FL | 32640 |  | 3524812432 |  | WENDY SAPP | WENDY SAPP | PO BOX 1270 |  | HAWTHORNE | FL | 32640 |  | 3524812432 |  | MUNICIPALITY | 2275 | 1280000 | 650 | 2019-05-08 | 2021-09-27 | DC03 | 2000
2 | ALACHUA | NED | lochloosaharbor@aol.com | 2010591 | NONCOMMUNITY | CHLORINATION; AERATION FOR REMOVAL OF ANY SECONDARY CONTAMINANT, SULFIDE, OR ANY UNREGULATED CONTAMINANT; CORROSION CONTROL INHIBITOR ADDITION; HYPOCHLORINATION; IRON OR MANGANESE SEQUESTRATION; OR ULTRAVIOLET RADIATION. THE LEAD/CHIEF OPERATOR MUST BE CLASS D OR HIGHER. 50,000 GPD UP TO 0.25 MGD-STAFFING BY CLASS D OR HIGHER OPERATOR: 3 VISITS/WEEK ON NONCONSECUTIVE DAYS FOR A TOTAL OF 0.3 HOUR/WEEK. LESS THAN 50,000 GPD-STAFFING BY A CLASS D OR HIGHER OPERATOR: 2 VISITS/WEEK ON NONCONSECUTIVE DAYS FOR A TOTAL OF 0.2 HOUR/WEEK. THERE SHALL BE NO MORE THAN 5 DAYS BETWEEN THE LAST VISIT IN ONE WEEK AND THE FIRST VISIT IN THE NEXT WEEK. | N | Y | LOCHLOOSA HARBOR RV PARK | 15008 SE HWY 301 |  | HAWTHORNE | FL | 32640 |  | 3524812114 |  | ANN GORMAN | ANN GORMAN | 15008 SE HWY 301 |  | HAWTHORNE | FL | 32640 |  | 9373094905 |  | INVESTOR | 25 | 9407 | 41 | 2018-08-29 | 2018-05-30 | NC01 | 50
2 | ALACHUA | NED | dkibitlewski@uswatercorp.net | 2010612 | COMMUNITY | CHLORINATION; AERATION FOR REMOVAL OF ANY SECONDARY CONTAMINANT, SULFIDE, OR ANY UNREGULATED CONTAMINANT; CORROSION CONTROL INHIBITOR ADDITION; HYPOCHLORINATION; IRON OR MANGANESE SEQUESTRATION; OR ULTRAVIOLET RADIATION. THE LEAD/CHIEF OPERATOR MUST BE CLASS D OR HIGHER. 50,000 GPD UP TO 0.25 MGD-STAFFING BY CLASS D OR HIGHER OPERATOR: 3 VISITS/WEEK ON NONCONSECUTIVE DAYS FOR A TOTAL OF 0.3 HOUR/WEEK. LESS THAN 50,000 GPD-STAFFING BY A CLASS D OR HIGHER OPERATOR: 2 VISITS/WEEK ON NONCONSECUTIVE DAYS FOR A TOTAL OF 0.2 HOUR/WEEK. THERE SHALL BE NO MORE THAN 5 DAYS BETWEEN THE LAST VISIT IN ONE WEEK AND THE FIRST VISIT IN THE NEXT WEEK. | N | Y | GATOR WATERWORKS WATER SYSTEM | 3260 SE 19TH AVENUE |  | GAINESVILLE | FL | 32604 |  |  |  | DIANE KIBITLEWSKI | GARY DEREMER | 4349 CROSS BAYOU BLVD |  | NEW PORT RICHEY | FL | 32652 |  | 7278488292 |  | SUBDIVISION | 800 | 236400 | 352 | 2019-08-01 | 2019-07-24 | DC05 | 500
2 | ALACHUA | NED | propertyservice@campkulaqua.com; playpool@windstream.net | 2010622 | NONCOMMUNITY | CHLORINATION; AERATION FOR REMOVAL OF ANY SECONDARY CONTAMINANT, SULFIDE, OR ANY UNREGULATED CONTAMINANT; CORROSION CONTROL INHIBITOR ADDITION; HYPOCHLORINATION; IRON OR MANGANESE SEQUESTRATION; OR ULTRAVIOLET RADIATION. THE LEAD/CHIEF OPERATOR MUST BE CLASS D OR HIGHER. 50,000 GPD UP TO 0.25 MGD-STAFFING BY CLASS D OR HIGHER OPERATOR: 3 VISITS/WEEK ON NONCONSECUTIVE DAYS FOR A TOTAL OF 0.3 HOUR/WEEK. LESS THAN 50,000 GPD-STAFFING BY A CLASS D OR HIGHER OPERATOR: 2 VISITS/WEEK ON NONCONSECUTIVE DAYS FOR A TOTAL OF 0.2 HOUR/WEEK. THERE SHALL BE NO MORE THAN 5 DAYS BETWEEN THE LAST VISIT IN ONE WEEK AND THE FIRST VISIT IN THE NEXT WEEK. | N | Y | KULAQUA YOUTH CAMP | 23400 N.W. 212TH AVENUE |  | HIGH SPRINGS | FL | 32643 |  | 3864541351 |  | RUSSELL HALLMAN | RUSSELL HALLMAN | 23400 NW 212TH AVE. |  | HIGH SPRINGS | FL | 32643 |  | 3864547962 |  | INVESTOR | 200 | 285498 | 59 | 2016-01-06 | 2020-09-08 | NC01 | 50
2 | ALACHUA | NED | jwill029@windstream.net | 2010625 | COMMUNITY | CHLORINATION; AERATION FOR REMOVAL OF ANY SECONDARY CONTAMINANT, SULFIDE, OR ANY UNREGULATED CONTAMINANT; CORROSION CONTROL INHIBITOR ADDITION; HYPOCHLORINATION; IRON OR MANGANESE SEQUESTRATION; OR ULTRAVIOLET RADIATION. THE LEAD/CHIEF OPERATOR MUST BE CLASS D OR HIGHER. 50,000 GPD UP TO 0.25 MGD-STAFFING BY CLASS D OR HIGHER OPERATOR: 3 VISITS/WEEK ON NONCONSECUTIVE DAYS FOR A TOTAL OF 0.3 HOUR/WEEK. LESS THAN 50,000 GPD-STAFFING BY A CLASS D OR HIGHER OPERATOR: 2 VISITS/WEEK ON NONCONSECUTIVE DAYS FOR A TOTAL OF 0.2 HOUR/WEEK. THERE SHALL BE NO MORE THAN 5 DAYS BETWEEN THE LAST VISIT IN ONE WEEK AND THE FIRST VISIT IN THE NEXT WEEK. | N | Y | LAKE ALTO ESTATES MHP | 13516 NE COUNTY ROAD 1471 |  | WALDO | FL | 32694 |  | 3523595843 |  | JIM WILLIAMS | JIM WILLIAMS | PO BOX 277 |  | WALDO | FL | 32694 |  | 3524682459 |  | INVESTOR | 325 | 70000 | 72 | 2018-07-12 | 2021-09-27 | DC051 | 100
2 | ALACHUA | NED | ccollin@ufl.edu | 2010642 | NONCOMMUNITY | CHLORINATION; AERATION FOR REMOVAL OF ANY SECONDARY CONTAMINANT, SULFIDE, OR ANY UNREGULATED CONTAMINANT; CORROSION CONTROL INHIBITOR ADDITION; HYPOCHLORINATION; IRON OR MANGANESE SEQUESTRATION; OR ULTRAVIOLET RADIATION. THE LEAD/CHIEF OPERATOR MUST BE CLASS D OR HIGHER. 50,000 GPD UP TO 0.25 MGD-STAFFING BY CLASS D OR HIGHER OPERATOR: 3 VISITS/WEEK ON NONCONSECUTIVE DAYS FOR A TOTAL OF 0.3 HOUR/WEEK. LESS THAN 50,000 GPD-STAFFING BY A CLASS D OR HIGHER OPERATOR: 2 VISITS/WEEK ON NONCONSECUTIVE DAYS FOR A TOTAL OF 0.2 HOUR/WEEK. THERE SHALL BE NO MORE THAN 5 DAYS BETWEEN THE LAST VISIT IN ONE WEEK AND THE FIRST VISIT IN THE NEXT WEEK. | N | Y | UF-LAKE WAUBURG | 133 REGATTA DRIVE (OFF US-441) |  | MICANOPY | FL | 32267 |  | 3524664112 |  | CLARK COLLINS | CLARK COLLINS | PO BOX 117735 |  | GAINESVILLE | FL | 32611 | 7735 | 3522940693 |  | STATE | 40 | 40050 | 5 | 2015-01-14 | 2019-10-11 | NC01 | 50
2 | ALACHUA | NED | townhall@micanopytown.com | 2010749 | COMMUNITY | AERATION FOR REMOVAL OF ANY PRIMARY CONTAMINANT; ALKALINITY/PH ADJUSTMENT; CHLORAMIN ATION; CHLORINE DIOXIDE FOR OXIDATION OR DISINFECTION; FLUORIDATION; ION EXCHANGE FOR REMOVAL OF ANY SECONDARY CONTAMINANT, SULFIDE, OR ANY UNREGULATED CONTAMINANT; OR OZONATION. THE LEAD/CHIEF OPERATOR MUST BE CLASS C OR HIGHER. 5.0 MGD UP TO 10 MGD-STAFFING BY CLASS C OR HIGHER OPERATOR: 6 HOURS/DAY FOR 5 DAYS/WEEK AND ONE VISIT ON EACH WEEKEND DAY. 3.0 MGD UP TO 5.0 MGD-STAFFING BY CLASS C OR HIGHER OPERATOR: 3 HOURS/DAY FOR 5 DAYS/WEEK AND ONE VISIT ON EACH WEEKEND DAY. 1.0 MGD UP TO 3.0 MGD-STAFFING BY CLASS C OR HIGHER OPERATOR: 1 HOUR/DAY FOR 5 DAYS/WEEK AND ONE VISIT ON EACH WEEKEND DAY. 0.1 MGD UP TO 1.0 MGD-STAFFING BY CLASS C OR HIGHER OPERATOR: 5 VISITS/WEEK AND ONE VISIT EACH WEEKEND FOR A TOTAL OF 1.2 HOURS/WEEK. | N | Y | MICANOPY WATER SYSTEM | 501 NW SEMINARY AVENUE |  | MICANOPY | FL | 32667 |  | 3524663121 |  | SARA S. OWEN | SARA S. OWEN | PO BOX 137 |  | MICANOPY | FL | 32667 |  | 3524663121 |  | MUNICIPALITY | 605 | 518000 | 355 | 2016-10-28 | 2019-04-11 | DC04 | 1000
2 | ALACHUA | NED | KCARTER@ALACHUACOUNTY.US | 2010802 | NONCOMMUNITY | CHLORINATION; AERATION FOR REMOVAL OF ANY SECONDARY CONTAMINANT, SULFIDE, OR ANY UNREGULATED CONTAMINANT; CORROSION CONTROL INHIBITOR ADDITION; HYPOCHLORINATION; IRON OR MANGANESE SEQUESTRATION; OR ULTRAVIOLET RADIATION. THE LEAD/CHIEF OPERATOR MUST BE CLASS D OR HIGHER. 50,000 GPD UP TO 0.25 MGD-STAFFING BY CLASS D OR HIGHER OPERATOR: 3 VISITS/WEEK ON NONCONSECUTIVE DAYS FOR A TOTAL OF 0.3 HOUR/WEEK. LESS THAN 50,000 GPD-STAFFING BY A CLASS D OR HIGHER OPERATOR: 2 VISITS/WEEK ON NONCONSECUTIVE DAYS FOR A TOTAL OF 0.2 HOUR/WEEK. THERE SHALL BE NO MORE THAN 5 DAYS BETWEEN THE LAST VISIT IN ONE WEEK AND THE FIRST VISIT IN THE NEXT WEEK. | N | Y | POWERS PARK | 5910 SE HAWTHORNE RD |  | GAINESVILLE | FL | 32641 |  | 3523745245 |  | JAMES PARRISH | JASON MAURER | 5620 NW 120 LANE |  | GAINESVILLE | FL | 32653 |  | 3524752248 |  | MUNICIPALITY | 25 | 18600 | 1 | 2015-08-24 | 2020-09-17 | NC01 | 50
2 | ALACHUA | NED | camp@highspringscampground.com | 2010837 | NONCOMMUNITY | CHLORINATION; AERATION FOR REMOVAL OF ANY SECONDARY CONTAMINANT, SULFIDE, OR ANY UNREGULATED CONTAMINANT; CORROSION CONTROL INHIBITOR ADDITION; HYPOCHLORINATION; IRON OR MANGANESE SEQUESTRATION; OR ULTRAVIOLET RADIATION. THE LEAD/CHIEF OPERATOR MUST BE CLASS D OR HIGHER. 50,000 GPD UP TO 0.25 MGD-STAFFING BY CLASS D OR HIGHER OPERATOR: 3 VISITS/WEEK ON NONCONSECUTIVE DAYS FOR A TOTAL OF 0.3 HOUR/WEEK. LESS THAN 50,000 GPD-STAFFING BY A CLASS D OR HIGHER OPERATOR: 2 VISITS/WEEK ON NONCONSECUTIVE DAYS FOR A TOTAL OF 0.2 HOUR/WEEK. THERE SHALL BE NO MORE THAN 5 DAYS BETWEEN THE LAST VISIT IN ONE WEEK AND THE FIRST VISIT IN THE NEXT WEEK. | N | Y | HIGH SPRINGS CAMPGROUND | 24004 OLD BELLAMY ROAD |  | HIGH SPRINGS | FL | 32643 |  | 3864541098 |  | LINDA MCDONALD | LINDA MCDONALD | 24004 OLD BELLAMY ROAD |  | HIGH SPRINGS | FL | 32643 |  | 3864541688 |  | INVESTOR | 60 | 7364 | 40 | 2019-01-14 | 2018-05-30 | NC01 | 50
2 | ALACHUA | NED | RUBY.FIELDER@DEP.STATE.FL.US; | 2010878 | NONCOMMUNITY | CHLORINATION; AERATION FOR REMOVAL OF ANY SECONDARY CONTAMINANT, SULFIDE, OR ANY UNREGULATED CONTAMINANT; CORROSION CONTROL INHIBITOR ADDITION; HYPOCHLORINATION; IRON OR MANGANESE SEQUESTRATION; OR ULTRAVIOLET RADIATION. THE LEAD/CHIEF OPERATOR MUST BE CLASS D OR HIGHER. 50,000 GPD UP TO 0.25 MGD-STAFFING BY CLASS D OR HIGHER OPERATOR: 3 VISITS/WEEK ON NONCONSECUTIVE DAYS FOR A TOTAL OF 0.3 HOUR/WEEK. LESS THAN 50,000 GPD-STAFFING BY A CLASS D OR HIGHER OPERATOR: 2 VISITS/WEEK ON NONCONSECUTIVE DAYS FOR A TOTAL OF 0.2 HOUR/WEEK. THERE SHALL BE NO MORE THAN 5 DAYS BETWEEN THE LAST VISIT IN ONE WEEK AND THE FIRST VISIT IN THE NEXT WEEK. | N | Y | PAYNES PRAIRIE PRESERVE STATE PARK | 100 SAVANAAH BLVD |  | MICANOPY | FL | 32667 |  | 3524663397 |  | MELISA ROTTEVEEL | HEATHER GOSTON | 100 SAVANNAH BLVD. |  | MICANOPY | FL | 32667 |  | 3524663397 |  | DEP (STATE PARK OR STATE REC AREA) | 25 | 93500 | 61 | 2016-02-19 | 2021-09-02 | NC01 | 50
2 | ALACHUA | NED | kcarter@alachuacounty.us | 2010934 | NONCOMMUNITY | CHLORINATION; AERATION FOR REMOVAL OF ANY SECONDARY CONTAMINANT, SULFIDE, OR ANY UNREGULATED CONTAMINANT; CORROSION CONTROL INHIBITOR ADDITION; HYPOCHLORINATION; IRON OR MANGANESE SEQUESTRATION; OR ULTRAVIOLET RADIATION. THE LEAD/CHIEF OPERATOR MUST BE CLASS D OR HIGHER. 50,000 GPD UP TO 0.25 MGD-STAFFING BY CLASS D OR HIGHER OPERATOR: 3 VISITS/WEEK ON NONCONSECUTIVE DAYS FOR A TOTAL OF 0.3 HOUR/WEEK. LESS THAN 50,000 GPD-STAFFING BY A CLASS D OR HIGHER OPERATOR: 2 VISITS/WEEK ON NONCONSECUTIVE DAYS FOR A TOTAL OF 0.2 HOUR/WEEK. THERE SHALL BE NO MORE THAN 5 DAYS BETWEEN THE LAST VISIT IN ONE WEEK AND THE FIRST VISIT IN THE NEXT WEEK. | N | Y | RAWLINGS PARK | 18700 SOUTH COUNTY ROAD 325 |  | HAWTHORNE | FL | 32640 |  | 3524745245 |  | JAMES PARRISH | JASON MAURER | 5620 NW 120 LANE |  | GAINESVILLE | FL | 32653 |  | 3524752248 |  | MUNICIPALITY | 30 | 18679 | 1 | 2014-09-17 | 2020-09-17 | NC01 | 50
2 | ALACHUA | NED |  | 2010946 | COMMUNITY | CONVENTIONAL FILTRATION (COAGULATION, FLOCCULATION, SEDIMENTATION, AND FILTRATION); DIRECT FILTRATION, (COAGULATION AND FILTRATION); OR LIME SOFTENING 5.0 MGD AND ABOVE. STAFFING BY CLASS C OR HIGHER OPERATOR: 24 HOURS/DAY FOR 7 DAYS/WEEK. THE LEAD/CHIEF OPERATOR MUST BE CLASS A. | N | Y | GRU - MURPHREE WTP | 1600 NE 53RD AVENUE |  | GAINESVILLE | FL | 32609 |  | 3523936512 |  | JENNIFER MCELROY, P.E. | JODY GILBERT | P.O. BOX 147117, STA M-43 |  | GAINESVILLE | FL | 32614 | 7117 | 3523936512 |  | INVESTOR/LICENSED PUBLIC UTILITIES | 193525 | 54000000 | 66696 | 2016-02-11 | 2021-09-14 | DC01 | 6000
2 | ALACHUA | NED | kfair@alachuacounty.us; todd_harris@doh.state.fl.us; VLW@AlachuaCounty.us | 2011006 | COMMUNITY | CHLORINATION; AERATION FOR REMOVAL OF ANY SECONDARY CONTAMINANT, SULFIDE, OR ANY UNREGULATED CONTAMINANT; CORROSION CONTROL INHIBITOR ADDITION; HYPOCHLORINATION; IRON OR MANGANESE SEQUESTRATION; OR ULTRAVIOLET RADIATION. THE LEAD/CHIEF OPERATOR MUST BE CLASS D OR HIGHER. 50,000 GPD UP TO 0.25 MGD-STAFFING BY CLASS D OR HIGHER OPERATOR: 3 VISITS/WEEK ON NONCONSECUTIVE DAYS FOR A TOTAL OF 0.3 HOUR/WEEK. LESS THAN 50,000 GPD-STAFFING BY A CLASS D OR HIGHER OPERATOR: 2 VISITS/WEEK ON NONCONSECUTIVE DAYS FOR A TOTAL OF 0.2 HOUR/WEEK. THERE SHALL BE NO MORE THAN 5 DAYS BETWEEN THE LAST VISIT IN ONE WEEK AND THE FIRST VISIT IN THE NEXT WEEK. | N | Y | SANTA FE HILLS SUBDIVISION | 17325 NW 168TH AVENUE |  | ALACHUA | FL | 32615 |  | 3523745245 | 233 | VERNON L WILLIAMS | KENNETH FAIR | 5620 NW 120 LANE |  | GAINESVILLE | FL | 32653 |  | 3523745245 | 1233 | INVESTOR | 200 | 110400 | 73 | 2017-10-11 | 2019-12-16 | DC051 | 100
2 | ALACHUA | NED | mrotteveel@uswatercorp.net | 2011118 | NONCOMMUNITY | CHLORINATION; AERATION FOR REMOVAL OF ANY SECONDARY CONTAMINANT, SULFIDE, OR ANY UNREGULATED CONTAMINANT; CORROSION CONTROL INHIBITOR ADDITION; HYPOCHLORINATION; IRON OR MANGANESE SEQUESTRATION; OR ULTRAVIOLET RADIATION. THE LEAD/CHIEF OPERATOR MUST BE CLASS D OR HIGHER. 50,000 GPD UP TO 0.25 MGD-STAFFING BY CLASS D OR HIGHER OPERATOR: 3 VISITS/WEEK ON NONCONSECUTIVE DAYS FOR A TOTAL OF 0.3 HOUR/WEEK. LESS THAN 50,000 GPD-STAFFING BY A CLASS D OR HIGHER OPERATOR: 2 VISITS/WEEK ON NONCONSECUTIVE DAYS FOR A TOTAL OF 0.2 HOUR/WEEK. THERE SHALL BE NO MORE THAN 5 DAYS BETWEEN THE LAST VISIT IN ONE WEEK AND THE FIRST VISIT IN THE NEXT WEEK. | N | Y | CAFE RISQUE | 17035 SE CR-234 |  | MICANOPY | FL | 32667 | 1069 | 3524663803 |  | GARY S. EDINGER | ASHER SULLIVAN III | PO BOX 1069 |  | MICANOPY | FL | 32667 | 1069 | 3524664124 |  | INVESTOR | 25 | 10000 | 1 | 2018-03-01 | 2016-10-27 | NC01 | 50
2 | ALACHUA | NED | rlloyd@inspirecom.com; twofoldwater@gmail.com | 2011251 | COMMUNITY | CHLORINATION; AERATION FOR REMOVAL OF ANY SECONDARY CONTAMINANT, SULFIDE, OR ANY UNREGULATED CONTAMINANT; CORROSION CONTROL INHIBITOR ADDITION; HYPOCHLORINATION; IRON OR MANGANESE SEQUESTRATION; OR ULTRAVIOLET RADIATION. THE LEAD/CHIEF OPERATOR MUST BE CLASS D OR HIGHER. 50,000 GPD UP TO 0.25 MGD-STAFFING BY CLASS D OR HIGHER OPERATOR: 3 VISITS/WEEK ON NONCONSECUTIVE DAYS FOR A TOTAL OF 0.3 HOUR/WEEK. LESS THAN 50,000 GPD-STAFFING BY A CLASS D OR HIGHER OPERATOR: 2 VISITS/WEEK ON NONCONSECUTIVE DAYS FOR A TOTAL OF 0.2 HOUR/WEEK. THERE SHALL BE NO MORE THAN 5 DAYS BETWEEN THE LAST VISIT IN ONE WEEK AND THE FIRST VISIT IN THE NEXT WEEK. | N | Y | WESTGATE MANOR MHP | 5816-1 S.W. ARCHER RD. |  | GAINESVILLE | FL | 32608 |  | 3523783841 |  | RACHEL LLOYD | RACHEL LLOYD | 5816 SW ARCHER ROAD |  | GAINESVILLE | FL | 32608 |  | 3523783841 |  | INVESTOR | 300 | 73341 | 135 | 2017-06-14 | 2020-05-19 | DC05 | 500
2 | ALACHUA | NED | OBOOKBOY@EMBARQMAIL.COM | 2011286 | NONCOMMUNITY | CHLORINATION; AERATION FOR REMOVAL OF ANY SECONDARY CONTAMINANT, SULFIDE, OR ANY UNREGULATED CONTAMINANT; CORROSION CONTROL INHIBITOR ADDITION; HYPOCHLORINATION; IRON OR MANGANESE SEQUESTRATION; OR ULTRAVIOLET RADIATION. THE LEAD/CHIEF OPERATOR MUST BE CLASS D OR HIGHER. 50,000 GPD UP TO 0.25 MGD-STAFFING BY CLASS D OR HIGHER OPERATOR: 3 VISITS/WEEK ON NONCONSECUTIVE DAYS FOR A TOTAL OF 0.3 HOUR/WEEK. LESS THAN 50,000 GPD-STAFFING BY A CLASS D OR HIGHER OPERATOR: 2 VISITS/WEEK ON NONCONSECUTIVE DAYS FOR A TOTAL OF 0.2 HOUR/WEEK. THERE SHALL BE NO MORE THAN 5 DAYS BETWEEN THE LAST VISIT IN ONE WEEK AND THE FIRST VISIT IN THE NEXT WEEK. | N | Y | YEARLING RESTAURANT | 14531 EAST CR-325 |  | HAWTHORNE | FL | 32640 |  | 3524663999 |  | LISA SHANLEY | ROBERT BLAUER | PO BOX 251 |  | OCALA | FL | 34478 |  | 3528675696 |  | INVESTOR | 25 | 4674 | 1 | 2014-10-23 | 2019-11-26 | NC01 | 50
2 | ALACHUA | NED | steveblakewood@aol.com; twofoldwater@gmail.com | 2011357 | NONCOMMUNITY | CHLORINATION; AERATION FOR REMOVAL OF ANY SECONDARY CONTAMINANT, SULFIDE, OR ANY UNREGULATED CONTAMINANT; CORROSION CONTROL INHIBITOR ADDITION; HYPOCHLORINATION; IRON OR MANGANESE SEQUESTRATION; OR ULTRAVIOLET RADIATION. THE LEAD/CHIEF OPERATOR MUST BE CLASS D OR HIGHER. 50,000 GPD UP TO 0.25 MGD-STAFFING BY CLASS D OR HIGHER OPERATOR: 3 VISITS/WEEK ON NONCONSECUTIVE DAYS FOR A TOTAL OF 0.3 HOUR/WEEK. LESS THAN 50,000 GPD-STAFFING BY A CLASS D OR HIGHER OPERATOR: 2 VISITS/WEEK ON NONCONSECUTIVE DAYS FOR A TOTAL OF 0.2 HOUR/WEEK. THERE SHALL BE NO MORE THAN 5 DAYS BETWEEN THE LAST VISIT IN ONE WEEK AND THE FIRST VISIT IN THE NEXT WEEK. | N | Y | WALDO FARMERS AND FLEA MARKET | 17805 US HWY 301 |  | WALDO | FL | 32694 |  | 3524682255 |  | STEVE BLAKEWOOD | STEVE BLAKEWOOD | P.O. BOX 142817 |  | GAINESVILLE | FL | 32614 |  | 3523778881 |  | INVESTOR | 25 | 25763 | 20 | 2014-12-30 | 2019-08-09 | NC01 | 50
2 | ALACHUA | NED |  | 2011360 | NONCOMMUNITY | CHLORINATION; AERATION FOR REMOVAL OF ANY SECONDARY CONTAMINANT, SULFIDE, OR ANY UNREGULATED CONTAMINANT; CORROSION CONTROL INHIBITOR ADDITION; HYPOCHLORINATION; IRON OR MANGANESE SEQUESTRATION; OR ULTRAVIOLET RADIATION. THE LEAD/CHIEF OPERATOR MUST BE CLASS D OR HIGHER. 50,000 GPD UP TO 0.25 MGD-STAFFING BY CLASS D OR HIGHER OPERATOR: 3 VISITS/WEEK ON NONCONSECUTIVE DAYS FOR A TOTAL OF 0.3 HOUR/WEEK. LESS THAN 50,000 GPD-STAFFING BY A CLASS D OR HIGHER OPERATOR: 2 VISITS/WEEK ON NONCONSECUTIVE DAYS FOR A TOTAL OF 0.2 HOUR/WEEK. THERE SHALL BE NO MORE THAN 5 DAYS BETWEEN THE LAST VISIT IN ONE WEEK AND THE FIRST VISIT IN THE NEXT WEEK. | N | Y | TRAVELERS CAMPGROUND | 17701 APRIL BLVD. |  | ALACHUA | FL | 32615 |  | 3864622505 |  | ZEKE GREGORY | ZEKE GREGORY | POST OFFICE BOX 1462 |  | INVERNESS | FL | 34451 |  | 3525028167 |  | INVESTOR | 300 | 37704 | 130 | 2014-01-07 | 2017-10-18 | NC01 | 50
2 | ALACHUA | NED | rlcooper@ufl.edu; rhiggins@uswatercorp.net | 2014159 | NONCOMMUNITY | CHLORINATION; AERATION FOR REMOVAL OF ANY SECONDARY CONTAMINANT, SULFIDE, OR ANY UNREGULATED CONTAMINANT; CORROSION CONTROL INHIBITOR ADDITION; HYPOCHLORINATION; IRON OR MANGANESE SEQUESTRATION; OR ULTRAVIOLET RADIATION. THE LEAD/CHIEF OPERATOR MUST BE CLASS D OR HIGHER. 50,000 GPD UP TO 0.25 MGD-STAFFING BY CLASS D OR HIGHER OPERATOR: 3 VISITS/WEEK ON NONCONSECUTIVE DAYS FOR A TOTAL OF 0.3 HOUR/WEEK. LESS THAN 50,000 GPD-STAFFING BY A CLASS D OR HIGHER OPERATOR: 2 VISITS/WEEK ON NONCONSECUTIVE DAYS FOR A TOTAL OF 0.2 HOUR/WEEK. THERE SHALL BE NO MORE THAN 5 DAYS BETWEEN THE LAST VISIT IN ONE WEEK AND THE FIRST VISIT IN THE NEXT WEEK. | N | Y | AUSTIN CARY FOREST - UF | 10625 NE WALDO RD |  | GAINESVILLE | FL | 32609 |  | 3523718041 |  | GARY W. JOHNS | RANDY EDWARDS | PO BOX 110410 |  | GAINESVILLE | FL | 32611 |  | 3528460857 |  | STATE | 100 | 22000 | 3 | 2018-08-28 | 2018-07-31 | NC01 | 50
2 | ALACHUA | NED | canterburyshowplace@gmail.com | 2014160 | NONCOMMUNITY | CHLORINATION; AERATION FOR REMOVAL OF ANY SECONDARY CONTAMINANT, SULFIDE, OR ANY UNREGULATED CONTAMINANT; CORROSION CONTROL INHIBITOR ADDITION; HYPOCHLORINATION; IRON OR MANGANESE SEQUESTRATION; OR ULTRAVIOLET RADIATION. THE LEAD/CHIEF OPERATOR MUST BE CLASS D OR HIGHER. 50,000 GPD UP TO 0.25 MGD-STAFFING BY CLASS D OR HIGHER OPERATOR: 3 VISITS/WEEK ON NONCONSECUTIVE DAYS FOR A TOTAL OF 0.3 HOUR/WEEK. LESS THAN 50,000 GPD-STAFFING BY A CLASS D OR HIGHER OPERATOR: 2 VISITS/WEEK ON NONCONSECUTIVE DAYS FOR A TOTAL OF 0.2 HOUR/WEEK. THERE SHALL BE NO MORE THAN 5 DAYS BETWEEN THE LAST VISIT IN ONE WEEK AND THE FIRST VISIT IN THE NEXT WEEK. | N | Y | ALACHUA COUNTY AG. & EQUESTRIAN CENTER | 23100 W NEWBERRY RD |  | NEWBERRY | FL | 32669 |  | 3524726758 |  |  | ALACHUA COUNTY BOCC | 12 SE FIRST ST |  | GAINESVILLE | FL | 32601 |  | 3525388265 |  | INVESTOR | 150 | 200000 | 29 | 2017-07-11 | 2017-05-25 | NC01 | 50
2 | ALACHUA | NED |  | 2014161 | NONCOMMUNITY | CHLORINATION; AERATION FOR REMOVAL OF ANY SECONDARY CONTAMINANT, SULFIDE, OR ANY UNREGULATED CONTAMINANT; CORROSION CONTROL INHIBITOR ADDITION; HYPOCHLORINATION; IRON OR MANGANESE SEQUESTRATION; OR ULTRAVIOLET RADIATION. THE LEAD/CHIEF OPERATOR MUST BE CLASS D OR HIGHER. 50,000 GPD UP TO 0.25 MGD-STAFFING BY CLASS D OR HIGHER OPERATOR: 3 VISITS/WEEK ON NONCONSECUTIVE DAYS FOR A TOTAL OF 0.3 HOUR/WEEK. LESS THAN 50,000 GPD-STAFFING BY A CLASS D OR HIGHER OPERATOR: 2 VISITS/WEEK ON NONCONSECUTIVE DAYS FOR A TOTAL OF 0.2 HOUR/WEEK. THERE SHALL BE NO MORE THAN 5 DAYS BETWEEN THE LAST VISIT IN ONE WEEK AND THE FIRST VISIT IN THE NEXT WEEK. | N | Y | DIAMOND SPORTS ACTIVITY CENTER | 4000 S.W. 122ND STREET |  | GAINESVILLE | FL | 32608 |  | 3529557400 | 241 | CHARLES J. WISE | KIM NEWSOM | 3700 NE 53RD AVE. |  | GAINESVILLE | FL | 32609 |  | 3529557400 | 1401 | COUNTY | 25 | 28000 | 3 | 2017-02-20 | 2017-02-07 | NC01 | 50
2 | ALACHUA | NED | tip@ufl.edu; mrotteveel@uswatercorp.net | 2014164 | NONTRANSIENT NONCOMMUNITY | CHLORINATION; AERATION FOR REMOVAL OF ANY SECONDARY CONTAMINANT, SULFIDE, OR ANY UNREGULATED CONTAMINANT; CORROSION CONTROL INHIBITOR ADDITION; HYPOCHLORINATION; IRON OR MANGANESE SEQUESTRATION; OR ULTRAVIOLET RADIATION. THE LEAD/CHIEF OPERATOR MUST BE CLASS D OR HIGHER. 50,000 GPD UP TO 0.25 MGD-STAFFING BY CLASS D OR HIGHER OPERATOR: 3 VISITS/WEEK ON NONCONSECUTIVE DAYS FOR A TOTAL OF 0.3 HOUR/WEEK. LESS THAN 50,000 GPD-STAFFING BY A CLASS D OR HIGHER OPERATOR: 2 VISITS/WEEK ON NONCONSECUTIVE DAYS FOR A TOTAL OF 0.2 HOUR/WEEK. THERE SHALL BE NO MORE THAN 5 DAYS BETWEEN THE LAST VISIT IN ONE WEEK AND THE FIRST VISIT IN THE NEXT WEEK. | N | Y | UF-CENTER FOR AQUATIC WEEDS | 7922 NW 71 STREET |  | GAINESVILLE | FL | 32606 |  | 3523926488 | 237 | JOANNE RHOADES | FRANK TIPTON | PO BOX 110850 |  | GAINESVILLE | FL | 32611 |  | 3522943819 |  | STATE | 250 | 47036 | 5 | 2015-02-12 | 2019-06-25 | NTNC | 100
2 | ALACHUA | NED | kcarter@alachuacounty.us | 2014166 | NONCOMMUNITY | CHLORINATION; AERATION FOR REMOVAL OF ANY SECONDARY CONTAMINANT, SULFIDE, OR ANY UNREGULATED CONTAMINANT; CORROSION CONTROL INHIBITOR ADDITION; HYPOCHLORINATION; IRON OR MANGANESE SEQUESTRATION; OR ULTRAVIOLET RADIATION. THE LEAD/CHIEF OPERATOR MUST BE CLASS D OR HIGHER. 50,000 GPD UP TO 0.25 MGD-STAFFING BY CLASS D OR HIGHER OPERATOR: 3 VISITS/WEEK ON NONCONSECUTIVE DAYS FOR A TOTAL OF 0.3 HOUR/WEEK. LESS THAN 50,000 GPD-STAFFING BY A CLASS D OR HIGHER OPERATOR: 2 VISITS/WEEK ON NONCONSECUTIVE DAYS FOR A TOTAL OF 0.2 HOUR/WEEK. THERE SHALL BE NO MORE THAN 5 DAYS BETWEEN THE LAST VISIT IN ONE WEEK AND THE FIRST VISIT IN THE NEXT WEEK. | N | Y | POE SPRINGS PARK | 28800 NW 182ND AVENUE |  | HIGH SPRINGS | FL | 32643 |  | 3523745245 |  | JAMES PARRISH | JASON MAURER | 5620 NW 120 LANE |  | GAINESVILLE | FL | 32653 |  | 3522646868 |  | COUNTY | 25 | 50000 | 5 | 2016-11-07 | 2016-11-02 | NC01 | 50
2 | ALACHUA | NED | greenfieldnewberry@gmail.com; twofoldwater@gmail.com | 2014167 | NONTRANSIENT NONCOMMUNITY | CHLORINATION; AERATION FOR REMOVAL OF ANY SECONDARY CONTAMINANT, SULFIDE, OR ANY UNREGULATED CONTAMINANT; CORROSION CONTROL INHIBITOR ADDITION; HYPOCHLORINATION; IRON OR MANGANESE SEQUESTRATION; OR ULTRAVIOLET RADIATION. THE LEAD/CHIEF OPERATOR MUST BE CLASS D OR HIGHER. 50,000 GPD UP TO 0.25 MGD-STAFFING BY CLASS D OR HIGHER OPERATOR: 3 VISITS/WEEK ON NONCONSECUTIVE DAYS FOR A TOTAL OF 0.3 HOUR/WEEK. LESS THAN 50,000 GPD-STAFFING BY A CLASS D OR HIGHER OPERATOR: 2 VISITS/WEEK ON NONCONSECUTIVE DAYS FOR A TOTAL OF 0.2 HOUR/WEEK. THERE SHALL BE NO MORE THAN 5 DAYS BETWEEN THE LAST VISIT IN ONE WEEK AND THE FIRST VISIT IN THE NEXT WEEK. | N | Y | GREENFIELD PRESCHOOL | 21805 WEST NEWBERRY ROAD |  | NEWBERRY | FL | 32669 |  | 3524727977 |  | JAYME TATE | JAYME TATE | 21805 W. NEWBERRY ROAD |  | NEWBERRY | FL | 32669 |  | 3524727977 |  | INVESTOR | 68 | 5535 | 1 | 2017-08-10 | 2020-02-24 | NTNC | 100
2 | ALACHUA | NED | clfnewberry@gmail.com | 2014172 | NONCOMMUNITY | CHLORINATION; AERATION FOR REMOVAL OF ANY SECONDARY CONTAMINANT, SULFIDE, OR ANY UNREGULATED CONTAMINANT; CORROSION CONTROL INHIBITOR ADDITION; HYPOCHLORINATION; IRON OR MANGANESE SEQUESTRATION; OR ULTRAVIOLET RADIATION. THE LEAD/CHIEF OPERATOR MUST BE CLASS D OR HIGHER. 50,000 GPD UP TO 0.25 MGD-STAFFING BY CLASS D OR HIGHER OPERATOR: 3 VISITS/WEEK ON NONCONSECUTIVE DAYS FOR A TOTAL OF 0.3 HOUR/WEEK. LESS THAN 50,000 GPD-STAFFING BY A CLASS D OR HIGHER OPERATOR: 2 VISITS/WEEK ON NONCONSECUTIVE DAYS FOR A TOTAL OF 0.2 HOUR/WEEK. THERE SHALL BE NO MORE THAN 5 DAYS BETWEEN THE LAST VISIT IN ONE WEEK AND THE FIRST VISIT IN THE NEXT WEEK. | N | Y | CHRISTIAN LIFE FELLOWSHIP | 19817 W. NEWBERRY RD. |  | NEWBERRY | FL | 32669 |  | 3524725433 |  | PETER ELDER | GARY BRACEWELL | P.O. BOX 1607 |  | NEWBERRY | FL | 32669 |  | 3524725433 |  | INVESTOR | 100 | 6638 | 3 | 2013-12-10 | 2017-10-18 | NC01 | 50
2 | ALACHUA | NED | twofoldwater@gmail.com | 2014175 | NONCOMMUNITY | CHLORINATION; AERATION FOR REMOVAL OF ANY SECONDARY CONTAMINANT, SULFIDE, OR ANY UNREGULATED CONTAMINANT; CORROSION CONTROL INHIBITOR ADDITION; HYPOCHLORINATION; IRON OR MANGANESE SEQUESTRATION; OR ULTRAVIOLET RADIATION. THE LEAD/CHIEF OPERATOR MUST BE CLASS D OR HIGHER. 50,000 GPD UP TO 0.25 MGD-STAFFING BY CLASS D OR HIGHER OPERATOR: 3 VISITS/WEEK ON NONCONSECUTIVE DAYS FOR A TOTAL OF 0.3 HOUR/WEEK. LESS THAN 50,000 GPD-STAFFING BY A CLASS D OR HIGHER OPERATOR: 2 VISITS/WEEK ON NONCONSECUTIVE DAYS FOR A TOTAL OF 0.2 HOUR/WEEK. THERE SHALL BE NO MORE THAN 5 DAYS BETWEEN THE LAST VISIT IN ONE WEEK AND THE FIRST VISIT IN THE NEXT WEEK. | N | Y | PARADISE STORE #2 | 17030 SE COUNTY ROAD 234 |  | MICANOPY | FL | 32667 |  | 3522582100 |  | SUNI PATEL | WENDA A. LEWIS, VICE PRESIDENT | P. O. BOX 141286 |  | GAINESVILLE | FL | 32614 |  | 3523763293 | 235 | INVESTOR | 25 | 7300 | 1 | 2018-08-31 | 2018-06-22 | NC01 | 50
2 | ALACHUA | NED | kcarter@alachuacounty.us | 2014180 | NONCOMMUNITY | CHLORINATION; AERATION FOR REMOVAL OF ANY SECONDARY CONTAMINANT, SULFIDE, OR ANY UNREGULATED CONTAMINANT; CORROSION CONTROL INHIBITOR ADDITION; HYPOCHLORINATION; IRON OR MANGANESE SEQUESTRATION; OR ULTRAVIOLET RADIATION. THE LEAD/CHIEF OPERATOR MUST BE CLASS D OR HIGHER. 50,000 GPD UP TO 0.25 MGD-STAFFING BY CLASS D OR HIGHER OPERATOR: 3 VISITS/WEEK ON NONCONSECUTIVE DAYS FOR A TOTAL OF 0.3 HOUR/WEEK. LESS THAN 50,000 GPD-STAFFING BY A CLASS D OR HIGHER OPERATOR: 2 VISITS/WEEK ON NONCONSECUTIVE DAYS FOR A TOTAL OF 0.2 HOUR/WEEK. THERE SHALL BE NO MORE THAN 5 DAYS BETWEEN THE LAST VISIT IN ONE WEEK AND THE FIRST VISIT IN THE NEXT WEEK. | N | Y | COPELAND PARK | 7020 NE 27TH AVENUE |  | GAINESVILLE | FL | 32602 |  | 3523745245 |  | JAMES PARRISH | JASON MAURER | 5620 NW 120 LANE |  | GAINESVILLE | FL | 32653 |  | 3522134796 |  | INVESTOR | 25 | 9250 | 1 | 2015-05-26 | 2020-09-17 | NC01 | 50
2 | ALACHUA | NED |  | 2014182 | NONCOMMUNITY | CHLORINATION; AERATION FOR REMOVAL OF ANY SECONDARY CONTAMINANT, SULFIDE, OR ANY UNREGULATED CONTAMINANT; CORROSION CONTROL INHIBITOR ADDITION; HYPOCHLORINATION; IRON OR MANGANESE SEQUESTRATION; OR ULTRAVIOLET RADIATION. THE LEAD/CHIEF OPERATOR MUST BE CLASS D OR HIGHER. 50,000 GPD UP TO 0.25 MGD-STAFFING BY CLASS D OR HIGHER OPERATOR: 3 VISITS/WEEK ON NONCONSECUTIVE DAYS FOR A TOTAL OF 0.3 HOUR/WEEK. LESS THAN 50,000 GPD-STAFFING BY A CLASS D OR HIGHER OPERATOR: 2 VISITS/WEEK ON NONCONSECUTIVE DAYS FOR A TOTAL OF 0.2 HOUR/WEEK. THERE SHALL BE NO MORE THAN 5 DAYS BETWEEN THE LAST VISIT IN ONE WEEK AND THE FIRST VISIT IN THE NEXT WEEK. | N | Y | MUGSHOTS | 19510 US HWY 301 |  | WALDO | FL | 32694 |  | 3524689461 |  |  | WILLIAM SULLIVAN | 19510 US 301 |  | WALDO | FL | 32694 |  | 3526651539 |  | INVESTOR | 88 | 2400 | 1 | 2021-06-10 | 2017-02-01 | NC01 | 50
2 | ALACHUA | NED |  | 2014196 | COMMUNITY | CHLORINATION; AERATION FOR REMOVAL OF ANY SECONDARY CONTAMINANT, SULFIDE, OR ANY UNREGULATED CONTAMINANT; CORROSION CONTROL INHIBITOR ADDITION; HYPOCHLORINATION; IRON OR MANGANESE SEQUESTRATION; OR ULTRAVIOLET RADIATION. THE LEAD/CHIEF OPERATOR MUST BE CLASS D OR HIGHER. 50,000 GPD UP TO 0.25 MGD-STAFFING BY CLASS D OR HIGHER OPERATOR: 3 VISITS/WEEK ON NONCONSECUTIVE DAYS FOR A TOTAL OF 0.3 HOUR/WEEK. LESS THAN 50,000 GPD-STAFFING BY A CLASS D OR HIGHER OPERATOR: 2 VISITS/WEEK ON NONCONSECUTIVE DAYS FOR A TOTAL OF 0.2 HOUR/WEEK. THERE SHALL BE NO MORE THAN 5 DAYS BETWEEN THE LAST VISIT IN ONE WEEK AND THE FIRST VISIT IN THE NEXT WEEK. | N | Y | CROSS CREEK MHP | 14200 SE 174TH PLACE |  | HAWTHORNE | FL | 32640 |  |  |  | JENNIFER MCELROY, P.E. | JODY GILBERT | P.O.BOX 147117, STA. A-122 | 301 SE 4TH AVENUE | GAINESVILLE | FL | 32614 | 7117 | 3523936512 |  | CITY | 156 | 86000 | 50 | 2015-11-10 | 2021-09-15 | DC051 | 100
2 | ALACHUA | NED | twofoldwater@gmail.com | 2014200 | NONCOMMUNITY | CHLORINATION; AERATION FOR REMOVAL OF ANY SECONDARY CONTAMINANT, SULFIDE, OR ANY UNREGULATED CONTAMINANT; CORROSION CONTROL INHIBITOR ADDITION; HYPOCHLORINATION; IRON OR MANGANESE SEQUESTRATION; OR ULTRAVIOLET RADIATION. THE LEAD/CHIEF OPERATOR MUST BE CLASS D OR HIGHER. 50,000 GPD UP TO 0.25 MGD-STAFFING BY CLASS D OR HIGHER OPERATOR: 3 VISITS/WEEK ON NONCONSECUTIVE DAYS FOR A TOTAL OF 0.3 HOUR/WEEK. LESS THAN 50,000 GPD-STAFFING BY A CLASS D OR HIGHER OPERATOR: 2 VISITS/WEEK ON NONCONSECUTIVE DAYS FOR A TOTAL OF 0.2 HOUR/WEEK. THERE SHALL BE NO MORE THAN 5 DAYS BETWEEN THE LAST VISIT IN ONE WEEK AND THE FIRST VISIT IN THE NEXT WEEK. | N | Y | ARCHER COUNTRY STORE | 12210 SOUTHWEST ARCHER ROAD |  | ARCHER | FL | 32601 |  | 3524959894 |  | JASMINE PATEL | MS. WENDA LEWIS | 621 SE DEPOT AVENUE |  | GAINESVILLE | FL | 32601 |  | 3523763293 | 7225 | INVESTOR | 25 | 12513 | 1 | 2015-03-18 | 2020-02-24 | NC01 | 50
2 | ALACHUA | NED | HRPATEL18@GMAIL.COM | 2014202 | NONCOMMUNITY | CHLORINATION; AERATION FOR REMOVAL OF ANY SECONDARY CONTAMINANT, SULFIDE, OR ANY UNREGULATED CONTAMINANT; CORROSION CONTROL INHIBITOR ADDITION; HYPOCHLORINATION; IRON OR MANGANESE SEQUESTRATION; OR ULTRAVIOLET RADIATION. THE LEAD/CHIEF OPERATOR MUST BE CLASS D OR HIGHER. 50,000 GPD UP TO 0.25 MGD-STAFFING BY CLASS D OR HIGHER OPERATOR: 3 VISITS/WEEK ON NONCONSECUTIVE DAYS FOR A TOTAL OF 0.3 HOUR/WEEK. LESS THAN 50,000 GPD-STAFFING BY A CLASS D OR HIGHER OPERATOR: 2 VISITS/WEEK ON NONCONSECUTIVE DAYS FOR A TOTAL OF 0.2 HOUR/WEEK. THERE SHALL BE NO MORE THAN 5 DAYS BETWEEN THE LAST VISIT IN ONE WEEK AND THE FIRST VISIT IN THE NEXT WEEK. | N | Y | CIRCLE K #6058 | 5420 W. SR-235 | (SR-235 & CR-121) | LACROSSE | FL | 32658 |  | 3864624666 |  |  | DISHANT PATEL | 5420 W STATE ROAD 235 |  | LACROSSE | FL | 32658 |  | 3863158988 |  | INVESTOR | 25 | 9200 | 1 | 2018-03-18 | 2017-02-07 | NC01 | 50
2 | ALACHUA | NED | RIVERA@OURALA.ORG | 2014203 | NONTRANSIENT NONCOMMUNITY | CHLORINATION; AERATION FOR REMOVAL OF ANY SECONDARY CONTAMINANT, SULFIDE, OR ANY UNREGULATED CONTAMINANT; CORROSION CONTROL INHIBITOR ADDITION; HYPOCHLORINATION; IRON OR MANGANESE SEQUESTRATION; OR ULTRAVIOLET RADIATION. THE LEAD/CHIEF OPERATOR MUST BE CLASS D OR HIGHER. 50,000 GPD UP TO 0.25 MGD-STAFFING BY CLASS D OR HIGHER OPERATOR: 3 VISITS/WEEK ON NONCONSECUTIVE DAYS FOR A TOTAL OF 0.3 HOUR/WEEK. LESS THAN 50,000 GPD-STAFFING BY A CLASS D OR HIGHER OPERATOR: 2 VISITS/WEEK ON NONCONSECUTIVE DAYS FOR A TOTAL OF 0.2 HOUR/WEEK. THERE SHALL BE NO MORE THAN 5 DAYS BETWEEN THE LAST VISIT IN ONE WEEK AND THE FIRST VISIT IN THE NEXT WEEK. | N | Y | ALACHUA LEARNING CENTER | 11100 SR-235 |  | ALACHUA | FL | 32616 |  | 3864182080 |  | KRISHNA RIVERA | KRISHNA RIVERA | PO BOX 1389 |  | ALACHUA | FL | 32616 |  | 3864182080 |  | INVESTOR | 162 | 46800 | 5 | 2018-06-13 | 2020-12-09 | NTNC | 100
2 | ALACHUA | NED | cking@acornclinic.org; | 2014204 | NONCOMMUNITY | CHLORINATION; AERATION FOR REMOVAL OF ANY SECONDARY CONTAMINANT, SULFIDE, OR ANY UNREGULATED CONTAMINANT; CORROSION CONTROL INHIBITOR ADDITION; HYPOCHLORINATION; IRON OR MANGANESE SEQUESTRATION; OR ULTRAVIOLET RADIATION. THE LEAD/CHIEF OPERATOR MUST BE CLASS D OR HIGHER. 50,000 GPD UP TO 0.25 MGD-STAFFING BY CLASS D OR HIGHER OPERATOR: 3 VISITS/WEEK ON NONCONSECUTIVE DAYS FOR A TOTAL OF 0.3 HOUR/WEEK. LESS THAN 50,000 GPD-STAFFING BY A CLASS D OR HIGHER OPERATOR: 2 VISITS/WEEK ON NONCONSECUTIVE DAYS FOR A TOTAL OF 0.2 HOUR/WEEK. THERE SHALL BE NO MORE THAN 5 DAYS BETWEEN THE LAST VISIT IN ONE WEEK AND THE FIRST VISIT IN THE NEXT WEEK. | N | Y | ACORN CLINIC | 23320 N. SR 235 |  | BROOKER | FL | 32622 |  | 3524851133 |  | ALACHUA COUNTY ORGANIZATION FOR RURAL NEEDS | ALACHUA COUNTY ORGANIZATION FOR RURAL NEEDS | 23320 N. SR 235 |  | BROOKER | FL | 32622 |  | 3524851133 | 20 | TRUST/COOPERATIVE | 50 | 12800 | 2 | 2014-09-23 | 2019-11-26 | NC01 | 50
2 | ALACHUA | NED | twofoldwater@gmail.com | 2014206 | NONCOMMUNITY | CHLORINATION; AERATION FOR REMOVAL OF ANY SECONDARY CONTAMINANT, SULFIDE, OR ANY UNREGULATED CONTAMINANT; CORROSION CONTROL INHIBITOR ADDITION; HYPOCHLORINATION; IRON OR MANGANESE SEQUESTRATION; OR ULTRAVIOLET RADIATION. THE LEAD/CHIEF OPERATOR MUST BE CLASS D OR HIGHER. 50,000 GPD UP TO 0.25 MGD-STAFFING BY CLASS D OR HIGHER OPERATOR: 3 VISITS/WEEK ON NONCONSECUTIVE DAYS FOR A TOTAL OF 0.3 HOUR/WEEK. LESS THAN 50,000 GPD-STAFFING BY A CLASS D OR HIGHER OPERATOR: 2 VISITS/WEEK ON NONCONSECUTIVE DAYS FOR A TOTAL OF 0.2 HOUR/WEEK. THERE SHALL BE NO MORE THAN 5 DAYS BETWEEN THE LAST VISIT IN ONE WEEK AND THE FIRST VISIT IN THE NEXT WEEK. | N | Y | ORANGE HEIGHTS SHELL | 6807 NE HWY 301 |  | HAWTHORNE | FL | 32640 |  | 3524681994 |  | DANNY PATEL | DANNY PATEL | 6807 NE HIGHWAY 301 |  | HAWTHORNE | FL | 32640 |  | 3524681994 |  | INVESTOR | 25 | 4550 | 1 | 2019-05-09 | 2019-04-11 | NC01 | 50
2 | ALACHUA | NED | BROOKE.DORAN@DEP.STATE.FL.US | 2014207 | NONCOMMUNITY | CHLORINATION; AERATION FOR REMOVAL OF ANY SECONDARY CONTAMINANT, SULFIDE, OR ANY UNREGULATED CONTAMINANT; CORROSION CONTROL INHIBITOR ADDITION; HYPOCHLORINATION; IRON OR MANGANESE SEQUESTRATION; OR ULTRAVIOLET RADIATION. THE LEAD/CHIEF OPERATOR MUST BE CLASS D OR HIGHER. 50,000 GPD UP TO 0.25 MGD-STAFFING BY CLASS D OR HIGHER OPERATOR: 3 VISITS/WEEK ON NONCONSECUTIVE DAYS FOR A TOTAL OF 0.3 HOUR/WEEK. LESS THAN 50,000 GPD-STAFFING BY A CLASS D OR HIGHER OPERATOR: 2 VISITS/WEEK ON NONCONSECUTIVE DAYS FOR A TOTAL OF 0.2 HOUR/WEEK. THERE SHALL BE NO MORE THAN 5 DAYS BETWEEN THE LAST VISIT IN ONE WEEK AND THE FIRST VISIT IN THE NEXT WEEK. | N | Y | DUDLEY FARM HISTORIC STATE PARK | 18730 W. NEWBERRY ROAD |  | NEWBERRY | FL | 32699 |  | 3523170297 |  |  | BROOKE DORAN | 7450 NE 60TH ST. |  | HIGH SPRINGS | FL | 32643 |  | 3864541369 |  | AUTHORITY/COMMISSION/DISTRICT | 25 | 3251 | 3 | 2015-01-08 | 2019-08-28 | NC01 | 50
2 | ALACHUA | NED | rprclw@msn.com; twofoldwater@gmail.com | 2014209 | NONTRANSIENT NONCOMMUNITY | CHLORINATION; AERATION FOR REMOVAL OF ANY SECONDARY CONTAMINANT, SULFIDE, OR ANY UNREGULATED CONTAMINANT; CORROSION CONTROL INHIBITOR ADDITION; HYPOCHLORINATION; IRON OR MANGANESE SEQUESTRATION; OR ULTRAVIOLET RADIATION. THE LEAD/CHIEF OPERATOR MUST BE CLASS D OR HIGHER. 50,000 GPD UP TO 0.25 MGD-STAFFING BY CLASS D OR HIGHER OPERATOR: 3 VISITS/WEEK ON NONCONSECUTIVE DAYS FOR A TOTAL OF 0.3 HOUR/WEEK. LESS THAN 50,000 GPD-STAFFING BY A CLASS D OR HIGHER OPERATOR: 2 VISITS/WEEK ON NONCONSECUTIVE DAYS FOR A TOTAL OF 0.2 HOUR/WEEK. THERE SHALL BE NO MORE THAN 5 DAYS BETWEEN THE LAST VISIT IN ONE WEEK AND THE FIRST VISIT IN THE NEXT WEEK. | N | Y | CHRISTIAN LIFE WORLD ACADEMY | 12000 SW ARCHER ROAD |  | GAINESVILLE | FL | 32608 |  | 3524953040 |  | PASTOR ROBIN ROBERTS | PASTOR ROBIN ROBERTS | 12000 SW ARCHER RD. |  | GAINESVILLE | FL | 32608 |  | 3524953040 |  | OTHER | 45 | 18754 | 1 | 2019-06-03 | 2019-05-30 | NTNC | 100
2 | ALACHUA | NED | KCarter@alachuacounty.us | 2014211 | NONCOMMUNITY | CHLORINATION; AERATION FOR REMOVAL OF ANY SECONDARY CONTAMINANT, SULFIDE, OR ANY UNREGULATED CONTAMINANT; CORROSION CONTROL INHIBITOR ADDITION; HYPOCHLORINATION; IRON OR MANGANESE SEQUESTRATION; OR ULTRAVIOLET RADIATION. THE LEAD/CHIEF OPERATOR MUST BE CLASS D OR HIGHER. 50,000 GPD UP TO 0.25 MGD-STAFFING BY CLASS D OR HIGHER OPERATOR: 3 VISITS/WEEK ON NONCONSECUTIVE DAYS FOR A TOTAL OF 0.3 HOUR/WEEK. LESS THAN 50,000 GPD-STAFFING BY A CLASS D OR HIGHER OPERATOR: 2 VISITS/WEEK ON NONCONSECUTIVE DAYS FOR A TOTAL OF 0.2 HOUR/WEEK. THERE SHALL BE NO MORE THAN 5 DAYS BETWEEN THE LAST VISIT IN ONE WEEK AND THE FIRST VISIT IN THE NEXT WEEK. | N | Y | LOCHLOOSA PARK | 16204 SE 207TH LANE |  | HAWTHORNE | FL | 32640 |  | 3523745245 |  | JAMES PARRISH | JASON MAURER | 5620 NW 120 LANE |  | GAINESVILLE | FL | 32653 |  | 3523398594 |  | COUNTY | 25 | 14000 | 1 | 2015-08-14 | 2020-09-17 | NC01 | 50
2 | ALACHUA | NED | druessler@usgs.gov | 2014214 | NONTRANSIENT NONCOMMUNITY | CHLORINATION; AERATION FOR REMOVAL OF ANY SECONDARY CONTAMINANT, SULFIDE, OR ANY UNREGULATED CONTAMINANT; CORROSION CONTROL INHIBITOR ADDITION; HYPOCHLORINATION; IRON OR MANGANESE SEQUESTRATION; OR ULTRAVIOLET RADIATION. THE LEAD/CHIEF OPERATOR MUST BE CLASS D OR HIGHER. 50,000 GPD UP TO 0.25 MGD-STAFFING BY CLASS D OR HIGHER OPERATOR: 3 VISITS/WEEK ON NONCONSECUTIVE DAYS FOR A TOTAL OF 0.3 HOUR/WEEK. LESS THAN 50,000 GPD-STAFFING BY A CLASS D OR HIGHER OPERATOR: 2 VISITS/WEEK ON NONCONSECUTIVE DAYS FOR A TOTAL OF 0.2 HOUR/WEEK. THERE SHALL BE NO MORE THAN 5 DAYS BETWEEN THE LAST VISIT IN ONE WEEK AND THE FIRST VISIT IN THE NEXT WEEK. | N | Y | USGS-WETLAND & AQUATIC RESEARCH CENTER | 7920 NW 71ST STREET |  | GAINESVILLE | FL | 32653 |  | 3522643505 |  | SHANE RUESSLER | SHANE RUESSLER | 7920 NW 71ST ST. |  | GAINESVILLE | FL | 32653 |  | 3522643505 |  | FEDERAL | 60 | 20000 | 2 | 2019-03-26 | 2021-03-26 | NTNC | 100
2 | ALACHUA | NED | windsorbaptist2@yahoo.com | 2014215 | NONTRANSIENT NONCOMMUNITY | CHLORINATION; AERATION FOR REMOVAL OF ANY SECONDARY CONTAMINANT, SULFIDE, OR ANY UNREGULATED CONTAMINANT; CORROSION CONTROL INHIBITOR ADDITION; HYPOCHLORINATION; IRON OR MANGANESE SEQUESTRATION; OR ULTRAVIOLET RADIATION. THE LEAD/CHIEF OPERATOR MUST BE CLASS D OR HIGHER. 50,000 GPD UP TO 0.25 MGD-STAFFING BY CLASS D OR HIGHER OPERATOR: 3 VISITS/WEEK ON NONCONSECUTIVE DAYS FOR A TOTAL OF 0.3 HOUR/WEEK. LESS THAN 50,000 GPD-STAFFING BY A CLASS D OR HIGHER OPERATOR: 2 VISITS/WEEK ON NONCONSECUTIVE DAYS FOR A TOTAL OF 0.2 HOUR/WEEK. THERE SHALL BE NO MORE THAN 5 DAYS BETWEEN THE LAST VISIT IN ONE WEEK AND THE FIRST VISIT IN THE NEXT WEEK. | N | Y | WINDSOR BAPTIST CHURCH & ACADEMY | 918 SE COUNTY ROAD 234 |  | GAINESVILLE | FL | 32641 |  | 3523757316 |  | PASTOR RICK CICCO | PASTOR RICK CICCO | 918 SE CR 234 |  | GAINESVILLE | FL | 32641 |  | 3523757316 |  | OTHER | 50 | 2000 | 2 | 2018-06-13 | 2021-03-26 | NTNC | 100
2 | ALACHUA | NED | jarobbins@alachuacounty.us | 2014216 | NONCOMMUNITY | CHLORINATION; AERATION FOR REMOVAL OF ANY SECONDARY CONTAMINANT, SULFIDE, OR ANY UNREGULATED CONTAMINANT; CORROSION CONTROL INHIBITOR ADDITION; HYPOCHLORINATION; IRON OR MANGANESE SEQUESTRATION; OR ULTRAVIOLET RADIATION. THE LEAD/CHIEF OPERATOR MUST BE CLASS D OR HIGHER. 50,000 GPD UP TO 0.25 MGD-STAFFING BY CLASS D OR HIGHER OPERATOR: 3 VISITS/WEEK ON NONCONSECUTIVE DAYS FOR A TOTAL OF 0.3 HOUR/WEEK. LESS THAN 50,000 GPD-STAFFING BY A CLASS D OR HIGHER OPERATOR: 2 VISITS/WEEK ON NONCONSECUTIVE DAYS FOR A TOTAL OF 0.2 HOUR/WEEK. THERE SHALL BE NO MORE THAN 5 DAYS BETWEEN THE LAST VISIT IN ONE WEEK AND THE FIRST VISIT IN THE NEXT WEEK. | N | Y | OWENS-ILLINOIS PARK | 1130 SE 16TH AVENUE |  | GAINESVILLE | FL | 32641 |  | 3523745245 | 246 | JAMES PARRISH | JASON MAURER | 5620 NW 120 LANE |  | GAINESVILLE | FL | 32653 |  | 3524752248 |  | COUNTY | 25 | 9300 | 1 | 2015-05-26 | 2020-09-17 | NC01 | 50
2 | ALACHUA | NED | kcarter@alachuacounty.us | 2014217 | NONCOMMUNITY | CHLORINATION; AERATION FOR REMOVAL OF ANY SECONDARY CONTAMINANT, SULFIDE, OR ANY UNREGULATED CONTAMINANT; CORROSION CONTROL INHIBITOR ADDITION; HYPOCHLORINATION; IRON OR MANGANESE SEQUESTRATION; OR ULTRAVIOLET RADIATION. THE LEAD/CHIEF OPERATOR MUST BE CLASS D OR HIGHER. 50,000 GPD UP TO 0.25 MGD-STAFFING BY CLASS D OR HIGHER OPERATOR: 3 VISITS/WEEK ON NONCONSECUTIVE DAYS FOR A TOTAL OF 0.3 HOUR/WEEK. LESS THAN 50,000 GPD-STAFFING BY A CLASS D OR HIGHER OPERATOR: 2 VISITS/WEEK ON NONCONSECUTIVE DAYS FOR A TOTAL OF 0.2 HOUR/WEEK. THERE SHALL BE NO MORE THAN 5 DAYS BETWEEN THE LAST VISIT IN ONE WEEK AND THE FIRST VISIT IN THE NEXT WEEK. | N | Y | MONTEOCHA PARK | 803 NW 192ND AVENUE |  | GAINESVILLE | FL | 32609 |  | 3523745245 |  | JAMES PARRISH | JASON MAURER | 5620 NW 120 LANE |  | GAINESVILLE | FL | 32653 |  | 3524752248 |  | COUNTY | 25 | 9300 | 1 | 2015-08-24 | 2020-09-17 | NC01 | 50
2 | ALACHUA | NED | mimtass@gmail.com; alachuatemple@gmail.com | 2014218 | NONTRANSIENT NONCOMMUNITY | CHLORINATION; AERATION FOR REMOVAL OF ANY SECONDARY CONTAMINANT, SULFIDE, OR ANY UNREGULATED CONTAMINANT; CORROSION CONTROL INHIBITOR ADDITION; HYPOCHLORINATION; IRON OR MANGANESE SEQUESTRATION; OR ULTRAVIOLET RADIATION. THE LEAD/CHIEF OPERATOR MUST BE CLASS D OR HIGHER. 50,000 GPD UP TO 0.25 MGD-STAFFING BY CLASS D OR HIGHER OPERATOR: 3 VISITS/WEEK ON NONCONSECUTIVE DAYS FOR A TOTAL OF 0.3 HOUR/WEEK. LESS THAN 50,000 GPD-STAFFING BY A CLASS D OR HIGHER OPERATOR: 2 VISITS/WEEK ON NONCONSECUTIVE DAYS FOR A TOTAL OF 0.2 HOUR/WEEK. THERE SHALL BE NO MORE THAN 5 DAYS BETWEEN THE LAST VISIT IN ONE WEEK AND THE FIRST VISIT IN THE NEXT WEEK. | N | Y | ISKCON OF ALACHUA COUNTY, INC | 17306 NW 112 BOULEVARD |  | ALACHUA | FL | 32615 |  | 3864622017 |  | MIRIAM TASSINARE | MIRIAM TASSINARE | 17306 NW 112 BLVD |  | ALACHUA | FL | 32615 |  | 3864629009 |  | OTHER | 60 | 18240 | 8 | 2019-06-25 | 2019-05-30 | NTNC | 100
2 | ALACHUA | NED | FORESTGROVE@WINDSTREAM.NET | 2014219 | NONCOMMUNITY | CHLORINATION; AERATION FOR REMOVAL OF ANY SECONDARY CONTAMINANT, SULFIDE, OR ANY UNREGULATED CONTAMINANT; CORROSION CONTROL INHIBITOR ADDITION; HYPOCHLORINATION; IRON OR MANGANESE SEQUESTRATION; OR ULTRAVIOLET RADIATION. THE LEAD/CHIEF OPERATOR MUST BE CLASS D OR HIGHER. 50,000 GPD UP TO 0.25 MGD-STAFFING BY CLASS D OR HIGHER OPERATOR: 3 VISITS/WEEK ON NONCONSECUTIVE DAYS FOR A TOTAL OF 0.3 HOUR/WEEK. LESS THAN 50,000 GPD-STAFFING BY A CLASS D OR HIGHER OPERATOR: 2 VISITS/WEEK ON NONCONSECUTIVE DAYS FOR A TOTAL OF 0.2 HOUR/WEEK. THERE SHALL BE NO MORE THAN 5 DAYS BETWEEN THE LAST VISIT IN ONE WEEK AND THE FIRST VISIT IN THE NEXT WEEK. | N | Y | FOREST GROVE BAPTIST CHURCH | 22575 NW 94TH AVENUE |  | ALACHUA | FL | 32615 |  | 3864623921 |  | KATHY CELLON | [9 empty] | OTHER | 190 | 14465 | 2 | 2017-02-23 | 2017-02-01 | NC01 | 50
2 | ALACHUA | NED | CHAD.PURVIS@CI.NEWBERRY.FL.US | 2014220 | NONCOMMUNITY | CHLORINATION; AERATION FOR REMOVAL OF ANY SECONDARY CONTAMINANT, SULFIDE, OR ANY UNREGULATED CONTAMINANT; CORROSION CONTROL INHIBITOR ADDITION; HYPOCHLORINATION; IRON OR MANGANESE SEQUESTRATION; OR ULTRAVIOLET RADIATION. THE LEAD/CHIEF OPERATOR MUST BE CLASS D OR HIGHER. 50,000 GPD UP TO 0.25 MGD-STAFFING BY CLASS D OR HIGHER OPERATOR: 3 VISITS/WEEK ON NONCONSECUTIVE DAYS FOR A TOTAL OF 0.3 HOUR/WEEK. LESS THAN 50,000 GPD-STAFFING BY A CLASS D OR HIGHER OPERATOR: 2 VISITS/WEEK ON NONCONSECUTIVE DAYS FOR A TOTAL OF 0.2 HOUR/WEEK. THERE SHALL BE NO MORE THAN 5 DAYS BETWEEN THE LAST VISIT IN ONE WEEK AND THE FIRST VISIT IN THE NEXT WEEK. | N | Y | CHAMPIONS PARK | 24617 SW 30TH AVENUE |  | NEWBERRY | FL | 32669 |  | 3524721537 |  | JAMIE JONES | JAMIE JONES | 120 NW 260TH ST. |  | NEWBERRY | FL | 32669 |  | 3524721537 |  | CITY | 400 | 4400 | 7 | 2017-01-10 | 2021-10-14 | NC01 | 50
2 | ALACHUA | NED | altamease@windstream.net | 2014222 | NONCOMMUNITY | CHLORINATION; AERATION FOR REMOVAL OF ANY SECONDARY CONTAMINANT, SULFIDE, OR ANY UNREGULATED CONTAMINANT; CORROSION CONTROL INHIBITOR ADDITION; HYPOCHLORINATION; IRON OR MANGANESE SEQUESTRATION; OR ULTRAVIOLET RADIATION. THE LEAD/CHIEF OPERATOR MUST BE CLASS D OR HIGHER. 50,000 GPD UP TO 0.25 MGD-STAFFING BY CLASS D OR HIGHER OPERATOR: 3 VISITS/WEEK ON NONCONSECUTIVE DAYS FOR A TOTAL OF 0.3 HOUR/WEEK. LESS THAN 50,000 GPD-STAFFING BY A CLASS D OR HIGHER OPERATOR: 2 VISITS/WEEK ON NONCONSECUTIVE DAYS FOR A TOTAL OF 0.2 HOUR/WEEK. THERE SHALL BE NO MORE THAN 5 DAYS BETWEEN THE LAST VISIT IN ONE WEEK AND THE FIRST VISIT IN THE NEXT WEEK. | N | Y | GREATER BELL UNITED METHODIST CHURCH | 21024 NORTH STATE ROAD 235 |  | BROOKER | FL | 32622 |  | 3524851426 |  | CARL WILSON | CARL WILSON | 21024 N. SR 235 / PO BOX 268 |  | BROOKER | FL | 32622 |  | 3524851252 |  | OTHER | 25 | 9319 | 2 | 2015-03-25 | 2019-11-26 | NC01 | 50
2 | ALACHUA | NED | MARSHSJ@gru.com | 2014223 | NONTRANSIENT NONCOMMUNITY | CHLORINATION; AERATION FOR REMOVAL OF ANY SECONDARY CONTAMINANT, SULFIDE, OR ANY UNREGULATED CONTAMINANT; CORROSION CONTROL INHIBITOR ADDITION; HYPOCHLORINATION; IRON OR MANGANESE SEQUESTRATION; OR ULTRAVIOLET RADIATION. THE LEAD/CHIEF OPERATOR MUST BE CLASS D OR HIGHER. 50,000 GPD UP TO 0.25 MGD-STAFFING BY CLASS D OR HIGHER OPERATOR: 3 VISITS/WEEK ON NONCONSECUTIVE DAYS FOR A TOTAL OF 0.3 HOUR/WEEK. LESS THAN 50,000 GPD-STAFFING BY A CLASS D OR HIGHER OPERATOR: 2 VISITS/WEEK ON NONCONSECUTIVE DAYS FOR A TOTAL OF 0.2 HOUR/WEEK. THERE SHALL BE NO MORE THAN 5 DAYS BETWEEN THE LAST VISIT IN ONE WEEK AND THE FIRST VISIT IN THE NEXT WEEK. | N | Y | DEERHAVEN RENEWABLE | 11201 NORTHWEST US 441 |  | GAINESVILLE | FL | 32653 |  | 3863158011 |  | MICHAEL BUONSIGNORE | DEERHAVEN RENEWABLE | PO BOX 147117 | STATION A134 | GAINESVILLE | FL | 32653 |  | 3523343400 |  | TRUST/COOPERATIVE | 45 | 5000 | 4 | 2013-11-27 | 2019-02-12 | NTNC | 100
2 | ALACHUA | NED | PRAHARSHMODI@GMAIL.COM; TWOFOLDWATER@GMAIL.COM | 2014224 | NONCOMMUNITY | CHLORINATION; AERATION FOR REMOVAL OF ANY SECONDARY CONTAMINANT, SULFIDE, OR ANY UNREGULATED CONTAMINANT; CORROSION CONTROL INHIBITOR ADDITION; HYPOCHLORINATION; IRON OR MANGANESE SEQUESTRATION; OR ULTRAVIOLET RADIATION. THE LEAD/CHIEF OPERATOR MUST BE CLASS D OR HIGHER. 50,000 GPD UP TO 0.25 MGD-STAFFING BY CLASS D OR HIGHER OPERATOR: 3 VISITS/WEEK ON NONCONSECUTIVE DAYS FOR A TOTAL OF 0.3 HOUR/WEEK. LESS THAN 50,000 GPD-STAFFING BY A CLASS D OR HIGHER OPERATOR: 2 VISITS/WEEK ON NONCONSECUTIVE DAYS FOR A TOTAL OF 0.2 HOUR/WEEK. THERE SHALL BE NO MORE THAN 5 DAYS BETWEEN THE LAST VISIT IN ONE WEEK AND THE FIRST VISIT IN THE NEXT WEEK. | N | Y | STOP & SHOP #5 | 18501 NW COUNTY ROAD 236 |  | HIGH SPRINGS | FL | 32643 |  | 3522621730 |  | PRAHARSH MODI | PRAHARSH MODI | 18501 NW CR 236 |  | HIGH SPRINGS | FL | 32643 |  | 3522621730 |  | INVESTOR | 25 | 18694 | 1 |  | 2019-08-14 | NC01 | 50
2 | ALACHUA | NED | CASCHLIMAN@ISLANDGROVEAGPRODUCTS.COM | 2014225 | NONCOMMUNITY | CHLORINATION; AERATION FOR REMOVAL OF ANY SECONDARY CONTAMINANT, SULFIDE, OR ANY UNREGULATED CONTAMINANT; CORROSION CONTROL INHIBITOR ADDITION; HYPOCHLORINATION; IRON OR MANGANESE SEQUESTRATION; OR ULTRAVIOLET RADIATION. THE LEAD/CHIEF OPERATOR MUST BE CLASS D OR HIGHER. 50,000 GPD UP TO 0.25 MGD-STAFFING BY CLASS D OR HIGHER OPERATOR: 3 VISITS/WEEK ON NONCONSECUTIVE DAYS FOR A TOTAL OF 0.3 HOUR/WEEK. LESS THAN 50,000 GPD-STAFFING BY A CLASS D OR HIGHER OPERATOR: 2 VISITS/WEEK ON NONCONSECUTIVE DAYS FOR A TOTAL OF 0.2 HOUR/WEEK. THERE SHALL BE NO MORE THAN 5 DAYS BETWEEN THE LAST VISIT IN ONE WEEK AND THE FIRST VISIT IN THE NEXT WEEK. | N | Y | ISLAND GROVE WINE COMPANY TASTING HOUSE | 21848 SOUTHEAST COUNTY ROAD 325 |  | ISLAND GROVE | FL | 32640 |  | 3524811012 |  | CHRIS ASCHLIMAN | CHRIS ASCHLIMAN | 21848 SE CR 325 |  | ISLAND GROVE | FL | 32640 |  | 3524811012 |  | INVESTOR | 25 | 4877 | 1 | 2015-07-30 | 2020-08-26 | NC01 | 50
2 | ALACHUA | NED | FRITZ.MYERS@APHRIA.COM | 2014226 | NONTRANSIENT NONCOMMUNITY | CHLORINATION; AERATION FOR REMOVAL OF ANY SECONDARY CONTAMINANT, SULFIDE, OR ANY UNREGULATED CONTAMINANT; CORROSION CONTROL INHIBITOR ADDITION; HYPOCHLORINATION; IRON OR MANGANESE SEQUESTRATION; OR ULTRAVIOLET RADIATION. THE LEAD/CHIEF OPERATOR MUST BE CLASS D OR HIGHER. 50,000 GPD UP TO 0.25 MGD-STAFFING BY CLASS D OR HIGHER OPERATOR: 3 VISITS/WEEK ON NONCONSECUTIVE DAYS FOR A TOTAL OF 0.3 HOUR/WEEK. LESS THAN 50,000 GPD-STAFFING BY A CLASS D OR HIGHER OPERATOR: 2 VISITS/WEEK ON NONCONSECUTIVE DAYS FOR A TOTAL OF 0.2 HOUR/WEEK. THERE SHALL BE NO MORE THAN 5 DAYS BETWEEN THE LAST VISIT IN ONE WEEK AND THE FIRST VISIT IN THE NEXT WEEK. | N | Y | LHS 360 INNOVATION CAMPUS | 18770 N COUNTY ROAD 225 |  | GAINESVILLE | FL | 32609 |  | 3522241080 |  | FRITZ MYERS | DFMMJ INVESTMENTS, LLC DBA LIBERTY HEALTH SCIENCES | 14810 NW 94TH AVENUE |  | ALACHUA | FL | 32615 |  | 3522865270 |  | INVESTOR | 80 | 86400 | 1 |  | 2019-02-25 | NTNC | 100
2 | ALACHUA | NED |  | 2014228 | NONCOMMUNITY | CHLORINATION; AERATION FOR REMOVAL OF ANY SECONDARY CONTAMINANT, SULFIDE, OR ANY UNREGULATED CONTAMINANT; CORROSION CONTROL INHIBITOR ADDITION; HYPOCHLORINATION; IRON OR MANGANESE SEQUESTRATION; OR ULTRAVIOLET RADIATION. THE LEAD/CHIEF OPERATOR MUST BE CLASS D OR HIGHER. 50,000 GPD UP TO 0.25 MGD-STAFFING BY CLASS D OR HIGHER OPERATOR: 3 VISITS/WEEK ON NONCONSECUTIVE DAYS FOR A TOTAL OF 0.3 HOUR/WEEK. LESS THAN 50,000 GPD-STAFFING BY A CLASS D OR HIGHER OPERATOR: 2 VISITS/WEEK ON NONCONSECUTIVE DAYS FOR A TOTAL OF 0.2 HOUR/WEEK. THERE SHALL BE NO MORE THAN 5 DAYS BETWEEN THE LAST VISIT IN ONE WEEK AND THE FIRST VISIT IN THE NEXT WEEK. | N | Y | ORANGE HEIGHTS BAPTIST CHURCH | 16700 NE STATE ROAD 26 |  | HAWTHORNE | FL | 32640 |  | 3523162461 |  | PASTOR AARON MORGAN | AARON MORGAN | 16700 NE SR 26 |  | HAWTHORNE | FL | 32640 |  | 3523162461 |  | OTHER | 25 | 1999 | 2 | 2018-09-07 | 2018-05-30 | NC01 | 50
2 | ALACHUA | NED |  | 2014229 | NONTRANSIENT NONCOMMUNITY | CHLORINATION; AERATION FOR REMOVAL OF ANY SECONDARY CONTAMINANT, SULFIDE, OR ANY UNREGULATED CONTAMINANT; CORROSION CONTROL INHIBITOR ADDITION; HYPOCHLORINATION; IRON OR MANGANESE SEQUESTRATION; OR ULTRAVIOLET RADIATION. THE LEAD/CHIEF OPERATOR MUST BE CLASS D OR HIGHER. 50,000 GPD UP TO 0.25 MGD-STAFFING BY CLASS D OR HIGHER OPERATOR: 3 VISITS/WEEK ON NONCONSECUTIVE DAYS FOR A TOTAL OF 0.3 HOUR/WEEK. LESS THAN 50,000 GPD-STAFFING BY A CLASS D OR HIGHER OPERATOR: 2 VISITS/WEEK ON NONCONSECUTIVE DAYS FOR A TOTAL OF 0.2 HOUR/WEEK. THERE SHALL BE NO MORE THAN 5 DAYS BETWEEN THE LAST VISIT IN ONE WEEK AND THE FIRST VISIT IN THE NEXT WEEK. | N | Y | GAINESVILLE AREA ROWING WTP | 151 SE 74TH STREET |  | GAINESVILLE | FL | 32641 |  | 3524489666 |  | TODD HUBBARD | CARLA SALLESE-BICE | POST OFFICE BOX 357882 |  | GAINESVILLE | FL | 32635 |  | 3524489666 |  | UNKNOWN | 30 | 1999 | 2 | 2019-03-27 | 2019-02-25 | NTNC | 100
2 | ALACHUA | NED |  | 2014231 | NONTRANSIENT NONCOMMUNITY | CHLORINATION; AERATION FOR REMOVAL OF ANY SECONDARY CONTAMINANT, SULFIDE, OR ANY UNREGULATED CONTAMINANT; CORROSION CONTROL INHIBITOR ADDITION; HYPOCHLORINATION; IRON OR MANGANESE SEQUESTRATION; OR ULTRAVIOLET RADIATION. THE LEAD/CHIEF OPERATOR MUST BE CLASS D OR HIGHER. 50,000 GPD UP TO 0.25 MGD-STAFFING BY CLASS D OR HIGHER OPERATOR: 3 VISITS/WEEK ON NONCONSECUTIVE DAYS FOR A TOTAL OF 0.3 HOUR/WEEK. LESS THAN 50,000 GPD-STAFFING BY A CLASS D OR HIGHER OPERATOR: 2 VISITS/WEEK ON NONCONSECUTIVE DAYS FOR A TOTAL OF 0.2 HOUR/WEEK. THERE SHALL BE NO MORE THAN 5 DAYS BETWEEN THE LAST VISIT IN ONE WEEK AND THE FIRST VISIT IN THE NEXT WEEK. | N | Y | SAN FELASCO NURSERIES | 7404 NORTHWEST 126TH STREET |  | GAINESVILLE | FL | 32653 |  | 5615042777 |  | Jeff Pickering | JASON MORRIS | 7404 NORTHWEST 126TH STREET |  | GAINESVILLE | FL | 32653 |  | 6028266757 |  | INVESTOR | 150 | 28800 | 1 |  | 2020-07-14 | NTNC | 100
2 | ALACHUA | NED |  | 2014232 | NONCOMMUNITY | CHLORINATION; AERATION FOR REMOVAL OF ANY SECONDARY CONTAMINANT, SULFIDE, OR ANY UNREGULATED CONTAMINANT; CORROSION CONTROL INHIBITOR ADDITION; HYPOCHLORINATION; IRON OR MANGANESE SEQUESTRATION; OR ULTRAVIOLET RADIATION. THE LEAD/CHIEF OPERATOR MUST BE CLASS D OR HIGHER. 50,000 GPD UP TO 0.25 MGD-STAFFING BY CLASS D OR HIGHER OPERATOR: 3 VISITS/WEEK ON NONCONSECUTIVE DAYS FOR A TOTAL OF 0.3 HOUR/WEEK. LESS THAN 50,000 GPD-STAFFING BY A CLASS D OR HIGHER OPERATOR: 2 VISITS/WEEK ON NONCONSECUTIVE DAYS FOR A TOTAL OF 0.2 HOUR/WEEK. THERE SHALL BE NO MORE THAN 5 DAYS BETWEEN THE LAST VISIT IN ONE WEEK AND THE FIRST VISIT IN THE NEXT WEEK. | N | Y | DOLLAR GENERAL LACROSSE SR 121 | 20956 NORTH SR 121 |  | LACROSSE | FL | 32658 |  | 3867558887 |  | KRISTIN ELLIOT | KRISTIN ELLIOT | 100 MISSION RIDGE |  | GOODLETTSVILLE | TN | 37072 |  | 6158555365 |  | INVESTOR | 25 | 1000 | 1 |  | 2020-12-07 | NC01 | 50
2 | BAKER | NED | MACCWWTP@CITYOFMACCLENNY.COM | 2020204 | COMMUNITY | CHLORINATION; AERATION FOR REMOVAL OF ANY SECONDARY CONTAMINANT, SULFIDE, OR ANY UNREGULATED CONTAMINANT; CORROSION CONTROL INHIBITOR ADDITION; HYPOCHLORINATION; IRON OR MANGANESE SEQUESTRATION; OR ULTRAVIOLET RADIATION. THE LEAD/CHIEF OPERATOR MUST BE CLASS C OR HIGHER. 5.0 MGD AND ABOVE-STAFFING BY CLASS C OR HIGHER OPERATOR: 6 HOURS/DAY FOR 5 DAYS/WEEK AND ONE VISIT ON EACH WEEKEND DAY. 3.0 MGD UP TO 5.0 MGD-STAFFING BY CLASS C OR HIGHER OPERATOR: 1 HOUR/DAY FOR 5 DAYS/WEEK AND ONE VISIT ON EACH WEEKEND DAY. 0.25 MGD UP TO 3.0 MGD-STAFFING BY CLASS C OR HIGHER OPERATOR: 5 VISITS/WEEK AND ONE VISIT EACH WEEKEND FOR A TOTAL OF 0.6 HOUR/WEEK. | N | Y | MACCLENNY WTP | 307 WEST OHIO STREET |  | MACCLENNY | FL | 32063 |  | 9042594491 |  | RICHARD HARRIS | PHIL RHODEN | 118 E. MACCLENNY AVE. |  | MACCLENNY | FL | 32063 |  | 9042596261 |  | MUNICIPALITY | 6391 | 3434057 | 2486 | 2018-04-24 | 2020-05-08 | DC03 | 2000
2 | BAKER | NED | JAMES.D.ELLIS@DEP.STATE.FL.US | 2020361 | NONCOMMUNITY | CHLORINATION; AERATION FOR REMOVAL OF ANY SECONDARY CONTAMINANT, SULFIDE, OR ANY UNREGULATED CONTAMINANT; CORROSION CONTROL INHIBITOR ADDITION; HYPOCHLORINATION; IRON OR MANGANESE SEQUESTRATION; OR ULTRAVIOLET RADIATION. THE LEAD/CHIEF OPERATOR MUST BE CLASS D OR HIGHER. 50,000 GPD UP TO 0.25 MGD-STAFFING BY CLASS D OR HIGHER OPERATOR: 3 VISITS/WEEK ON NONCONSECUTIVE DAYS FOR A TOTAL OF 0.3 HOUR/WEEK. LESS THAN 50,000 GPD-STAFFING BY A CLASS D OR HIGHER OPERATOR: 2 VISITS/WEEK ON NONCONSECUTIVE DAYS FOR A TOTAL OF 0.2 HOUR/WEEK. THERE SHALL BE NO MORE THAN 5 DAYS BETWEEN THE LAST VISIT IN ONE WEEK AND THE FIRST VISIT IN THE NEXT WEEK. | N | Y | OLUSTEE BATTLEFIELD MEMORIAL | 5890 BATTLEFIELD TRAIL RD. |  | SANDERSON | FL | 32087 |  | 3867580400 |  | JIM ELLIS | MANNY PEREZ | PO BOX G |  | WHITE SPRINGS | FL | 32096 |  | 3863972733 |  | DEP (STATE PARK OR STATE REC AREA) | 80 | 46522 | 2 | 2015-03-20 | 2019-11-20 | NC01 | 50
2 | BAKER | NED | alan.obaigbena@dot.state.fl.us | 2020532 | NONCOMMUNITY | CHLORINATION; AERATION FOR REMOVAL OF ANY SECONDARY CONTAMINANT, SULFIDE, OR ANY UNREGULATED CONTAMINANT; CORROSION CONTROL INHIBITOR ADDITION; HYPOCHLORINATION; IRON OR MANGANESE SEQUESTRATION; OR ULTRAVIOLET RADIATION. THE LEAD/CHIEF OPERATOR MUST BE CLASS D OR HIGHER. 50,000 GPD UP TO 0.25 MGD-STAFFING BY CLASS D OR HIGHER OPERATOR: 3 VISITS/WEEK ON NONCONSECUTIVE DAYS FOR A TOTAL OF 0.3 HOUR/WEEK. LESS THAN 50,000 GPD-STAFFING BY A CLASS D OR HIGHER OPERATOR: 2 VISITS/WEEK ON NONCONSECUTIVE DAYS FOR A TOTAL OF 0.2 HOUR/WEEK. THERE SHALL BE NO MORE THAN 5 DAYS BETWEEN THE LAST VISIT IN ONE WEEK AND THE FIRST VISIT IN THE NEXT WEEK. | N | Y | DOT I-10 WESTBOUND REST AREA | I-10 REST AREA IN OLUSTEE FOREST |  | LAKE CITY | FL | 32056 | 1089 | 3869617064 |  | ALAN OBAIGBENA | TRAVIS HUMPHRIES, P.E. | 1109 S. MARION AVE. |  | LAKE CITY | FL | 32025 |  | 8007492967 |  | STATE | 1001 | 43200 | 2 | 2011-12-06 | 2018-05-24 | NC01 | 50
2 | BAKER | NED | steven.padgett@myflfamilies.com | 2020815 | COMMUNITY | CHLORINATION; AERATION FOR REMOVAL OF ANY SECONDARY CONTAMINANT, SULFIDE, OR ANY UNREGULATED CONTAMINANT; CORROSION CONTROL INHIBITOR ADDITION; HYPOCHLORINATION; IRON OR MANGANESE SEQUESTRATION; OR ULTRAVIOLET RADIATION. THE LEAD/CHIEF OPERATOR MUST BE CLASS C OR HIGHER. 5.0 MGD AND ABOVE-STAFFING BY CLASS C OR HIGHER OPERATOR: 6 HOURS/DAY FOR 5 DAYS/WEEK AND ONE VISIT ON EACH WEEKEND DAY. 3.0 MGD UP TO 5.0 MGD-STAFFING BY CLASS C OR HIGHER OPERATOR: 1 HOUR/DAY FOR 5 DAYS/WEEK AND ONE VISIT ON EACH WEEKEND DAY. 0.25 MGD UP TO 3.0 MGD-STAFFING BY CLASS C OR HIGHER OPERATOR: 5 VISITS/WEEK AND ONE VISIT EACH WEEKEND FOR A TOTAL OF 0.6 HOUR/WEEK. | N | Y | NORTHEAST FLORIDA STATE HOSPITAL | 7487 SOUTHEAST SR 121 |  | MACCLENNY | FL | 32063 |  | 9043302005 |  | GARY STARLING | GARY STARLING | 7487 S. SR 121 |  | MACCLENNY | FL | 32063 |  | 9043302233 |  | STATE | 1800 | 1813440 | 62 | 2013-09-19 | 2019-05-23 | DC03 | 2000
2 | BAKER | NED | CHRISTOPHER.CASON@USDA.GOV | 2020844 | NONCOMMUNITY | CHLORINATION; AERATION FOR REMOVAL OF ANY SECONDARY CONTAMINANT, SULFIDE, OR ANY UNREGULATED CONTAMINANT; CORROSION CONTROL INHIBITOR ADDITION; HYPOCHLORINATION; IRON OR MANGANESE SEQUESTRATION; OR ULTRAVIOLET RADIATION. THE LEAD/CHIEF OPERATOR MUST BE CLASS D OR HIGHER. 50,000 GPD UP TO 0.25 MGD-STAFFING BY CLASS D OR HIGHER OPERATOR: 3 VISITS/WEEK ON NONCONSECUTIVE DAYS FOR A TOTAL OF 0.3 HOUR/WEEK. LESS THAN 50,000 GPD-STAFFING BY A CLASS D OR HIGHER OPERATOR: 2 VISITS/WEEK ON NONCONSECUTIVE DAYS FOR A TOTAL OF 0.2 HOUR/WEEK. THERE SHALL BE NO MORE THAN 5 DAYS BETWEEN THE LAST VISIT IN ONE WEEK AND THE FIRST VISIT IN THE NEXT WEEK. | N | Y | OLUSTEE BEACH | 5862 PICNIC GROUNDS ROAD |  | OLUSTEE | FL | 32072 |  | 3867522577 |  | CHRISTOPHER CASON | CHRISTOPHER CASON | 24874 US 90 |  | SANDERSON | FL | 32087 |  | 3867522577 | 4510 | FEDERAL | 25 | 28146 | 5 | 2018-11-09 | 2018-10-30 | NC01 | 50
2 | BAKER | NED | slmandel@hotmail.com | 2021187 | NONCOMMUNITY | CHLORINATION; AERATION FOR REMOVAL OF ANY SECONDARY CONTAMINANT, SULFIDE, OR ANY UNREGULATED CONTAMINANT; CORROSION CONTROL INHIBITOR ADDITION; HYPOCHLORINATION; IRON OR MANGANESE SEQUESTRATION; OR ULTRAVIOLET RADIATION. THE LEAD/CHIEF OPERATOR MUST BE CLASS D OR HIGHER. 50,000 GPD UP TO 0.25 MGD-STAFFING BY CLASS D OR HIGHER OPERATOR: 3 VISITS/WEEK ON NONCONSECUTIVE DAYS FOR A TOTAL OF 0.3 HOUR/WEEK. LESS THAN 50,000 GPD-STAFFING BY A CLASS D OR HIGHER OPERATOR: 2 VISITS/WEEK ON NONCONSECUTIVE DAYS FOR A TOTAL OF 0.2 HOUR/WEEK. THERE SHALL BE NO MORE THAN 5 DAYS BETWEEN THE LAST VISIT IN ONE WEEK AND THE FIRST VISIT IN THE NEXT WEEK. | N | Y | OAK BLUFF MHP | 1737 U.S. HIGHWAY 90 EAST |  | MACCLENNY | FL | 32063 |  | 9048604604 |  | SCOTT MANDEL | SCOTT MANDEL | 1737 E US 90 |  | MACCLENNY | FL | 32063 |  | 9048604604 |  | INVESTOR | 25 | 28165 | 28 | 2018-07-26 | 2018-03-06 | NC01 | 50
2 | BAKER | NED | DSAPP@INSTEEL.COM; RHIGGINS@USWATERCORP.NET | 2021272 | NONTRANSIENT NONCOMMUNITY | CHLORINATION; AERATION FOR REMOVAL OF ANY SECONDARY CONTAMINANT, SULFIDE, OR ANY UNREGULATED CONTAMINANT; CORROSION CONTROL INHIBITOR ADDITION; HYPOCHLORINATION; IRON OR MANGANESE SEQUESTRATION; OR ULTRAVIOLET RADIATION. THE LEAD/CHIEF OPERATOR MUST BE CLASS D OR HIGHER. 50,000 GPD UP TO 0.25 MGD-STAFFING BY CLASS D OR HIGHER OPERATOR: 3 VISITS/WEEK ON NONCONSECUTIVE DAYS FOR A TOTAL OF 0.3 HOUR/WEEK. LESS THAN 50,000 GPD-STAFFING BY A CLASS D OR HIGHER OPERATOR: 2 VISITS/WEEK ON NONCONSECUTIVE DAYS FOR A TOTAL OF 0.2 HOUR/WEEK. THERE SHALL BE NO MORE THAN 5 DAYS BETWEEN THE LAST VISIT IN ONE WEEK AND THE FIRST VISIT IN THE NEXT WEEK. | N | Y | INSTEEL WIRE PRODUCTS | 1 WIREMILL ROAD |  | SANDERSON | FL | 32087 |  | 9042752101 |  | DONNIE SAPP | DONNIE SAPP | 1 WIREMILL ROAD |  | SANDERSON | FL | 32087 |  | 9042755600 |  | INVESTOR | 45 | 187800 | 4 | 2014-09-30 | 2020-05-08 | NTNC | 100
2 | BAKER | NED | andres.kraul@fdc.myflorida.com | 2021356 | COMMUNITY | CHLORINATION; AERATION FOR REMOVAL OF ANY SECONDARY CONTAMINANT, SULFIDE, OR ANY UNREGULATED CONTAMINANT; CORROSION CONTROL INHIBITOR ADDITION; HYPOCHLORINATION; IRON OR MANGANESE SEQUESTRATION; OR ULTRAVIOLET RADIATION. THE LEAD/CHIEF OPERATOR MUST BE CLASS C OR HIGHER. 5.0 MGD AND ABOVE-STAFFING BY CLASS C OR HIGHER OPERATOR: 6 HOURS/DAY FOR 5 DAYS/WEEK AND ONE VISIT ON EACH WEEKEND DAY. 3.0 MGD UP TO 5.0 MGD-STAFFING BY CLASS C OR HIGHER OPERATOR: 1 HOUR/DAY FOR 5 DAYS/WEEK AND ONE VISIT ON EACH WEEKEND DAY. 0.25 MGD UP TO 3.0 MGD-STAFFING BY CLASS C OR HIGHER OPERATOR: 5 VISITS/WEEK AND ONE VISIT EACH WEEKEND FOR A TOTAL OF 0.6 HOUR/WEEK. | N | Y | BAKER COUNTY C. I. | 20706 US HWY 90 WEST |  | SANDERSON | FL | 32087 | 2359 | 3867194500 |  | CAMERON YOUNG | ANDRES KRAUL | 501 S. CALHOUN ST. |  | TALLAHASSEE | FL | 32301 |  | 8507173926 |  | STATE | 1500 | 962743 | 62 | 2013-12-23 | 2019-05-14 | DC04 | 1000
2 | BAKER | NED | CHRISTOPHER.CASON@USDA.GOV | 2021375 | NONCOMMUNITY | CHLORINATION; AERATION FOR REMOVAL OF ANY SECONDARY CONTAMINANT, SULFIDE, OR ANY UNREGULATED CONTAMINANT; CORROSION CONTROL INHIBITOR ADDITION; HYPOCHLORINATION; IRON OR MANGANESE SEQUESTRATION; OR ULTRAVIOLET RADIATION. THE LEAD/CHIEF OPERATOR MUST BE CLASS D OR HIGHER. 50,000 GPD UP TO 0.25 MGD-STAFFING BY CLASS D OR HIGHER OPERATOR: 3 VISITS/WEEK ON NONCONSECUTIVE DAYS FOR A TOTAL OF 0.3 HOUR/WEEK. LESS THAN 50,000 GPD-STAFFING BY A CLASS D OR HIGHER OPERATOR: 2 VISITS/WEEK ON NONCONSECUTIVE DAYS FOR A TOTAL OF 0.2 HOUR/WEEK. THERE SHALL BE NO MORE THAN 5 DAYS BETWEEN THE LAST VISIT IN ONE WEEK AND THE FIRST VISIT IN THE NEXT WEEK. | N | Y | OCEAN POND CAMPGROUND | 250A LFT ON 266 (FOREST ROAD) |  | OLUSTEE | FL | 32072 |  | 3867522577 |  | CHRISTOPHER CASON | CHRISTOPHER CASON | 24874 US 90 |  | SANDERSON | FL | 32087 |  | 3867522577 |  | FEDERAL | 100 | 37607 | 69 | 2014-06-05 | 2018-10-30 | NC01 | 50
2 | BAKER | NED | CHRISTOPHER.CASON@USDA.GOV | 2024879 | NONCOMMUNITY | CHLORINATION; AERATION FOR REMOVAL OF ANY SECONDARY CONTAMINANT, SULFIDE, OR ANY UNREGULATED CONTAMINANT; CORROSION CONTROL INHIBITOR ADDITION; HYPOCHLORINATION; IRON OR MANGANESE SEQUESTRATION; OR ULTRAVIOLET RADIATION. THE LEAD/CHIEF OPERATOR MUST BE CLASS D OR HIGHER. 50,000 GPD UP TO 0.25 MGD-STAFFING BY CLASS D OR HIGHER OPERATOR: 3 VISITS/WEEK ON NONCONSECUTIVE DAYS FOR A TOTAL OF 0.3 HOUR/WEEK. LESS THAN 50,000 GPD-STAFFING BY A CLASS D OR HIGHER OPERATOR: 2 VISITS/WEEK ON NONCONSECUTIVE DAYS FOR A TOTAL OF 0.2 HOUR/WEEK. THERE SHALL BE NO MORE THAN 5 DAYS BETWEEN THE LAST VISIT IN ONE WEEK AND THE FIRST VISIT IN THE NEXT WEEK. | N | Y | OLUSTEE DISTRICT RANGER STATION | 24874 U.S. HWY 90 |  | OLUSTEE | FL | 32072 |  | 3867522577 |  | CHRISTOPHER CASON | CHRISTOPHER CASON | 24874 US 90 |  | SANDERSON | FL | 32087 |  | 3867522577 | 4510 | FEDERAL | 30 | 10650 | 2 | 2014-06-05 | 2018-10-30 | NC01 | 50
2 | BAKER | NED |  | 2024880 | NONTRANSIENT NONCOMMUNITY | CHLORINATION; AERATION FOR REMOVAL OF ANY SECONDARY CONTAMINANT, SULFIDE, OR ANY UNREGULATED CONTAMINANT; CORROSION CONTROL INHIBITOR ADDITION; HYPOCHLORINATION; IRON OR MANGANESE SEQUESTRATION; OR ULTRAVIOLET RADIATION. THE LEAD/CHIEF OPERATOR MUST BE CLASS D OR HIGHER. 50,000 GPD UP TO 0.25 MGD-STAFFING BY CLASS D OR HIGHER OPERATOR: 3 VISITS/WEEK ON NONCONSECUTIVE DAYS FOR A TOTAL OF 0.3 HOUR/WEEK. LESS THAN 50,000 GPD-STAFFING BY A CLASS D OR HIGHER OPERATOR: 2 VISITS/WEEK ON NONCONSECUTIVE DAYS FOR A TOTAL OF 0.2 HOUR/WEEK. THERE SHALL BE NO MORE THAN 5 DAYS BETWEEN THE LAST VISIT IN ONE WEEK AND THE FIRST VISIT IN THE NEXT WEEK. | N | Y | FLORIDA GATEWAY COLLEGE | 25030 U.S. HIGHWAY 90 EAST |  | OLUSTEE | FL | 32072 |  | 3867521822 |  | D. LE'ANN THOMAS | D. LE'ANN THOMAS | 149 SE COLLEGE PL. |  | LAKE CITY | FL | 32025 | 2007 | 3867544328 |  | AUTHORITY/COMMISSION/DISTRICT | 90 | 9257 | 5 | 2017-06-20 | 2019-11-25 | NTNC | 100
2 | BAKER | NED |  | 2024884 | NONCOMMUNITY | CHLORINATION; AERATION FOR REMOVAL OF ANY SECONDARY CONTAMINANT, SULFIDE, OR ANY UNREGULATED CONTAMINANT; CORROSION CONTROL INHIBITOR ADDITION; HYPOCHLORINATION; IRON OR MANGANESE SEQUESTRATION; OR ULTRAVIOLET RADIATION. THE LEAD/CHIEF OPERATOR MUST BE CLASS D OR HIGHER. 50,000 GPD UP TO 0.25 MGD-STAFFING BY CLASS D OR HIGHER OPERATOR: 3 VISITS/WEEK ON NONCONSECUTIVE DAYS FOR A TOTAL OF 0.3 HOUR/WEEK. LESS THAN 50,000 GPD-STAFFING BY A CLASS D OR HIGHER OPERATOR: 2 VISITS/WEEK ON NONCONSECUTIVE DAYS FOR A TOTAL OF 0.2 HOUR/WEEK. THERE SHALL BE NO MORE THAN 5 DAYS BETWEEN THE LAST VISIT IN ONE WEEK AND THE FIRST VISIT IN THE NEXT WEEK. | N | Y | TAYLOR CHURCH | 26389 C.R. 250 |  | SANDERSON | FL | 32087 |  | 9042597324 |  | SHARON ROBST | PASTOR MARK WOODS | 26389 C.R. 250 |  | SANDERSON | FL | 32087 |  | 9042597324 |  | OTHER | 25 | 9362 | 21 | 2014-06-23 | 2018-03-06 | NC01 | 50
2 | BAKER | NED |  | 2024891 | NONCOMMUNITY | CHLORINATION; AERATION FOR REMOVAL OF ANY SECONDARY CONTAMINANT, SULFIDE, OR ANY UNREGULATED CONTAMINANT; CORROSION CONTROL INHIBITOR ADDITION; HYPOCHLORINATION; IRON OR MANGANESE SEQUESTRATION; OR ULTRAVIOLET RADIATION. THE LEAD/CHIEF OPERATOR MUST BE CLASS D OR HIGHER. 50,000 GPD UP TO 0.25 MGD-STAFFING BY CLASS D OR HIGHER OPERATOR: 3 VISITS/WEEK ON NONCONSECUTIVE DAYS FOR A TOTAL OF 0.3 HOUR/WEEK. LESS THAN 50,000 GPD-STAFFING BY A CLASS D OR HIGHER OPERATOR: 2 VISITS/WEEK ON NONCONSECUTIVE DAYS FOR A TOTAL OF 0.2 HOUR/WEEK. THERE SHALL BE NO MORE THAN 5 DAYS BETWEEN THE LAST VISIT IN ONE WEEK AND THE FIRST VISIT IN THE NEXT WEEK. | N | Y | CITGO GAS STATION (SANDERSON) | 16297 US 90 WEST |  | SANDERSON | FL | 32087 |  | 9042752495 |  | MARK ANDZEICZAK | R.H. DAVIS | 11907 S.R. 121 |  | MACCLENNY | FL | 32063 |  | 9042591999 | 222 | INVESTOR | 25 | 9347 | 1 | 2019-05-02 | 2018-05-21 | NC01 | 50
2 | BAKER | NED | moodys@nefcom.net | 2024893 | COMMUNITY | CHLORINATION; AERATION FOR REMOVAL OF ANY SECONDARY CONTAMINANT, SULFIDE, OR ANY UNREGULATED CONTAMINANT; CORROSION CONTROL INHIBITOR ADDITION; HYPOCHLORINATION; IRON OR MANGANESE SEQUESTRATION; OR ULTRAVIOLET RADIATION. THE LEAD/CHIEF OPERATOR MUST BE CLASS D OR HIGHER. 50,000 GPD UP TO 0.25 MGD-STAFFING BY CLASS D OR HIGHER OPERATOR: 3 VISITS/WEEK ON NONCONSECUTIVE DAYS FOR A TOTAL OF 0.3 HOUR/WEEK. LESS THAN 50,000 GPD-STAFFING BY A CLASS D OR HIGHER OPERATOR: 2 VISITS/WEEK ON NONCONSECUTIVE DAYS FOR A TOTAL OF 0.2 HOUR/WEEK. THERE SHALL BE NO MORE THAN 5 DAYS BETWEEN THE LAST VISIT IN ONE WEEK AND THE FIRST VISIT IN THE NEXT WEEK. | N | Y | RIVER HEIGHTS MHP | CR 23 & RUBEN CRAWFORD |  | MACCLENNY | FL | 32063 |  | 9048914053 |  | MOODY LEE | MOODY LEE | 5761 GRAMPS TRAIL |  | MACCLENNY | FL | 32063 |  | 9043185206 |  | INVESTOR | 25 | 14561 | 20 | 2019-03-06 | 2019-02-12 | DC06 | 100
2 | BAKER | NED | RHIGGINS@USWATERCORP.NET | 2024894 | NONTRANSIENT NONCOMMUNITY | CHLORINATION; AERATION FOR REMOVAL OF ANY SECONDARY CONTAMINANT, SULFIDE, OR ANY UNREGULATED CONTAMINANT; CORROSION CONTROL INHIBITOR ADDITION; HYPOCHLORINATION; IRON OR MANGANESE SEQUESTRATION; OR ULTRAVIOLET RADIATION. THE LEAD/CHIEF OPERATOR MUST BE CLASS D OR HIGHER. 50,000 GPD UP TO 0.25 MGD-STAFFING BY CLASS D OR HIGHER OPERATOR: 3 VISITS/WEEK ON NONCONSECUTIVE DAYS FOR A TOTAL OF 0.3 HOUR/WEEK. LESS THAN 50,000 GPD-STAFFING BY A CLASS D OR HIGHER OPERATOR: 2 VISITS/WEEK ON NONCONSECUTIVE DAYS FOR A TOTAL OF 0.2 HOUR/WEEK. THERE SHALL BE NO MORE THAN 5 DAYS BETWEEN THE LAST VISIT IN ONE WEEK AND THE FIRST VISIT IN THE NEXT WEEK. | N | Y | SANDERSON PIPE CORPORATION | 1 ENTERPRISE WEST |  | SANDERSON | FL | 32087 |  | 9042752833 |  | JAMES LAWRENCE | JAMES LAWRENCE | PO BOX 700 |  | SANDERSON | FL | 32087 |  | 9042752833 |  | INVESTOR | 66 | 14190 | 2 | 2017-10-17 | 2020-05-08 | NTNC | 100
2 | BAKER | NED | CHRISTOPHER.CASON@USDA.GOV | 2024898 | NONCOMMUNITY | CHLORINATION; AERATION FOR REMOVAL OF ANY SECONDARY CONTAMINANT, SULFIDE, OR ANY UNREGULATED CONTAMINANT; CORROSION CONTROL INHIBITOR ADDITION; HYPOCHLORINATION; IRON OR MANGANESE SEQUESTRATION; OR ULTRAVIOLET RADIATION. THE LEAD/CHIEF OPERATOR MUST BE CLASS D OR HIGHER. 50,000 GPD UP TO 0.25 MGD-STAFFING BY CLASS D OR HIGHER OPERATOR: 3 VISITS/WEEK ON NONCONSECUTIVE DAYS FOR A TOTAL OF 0.3 HOUR/WEEK. LESS THAN 50,000 GPD-STAFFING BY A CLASS D OR HIGHER OPERATOR: 2 VISITS/WEEK ON NONCONSECUTIVE DAYS FOR A TOTAL OF 0.2 HOUR/WEEK. THERE SHALL BE NO MORE THAN 5 DAYS BETWEEN THE LAST VISIT IN ONE WEEK AND THE FIRST VISIT IN THE NEXT WEEK. | N | Y | OLUSTEE DEPOT | 5892 NORTH C.R. 231 |  | OLUSTEE | FL | 32072 |  | 3867522577 |  | CHRISTOPHER CASON | CHRISTOPHER CASON | 24874 US 90 |  | SANDERSON | FL | 32087 |  | 3867522577 | 4510 | FEDERAL | 25 | 13946 | 1 | 2014-08-25 | 2018-10-30 | NC01 | 50
2 | BAKER | NED | glenstmary3777@glenstmary.org | 2024902 | COMMUNITY | CHLORINATION; AERATION FOR REMOVAL OF ANY SECONDARY CONTAMINANT, SULFIDE, OR ANY UNREGULATED CONTAMINANT; CORROSION CONTROL INHIBITOR ADDITION; HYPOCHLORINATION; IRON OR MANGANESE SEQUESTRATION; OR ULTRAVIOLET RADIATION. THE LEAD/CHIEF OPERATOR MUST BE CLASS C OR HIGHER. 5.0 MGD AND ABOVE-STAFFING BY CLASS C OR HIGHER OPERATOR: 6 HOURS/DAY FOR 5 DAYS/WEEK AND ONE VISIT ON EACH WEEKEND DAY. 3.0 MGD UP TO 5.0 MGD-STAFFING BY CLASS C OR HIGHER OPERATOR: 1 HOUR/DAY FOR 5 DAYS/WEEK AND ONE VISIT ON EACH WEEKEND DAY. 0.25 MGD UP TO 3.0 MGD-STAFFING BY CLASS C OR HIGHER OPERATOR: 5 VISITS/WEEK AND ONE VISIT EACH WEEKEND FOR A TOTAL OF 0.6 HOUR/WEEK. | N | Y | GLEN ST. MARY WATER SYSTEM | 10046 NORTH CLINTON AVENUE |  | GLEN ST. MARY | FL | 32040 |  | 9042593777 |  | MAYOR Jaunice Padgett | MAYOR STEPHEN RHYNEHARDT | PO BOX 519 |  | GLEN ST. MARY | FL | 32040 |  | 9042593777 |  | CITY | 428 | 500000 | 215 | 2019-04-03 | 2019-02-25 | DC04 | 1000
2 | BAKER | NED | dustinb@estesconstruction.com; envrestec@outlook.com | 2024903 | NONCOMMUNITY | CHLORINATION; AERATION FOR REMOVAL OF ANY SECONDARY CONTAMINANT, SULFIDE, OR ANY UNREGULATED CONTAMINANT; CORROSION CONTROL INHIBITOR ADDITION; HYPOCHLORINATION; IRON OR MANGANESE SEQUESTRATION; OR ULTRAVIOLET RADIATION. THE LEAD/CHIEF OPERATOR MUST BE CLASS D OR HIGHER. 50,000 GPD UP TO 0.25 MGD-STAFFING BY CLASS D OR HIGHER OPERATOR: 3 VISITS/WEEK ON NONCONSECUTIVE DAYS FOR A TOTAL OF 0.3 HOUR/WEEK. LESS THAN 50,000 GPD-STAFFING BY A CLASS D OR HIGHER OPERATOR: 2 VISITS/WEEK ON NONCONSECUTIVE DAYS FOR A TOTAL OF 0.2 HOUR/WEEK. THERE SHALL BE NO MORE THAN 5 DAYS BETWEEN THE LAST VISIT IN ONE WEEK AND THE FIRST VISIT IN THE NEXT WEEK. | N | Y | A H SANDERSON | 13907 ARNOLD RHODEN ROAD |  | SANDERSON | FL | 32087 |  | 5632711822 |  | DUSTIN BARTZ | JIM FRAZIER | 2713 BARROW DRIVE |  | MERRITT ISLAND | FL | 32952 |  | 3215767171 |  | INVESTOR | 25 | 1320 | 1 | 2008-06-23 | 2020-01-30 | NC01 | 50
2 | BAKER | NED | envcompliance@dollargeneral.com | 2024905 | NONCOMMUNITY | CHLORINATION; AERATION FOR REMOVAL OF ANY SECONDARY CONTAMINANT, SULFIDE, OR ANY UNREGULATED CONTAMINANT; CORROSION CONTROL INHIBITOR ADDITION; HYPOCHLORINATION; IRON OR MANGANESE SEQUESTRATION; OR ULTRAVIOLET RADIATION. THE LEAD/CHIEF OPERATOR MUST BE CLASS D OR HIGHER. 50,000 GPD UP TO 0.25 MGD-STAFFING BY CLASS D OR HIGHER OPERATOR: 3 VISITS/WEEK ON NONCONSECUTIVE DAYS FOR A TOTAL OF 0.3 HOUR/WEEK. LESS THAN 50,000 GPD-STAFFING BY A CLASS D OR HIGHER OPERATOR: 2 VISITS/WEEK ON NONCONSECUTIVE DAYS FOR A TOTAL OF 0.2 HOUR/WEEK. THERE SHALL BE NO MORE THAN 5 DAYS BETWEEN THE LAST VISIT IN ONE WEEK AND THE FIRST VISIT IN THE NEXT WEEK. | N | Y | DOLLAR GENERAL #18761 | 13841 BEECH ST |  | SANDERSON | FL | 32087 |  | 6158554459 |  | KRISTIN ELLIOTT | KRISTIN ELLIOTT | 100 MISSION RIDGE |  | GOODLETTSVILLE | TN | 37072 |  | 6158555365 |  | INVESTOR | 25 | 1000 | 1 | 2018-05-25 | 2018-04-18 | NC01 | 50
2 | BAKER | NED |  | 2024906 | NONCOMMUNITY | CHLORINATION; AERATION FOR REMOVAL OF ANY SECONDARY CONTAMINANT, SULFIDE, OR ANY UNREGULATED CONTAMINANT; CORROSION CONTROL INHIBITOR ADDITION; HYPOCHLORINATION; IRON OR MANGANESE SEQUESTRATION; OR ULTRAVIOLET RADIATION. THE LEAD/CHIEF OPERATOR MUST BE CLASS D OR HIGHER. 50,000 GPD UP TO 0.25 MGD-STAFFING BY CLASS D OR HIGHER OPERATOR: 3 VISITS/WEEK ON NONCONSECUTIVE DAYS FOR A TOTAL OF 0.3 HOUR/WEEK. LESS THAN 50,000 GPD-STAFFING BY A CLASS D OR HIGHER OPERATOR: 2 VISITS/WEEK ON NONCONSECUTIVE DAYS FOR A TOTAL OF 0.2 HOUR/WEEK. THERE SHALL BE NO MORE THAN 5 DAYS BETWEEN THE LAST VISIT IN ONE WEEK AND THE FIRST VISIT IN THE NEXT WEEK. | N | Y | DOLLAR GENERAL - GLEN ST. MARY | 18972 N CR 125 |  | GLEN ST MARY | FL | 32040 |  |  |  | KRISTIN ELLIOTT | KRISTIN ELLIOTT | 100 MISSION RIDGE |  | GOODLETTSVILLE | TN | 37072 |  | 6158555365 |  | INVESTOR | 25 | 1000 | 1 |  | 2018-04-18 | NC01 | 50
2 | BRADFORD | NED | BROOKER1022@WINDSTREAM.NET | 2040113 | COMMUNITY | CHLORINATION; AERATION FOR REMOVAL OF ANY SECONDARY CONTAMINANT, SULFIDE, OR ANY UNREGULATED CONTAMINANT; CORROSION CONTROL INHIBITOR ADDITION; HYPOCHLORINATION; IRON OR MANGANESE SEQUESTRATION; OR ULTRAVIOLET RADIATION. THE LEAD/CHIEF OPERATOR MUST BE CLASS D OR HIGHER. 50,000 GPD UP TO 0.25 MGD-STAFFING BY CLASS D OR HIGHER OPERATOR: 3 VISITS/WEEK ON NONCONSECUTIVE DAYS FOR A TOTAL OF 0.3 HOUR/WEEK. LESS THAN 50,000 GPD-STAFFING BY A CLASS D OR HIGHER OPERATOR: 2 VISITS/WEEK ON NONCONSECUTIVE DAYS FOR A TOTAL OF 0.2 HOUR/WEEK. THERE SHALL BE NO MORE THAN 5 DAYS BETWEEN THE LAST VISIT IN ONE WEEK AND THE FIRST VISIT IN THE NEXT WEEK. | N | Y | BROOKER WATER DEPARTMENT | 17435 TETSTONE AVENUE |  | BROOKER | FL | 32622 |  | 3524851022 |  | CHARLENE THOMAS | GENE MELVIN | PO BOX 127 |  | BROOKER | FL | 32622 |  | 3524851022 |  | MUNICIPALITY | 538 | 208950 | 200 | 2018-11-29 | 2021-06-10 | DC05 | 500
2 | BRADFORD | NED | office@montgomerycenter.org | 2040159 | NONCOMMUNITY | CHLORINATION; AERATION FOR REMOVAL OF ANY SECONDARY CONTAMINANT, SULFIDE, OR ANY UNREGULATED CONTAMINANT; CORROSION CONTROL INHIBITOR ADDITION; HYPOCHLORINATION; IRON OR MANGANESE SEQUESTRATION; OR ULTRAVIOLET RADIATION. THE LEAD/CHIEF OPERATOR MUST BE CLASS D OR HIGHER. 50,000 GPD UP TO 0.25 MGD-STAFFING BY CLASS D OR HIGHER OPERATOR: 3 VISITS/WEEK ON NONCONSECUTIVE DAYS FOR A TOTAL OF 0.3 HOUR/WEEK. LESS THAN 50,000 GPD-STAFFING BY A CLASS D OR HIGHER OPERATOR: 2 VISITS/WEEK ON NONCONSECUTIVE DAYS FOR A TOTAL OF 0.2 HOUR/WEEK. THERE SHALL BE NO MORE THAN 5 DAYS BETWEEN THE LAST VISIT IN ONE WEEK AND THE FIRST VISIT IN THE NEXT WEEK. | N | Y | MONTGOMERY PRESBYTERIAN CENTER | 88 SOUTHEAST 75TH STREET |  | STARKE | FL | 32091 |  | 3524734516 |  | ZACHARY LEOPOLD | ZACHARY LEOPOLD | 88 SE 75TH ST. |  | STARKE | FL | 32091 |  | 3524734516 |  | INVESTOR | 70 | 49286 | 23 | 2014-05-20 | 2019-12-10 | NC01 | 50
2 | BRADFORD | NED | wwtp@cityofstarke.org | 2040211 | COMMUNITY | CHLORINATION; AERATION FOR REMOVAL OF ANY SECONDARY CONTAMINANT, SULFIDE, OR ANY UNREGULATED CONTAMINANT; CORROSION CONTROL INHIBITOR ADDITION; HYPOCHLORINATION; IRON OR MANGANESE SEQUESTRATION; OR ULTRAVIOLET RADIATION. THE LEAD/CHIEF OPERATOR MUST BE CLASS C OR HIGHER. 5.0 MGD AND ABOVE-STAFFING BY CLASS C OR HIGHER OPERATOR: 6 HOURS/DAY FOR 5 DAYS/WEEK AND ONE VISIT ON EACH WEEKEND DAY. 3.0 MGD UP TO 5.0 MGD-STAFFING BY CLASS C OR HIGHER OPERATOR: 1 HOUR/DAY FOR 5 DAYS/WEEK AND ONE VISIT ON EACH WEEKEND DAY. 0.25 MGD UP TO 3.0 MGD-STAFFING BY CLASS C OR HIGHER OPERATOR: 5 VISITS/WEEK AND ONE VISIT EACH WEEKEND FOR A TOTAL OF 0.6 HOUR/WEEK. | N | Y | STARKE WTP | 602 EDWARDS ROAD |  | STARKE | FL | 32091 |  | 9043681350 |  | SCOTT ANAHEIM | JOHN HOLMAN | P.O. DRAWER C |  | STARKE | FL | 32091 |  | 9043681330 |  | MUNICIPALITY | 6837 | 1300000 | 2735 | 2017-03-14 | 2020-03-11 | DC03 | 2000
2 | BRADFORD | NED | andres.kraul@fdc.myflorida.com | 2040372 | COMMUNITY | CHLORINATION; AERATION FOR REMOVAL OF ANY SECONDARY CONTAMINANT, SULFIDE, OR ANY UNREGULATED CONTAMINANT; CORROSION CONTROL INHIBITOR ADDITION; HYPOCHLORINATION; IRON OR MANGANESE SEQUESTRATION; OR ULTRAVIOLET RADIATION. THE LEAD/CHIEF OPERATOR MUST BE CLASS C OR HIGHER. 5.0 MGD AND ABOVE-STAFFING BY CLASS C OR HIGHER OPERATOR: 6 HOURS/DAY FOR 5 DAYS/WEEK AND ONE VISIT ON EACH WEEKEND DAY. 3.0 MGD UP TO 5.0 MGD-STAFFING BY CLASS C OR HIGHER OPERATOR: 1 HOUR/DAY FOR 5 DAYS/WEEK AND ONE VISIT ON EACH WEEKEND DAY. 0.25 MGD UP TO 3.0 MGD-STAFFING BY CLASS C OR HIGHER OPERATOR: 5 VISITS/WEEK AND ONE VISIT EACH WEEKEND FOR A TOTAL OF 0.6 HOUR/WEEK. | N | Y | FLORIDA STATE PRISON | 23916 NW 83RD AVENUE |  | RAIFORD | FL | 32083 |  | 9043682500 | 2536 | JASON MORIN | ANDRES KRAUL | 501 S. CALHOUN ST. |  | TALLAHASSEE | FL | 32399 | 2500 | 8507173926 |  | STATE | 7500 | 2855000 | 255 | 2018-11-26 | 2021-12-15 | DC03 | 2000
2 | BRADFORD | NED | coh1@outlook.com | 2040456 | COMMUNITY | CHLORINATION; AERATION FOR REMOVAL OF ANY SECONDARY CONTAMINANT, SULFIDE, OR ANY UNREGULATED CONTAMINANT; CORROSION CONTROL INHIBITOR ADDITION; HYPOCHLORINATION; IRON OR MANGANESE SEQUESTRATION; OR ULTRAVIOLET RADIATION. THE LEAD/CHIEF OPERATOR MUST BE CLASS C OR HIGHER. 5.0 MGD AND ABOVE-STAFFING BY CLASS C OR HIGHER OPERATOR: 6 HOURS/DAY FOR 5 DAYS/WEEK AND ONE VISIT ON EACH WEEKEND DAY. 3.0 MGD UP TO 5.0 MGD-STAFFING BY CLASS C OR HIGHER OPERATOR: 1 HOUR/DAY FOR 5 DAYS/WEEK AND ONE VISIT ON EACH WEEKEND DAY. 0.25 MGD UP TO 3.0 MGD-STAFFING BY CLASS C OR HIGHER OPERATOR: 5 VISITS/WEEK AND ONE VISIT EACH WEEKEND FOR A TOTAL OF 0.6 HOUR/WEEK. | N | Y | HAMPTON WATER SYSTEM | 10015 FLORIDA AVENUE |  | HAMPTON | FL | 32044 |  | 3524681201 |  | MARY LOU HILDRETH | MARY LOU HILDRETH | PO DRAWER 250 |  | HAMPTON | FL | 32044 |  | 3524681201 |  | MUNICIPALITY | 497 | 288000 | 187 | 2018-11-19 | 2021-12-15 | DC05 | 500
2 | BRADFORD | NED | CITYOFLAWTEY@EMBARQMAIL.COM | 2040648 | COMMUNITY | CHLORINATION; AERATION FOR REMOVAL OF ANY SECONDARY CONTAMINANT, SULFIDE, OR ANY UNREGULATED CONTAMINANT; CORROSION CONTROL INHIBITOR ADDITION; HYPOCHLORINATION; IRON OR MANGANESE SEQUESTRATION; OR ULTRAVIOLET RADIATION. THE LEAD/CHIEF OPERATOR MUST BE CLASS C OR HIGHER. 5.0 MGD AND ABOVE-STAFFING BY CLASS C OR HIGHER OPERATOR: 6 HOURS/DAY FOR 5 DAYS/WEEK AND ONE VISIT ON EACH WEEKEND DAY. 3.0 MGD UP TO 5.0 MGD-STAFFING BY CLASS C OR HIGHER OPERATOR: 1 HOUR/DAY FOR 5 DAYS/WEEK AND ONE VISIT ON EACH WEEKEND DAY. 0.25 MGD UP TO 3.0 MGD-STAFFING BY CLASS C OR HIGHER OPERATOR: 5 VISITS/WEEK AND ONE VISIT EACH WEEKEND FOR A TOTAL OF 0.6 HOUR/WEEK. | N | Y | LAWTEY WTP | 2793 LAKE STREET |  | LAWTEY | FL | 32058 |  | 9047823454 |  | PAT CARTER | JIMMIE L. SCOTT | PO DRAWER G |  | LAWTEY | FL | 32058 |  | 9047823454 |  | MUNICIPALITY | 1850 | 875000 | 340 | 2015-12-16 | 2021-02-11 | DC04 | 1000
2 | BRADFORD | NED | ECERINI@DARLINGII.COM | 2040793 | NONTRANSIENT NONCOMMUNITY | CHLORINATION; AERATION FOR REMOVAL OF ANY SECONDARY CONTAMINANT, SULFIDE, OR ANY UNREGULATED CONTAMINANT; CORROSION CONTROL INHIBITOR ADDITION; HYPOCHLORINATION; IRON OR MANGANESE SEQUESTRATION; OR ULTRAVIOLET RADIATION. THE LEAD/CHIEF OPERATOR MUST BE CLASS D OR HIGHER. 50,000 GPD UP TO 0.25 MGD-STAFFING BY CLASS D OR HIGHER OPERATOR: 3 VISITS/WEEK ON NONCONSECUTIVE DAYS FOR A TOTAL OF 0.3 HOUR/WEEK. LESS THAN 50,000 GPD-STAFFING BY A CLASS D OR HIGHER OPERATOR: 2 VISITS/WEEK ON NONCONSECUTIVE DAYS FOR A TOTAL OF 0.2 HOUR/WEEK. THERE SHALL BE NO MORE THAN 5 DAYS BETWEEN THE LAST VISIT IN ONE WEEK AND THE FIRST VISIT IN THE NEXT WEEK. | N | Y | DARLING INGREDIENTS | 11313 SOUTH EAST 52ND AVE |  | STARKE | FL | 32091 | 9316 | 9049648083 |  | ERNIE CERINI | BRAD HUFFMAN | 11313 SE 52ND STREET |  | STARKE | FL | 32091 |  | 9049648083 |  | INVESTOR | 70 | 21600 | 6 | 2018-10-22 | 2021-06-10 | NTNC | 100
2 | BRADFORD | NED | olinstransport@gmail.com | 2040843 | COMMUNITY | CHLORINATION; AERATION FOR REMOVAL OF ANY SECONDARY CONTAMINANT, SULFIDE, OR ANY UNREGULATED CONTAMINANT; CORROSION CONTROL INHIBITOR ADDITION; HYPOCHLORINATION; IRON OR MANGANESE SEQUESTRATION; OR ULTRAVIOLET RADIATION. THE LEAD/CHIEF OPERATOR MUST BE CLASS D OR HIGHER. 50,000 GPD UP TO 0.25 MGD-STAFFING BY CLASS D OR HIGHER OPERATOR: 3 VISITS/WEEK ON NONCONSECUTIVE DAYS FOR A TOTAL OF 0.3 HOUR/WEEK. LESS THAN 50,000 GPD-STAFFING BY A CLASS D OR HIGHER OPERATOR: 2 VISITS/WEEK ON NONCONSECUTIVE DAYS FOR A TOTAL OF 0.2 HOUR/WEEK. THERE SHALL BE NO MORE THAN 5 DAYS BETWEEN THE LAST VISIT IN ONE WEEK AND THE FIRST VISIT IN THE NEXT WEEK. | N | Y | PARADISE VALLEY COMMUNITY | 19327 NW 51ST AVENUE |  | STARKE | FL | 32091 |  | 9043344357 |  | CHRIS AND GLEN OLIN | CHRIS & GLEN OLIN | 272 SE CR18A |  | STARKE | FL | 32091 |  | 9043344357 |  | INVESTOR | 40 | 46886 | 48 | 2018-05-09 | 2020-12-10 | DC06 | 100
2 | BRADFORD | NED | twofoldwater@gmail.com | 2040952 | NONCOMMUNITY | CHLORINATION; AERATION FOR REMOVAL OF ANY SECONDARY CONTAMINANT, SULFIDE, OR ANY UNREGULATED CONTAMINANT; CORROSION CONTROL INHIBITOR ADDITION; HYPOCHLORINATION; IRON OR MANGANESE SEQUESTRATION; OR ULTRAVIOLET RADIATION. THE LEAD/CHIEF OPERATOR MUST BE CLASS D OR HIGHER. 50,000 GPD UP TO 0.25 MGD-STAFFING BY CLASS D OR HIGHER OPERATOR: 3 VISITS/WEEK ON NONCONSECUTIVE DAYS FOR A TOTAL OF 0.3 HOUR/WEEK. LESS THAN 50,000 GPD-STAFFING BY A CLASS D OR HIGHER OPERATOR: 2 VISITS/WEEK ON NONCONSECUTIVE DAYS FOR A TOTAL OF 0.2 HOUR/WEEK. THERE SHALL BE NO MORE THAN 5 DAYS BETWEEN THE LAST VISIT IN ONE WEEK AND THE FIRST VISIT IN THE NEXT WEEK. | N | Y | KEYSTONE INN FAMILY RESTAURANT | 242 SR 100 WEST | ABOVE IS NOT MAILING ADDRESS!! | KEYSTONE HEIGHTS | FL | 32656 |  | 9044733331 |  | BELVIA PONS | BELVIA PONS | PO BOX 1777 |  | KEYSTONE HEIGHTS | FL | 32656 |  | 3524733331 |  | INVESTOR | 100 | 2190 | 1 | 2014-04-04 | 2021-05-18 | NC01 | 50
2 | BRADFORD | NED | jjohnston@clayutility.org | 2041320 | COMMUNITY | CHLORINATION; AERATION FOR REMOVAL OF ANY SECONDARY CONTAMINANT, SULFIDE, OR ANY UNREGULATED CONTAMINANT; CORROSION CONTROL INHIBITOR ADDITION; HYPOCHLORINATION; IRON OR MANGANESE SEQUESTRATION; OR ULTRAVIOLET RADIATION. THE LEAD/CHIEF OPERATOR MUST BE CLASS D OR HIGHER. 50,000 GPD UP TO 0.25 MGD-STAFFING BY CLASS D OR HIGHER OPERATOR: 3 VISITS/WEEK ON NONCONSECUTIVE DAYS FOR A TOTAL OF 0.3 HOUR/WEEK. LESS THAN 50,000 GPD-STAFFING BY A CLASS D OR HIGHER OPERATOR: 2 VISITS/WEEK ON NONCONSECUTIVE DAYS FOR A TOTAL OF 0.2 HOUR/WEEK. THERE SHALL BE NO MORE THAN 5 DAYS BETWEEN THE LAST VISIT IN ONE WEEK AND THE FIRST VISIT IN THE NEXT WEEK. | N | Y | GENEVA LAKE ESTATES | 298 SOUTHEAST 27TH LOOP |  | KEYSTONE HEIGHTS | FL | 32656 |  | 3524739303 |  | ROSS BLAND | JEREMY JOHNSTON | 3176 OLD JENNINGS ROAD |  | MIDDLEBURG | FL | 32068 | 3907 | 9042725999 |  | INVESTOR/LICENSED PUBLIC UTILITIES | 511 | 165000 | 140 | 2015-12-15 | 2021-12-15 | DC05 | 500
2 | BRADFORD | NED |  | 2041413 | NONCOMMUNITY | CHLORINATION; AERATION FOR REMOVAL OF ANY SECONDARY CONTAMINANT, SULFIDE, OR ANY UNREGULATED CONTAMINANT; CORROSION CONTROL INHIBITOR ADDITION; HYPOCHLORINATION; IRON OR MANGANESE SEQUESTRATION; OR ULTRAVIOLET RADIATION. THE LEAD/CHIEF OPERATOR MUST BE CLASS D OR HIGHER. 50,000 GPD UP TO 0.25 MGD-STAFFING BY CLASS D OR HIGHER OPERATOR: 3 VISITS/WEEK ON NONCONSECUTIVE DAYS FOR A TOTAL OF 0.3 HOUR/WEEK. LESS THAN 50,000 GPD-STAFFING BY A CLASS D OR HIGHER OPERATOR: 2 VISITS/WEEK ON NONCONSECUTIVE DAYS FOR A TOTAL OF 0.2 HOUR/WEEK. THERE SHALL BE NO MORE THAN 5 DAYS BETWEEN THE LAST VISIT IN ONE WEEK AND THE FIRST VISIT IN THE NEXT WEEK. | N | Y | MIDWAY CENTER | 2631 SE STATE ROAD 21 |  | MELROSE | FL | 32666 |  | 3524751713 |  | PATRICIA MALLARD | RAY ERICKSON | 5840 SILVER SANDS CIRCLE |  | KEYSTONE HEIGHTS | FL | 32656 |  | 3524789646 |  | INVESTOR | 25 | 18000 | 1 | 2016-10-03 | 2021-02-12 | NC01 | 50
2 | BRADFORD | NED | KRISENER@CIRCLEK.COM | 2041418 | NONCOMMUNITY | CHLORINATION; AERATION FOR REMOVAL OF ANY SECONDARY CONTAMINANT, SULFIDE, OR ANY UNREGULATED CONTAMINANT; CORROSION CONTROL INHIBITOR ADDITION; HYPOCHLORINATION; IRON OR MANGANESE SEQUESTRATION; OR ULTRAVIOLET RADIATION. THE LEAD/CHIEF OPERATOR MUST BE CLASS D OR HIGHER. 50,000 GPD UP TO 0.25 MGD-STAFFING BY CLASS D OR HIGHER OPERATOR: 3 VISITS/WEEK ON NONCONSECUTIVE DAYS FOR A TOTAL OF 0.3 HOUR/WEEK. LESS THAN 50,000 GPD-STAFFING BY A CLASS D OR HIGHER OPERATOR: 2 VISITS/WEEK ON NONCONSECUTIVE DAYS FOR A TOTAL OF 0.2 HOUR/WEEK. THERE SHALL BE NO MORE THAN 5 DAYS BETWEEN THE LAST VISIT IN ONE WEEK AND THE FIRST VISIT IN THE NEXT WEEK. | N | Y | CIRCLE K #2356 | 1701 S WATER ST |  | STARKE | FL | 32091 |  | 9049645538 |  | KEVIN RISENER | KEVIN RISENER | 9485 REGENCY SQUARE BLVD. | SUITE 400 | JACKSONVILLE | FL | 32225 |  | 7272679045 |  | INVESTOR | 25 | 5150 | 1 | 2014-02-07 | 2021-05-05 | NC01 | 50
2 | BRADFORD | NED | KRISENER@CIRCLEK.COM | 2041420 | NONCOMMUNITY | CHLORINATION; AERATION FOR REMOVAL OF ANY SECONDARY CONTAMINANT, SULFIDE, OR ANY UNREGULATED CONTAMINANT; CORROSION CONTROL INHIBITOR ADDITION; HYPOCHLORINATION; IRON OR MANGANESE SEQUESTRATION; OR ULTRAVIOLET RADIATION. THE LEAD/CHIEF OPERATOR MUST BE CLASS D OR HIGHER. 50,000 GPD UP TO 0.25 MGD-STAFFING BY CLASS D OR HIGHER OPERATOR: 3 VISITS/WEEK ON NONCONSECUTIVE DAYS FOR A TOTAL OF 0.3 HOUR/WEEK. LESS THAN 50,000 GPD-STAFFING BY A CLASS D OR HIGHER OPERATOR: 2 VISITS/WEEK ON NONCONSECUTIVE DAYS FOR A TOTAL OF 0.2 HOUR/WEEK. THERE SHALL BE NO MORE THAN 5 DAYS BETWEEN THE LAST VISIT IN ONE WEEK AND THE FIRST VISIT IN THE NEXT WEEK. | N | Y | CIRCLE K #2427 | 23029 NW STATE ROAD 16 |  | STARKE | FL | 32091 |  | 9049648300 |  | KEVIN RISENER | KEVIN RISENER | 9485 REGENCY SQUARE BLVD |  | JACKSONVILLE | FL | 32225 |  | 7272679045 |  | INVESTOR | 25 | 9295 | 1 | 2014-02-15 | 2021-05-05 | NC01 | 50
2 | BRADFORD | NED | PINELEVELBAPTIST@YAHOO.COM | 2041424 | NONCOMMUNITY | CHLORINATION; AERATION FOR REMOVAL OF ANY SECONDARY CONTAMINANT, SULFIDE, OR ANY UNREGULATED CONTAMINANT; CORROSION CONTROL INHIBITOR ADDITION; HYPOCHLORINATION; IRON OR MANGANESE SEQUESTRATION; OR ULTRAVIOLET RADIATION. THE LEAD/CHIEF OPERATOR MUST BE CLASS D OR HIGHER. 50,000 GPD UP TO 0.25 MGD-STAFFING BY CLASS D OR HIGHER OPERATOR: 3 VISITS/WEEK ON NONCONSECUTIVE DAYS FOR A TOTAL OF 0.3 HOUR/WEEK. LESS THAN 50,000 GPD-STAFFING BY A CLASS D OR HIGHER OPERATOR: 2 VISITS/WEEK ON NONCONSECUTIVE DAYS FOR A TOTAL OF 0.2 HOUR/WEEK. THERE SHALL BE NO MORE THAN 5 DAYS BETWEEN THE LAST VISIT IN ONE WEEK AND THE FIRST VISIT IN THE NEXT WEEK. | N | Y | PINE LEVEL BAPTIST CHURCH | 7844 STATE ROAD 100 WEST |  | STARKE | FL | 32091 |  | 9049646490 |  | YVONNE JOHNS | OWEN ALVAREZ JR. | PO BOX 596 |  | STARKE | FL | 32091 |  | 9049646490 |  | INVESTOR | 25 | 3936 | 4 | 2014-06-06 | 2017-02-23 | NC01 | 50
2 | BRADFORD | NED | parthnsapana@aol.com | 2041425 | NONCOMMUNITY | CHLORINATION; AERATION FOR REMOVAL OF ANY SECONDARY CONTAMINANT, SULFIDE, OR ANY UNREGULATED CONTAMINANT; CORROSION CONTROL INHIBITOR ADDITION; HYPOCHLORINATION; IRON OR MANGANESE SEQUESTRATION; OR ULTRAVIOLET RADIATION. THE LEAD/CHIEF OPERATOR MUST BE CLASS D OR HIGHER. 50,000 GPD UP TO 0.25 MGD-STAFFING BY CLASS D OR HIGHER OPERATOR: 3 VISITS/WEEK ON NONCONSECUTIVE DAYS FOR A TOTAL OF 0.3 HOUR/WEEK. LESS THAN 50,000 GPD-STAFFING BY A CLASS D OR HIGHER OPERATOR: 2 VISITS/WEEK ON NONCONSECUTIVE DAYS FOR A TOTAL OF 0.2 HOUR/WEEK. THERE SHALL BE NO MORE THAN 5 DAYS BETWEEN THE LAST VISIT IN ONE WEEK AND THE FIRST VISIT IN THE NEXT WEEK. | N | Y | MJM FOOD STORE | 10270 US HIGHWAY 301 |  | HAMPTON | FL | 32044 |  | 3524682804 |  | TUSHAR PATEL | TUSHAR PATEL | 10270 U.S. HIGHWAY 301 SOUTH |  | HAMPTON | FL | 32044 |  | 3524682804 |  | INVESTOR | 25 | 5760 | 1 | 2016-02-11 | 2021-02-11 | NC01 | 50
2 | BRADFORD | NED | trinitybc@trinitybc.org | 2041431 | NONCOMMUNITY | CHLORINATION; AERATION FOR REMOVAL OF ANY SECONDARY CONTAMINANT, SULFIDE, OR ANY UNREGULATED CONTAMINANT; CORROSION CONTROL INHIBITOR ADDITION; HYPOCHLORINATION; IRON OR MANGANESE SEQUESTRATION; OR ULTRAVIOLET RADIATION. THE LEAD/CHIEF OPERATOR MUST BE CLASS D OR HIGHER. 50,000 GPD UP TO 0.25 MGD-STAFFING BY CLASS D OR HIGHER OPERATOR: 3 VISITS/WEEK ON NONCONSECUTIVE DAYS FOR A TOTAL OF 0.3 HOUR/WEEK. LESS THAN 50,000 GPD-STAFFING BY A CLASS D OR HIGHER OPERATOR: 2 VISITS/WEEK ON NONCONSECUTIVE DAYS FOR A TOTAL OF 0.2 HOUR/WEEK. THERE SHALL BE NO MORE THAN 5 DAYS BETWEEN THE LAST VISIT IN ONE WEEK AND THE FIRST VISIT IN THE NEXT WEEK. | N | Y | TRINITY BAPTIST CHURCH | 3716 SE STATE ROAD 21 | POST OFFICE BOX 1099 | KEYSTONE HEIGHTS | FL | 32656 |  | 3524737261 |  | PASTOR SCOTT STANLAND | PASTOR SCOTT STANLAND | 3716 SE SR 21 |  | KEYSTONE HEIGHTS | FL | 32656 |  | 3524737261 |  | INVESTOR | 450 | 50000 | 3 | 2012-05-24 | 2021-05-18 | NC01 | 50
2 | BRADFORD | NED | office@keystone-umc.org | 2041433 | NONCOMMUNITY | CHLORINATION; AERATION FOR REMOVAL OF ANY SECONDARY CONTAMINANT, SULFIDE, OR ANY UNREGULATED CONTAMINANT; CORROSION CONTROL INHIBITOR ADDITION; HYPOCHLORINATION; IRON OR MANGANESE SEQUESTRATION; OR ULTRAVIOLET RADIATION. THE LEAD/CHIEF OPERATOR MUST BE CLASS D OR HIGHER. 50,000 GPD UP TO 0.25 MGD-STAFFING BY CLASS D OR HIGHER OPERATOR: 3 VISITS/WEEK ON NONCONSECUTIVE DAYS FOR A TOTAL OF 0.3 HOUR/WEEK. LESS THAN 50,000 GPD-STAFFING BY A CLASS D OR HIGHER OPERATOR: 2 VISITS/WEEK ON NONCONSECUTIVE DAYS FOR A TOTAL OF 0.2 HOUR/WEEK. THERE SHALL BE NO MORE THAN 5 DAYS BETWEEN THE LAST VISIT IN ONE WEEK AND THE FIRST VISIT IN THE NEXT WEEK. | N | Y | KEYSTONE UNITED METHODIST CHURCH | 4004 SR 21 SOUTH | POST BOX 744 | KEYSTONE HEIGHTS | FL | 32656 |  | 3524733829 |  | MARIAN SIKES | MARIAN SIKES | 4004 SE STATE ROAD 21 |  | KEYSTONE HEIGHTS | FL | 32656 |  | 3524733829 |  | INVESTOR | 25 | 9539 | 4 | 2016-11-21 | 2021-05-18 | NC01 | 50
2 | BRADFORD | NED | HCA_ADAVIS@YAHOO.COM | 2041437 | NONTRANSIENT NONCOMMUNITY | CHLORINATION; AERATION FOR REMOVAL OF ANY SECONDARY CONTAMINANT, SULFIDE, OR ANY UNREGULATED CONTAMINANT; CORROSION CONTROL INHIBITOR ADDITION; HYPOCHLORINATION; IRON OR MANGANESE SEQUESTRATION; OR ULTRAVIOLET RADIATION. THE LEAD/CHIEF OPERATOR MUST BE CLASS D OR HIGHER. 50,000 GPD UP TO 0.25 MGD-STAFFING BY CLASS D OR HIGHER OPERATOR: 3 VISITS/WEEK ON NONCONSECUTIVE DAYS FOR A TOTAL OF 0.3 HOUR/WEEK. LESS THAN 50,000 GPD-STAFFING BY A CLASS D OR HIGHER OPERATOR: 2 VISITS/WEEK ON NONCONSECUTIVE DAYS FOR A TOTAL OF 0.2 HOUR/WEEK. THERE SHALL BE NO MORE THAN 5 DAYS BETWEEN THE LAST VISIT IN ONE WEEK AND THE FIRST VISIT IN THE NEXT WEEK. | N | Y | HOPE CHRISTIAN ACADEMY | 3900 SOUTHEAST STATE ROAD 100 |  | STARKE | FL | 32091 |  | 3524734040 |  | TERRY DENMARK | TERRY DENMARK | 3900 SE SR 100 |  | STARKE | FL | 32091 |  | 3524734040 |  | OTHER | 200 | 36165 | 2 | 2017-10-30 | 2020-09-16 | NTNC | 100
2 | BRADFORD | NED | rikin178@gmail.com | 2041440 | NONCOMMUNITY | CHLORINATION; AERATION FOR REMOVAL OF ANY SECONDARY CONTAMINANT, SULFIDE, OR ANY UNREGULATED CONTAMINANT; CORROSION CONTROL INHIBITOR ADDITION; HYPOCHLORINATION; IRON OR MANGANESE SEQUESTRATION; OR ULTRAVIOLET RADIATION. THE LEAD/CHIEF OPERATOR MUST BE CLASS D OR HIGHER. 50,000 GPD UP TO 0.25 MGD-STAFFING BY CLASS D OR HIGHER OPERATOR: 3 VISITS/WEEK ON NONCONSECUTIVE DAYS FOR A TOTAL OF 0.3 HOUR/WEEK. LESS THAN 50,000 GPD-STAFFING BY A CLASS D OR HIGHER OPERATOR: 2 VISITS/WEEK ON NONCONSECUTIVE DAYS FOR A TOTAL OF 0.2 HOUR/WEEK. THERE SHALL BE NO MORE THAN 5 DAYS BETWEEN THE LAST VISIT IN ONE WEEK AND THE FIRST VISIT IN THE NEXT WEEK. | N | Y | JALADEEP INC. | 7326 SE 9TH AVE |  | STARKE | FL | 32091 |  | 3524730630 |  | RIKIN PATEL | RIKIN PATEL | 7326 SE 9TH AVE |  | STARKE | FL | 32091 |  | 9047047696 |  | INVESTOR | 25 | 9385 | 1 | 2015-10-22 | 2019-12-10 | NC01 | 50
2 | BRADFORD | NED | raj1697@yahoo.com | 2041443 | NONCOMMUNITY | CHLORINATION; AERATION FOR REMOVAL OF ANY SECONDARY CONTAMINANT, SULFIDE, OR ANY UNREGULATED CONTAMINANT; CORROSION CONTROL INHIBITOR ADDITION; HYPOCHLORINATION; IRON OR MANGANESE SEQUESTRATION; OR ULTRAVIOLET RADIATION. THE LEAD/CHIEF OPERATOR MUST BE CLASS D OR HIGHER. 50,000 GPD UP TO 0.25 MGD-STAFFING BY CLASS D OR HIGHER OPERATOR: 3 VISITS/WEEK ON NONCONSECUTIVE DAYS FOR A TOTAL OF 0.3 HOUR/WEEK. LESS THAN 50,000 GPD-STAFFING BY A CLASS D OR HIGHER OPERATOR: 2 VISITS/WEEK ON NONCONSECUTIVE DAYS FOR A TOTAL OF 0.2 HOUR/WEEK. THERE SHALL BE NO MORE THAN 5 DAYS BETWEEN THE LAST VISIT IN ONE WEEK AND THE FIRST VISIT IN THE NEXT WEEK. | N | Y | MRK OF STARKE | 4105 SOUTHEAST STATE ROAD 100 |  | STARKE | FL | 32091 |  | 3862091697 |  | HARDIT PATEL | HARDIT PATEL | 4105 SE STATE ROAD 100 |  | STARKE | FL | 32091 |  | 3862091697 |  | INVESTOR | 25 | 9319 | 2 | 2016-02-02 | 2019-12-10 | NC01 | 50
2 | BRADFORD | NED | mdpatel76@yahoo.com | 2041444 | NONCOMMUNITY | CHLORINATION; AERATION FOR REMOVAL OF ANY SECONDARY CONTAMINANT, SULFIDE, OR ANY UNREGULATED CONTAMINANT; CORROSION CONTROL INHIBITOR ADDITION; HYPOCHLORINATION; IRON OR MANGANESE SEQUESTRATION; OR ULTRAVIOLET RADIATION. THE LEAD/CHIEF OPERATOR MUST BE CLASS D OR HIGHER. 50,000 GPD UP TO 0.25 MGD-STAFFING BY CLASS D OR HIGHER OPERATOR: 3 VISITS/WEEK ON NONCONSECUTIVE DAYS FOR A TOTAL OF 0.3 HOUR/WEEK. LESS THAN 50,000 GPD-STAFFING BY A CLASS D OR HIGHER OPERATOR: 2 VISITS/WEEK ON NONCONSECUTIVE DAYS FOR A TOTAL OF 0.2 HOUR/WEEK. THERE SHALL BE NO MORE THAN 5 DAYS BETWEEN THE LAST VISIT IN ONE WEEK AND THE FIRST VISIT IN THE NEXT WEEK. | N | Y | PARTH FOOD MART | 13296 US-301 S |  | STARKE | FL | 32091 |  | 9049643399 |  | MARK PATEL | MARK PATEL | 13296 US 301 S |  | STARKE | FL | 32091 |  | 9049643399 |  | INVESTOR | 25 | 9332 | 1 | 2018-12-19 | 2018-11-30 | NC01 | 50
2 | BRADFORD | NED | KRAUL.ANDRES@MAIL.DC.STATE.FL.US | 2041445 | NONCOMMUNITY | CHLORINATION; AERATION FOR REMOVAL OF ANY SECONDARY CONTAMINANT, SULFIDE, OR ANY UNREGULATED CONTAMINANT; CORROSION CONTROL INHIBITOR ADDITION; HYPOCHLORINATION; IRON OR MANGANESE SEQUESTRATION; OR ULTRAVIOLET RADIATION. THE LEAD/CHIEF OPERATOR MUST BE CLASS D OR HIGHER. 50,000 GPD UP TO 0.25 MGD-STAFFING BY CLASS D OR HIGHER OPERATOR: 3 VISITS/WEEK ON NONCONSECUTIVE DAYS FOR A TOTAL OF 0.3 HOUR/WEEK. LESS THAN 50,000 GPD-STAFFING BY A CLASS D OR HIGHER OPERATOR: 2 VISITS/WEEK ON NONCONSECUTIVE DAYS FOR A TOTAL OF 0.2 HOUR/WEEK. THERE SHALL BE NO MORE THAN 5 DAYS BETWEEN THE LAST VISIT IN ONE WEEK AND THE FIRST VISIT IN THE NEXT WEEK. | N | Y | ALLIGATOR CREEK STOP CAMP | 7071 NW 237TH STREET |  | LAWTEY | FL | 32091 |  | 9049641581 |  | JASON MORIN | ANDRES KRAUL | 501 S. CALHOUN ST. |  | TALLAHASSEE | FL | 32399 | 2500 | 8507173926 |  | INVESTOR | 100 | 10316 | 10 | 2010-09-21 | 2017-04-13 | NC01 | 50
2 | BRADFORD | NED | DAVIDWASHLEY@HOTMAIL.COM | 2041446 | NONCOMMUNITY | CHLORINATION; AERATION FOR REMOVAL OF ANY SECONDARY CONTAMINANT, SULFIDE, OR ANY UNREGULATED CONTAMINANT; CORROSION CONTROL INHIBITOR ADDITION; HYPOCHLORINATION; IRON OR MANGANESE SEQUESTRATION; OR ULTRAVIOLET RADIATION. THE LEAD/CHIEF OPERATOR MUST BE CLASS D OR HIGHER. 50,000 GPD UP TO 0.25 MGD-STAFFING BY CLASS D OR HIGHER OPERATOR: 3 VISITS/WEEK ON NONCONSECUTIVE DAYS FOR A TOTAL OF 0.3 HOUR/WEEK. LESS THAN 50,000 GPD-STAFFING BY A CLASS D OR HIGHER OPERATOR: 2 VISITS/WEEK ON NONCONSECUTIVE DAYS FOR A TOTAL OF 0.2 HOUR/WEEK. THERE SHALL BE NO MORE THAN 5 DAYS BETWEEN THE LAST VISIT IN ONE WEEK AND THE FIRST VISIT IN THE NEXT WEEK. | N | Y | FAITH PRESBYTERIAN CHURCH | 2738 SE SR 21 |  | MELROSE | FL | 32666 |  | 3524751721 |  | DAVID ASHLEY | DAVID ASHLEY | 2738 SE SR21 |  | MELROSE | FL | 32666 |  | 3522756697 |  | OTHER | 25 | 9527 | 5 | 2016-02-22 | 2021-05-18 | NC01 | 50
2 | BRADFORD | NED | NCAPRINCIPAL@NORTHSIDEBAPTISTONLINE.COM | 2041448 | NONTRANSIENT NONCOMMUNITY | CHLORINATION; AERATION FOR REMOVAL OF ANY SECONDARY CONTAMINANT, SULFIDE, OR ANY UNREGULATED CONTAMINANT; CORROSION CONTROL INHIBITOR ADDITION; HYPOCHLORINATION; IRON OR MANGANESE SEQUESTRATION; OR ULTRAVIOLET RADIATION. THE LEAD/CHIEF OPERATOR MUST BE CLASS D OR HIGHER. 50,000 GPD UP TO 0.25 MGD-STAFFING BY CLASS D OR HIGHER OPERATOR: 3 VISITS/WEEK ON NONCONSECUTIVE DAYS FOR A TOTAL OF 0.3 HOUR/WEEK. LESS THAN 50,000 GPD-STAFFING BY A CLASS D OR HIGHER OPERATOR: 2 VISITS/WEEK ON NONCONSECUTIVE DAYS FOR A TOTAL OF 0.2 HOUR/WEEK. THERE SHALL BE NO MORE THAN 5 DAYS BETWEEN THE LAST VISIT IN ONE WEEK AND THE FIRST VISIT IN THE NEXT WEEK. | N | Y | NORTHSIDE BAPTIST CHURCH | 7415 NW CR 225 |  | STARKE | FL | 32091 |  | 9049647124 |  | TYLER HILDEBRAN | CHRIS DAVIS | 7415 NW CR 225 |  | STARKE | FL | 32091 |  | 9049647124 |  | OTHER | 300 | 9407 | 3 | 2018-08-13 | 2021-02-23 | NTNC | 100
2 | BRADFORD | NED | PASTORKYLEHCF@YAHOO.COM | 2041449 | OTHER PUBLIC WATER SYSTEM | CHLORINATION; AERATION FOR REMOVAL OF ANY SECONDARY CONTAMINANT, SULFIDE, OR ANY UNREGULATED CONTAMINANT; CORROSION CONTROL INHIBITOR ADDITION; HYPOCHLORINATION; IRON OR MANGANESE SEQUESTRATION; OR ULTRAVIOLET RADIATION. THE LEAD/CHIEF OPERATOR MUST BE CLASS D OR HIGHER. 50,000 GPD UP TO 0.25 MGD-STAFFING BY CLASS D OR HIGHER OPERATOR: 3 VISITS/WEEK ON NONCONSECUTIVE DAYS FOR A TOTAL OF 0.3 HOUR/WEEK. LESS THAN 50,000 GPD-STAFFING BY A CLASS D OR HIGHER OPERATOR: 2 VISITS/WEEK ON NONCONSECUTIVE DAYS FOR A TOTAL OF 0.2 HOUR/WEEK. THERE SHALL BE NO MORE THAN 5 DAYS BETWEEN THE LAST VISIT IN ONE WEEK AND THE FIRST VISIT IN THE NEXT WEEK. | N | Y | HARVEST CHRISTIAN FELLOWSHIP | 18919 US HIGHWAY 301 N |  | STARKE | FL | 32091 |  | 9044517172 |  |  | PASTOR KYLE HARRISON | 18919 US HIGHWAY 301 N |  | STARKE | FL | 32091 |  | 9044517172 |  | UNKNOWN | 53 | 0 | 1 |  | 2012-02-07 | NAF | 0
2 | BRADFORD | NED | HYAZJI7@GMAIL.COM | 2041450 | NONCOMMUNITY | CHLORINATION; AERATION FOR REMOVAL OF ANY SECONDARY CONTAMINANT, SULFIDE, OR ANY UNREGULATED CONTAMINANT; CORROSION CONTROL INHIBITOR ADDITION; HYPOCHLORINATION; IRON OR MANGANESE SEQUESTRATION; OR ULTRAVIOLET RADIATION. THE LEAD/CHIEF OPERATOR MUST BE CLASS D OR HIGHER. 50,000 GPD UP TO 0.25 MGD-STAFFING BY CLASS D OR HIGHER OPERATOR: 3 VISITS/WEEK ON NONCONSECUTIVE DAYS FOR A TOTAL OF 0.3 HOUR/WEEK. LESS THAN 50,000 GPD-STAFFING BY A CLASS D OR HIGHER OPERATOR: 2 VISITS/WEEK ON NONCONSECUTIVE DAYS FOR A TOTAL OF 0.2 HOUR/WEEK. THERE SHALL BE NO MORE THAN 5 DAYS BETWEEN THE LAST VISIT IN ONE WEEK AND THE FIRST VISIT IN THE NEXT WEEK. | N | Y | SNACK & GAS #8 | 242 SE SR 100 |  | KEYSTONE HEIGHTS | FL | 32656 |  | 3524739308 |  | SHERRY EDWARDS | MR. HAYSSAM YAZJI | 7247 PLACID OAKS DRIVE |  | JACKSONVILLE | FL | 32277 |  | 3524739308 |  | OTHER | 25 | 9557 | 1 | 2018-08-02 | 2018-02-27 | NC01 | 50
2 | CLAY | NED | KEVIN.M.WEST30.NFG@MAIL.MIL | 2100150 | COMMUNITY | CHLORINATION; AERATION FOR REMOVAL OF ANY SECONDARY CONTAMINANT, SULFIDE, OR ANY UNREGULATED CONTAMINANT; CORROSION CONTROL INHIBITOR ADDITION; HYPOCHLORINATION; IRON OR MANGANESE SEQUESTRATION; OR ULTRAVIOLET RADIATION. THE LEAD/CHIEF OPERATOR MUST BE CLASS C OR HIGHER. 5.0 MGD AND ABOVE-STAFFING BY CLASS C OR HIGHER OPERATOR: 6 HOURS/DAY FOR 5 DAYS/WEEK AND ONE VISIT ON EACH WEEKEND DAY. 3.0 MGD UP TO 5.0 MGD-STAFFING BY CLASS C OR HIGHER OPERATOR: 1 HOUR/DAY FOR 5 DAYS/WEEK AND ONE VISIT ON EACH WEEKEND DAY. 0.25 MGD UP TO 3.0 MGD-STAFFING BY CLASS C OR HIGHER OPERATOR: 5 VISITS/WEEK AND ONE VISIT EACH WEEKEND FOR A TOTAL OF 0.6 HOUR/WEEK. | N | Y | CAMP BLANDING JOINT TRAINING CENTER | 5629 STATE ROAD 16 WEST |  | STARKE | FL | 32091 | 9703 | 9046823463 |  | KEVIN WEST | FRANK ZENKO | 5629 SR 16 WEST | # 2300 | STARKE | FL | 32091 | 9703 | 9046823506 |  | UNKNOWN | 900 | 1900000 | 427 | 2013-03-13 | 2021-06-29 | DC03 | 2000
2 | CLAY | NED | Justin.pierce@claycountygov.com | 2100151 | NONCOMMUNITY | CHLORINATION; AERATION FOR REMOVAL OF ANY SECONDARY CONTAMINANT, SULFIDE, OR ANY UNREGULATED CONTAMINANT; CORROSION CONTROL INHIBITOR ADDITION; HYPOCHLORINATION; IRON OR MANGANESE SEQUESTRATION; OR ULTRAVIOLET RADIATION. THE LEAD/CHIEF OPERATOR MUST BE CLASS D OR HIGHER. 50,000 GPD UP TO 0.25 MGD-STAFFING BY CLASS D OR HIGHER OPERATOR: 3 VISITS/WEEK ON NONCONSECUTIVE DAYS FOR A TOTAL OF 0.3 HOUR/WEEK. LESS THAN 50,000 GPD-STAFFING BY A CLASS D OR HIGHER OPERATOR: 2 VISITS/WEEK ON NONCONSECUTIVE DAYS FOR A TOTAL OF 0.2 HOUR/WEEK. THERE SHALL BE NO MORE THAN 5 DAYS BETWEEN THE LAST VISIT IN ONE WEEK AND THE FIRST VISIT IN THE NEXT WEEK. | N | Y | CAMP CHOWENWAW | 1521 BALL ROAD |  | GREEN COVE SPRINGS | FL | 32043 |  | 9042611080 |  | JUSTIN PIERCE | JUSTIN PIERCE | PO BOX 1366 | 477 HOUSTON STREET | GREEN COVE SPRINGS | FL | 32043 |  | 9042846378 | 2102 | COUNTY | 25 | 24480 | 23 | 2014-03-06 | 2020-07-24 | NC01 | 50
2 | CLAY | NED | BURTONSA@GM.SBAC.EDU | 2100152 | NONCOMMUNITY | CHLORINATION; AERATION FOR REMOVAL OF ANY SECONDARY CONTAMINANT, SULFIDE, OR ANY UNREGULATED CONTAMINANT; CORROSION CONTROL INHIBITOR ADDITION; HYPOCHLORINATION; IRON OR MANGANESE SEQUESTRATION; OR ULTRAVIOLET RADIATION. THE LEAD/CHIEF OPERATOR MUST BE CLASS D OR HIGHER. 50,000 GPD UP TO 0.25 MGD-STAFFING BY CLASS D OR HIGHER OPERATOR: 3 VISITS/WEEK ON NONCONSECUTIVE DAYS FOR A TOTAL OF 0.3 HOUR/WEEK. LESS THAN 50,000 GPD-STAFFING BY A CLASS D OR HIGHER OPERATOR: 2 VISITS/WEEK ON NONCONSECUTIVE DAYS FOR A TOTAL OF 0.2 HOUR/WEEK. THERE SHALL BE NO MORE THAN 5 DAYS BETWEEN THE LAST VISIT IN ONE WEEK AND THE FIRST VISIT IN THE NEXT WEEK. | N | Y | CAMP CRYSTAL LAKE | 6724 CAMP CRYSTAL ROAD |  | STARKE | FL | 32091 |  | 3529557400 |  | SCOTT BURTON | SCOTT BURTON | 6724 CAMP CRYSTAL ROAD |  | STARKE | FL | 32091 |  | 3523175693 |  | COUNTY | 200 | 126000 | 21 | 2014-01-17 | 2021-02-17 | NC01 | 50
2 | CLAY | NED | JSEARS@BSAMAIL.ORG | 2100153 | NONCOMMUNITY | CHLORINATION; AERATION FOR REMOVAL OF ANY SECONDARY CONTAMINANT, SULFIDE, OR ANY UNREGULATED CONTAMINANT; CORROSION CONTROL INHIBITOR ADDITION; HYPOCHLORINATION; IRON OR MANGANESE SEQUESTRATION; OR ULTRAVIOLET RADIATION. THE LEAD/CHIEF OPERATOR MUST BE CLASS D OR HIGHER. 50,000 GPD UP TO 0.25 MGD-STAFFING BY CLASS D OR HIGHER OPERATOR: 3 VISITS/WEEK ON NONCONSECUTIVE DAYS FOR A TOTAL OF 0.3 HOUR/WEEK. LESS THAN 50,000 GPD-STAFFING BY A CLASS D OR HIGHER OPERATOR: 2 VISITS/WEEK ON NONCONSECUTIVE DAYS FOR A TOTAL OF 0.2 HOUR/WEEK. THERE SHALL BE NO MORE THAN 5 DAYS BETWEEN THE LAST VISIT IN ONE WEEK AND THE FIRST VISIT IN THE NEXT WEEK. | N | Y | ST JOHNS RIVER BASIN-ECHOCKOTEE | 2513 DOCTORS LAKE DRIVE |  | ORANGE PARK | FL | 32073 |  | 9042640121 |  | FRANK GEER | JACK SEARS | 521 S. EDGEWOOD AVE. |  | JACKSONVILLE | FL | 32205 |  | 9043874148 |  | INVESTOR | 25 | 12340 | 7 | 2018-06-21 | 2018-06-15 | NC01 | 50
2 | CLAY | NED | TWOFOLDWATER@GMAIL.COM | 2100156 | NONCOMMUNITY | CHLORINATION; AERATION FOR REMOVAL OF ANY SECONDARY CONTAMINANT, SULFIDE, OR ANY UNREGULATED CONTAMINANT; CORROSION CONTROL INHIBITOR ADDITION; HYPOCHLORINATION; IRON OR MANGANESE SEQUESTRATION; OR ULTRAVIOLET RADIATION. THE LEAD/CHIEF OPERATOR MUST BE CLASS D OR HIGHER. 50,000 GPD UP TO 0.25 MGD-STAFFING BY CLASS D OR HIGHER OPERATOR: 3 VISITS/WEEK ON NONCONSECUTIVE DAYS FOR A TOTAL OF 0.3 HOUR/WEEK. LESS THAN 50,000 GPD-STAFFING BY A CLASS D OR HIGHER OPERATOR: 2 VISITS/WEEK ON NONCONSECUTIVE DAYS FOR A TOTAL OF 0.2 HOUR/WEEK. THERE SHALL BE NO MORE THAN 5 DAYS BETWEEN THE LAST VISIT IN ONE WEEK AND THE FIRST VISIT IN THE NEXT WEEK. | N | Y | CAMP IMMOKALEE | 6765 IMMOKALEE ROAD |  | KEYSTONE HEIGHTS | FL | 32656 |  | 3524734213 |  | ALLISON KRABILL | CAMP IMMOKALEE | 40 E. ADAMS ST. | SUITE 210 | JACKSONVILLE | FL | 32202 |  | 9042651811 |  | INVESTOR | 25 | 32642 | 16 | 2016-03-18 | 2021-02-17 | NC01 | 50
2 | CLAY | NED | chip.osteen@westfraser.com | 2100418 | NONTRANSIENT NONCOMMUNITY | CHLORINATION; AERATION FOR REMOVAL OF ANY SECONDARY CONTAMINANT, SULFIDE, OR ANY UNREGULATED CONTAMINANT; CORROSION CONTROL INHIBITOR ADDITION; HYPOCHLORINATION; IRON OR MANGANESE SEQUESTRATION; OR ULTRAVIOLET RADIATION. THE LEAD/CHIEF OPERATOR MUST BE CLASS D OR HIGHER. 50,000 GPD UP TO 0.25 MGD-STAFFING BY CLASS D OR HIGHER OPERATOR: 3 VISITS/WEEK ON NONCONSECUTIVE DAYS FOR A TOTAL OF 0.3 HOUR/WEEK. LESS THAN 50,000 GPD-STAFFING BY A CLASS D OR HIGHER OPERATOR: 2 VISITS/WEEK ON NONCONSECUTIVE DAYS FOR A TOTAL OF 0.2 HOUR/WEEK. THERE SHALL BE NO MORE THAN 5 DAYS BETWEEN THE LAST VISIT IN ONE WEEK AND THE FIRST VISIT IN THE NEXT WEEK. | N | Y | WEST FRASER LUMBER MILL MAXVILLE | 6640 COUNTY ROAD 218 |  | JACKSONVILLE | FL | 32234 |  | 9042897261 |  | CHIP OSTEEN | MYRA FECAT | 6640 CR 218 |  | JACKSONVILLE | FL | 32234 |  | 9042897261 |  | UNKNOWN | 90 | 72000 | 3 | 2019-06-20 | 2019-04-29 | NTNC | 100
2 | CLAY | NED | MELISSA.G.GRIFFIN@FLORIDADEP.GOV | 2100426 | NONCOMMUNITY | CHLORINATION; AERATION FOR REMOVAL OF ANY SECONDARY CONTAMINANT, SULFIDE, OR ANY UNREGULATED CONTAMINANT; CORROSION CONTROL INHIBITOR ADDITION; HYPOCHLORINATION; IRON OR MANGANESE SEQUESTRATION; OR ULTRAVIOLET RADIATION. THE LEAD/CHIEF OPERATOR MUST BE CLASS D OR HIGHER. 50,000 GPD UP TO 0.25 MGD-STAFFING BY CLASS D OR HIGHER OPERATOR: 3 VISITS/WEEK ON NONCONSECUTIVE DAYS FOR A TOTAL OF 0.3 HOUR/WEEK. LESS THAN 50,000 GPD-STAFFING BY A CLASS D OR HIGHER OPERATOR: 2 VISITS/WEEK ON NONCONSECUTIVE DAYS FOR A TOTAL OF 0.2 HOUR/WEEK. THERE SHALL BE NO MORE THAN 5 DAYS BETWEEN THE LAST VISIT IN ONE WEEK AND THE FIRST VISIT IN THE NEXT WEEK. | N | Y | GOLD HEAD BRANCH STATE PARK | 6239 SR 21 |  | KEYSTONE HEIGHTS | FL | 32656 |  | 3524734701 |  | KEVIN PATTON | NICHOLAS BROWN | 6239 SR 21 |  | KEYSTONE HEIGHTS | FL | 32656 |  | 3524734701 |  | DEP (STATE PARK OR STATE REC AREA) | 25 | 53947 | 95 | 2019-01-16 | 2018-02-22 | NC01 | 50
2 | CLAY | NED | MNULL@GREENCOVESPRINGS.COM | 2100437 | COMMUNITY | CHLORINATION; AERATION FOR REMOVAL OF ANY SECONDARY CONTAMINANT, SULFIDE, OR ANY UNREGULATED CONTAMINANT; CORROSION CONTROL INHIBITOR ADDITION; HYPOCHLORINATION; IRON OR MANGANESE SEQUESTRATION; OR ULTRAVIOLET RADIATION. THE LEAD/CHIEF OPERATOR MUST BE CLASS C OR HIGHER. 5.0 MGD AND ABOVE-STAFFING BY CLASS C OR HIGHER OPERATOR: 6 HOURS/DAY FOR 5 DAYS/WEEK AND ONE VISIT ON EACH WEEKEND DAY. 3.0 MGD UP TO 5.0 MGD-STAFFING BY CLASS C OR HIGHER OPERATOR: 1 HOUR/DAY FOR 5 DAYS/WEEK AND ONE VISIT ON EACH WEEKEND DAY. 0.25 MGD UP TO 3.0 MGD-STAFFING BY CLASS C OR HIGHER OPERATOR: 5 VISITS/WEEK AND ONE VISIT EACH WEEKEND FOR A TOTAL OF 0.6 HOUR/WEEK. | N | Y | GREEN COVE SPRINGS WTP | 321 WALNUT STREET |  | GREEN COVE SPRINGS | FL | 32043 |  | 9042977067 |  | SCOTT SCHULTZ | STEVE KENNEDY | 321 WALNUT STREET |  | GREEN COVE SPRINGS | FL | 32043 |  | 9042977500 | 3320 | MUNICIPALITY | 6908 | 4032000 | 3855 | 2016-09-15 | 2019-05-03 | DC03 | 2000
2 | CLAY | NED | RBLAND@CLAYUTILITY.ORG | 2100610 | COMMUNITY | CHLORINATION; AERATION FOR REMOVAL OF ANY SECONDARY CONTAMINANT, SULFIDE, OR ANY UNREGULATED CONTAMINANT; CORROSION CONTROL INHIBITOR ADDITION; HYPOCHLORINATION; IRON OR MANGANESE SEQUESTRATION; OR ULTRAVIOLET RADIATION. THE LEAD/CHIEF OPERATOR MUST BE CLASS C OR HIGHER. 5.0 MGD AND ABOVE-STAFFING BY CLASS C OR HIGHER OPERATOR: 6 HOURS/DAY FOR 5 DAYS/WEEK AND ONE VISIT ON EACH WEEKEND DAY. 3.0 MGD UP TO 5.0 MGD-STAFFING BY CLASS C OR HIGHER OPERATOR: 1 HOUR/DAY FOR 5 DAYS/WEEK AND ONE VISIT ON EACH WEEKEND DAY. 0.25 MGD UP TO 3.0 MGD-STAFFING BY CLASS C OR HIGHER OPERATOR: 5 VISITS/WEEK AND ONE VISIT EACH WEEKEND FOR A TOTAL OF 0.6 HOUR/WEEK. | N | Y | KEYSTONE POSTMASTER GRID | 275 PEACH STREET |  | KEYSTONE HEIGHTS | FL | 32656 |  | 9042725999 |  | ROSS BLAND | JEREMY JOHNSTON | 3176 OLD JENNINGS ROAD |  | MIDDLEBURG | FL | 32068 | 3907 | 9042132477 |  | INVESTOR | 6255 | 3026400 | 1787 | 2012-03-20 | 2020-11-18 | DC03 | 2000
2 | CLAY | NED | RBLAND@CLAYUTILITY.ORG | 2100626 | COMMUNITY | CHLORINATION; AERATION FOR REMOVAL OF ANY SECONDARY CONTAMINANT, SULFIDE, OR ANY UNREGULATED CONTAMINANT; CORROSION CONTROL INHIBITOR ADDITION; HYPOCHLORINATION; IRON OR MANGANESE SEQUESTRATION; OR ULTRAVIOLET RADIATION. THE LEAD/CHIEF OPERATOR MUST BE CLASS C OR HIGHER. 5.0 MGD AND ABOVE-STAFFING BY CLASS C OR HIGHER OPERATOR: 6 HOURS/DAY FOR 5 DAYS/WEEK AND ONE VISIT ON EACH WEEKEND DAY. 3.0 MGD UP TO 5.0 MGD-STAFFING BY CLASS C OR HIGHER OPERATOR: 1 HOUR/DAY FOR 5 DAYS/WEEK AND ONE VISIT ON EACH WEEKEND DAY. 0.25 MGD UP TO 3.0 MGD-STAFFING BY CLASS C OR HIGHER OPERATOR: 5 VISITS/WEEK AND ONE VISIT EACH WEEKEND FOR A TOTAL OF 0.6 HOUR/WEEK. | N | Y | LAKE ASBURY WTP | 3236 BASS COURT |  | ORANGE PARK | FL | 32065 |  | 9042725999 |  | ROSS BLAND | JEREMY JOHNSTON | 3176 OLD JENNINGS ROAD |  | MIDDLEBURG | FL | 32068 |  | 9042132477 |  | INVESTOR | 13356 | 4757088 | 3816 | 2012-06-18 | 2021-03-23 | DC03 | 2000
2 | CLAY | NED | ARFMAN.P@GMAIL.COM | 2100636 | COMMUNITY | CHLORINATION; AERATION FOR REMOVAL OF ANY SECONDARY CONTAMINANT, SULFIDE, OR ANY UNREGULATED CONTAMINANT; CORROSION CONTROL INHIBITOR ADDITION; HYPOCHLORINATION; IRON OR MANGANESE SEQUESTRATION; OR ULTRAVIOLET RADIATION. THE LEAD/CHIEF OPERATOR MUST BE CLASS D OR HIGHER. 50,000 GPD UP TO 0.25 MGD-STAFFING BY CLASS D OR HIGHER OPERATOR: 3 VISITS/WEEK ON NONCONSECUTIVE DAYS FOR A TOTAL OF 0.3 HOUR/WEEK. LESS THAN 50,000 GPD-STAFFING BY A CLASS D OR HIGHER OPERATOR: 2 VISITS/WEEK ON NONCONSECUTIVE DAYS FOR A TOTAL OF 0.2 HOUR/WEEK. THERE SHALL BE NO MORE THAN 5 DAYS BETWEEN THE LAST VISIT IN ONE WEEK AND THE FIRST VISIT IN THE NEXT WEEK. | N | Y | LAKE GENEVA MHP | 7829 SR 100 |  | LAKE GENEVA | FL | 32656 |  | 3524733569 |  | PAM ARFMAN | PAM ARFMAN | 1879 LAKESHORE DRIVE NORTH |  | FLEMING ISLAND | FL | 32003 |  | 9044721016 |  | INVESTOR | 95 | 27000 | 38 | 2016-05-16 | 2021-12-03 | DC06 | 100
2 | CLAY | NED | JSURLA@GOARP.COM | 2100709 | COMMUNITY | CHLORINATION; AERATION FOR REMOVAL OF ANY SECONDARY CONTAMINANT, SULFIDE, OR ANY UNREGULATED CONTAMINANT; CORROSION CONTROL INHIBITOR ADDITION; HYPOCHLORINATION; IRON OR MANGANESE SEQUESTRATION; OR ULTRAVIOLET RADIATION. THE LEAD/CHIEF OPERATOR MUST BE CLASS C OR HIGHER. 5.0 MGD AND ABOVE-STAFFING BY CLASS C OR HIGHER OPERATOR: 6 HOURS/DAY FOR 5 DAYS/WEEK AND ONE VISIT ON EACH WEEKEND DAY. 3.0 MGD UP TO 5.0 MGD-STAFFING BY CLASS C OR HIGHER OPERATOR: 1 HOUR/DAY FOR 5 DAYS/WEEK AND ONE VISIT ON EACH WEEKEND DAY. 0.25 MGD UP TO 3.0 MGD-STAFFING BY CLASS C OR HIGHER OPERATOR: 5 VISITS/WEEK AND ONE VISIT EACH WEEKEND FOR A TOTAL OF 0.6 HOUR/WEEK. | N | Y | ST. JOHNS LANDING | 1408 ORANGE AVE N. |  | GREEN COVE SPRINGS | FL | 32043 |  | 9042843393 |  | JUSTIN SURLA | ANDREW AARANSON | 3500 LENOX ROAD | SUITE 1250 | ATLANTA | GA | 30326 |  | 4045912900 |  | INVESTOR | 1172 | 300000 | 394 | 2017-11-09 | 2020-12-08 | DC05 | 500
2 | CLAY | NED | RBLAND@CLAYUTILITY.ORG | 2100741 | COMMUNITY | CHLORINATION; AERATION FOR REMOVAL OF ANY SECONDARY CONTAMINANT, SULFIDE, OR ANY UNREGULATED CONTAMINANT; CORROSION CONTROL INHIBITOR ADDITION; HYPOCHLORINATION; IRON OR MANGANESE SEQUESTRATION; OR ULTRAVIOLET RADIATION. THE LEAD/CHIEF OPERATOR MUST BE CLASS C OR HIGHER. 5.0 MGD AND ABOVE-STAFFING BY CLASS C OR HIGHER OPERATOR: 6 HOURS/DAY FOR 5 DAYS/WEEK AND ONE VISIT ON EACH WEEKEND DAY. 3.0 MGD UP TO 5.0 MGD-STAFFING BY CLASS C OR HIGHER OPERATOR: 1 HOUR/DAY FOR 5 DAYS/WEEK AND ONE VISIT ON EACH WEEKEND DAY. 0.25 MGD UP TO 3.0 MGD-STAFFING BY CLASS C OR HIGHER OPERATOR: 5 VISITS/WEEK AND ONE VISIT EACH WEEKEND FOR A TOTAL OF 0.6 HOUR/WEEK. | N | Y | ORANGE PARK GRID | 3176 OLD JENNINGS ROAD |  | MIDDLEBURG | FL | 32068 |  | 9042725999 |  | ROSS BLAND | JEREMY JOHNSTON | 3176 OLD JENNINGS ROAD |  | MIDDLEBURG | FL | 32068 |  | 9042132477 |  | INVESTOR | 126199 | 39963264 | 33726 | 2014-09-24 | 2021-09-24 | DC01 | 6000
2 | CLAY | NED | RBLAND@CLAYUTILITY.ORG | 2100801 | COMMUNITY | CHLORINATION; AERATION FOR REMOVAL OF ANY SECONDARY CONTAMINANT, SULFIDE, OR ANY UNREGULATED CONTAMINANT; CORROSION CONTROL INHIBITOR ADDITION; HYPOCHLORINATION; IRON OR MANGANESE SEQUESTRATION; OR ULTRAVIOLET RADIATION. THE LEAD/CHIEF OPERATOR MUST BE CLASS D OR HIGHER. 50,000 GPD UP TO 0.25 MGD-STAFFING BY CLASS D OR HIGHER OPERATOR: 3 VISITS/WEEK ON NONCONSECUTIVE DAYS FOR A TOTAL OF 0.3 HOUR/WEEK. LESS THAN 50,000 GPD-STAFFING BY A CLASS D OR HIGHER OPERATOR: 2 VISITS/WEEK ON NONCONSECUTIVE DAYS FOR A TOTAL OF 0.2 HOUR/WEEK. THERE SHALL BE NO MORE THAN 5 DAYS BETWEEN THE LAST VISIT IN ONE WEEK AND THE FIRST VISIT IN THE NEXT WEEK. | N | Y | KINGSLEY COVE | 6003 KINGSLEY LAKE DRIVE |  | STARKE | FL | 32091 |  | 9042925999 |  | ROSS BLAND | JEREMY JOHNSTON | 3176 OLD JENNINGS ROAD |  | MIDDLEBURG | FL | 32073 |  | 9042132477 |  | INVESTOR | 25 | 100450 | 70 | 2006-05-09 | 2021-12-02 | DC05 | 500
2 | CLAY | NED | Justin.pierce@claycountygov.com | 2100845 | NONCOMMUNITY | CHLORINATION; AERATION FOR REMOVAL OF ANY SECONDARY CONTAMINANT, SULFIDE, OR ANY UNREGULATED CONTAMINANT; CORROSION CONTROL INHIBITOR ADDITION; HYPOCHLORINATION; IRON OR MANGANESE SEQUESTRATION; OR ULTRAVIOLET RADIATION. THE LEAD/CHIEF OPERATOR MUST BE CLASS D OR HIGHER. 50,000 GPD UP TO 0.25 MGD-STAFFING BY CLASS D OR HIGHER OPERATOR: 3 VISITS/WEEK ON NONCONSECUTIVE DAYS FOR A TOTAL OF 0.3 HOUR/WEEK. LESS THAN 50,000 GPD-STAFFING BY A CLASS D OR HIGHER OPERATOR: 2 VISITS/WEEK ON NONCONSECUTIVE DAYS FOR A TOTAL OF 0.2 HOUR/WEEK. THERE SHALL BE NO MORE THAN 5 DAYS BETWEEN THE LAST VISIT IN ONE WEEK AND THE FIRST VISIT IN THE NEXT WEEK. | N | Y | OMEGA PARK | 4317 COUNTY ROAD 218 |  | MIDDLEBURG | FL | 32068 |  | 9042846378 |  | JUSTIN PIERCE | JUSTIN PIERCE | PO BOX 1388 | 477 HOUSTON STREET | GREEN COVE SPRINGS | FL | 32043 |  | 9042846378 |  | COUNTY | 25 | 9000 | 3 | 2018-03-23 | 2018-02-08 | NC01 | 50
2 | CLAY | NED | pwhite@penneyretirementcommunity.org | 2100882 | COMMUNITY | CHLORINATION; AERATION FOR REMOVAL OF ANY SECONDARY CONTAMINANT, SULFIDE, OR ANY UNREGULATED CONTAMINANT; CORROSION CONTROL INHIBITOR ADDITION; HYPOCHLORINATION; IRON OR MANGANESE SEQUESTRATION; OR ULTRAVIOLET RADIATION. THE LEAD/CHIEF OPERATOR MUST BE CLASS C OR HIGHER. 5.0 MGD AND ABOVE-STAFFING BY CLASS C OR HIGHER OPERATOR: 6 HOURS/DAY FOR 5 DAYS/WEEK AND ONE VISIT ON EACH WEEKEND DAY. 3.0 MGD UP TO 5.0 MGD-STAFFING BY CLASS C OR HIGHER OPERATOR: 1 HOUR/DAY FOR 5 DAYS/WEEK AND ONE VISIT ON EACH WEEKEND DAY. 0.25 MGD UP TO 3.0 MGD-STAFFING BY CLASS C OR HIGHER OPERATOR: 5 VISITS/WEEK AND ONE VISIT EACH WEEKEND FOR A TOTAL OF 0.6 HOUR/WEEK. | N | Y | PENNEY FARMS RETIREMENT COMMUNITY WTP | 4611 WILBANKS AVENUE |  | PENNEY FARMS | FL | 32079 |  | 9042848200 |  | PAUL WHITE | PAUL WHITE | POST OFFICE BOX 555 |  | PENNEY FARMS | FL | 32079 |  | 9045317029 |  | MUNICIPALITY | 450 | 198000 | 28 | 2014-01-21 | 2019-04-29 | DC05 | 500
2 | CLAY | NED | penneyfarms@bellsouth.net | 2101019 | COMMUNITY | CHLORINATION; AERATION FOR REMOVAL OF ANY SECONDARY CONTAMINANT, SULFIDE, OR ANY UNREGULATED CONTAMINANT; CORROSION CONTROL INHIBITOR ADDITION; HYPOCHLORINATION; IRON OR MANGANESE SEQUESTRATION; OR ULTRAVIOLET RADIATION. THE LEAD/CHIEF OPERATOR MUST BE CLASS D OR HIGHER. 50,000 GPD UP TO 0.25 MGD-STAFFING BY CLASS D OR HIGHER OPERATOR: 3 VISITS/WEEK ON NONCONSECUTIVE DAYS FOR A TOTAL OF 0.3 HOUR/WEEK. LESS THAN 50,000 GPD-STAFFING BY A CLASS D OR HIGHER OPERATOR: 2 VISITS/WEEK ON NONCONSECUTIVE DAYS FOR A TOTAL OF 0.2 HOUR/WEEK. THERE SHALL BE NO MORE THAN 5 DAYS BETWEEN THE LAST VISIT IN ONE WEEK AND THE FIRST VISIT IN THE NEXT WEEK. | N | Y | PENNEY FARMS WTP | 3561 CAROLINE BOULEVARD |  | PENNEY FARMS | FL | 32079 | 607 | 9045299078 |  | ANITA COOPER | DAVID COOPER | POST OFFICE BOX 1041 |  | PENNEY FARMS | FL | 32079 | 1041 | 9045299078 |  | INVESTOR | 485 | 249000 | 197 | 2013-08-08 | 2019-04-29 | DC05 | 500
2 | CLAY | NED | RRICH@TOWNOP.COM | 2101182 | COMMUNITY | CHLORINATION; AERATION FOR REMOVAL OF ANY SECONDARY CONTAMINANT, SULFIDE, OR ANY UNREGULATED CONTAMINANT; CORROSION CONTROL INHIBITOR ADDITION; HYPOCHLORINATION; IRON OR MANGANESE SEQUESTRATION; OR ULTRAVIOLET RADIATION. THE LEAD/CHIEF OPERATOR MUST BE CLASS C OR HIGHER. 5.0 MGD AND ABOVE-STAFFING BY CLASS C OR HIGHER OPERATOR: 6 HOURS/DAY FOR 5 DAYS/WEEK AND ONE VISIT ON EACH WEEKEND DAY. 3.0 MGD UP TO 5.0 MGD-STAFFING BY CLASS C OR HIGHER OPERATOR: 1 HOUR/DAY FOR 5 DAYS/WEEK AND ONE VISIT ON EACH WEEKEND DAY. 0.25 MGD UP TO 3.0 MGD-STAFFING BY CLASS C OR HIGHER OPERATOR: 5 VISITS/WEEK AND ONE VISIT EACH WEEKEND FOR A TOTAL OF 0.6 HOUR/WEEK. | N | Y | TOWN OF ORANGE PARK | 700 ASH ST. |  | ORANGE PARK | FL | 32073 |  | 9042647411 |  | ROGER RICH | SARAH CAMPBELL | 2042 PARK AVE. |  | ORANGE PARK | FL | 32073 |  | 9042783011 |  | MUNICIPALITY | 8630 | 5800000 | 2835 | 2016-09-12 | 2019-08-14 | DC02 | 4000
2 | CLAY | NED | tntloungeliquor@bellsouth.net; | 2101201 | NONCOMMUNITY | AERATION FOR REMOVAL OF ANY PRIMARY CONTAMINANT; ALKALINITY/PH ADJUSTMENT; CHLORAMIN ATION; CHLORINE DIOXIDE FOR OXIDATION OR DISINFECTION; FLUORIDATION; ION EXCHANGE FOR REMOVAL OF ANY SECONDARY CONTAMINANT, SULFIDE, OR ANY UNREGULATED CONTAMINANT; OR OZONATION LESS THAN 0.1 MGD. STAFFING BY A CLASS D OR HIGHER OPERATOR: 3 VISITS/WEEK ON NONCONSECUTIVE DAYS FOR A TOTAL OF 0.6 HOUR/WEEK. THE LEAD/CHIEF OPERATOR MUST BE CLASS D OR HIGHER. | N | Y | TNT LOUNGE & LIQUOR | 5406 COUNTY ROAD 218 |  | MIDDLEBURG | FL | 32068 |  | 9044064710 |  | MTANUS (TONY) MHESN | MTANUS (TONY) MHESN | 5406 COUNTY ROAD 218 |  | MIDDLEBURG | FL | 32068 |  | 9044064710 |  | INVESTOR | 25 | 6170 | 1 | 2017-03-27 | 2017-03-08 | NC01 | 50
2 | CLAY | NED | rhiggins@uswatercorp.net; qajones@us | 2101266 | NONCOMMUNITY | CHLORINATION; AERATION FOR REMOVAL OF ANY SECONDARY CONTAMINANT, SULFIDE, OR ANY UNREGULATED CONTAMINANT; CORROSION CONTROL INHIBITOR ADDITION; HYPOCHLORINATION; IRON OR MANGANESE SEQUESTRATION; OR ULTRAVIOLET RADIATION. THE LEAD/CHIEF OPERATOR MUST BE CLASS D OR HIGHER. 50,000 GPD UP TO 0.25 MGD-STAFFING BY CLASS D OR HIGHER OPERATOR: 3 VISITS/WEEK ON NONCONSECUTIVE DAYS FOR A TOTAL OF 0.3 HOUR/WEEK. LESS THAN 50,000 GPD-STAFFING BY A CLASS D OR HIGHER OPERATOR: 2 VISITS/WEEK ON NONCONSECUTIVE DAYS FOR A TOTAL OF 0.2 HOUR/WEEK. THERE SHALL BE NO MORE THAN 5 DAYS BETWEEN THE LAST VISIT IN ONE WEEK AND THE FIRST VISIT IN THE NEXT WEEK. | N | Y | WHITEYS FISH CAMP | 2032 CR 220 |  | ORANGE PARK | FL | 32073 |  | 9042694198 |  | LUKE LAWLEY | WILLIAM HAM | 2032 CR 220 |  | ORANGE PARK | FL | 32073 |  | 9042694198 |  | INVESTOR | 30 | 39765 | 30 | 2018-06-11 | 2018-03-07 | NC01 | 50
2 | CLAY | NED | Justin.pierce@claycountygov.com | 2104159 | NONCOMMUNITY | CHLORINATION; AERATION FOR REMOVAL OF ANY SECONDARY CONTAMINANT, SULFIDE, OR ANY UNREGULATED CONTAMINANT; CORROSION CONTROL INHIBITOR ADDITION; HYPOCHLORINATION; IRON OR MANGANESE SEQUESTRATION; OR ULTRAVIOLET RADIATION. THE LEAD/CHIEF OPERATOR MUST BE CLASS D OR HIGHER. 50,000 GPD UP TO 0.25 MGD-STAFFING BY CLASS D OR HIGHER OPERATOR: 3 VISITS/WEEK ON NONCONSECUTIVE DAYS FOR A TOTAL OF 0.3 HOUR/WEEK. LESS THAN 50,000 GPD-STAFFING BY A CLASS D OR HIGHER OPERATOR: 2 VISITS/WEEK ON NONCONSECUTIVE DAYS FOR A TOTAL OF 0.2 HOUR/WEEK. THERE SHALL BE NO MORE THAN 5 DAYS BETWEEN THE LAST VISIT IN ONE WEEK AND THE FIRST VISIT IN THE NEXT WEEK. | N | Y | CLAY COUNTY FAIR GROUNDS | 2497 SR 16 WEST |  | GREEN COVE SPRINGS | FL | 32043 |  | 9042696355 |  | JUSTIN PIERCE | JUSTIN PIERCE | P.O. BOX 1366 | 477 HOUSTON STREET | GREEN COVE SPRINGS | FL | 32043 |  | 9042846378 | 2 | COUNTY | 25 | 67500 | 12 | 2018-06-27 | 2018-06-04 | NC01 | 50
2 | CLAY | NED | RBLAND@CLAYUTILITY.ORG | 2104332 | COMMUNITY | CHLORINATION; AERATION FOR REMOVAL OF ANY SECONDARY CONTAMINANT, SULFIDE, OR ANY UNREGULATED CONTAMINANT; CORROSION CONTROL INHIBITOR ADDITION; HYPOCHLORINATION; IRON OR MANGANESE SEQUESTRATION; OR ULTRAVIOLET RADIATION. THE LEAD/CHIEF OPERATOR MUST BE CLASS C OR HIGHER. 5.0 MGD AND ABOVE-STAFFING BY CLASS C OR HIGHER OPERATOR: 6 HOURS/DAY FOR 5 DAYS/WEEK AND ONE VISIT ON EACH WEEKEND DAY. 3.0 MGD UP TO 5.0 MGD-STAFFING BY CLASS C OR HIGHER OPERATOR: 1 HOUR/DAY FOR 5 DAYS/WEEK AND ONE VISIT ON EACH WEEKEND DAY. 0.25 MGD UP TO 3.0 MGD-STAFFING BY CLASS C OR HIGHER OPERATOR: 5 VISITS/WEEK AND ONE VISIT EACH WEEKEND FOR A TOTAL OF 0.6 HOUR/WEEK. | N | Y | RAVINES WTP | 2932 RAVINES ROAD |  | MIDDLEBURG | FL | 32068 |  | 9042725999 |  | ROSS BLAND | JEREMY JOHNSTON |  | 3176 OLD JENNINGS ROAD | MIDDLEBURG | FL | 32068 |  | 9042132477 |  | AUTHORITY/COMMISSION/DISTRICT | 3353 | 1915200 | 958 | 2012-06-18 | 2020-05-29 | DC03 | 2000
2 | CLAY | NED | CRIVERS@ONECLAY.NET | 2104333 | NONTRANSIENT NONCOMMUNITY | CHLORINATION; AERATION FOR REMOVAL OF ANY SECONDARY CONTAMINANT, SULFIDE, OR ANY UNREGULATED CONTAMINANT; CORROSION CONTROL INHIBITOR ADDITION; HYPOCHLORINATION; IRON OR MANGANESE SEQUESTRATION; OR ULTRAVIOLET RADIATION. THE LEAD/CHIEF OPERATOR MUST BE CLASS D OR HIGHER. 50,000 GPD UP TO 0.25 MGD-STAFFING BY CLASS D OR HIGHER OPERATOR: 3 VISITS/WEEK ON NONCONSECUTIVE DAYS FOR A TOTAL OF 0.3 HOUR/WEEK. LESS THAN 50,000 GPD-STAFFING BY A CLASS D OR HIGHER OPERATOR: 2 VISITS/WEEK ON NONCONSECUTIVE DAYS FOR A TOTAL OF 0.2 HOUR/WEEK. THERE SHALL BE NO MORE THAN 5 DAYS BETWEEN THE LAST VISIT IN ONE WEEK AND THE FIRST VISIT IN THE NEXT WEEK. | N | Y | CLAY HILL ELEMENTARY SCHOOL | 6345 CR 218 |  | JACKSONVILLE | FL | 32234 |  | 9042897193 |  | CHANDA RIVERS | PHILIP HANS | 905 W. CENTER ST. |  | GREEN COVE SPRINGS | FL | 32043 |  | 9045294939 |  | COUNTY | 553 | 50000 | 32 | 2016-12-13 | 2019-12-13 | NTNC | 100
2 | CLAY | NED | twofoldwater@gmail.com | 2104342 | NONTRANSIENT NONCOMMUNITY | CHLORINATION; AERATION FOR REMOVAL OF ANY SECONDARY CONTAMINANT, SULFIDE, OR ANY UNREGULATED CONTAMINANT; CORROSION CONTROL INHIBITOR ADDITION; HYPOCHLORINATION; IRON OR MANGANESE SEQUESTRATION; OR ULTRAVIOLET RADIATION. THE LEAD/CHIEF OPERATOR MUST BE CLASS D OR HIGHER. 50,000 GPD UP TO 0.25 MGD-STAFFING BY CLASS D OR HIGHER OPERATOR: 3 VISITS/WEEK ON NONCONSECUTIVE DAYS FOR A TOTAL OF 0.3 HOUR/WEEK. LESS THAN 50,000 GPD-STAFFING BY A CLASS D OR HIGHER OPERATOR: 2 VISITS/WEEK ON NONCONSECUTIVE DAYS FOR A TOTAL OF 0.2 HOUR/WEEK. THERE SHALL BE NO MORE THAN 5 DAYS BETWEEN THE LAST VISIT IN ONE WEEK AND THE FIRST VISIT IN THE NEXT WEEK. | N | Y | LEAPS & BOUNDS DAY CARE | 4717 COUNTY ROAD 218 |  | MIDDLEBURG | FL | 32068 |  | 9042037640 |  | LIBBIE COLLINS | LIBBIE COLLINS | 4717 COUNTY ROAD 218 |  | MIDDLEBURG | FL | 32068 |  | 9042037640 |  | INVESTOR | 142 | 29000 | 1 | 2012-08-28 | 2021-03-15 | NTNC | 100
2 | CLAY | NED | KARENS@D1MGT.COM | 2104345 | COMMUNITY | CHLORINATION; AERATION FOR REMOVAL OF ANY SECONDARY CONTAMINANT, SULFIDE, OR ANY UNREGULATED CONTAMINANT; CORROSION CONTROL INHIBITOR ADDITION; HYPOCHLORINATION; IRON OR MANGANESE SEQUESTRATION; OR ULTRAVIOLET RADIATION. THE LEAD/CHIEF OPERATOR MUST BE CLASS D OR HIGHER. 50,000 GPD UP TO 0.25 MGD-STAFFING BY CLASS D OR HIGHER OPERATOR: 3 VISITS/WEEK ON NONCONSECUTIVE DAYS FOR A TOTAL OF 0.3 HOUR/WEEK. LESS THAN 50,000 GPD-STAFFING BY A CLASS D OR HIGHER OPERATOR: 2 VISITS/WEEK ON NONCONSECUTIVE DAYS FOR A TOTAL OF 0.2 HOUR/WEEK. THERE SHALL BE NO MORE THAN 5 DAYS BETWEEN THE LAST VISIT IN ONE WEEK AND THE FIRST VISIT IN THE NEXT WEEK. | N | Y | MIDDLEBURG BLUFF APARTMENTS | 2445 IRIS STREET |  | MIDDLEBURG | FL | 32068 |  | 9042823256 |  | KAREN SELIGMAN | KAREN SELIGMAN | 7865 SOUTHSIDE BLVD. |  | JACKSONVILLE | FL | 32256 |  | 9046421759 |  | INVESTOR | 95 | 47520 | 48 | 2021-06-29 | 2020-12-08 | DC06 | 100
2 | CLAY | NED | RBLAND@CLAYUTILITY.ORG | 2104351 | COMMUNITY | CHLORINATION; AERATION FOR REMOVAL OF ANY SECONDARY CONTAMINANT, SULFIDE, OR ANY UNREGULATED CONTAMINANT; CORROSION CONTROL INHIBITOR ADDITION; HYPOCHLORINATION; IRON OR MANGANESE SEQUESTRATION; OR ULTRAVIOLET RADIATION. THE LEAD/CHIEF OPERATOR MUST BE CLASS D OR HIGHER. 50,000 GPD UP TO 0.25 MGD-STAFFING BY CLASS D OR HIGHER OPERATOR: 3 VISITS/WEEK ON NONCONSECUTIVE DAYS FOR A TOTAL OF 0.3 HOUR/WEEK. LESS THAN 50,000 GPD-STAFFING BY A CLASS D OR HIGHER OPERATOR: 2 VISITS/WEEK ON NONCONSECUTIVE DAYS FOR A TOTAL OF 0.2 HOUR/WEEK. THERE SHALL BE NO MORE THAN 5 DAYS BETWEEN THE LAST VISIT IN ONE WEEK AND THE FIRST VISIT IN THE NEXT WEEK. | N | Y | PIER STATION WTP | 4073 PIER STATION ROAD E |  | GREEN COVE SPRINGS | FL | 32043 |  | 9042725999 |  | ROSS BLAND | JEREMY JOHNSTON | 3176 OLD JENNINGS ROAD |  | MIDDLEBURG | FL | 32068 |  | 9042132477 |  | COUNTY | 193 | 85680 | 55 | 2012-06-18 | 2020-05-29 | DC051 | 100
2 | CLAY | NED | krisener@CIRCLEK.COM | 2104353 | NONCOMMUNITY | CHLORINATION; AERATION FOR REMOVAL OF ANY SECONDARY CONTAMINANT, SULFIDE, OR ANY UNREGULATED CONTAMINANT; CORROSION CONTROL INHIBITOR ADDITION; HYPOCHLORINATION; IRON OR MANGANESE SEQUESTRATION; OR ULTRAVIOLET RADIATION. THE LEAD/CHIEF OPERATOR MUST BE CLASS D OR HIGHER. 50,000 GPD UP TO 0.25 MGD-STAFFING BY CLASS D OR HIGHER OPERATOR: 3 VISITS/WEEK ON NONCONSECUTIVE DAYS FOR A TOTAL OF 0.3 HOUR/WEEK. LESS THAN 50,000 GPD-STAFFING BY A CLASS D OR HIGHER OPERATOR: 2 VISITS/WEEK ON NONCONSECUTIVE DAYS FOR A TOTAL OF 0.2 HOUR/WEEK. THERE SHALL BE NO MORE THAN 5 DAYS BETWEEN THE LAST VISIT IN ONE WEEK AND THE FIRST VISIT IN THE NEXT WEEK. | N | Y | CIRCLE K #6286 | 4486 COUNTY ROAD 218 |  | MIDDLEBURG | FL | 32068 |  | 9042827696 |  | KEVIN RISENER | KEVIN RISENER | 9485 REGENCY SQUARE BLVD |  | JACKSONVILLE | FL | 32225 |  | 7272679045 |  | INVESTOR | 25 | 9319 | 1 | 2016-12-01 | 2021-11-16 | NC01 | 50
2 | CLAY | NED |  | 2104354 | NONCOMMUNITY | CHLORINATION; AERATION FOR REMOVAL OF ANY SECONDARY CONTAMINANT, SULFIDE, OR ANY UNREGULATED CONTAMINANT; CORROSION CONTROL INHIBITOR ADDITION; HYPOCHLORINATION; IRON OR MANGANESE SEQUESTRATION; OR ULTRAVIOLET RADIATION. THE LEAD/CHIEF OPERATOR MUST BE CLASS D OR HIGHER. 50,000 GPD UP TO 0.25 MGD-STAFFING BY CLASS D OR HIGHER OPERATOR: 3 VISITS/WEEK ON NONCONSECUTIVE DAYS FOR A TOTAL OF 0.3 HOUR/WEEK. LESS THAN 50,000 GPD-STAFFING BY A CLASS D OR HIGHER OPERATOR: 2 VISITS/WEEK ON NONCONSECUTIVE DAYS FOR A TOTAL OF 0.2 HOUR/WEEK. THERE SHALL BE NO MORE THAN 5 DAYS BETWEEN THE LAST VISIT IN ONE WEEK AND THE FIRST VISIT IN THE NEXT WEEK. | N | Y | CIRCLE K #6267 | 338 COLLEGE DRIVE |  | ORANGE PARK | FL | 32065 |  | 9042762132 |  | KEVIN RISENER | KEVIN RISENER | 9485 REGENCY SQUARE BLVD |  | JACKSONVILLE | FL | 32225 |  | 7272679045 |  | INVESTOR | 25 | 9360 | 1 | 2011-09-21 | 2021-11-16 | NC01 | 50
2 | CLAY | NED | krisener@circlek.com | 2104358 | NONCOMMUNITY | CHLORINATION; AERATION FOR REMOVAL OF ANY SECONDARY CONTAMINANT, SULFIDE, OR ANY UNREGULATED CONTAMINANT; CORROSION CONTROL INHIBITOR ADDITION; HYPOCHLORINATION; IRON OR MANGANESE SEQUESTRATION; OR ULTRAVIOLET RADIATION. THE LEAD/CHIEF OPERATOR MUST BE CLASS D OR HIGHER. 50,000 GPD UP TO 0.25 MGD-STAFFING BY CLASS D OR HIGHER OPERATOR: 3 VISITS/WEEK ON NONCONSECUTIVE DAYS FOR A TOTAL OF 0.3 HOUR/WEEK. LESS THAN 50,000 GPD-STAFFING BY A CLASS D OR HIGHER OPERATOR: 2 VISITS/WEEK ON NONCONSECUTIVE DAYS FOR A TOTAL OF 0.2 HOUR/WEEK. THERE SHALL BE NO MORE THAN 5 DAYS BETWEEN THE LAST VISIT IN ONE WEEK AND THE FIRST VISIT IN THE NEXT WEEK. | N | Y | CIRCLE K #6065 | 3895 OLD JENNINGS ROAD |  | MIDDLEBURG | FL | 32068 |  | 9042820732 |  | KEVIN RISENER | KEVIN RISENER | 9485 REGENCY SQUARE BLVD |  | JACKSONVILLE | FL | 32225 |  | 7272679045 |  | INVESTOR | 25 | 4320 | 1 | 2017-03-27 | 2021-11-16 | NC01 | 50
2 | CLAY | NED |  | 2104362 | NONCOMMUNITY | CHLORINATION; AERATION FOR REMOVAL OF ANY SECONDARY CONTAMINANT, SULFIDE, OR ANY UNREGULATED CONTAMINANT; CORROSION CONTROL INHIBITOR ADDITION; HYPOCHLORINATION; IRON OR MANGANESE SEQUESTRATION; OR ULTRAVIOLET RADIATION. THE LEAD/CHIEF OPERATOR MUST BE CLASS D OR HIGHER. 50,000 GPD UP TO 0.25 MGD-STAFFING BY CLASS D OR HIGHER OPERATOR: 3 VISITS/WEEK ON NONCONSECUTIVE DAYS FOR A TOTAL OF 0.3 HOUR/WEEK. LESS THAN 50,000 GPD-STAFFING BY A CLASS D OR HIGHER OPERATOR: 2 VISITS/WEEK ON NONCONSECUTIVE DAYS FOR A TOTAL OF 0.2 HOUR/WEEK. THERE SHALL BE NO MORE THAN 5 DAYS BETWEEN THE LAST VISIT IN ONE WEEK AND THE FIRST VISIT IN THE NEXT WEEK. | N | Y | CIRCLE K #6211 | 8090 SR 100 |  | KEYSTONE HEIGHTS | FL | 32656 |  | 3524734498 |  | JEFF SOWARDS | RAINEY BEVERLY | 215 PENDLETON ST. |  | WAYCROSS | GA | 31501 |  | 9124902406 |  | INVESTOR | 25 | 7200 | 1 | 2014-11-13 | 2019-03-19 | NC01 | 50
2 | CLAY | NED |  | 2104363 | NONCOMMUNITY | CHLORINATION; AERATION FOR REMOVAL OF ANY SECONDARY CONTAMINANT, SULFIDE, OR ANY UNREGULATED CONTAMINANT; CORROSION CONTROL INHIBITOR ADDITION; HYPOCHLORINATION; IRON OR MANGANESE SEQUESTRATION; OR ULTRAVIOLET RADIATION. THE LEAD/CHIEF OPERATOR MUST BE CLASS D OR HIGHER. 50,000 GPD UP TO 0.25 MGD-STAFFING BY CLASS D OR HIGHER OPERATOR: 3 VISITS/WEEK ON NONCONSECUTIVE DAYS FOR A TOTAL OF 0.3 HOUR/WEEK. LESS THAN 50,000 GPD-STAFFING BY A CLASS D OR HIGHER OPERATOR: 2 VISITS/WEEK ON NONCONSECUTIVE DAYS FOR A TOTAL OF 0.2 HOUR/WEEK. THERE SHALL BE NO MORE THAN 5 DAYS BETWEEN THE LAST VISIT IN ONE WEEK AND THE FIRST VISIT IN THE NEXT WEEK. | N | Y | CIRCLE K #6290 | 3128 BLANDING BOULEVARD |  | MIDDLEBURG | FL | 32068 |  | 9042827420 |  | RAINEY BEVERLY | RAINEY BEVERLY | 215 PENDLETON ST. |  | WAYCROSS | GA | 31501 |  | 9124902406 |  | INVESTOR | 25 | 3600 | 1 | 2014-10-31 | 2019-04-16 | NC01 | 50
2 | CLAY | NED |  | 2104364 | NONCOMMUNITY | CHLORINATION; AERATION FOR REMOVAL OF ANY SECONDARY CONTAMINANT, SULFIDE, OR ANY UNREGULATED CONTAMINANT; CORROSION CONTROL INHIBITOR ADDITION; HYPOCHLORINATION; IRON OR MANGANESE SEQUESTRATION; OR ULTRAVIOLET RADIATION. THE LEAD/CHIEF OPERATOR MUST BE CLASS D OR HIGHER. 50,000 GPD UP TO 0.25 MGD-STAFFING BY CLASS D OR HIGHER OPERATOR: 3 VISITS/WEEK ON NONCONSECUTIVE DAYS FOR A TOTAL OF 0.3 HOUR/WEEK. LESS THAN 50,000 GPD-STAFFING BY A CLASS D OR HIGHER OPERATOR: 2 VISITS/WEEK ON NONCONSECUTIVE DAYS FOR A TOTAL OF 0.2 HOUR/WEEK. THERE SHALL BE NO MORE THAN 5 DAYS BETWEEN THE LAST VISIT IN ONE WEEK AND THE FIRST VISIT IN THE NEXT WEEK. | N | Y | CIRCLE K #6508 | 6835 STATE ROAD 21 |  | KEYSTONE HEIGHTS | FL | 32656 |  | 3524737240 |  | RAINEY BEVERLY | RAINEY BEVERLY | 215 PENDLETON ST. |  | WAYCROSS | GA | 31501 |  | 9124902406 |  | INVESTOR | 25 | 13680 | 1 | 2013-04-06 | 2017-04-27 | NC01 | 50
2 | CLAY | NED | twofoldwater@gmail.com | 2104368 | NONCOMMUNITY | CHLORINATION; AERATION FOR REMOVAL OF ANY SECONDARY CONTAMINANT, SULFIDE, OR ANY UNREGULATED CONTAMINANT; CORROSION CONTROL INHIBITOR ADDITION; HYPOCHLORINATION; IRON OR MANGANESE SEQUESTRATION; OR ULTRAVIOLET RADIATION. THE LEAD/CHIEF OPERATOR MUST BE CLASS D OR HIGHER. 50,000 GPD UP TO 0.25 MGD-STAFFING BY CLASS D OR HIGHER OPERATOR: 3 VISITS/WEEK ON NONCONSECUTIVE DAYS FOR A TOTAL OF 0.3 HOUR/WEEK. LESS THAN 50,000 GPD-STAFFING BY A CLASS D OR HIGHER OPERATOR: 2 VISITS/WEEK ON NONCONSECUTIVE DAYS FOR A TOTAL OF 0.2 HOUR/WEEK. THERE SHALL BE NO MORE THAN 5 DAYS BETWEEN THE LAST VISIT IN ONE WEEK AND THE FIRST VISIT IN THE NEXT WEEK. | N | Y | BLANDING GROCERY | 2816 BLANDING BOULEVARD |  | MIDDLEBURG | FL | 32068 |  | 9047280860 |  | HANI DABOUL | HANI DABOUL | 2816 BLANDING BLVD |  | MIDDLEBURG | FL | 32068 |  | 9047280860 |  | INVESTOR | 25 | 3507 | 1 | 2019-11-15 | 2019-11-13 | NC01 | 50
2 | CLAY | NED |  | 2104373 | NONCOMMUNITY | CHLORINATION; AERATION FOR REMOVAL OF ANY SECONDARY CONTAMINANT, SULFIDE, OR ANY UNREGULATED CONTAMINANT; CORROSION CONTROL INHIBITOR ADDITION; HYPOCHLORINATION; IRON OR MANGANESE SEQUESTRATION; OR ULTRAVIOLET RADIATION. THE LEAD/CHIEF OPERATOR MUST BE CLASS D OR HIGHER. 50,000 GPD UP TO 0.25 MGD-STAFFING BY CLASS D OR HIGHER OPERATOR: 3 VISITS/WEEK ON NONCONSECUTIVE DAYS FOR A TOTAL OF 0.3 HOUR/WEEK. LESS THAN 50,000 GPD-STAFFING BY A CLASS D OR HIGHER OPERATOR: 2 VISITS/WEEK ON NONCONSECUTIVE DAYS FOR A TOTAL OF 0.2 HOUR/WEEK. THERE SHALL BE NO MORE THAN 5 DAYS BETWEEN THE LAST VISIT IN ONE WEEK AND THE FIRST VISIT IN THE NEXT WEEK. | N | Y | SHERIFF'S SUBSTATION | 3799 IRVING COURT |  | MIDDLEBURG | FL | 32068 |  | 9042846370 |  |  | TONY SAUNDERS | 901 N. ORANGE AVE. |  | GREEN COVE SPRINGS | FL | 32043 |  | 9042136060 |  | COUNTY | 25 | 9257 | 1 | 2018-11-21 | 2018-10-25 | NC01 | 50
2 | CLAY | NED | candysue828@gmail.com | 2104374 | NONCOMMUNITY | CHLORINATION; AERATION FOR REMOVAL OF ANY SECONDARY CONTAMINANT, SULFIDE, OR ANY UNREGULATED CONTAMINANT; CORROSION CONTROL INHIBITOR ADDITION; HYPOCHLORINATION; IRON OR MANGANESE SEQUESTRATION; OR ULTRAVIOLET RADIATION. THE LEAD/CHIEF OPERATOR MUST BE CLASS D OR HIGHER. 50,000 GPD UP TO 0.25 MGD-STAFFING BY CLASS D OR HIGHER OPERATOR: 3 VISITS/WEEK ON NONCONSECUTIVE DAYS FOR A TOTAL OF 0.3 HOUR/WEEK. LESS THAN 50,000 GPD-STAFFING BY A CLASS D OR HIGHER OPERATOR: 2 VISITS/WEEK ON NONCONSECUTIVE DAYS FOR A TOTAL OF 0.2 HOUR/WEEK. THERE SHALL BE NO MORE THAN 5 DAYS BETWEEN THE LAST VISIT IN ONE WEEK AND THE FIRST VISIT IN THE NEXT WEEK. | N | Y | WATERING HOLE AT SMITH LAKE | 5030 COUNTY ROAD 214 |  | KEYSTONE HEIGHTS | FL | 32656 |  | 3524781111 |  | JOHN & CANDY CLARK | JOHN & CANDY CLARK | 5030 CR 214 |  | KEYSTONE HEIGHTS | FL | 32656 |  | 6147457087 |  | INVESTOR | 25 | 9360 | 2 | 2018-09-26 | 2018-06-28 | NC01 | 50
2 | CLAY | NED | JOE@SOUTHEAST-PETRO.COM | 2104388 | NONCOMMUNITY | CHLORINATION; AERATION FOR REMOVAL OF ANY SECONDARY CONTAMINANT, SULFIDE, OR ANY UNREGULATED CONTAMINANT; CORROSION CONTROL INHIBITOR ADDITION; HYPOCHLORINATION; IRON OR MANGANESE SEQUESTRATION; OR ULTRAVIOLET RADIATION. THE LEAD/CHIEF OPERATOR MUST BE CLASS D OR HIGHER. 50,000 GPD UP TO 0.25 MGD-STAFFING BY CLASS D OR HIGHER OPERATOR: 3 VISITS/WEEK ON NONCONSECUTIVE DAYS FOR A TOTAL OF 0.3 HOUR/WEEK. LESS THAN 50,000 GPD-STAFFING BY A CLASS D OR HIGHER OPERATOR: 2 VISITS/WEEK ON NONCONSECUTIVE DAYS FOR A TOTAL OF 0.2 HOUR/WEEK. THERE SHALL BE NO MORE THAN 5 DAYS BETWEEN THE LAST VISIT IN ONE WEEK AND THE FIRST VISIT IN THE NEXT WEEK. | N | Y | BLUE JAY BP | 5110 CR-218 |  | MIDDLEBURG | FL | 32068 |  | 9045688880 |  | JOE FIELDS | JOE FIELDS | 402 HIGH POINT DRIVE SUITE 101 |  | COCOA | FL | 32926 |  | 3216310245 |  | INVESTOR | 25 | 2130 | 2 | 2019-01-08 | 2018-10-25 | NC01 | 50
2 | CLAY | NED | CHANDA.RIVERS@MYONECLAY.NET | 2104389 | NONTRANSIENT NONCOMMUNITY | CHLORINATION; AERATION FOR REMOVAL OF ANY SECONDARY CONTAMINANT, SULFIDE, OR ANY UNREGULATED CONTAMINANT; CORROSION CONTROL INHIBITOR ADDITION; HYPOCHLORINATION; IRON OR MANGANESE SEQUESTRATION; OR ULTRAVIOLET RADIATION. THE LEAD/CHIEF OPERATOR MUST BE CLASS D OR HIGHER. 50,000 GPD UP TO 0.25 MGD-STAFFING BY CLASS D OR HIGHER OPERATOR: 3 VISITS/WEEK ON NONCONSECUTIVE DAYS FOR A TOTAL OF 0.3 HOUR/WEEK. LESS THAN 50,000 GPD-STAFFING BY A CLASS D OR HIGHER OPERATOR: 2 VISITS/WEEK ON NONCONSECUTIVE DAYS FOR A TOTAL OF 0.2 HOUR/WEEK. THERE SHALL BE NO MORE THAN 5 DAYS BETWEEN THE LAST VISIT IN ONE WEEK AND THE FIRST VISIT IN THE NEXT WEEK. | N | Y | JACK WILKINSON SCHOOLS | 4965 CR 218 |  | MIDDLEBURG | FL | 32068 |  | 9042846522 |  | CHANDA RIVERS | PHILIP HANS | 905 W. CENTER STREET |  | GREEN COVE SPRINGS | FL | 32043 |  | 9045294939 |  | COUNTY | 1822 | 100000 | 84 | 2020-01-27 | 2019-12-13 | NTNC | 100
2 | CLAY | NED | pastorldhall@yahoo.com | 2104390 | NONCOMMUNITY | CHLORINATION; AERATION FOR REMOVAL OF ANY SECONDARY CONTAMINANT, SULFIDE, OR ANY UNREGULATED CONTAMINANT; CORROSION CONTROL INHIBITOR ADDITION; HYPOCHLORINATION; IRON OR MANGANESE SEQUESTRATION; OR ULTRAVIOLET RADIATION. THE LEAD/CHIEF OPERATOR MUST BE CLASS D OR HIGHER. 50,000 GPD UP TO 0.25 MGD-STAFFING BY CLASS D OR HIGHER OPERATOR: 3 VISITS/WEEK ON NONCONSECUTIVE DAYS FOR A TOTAL OF 0.3 HOUR/WEEK. LESS THAN 50,000 GPD-STAFFING BY A CLASS D OR HIGHER OPERATOR: 2 VISITS/WEEK ON NONCONSECUTIVE DAYS FOR A TOTAL OF 0.2 HOUR/WEEK. THERE SHALL BE NO MORE THAN 5 DAYS BETWEEN THE LAST VISIT IN ONE WEEK AND THE FIRST VISIT IN THE NEXT WEEK. | N | Y | GREEN COVE SPRINGS CHURCH OF GOD | 3218 HIGHWAY 17 |  | GREEN COVE SPRINGS | FL | 32043 |  | 9042846916 |  | PASTOR LARRY HALL | PASTOR LARRY HALL | 3218 HWY 17 NORTH |  | GREEN COVE SPRINGS | FL | 32043 |  | 9042846916 |  | TRUST/COOPERATIVE | 30 | 6840 | 1 | 2018-02-01 | 2017-11-29 | NC01 | 50
2 | CLAY | NED | RBLAND@CLAYUTILITY.ORG | 2104391 | COMMUNITY | CHLORINATION; AERATION FOR REMOVAL OF ANY SECONDARY CONTAMINANT, SULFIDE, OR ANY UNREGULATED CONTAMINANT; CORROSION CONTROL INHIBITOR ADDITION; HYPOCHLORINATION; IRON OR MANGANESE SEQUESTRATION; OR ULTRAVIOLET RADIATION. THE LEAD/CHIEF OPERATOR MUST BE CLASS C OR HIGHER. 5.0 MGD AND ABOVE-STAFFING BY CLASS C OR HIGHER OPERATOR: 6 HOURS/DAY FOR 5 DAYS/WEEK AND ONE VISIT ON EACH WEEKEND DAY. 3.0 MGD UP TO 5.0 MGD-STAFFING BY CLASS C OR HIGHER OPERATOR: 1 HOUR/DAY FOR 5 DAYS/WEEK AND ONE VISIT ON EACH WEEKEND DAY. 0.25 MGD UP TO 3.0 MGD-STAFFING BY CLASS C OR HIGHER OPERATOR: 5 VISITS/WEEK AND ONE VISIT EACH WEEKEND FOR A TOTAL OF 0.6 HOUR/WEEK. | N | Y | PACE/FLEMING GRID | PACE WTP - 1851 ROYAL FERN DR |  | FLEMING ISLAND | FL | 32003 |  | 9042725999 |  | ROSS BLAND | JEREMY JOHNSTON | 3176 OLD JENNINGS ROAD |  | MIDDLEBURG | FL | 32068 |  | 9042132477 |  | AUTHORITY/COMMISSION/DISTRICT | 39508 | 13088040 | 11288 | 2014-04-25 | 2021-03-25 | DC01 | 6000
2 | CLAY | NED | twofoldwater@gmail.com | 2104394 | NONCOMMUNITY | CHLORINATION; AERATION FOR REMOVAL OF ANY SECONDARY CONTAMINANT, SULFIDE, OR ANY UNREGULATED CONTAMINANT; CORROSION CONTROL INHIBITOR ADDITION; HYPOCHLORINATION; IRON OR MANGANESE SEQUESTRATION; OR ULTRAVIOLET RADIATION. THE LEAD/CHIEF OPERATOR MUST BE CLASS D OR HIGHER. 50,000 GPD UP TO 0.25 MGD-STAFFING BY CLASS D OR HIGHER OPERATOR: 3 VISITS/WEEK ON NONCONSECUTIVE DAYS FOR A TOTAL OF 0.3 HOUR/WEEK. LESS THAN 50,000 GPD-STAFFING BY A CLASS D OR HIGHER OPERATOR: 2 VISITS/WEEK ON NONCONSECUTIVE DAYS FOR A TOTAL OF 0.2 HOUR/WEEK. THERE SHALL BE NO MORE THAN 5 DAYS BETWEEN THE LAST VISIT IN ONE WEEK AND THE FIRST VISIT IN THE NEXT WEEK. | N | Y | VFW POST #8255 | 2296 ASTER AVENUE |  | MIDDLEBURG | FL | 32068 |  | 9042820475 |  | KEVIN ECK | KEVIN ECK | PO BOX 536 |  | MIDDLEBURG | FL | 32050 | 536 | 9042820475 |  | INVESTOR | 25 | 9467 | 1 | 2018-04-05 | 2018-03-13 | NC01 | 50
2 | CLAY | NED | MIDPRSBY@BELLSOUTH.NET | 2104395 | NONCOMMUNITY | CHLORINATION; AERATION FOR REMOVAL OF ANY SECONDARY CONTAMINANT, SULFIDE, OR ANY UNREGULATED CONTAMINANT; CORROSION CONTROL INHIBITOR ADDITION; HYPOCHLORINATION; IRON OR MANGANESE SEQUESTRATION; OR ULTRAVIOLET RADIATION. THE LEAD/CHIEF OPERATOR MUST BE CLASS D OR HIGHER. 50,000 GPD UP TO 0.25 MGD-STAFFING BY CLASS D OR HIGHER OPERATOR: 3 VISITS/WEEK ON NONCONSECUTIVE DAYS FOR A TOTAL OF 0.3 HOUR/WEEK. LESS THAN 50,000 GPD-STAFFING BY A CLASS D OR HIGHER OPERATOR: 2 VISITS/WEEK ON NONCONSECUTIVE DAYS FOR A TOTAL OF 0.2 HOUR/WEEK. THERE SHALL BE NO MORE THAN 5 DAYS BETWEEN THE LAST VISIT IN ONE WEEK AND THE FIRST VISIT IN THE NEXT WEEK. | N | Y | MIDDLEBURG PRESBYTERIAN CHURCH | 4564 ROSEMARY STREET |  | MIDDLEBURG | FL | 32068 |  | 9042820130 |  | HENRY GILLESPIE | HENRY GILLESPIE | 4564 ROSEMARY ST |  | MIDDLEBURG | FL | 32068 |  | 9042821982 |  | TRUST/COOPERATIVE | 40 | 7518 | 1 | 2017-11-10 | 2017-11-02 | NC01 | 50
2 | CLAY | NED | KLBCSECRETARY@EMBARQMAIL.COM | 2104398 | NONCOMMUNITY | CHLORINATION; AERATION FOR REMOVAL OF ANY SECONDARY CONTAMINANT, SULFIDE, OR ANY UNREGULATED CONTAMINANT; CORROSION CONTROL INHIBITOR ADDITION; HYPOCHLORINATION; IRON OR MANGANESE SEQUESTRATION; OR ULTRAVIOLET RADIATION. THE LEAD/CHIEF OPERATOR MUST BE CLASS D OR HIGHER. 50,000 GPD UP TO 0.25 MGD-STAFFING BY CLASS D OR HIGHER OPERATOR: 3 VISITS/WEEK ON NONCONSECUTIVE DAYS FOR A TOTAL OF 0.3 HOUR/WEEK. LESS THAN 50,000 GPD-STAFFING BY A CLASS D OR HIGHER OPERATOR: 2 VISITS/WEEK ON NONCONSECUTIVE DAYS FOR A TOTAL OF 0.2 HOUR/WEEK. THERE SHALL BE NO MORE THAN 5 DAYS BETWEEN THE LAST VISIT IN ONE WEEK AND THE FIRST VISIT IN THE NEXT WEEK. | N | Y | KINGSLEY LAKE BAPTIST CHURCH | 6289 MARY DOT LANE |  | STARKE | FL | 32091 |  | 9045332018 |  |  | DEBRA GRADY | 6289 MARY DOT LANE |  | STARKE | FL | 32091 |  | 9045332018 |  | OTHER | 445 | 15099 | 1 | 2021-10-15 | 2017-03-08 | NC01 | 50
2 | CLAY | NED | KIDSWORLD2911500@BELLSOUTH.NET | 2104400 | NONTRANSIENT NONCOMMUNITY | CHLORINATION; AERATION FOR REMOVAL OF ANY SECONDARY CONTAMINANT, SULFIDE, OR ANY UNREGULATED CONTAMINANT; CORROSION CONTROL INHIBITOR ADDITION; HYPOCHLORINATION; IRON OR MANGANESE SEQUESTRATION; OR ULTRAVIOLET RADIATION. THE LEAD/CHIEF OPERATOR MUST BE CLASS D OR HIGHER. 50,000 GPD UP TO 0.25 MGD-STAFFING BY CLASS D OR HIGHER OPERATOR: 3 VISITS/WEEK ON NONCONSECUTIVE DAYS FOR A TOTAL OF 0.3 HOUR/WEEK. LESS THAN 50,000 GPD-STAFFING BY A CLASS D OR HIGHER OPERATOR: 2 VISITS/WEEK ON NONCONSECUTIVE DAYS FOR A TOTAL OF 0.2 HOUR/WEEK. THERE SHALL BE NO MORE THAN 5 DAYS BETWEEN THE LAST VISIT IN ONE WEEK AND THE FIRST VISIT IN THE NEXT WEEK. | N | Y | KID'S WORLD CHILD CARE CENTER, INC. | 5390 STATE ROAD 218 |  | MIDDLEBURG | FL | 32068 |  | 9042911500 |  | JULIA MALLORY | JULIA MALLORY | 5390 SR 218 |  | MIDDLEBURG | FL | 32068 |  | 9042911500 |  | INVESTOR | 164 | 9250 | 1 | 2017-01-03 | 2019-12-06 | NTNC | 100
2 | CLAY | NED | CONNIE.HENDERSON@chemours.com | 2104402 | NONTRANSIENT NONCOMMUNITY | CHLORINATION; AERATION FOR REMOVAL OF ANY SECONDARY CONTAMINANT, SULFIDE, OR ANY UNREGULATED CONTAMINANT; CORROSION CONTROL INHIBITOR ADDITION; HYPOCHLORINATION; IRON OR MANGANESE SEQUESTRATION; OR ULTRAVIOLET RADIATION. THE LEAD/CHIEF OPERATOR MUST BE CLASS D OR HIGHER. 50,000 GPD UP TO 0.25 MGD-STAFFING BY CLASS D OR HIGHER OPERATOR: 3 VISITS/WEEK ON NONCONSECUTIVE DAYS FOR A TOTAL OF 0.3 HOUR/WEEK. LESS THAN 50,000 GPD-STAFFING BY A CLASS D OR HIGHER OPERATOR: 2 VISITS/WEEK ON NONCONSECUTIVE DAYS FOR A TOTAL OF 0.2 HOUR/WEEK. THERE SHALL BE NO MORE THAN 5 DAYS BETWEEN THE LAST VISIT IN ONE WEEK AND THE FIRST VISIT IN THE NEXT WEEK. | N | Y | CHEMOURS - TRAILRIDGE PLANT | 4641 CR 230 (TREAT RD) |  | STARKE | FL | 32091 |  | 9049641275 |  | JEREMY HORSLEY | CONNIE HENDERSON | POST OFFICE BOX 753 |  | STARKE | FL | 32091 |  | 9049641327 |  | INVESTOR | 35 | 36000 | 13 | 2019-07-16 | 2020-06-16 | NTNC | 100
2 | CLAY | NED | stationtexaco@yahoo.com | 2104404 | NONCOMMUNITY | CHLORINATION; AERATION FOR REMOVAL OF ANY SECONDARY CONTAMINANT, SULFIDE, OR ANY UNREGULATED CONTAMINANT; CORROSION CONTROL INHIBITOR ADDITION; HYPOCHLORINATION; IRON OR MANGANESE SEQUESTRATION; OR ULTRAVIOLET RADIATION. THE LEAD/CHIEF OPERATOR MUST BE CLASS D OR HIGHER. 50,000 GPD UP TO 0.25 MGD-STAFFING BY CLASS D OR HIGHER OPERATOR: 3 VISITS/WEEK ON NONCONSECUTIVE DAYS FOR A TOTAL OF 0.3 HOUR/WEEK. LESS THAN 50,000 GPD-STAFFING BY A CLASS D OR HIGHER OPERATOR: 2 VISITS/WEEK ON NONCONSECUTIVE DAYS FOR A TOTAL OF 0.2 HOUR/WEEK. THERE SHALL BE NO MORE THAN 5 DAYS BETWEEN THE LAST VISIT IN ONE WEEK AND THE FIRST VISIT IN THE NEXT WEEK. | N | Y | 1 QUICKSTOP | 2476 BLANDING BLVD |  | MIDDLEBURG | FL | 32068 |  | 9046017393 |  | STEVE TRAN | STEVE TRAN | 2476 BLANDING BLVD |  | MIDDLEBURG | FL | 32068 |  | 9046017393 |  | INVESTOR | 25 | 7200 | 1 | 2018-08-31 | 2018-06-28 | NC01 | 50
2 | CLAY | NED | morgan@drslakemarina.com | 2104405 | NONCOMMUNITY | CHLORINATION; AERATION FOR REMOVAL OF ANY SECONDARY CONTAMINANT, SULFIDE, OR ANY UNREGULATED CONTAMINANT; CORROSION CONTROL INHIBITOR ADDITION; HYPOCHLORINATION; IRON OR MANGANESE SEQUESTRATION; OR ULTRAVIOLET RADIATION. THE LEAD/CHIEF OPERATOR MUST BE CLASS D OR HIGHER. 50,000 GPD UP TO 0.25 MGD-STAFFING BY CLASS D OR HIGHER OPERATOR: 3 VISITS/WEEK ON NONCONSECUTIVE DAYS FOR A TOTAL OF 0.3 HOUR/WEEK. LESS THAN 50,000 GPD-STAFFING BY A CLASS D OR HIGHER OPERATOR: 2 VISITS/WEEK ON NONCONSECUTIVE DAYS FOR A TOTAL OF 0.2 HOUR/WEEK. THERE SHALL BE NO MORE THAN 5 DAYS BETWEEN THE LAST VISIT IN ONE WEEK AND THE FIRST VISIT IN THE NEXT WEEK. | N | Y | DOCTOR'S LAKE MARINA | 3108 HIGHWAY 17 SOUTH |  | ORANGE PARK | FL | 32073 |  | 9042640505 |  | MORGAN REXRODE | [9 empty] | INVESTOR | 25 | 5760 | 2 | 2018-06-22 | 2018-05-22 | NC01 | 50
2 | CLAY | NED | wandawitte@yahoo.com; southernops@reagan.com | 2104409 | NONCOMMUNITY | CHLORINATION; AERATION FOR REMOVAL OF ANY SECONDARY CONTAMINANT, SULFIDE, OR ANY UNREGULATED CONTAMINANT; CORROSION CONTROL INHIBITOR ADDITION; HYPOCHLORINATION; IRON OR MANGANESE SEQUESTRATION; OR ULTRAVIOLET RADIATION. THE LEAD/CHIEF OPERATOR MUST BE CLASS D OR HIGHER. 50,000 GPD UP TO 0.25 MGD-STAFFING BY CLASS D OR HIGHER OPERATOR: 3 VISITS/WEEK ON NONCONSECUTIVE DAYS FOR A TOTAL OF 0.3 HOUR/WEEK. LESS THAN 50,000 GPD-STAFFING BY A CLASS D OR HIGHER OPERATOR: 2 VISITS/WEEK ON NONCONSECUTIVE DAYS FOR A TOTAL OF 0.2 HOUR/WEEK. THERE SHALL BE NO MORE THAN 5 DAYS BETWEEN THE LAST VISIT IN ONE WEEK AND THE FIRST VISIT IN THE NEXT WEEK. | N | Y | GRISTMILL CENTER | 2216 SOUTH MIMOSA AVENUE |  | MIDDLEBURG | FL | 32068 |  | 9042728298 |  | LARRY WITTE | LARRY WITTE | 5290 TAYLORS LANDING CT |  | MIDDLEBURG | FL | 32068 |  | 9044761147 |  | INVESTOR | 25 | 9360 | 3 | 2017-06-26 | 2017-05-23 | NC01 | 50
2 | CLAY | NED | twofoldwater@gmail.com | 2104412 | NONTRANSIENT NONCOMMUNITY | CHLORINATION; AERATION FOR REMOVAL OF ANY SECONDARY CONTAMINANT, SULFIDE, OR ANY UNREGULATED CONTAMINANT; CORROSION CONTROL INHIBITOR ADDITION; HYPOCHLORINATION; IRON OR MANGANESE SEQUESTRATION; OR ULTRAVIOLET RADIATION. THE LEAD/CHIEF OPERATOR MUST BE CLASS D OR HIGHER. 50,000 GPD UP TO 0.25 MGD-STAFFING BY CLASS D OR HIGHER OPERATOR: 3 VISITS/WEEK ON NONCONSECUTIVE DAYS FOR A TOTAL OF 0.3 HOUR/WEEK. LESS THAN 50,000 GPD-STAFFING BY A CLASS D OR HIGHER OPERATOR: 2 VISITS/WEEK ON NONCONSECUTIVE DAYS FOR A TOTAL OF 0.2 HOUR/WEEK. THERE SHALL BE NO MORE THAN 5 DAYS BETWEEN THE LAST VISIT IN ONE WEEK AND THE FIRST VISIT IN THE NEXT WEEK. | N | Y | MCRAE ELEMENTARY SCHOOL WTP | 6770 CR 315C |  | KEYSTONE HEIGHTS | FL | 32656 |  | 9042846522 |  | CHANDA RIVERS | PHIL HANS | 905 W. CENTER ST. |  | GREEN COVE SPRINGS | FL | 32043 |  | 9042846522 |  | COUNTY | 529 | 50000 | 10 | 2016-09-16 | 2019-03-22 | NTNC | 100
2 | CLAY | NED | mmckinney@aatk.com | 2104413 | NONTRANSIENT NONCOMMUNITY | CHLORINATION; AERATION FOR REMOVAL OF ANY SECONDARY CONTAMINANT, SULFIDE, OR ANY UNREGULATED CONTAMINANT; CORROSION CONTROL INHIBITOR ADDITION; HYPOCHLORINATION; IRON OR MANGANESE SEQUESTRATION; OR ULTRAVIOLET RADIATION. THE LEAD/CHIEF OPERATOR MUST BE CLASS D OR HIGHER. 50,000 GPD UP TO 0.25 MGD-STAFFING BY CLASS D OR HIGHER OPERATOR: 3 VISITS/WEEK ON NONCONSECUTIVE DAYS FOR A TOTAL OF 0.3 HOUR/WEEK. LESS THAN 50,000 GPD-STAFFING BY A CLASS D OR HIGHER OPERATOR: 2 VISITS/WEEK ON NONCONSECUTIVE DAYS FOR A TOTAL OF 0.2 HOUR/WEEK. THERE SHALL BE NO MORE THAN 5 DAYS BETWEEN THE LAST VISIT IN ONE WEEK AND THE FIRST VISIT IN THE NEXT WEEK. | N | Y | AAT OMEGA | 6670 SPRING LAKE ROAD |  | KEYSTONE HEIGHTS | FL | 32656 |  | 3524736673 | 136 | MICHELLE BRILEY | JAKE VAN DER KOOY | 6670 SPRING LAKE ROAD |  | KEYSTONE HEIGHTS | FL | 32656 |  | 3524736673 | 130 | INVESTOR | 75 | 50400 | 2 | 2016-03-21 | 2019-03-22 | NTNC | 100
2 | CLAY | NED | rhiggins@uswatercorp.net | 2104414 | NONCOMMUNITY | CHLORINATION; AERATION FOR REMOVAL OF ANY SECONDARY CONTAMINANT, SULFIDE, OR ANY UNREGULATED CONTAMINANT; CORROSION CONTROL INHIBITOR ADDITION; HYPOCHLORINATION; IRON OR MANGANESE SEQUESTRATION; OR ULTRAVIOLET RADIATION. THE LEAD/CHIEF OPERATOR MUST BE CLASS D OR HIGHER. 50,000 GPD UP TO 0.25 MGD-STAFFING BY CLASS D OR HIGHER OPERATOR: 3 VISITS/WEEK ON NONCONSECUTIVE DAYS FOR A TOTAL OF 0.3 HOUR/WEEK. LESS THAN 50,000 GPD-STAFFING BY A CLASS D OR HIGHER OPERATOR: 2 VISITS/WEEK ON NONCONSECUTIVE DAYS FOR A TOTAL OF 0.2 HOUR/WEEK. THERE SHALL BE NO MORE THAN 5 DAYS BETWEEN THE LAST VISIT IN ONE WEEK AND THE FIRST VISIT IN THE NEXT WEEK. | N | Y | MIDDLEBURG BP | 2449 BLANDING BLVD |  | MIDDLEBURG | FL | 32068 |  | 9042828693 |  | JIGNESH PATEL | JIGNESH PATEL | 2449 BLANDING BOULEVARD |  | MIDDLEBURG | FL | 32068 |  | 9042828693 |  | INVESTOR | 25 | 9360 | 2 | 2019-07-15 | 2019-06-21 | NC01 | 50
2 | CLAY | NED | Justin.pierce@claycountygov.com | 2104416 | NONCOMMUNITY | CHLORINATION; AERATION FOR REMOVAL OF ANY SECONDARY CONTAMINANT, SULFIDE, OR ANY UNREGULATED CONTAMINANT; CORROSION CONTROL INHIBITOR ADDITION; HYPOCHLORINATION; IRON OR MANGANESE SEQUESTRATION; OR ULTRAVIOLET RADIATION. THE LEAD/CHIEF OPERATOR MUST BE CLASS D OR HIGHER. 50,000 GPD UP TO 0.25 MGD-STAFFING BY CLASS D OR HIGHER OPERATOR: 3 VISITS/WEEK ON NONCONSECUTIVE DAYS FOR A TOTAL OF 0.3 HOUR/WEEK. LESS THAN 50,000 GPD-STAFFING BY A CLASS D OR HIGHER OPERATOR: 2 VISITS/WEEK ON NONCONSECUTIVE DAYS FOR A TOTAL OF 0.2 HOUR/WEEK. THERE SHALL BE NO MORE THAN 5 DAYS BETWEEN THE LAST VISIT IN ONE WEEK AND THE FIRST VISIT IN THE NEXT WEEK. | N | Y | HUNTER DOUGLAS PARK | 4427 LONGMIRE ROAD |  | MIDDLEBURG | FL | 32068 |  | 9042846378 |  | JUSTIN PIERCE | JUSTIN PIERCE | POST OFFICE BOX 1366 | 477 HOUSTON STREET | GREEN COVE SPRINGS | FL | 32043 |  | 9042846378 |  | COUNTY | 25 | 9360 | 2 | 2018-11-01 | 2018-10-25 | NC01 | 50
2 | CLAY | NED | Justin.pierce@claycountygov.com | 2104417 | NONCOMMUNITY | CHLORINATION; AERATION FOR REMOVAL OF ANY SECONDARY CONTAMINANT, SULFIDE, OR ANY UNREGULATED CONTAMINANT; CORROSION CONTROL INHIBITOR ADDITION; HYPOCHLORINATION; IRON OR MANGANESE SEQUESTRATION; OR ULTRAVIOLET RADIATION. THE LEAD/CHIEF OPERATOR MUST BE CLASS D OR HIGHER. 50,000 GPD UP TO 0.25 MGD-STAFFING BY CLASS D OR HIGHER OPERATOR: 3 VISITS/WEEK ON NONCONSECUTIVE DAYS FOR A TOTAL OF 0.3 HOUR/WEEK. LESS THAN 50,000 GPD-STAFFING BY A CLASS D OR HIGHER OPERATOR: 2 VISITS/WEEK ON NONCONSECUTIVE DAYS FOR A TOTAL OF 0.2 HOUR/WEEK. THERE SHALL BE NO MORE THAN 5 DAYS BETWEEN THE LAST VISIT IN ONE WEEK AND THE FIRST VISIT IN THE NEXT WEEK. | N | Y | MAIN STREET PARK | 3788 MAIN STREET |  | MIDDLEBURG | FL | 32068 |  | 9042846378 |  | JUSTIN PIERCE | JUSTIN PIERCE | POST OFFICE BOX 1366 | 477 HOUSTON STREET | GREEN COVE SPRINGS | FL | 32043 |  | 9042846378 |  | COUNTY | 25 | 4630 | 1 | 2019-03-21 | 2019-02-27 | NC01 | 50
2 | CLAY | NED | churchoffice@calvarycares.net | 2104420 | NONTRANSIENT NONCOMMUNITY | CHLORINATION; AERATION FOR REMOVAL OF ANY SECONDARY CONTAMINANT, SULFIDE, OR ANY UNREGULATED CONTAMINANT; CORROSION CONTROL INHIBITOR ADDITION; HYPOCHLORINATION; IRON OR MANGANESE SEQUESTRATION; OR ULTRAVIOLET RADIATION. THE LEAD/CHIEF OPERATOR MUST BE CLASS D OR HIGHER. 50,000 GPD UP TO 0.25 MGD-STAFFING BY CLASS D OR HIGHER OPERATOR: 3 VISITS/WEEK ON NONCONSECUTIVE DAYS FOR A TOTAL OF 0.3 HOUR/WEEK. LESS THAN 50,000 GPD-STAFFING BY A CLASS D OR HIGHER OPERATOR: 2 VISITS/WEEK ON NONCONSECUTIVE DAYS FOR A TOTAL OF 0.2 HOUR/WEEK. THERE SHALL BE NO MORE THAN 5 DAYS BETWEEN THE LAST VISIT IN ONE WEEK AND THE FIRST VISIT IN THE NEXT WEEK. | N | Y | CALVARY BAPTIST CHURCH | 1532 LONG BAY ROAD |  | MIDDLEBURG | FL | 32068 |  | 9042820407 |  | KEN PLEDGER | KEN PLEDGER | 1532 LONG BAY RD |  | MIDDLEBURG | FL | 32068 |  | 9042820407 |  | OTHER | 50 | 7200 | 2 | 2014-07-22 | 2021-03-15 | NTNC | 100
2 | CLAY | NED | southernops@reagan.com | 2104422 | NONCOMMUNITY | CHLORINATION; AERATION FOR REMOVAL OF ANY SECONDARY CONTAMINANT, SULFIDE, OR ANY UNREGULATED CONTAMINANT; CORROSION CONTROL INHIBITOR ADDITION; HYPOCHLORINATION; IRON OR MANGANESE SEQUESTRATION; OR ULTRAVIOLET RADIATION. THE LEAD/CHIEF OPERATOR MUST BE CLASS D OR HIGHER. 50,000 GPD UP TO 0.25 MGD-STAFFING BY CLASS D OR HIGHER OPERATOR: 3 VISITS/WEEK ON NONCONSECUTIVE DAYS FOR A TOTAL OF 0.3 HOUR/WEEK. LESS THAN 50,000 GPD-STAFFING BY A CLASS D OR HIGHER OPERATOR: 2 VISITS/WEEK ON NONCONSECUTIVE DAYS FOR A TOTAL OF 0.2 HOUR/WEEK. THERE SHALL BE NO MORE THAN 5 DAYS BETWEEN THE LAST VISIT IN ONE WEEK AND THE FIRST VISIT IN THE NEXT WEEK. | N | Y | OLDE POINT PLAZA | 2747 BLANDING BLVD |  | MIDDLEBURG | FL | 32068 |  | 9042826022 |  |  | SUZANNE C. QUINONEZ | PO BOX 130 |  | MIDDLEBURG | FL | 32050 | 130 | 9042826022 |  | INVESTOR | 25 | 7200 | 3 | 2018-04-02 | 2018-03-13 | NC01 | 50
2 | CLAY | NED | MADAMS@NATIONALTRAININGSCHOOLS.COM | 2104423 | NONCOMMUNITY | CHLORINATION; AERATION FOR REMOVAL OF ANY SECONDARY CONTAMINANT, SULFIDE, OR ANY UNREGULATED CONTAMINANT; CORROSION CONTROL INHIBITOR ADDITION; HYPOCHLORINATION; IRON OR MANGANESE SEQUESTRATION; OR ULTRAVIOLET RADIATION. THE LEAD/CHIEF OPERATOR MUST BE CLASS D OR HIGHER. 50,000 GPD UP TO 0.25 MGD-STAFFING BY CLASS D OR HIGHER OPERATOR: 3 VISITS/WEEK ON NONCONSECUTIVE DAYS FOR A TOTAL OF 0.3 HOUR/WEEK. LESS THAN 50,000 GPD-STAFFING BY A CLASS D OR HIGHER OPERATOR: 2 VISITS/WEEK ON NONCONSECUTIVE DAYS FOR A TOTAL OF 0.2 HOUR/WEEK. THERE SHALL BE NO MORE THAN 5 DAYS BETWEEN THE LAST VISIT IN ONE WEEK AND THE FIRST VISIT IN THE NEXT WEEK. | N | Y | NATIONAL TRAINING | 5660 CR 209 |  | GREEN COVE SPRINGS | FL | 32067 |  | 9042845785 |  | MIKE ADAMS | LARRY LARK | PO BOX 65789 |  | ORANGE PARK | FL | 32065 | 7638 | 9042845785 |  | INVESTOR | 30 | 18000 | 2 | 2017-12-19 | 2017-11-15 | NC01 | 50
2 | CLAY | NED |  | 2104428 | NONCOMMUNITY | CHLORINATION; AERATION FOR REMOVAL OF ANY SECONDARY CONTAMINANT, SULFIDE, OR ANY UNREGULATED CONTAMINANT; CORROSION CONTROL INHIBITOR ADDITION; HYPOCHLORINATION; IRON OR MANGANESE SEQUESTRATION; OR ULTRAVIOLET RADIATION. THE LEAD/CHIEF OPERATOR MUST BE CLASS D OR HIGHER. 50,000 GPD UP TO 0.25 MGD-STAFFING BY CLASS D OR HIGHER OPERATOR: 3 VISITS/WEEK ON NONCONSECUTIVE DAYS FOR A TOTAL OF 0.3 HOUR/WEEK. LESS THAN 50,000 GPD-STAFFING BY A CLASS D OR HIGHER OPERATOR: 2 VISITS/WEEK ON NONCONSECUTIVE DAYS FOR A TOTAL OF 0.2 HOUR/WEEK. THERE SHALL BE NO MORE THAN 5 DAYS BETWEEN THE LAST VISIT IN ONE WEEK AND THE FIRST VISIT IN THE NEXT WEEK. | N | Y | ADVANCE AUTO PARTS # 9244 | 1354 N ORANGE AVENUE |  | GREEN COVE SPRINGS | FL | 32043 |  | 9042841210 |  | MICAH THOMPSON | MICAH THOMPSON | 5008 AIRPORT RD |  | ROANOKE | VA | 24012 |  | 5405618492 |  | INVESTOR | 25 | 5400 | 1 | 2018-08-31 | 2018-03-20 | NC01 | 50
2 | CLAY | NED | MICAH.THOMPSON@ADVANCE-AUTO.COM | 2104429 | NONCOMMUNITY | CHLORINATION; AERATION FOR REMOVAL OF ANY SECONDARY CONTAMINANT, SULFIDE, OR ANY UNREGULATED CONTAMINANT; CORROSION CONTROL INHIBITOR ADDITION; HYPOCHLORINATION; IRON OR MANGANESE SEQUESTRATION; OR ULTRAVIOLET RADIATION. THE LEAD/CHIEF OPERATOR MUST BE CLASS D OR HIGHER. 50,000 GPD UP TO 0.25 MGD-STAFFING BY CLASS D OR HIGHER OPERATOR: 3 VISITS/WEEK ON NONCONSECUTIVE DAYS FOR A TOTAL OF 0.3 HOUR/WEEK. LESS THAN 50,000 GPD-STAFFING BY A CLASS D OR HIGHER OPERATOR: 2 VISITS/WEEK ON NONCONSECUTIVE DAYS FOR A TOTAL OF 0.2 HOUR/WEEK. THERE SHALL BE NO MORE THAN 5 DAYS BETWEEN THE LAST VISIT IN ONE WEEK AND THE FIRST VISIT IN THE NEXT WEEK. | N | Y | ADVANCE AUTO PARTS # 9395 | 2603 BLANDING BLVD |  | MIDDLEBURG | FL | 32068 |  | 9042822271 |  | MICAH THOMPSON | MICAH THOMPSON | 5008 AIRPORT RD |  | ROANOKE | VA | 24012 |  | 5405618492 |  | INVESTOR | 25 | 5400 | 1 | 2017-07-21 | 2017-05-23 | NC01 | 50
2 | CLAY | NED | PWESTCOTT@MOBROMARINE.COM | 2104430 | NONTRANSIENT NONCOMMUNITY | CHLORINATION; AERATION FOR REMOVAL OF ANY SECONDARY CONTAMINANT, SULFIDE, OR ANY UNREGULATED CONTAMINANT; CORROSION CONTROL INHIBITOR ADDITION; HYPOCHLORINATION; IRON OR MANGANESE SEQUESTRATION; OR ULTRAVIOLET RADIATION. THE LEAD/CHIEF OPERATOR MUST BE CLASS D OR HIGHER. 50,000 GPD UP TO 0.25 MGD-STAFFING BY CLASS D OR HIGHER OPERATOR: 3 VISITS/WEEK ON NONCONSECUTIVE DAYS FOR A TOTAL OF 0.3 HOUR/WEEK. LESS THAN 50,000 GPD-STAFFING BY A CLASS D OR HIGHER OPERATOR: 2 VISITS/WEEK ON NONCONSECUTIVE DAYS FOR A TOTAL OF 0.2 HOUR/WEEK. THERE SHALL BE NO MORE THAN 5 DAYS BETWEEN THE LAST VISIT IN ONE WEEK AND THE FIRST VISIT IN THE NEXT WEEK. | N | Y | MOBRO MARINE, INC. | 606 LEONARD C TAYLOR PKWY (SR 16 EAST) |  | GREEN COVE SPRINGS | FL | 32043 |  | 9042849670 |  | PAUL WESTCOTT | STEPHEN MOODY | 606 LEONARD C TAYLOR PKWY |  | GREEN COVE SPRINGS | FL | 32043 |  | 9042949670 |  | INVESTOR | 80 | 18500 | 6 | 2016-08-16 | 2019-06-11 | NTNC | 100
2 | CLAY | NED | Justin.pierce@claycountygov.com | 2104432 | NONCOMMUNITY | CHLORINATION; AERATION FOR REMOVAL OF ANY SECONDARY CONTAMINANT, SULFIDE, OR ANY UNREGULATED CONTAMINANT; CORROSION CONTROL INHIBITOR ADDITION; HYPOCHLORINATION; IRON OR MANGANESE SEQUESTRATION; OR ULTRAVIOLET RADIATION. THE LEAD/CHIEF OPERATOR MUST BE CLASS D OR HIGHER. 50,000 GPD UP TO 0.25 MGD-STAFFING BY CLASS D OR HIGHER OPERATOR: 3 VISITS/WEEK ON NONCONSECUTIVE DAYS FOR A TOTAL OF 0.3 HOUR/WEEK. LESS THAN 50,000 GPD-STAFFING BY A CLASS D OR HIGHER OPERATOR: 2 VISITS/WEEK ON NONCONSECUTIVE DAYS FOR A TOTAL OF 0.2 HOUR/WEEK. THERE SHALL BE NO MORE THAN 5 DAYS BETWEEN THE LAST VISIT IN ONE WEEK AND THE FIRST VISIT IN THE NEXT WEEK. | N | Y | BLACK CREEK PARK | 7890 HWY 17 |  | GREEN COVE SPRINGS | FL | 32043 |  | 9042846378 |  | JUSTIN PIERCE | JUSTIN PIERCE | POST OFFICE BOX 1366 | 477 HOUSTON STREET | GREEN COVE SPRINGS | FL | 32043 |  | 9042846378 |  | COUNTY | 25 | 6170 | 1 | 2019-03-13 | 2019-02-27 | NC01 | 50
2 | CLAY | NED | foe4365@att.net | 2104437 | NONCOMMUNITY | CHLORINATION; AERATION FOR REMOVAL OF ANY SECONDARY CONTAMINANT, SULFIDE, OR ANY UNREGULATED CONTAMINANT; CORROSION CONTROL INHIBITOR ADDITION; HYPOCHLORINATION; IRON OR MANGANESE SEQUESTRATION; OR ULTRAVIOLET RADIATION. THE LEAD/CHIEF OPERATOR MUST BE CLASS D OR HIGHER. 50,000 GPD UP TO 0.25 MGD-STAFFING BY CLASS D OR HIGHER OPERATOR: 3 VISITS/WEEK ON NONCONSECUTIVE DAYS FOR A TOTAL OF 0.3 HOUR/WEEK. LESS THAN 50,000 GPD-STAFFING BY A CLASS D OR HIGHER OPERATOR: 2 VISITS/WEEK ON NONCONSECUTIVE DAYS FOR A TOTAL OF 0.2 HOUR/WEEK. THERE SHALL BE NO MORE THAN 5 DAYS BETWEEN THE LAST VISIT IN ONE WEEK AND THE FIRST VISIT IN THE NEXT WEEK. | N | Y | FRATERNAL ORDER OF EAGLES 4365 | 1932 LONG BAY ROAD |  | MIDDLEBURG | FL | 32050 |  | 9042341869 |  | BILL MACINTOSH | BILL MACINTOSH | POST OFFICE BOX 65400 |  | ORANGE PARK | FL | 32065 |  | 9042341869 |  | INVESTOR | 25 | 9260 | 1 | 2014-06-16 | 2018-03-20 | NC01 | 50
2 | CLAY | NED | Justin.pierce@claycountygov.com | 2104438 | NONCOMMUNITY | CHLORINATION; AERATION FOR REMOVAL OF ANY SECONDARY CONTAMINANT, SULFIDE, OR ANY UNREGULATED CONTAMINANT; CORROSION CONTROL INHIBITOR ADDITION; HYPOCHLORINATION; IRON OR MANGANESE SEQUESTRATION; OR ULTRAVIOLET RADIATION. THE LEAD/CHIEF OPERATOR MUST BE CLASS D OR HIGHER. 50,000 GPD UP TO 0.25 MGD-STAFFING BY CLASS D OR HIGHER OPERATOR: 3 VISITS/WEEK ON NONCONSECUTIVE DAYS FOR A TOTAL OF 0.3 HOUR/WEEK. LESS THAN 50,000 GPD-STAFFING BY A CLASS D OR HIGHER OPERATOR: 2 VISITS/WEEK ON NONCONSECUTIVE DAYS FOR A TOTAL OF 0.2 HOUR/WEEK. THERE SHALL BE NO MORE THAN 5 DAYS BETWEEN THE LAST VISIT IN ONE WEEK AND THE FIRST VISIT IN THE NEXT WEEK. | N | Y | TWIN LAKES PARK | 6065 TWIN LAKES ROAD S |  | KEYSTONE HEIGHTS | FL | 32656 |  |  |  | JUSTIN PIERCE | JUSTIN PIERCE | PO BOX 1366 | 477 HOUSTON ST. | GREEN COVE SPRINGS | FL | 32043 |  | 9042846378 |  | COUNTY | 25 | 6171 | 3 | 2013-06-03 | 2018-02-27 | NC01 | 50
2 | CLAY | NED | Micah.Thompson@advance-auto.com | 2104439 | NONCOMMUNITY | CHLORINATION; AERATION FOR REMOVAL OF ANY SECONDARY CONTAMINANT, SULFIDE, OR ANY UNREGULATED CONTAMINANT; CORROSION CONTROL INHIBITOR ADDITION; HYPOCHLORINATION; IRON OR MANGANESE SEQUESTRATION; OR ULTRAVIOLET RADIATION. THE LEAD/CHIEF OPERATOR MUST BE CLASS D OR HIGHER. 50,000 GPD UP TO 0.25 MGD-STAFFING BY CLASS D OR HIGHER OPERATOR: 3 VISITS/WEEK ON NONCONSECUTIVE DAYS FOR A TOTAL OF 0.3 HOUR/WEEK. LESS THAN 50,000 GPD-STAFFING BY A CLASS D OR HIGHER OPERATOR: 2 VISITS/WEEK ON NONCONSECUTIVE DAYS FOR A TOTAL OF 0.2 HOUR/WEEK. THERE SHALL BE NO MORE THAN 5 DAYS BETWEEN THE LAST VISIT IN ONE WEEK AND THE FIRST VISIT IN THE NEXT WEEK. | N | Y | ADVANCE AUTO PARTS # 9307 | 7360 STATE ROAD 100 |  | KEYSTONE HEIGHTS | FL | 32656 |  | 3524736996 |  | MICAH THOMPSON | MICAH THOMPSON | 5008 AIRPORT RD |  | ROANOKE | VA | 24012 |  | 5405618492 |  | INVESTOR | 25 | 5400 | 1 | 2021-07-15 | 2018-02-08 | NC01 | 50
2 | CLAY | NED |  | 2104440 | NONCOMMUNITY | CHLORINATION; AERATION FOR REMOVAL OF ANY SECONDARY CONTAMINANT, SULFIDE, OR ANY UNREGULATED CONTAMINANT; CORROSION CONTROL INHIBITOR ADDITION; HYPOCHLORINATION; IRON OR MANGANESE SEQUESTRATION; OR ULTRAVIOLET RADIATION. THE LEAD/CHIEF OPERATOR MUST BE CLASS D OR HIGHER. 50,000 GPD UP TO 0.25 MGD-STAFFING BY CLASS D OR HIGHER OPERATOR: 3 VISITS/WEEK ON NONCONSECUTIVE DAYS FOR A TOTAL OF 0.3 HOUR/WEEK. LESS THAN 50,000 GPD-STAFFING BY A CLASS D OR HIGHER OPERATOR: 2 VISITS/WEEK ON NONCONSECUTIVE DAYS FOR A TOTAL OF 0.2 HOUR/WEEK. THERE SHALL BE NO MORE THAN 5 DAYS BETWEEN THE LAST VISIT IN ONE WEEK AND THE FIRST VISIT IN THE NEXT WEEK. | N | Y | CIRCLE K # 1297 | 5105 COUNTY ROAD 218 |  | MIDDLEBURG | FL | 32068 |  | 9042912290 |  | RAINEY BEVERLY | RAINEY BEVERLY | 215 PENDLETON ST. |  | WAYCROSS | GA | 31501 |  | 9124902406 |  | INVESTOR | 25 | 2450 | 1 | 2019-01-08 | 2018-12-11 | NC01 | 50
2 | CLAY | NED | 63waterboy@gmail.com | 2104441 | NONTRANSIENT NONCOMMUNITY | CHLORINATION; AERATION FOR REMOVAL OF ANY SECONDARY CONTAMINANT, SULFIDE, OR ANY UNREGULATED CONTAMINANT; CORROSION CONTROL INHIBITOR ADDITION; HYPOCHLORINATION; IRON OR MANGANESE SEQUESTRATION; OR ULTRAVIOLET RADIATION. THE LEAD/CHIEF OPERATOR MUST BE CLASS D OR HIGHER. 50,000 GPD UP TO 0.25 MGD-STAFFING BY CLASS D OR HIGHER OPERATOR: 3 VISITS/WEEK ON NONCONSECUTIVE DAYS FOR A TOTAL OF 0.3 HOUR/WEEK. LESS THAN 50,000 GPD-STAFFING BY A CLASS D OR HIGHER OPERATOR: 2 VISITS/WEEK ON NONCONSECUTIVE DAYS FOR A TOTAL OF 0.2 HOUR/WEEK. THERE SHALL BE NO MORE THAN 5 DAYS BETWEEN THE LAST VISIT IN ONE WEEK AND THE FIRST VISIT IN THE NEXT WEEK. | N | Y | WHITLEY STEEL CO., INC. | 610 US 301 SOUTH |  | MAXVILLE | FL | 32234 |  | 9042897471 |  | DORIS SEVILLA | ROBERT G. WHITLEY | 610 US 301 SOUTH |  | JACKSONVILLE | FL | 32234 |  | 9042897471 |  | INVESTOR | 35 | 18514 | 2 | 2016-12-14 | 2019-12-13 | NTNC | 100
2 | CLAY | NED | Justin.pierce@claycountygov.com | 2104446 | NONCOMMUNITY | CHLORINATION; AERATION FOR REMOVAL OF ANY SECONDARY CONTAMINANT, SULFIDE, OR ANY UNREGULATED CONTAMINANT; CORROSION CONTROL INHIBITOR ADDITION; HYPOCHLORINATION; IRON OR MANGANESE SEQUESTRATION; OR ULTRAVIOLET RADIATION. THE LEAD/CHIEF OPERATOR MUST BE CLASS D OR HIGHER. 50,000 GPD UP TO 0.25 MGD-STAFFING BY CLASS D OR HIGHER OPERATOR: 3 VISITS/WEEK ON NONCONSECUTIVE DAYS FOR A TOTAL OF 0.3 HOUR/WEEK. LESS THAN 50,000 GPD-STAFFING BY A CLASS D OR HIGHER OPERATOR: 2 VISITS/WEEK ON NONCONSECUTIVE DAYS FOR A TOTAL OF 0.2 HOUR/WEEK. THERE SHALL BE NO MORE THAN 5 DAYS BETWEEN THE LAST VISIT IN ONE WEEK AND THE FIRST VISIT IN THE NEXT WEEK. | N | Y | LITTLE RAIN PARK | 6725 LITTLE RAIN LAKE ROAD |  | KEYSTONE HEIGHTS | FL | 32656 |  | 9042846378 |  | JUSTIN PIERCE | JUSTIN PIERCE | POST OFFICE BOX 1366 | 477 HOUSTON STREET | GREEN COVE SPRINGS | FL | 32043 |  | 9042846378 |  | COUNTY | 25 | 7313 | 5 | 2015-08-05 | 2020-07-24 | NC01 | 50
2 | CLAY | NED | RBLAND@CLAYUTILITY.ORG | 2104448 | COMMUNITY | CHLORINATION; AERATION FOR REMOVAL OF ANY SECONDARY CONTAMINANT, SULFIDE, OR ANY UNREGULATED CONTAMINANT; CORROSION CONTROL INHIBITOR ADDITION; HYPOCHLORINATION; IRON OR MANGANESE SEQUESTRATION; OR ULTRAVIOLET RADIATION. THE LEAD/CHIEF OPERATOR MUST BE CLASS C OR HIGHER. 5.0 MGD AND ABOVE-STAFFING BY CLASS C OR HIGHER OPERATOR: 6 HOURS/DAY FOR 5 DAYS/WEEK AND ONE VISIT ON EACH WEEKEND DAY. 3.0 MGD UP TO 5.0 MGD-STAFFING BY CLASS C OR HIGHER OPERATOR: 1 HOUR/DAY FOR 5 DAYS/WEEK AND ONE VISIT ON EACH WEEKEND DAY. 0.25 MGD UP TO 3.0 MGD-STAFFING BY CLASS C OR HIGHER OPERATOR: 5 VISITS/WEEK AND ONE VISIT EACH WEEKEND FOR A TOTAL OF 0.6 HOUR/WEEK. | N | Y | PETER'S CREEK WTP | 3630 ROSEMARY HILL ROAD |  | GREEN COVE SPRINGS | FL | 32043 |  | 9042725999 |  | ROSS BLAND | JEREMY JOHNSTON | 3176 OLD JENNINGS ROAD |  | MIDDLEBURG | FL | 32068 |  | 9042132477 |  | AUTHORITY/COMMISSION/DISTRICT | 3962 | 744000 | 1132 | 2014-04-25 | 2021-03-23 | DC04 | 1000
2 | CLAY | NED | plaubacker@bhs-llc.com | 2104449 | NONCOMMUNITY | CHLORINATION; AERATION FOR REMOVAL OF ANY SECONDARY CONTAMINANT, SULFIDE, OR ANY UNREGULATED CONTAMINANT; CORROSION CONTROL INHIBITOR ADDITION; HYPOCHLORINATION; IRON OR MANGANESE SEQUESTRATION; OR ULTRAVIOLET RADIATION. THE LEAD/CHIEF OPERATOR MUST BE CLASS D OR HIGHER. 50,000 GPD UP TO 0.25 MGD-STAFFING BY CLASS D OR HIGHER OPERATOR: 3 VISITS/WEEK ON NONCONSECUTIVE DAYS FOR A TOTAL OF 0.3 HOUR/WEEK. LESS THAN 50,000 GPD-STAFFING BY A CLASS D OR HIGHER OPERATOR: 2 VISITS/WEEK ON NONCONSECUTIVE DAYS FOR A TOTAL OF 0.2 HOUR/WEEK. THERE SHALL BE NO MORE THAN 5 DAYS BETWEEN THE LAST VISIT IN ONE WEEK AND THE FIRST VISIT IN THE NEXT WEEK. | N | Y | NORTH FORK PROPERTY | 4375 LAZY ACRES ROAD |  | MIDDLEBURG | FL | 32068 |  | 9044602627 |  | PAUL LAUBACKER | DANIEL J. LAUBACKER | 1740 TREE BLVD. | SUITE 117 | ST. AUGUSTINE | FL | 32084 |  | 9044602627 |  | OTHER | 25 | 22500 | 17 | 2015-04-14 | 2019-12-06 | NC01 | 50
2 | CLAY | NED | middleburgma@aol.com | 2104450 | NONTRANSIENT NONCOMMUNITY | CHLORINATION; AERATION FOR REMOVAL OF ANY SECONDARY CONTAMINANT, SULFIDE, OR ANY UNREGULATED CONTAMINANT; CORROSION CONTROL INHIBITOR ADDITION; HYPOCHLORINATION; IRON OR MANGANESE SEQUESTRATION; OR ULTRAVIOLET RADIATION. THE LEAD/CHIEF OPERATOR MUST BE CLASS D OR HIGHER. 50,000 GPD UP TO 0.25 MGD-STAFFING BY CLASS D OR HIGHER OPERATOR: 3 VISITS/WEEK ON NONCONSECUTIVE DAYS FOR A TOTAL OF 0.3 HOUR/WEEK. LESS THAN 50,000 GPD-STAFFING BY A CLASS D OR HIGHER OPERATOR: 2 VISITS/WEEK ON NONCONSECUTIVE DAYS FOR A TOTAL OF 0.2 HOUR/WEEK. THERE SHALL BE NO MORE THAN 5 DAYS BETWEEN THE LAST VISIT IN ONE WEEK AND THE FIRST VISIT IN THE NEXT WEEK. | N | Y | OLIVER PLAZA | 2360 BLANDING BLVD |  | MIDDLEBURG | FL | 32068 |  |  |  | JAN LAPPIN | JAN LAPPIN | 2360 BLANDING BLVD. |  | MIDDLEBURG | FL | 32068 |  | 9042911335 |  | INVESTOR | 40 | 9257 | 3 | 2018-12-06 | 2021-12-29 | NTNC | 100
2 | CLAY | NED |  | 2104451 | NONCOMMUNITY | CHLORINATION; AERATION FOR REMOVAL OF ANY SECONDARY CONTAMINANT, SULFIDE, OR ANY UNREGULATED CONTAMINANT; CORROSION CONTROL INHIBITOR ADDITION; HYPOCHLORINATION; IRON OR MANGANESE SEQUESTRATION; OR ULTRAVIOLET RADIATION. THE LEAD/CHIEF OPERATOR MUST BE CLASS D OR HIGHER. 50,000 GPD UP TO 0.25 MGD-STAFFING BY CLASS D OR HIGHER OPERATOR: 3 VISITS/WEEK ON NONCONSECUTIVE DAYS FOR A TOTAL OF 0.3 HOUR/WEEK. LESS THAN 50,000 GPD-STAFFING BY A CLASS D OR HIGHER OPERATOR: 2 VISITS/WEEK ON NONCONSECUTIVE DAYS FOR A TOTAL OF 0.2 HOUR/WEEK. THERE SHALL BE NO MORE THAN 5 DAYS BETWEEN THE LAST VISIT IN ONE WEEK AND THE FIRST VISIT IN THE NEXT WEEK. | N | Y | 214 BP GAS | 6262 COUNTY ROAD 214 |  | KEYSTONE HEIGHTS | FL | 32656 |  | 3524735539 |  | CHARLIE PATEL | CHARLIE PATEL | 6262 CR 214 |  | KEYSTONE HEIGHTS | FL | 32656 |  | 3125231652 |  | INVESTOR | 25 | 1560 | 2 | 2016-02-01 | 2020-11-12 | NC01 | 50
2 | CLAY | NED | CWEEKS85@GMAIL.COM | 2104453 | NONCOMMUNITY | CHLORINATION; AERATION FOR REMOVAL OF ANY SECONDARY CONTAMINANT, SULFIDE, OR ANY UNREGULATED CONTAMINANT; CORROSION CONTROL INHIBITOR ADDITION; HYPOCHLORINATION; IRON OR MANGANESE SEQUESTRATION; OR ULTRAVIOLET RADIATION. THE LEAD/CHIEF OPERATOR MUST BE CLASS D OR HIGHER. 50,000 GPD UP TO 0.25 MGD-STAFFING BY CLASS D OR HIGHER OPERATOR: 3 VISITS/WEEK ON NONCONSECUTIVE DAYS FOR A TOTAL OF 0.3 HOUR/WEEK. LESS THAN 50,000 GPD-STAFFING BY A CLASS D OR HIGHER OPERATOR: 2 VISITS/WEEK ON NONCONSECUTIVE DAYS FOR A TOTAL OF 0.2 HOUR/WEEK. THERE SHALL BE NO MORE THAN 5 DAYS BETWEEN THE LAST VISIT IN ONE WEEK AND THE FIRST VISIT IN THE NEXT WEEK. | N | Y | RUSSELL BAPTIST CHURCH | 2299 SANDRIDGE ROAD |  | GREEN COVE SPRINGS | FL | 32043 |  | 9042843951 |  | CHAD WEEKS | RUSSELL BAPTIST CHURCH | 2299 SANDRIDGE ROAD |  | GREEN COVE SPRINGS | FL | 32043 |  | 9042843951 |  | OTHER | 1000 | 148114 | 2 | 2014-04-21 | 2017-04-20 | NC01 | 50
2 | CLAY | NED | russell@pwdfl.com | 2104455 | NONCOMMUNITY | CHLORINATION; AERATION FOR REMOVAL OF ANY SECONDARY CONTAMINANT, SULFIDE, OR ANY UNREGULATED CONTAMINANT; CORROSION CONTROL INHIBITOR ADDITION; HYPOCHLORINATION; IRON OR MANGANESE SEQUESTRATION; OR ULTRAVIOLET RADIATION. THE LEAD/CHIEF OPERATOR MUST BE CLASS D OR HIGHER. 50,000 GPD UP TO 0.25 MGD-STAFFING BY CLASS D OR HIGHER OPERATOR: 3 VISITS/WEEK ON NONCONSECUTIVE DAYS FOR A TOTAL OF 0.3 HOUR/WEEK. LESS THAN 50,000 GPD-STAFFING BY A CLASS D OR HIGHER OPERATOR: 2 VISITS/WEEK ON NONCONSECUTIVE DAYS FOR A TOTAL OF 0.2 HOUR/WEEK. THERE SHALL BE NO MORE THAN 5 DAYS BETWEEN THE LAST VISIT IN ONE WEEK AND THE FIRST VISIT IN THE NEXT WEEK. | N | Y | LONG BRANCH BAPTIST CHURCH | 5500 LONG BRANCH CEMETERY ROAD |  | MAXVILLE | FL | 32234 |  | 9042897430 |  | KEN HORNE | HARRY CONWAY | 5500 LONG BRANCH CEMETERY ROAD |  | MAXVILLE | FL | 32234 |  | 9042897430 |  | OTHER | 100 | 9463 | 1 | 2014-03-13 | 2017-10-27 | NC01 | 50
2 | CLAY | NED | IES.1977@YAHOO.COM | 2104458 | NONCOMMUNITY | CHLORINATION; AERATION FOR REMOVAL OF ANY SECONDARY CONTAMINANT, SULFIDE, OR ANY UNREGULATED CONTAMINANT; CORROSION CONTROL INHIBITOR ADDITION; HYPOCHLORINATION; IRON OR MANGANESE SEQUESTRATION; OR ULTRAVIOLET RADIATION. THE LEAD/CHIEF OPERATOR MUST BE CLASS D OR HIGHER. 50,000 GPD UP TO 0.25 MGD-STAFFING BY CLASS D OR HIGHER OPERATOR: 3 VISITS/WEEK ON NONCONSECUTIVE DAYS FOR A TOTAL OF 0.3 HOUR/WEEK. LESS THAN 50,000 GPD-STAFFING BY A CLASS D OR HIGHER OPERATOR: 2 VISITS/WEEK ON NONCONSECUTIVE DAYS FOR A TOTAL OF 0.2 HOUR/WEEK. THERE SHALL BE NO MORE THAN 5 DAYS BETWEEN THE LAST VISIT IN ONE WEEK AND THE FIRST VISIT IN THE NEXT WEEK. | N | Y | GREEN COVE SPRINGS CHURCH OF CHRIST | 3650 RUSSELL ROAD |  | GREEN COVE SPRINGS | FL | 32043 |  | 9042841858 |  | CHRIS MADDOX | CHRIS MADDOX | 3650 RUSSELL ROAD |  | GREEN COVE SPRINGS | FL | 32043 |  | 8134778717 |  | OTHER | 125 | 1397 | 2 | 2015-02-20 | 2019-02-25 | NC01 | 50
2 | CLAY | NED | SMBCFAMILY@ATT.NET | 2104459 | NONCOMMUNITY | CHLORINATION; AERATION FOR REMOVAL OF ANY SECONDARY CONTAMINANT, SULFIDE, OR ANY UNREGULATED CONTAMINANT; CORROSION CONTROL INHIBITOR ADDITION; HYPOCHLORINATION; IRON OR MANGANESE SEQUESTRATION; OR ULTRAVIOLET RADIATION. THE LEAD/CHIEF OPERATOR MUST BE CLASS D OR HIGHER. 50,000 GPD UP TO 0.25 MGD-STAFFING BY CLASS D OR HIGHER OPERATOR: 3 VISITS/WEEK ON NONCONSECUTIVE DAYS FOR A TOTAL OF 0.3 HOUR/WEEK. LESS THAN 50,000 GPD-STAFFING BY A CLASS D OR HIGHER OPERATOR: 2 VISITS/WEEK ON NONCONSECUTIVE DAYS FOR A TOTAL OF 0.2 HOUR/WEEK. THERE SHALL BE NO MORE THAN 5 DAYS BETWEEN THE LAST VISIT IN ONE WEEK AND THE FIRST VISIT IN THE NEXT WEEK. | N | Y | SOUTH MIDDLEBURG BAPTIST CHURCH WTP | 4565 ALLIGATOR BOULEVARD |  | MIDDLEBURG | FL | 32050 |  | 9044062883 |  | RICHARD TAYLOR | PASTOR DELTON KILPATRICK | POST OFFICE BOX 1557 |  | MIDDLEBURG | FL | 32050 | 1557 | 9044062883 |  | OTHER | 120 | 2269 | 3 | 2015-04-28 | 2019-10-24 | NC01 | 50
2 | CLAY | NED | eddie@etag.tv | 2104460 | NONCOMMUNITY | CHLORINATION; AERATION FOR REMOVAL OF ANY SECONDARY CONTAMINANT, SULFIDE, OR ANY UNREGULATED CONTAMINANT; CORROSION CONTROL INHIBITOR ADDITION; HYPOCHLORINATION; IRON OR MANGANESE SEQUESTRATION; OR ULTRAVIOLET RADIATION. THE LEAD/CHIEF OPERATOR MUST BE CLASS D OR HIGHER. 50,000 GPD UP TO 0.25 MGD-STAFFING BY CLASS D OR HIGHER OPERATOR: 3 VISITS/WEEK ON NONCONSECUTIVE DAYS FOR A TOTAL OF 0.3 HOUR/WEEK. LESS THAN 50,000 GPD-STAFFING BY A CLASS D OR HIGHER OPERATOR: 2 VISITS/WEEK ON NONCONSECUTIVE DAYS FOR A TOTAL OF 0.2 HOUR/WEEK. THERE SHALL BE NO MORE THAN 5 DAYS BETWEEN THE LAST VISIT IN ONE WEEK AND THE FIRST VISIT IN THE NEXT WEEK. | N | Y | EVANGEL TEMPLE SOUTHWEST | 5040 COUNTY ROAD 218 |  | MIDDLEBURG | FL | 32068 |  | 9042911426 |  | EDDIE STITH | EDDIE STITH | 5040 COUNTY ROAD 218 |  | MIDDLEBURG | FL | 32068 |  | 3865465525 |  | OTHER | 180 | 6440 | 5 | 2019-03-06 | 2019-02-25 | NC01 | 50
2 | CLAY | NED | bishopjamie@live.com | 2104461 | NONCOMMUNITY | CHLORINATION; AERATION FOR REMOVAL OF ANY SECONDARY CONTAMINANT, SULFIDE, OR ANY UNREGULATED CONTAMINANT; CORROSION CONTROL INHIBITOR ADDITION; HYPOCHLORINATION; IRON OR MANGANESE SEQUESTRATION; OR ULTRAVIOLET RADIATION. THE LEAD/CHIEF OPERATOR MUST BE CLASS D OR HIGHER. 50,000 GPD UP TO 0.25 MGD-STAFFING BY CLASS D OR HIGHER OPERATOR: 3 VISITS/WEEK ON NONCONSECUTIVE DAYS FOR A TOTAL OF 0.3 HOUR/WEEK. LESS THAN 50,000 GPD-STAFFING BY A CLASS D OR HIGHER OPERATOR: 2 VISITS/WEEK ON NONCONSECUTIVE DAYS FOR A TOTAL OF 0.2 HOUR/WEEK. THERE SHALL BE NO MORE THAN 5 DAYS BETWEEN THE LAST VISIT IN ONE WEEK AND THE FIRST VISIT IN THE NEXT WEEK. | N | Y | MIDDLEBURG CHURCH OF GOD | 2728 HOWARD ROAD |  | MIDDLEBURG | FL | 32068 |  | 9042822957 |  | JAMIE WYATT | JAMIE WYATT | 2728 HOWARD ROAD |  | MIDDLEBURG | FL | 32068 |  | 9042822957 |  | OTHER | 45 | 9057 | 1 | 2015-06-08 | 2020-09-22 | NC01 | 50
2 | CLAY | NED | tmartin@firstmiddleburg.org | 2104462 | NONCOMMUNITY | CHLORINATION; AERATION FOR REMOVAL OF ANY SECONDARY CONTAMINANT, SULFIDE, OR ANY UNREGULATED CONTAMINANT; CORROSION CONTROL INHIBITOR ADDITION; HYPOCHLORINATION; IRON OR MANGANESE SEQUESTRATION; OR ULTRAVIOLET RADIATION. THE LEAD/CHIEF OPERATOR MUST BE CLASS D OR HIGHER. 50,000 GPD UP TO 0.25 MGD-STAFFING BY CLASS D OR HIGHER OPERATOR: 3 VISITS/WEEK ON NONCONSECUTIVE DAYS FOR A TOTAL OF 0.3 HOUR/WEEK. LESS THAN 50,000 GPD-STAFFING BY A CLASS D OR HIGHER OPERATOR: 2 VISITS/WEEK ON NONCONSECUTIVE DAYS FOR A TOTAL OF 0.2 HOUR/WEEK. THERE SHALL BE NO MORE THAN 5 DAYS BETWEEN THE LAST VISIT IN ONE WEEK AND THE FIRST VISIT IN THE NEXT WEEK. | N | Y | MIDDLEBURG CHURCH OF GOD | 4579 STATE ROAD 21 |  | GREEN COVE SPRINGS | FL | 32043 |  | 9045299530 |  | TIM MARTIN | TIM MARTIN | 2645 BLANDING BLVD |  | MIDDLEBURG | FL | 32068 |  | 9042825289 |  | OTHER | 25 | 7406 | 3 | 2014-07-30 | 2019-11-14 | NC01 | 50
2 | CLAY | NED | TWOFOLDWATER@GMAIL.COM | 2104463 | NONCOMMUNITY | CHLORINATION; AERATION FOR REMOVAL OF ANY SECONDARY CONTAMINANT, SULFIDE, OR ANY UNREGULATED CONTAMINANT; CORROSION CONTROL INHIBITOR ADDITION; HYPOCHLORINATION; IRON OR MANGANESE SEQUESTRATION; OR ULTRAVIOLET RADIATION. THE LEAD/CHIEF OPERATOR MUST BE CLASS D OR HIGHER. 50,000 GPD UP TO 0.25 MGD-STAFFING BY CLASS D OR HIGHER OPERATOR: 3 VISITS/WEEK ON NONCONSECUTIVE DAYS FOR A TOTAL OF 0.3 HOUR/WEEK. LESS THAN 50,000 GPD-STAFFING BY A CLASS D OR HIGHER OPERATOR: 2 VISITS/WEEK ON NONCONSECUTIVE DAYS FOR A TOTAL OF 0.2 HOUR/WEEK. THERE SHALL BE NO MORE THAN 5 DAYS BETWEEN THE LAST VISIT IN ONE WEEK AND THE FIRST VISIT IN THE NEXT WEEK. | N | Y | DOLLAR GENERAL - MIDDLEBURG | 5076 COUNTY ROAD 218 |  | MIDDLEBURG | FL | 32068 |  | 9044064532 |  | KRISTIN ELLIOTT | KRISTIN ELLIOTT | 100 MISSION RIDGE |  | GOODLETTSVILLE | TN | 37072 |  | 6158555365 |  | INVESTOR | 25 | 1806 | 1 | 2015-08-13 | 2019-11-13 | NC01 | 50
2 | CLAY | NED | TRAVIS.J.DOBBS.NFG@MAIL.MIL | 2104464 | NONCOMMUNITY | CHLORINATION; AERATION FOR REMOVAL OF ANY SECONDARY CONTAMINANT, SULFIDE, OR ANY UNREGULATED CONTAMINANT; CORROSION CONTROL INHIBITOR ADDITION; HYPOCHLORINATION; IRON OR MANGANESE SEQUESTRATION; OR ULTRAVIOLET RADIATION. THE LEAD/CHIEF OPERATOR MUST BE CLASS D OR HIGHER. 50,000 GPD UP TO 0.25 MGD-STAFFING BY CLASS D OR HIGHER OPERATOR: 3 VISITS/WEEK ON NONCONSECUTIVE DAYS FOR A TOTAL OF 0.3 HOUR/WEEK. LESS THAN 50,000 GPD-STAFFING BY A CLASS D OR HIGHER OPERATOR: 2 VISITS/WEEK ON NONCONSECUTIVE DAYS FOR A TOTAL OF 0.2 HOUR/WEEK. THERE SHALL BE NO MORE THAN 5 DAYS BETWEEN THE LAST VISIT IN ONE WEEK AND THE FIRST VISIT IN THE NEXT WEEK. | N | Y | CAMP BLANDING LIVE FIRE SHOOT HOUSE | 5629 STATE ROAD 16 WEST |  | STARKE | FL | 32091 |  | 9046823463 |  |  | COL. DANIEL JOHNSON | 5629 SR 16 WEST |  | STARKE | FL | 32091 |  | 9046823357 |  | STATE | 25 | 2880 | 2 | 2014-02-18 | 2018-02-22 | NC01 | 50
2 | CLAY | NED | SHAWNTHEBAPTIST@GMAIL.COM | 2104465 | NONCOMMUNITY | CHLORINATION; AERATION FOR REMOVAL OF ANY SECONDARY CONTAMINANT, SULFIDE, OR ANY UNREGULATED CONTAMINANT; CORROSION CONTROL INHIBITOR ADDITION; HYPOCHLORINATION; IRON OR MANGANESE SEQUESTRATION; OR ULTRAVIOLET RADIATION. THE LEAD/CHIEF OPERATOR MUST BE CLASS D OR HIGHER. 50,000 GPD UP TO 0.25 MGD-STAFFING BY CLASS D OR HIGHER OPERATOR: 3 VISITS/WEEK ON NONCONSECUTIVE DAYS FOR A TOTAL OF 0.3 HOUR/WEEK. LESS THAN 50,000 GPD-STAFFING BY A CLASS D OR HIGHER OPERATOR: 2 VISITS/WEEK ON NONCONSECUTIVE DAYS FOR A TOTAL OF 0.2 HOUR/WEEK. THERE SHALL BE NO MORE THAN 5 DAYS BETWEEN THE LAST VISIT IN ONE WEEK AND THE FIRST VISIT IN THE NEXT WEEK. | N | Y | GADARA BAPTIST CHURCH | 6779 CR 315C |  | KEYSTONE HEIGHTS | FL | 32656 |  | 3524733615 |  | SHAWN HOUSE | SHAWN HOUSE | 6779 CR 315-C |  | KEYSTONE HEIGHTS | FL | 32656 |  | 3524733615 |  | OTHER | 80 | 13946 | 2 | 2021-05-05 | 2021-02-12 | NC01 | 50
2 | CLAY | NED | PREACHERWILLSMITH@GMAIL.COM | 2104466 | NONCOMMUNITY | CHLORINATION; AERATION FOR REMOVAL OF ANY SECONDARY CONTAMINANT, SULFIDE, OR ANY UNREGULATED CONTAMINANT; CORROSION CONTROL INHIBITOR ADDITION; HYPOCHLORINATION; IRON OR MANGANESE SEQUESTRATION; OR ULTRAVIOLET RADIATION. THE LEAD/CHIEF OPERATOR MUST BE CLASS D OR HIGHER. 50,000 GPD UP TO 0.25 MGD-STAFFING BY CLASS D OR HIGHER OPERATOR: 3 VISITS/WEEK ON NONCONSECUTIVE DAYS FOR A TOTAL OF 0.3 HOUR/WEEK. LESS THAN 50,000 GPD-STAFFING BY A CLASS D OR HIGHER OPERATOR: 2 VISITS/WEEK ON NONCONSECUTIVE DAYS FOR A TOTAL OF 0.2 HOUR/WEEK. THERE SHALL BE NO MORE THAN 5 DAYS BETWEEN THE LAST VISIT IN ONE WEEK AND THE FIRST VISIT IN THE NEXT WEEK. | N | Y | LAKE HILL BAPTIST CHURCH | 5165 CR 214 |  | KEYSTONE HEIGHTS | FL | 32656 |  | 3524734191 |  | WILL SMITH | WILL SMITH | 5165 CR 214 |  | KEYSTONE HEIGHTS | FL | 32656 |  | 3524734191 |  | OTHER | 25 | 9289 | 3 | 2021-02-12 | 2020-11-12 | NC01 | 50
2 | CLAY | NED | TONYA.BROWN@CHURCHOFJESUSCHRIST.ORG | 2104467 | NONCOMMUNITY | CHLORINATION; AERATION FOR REMOVAL OF ANY SECONDARY CONTAMINANT, SULFIDE, OR ANY UNREGULATED CONTAMINANT; CORROSION CONTROL INHIBITOR ADDITION; HYPOCHLORINATION; IRON OR MANGANESE SEQUESTRATION; OR ULTRAVIOLET RADIATION. THE LEAD/CHIEF OPERATOR MUST BE CLASS D OR HIGHER. 50,000 GPD UP TO 0.25 MGD-STAFFING BY CLASS D OR HIGHER OPERATOR: 3 VISITS/WEEK ON NONCONSECUTIVE DAYS FOR A TOTAL OF 0.3 HOUR/WEEK. LESS THAN 50,000 GPD-STAFFING BY A CLASS D OR HIGHER OPERATOR: 2 VISITS/WEEK ON NONCONSECUTIVE DAYS FOR A TOTAL OF 0.2 HOUR/WEEK. THERE SHALL BE NO MORE THAN 5 DAYS BETWEEN THE LAST VISIT IN ONE WEEK AND THE FIRST VISIT IN THE NEXT WEEK. | N | Y | MIDDLEBURG LDS MEETINGHOUSE | 4342 HWY 218 W |  | MIDDLEBURG | FL | 32048 |  | 9042728338 |  | TONYA BROWN | ROY B. MCDANIEL | 50 EAST NORTH TEMPLE ST. | 12TH FLOOR | SALT LAKE CITY | UT | 84150 |  | 8012404656 |  | OTHER | 25 | 5000 | 1 |  | 2021-02-10 | NC01 | 50
2 | CLAY | NED | ENVCOMPLIANCE@DOLLARGENERAL.COM | 2104470 | NONCOMMUNITY | CHLORINATION; AERATION FOR REMOVAL OF ANY SECONDARY CONTAMINANT, SULFIDE, OR ANY UNREGULATED CONTAMINANT; CORROSION CONTROL INHIBITOR ADDITION; HYPOCHLORINATION; IRON OR MANGANESE SEQUESTRATION; OR ULTRAVIOLET RADIATION. THE LEAD/CHIEF OPERATOR MUST BE CLASS D OR HIGHER. 50,000 GPD UP TO 0.25 MGD-STAFFING BY CLASS D OR HIGHER OPERATOR: 3 VISITS/WEEK ON NONCONSECUTIVE DAYS FOR A TOTAL OF 0.3 HOUR/WEEK. LESS THAN 50,000 GPD-STAFFING BY A CLASS D OR HIGHER OPERATOR: 2 VISITS/WEEK ON NONCONSECUTIVE DAYS FOR A TOTAL OF 0.2 HOUR/WEEK. THERE SHALL BE NO MORE THAN 5 DAYS BETWEEN THE LAST VISIT IN ONE WEEK AND THE FIRST VISIT IN THE NEXT WEEK. | N | Y | DOLLAR GENERAL KEYSTONE HEIGHTS | 7869 MONOGAHELA AVENUE |  | KEYSTONE HEIGHTS | FL | 32656 |  | 6158555365 |  | KRISTIN ELLIOTT | KRISTIN ELLIOTT | 100 MISSION RIDGE |  | GOODLETTSVILLE | TN | 37072 |  | 6158555365 |  | OTHER | 25 | 1000 | 1 |  | 2020-10-29 | NC01 | 50
2 | COLUMBIA | NED | cannoncreekpark@gmail.com | 2120043 | COMMUNITY | CHLORINATION; AERATION FOR REMOVAL OF ANY SECONDARY CONTAMINANT, SULFIDE, OR ANY UNREGULATED CONTAMINANT; CORROSION CONTROL INHIBITOR ADDITION; HYPOCHLORINATION; IRON OR MANGANESE SEQUESTRATION; OR ULTRAVIOLET RADIATION. THE LEAD/CHIEF OPERATOR MUST BE CLASS D OR HIGHER. 50,000 GPD UP TO 0.25 MGD-STAFFING BY CLASS D OR HIGHER OPERATOR: 3 VISITS/WEEK ON NONCONSECUTIVE DAYS FOR A TOTAL OF 0.3 HOUR/WEEK. LESS THAN 50,000 GPD-STAFFING BY A CLASS D OR HIGHER OPERATOR: 2 VISITS/WEEK ON NONCONSECUTIVE DAYS FOR A TOTAL OF 0.2 HOUR/WEEK. THERE SHALL BE NO MORE THAN 5 DAYS BETWEEN THE LAST VISIT IN ONE WEEK AND THE FIRST VISIT IN THE NEXT WEEK. | N | Y | CANNON CREEK PARK | 180 SW DUKES DRIVE |  | LAKE CITY | FL | 32024 |  | 3867526422 |  | JOHN ARANGO | ROBERT SANCHEZ | 220 SE ROSE COVE GLEN |  | LAKE CITY | FL | 32024 |  | 3057731110 |  | INVESTOR | 80 | 27771 | 40 | 2018-04-06 | 2021-09-03 | DC06 | 100
2 | COLUMBIA | NED | ESHIPCONSOLIDATED@GMAIL.COM | 2120047 | COMMUNITY | CHLORINATION; AERATION FOR REMOVAL OF ANY SECONDARY CONTAMINANT, SULFIDE, OR ANY UNREGULATED CONTAMINANT; CORROSION CONTROL INHIBITOR ADDITION; HYPOCHLORINATION; IRON OR MANGANESE SEQUESTRATION; OR ULTRAVIOLET RADIATION. THE LEAD/CHIEF OPERATOR MUST BE CLASS D OR HIGHER. 50,000 GPD UP TO 0.25 MGD-STAFFING BY CLASS D OR HIGHER OPERATOR: 3 VISITS/WEEK ON NONCONSECUTIVE DAYS FOR A TOTAL OF 0.3 HOUR/WEEK. LESS THAN 50,000 GPD-STAFFING BY A CLASS D OR HIGHER OPERATOR: 2 VISITS/WEEK ON NONCONSECUTIVE DAYS FOR A TOTAL OF 0.2 HOUR/WEEK. THERE SHALL BE NO MORE THAN 5 DAYS BETWEEN THE LAST VISIT IN ONE WEEK AND THE FIRST VISIT IN THE NEXT WEEK. | N | Y | AZALEA PARK SUBDIVISON | PACKARD STREET |  | LAKE CITY | FL | 32056 |  | 3867526729 |  | JEFF ESPENSHIP | JEFF ESPENSHIP | 968 ARGONNE AVE NE |  | ATLANTA | GA | 30309 |  | 7703566240 |  | INVESTOR | 308 | 141107 | 88 | 2017-05-09 | 2020-03-18 | DC051 | 100
2 | COLUMBIA | NED | MIKE@FUS1LLC.COM | 2120224 | COMMUNITY | CHLORINATION; AERATION FOR REMOVAL OF ANY SECONDARY CONTAMINANT, SULFIDE, OR ANY UNREGULATED CONTAMINANT; CORROSION CONTROL INHIBITOR ADDITION; HYPOCHLORINATION; IRON OR MANGANESE SEQUESTRATION; OR ULTRAVIOLET RADIATION. THE LEAD/CHIEF OPERATOR MUST BE CLASS D OR HIGHER. 50,000 GPD UP TO 0.25 MGD-STAFFING BY CLASS D OR HIGHER OPERATOR: 3 VISITS/WEEK ON NONCONSECUTIVE DAYS FOR A TOTAL OF 0.3 HOUR/WEEK. LESS THAN 50,000 GPD-STAFFING BY A CLASS D OR HIGHER OPERATOR: 2 VISITS/WEEK ON NONCONSECUTIVE DAYS FOR A TOTAL OF 0.2 HOUR/WEEK. THERE SHALL BE NO MORE THAN 5 DAYS BETWEEN THE LAST VISIT IN ONE WEEK AND THE FIRST VISIT IN THE NEXT WEEK. | N | Y | COLLEGE MANOR | 4515 EAST US HWY 90 |  | LAKE CITY | FL | 32055 |  | 8639045574 |  | MICHAEL SMALLRIDGE | MICHAEL SMALLRIDGE | 5911 TROUBLE CREEK RD |  | NEW PORT RICHEY | FL | 34652 |  | 3523027406 |  | INVESTOR | 130 | 37307 | 53 | 2013-10-30 | 2021-12-20 | DC06 | 100
2 | COLUMBIA | NED | charlesmbanks@yahoo.com; monteaglepartners@gmail.com | 2120494 | NONCOMMUNITY | CHLORINATION; AERATION FOR REMOVAL OF ANY SECONDARY CONTAMINANT, SULFIDE, OR ANY UNREGULATED CONTAMINANT; CORROSION CONTROL INHIBITOR ADDITION; HYPOCHLORINATION; IRON OR MANGANESE SEQUESTRATION; OR ULTRAVIOLET RADIATION. THE LEAD/CHIEF OPERATOR MUST BE CLASS D OR HIGHER. 50,000 GPD UP TO 0.25 MGD-STAFFING BY CLASS D OR HIGHER OPERATOR: 3 VISITS/WEEK ON NONCONSECUTIVE DAYS FOR A TOTAL OF 0.3 HOUR/WEEK. LESS THAN 50,000 GPD-STAFFING BY A CLASS D OR HIGHER OPERATOR: 2 VISITS/WEEK ON NONCONSECUTIVE DAYS FOR A TOTAL OF 0.2 HOUR/WEEK. THERE SHALL BE NO MORE THAN 5 DAYS BETWEEN THE LAST VISIT IN ONE WEEK AND THE FIRST VISIT IN THE NEXT WEEK. | N | Y | PONDVIEW MHP | 1500 SE COUNTRY CLUB ROAD |  | LAKE CITY | FL | 32025 |  | 3869610017 |  | CHARLES BANKS | CHARLES BANKS | PO BOX 2 |  | LAKE CITY | FL | 32056 |  | 8137603878 |  | INVESTOR | 110 | 31184 | 55 | 2016-12-02 | 2021-12-13 | NC01 | 50
2 | COLUMBIA | NED | mebane.cory-ogden@dep.state.fl.us | 2120539 | NONCOMMUNITY | CHLORINATION; AERATION FOR REMOVAL OF ANY SECONDARY CONTAMINANT, SULFIDE, OR ANY UNREGULATED CONTAMINANT; CORROSION CONTROL INHIBITOR ADDITION; HYPOCHLORINATION; IRON OR MANGANESE SEQUESTRATION; OR ULTRAVIOLET RADIATION. THE LEAD/CHIEF OPERATOR MUST BE CLASS D OR HIGHER. 50,000 GPD UP TO 0.25 MGD-STAFFING BY CLASS D OR HIGHER OPERATOR: 3 VISITS/WEEK ON NONCONSECUTIVE DAYS FOR A TOTAL OF 0.3 HOUR/WEEK. LESS THAN 50,000 GPD-STAFFING BY A CLASS D OR HIGHER OPERATOR: 2 VISITS/WEEK ON NONCONSECUTIVE DAYS FOR A TOTAL OF 0.2 HOUR/WEEK. THERE SHALL BE NO MORE THAN 5 DAYS BETWEEN THE LAST VISIT IN ONE WEEK AND THE FIRST VISIT IN THE NEXT WEEK. | N | Y | ICHETUCKNEE SPRINGS STATE PARK - SOUTH | 12087 S.W. US HWY 27 |  | FORT WHITE | FL | 32038 |  | 3864974690 |  | RAYMOND SEMANCHIK | RAYMOND SEMANCHIK | 12087 SW US 27 |  | FT. WHITE | FL | 32038 |  | 3864974690 |  | DEP (STATE PARK OR STATE REC AREA) | 25 | 56893 | 5 | 2014-04-16 | 2020-06-17 | NC01 | 50
2 | COLUMBIA | NED | lakecitycampground@aol.com | 2120618 | NONCOMMUNITY | CHLORINATION; AERATION FOR REMOVAL OF ANY SECONDARY CONTAMINANT, SULFIDE, OR ANY UNREGULATED CONTAMINANT; CORROSION CONTROL INHIBITOR ADDITION; HYPOCHLORINATION; IRON OR MANGANESE SEQUESTRATION; OR ULTRAVIOLET RADIATION. THE LEAD/CHIEF OPERATOR MUST BE CLASS D OR HIGHER. 50,000 GPD UP TO 0.25 MGD-STAFFING BY CLASS D OR HIGHER OPERATOR: 3 VISITS/WEEK ON NONCONSECUTIVE DAYS FOR A TOTAL OF 0.3 HOUR/WEEK. LESS THAN 50,000 GPD-STAFFING BY A CLASS D OR HIGHER OPERATOR: 2 VISITS/WEEK ON NONCONSECUTIVE DAYS FOR A TOTAL OF 0.2 HOUR/WEEK. THERE SHALL BE NO MORE THAN 5 DAYS BETWEEN THE LAST VISIT IN ONE WEEK AND THE FIRST VISIT IN THE NEXT WEEK. | N | Y | LAKE CITY CAMPGROUND | 4743 NORTH HWY 441 |  | LAKE CITY | FL | 32055 |  | 3867529131 |  | LEWIS COTTLER | LEWIS COTTLER | 4743 N HWY 441 |  | LAKE CITY | FL | 32055 |  | 5613469909 |  | INVESTOR | 25 | 56218 | 60 | 2015-06-10 | 2020-05-26 | NC01 | 50
2 | COLUMBIA | NED | johnsonw@lcfla.com | 2120630 | COMMUNITY | AERATION FOR REMOVAL OF ANY PRIMARY CONTAMINANT; ALKALINITY/PH ADJUSTMENT; CHLORAMIN ATION; CHLORINE DIOXIDE FOR OXIDATION OR DISINFECTION; FLUORIDATION; ION EXCHANGE FOR REMOVAL OF ANY SECONDARY CONTAMINANT, SULFIDE, OR ANY UNREGULATED CONTAMINANT; OR OZONATION. THE LEAD/CHIEF OPERATOR MUST BE CLASS C OR HIGHER. 5.0 MGD UP TO 10 MGD-STAFFING BY CLASS C OR HIGHER OPERATOR: 6 HOURS/DAY FOR 5 DAYS/WEEK AND ONE VISIT ON EACH WEEKEND DAY. 3.0 MGD UP TO 5.0 MGD-STAFFING BY CLASS C OR HIGHER OPERATOR: 3 HOURS/DAY FOR 5 DAYS/WEEK AND ONE VISIT ON EACH WEEKEND DAY. 1.0 MGD UP TO 3.0 MGD-STAFFING BY CLASS C OR HIGHER OPERATOR: 1 HOUR/DAY FOR 5 DAYS/WEEK AND ONE VISIT ON EACH WEEKEND DAY. 0.1 MGD UP TO 1.0 MGD-STAFFING BY CLASS C OR HIGHER OPERATOR: 5 VISITS/WEEK AND ONE VISIT EACH WEEKEND FOR A TOTAL OF 1.2 HOURS/WEEK. | N | Y | LAKE CITY WTP | 144 SE OZONE LOOP |  | LAKE CITY | FL | 32025 |  | 3864663350 |  | MIKE OSBORN | JOSEPH HELFENBERGER | 205 N MARION ST. |  | LAKE CITY | FL | 32055 |  | 3867195785 |  | MUNICIPALITY | 17775 | 9000000 | 7102 | 2019-08-14 | 2019-07-24 | DC02 | 4000
2 | COLUMBIA | NED | sacacon@gmail.com | 2120784 | NONCOMMUNITY | CHLORINATION; AERATION FOR REMOVAL OF ANY SECONDARY CONTAMINANT, SULFIDE, OR ANY UNREGULATED CONTAMINANT; CORROSION CONTROL INHIBITOR ADDITION; HYPOCHLORINATION; IRON OR MANGANESE SEQUESTRATION; OR ULTRAVIOLET RADIATION. THE LEAD/CHIEF OPERATOR MUST BE CLASS D OR HIGHER. 50,000 GPD UP TO 0.25 MGD-STAFFING BY CLASS D OR HIGHER OPERATOR: 3 VISITS/WEEK ON NONCONSECUTIVE DAYS FOR A TOTAL OF 0.3 HOUR/WEEK. LESS THAN 50,000 GPD-STAFFING BY A CLASS D OR HIGHER OPERATOR: 2 VISITS/WEEK ON NONCONSECUTIVE DAYS FOR A TOTAL OF 0.2 HOUR/WEEK. THERE SHALL BE NO MORE THAN 5 DAYS BETWEEN THE LAST VISIT IN ONE WEEK AND THE FIRST VISIT IN THE NEXT WEEK. | N | Y | MOTEL 8 (I-75 & 47) | 4427 SW SR 47 |  | LAKE CITY | FL | 32024 |  | 3867528933 |  | SEAN CONONIE | COSAC FOUNDATION | 177 SW MICHAEL DR. |  | LAKE CITY | FL | 32024 |  | 9549243571 | 301 | INVESTOR | 25 | 14276 | 4 | 2019-10-15 | 2019-08-27 | NC01 | 50
2 | COLUMBIA | NED | george.paxton@dep.state.fl.us | 2120842 | NONCOMMUNITY | CHLORINATION; AERATION FOR REMOVAL OF ANY SECONDARY CONTAMINANT, SULFIDE, OR ANY UNREGULATED CONTAMINANT; CORROSION CONTROL INHIBITOR ADDITION; HYPOCHLORINATION; IRON OR MANGANESE SEQUESTRATION; OR ULTRAVIOLET RADIATION. THE LEAD/CHIEF OPERATOR MUST BE CLASS D OR HIGHER. 50,000 GPD UP TO 0.25 MGD-STAFFING BY CLASS D OR HIGHER OPERATOR: 3 VISITS/WEEK ON NONCONSECUTIVE DAYS FOR A TOTAL OF 0.3 HOUR/WEEK. LESS THAN 50,000 GPD-STAFFING BY A CLASS D OR HIGHER OPERATOR: 2 VISITS/WEEK ON NONCONSECUTIVE DAYS FOR A TOTAL OF 0.2 HOUR/WEEK. THERE SHALL BE NO MORE THAN 5 DAYS BETWEEN THE LAST VISIT IN ONE WEEK AND THE FIRST VISIT IN THE NEXT WEEK. | N | Y | OLENO STATE PARK | 410 SE OLENO PARK RD |  | HIGH SPRINGS | FL | 32643 |  | 3864541853 |  | JEFF PETTIS | GEORGE PAXTON | 410 SE O'LENO PARK ROAD |  | HIGH SPRINGS | FL | 32643 |  | 3864544201 |  | DEP (STATE PARK OR STATE REC AREA) | 150 | 100472 | 92 | 2015-04-28 | 2020-03-13 | NC01 | 50
2 | COLUMBIA | NED | cameron@youngswaterservices.com | 2120871 | NONCOMMUNITY | CHLORINATION; AERATION FOR REMOVAL OF ANY SECONDARY CONTAMINANT, SULFIDE, OR ANY UNREGULATED CONTAMINANT; CORROSION CONTROL INHIBITOR ADDITION; HYPOCHLORINATION; IRON OR MANGANESE SEQUESTRATION; OR ULTRAVIOLET RADIATION. THE LEAD/CHIEF OPERATOR MUST BE CLASS D OR HIGHER. 50,000 GPD UP TO 0.25 MGD-STAFFING BY CLASS D OR HIGHER OPERATOR: 3 VISITS/WEEK ON NONCONSECUTIVE DAYS FOR A TOTAL OF 0.3 HOUR/WEEK. LESS THAN 50,000 GPD-STAFFING BY A CLASS D OR HIGHER OPERATOR: 2 VISITS/WEEK ON NONCONSECUTIVE DAYS FOR A TOTAL OF 0.2 HOUR/WEEK. THERE SHALL BE NO MORE THAN 5 DAYS BETWEEN THE LAST VISIT IN ONE WEEK AND THE FIRST VISIT IN THE NEXT WEEK. | N | Y | PARADISE VILLAGE MHP | 101 BIKINI DRIVE |  | LAKE CITY | FL | 32025 |  | 3867528433 |  | CAMERON YOUNG | WENDELL FEAGLE | 195 SE BIKINI DRIVE |  | LAKE CITY | FL | 32025 |  | 3867528433 |  | INVESTOR | 25 | 18750 | 21 | 2013-08-29 | 2017-12-04 | NC01 | 50
2 | COLUMBIA | NED |  | 2120907 | NONCOMMUNITY | CHLORINATION; AERATION FOR REMOVAL OF ANY SECONDARY CONTAMINANT, SULFIDE, OR ANY UNREGULATED CONTAMINANT; CORROSION CONTROL INHIBITOR ADDITION; HYPOCHLORINATION; IRON OR MANGANESE SEQUESTRATION; OR ULTRAVIOLET RADIATION. THE LEAD/CHIEF OPERATOR MUST BE CLASS D OR HIGHER. 50,000 GPD UP TO 0.25 MGD-STAFFING BY CLASS D OR HIGHER OPERATOR: 3 VISITS/WEEK ON NONCONSECUTIVE DAYS FOR A TOTAL OF 0.3 HOUR/WEEK. LESS THAN 50,000 GPD-STAFFING BY A CLASS D OR HIGHER OPERATOR: 2 VISITS/WEEK ON NONCONSECUTIVE DAYS FOR A TOTAL OF 0.2 HOUR/WEEK. THERE SHALL BE NO MORE THAN 5 DAYS BETWEEN THE LAST VISIT IN ONE WEEK AND THE FIRST VISIT IN THE NEXT WEEK. | N | Y | SUWANNEE VALLEY RESORT, LLC | 786 NORTHWEST STEPHEN FOSTER DRIVE |  | WHITE SPRINGS | FL | 32096 |  | 3863971667 |  |  | MRS. B.G. PARKS | 786 NW STEPHEN FOSTER DR. |  | WHITE SPRINGS | FL | 32096 |  | 8133004088 |  | INVESTOR | 60 | 64800 | 109 | 2015-07-21 | 2020-09-16 | NC01 | 50
2 | COLUMBIA | NED | jamesb1234@embarqmail.com | 2120921 | COMMUNITY | CHLORINATION; AERATION FOR REMOVAL OF ANY SECONDARY CONTAMINANT, SULFIDE, OR ANY UNREGULATED CONTAMINANT; CORROSION CONTROL INHIBITOR ADDITION; HYPOCHLORINATION; IRON OR MANGANESE SEQUESTRATION; OR ULTRAVIOLET RADIATION. THE LEAD/CHIEF OPERATOR MUST BE CLASS D OR HIGHER. 50,000 GPD UP TO 0.25 MGD-STAFFING BY CLASS D OR HIGHER OPERATOR: 3 VISITS/WEEK ON NONCONSECUTIVE DAYS FOR A TOTAL OF 0.3 HOUR/WEEK. LESS THAN 50,000 GPD-STAFFING BY A CLASS D OR HIGHER OPERATOR: 2 VISITS/WEEK ON NONCONSECUTIVE DAYS FOR A TOTAL OF 0.2 HOUR/WEEK. THERE SHALL BE NO MORE THAN 5 DAYS BETWEEN THE LAST VISIT IN ONE WEEK AND THE FIRST VISIT IN THE NEXT WEEK. | N | Y | QUAIL HEIGHTS COUNTRY CLUB | 161 SW QUAIL HEIGHTS TERRACE |  | LAKE CITY | FL | 32025 |  | 3867523339 |  | CHET CARTER | PATRIOT GREEN OAK, LLC | 161 SW QUAIL HEIGHTS TERRACE |  | LAKE CITY | FL | 32025 |  | 3867523339 |  | INVESTOR | 114 | 121018 | 54 | 2018-12-05 | 2021-12-13 | DC052 | 100
2 | COLUMBIA | NED |  | 2120931 | NONCOMMUNITY | CHLORINATION; AERATION FOR REMOVAL OF ANY SECONDARY CONTAMINANT, SULFIDE, OR ANY UNREGULATED CONTAMINANT; CORROSION CONTROL INHIBITOR ADDITION; HYPOCHLORINATION; IRON OR MANGANESE SEQUESTRATION; OR ULTRAVIOLET RADIATION. THE LEAD/CHIEF OPERATOR MUST BE CLASS C OR HIGHER. 5.0 MGD AND ABOVE-STAFFING BY CLASS C OR HIGHER OPERATOR: 6 HOURS/DAY FOR 5 DAYS/WEEK AND ONE VISIT ON EACH WEEKEND DAY. 3.0 MGD UP TO 5.0 MGD-STAFFING BY CLASS C OR HIGHER OPERATOR: 1 HOUR/DAY FOR 5 DAYS/WEEK AND ONE VISIT ON EACH WEEKEND DAY. 0.25 MGD UP TO 3.0 MGD-STAFFING BY CLASS C OR HIGHER OPERATOR: 5 VISITS/WEEK AND ONE VISIT EACH WEEKEND FOR A TOTAL OF 0.6 HOUR/WEEK. | N | Y | SUPER 8 MOTEL | 3954 SOUTHWEST STATE ROAD 47 |  | LAKE CITY | FL | 32024 |  | 3867526450 |  | DEBORAH HARRELL | DEBORAH HARRELL | 1872 MONTREAL RD, SUITE A |  | TUCKER | GA | 30084 |  | 7709391801 | 137 | INVESTOR | 607 | 279364 | 4 | 2013-11-19 | 2018-08-21 | NC01 | 50
2 | COLUMBIA | NED | eshipconsolidated@gmail.com | 2121023 | COMMUNITY | CHLORINATION; AERATION FOR REMOVAL OF ANY SECONDARY CONTAMINANT, SULFIDE, OR ANY UNREGULATED CONTAMINANT; CORROSION CONTROL INHIBITOR ADDITION; HYPOCHLORINATION; IRON OR MANGANESE SEQUESTRATION; OR ULTRAVIOLET RADIATION. THE LEAD/CHIEF OPERATOR MUST BE CLASS D OR HIGHER. 50,000 GPD UP TO 0.25 MGD-STAFFING BY CLASS D OR HIGHER OPERATOR: 3 VISITS/WEEK ON NONCONSECUTIVE DAYS FOR A TOTAL OF 0.3 HOUR/WEEK. LESS THAN 50,000 GPD-STAFFING BY A CLASS D OR HIGHER OPERATOR: 2 VISITS/WEEK ON NONCONSECUTIVE DAYS FOR A TOTAL OF 0.2 HOUR/WEEK. THERE SHALL BE NO MORE THAN 5 DAYS BETWEEN THE LAST VISIT IN ONE WEEK AND THE FIRST VISIT IN THE NEXT WEEK. | N | Y | SHADY OAKS SUBDIVISION | SW STEVENS STREET |  | LAKE CITY | FL | 32025 |  | 3867526729 |  |  | MR. JEFF ESPENSHIP | 968 ARGONNE AVE NE |  | ATLANTA | GA | 30309 |  | 7703566240 |  | INVESTOR | 318 | 74000 | 106 | 2015-01-06 | 2020-11-12 | DC051 | 100
2 | COLUMBIA | NED | mike@fus1llc.com | 2121366 | COMMUNITY | CHLORINATION; AERATION FOR REMOVAL OF ANY SECONDARY CONTAMINANT, SULFIDE, OR ANY UNREGULATED CONTAMINANT; CORROSION CONTROL INHIBITOR ADDITION; HYPOCHLORINATION; IRON OR MANGANESE SEQUESTRATION; OR ULTRAVIOLET RADIATION. THE LEAD/CHIEF OPERATOR MUST BE CLASS D OR HIGHER. 50,000 GPD UP TO 0.25 MGD-STAFFING BY CLASS D OR HIGHER OPERATOR: 3 VISITS/WEEK ON NONCONSECUTIVE DAYS FOR A TOTAL OF 0.3 HOUR/WEEK. LESS THAN 50,000 GPD-STAFFING BY A CLASS D OR HIGHER OPERATOR: 2 VISITS/WEEK ON NONCONSECUTIVE DAYS FOR A TOTAL OF 0.2 HOUR/WEEK. THERE SHALL BE NO MORE THAN 5 DAYS BETWEEN THE LAST VISIT IN ONE WEEK AND THE FIRST VISIT IN THE NEXT WEEK. | N | Y | SUWANNEE VALLEY ESTATES | US 41 N & ABIGAIL ROAD |  | LAKE CITY | FL | 32056 |  | 3867553649 |  | MICHAEL SMALLRIDGE | MICHAEL SMALLRIDGE | 5911 TROUBLE CREEK RD |  | NEW PORT RICHEY | FL | 34652 |  | 8639045574 |  | INVESTOR | 63 | 46511 | 18 | 2018-04-05 | 2021-08-26 | DC06 | 100
2 | COLUMBIA | NED | espenship.group@yahoo.com | 2124284 | COMMUNITY | CHLORINATION; AERATION FOR REMOVAL OF ANY SECONDARY CONTAMINANT, SULFIDE, OR ANY UNREGULATED CONTAMINANT; CORROSION CONTROL INHIBITOR ADDITION; HYPOCHLORINATION; IRON OR MANGANESE SEQUESTRATION; OR ULTRAVIOLET RADIATION. THE LEAD/CHIEF OPERATOR MUST BE CLASS D OR HIGHER. 50,000 GPD UP TO 0.25 MGD-STAFFING BY CLASS D OR HIGHER OPERATOR: 3 VISITS/WEEK ON NONCONSECUTIVE DAYS FOR A TOTAL OF 0.3 HOUR/WEEK. LESS THAN 50,000 GPD-STAFFING BY A CLASS D OR HIGHER OPERATOR: 2 VISITS/WEEK ON NONCONSECUTIVE DAYS FOR A TOTAL OF 0.2 HOUR/WEEK. THERE SHALL BE NO MORE THAN 5 DAYS BETWEEN THE LAST VISIT IN ONE WEEK AND THE FIRST VISIT IN THE NEXT WEEK. | N | Y | WOODGATE VILLAGE | ASPEN RD |  | LAKE CITY | FL | 32056 |  | 3867553649 |  | SHERRI ESPENSHIP | SHERRI ESPENSHIP | PO BOX 413 |  | STEINHATCHEE | FL | 32359 |  | 3863656584 |  | INVESTOR | 348 | 151714 | 139 | 2013-12-03 | 2019-11-13 | DC05 | 500
2 | COLUMBIA | NED | hatlau@hotmail.com | 2124285 | COMMUNITY | CHLORINATION; AERATION FOR REMOVAL OF ANY SECONDARY CONTAMINANT, SULFIDE, OR ANY UNREGULATED CONTAMINANT; CORROSION CONTROL INHIBITOR ADDITION; HYPOCHLORINATION; IRON OR MANGANESE SEQUESTRATION; OR ULTRAVIOLET RADIATION. THE LEAD/CHIEF OPERATOR MUST BE CLASS D OR HIGHER. 50,000 GPD UP TO 0.25 MGD-STAFFING BY CLASS D OR HIGHER OPERATOR: 3 VISITS/WEEK ON NONCONSECUTIVE DAYS FOR A TOTAL OF 0.3 HOUR/WEEK. LESS THAN 50,000 GPD-STAFFING BY A CLASS D OR HIGHER OPERATOR: 2 VISITS/WEEK ON NONCONSECUTIVE DAYS FOR A TOTAL OF 0.2 HOUR/WEEK. THERE SHALL BE NO MORE THAN 5 DAYS BETWEEN THE LAST VISIT IN ONE WEEK AND THE FIRST VISIT IN THE NEXT WEEK. | N | Y | COOL BREEZE MHP | 379 SUSAN DR. |  | LAKE CITY | FL | 32055 | 6816 | 3867555488 |  | KAYLA CONRAD | CHUN PING CHEN | 4938 WATERVISTA DR. |  | ORLANDO | FL | 32821 |  | 4084294724 |  | INVESTOR | 73 | 14066 | 28 | 2017-05-23 | 2020-06-17 | DC06 | 100
2 | COLUMBIA | NED | rodneycmeredith@gmail.com | 2124286 | NONCOMMUNITY | CHLORINATION; AERATION FOR REMOVAL OF ANY SECONDARY CONTAMINANT, SULFIDE, OR ANY UNREGULATED CONTAMINANT; CORROSION CONTROL INHIBITOR ADDITION; HYPOCHLORINATION; IRON OR MANGANESE SEQUESTRATION; OR ULTRAVIOLET RADIATION. THE LEAD/CHIEF OPERATOR MUST BE CLASS D OR HIGHER. 50,000 GPD UP TO 0.25 MGD-STAFFING BY CLASS D OR HIGHER OPERATOR: 3 VISITS/WEEK ON NONCONSECUTIVE DAYS FOR A TOTAL OF 0.3 HOUR/WEEK. LESS THAN 50,000 GPD-STAFFING BY A CLASS D OR HIGHER OPERATOR: 2 VISITS/WEEK ON NONCONSECUTIVE DAYS FOR A TOTAL OF 0.2 HOUR/WEEK. THERE SHALL BE NO MORE THAN 5 DAYS BETWEEN THE LAST VISIT IN ONE WEEK AND THE FIRST VISIT IN THE NEXT WEEK. | N | Y | LYNN'S SOUTH | 183 S.E. CAMELOT LOOP #108 |  | LAKE CITY | FL | 32025 |  | 3867557369 |  | RODNEY MEREDITH | RODNEY MEREDITH | PO BOX 582 |  | LAKE CITY | FL | 32055 |  | 3866233839 |  | INVESTOR | 25 | 26400 | 11 | 2017-08-24 | 2021-08-26 | NC01 | 50
2 | COLUMBIA | NED | espenship.group@yahoo.com | 2124287 | COMMUNITY | CHLORINATION; AERATION FOR REMOVAL OF ANY SECONDARY CONTAMINANT, SULFIDE, OR ANY UNREGULATED CONTAMINANT; CORROSION CONTROL INHIBITOR ADDITION; HYPOCHLORINATION; IRON OR MANGANESE SEQUESTRATION; OR ULTRAVIOLET RADIATION. THE LEAD/CHIEF OPERATOR MUST BE CLASS D OR HIGHER. 50,000 GPD UP TO 0.25 MGD-STAFFING BY CLASS D OR HIGHER OPERATOR: 3 VISITS/WEEK ON NONCONSECUTIVE DAYS FOR A TOTAL OF 0.3 HOUR/WEEK. LESS THAN 50,000 GPD-STAFFING BY A CLASS D OR HIGHER OPERATOR: 2 VISITS/WEEK ON NONCONSECUTIVE DAYS FOR A TOTAL OF 0.2 HOUR/WEEK. THERE SHALL BE NO MORE THAN 5 DAYS BETWEEN THE LAST VISIT IN ONE WEEK AND THE FIRST VISIT IN THE NEXT WEEK. | N | Y | COUNTRY DALE ESTATES | NW HORIZON ST. |  | LAKE CITY | FL | 32025 |  | 3863656584 |  | SHERRI ESPENSHIP | SHERRI ESPENSHIP | PO BOX 413 |  | STEINHATCHEE | FL | 32359 |  | 3863656584 |  | SUBDIVISION | 70 | 27923 | 23 | 2019-11-25 | 2019-11-13 | DC06 | 100
2 | COLUMBIA | NED | riverriseresortii@gmail.com | 2124289 | NONCOMMUNITY | CHLORINATION; AERATION FOR REMOVAL OF ANY SECONDARY CONTAMINANT, SULFIDE, OR ANY UNREGULATED CONTAMINANT; CORROSION CONTROL INHIBITOR ADDITION; HYPOCHLORINATION; IRON OR MANGANESE SEQUESTRATION; OR ULTRAVIOLET RADIATION. THE LEAD/CHIEF OPERATOR MUST BE CLASS D OR HIGHER. 50,000 GPD UP TO 0.25 MGD-STAFFING BY CLASS D OR HIGHER OPERATOR: 3 VISITS/WEEK ON NONCONSECUTIVE DAYS FOR A TOTAL OF 0.3 HOUR/WEEK. LESS THAN 50,000 GPD-STAFFING BY A CLASS D OR HIGHER OPERATOR: 2 VISITS/WEEK ON NONCONSECUTIVE DAYS FOR A TOTAL OF 0.2 HOUR/WEEK. THERE SHALL BE NO MORE THAN 5 DAYS BETWEEN THE LAST VISIT IN ONE WEEK AND THE FIRST VISIT IN THE NEXT WEEK. | N | Y | RIVER RISE RESORT | 252 SE RIVERVIEW CIRCLE | US 41 SOUTH OF I-75 | HIGH SPRINGS | FL | 32643 |  | 3523184602 |  | JANE BLAIS | JANE BLAIS | 252 SE RIVERVIEW CIRCLE |  | HIGH SPRINGS | FL | 32643 |  | 3523184602 |  | INVESTOR | 25 | 27974 | 15 | 2018-10-08 | 2018-09-06 | NC01 | 50
2 | COLUMBIA | NED | fdgtbill@yahoo.com | 2124292 | NONCOMMUNITY | CHLORINATION; AERATION FOR REMOVAL OF ANY SECONDARY CONTAMINANT, SULFIDE, OR ANY UNREGULATED CONTAMINANT; CORROSION CONTROL INHIBITOR ADDITION; HYPOCHLORINATION; IRON OR MANGANESE SEQUESTRATION; OR ULTRAVIOLET RADIATION. THE LEAD/CHIEF OPERATOR MUST BE CLASS D OR HIGHER. 50,000 GPD UP TO 0.25 MGD-STAFFING BY CLASS D OR HIGHER OPERATOR: 3 VISITS/WEEK ON NONCONSECUTIVE DAYS FOR A TOTAL OF 0.3 HOUR/WEEK. LESS THAN 50,000 GPD-STAFFING BY A CLASS D OR HIGHER OPERATOR: 2 VISITS/WEEK ON NONCONSECUTIVE DAYS FOR A TOTAL OF 0.2 HOUR/WEEK. THERE SHALL BE NO MORE THAN 5 DAYS BETWEEN THE LAST VISIT IN ONE WEEK AND THE FIRST VISIT IN THE NEXT WEEK. | N | Y | GOOD TIMES AT THE COUNTY LINE | 9634 WEST US HWY 90 |  | LAKE CITY | FL | 32055 |  | 3869618600 |  | BILL ALDRIDGE | BILL ALDRIDGE | 9634 W US 90 |  | LAKE CITY | FL | 32055 |  | 3865900883 |  | INVESTOR | 40 | 26000 | 1 | 2015-08-06 | 2020-09-18 | NC01 | 50
2 | COLUMBIA | NED | CAMJOJO27@GMAIL.COM | 2124294 | NONCOMMUNITY | CHLORINATION; AERATION FOR REMOVAL OF ANY SECONDARY CONTAMINANT, SULFIDE, OR ANY UNREGULATED CONTAMINANT; CORROSION CONTROL INHIBITOR ADDITION; HYPOCHLORINATION; IRON OR MANGANESE SEQUESTRATION; OR ULTRAVIOLET RADIATION. THE LEAD/CHIEF OPERATOR MUST BE CLASS D OR HIGHER. 50,000 GPD UP TO 0.25 MGD-STAFFING BY CLASS D OR HIGHER OPERATOR: 3 VISITS/WEEK ON NONCONSECUTIVE DAYS FOR A TOTAL OF 0.3 HOUR/WEEK. LESS THAN 50,000 GPD-STAFFING BY A CLASS D OR HIGHER OPERATOR: 2 VISITS/WEEK ON NONCONSECUTIVE DAYS FOR A TOTAL OF 0.2 HOUR/WEEK. THERE SHALL BE NO MORE THAN 5 DAYS BETWEEN THE LAST VISIT IN ONE WEEK AND THE FIRST VISIT IN THE NEXT WEEK. | N | Y | ICHETUCKNEE FAMILY GROCERY & CAMPSITES | 8587 SW ELIM CHURCH RD |  | FORT WHITE | FL | 32038 |  | 3864972150 |  | TRACY ATKINSON | TRACY ATKINSON | 8587 SOUTHWEST ELIM CHURCH RD |  | FT. WHITE | FL | 32038 |  | 3864972150 |  | INVESTOR | 25 | 27720 | 51 | 2014-08-27 | 2020-11-09 | NC01 | 50
2 | COLUMBIA | NED | eshipconsolidated@gmail.com | 2124295 | COMMUNITY | CHLORINATION; AERATION FOR REMOVAL OF ANY SECONDARY CONTAMINANT, SULFIDE, OR ANY UNREGULATED CONTAMINANT; CORROSION CONTROL INHIBITOR ADDITION; HYPOCHLORINATION; IRON OR MANGANESE SEQUESTRATION; OR ULTRAVIOLET RADIATION. THE LEAD/CHIEF OPERATOR MUST BE CLASS D OR HIGHER. 50,000 GPD UP TO 0.25 MGD-STAFFING BY CLASS D OR HIGHER OPERATOR: 3 VISITS/WEEK ON NONCONSECUTIVE DAYS FOR A TOTAL OF 0.3 HOUR/WEEK. LESS THAN 50,000 GPD-STAFFING BY A CLASS D OR HIGHER OPERATOR: 2 VISITS/WEEK ON NONCONSECUTIVE DAYS FOR A TOTAL OF 0.2 HOUR/WEEK. THERE SHALL BE NO MORE THAN 5 DAYS BETWEEN THE LAST VISIT IN ONE WEEK AND THE FIRST VISIT IN THE NEXT WEEK. | N | Y | 242 VILLAGE SUBDIVISION | CR 242 @ SW THOMPKINS LOOP |  | LAKE CITY | FL | 32056 |  | 3867526729 |  | JEFF ESPENSHIP | JEFF ESPENSHIP | 968 ARGONNE AVE NE |  | ATLANTA | GA | 30309 |  | 7703566240 |  | INVESTOR | 161 | 37350 | 46 | 2016-03-21 | 2020-09-03 | DC06 | 100
2 | COLUMBIA | NED |  | 2124302 | NONCOMMUNITY | CHLORINATION; AERATION FOR REMOVAL OF ANY SECONDARY CONTAMINANT, SULFIDE, OR ANY UNREGULATED CONTAMINANT; CORROSION CONTROL INHIBITOR ADDITION; HYPOCHLORINATION; IRON OR MANGANESE SEQUESTRATION; OR ULTRAVIOLET RADIATION. THE LEAD/CHIEF OPERATOR MUST BE CLASS D OR HIGHER. 50,000 GPD UP TO 0.25 MGD-STAFFING BY CLASS D OR HIGHER OPERATOR: 3 VISITS/WEEK ON NONCONSECUTIVE DAYS FOR A TOTAL OF 0.3 HOUR/WEEK. LESS THAN 50,000 GPD-STAFFING BY A CLASS D OR HIGHER OPERATOR: 2 VISITS/WEEK ON NONCONSECUTIVE DAYS FOR A TOTAL OF 0.2 HOUR/WEEK. THERE SHALL BE NO MORE THAN 5 DAYS BETWEEN THE LAST VISIT IN ONE WEEK AND THE FIRST VISIT IN THE NEXT WEEK. | N | Y | STOP N GO #2 | 5277 SOUTH US HWY 441 |  | LAKE CITY | FL | 32025 |  | 3867524585 |  | BOB PATEL | NATVERBHAI PATEL | 5277 S. US 441 |  | LAKE CITY | FL | 32025 |  | 2154311303 |  | INVESTOR | 25 | 6570 | 1 | 2019-11-15 | 2019-08-27 | NC01 | 50
2 | COLUMBIA | NED |  | 2124313 | NONCOMMUNITY | CHLORINATION; AERATION FOR REMOVAL OF ANY SECONDARY CONTAMINANT, SULFIDE, OR ANY UNREGULATED CONTAMINANT; CORROSION CONTROL INHIBITOR ADDITION; HYPOCHLORINATION; IRON OR MANGANESE SEQUESTRATION; OR ULTRAVIOLET RADIATION. THE LEAD/CHIEF OPERATOR MUST BE CLASS D OR HIGHER. 50,000 GPD UP TO 0.25 MGD-STAFFING BY CLASS D OR HIGHER OPERATOR: 3 VISITS/WEEK ON NONCONSECUTIVE DAYS FOR A TOTAL OF 0.3 HOUR/WEEK. LESS THAN 50,000 GPD-STAFFING BY A CLASS D OR HIGHER OPERATOR: 2 VISITS/WEEK ON NONCONSECUTIVE DAYS FOR A TOTAL OF 0.2 HOUR/WEEK. THERE SHALL BE NO MORE THAN 5 DAYS BETWEEN THE LAST VISIT IN ONE WEEK AND THE FIRST VISIT IN THE NEXT WEEK. | N | Y | S & S #313 | 2314 SR 247 |  | LAKE CITY | FL | 32025 |  | 3867552202 |  | CHARLES BROCK | CHARLES BROCK | 1711 E. SHOTWELL ST. |  | BAINBRIDGE | GA | 39817 |  | 2292461553 | 153 | INVESTOR | 25 | 9407 | 1 | 2015-11-30 | 2020-11-18 | NC01 | 50
2 | COLUMBIA | NED |  | 2124314 | NONCOMMUNITY | CHLORINATION; AERATION FOR REMOVAL OF ANY SECONDARY CONTAMINANT, SULFIDE, OR ANY UNREGULATED CONTAMINANT; CORROSION CONTROL INHIBITOR ADDITION; HYPOCHLORINATION; IRON OR MANGANESE SEQUESTRATION; OR ULTRAVIOLET RADIATION. THE LEAD/CHIEF OPERATOR MUST BE CLASS D OR HIGHER. 50,000 GPD UP TO 0.25 MGD-STAFFING BY CLASS D OR HIGHER OPERATOR: 3 VISITS/WEEK ON NONCONSECUTIVE DAYS FOR A TOTAL OF 0.3 HOUR/WEEK. LESS THAN 50,000 GPD-STAFFING BY A CLASS D OR HIGHER OPERATOR: 2 VISITS/WEEK ON NONCONSECUTIVE DAYS FOR A TOTAL OF 0.2 HOUR/WEEK. THERE SHALL BE NO MORE THAN 5 DAYS BETWEEN THE LAST VISIT IN ONE WEEK AND THE FIRST VISIT IN THE NEXT WEEK. | N | Y | B & B # 7 | 4772 US HIGHWAY 41 |  | LAKE CITY | FL | 32055 |  | 3867555494 |  | ELIZABETH WARING | ELIZABETH WARING | PO BOX 3116 |  | LAKE CITY | FL | 32056 |  | 8509737772 |  | INVESTOR | 25 | 9437 | 1 | 2017-05-12 | 2017-07-27 | NC01 | 50
2 | COLUMBIA | NED | HAPPYPRAVIN1@GMAIL.COM | 2124327 | NONCOMMUNITY | CHLORINATION; AERATION FOR REMOVAL OF ANY SECONDARY CONTAMINANT, SULFIDE, OR ANY UNREGULATED CONTAMINANT; CORROSION CONTROL INHIBITOR ADDITION; HYPOCHLORINATION; IRON OR MANGANESE SEQUESTRATION; OR ULTRAVIOLET RADIATION. THE LEAD/CHIEF OPERATOR MUST BE CLASS D OR HIGHER. 50,000 GPD UP TO 0.25 MGD-STAFFING BY CLASS D OR HIGHER OPERATOR: 3 VISITS/WEEK ON NONCONSECUTIVE DAYS FOR A TOTAL OF 0.3 HOUR/WEEK. LESS THAN 50,000 GPD-STAFFING BY A CLASS D OR HIGHER OPERATOR: 2 VISITS/WEEK ON NONCONSECUTIVE DAYS FOR A TOTAL OF 0.2 HOUR/WEEK. THERE SHALL BE NO MORE THAN 5 DAYS BETWEEN THE LAST VISIT IN ONE WEEK AND THE FIRST VISIT IN THE NEXT WEEK. | N | Y | PIT STOP FOOD STORE | 1889 E DUVAL STREET |  | LAKE CITY | FL | 32055 |  | 3867589040 |  | PRAVIN PATEL | PRAVIN PATEL | 1889 E DUVAL ST. |  | LAKE CITY | FL | 32055 |  | 3867589040 |  | INVESTOR | 25 | 14102 | 1 | 2015-03-24 | 2020-04-23 | NC01 | 50
2 | COLUMBIA | NED |  | 2124338 | COMMUNITY | CHLORINATION; AERATION FOR REMOVAL OF ANY SECONDARY CONTAMINANT, SULFIDE, OR ANY UNREGULATED CONTAMINANT; CORROSION CONTROL INHIBITOR ADDITION; HYPOCHLORINATION; IRON OR MANGANESE SEQUESTRATION; OR ULTRAVIOLET RADIATION. THE LEAD/CHIEF OPERATOR MUST BE CLASS D OR HIGHER. 50,000 GPD UP TO 0.25 MGD-STAFFING BY CLASS D OR HIGHER OPERATOR: 3 VISITS/WEEK ON NONCONSECUTIVE DAYS FOR A TOTAL OF 0.3 HOUR/WEEK. LESS THAN 50,000 GPD-STAFFING BY A CLASS D OR HIGHER OPERATOR: 2 VISITS/WEEK ON NONCONSECUTIVE DAYS FOR A TOTAL OF 0.2 HOUR/WEEK. THERE SHALL BE NO MORE THAN 5 DAYS BETWEEN THE LAST VISIT IN ONE WEEK AND THE FIRST VISIT IN THE NEXT WEEK. | N | Y | SUNDIAL APARTMENTS | 200 SE SUNDIAL PL |  | LAKE CITY | FL | 32025 |  | 9047553331 |  | ED HIGGS | ED HIGGS | PO BOX 238 |  | LAKE CITY | FL | 32056 |  | 3866230707 |  | INVESTOR | 265 | 28095 | 98 | 2094-06-21 | 2020-09-03 | DC06 | 100
2 | COLUMBIA | NED | STEWART8@BELLSOUTH.NET | 2124343 | NONCOMMUNITY | CHLORINATION; AERATION FOR REMOVAL OF ANY SECONDARY CONTAMINANT, SULFIDE, OR ANY UNREGULATED CONTAMINANT; CORROSION CONTROL INHIBITOR ADDITION; HYPOCHLORINATION; IRON OR MANGANESE SEQUESTRATION; OR ULTRAVIOLET RADIATION. THE LEAD/CHIEF OPERATOR MUST BE CLASS D OR HIGHER. 50,000 GPD UP TO 0.25 MGD-STAFFING BY CLASS D OR HIGHER OPERATOR: 3 VISITS/WEEK ON NONCONSECUTIVE DAYS FOR A TOTAL OF 0.3 HOUR/WEEK. LESS THAN 50,000 GPD-STAFFING BY A CLASS D OR HIGHER OPERATOR: 2 VISITS/WEEK ON NONCONSECUTIVE DAYS FOR A TOTAL OF 0.2 HOUR/WEEK. THERE SHALL BE NO MORE THAN 5 DAYS BETWEEN THE LAST VISIT IN ONE WEEK AND THE FIRST VISIT IN THE NEXT WEEK. | N | Y | LITTLE CAESARS | 3953 SW SR 47, SUITE 101 |  | LAKE CITY | FL | 32024 |  | 3867551060 |  | JAMES BASS, JR. | SCOTT STEWART | P.O. BOX 1208 |  | LAKE CITY | FL | 32056 |  | 3867550757 |  | INVESTOR | 25 | 9319 | 1 | 2014-03-03 | 2018-03-01 | NC01 | 50
2 | COLUMBIA | NED | IRONKEN@AOL.COM | 2124347 | NONCOMMUNITY | CHLORINATION; AERATION FOR REMOVAL OF ANY SECONDARY CONTAMINANT, SULFIDE, OR ANY UNREGULATED CONTAMINANT; CORROSION CONTROL INHIBITOR ADDITION; HYPOCHLORINATION; IRON OR MANGANESE SEQUESTRATION; OR ULTRAVIOLET RADIATION. THE LEAD/CHIEF OPERATOR MUST BE CLASS D OR HIGHER. 50,000 GPD UP TO 0.25 MGD-STAFFING BY CLASS D OR HIGHER OPERATOR: 3 VISITS/WEEK ON NONCONSECUTIVE DAYS FOR A TOTAL OF 0.3 HOUR/WEEK. LESS THAN 50,000 GPD-STAFFING BY A CLASS D OR HIGHER OPERATOR: 2 VISITS/WEEK ON NONCONSECUTIVE DAYS FOR A TOTAL OF 0.2 HOUR/WEEK. THERE SHALL BE NO MORE THAN 5 DAYS BETWEEN THE LAST VISIT IN ONE WEEK AND THE FIRST VISIT IN THE NEXT WEEK. | N | Y | S & S #310 | 9390 S US HWY 441 |  | LAKE CITY | FL | 32024 |  | 3867521006 |  | DARRYL BOYETT | JEANIE DOW | PO BOX 1510 |  | BAINBRIDGE | GA | 39818 |  | 2292461553 |  | INVESTOR | 25 | 9319 | 1 | 2013-12-17 | 2019-08-22 | NC01 | 50
2 | COLUMBIA | NED | IRONKEN@AOL.COM | 2124348 | NONCOMMUNITY | CHLORINATION; AERATION FOR REMOVAL OF ANY SECONDARY CONTAMINANT, SULFIDE, OR ANY UNREGULATED CONTAMINANT; CORROSION CONTROL INHIBITOR ADDITION; HYPOCHLORINATION; IRON OR MANGANESE SEQUESTRATION; OR ULTRAVIOLET RADIATION. THE LEAD/CHIEF OPERATOR MUST BE CLASS D OR HIGHER. 50,000 GPD UP TO 0.25 MGD-STAFFING BY CLASS D OR HIGHER OPERATOR: 3 VISITS/WEEK ON NONCONSECUTIVE DAYS FOR A TOTAL OF 0.3 HOUR/WEEK. LESS THAN 50,000 GPD-STAFFING BY A CLASS D OR HIGHER OPERATOR: 2 VISITS/WEEK ON NONCONSECUTIVE DAYS FOR A TOTAL OF 0.2 HOUR/WEEK. THERE SHALL BE NO MORE THAN 5 DAYS BETWEEN THE LAST VISIT IN ONE WEEK AND THE FIRST VISIT IN THE NEXT WEEK. | N | Y | S & S #323 | 8034 SOUTHWEST STATE ROAD 47 |  | LAKE CITY | FL | 32024 |  | 3867551910 |  | DARRYL BOYETT | JEANIE DOW | PO BOX 1510 |  | BAINBRIDGE | GA | 39818 |  | 2292461553 |  | MUNICIPALITY | 25 | 13976 | 1 | 2019-09-10 | 2019-08-22 | NC01 | 50
2 | COLUMBIA | NED | garrett.delgado@remidare.com | 2124357 | NONCOMMUNITY | CHLORINATION; AERATION FOR REMOVAL OF ANY SECONDARY CONTAMINANT, SULFIDE, OR ANY UNREGULATED CONTAMINANT; CORROSION CONTROL INHIBITOR ADDITION; HYPOCHLORINATION; IRON OR MANGANESE SEQUESTRATION; OR ULTRAVIOLET RADIATION. THE LEAD/CHIEF OPERATOR MUST BE CLASS D OR HIGHER. 50,000 GPD UP TO 0.25 MGD-STAFFING BY CLASS D OR HIGHER OPERATOR: 3 VISITS/WEEK ON NONCONSECUTIVE DAYS FOR A TOTAL OF 0.3 HOUR/WEEK. LESS THAN 50,000 GPD-STAFFING BY A CLASS D OR HIGHER OPERATOR: 2 VISITS/WEEK ON NONCONSECUTIVE DAYS FOR A TOTAL OF 0.2 HOUR/WEEK. THERE SHALL BE NO MORE THAN 5 DAYS BETWEEN THE LAST VISIT IN ONE WEEK AND THE FIRST VISIT IN THE NEXT WEEK. | N | Y | THE LAKES APARTMENTS | 3722 S US HWY 441 |  | LAKE CITY | FL | 32025 |  | 3109474481 |  | STEVE HEAD | GARRETT DELGADO | 3711 1ST AVE S |  | ST. PETERSBURG | FL | 33711 |  | 3109474481 |  | INVESTOR | 25 | 41250 | 2 | 2016-03-18 | 2020-05-26 | NC01 | 50
2 | COLUMBIA | NED | arica.kegroom@gmail.com | 2124358 | NONCOMMUNITY | CHLORINATION; AERATION FOR REMOVAL OF ANY SECONDARY CONTAMINANT, SULFIDE, OR ANY UNREGULATED CONTAMINANT; CORROSION CONTROL INHIBITOR ADDITION; HYPOCHLORINATION; IRON OR MANGANESE SEQUESTRATION; OR ULTRAVIOLET RADIATION. THE LEAD/CHIEF OPERATOR MUST BE CLASS D OR HIGHER. 50,000 GPD UP TO 0.25 MGD-STAFFING BY CLASS D OR HIGHER OPERATOR: 3 VISITS/WEEK ON NONCONSECUTIVE DAYS FOR A TOTAL OF 0.3 HOUR/WEEK. LESS THAN 50,000 GPD-STAFFING BY A CLASS D OR HIGHER OPERATOR: 2 VISITS/WEEK ON NONCONSECUTIVE DAYS FOR A TOTAL OF 0.2 HOUR/WEEK. THERE SHALL BE NO MORE THAN 5 DAYS BETWEEN THE LAST VISIT IN ONE WEEK AND THE FIRST VISIT IN THE NEXT WEEK. | N | Y | COWBOY'S NIGHTCLUB | 3696 S US HWY 441 |  | LAKE CITY | FL | 32025 |  | 3869845906 |  | ARICA LAND NORMAN | ARICA LAND NORMAN | 3696 S US HWY 441 |  | LAKE CITY | FL | 32025 |  | 3869845906 |  | INVESTOR | 25 | 14186 | 1 | 2015-11-05 | 2020-12-10 | NC01 | 50
2 | COLUMBIA | NED | patel9165@gmail.com | 2124363 | NONCOMMUNITY | CHLORINATION; AERATION FOR REMOVAL OF ANY SECONDARY CONTAMINANT, SULFIDE, OR ANY UNREGULATED CONTAMINANT; CORROSION CONTROL INHIBITOR ADDITION; HYPOCHLORINATION; IRON OR MANGANESE SEQUESTRATION; OR ULTRAVIOLET RADIATION. THE LEAD/CHIEF OPERATOR MUST BE CLASS D OR HIGHER. 50,000 GPD UP TO 0.25 MGD-STAFFING BY CLASS D OR HIGHER OPERATOR: 3 VISITS/WEEK ON NONCONSECUTIVE DAYS FOR A TOTAL OF 0.3 HOUR/WEEK. LESS THAN 50,000 GPD-STAFFING BY A CLASS D OR HIGHER OPERATOR: 2 VISITS/WEEK ON NONCONSECUTIVE DAYS FOR A TOTAL OF 0.2 HOUR/WEEK. THERE SHALL BE NO MORE THAN 5 DAYS BETWEEN THE LAST VISIT IN ONE WEEK AND THE FIRST VISIT IN THE NEXT WEEK. | N | Y | PIT STOP #33 | 8035 SW SR 47 |  | LAKE CITY | FL | 32024 |  | 8569942921 |  | WYNOMA | JITENDRAKUMAR PATEL | 8035 SW STATE RD 47 |  | LAKE CITY | FL | 32024 |  | 8569942921 |  | INVESTOR | 25 | 9422 | 1 | 2014-03-21 | 2020-06-17 | NC01 | 50
2 | COLUMBIA | NED | Billybonslounge@windstream.net | 2124367 | NONCOMMUNITY | CHLORINATION; AERATION FOR REMOVAL OF ANY SECONDARY CONTAMINANT, SULFIDE, OR ANY UNREGULATED CONTAMINANT; CORROSION CONTROL INHIBITOR ADDITION; HYPOCHLORINATION; IRON OR MANGANESE SEQUESTRATION; OR ULTRAVIOLET RADIATION. THE LEAD/CHIEF OPERATOR MUST BE CLASS D OR HIGHER. 50,000 GPD UP TO 0.25 MGD-STAFFING BY CLASS D OR HIGHER OPERATOR: 3 VISITS/WEEK ON NONCONSECUTIVE DAYS FOR A TOTAL OF 0.3 HOUR/WEEK. LESS THAN 50,000 GPD-STAFFING BY A CLASS D OR HIGHER OPERATOR: 2 VISITS/WEEK ON NONCONSECUTIVE DAYS FOR A TOTAL OF 0.2 HOUR/WEEK. THERE SHALL BE NO MORE THAN 5 DAYS BETWEEN THE LAST VISIT IN ONE WEEK AND THE FIRST VISIT IN THE NEXT WEEK. | N | Y | BILLY BON'S | 10922 NW US HWY 41 |  | WHITE SPRINGS | FL | 32096 |  | 3863977025 |  | MR. CARL GOODMAN | MR. CARL GOODMAN | 10922 NW HWY 41 |  | WHITE SPRINGS | FL | 32096 |  | 3863977025 |  | INVESTOR | 25 | 9423 | 2 | 2019-01-30 | 2018-12-04 | NC01 | 50
2 | COLUMBIA | NED |  | 2124370 | NONCOMMUNITY | CHLORINATION; AERATION FOR REMOVAL OF ANY SECONDARY CONTAMINANT, SULFIDE, OR ANY UNREGULATED CONTAMINANT; CORROSION CONTROL INHIBITOR ADDITION; HYPOCHLORINATION; IRON OR MANGANESE SEQUESTRATION; OR ULTRAVIOLET RADIATION. THE LEAD/CHIEF OPERATOR MUST BE CLASS D OR HIGHER. 50,000 GPD UP TO 0.25 MGD-STAFFING BY CLASS D OR HIGHER OPERATOR: 3 VISITS/WEEK ON NONCONSECUTIVE DAYS FOR A TOTAL OF 0.3 HOUR/WEEK. LESS THAN 50,000 GPD-STAFFING BY A CLASS D OR HIGHER OPERATOR: 2 VISITS/WEEK ON NONCONSECUTIVE DAYS FOR A TOTAL OF 0.2 HOUR/WEEK. THERE SHALL BE NO MORE THAN 5 DAYS BETWEEN THE LAST VISIT IN ONE WEEK AND THE FIRST VISIT IN THE NEXT WEEK. | N | Y | SUNSET LANDING MHP | 154 SW EVENING LOOP | 145 THOMAS RD (PHYSICAL ADDRESS) | LAKE CITY | FL | 32024 |  | 3867582741 |  | SHIRLEY EVANS | SHIRLEY EVANS | 6322 GOMEZ ROAD |  | ST. AUGUSTINE | FL | 32080 | 7602 | 9044711808 |  | INVESTOR | 48 | 13886 | 19 | 2013-06-26 | 2020-03-18 | NC01 | 50
2 | COLUMBIA | NED |  | 2124372 | COMMUNITY | CHLORINATION; AERATION FOR REMOVAL OF ANY SECONDARY CONTAMINANT, SULFIDE, OR ANY UNREGULATED CONTAMINANT; CORROSION CONTROL INHIBITOR ADDITION; HYPOCHLORINATION; IRON OR MANGANESE SEQUESTRATION; OR ULTRAVIOLET RADIATION. THE LEAD/CHIEF OPERATOR MUST BE CLASS D OR HIGHER. 50,000 GPD UP TO 0.25 MGD-STAFFING BY CLASS D OR HIGHER OPERATOR: 3 VISITS/WEEK ON NONCONSECUTIVE DAYS FOR A TOTAL OF 0.3 HOUR/WEEK. LESS THAN 50,000 GPD-STAFFING BY A CLASS D OR HIGHER OPERATOR: 2 VISITS/WEEK ON NONCONSECUTIVE DAYS FOR A TOTAL OF 0.2 HOUR/WEEK. THERE SHALL BE NO MORE THAN 5 DAYS BETWEEN THE LAST VISIT IN ONE WEEK AND THE FIRST VISIT IN THE NEXT WEEK. | N | Y | BRANDON-BRENT WTP | BRANDON DRIVE |  | LAKE CITY | FL | 32025 |  | 3867528585 |  | MICHAEL SMALLRIDGE | MICHAEL SMALLRIDGE | 5911 TROUBLE CREEK RD |  | NEW PORT RICHEY | FL | 34652 |  | 3523027406 |  | INVESTOR | 270 | 74000 | 96 | 2012-07-24 | 2019-03-12 | DC051 | 100
2 | COLUMBIA | NED |  | 2124375 | COMMUNITY | CHLORINATION; AERATION FOR REMOVAL OF ANY SECONDARY CONTAMINANT, SULFIDE, OR ANY UNREGULATED CONTAMINANT; CORROSION CONTROL INHIBITOR ADDITION; HYPOCHLORINATION; IRON OR MANGANESE SEQUESTRATION; OR ULTRAVIOLET RADIATION. THE LEAD/CHIEF OPERATOR MUST BE CLASS D OR HIGHER. 50,000 GPD UP TO 0.25 MGD-STAFFING BY CLASS D OR HIGHER OPERATOR: 3 VISITS/WEEK ON NONCONSECUTIVE DAYS FOR A TOTAL OF 0.3 HOUR/WEEK. LESS THAN 50,000 GPD-STAFFING BY A CLASS D OR HIGHER OPERATOR: 2 VISITS/WEEK ON NONCONSECUTIVE DAYS FOR A TOTAL OF 0.2 HOUR/WEEK. THERE SHALL BE NO MORE THAN 5 DAYS BETWEEN THE LAST VISIT IN ONE WEEK AND THE FIRST VISIT IN THE NEXT WEEK. | N | Y | VERNDALE APARTMENTS | 3367 S US HWY 441 | SUITE 101 | LAKE CITY | FL | 32025 |  | 3867523331 |  | CHARESE NORTON | JACK NORTON | 3367 S US HWY 441 | SUITE 101 | LAKE CITY | FL | 32025 |  | 3867523331 |  | INVESTOR | 375 | 37470 | 267 | 2013-02-26 | 2020-09-03 | DC06 | 100
2 | COLUMBIA | NED | claw@isgroup.net | 2124376 | NONCOMMUNITY | CHLORINATION; AERATION FOR REMOVAL OF ANY SECONDARY CONTAMINANT, SULFIDE, OR ANY UNREGULATED CONTAMINANT; CORROSION CONTROL INHIBITOR ADDITION; HYPOCHLORINATION; IRON OR MANGANESE SEQUESTRATION; OR ULTRAVIOLET RADIATION. THE LEAD/CHIEF OPERATOR MUST BE CLASS D OR HIGHER. 50,000 GPD UP TO 0.25 MGD-STAFFING BY CLASS D OR HIGHER OPERATOR: 3 VISITS/WEEK ON NONCONSECUTIVE DAYS FOR A TOTAL OF 0.3 HOUR/WEEK. LESS THAN 50,000 GPD-STAFFING BY A CLASS D OR HIGHER OPERATOR: 2 VISITS/WEEK ON NONCONSECUTIVE DAYS FOR A TOTAL OF 0.2 HOUR/WEEK. THERE SHALL BE NO MORE THAN 5 DAYS BETWEEN THE LAST VISIT IN ONE WEEK AND THE FIRST VISIT IN THE NEXT WEEK. | N | Y | MILTON'S CAMPGROUND & RESTAURANT | 12049 US HIGHWAY 441 N |  | LAKE CITY | FL | 32055 |  | 3867556975 |  |  | MR. COBY LAW | 12049 N US 441 |  | LAKE CITY | FL | 32055 |  | 3863657262 |  | INVESTOR | 25 | 9317 | 12 | 2018-11-16 | 2018-06-22 | NC01 | 50
2 | COLUMBIA | NED | alan.obaigbena@dot.state.fl.us | 2124384 | NONCOMMUNITY | CHLORINATION; AERATION FOR REMOVAL OF ANY SECONDARY CONTAMINANT, SULFIDE, OR ANY UNREGULATED CONTAMINANT; CORROSION CONTROL INHIBITOR ADDITION; HYPOCHLORINATION; IRON OR MANGANESE SEQUESTRATION; OR ULTRAVIOLET RADIATION. THE LEAD/CHIEF OPERATOR MUST BE CLASS D OR HIGHER. 50,000 GPD UP TO 0.25 MGD-STAFFING BY CLASS D OR HIGHER OPERATOR: 3 VISITS/WEEK ON NONCONSECUTIVE DAYS FOR A TOTAL OF 0.3 HOUR/WEEK. LESS THAN 50,000 GPD-STAFFING BY A CLASS D OR HIGHER OPERATOR: 2 VISITS/WEEK ON NONCONSECUTIVE DAYS FOR A TOTAL OF 0.2 HOUR/WEEK. THERE SHALL BE NO MORE THAN 5 DAYS BETWEEN THE LAST VISIT IN ONE WEEK AND THE FIRST VISIT IN THE NEXT WEEK. | N | Y | DOT REST AREA I-75 ELLISVILLE | 1109 S MARION AVE |  | LAKE CITY | FL | 32025 |  | 3869617875 |  | ALAN OBAIGBENA | TRAVIS HUMPHRIES, P.E. | 1109 S. MARION AVE. |  | LAKE CITY | FL | 32025 |  | 8007492967 | 7800 | STATE | 1001 | 74880 | 2 | 2014-03-21 | 2021-09-02 | NC01 | 50
2 | COLUMBIA | NED | pitstop36lc@gmail.com | 2124387 | NONCOMMUNITY | CHLORINATION; AERATION FOR REMOVAL OF ANY SECONDARY CONTAMINANT, SULFIDE, OR ANY UNREGULATED CONTAMINANT; CORROSION CONTROL INHIBITOR ADDITION; HYPOCHLORINATION; IRON OR MANGANESE SEQUESTRATION; OR ULTRAVIOLET RADIATION. THE LEAD/CHIEF OPERATOR MUST BE CLASS D OR HIGHER. 50,000 GPD UP TO 0.25 MGD-STAFFING BY CLASS D OR HIGHER OPERATOR: 3 VISITS/WEEK ON NONCONSECUTIVE DAYS FOR A TOTAL OF 0.3 HOUR/WEEK. LESS THAN 50,000 GPD-STAFFING BY A CLASS D OR HIGHER OPERATOR: 2 VISITS/WEEK ON NONCONSECUTIVE DAYS FOR A TOTAL OF 0.2 HOUR/WEEK. THERE SHALL BE NO MORE THAN 5 DAYS BETWEEN THE LAST VISIT IN ONE WEEK AND THE FIRST VISIT IN THE NEXT WEEK. | N | Y | PIT STOP #36 | 5735 SW SR 247 |  | LAKE CITY | FL | 32024 |  | 7812492735 |  | PALAK PATEL | JITENDRAKUMAR PATEL | 5735 SW STATE RD 247 |  | LAKE CITY | FL | 32024 |  | 7812492735 |  | INVESTOR | 25 | 9100 | 1 | 2015-03-19 | 2020-03-18 | NC01 | 50
2 | COLUMBIA | NED | IRONKEN@AOL.COM | 2124388 | NONCOMMUNITY | CHLORINATION; AERATION FOR REMOVAL OF ANY SECONDARY CONTAMINANT, SULFIDE, OR ANY UNREGULATED CONTAMINANT; CORROSION CONTROL INHIBITOR ADDITION; HYPOCHLORINATION; IRON OR MANGANESE SEQUESTRATION; OR ULTRAVIOLET RADIATION. THE LEAD/CHIEF OPERATOR MUST BE CLASS D OR HIGHER. 50,000 GPD UP TO 0.25 MGD-STAFFING BY CLASS D OR HIGHER OPERATOR: 3 VISITS/WEEK ON NONCONSECUTIVE DAYS FOR A TOTAL OF 0.3 HOUR/WEEK. LESS THAN 50,000 GPD-STAFFING BY A CLASS D OR HIGHER OPERATOR: 2 VISITS/WEEK ON NONCONSECUTIVE DAYS FOR A TOTAL OF 0.2 HOUR/WEEK. THERE SHALL BE NO MORE THAN 5 DAYS BETWEEN THE LAST VISIT IN ONE WEEK AND THE FIRST VISIT IN THE NEXT WEEK. | N | Y | S & S #344 | 11182 SR 247 |  | LAKE CITY | FL | 32024 |  | 3867527344 |  | DARRYL BOYETT | JEANIE DOW | PO BOX 1510 |  | BAINBRIDGE | GA | 39818 |  | 2292461553 |  | INVESTOR | 25 | 5822 | 1 | 2015-04-27 | 2020-05-22 | NC01 | 50
2 | COLUMBIA | NED | TLHUNTER@GWHUNTERINC.COM | 2124389 | NONCOMMUNITY | CHLORINATION; AERATION FOR REMOVAL OF ANY SECONDARY CONTAMINANT, SULFIDE, OR ANY UNREGULATED CONTAMINANT; CORROSION CONTROL INHIBITOR ADDITION; HYPOCHLORINATION; IRON OR MANGANESE SEQUESTRATION; OR ULTRAVIOLET RADIATION. THE LEAD/CHIEF OPERATOR MUST BE CLASS D OR HIGHER. 50,000 GPD UP TO 0.25 MGD-STAFFING BY CLASS D OR HIGHER OPERATOR: 3 VISITS/WEEK ON NONCONSECUTIVE DAYS FOR A TOTAL OF 0.3 HOUR/WEEK. LESS THAN 50,000 GPD-STAFFING BY A CLASS D OR HIGHER OPERATOR: 2 VISITS/WEEK ON NONCONSECUTIVE DAYS FOR A TOTAL OF 0.2 HOUR/WEEK. THERE SHALL BE NO MORE THAN 5 DAYS BETWEEN THE LAST VISIT IN ONE WEEK AND THE FIRST VISIT IN THE NEXT WEEK. | N | Y | HUNTER'S CHEVRON #42 | 3282 US HWY 441 N |  | LAKE CITY | FL | 32055 |  | 3867525890 |  | JAMES BASS, JR. | TERRY L. HUNTER | 1130 US 90 WEST |  | LAKE CITY | FL | 32056 |  | 3867525890 |  | INVESTOR | 25 | 9422 | 1 | 2015-04-15 | 2020-04-23 | NC01 | 50
2 | COLUMBIA | NED | teresa.yancey@behaviorlearn.com | 2124390 | NONTRANSIENT NONCOMMUNITY | CHLORINATION; AERATION FOR REMOVAL OF ANY SECONDARY CONTAMINANT, SULFIDE, OR ANY UNREGULATED CONTAMINANT; CORROSION CONTROL INHIBITOR ADDITION; HYPOCHLORINATION; IRON OR MANGANESE SEQUESTRATION; OR ULTRAVIOLET RADIATION. THE LEAD/CHIEF OPERATOR MUST BE CLASS D OR HIGHER. 50,000 GPD UP TO 0.25 MGD-STAFFING BY CLASS D OR HIGHER OPERATOR: 3 VISITS/WEEK ON NONCONSECUTIVE DAYS FOR A TOTAL OF 0.3 HOUR/WEEK. LESS THAN 50,000 GPD-STAFFING BY A CLASS D OR HIGHER OPERATOR: 2 VISITS/WEEK ON NONCONSECUTIVE DAYS FOR A TOTAL OF 0.2 HOUR/WEEK. THERE SHALL BE NO MORE THAN 5 DAYS BETWEEN THE LAST VISIT IN ONE WEEK AND THE FIRST VISIT IN THE NEXT WEEK. | N | Y | BEHAVIORAL LEARNING ACADEMY | 7443 HIGHWAY 90 WEST |  | LAKE CITY | FL | 32055 |  | 3523734411 | 7302 | TERESA YANCEY | JANICE PULCINI | 1330 NW 6TH STREET |  | GAINESVILLE | FL | 32601 |  | 3523734411 | 7201 | INVESTOR | 25 | 9317 | 1 | 2014-05-02 | 2021-11-24 | NTNC | 100
2 | COLUMBIA | NED |  | 2124392 | NONTRANSIENT NONCOMMUNITY | CHLORINATION; AERATION FOR REMOVAL OF ANY SECONDARY CONTAMINANT, SULFIDE, OR ANY UNREGULATED CONTAMINANT; CORROSION CONTROL INHIBITOR ADDITION; HYPOCHLORINATION; IRON OR MANGANESE SEQUESTRATION; OR ULTRAVIOLET RADIATION. THE LEAD/CHIEF OPERATOR MUST BE CLASS D OR HIGHER. 50,000 GPD UP TO 0.25 MGD-STAFFING BY CLASS D OR HIGHER OPERATOR: 3 VISITS/WEEK ON NONCONSECUTIVE DAYS FOR A TOTAL OF 0.3 HOUR/WEEK. LESS THAN 50,000 GPD-STAFFING BY A CLASS D OR HIGHER OPERATOR: 2 VISITS/WEEK ON NONCONSECUTIVE DAYS FOR A TOTAL OF 0.2 HOUR/WEEK. THERE SHALL BE NO MORE THAN 5 DAYS BETWEEN THE LAST VISIT IN ONE WEEK AND THE FIRST VISIT IN THE NEXT WEEK. | N | Y | CHRISTIAN FELLOWSHIP CHURCH | 5037 SW CR 240 |  | LAKE CITY | FL | 32024 |  | 3867521519 |  | JIM ZUBER | CHRISTIAN FELLOWSHIP CHURCH | 5037 SW CR 240 |  | LAKE CITY | FL | 32024 |  | 3868674970 |  | INVESTOR | 680 | 63600 | 2 | 2017-03-10 | 2019-11-13 | NTNC | 100
2 | COLUMBIA | NED | johnny.gaylard@nfsbud.com | 2124393 | NONCOMMUNITY | CHLORINATION; AERATION FOR REMOVAL OF ANY SECONDARY CONTAMINANT, SULFIDE, OR ANY UNREGULATED CONTAMINANT; CORROSION CONTROL INHIBITOR ADDITION; HYPOCHLORINATION; IRON OR MANGANESE SEQUESTRATION; OR ULTRAVIOLET RADIATION. THE LEAD/CHIEF OPERATOR MUST BE CLASS D OR HIGHER. 50,000 GPD UP TO 0.25 MGD-STAFFING BY CLASS D OR HIGHER OPERATOR: 3 VISITS/WEEK ON NONCONSECUTIVE DAYS FOR A TOTAL OF 0.3 HOUR/WEEK. LESS THAN 50,000 GPD-STAFFING BY A CLASS D OR HIGHER OPERATOR: 2 VISITS/WEEK ON NONCONSECUTIVE DAYS FOR A TOTAL OF 0.2 HOUR/WEEK. THERE SHALL BE NO MORE THAN 5 DAYS BETWEEN THE LAST VISIT IN ONE WEEK AND THE FIRST VISIT IN THE NEXT WEEK. | N | Y | NORTH FLORIDA SALES | 467 SW RING COURT |  | LAKE CITY | FL | 32025 |  | 3867554335 |  | PAUL FOUNTAIN | JOHNNY GAYLARD | 467 SW RING COURT |  | LAKE CITY | FL | 32025 |  | 3868674725 |  | INVESTOR | 25 | 46375 | 2 | 2014-06-11 | 2018-08-21 | NC01 | 50
2 | COLUMBIA | NED |  | 2124394 | NONCOMMUNITY | CHLORINATION; AERATION FOR REMOVAL OF ANY SECONDARY CONTAMINANT, SULFIDE, OR ANY UNREGULATED CONTAMINANT; CORROSION CONTROL INHIBITOR ADDITION; HYPOCHLORINATION; IRON OR MANGANESE SEQUESTRATION; OR ULTRAVIOLET RADIATION. THE LEAD/CHIEF OPERATOR MUST BE CLASS D OR HIGHER. 50,000 GPD UP TO 0.25 MGD-STAFFING BY CLASS D OR HIGHER OPERATOR: 3 VISITS/WEEK ON NONCONSECUTIVE DAYS FOR A TOTAL OF 0.3 HOUR/WEEK. LESS THAN 50,000 GPD-STAFFING BY A CLASS D OR HIGHER OPERATOR: 2 VISITS/WEEK ON NONCONSECUTIVE DAYS FOR A TOTAL OF 0.2 HOUR/WEEK. THERE SHALL BE NO MORE THAN 5 DAYS BETWEEN THE LAST VISIT IN ONE WEEK AND THE FIRST VISIT IN THE NEXT WEEK. | N | Y | VFW POST 2206 | 343 SW FOREST LAWN WAY |  | LAKE CITY | FL | 32025 |  | 3867525001 |  | PAULA RICHARDSON | PAULA RICHARDSON | 343 SW FOREST LAWN WAY |  | LAKE CITY | FL | 32025 |  | 3867525001 |  | INVESTOR | 25 | 9435 | 5 | 2019-03-15 | 2019-03-12 | NC01 | 50
2 | COLUMBIA | NED | richmar1421@windstream.net | 2124398 | NONCOMMUNITY | CHLORINATION; AERATION FOR REMOVAL OF ANY SECONDARY CONTAMINANT, SULFIDE, OR ANY UNREGULATED CONTAMINANT; CORROSION CONTROL INHIBITOR ADDITION; HYPOCHLORINATION; IRON OR MANGANESE SEQUESTRATION; OR ULTRAVIOLET RADIATION. THE LEAD/CHIEF OPERATOR MUST BE CLASS D OR HIGHER. 50,000 GPD UP TO 0.25 MGD-STAFFING BY CLASS D OR HIGHER OPERATOR: 3 VISITS/WEEK ON NONCONSECUTIVE DAYS FOR A TOTAL OF 0.3 HOUR/WEEK. LESS THAN 50,000 GPD-STAFFING BY A CLASS D OR HIGHER OPERATOR: 2 VISITS/WEEK ON NONCONSECUTIVE DAYS FOR A TOTAL OF 0.2 HOUR/WEEK. THERE SHALL BE NO MORE THAN 5 DAYS BETWEEN THE LAST VISIT IN ONE WEEK AND THE FIRST VISIT IN THE NEXT WEEK. | N | Y | KELLY'S MOBILE HOME PARK | 142 N.W. KELLY LANE |  | WHITE SPRINGS | FL | 32096 |  | 3863972616 |  | RICHARD FUTTER | RICHARD FUTTER | 142 N.W. KELLY LANE |  | WHITE SPRINGS | FL | 32096 |  | 3863972616 |  | INVESTOR | 25 | 14636 | 60 | 2018-05-24 | 2017-12-04 | NC01 | 50
2 | COLUMBIA | NED | town@fortwhitefl.com | 2124399 | COMMUNITY | ACTIVATED CARBON PROCESSES; DIATOMACEOUS EARTH FILTRATION; ION EXCHANGE FOR REMOVAL OF ANY PRIMARY CONTAMINANT; ION AND MANGANESE REMOVAL (OXIDATION, DETENTION, AND FILTRATION); OR SLOW SAND FILTRATION. LEAD/CHIEF OPERATOR MUST BE CLASS C OR HIGHER. 1.0 MGD UP TO 2.0 MGD-STAFFING BY CLASS C OR HIGHER OPERATOR: 6 HOURS/DAY FOR 5 DAYS/WEEK AND ONE VISIT ON EACH WEEKEND DAY. 0.5 MGD UP TO 1.0 MGD-STAFFING BY CLASS C OR HIGHER OPERATOR: 3 HOURS/DAY FOR 5 DAYS/WEEK AND ONE VISIT ON EACH WEEKEND DAY. 0.25 MGD UP TO 0.5 MGD-STAFFING BY CLASS C OR HIGHER OPERATOR: 1 HOUR/DAY FOR 5 DAYS/WEEK AND ONE VISIT ON EACH WEEKEND DAY. LESS THAN 0.25 MGD-STAFFING BY CLASS C OR HIGHER OPERATOR: 5 VISITS/WEEK AND ONE VISIT EACH WEEKEND FOR A TOTAL OF 1.8 HOURS/WEEK. | N | Y | TOWN OF FORT WHITE | 172 SW HOLSTEIN AVE |  | FORT WHITE | FL | 32038 |  | 3867543533 |  |  | MAYOR RONALD R. FRAZIER JR. | 118 SW WILSON SPRINGS ROAD | SUITE 1 | FORT WHITE | FL | 32038 |  | 3864972321 |  | CITY | 750 | 216000 | 275 | 2018-04-18 | 2021-09-03 | DC05 | 500
2 | COLUMBIA | NED | akamskim@yahoo.com | 2124400 | NONTRANSIENT NONCOMMUNITY | CHLORINATION; AERATION FOR REMOVAL OF ANY SECONDARY CONTAMINANT, SULFIDE, OR ANY UNREGULATED CONTAMINANT; CORROSION CONTROL INHIBITOR ADDITION; HYPOCHLORINATION; IRON OR MANGANESE SEQUESTRATION; OR ULTRAVIOLET RADIATION. THE LEAD/CHIEF OPERATOR MUST BE CLASS D OR HIGHER. 50,000 GPD UP TO 0.25 MGD-STAFFING BY CLASS D OR HIGHER OPERATOR: 3 VISITS/WEEK ON NONCONSECUTIVE DAYS FOR A TOTAL OF 0.3 HOUR/WEEK. LESS THAN 50,000 GPD-STAFFING BY A CLASS D OR HIGHER OPERATOR: 2 VISITS/WEEK ON NONCONSECUTIVE DAYS FOR A TOTAL OF 0.2 HOUR/WEEK. THERE SHALL BE NO MORE THAN 5 DAYS BETWEEN THE LAST VISIT IN ONE WEEK AND THE FIRST VISIT IN THE NEXT WEEK. | N | Y | WEE CARE PRESCHOOL & DAYCARE | 6170 SW CR 240 |  | LAKE CITY | FL | 32024 |  | 3867545111 |  | KIM SERVICE | KIM SERVICE | 6170 SW CR 240 |  | LAKE CITY | FL | 32024 |  | 3867545111 |  | INVESTOR | 60 | 10890 | 1 | 2018-05-11 | 2020-11-12 | NTNC | 100
2 | COLUMBIA | NED | tana.norris@lcca.academy | 2124404 | NONTRANSIENT NONCOMMUNITY | CHLORINATION; AERATION FOR REMOVAL OF ANY SECONDARY CONTAMINANT, SULFIDE, OR ANY UNREGULATED CONTAMINANT; CORROSION CONTROL INHIBITOR ADDITION; HYPOCHLORINATION; IRON OR MANGANESE SEQUESTRATION; OR ULTRAVIOLET RADIATION. THE LEAD/CHIEF OPERATOR MUST BE CLASS D OR HIGHER. 50,000 GPD UP TO 0.25 MGD-STAFFING BY CLASS D OR HIGHER OPERATOR: 3 VISITS/WEEK ON NONCONSECUTIVE DAYS FOR A TOTAL OF 0.3 HOUR/WEEK. LESS THAN 50,000 GPD-STAFFING BY A CLASS D OR HIGHER OPERATOR: 2 VISITS/WEEK ON NONCONSECUTIVE DAYS FOR A TOTAL OF 0.2 HOUR/WEEK. THERE SHALL BE NO MORE THAN 5 DAYS BETWEEN THE LAST VISIT IN ONE WEEK AND THE FIRST VISIT IN THE NEXT WEEK. | N | Y | LAKE CITY CHRISTIAN ACADEMY | 3035 SW PINEMOUNT ROAD |  | LAKE CITY | FL | 32024 |  | 3867580055 |  | TANA NORRIS | TANA NORRIS | 3035 SW PINEMOUNT ROAD |  | LAKE CITY | FL | 32024 |  | 3867580055 |  | OTHER | 136 | 30240 | 16 | 2019-09-09 | 2019-08-27 | NTNC | 100
2 | COLUMBIA | NED | manager@lakecityrvresort.com | 2124405 | NONCOMMUNITY | CHLORINATION; AERATION FOR REMOVAL OF ANY SECONDARY CONTAMINANT, SULFIDE, OR ANY UNREGULATED CONTAMINANT; CORROSION CONTROL INHIBITOR ADDITION; HYPOCHLORINATION; IRON OR MANGANESE SEQUESTRATION; OR ULTRAVIOLET RADIATION. THE LEAD/CHIEF OPERATOR MUST BE CLASS D OR HIGHER. 50,000 GPD UP TO 0.25 MGD-STAFFING BY CLASS D OR HIGHER OPERATOR: 3 VISITS/WEEK ON NONCONSECUTIVE DAYS FOR A TOTAL OF 0.3 HOUR/WEEK. LESS THAN 50,000 GPD-STAFFING BY A CLASS D OR HIGHER OPERATOR: 2 VISITS/WEEK ON NONCONSECUTIVE DAYS FOR A TOTAL OF 0.2 HOUR/WEEK. THERE SHALL BE NO MORE THAN 5 DAYS BETWEEN THE LAST VISIT IN ONE WEEK AND THE FIRST VISIT IN THE NEXT WEEK. | N | Y | LAKE CITY RV RESORT | 3864 N HWY 441 |  | LAKE CITY | FL | 32055 |  | 3867520830 |  | BILL SHAW | ERWIN JACKSON | PO BOX 4008 |  | TALLAHASSEE | FL | 32315 |  | 8508947368 |  | INVESTOR | 50 | 30250 | 1 | 2016-06-15 | 2021-08-24 | NC01 | 50
2 | COLUMBIA | NED |  | 2124408 | NONCOMMUNITY | CHLORINATION; AERATION FOR REMOVAL OF ANY SECONDARY CONTAMINANT, SULFIDE, OR ANY UNREGULATED CONTAMINANT; CORROSION CONTROL INHIBITOR ADDITION; HYPOCHLORINATION; IRON OR MANGANESE SEQUESTRATION; OR ULTRAVIOLET RADIATION. THE LEAD/CHIEF OPERATOR MUST BE CLASS D OR HIGHER. 50,000 GPD UP TO 0.25 MGD-STAFFING BY CLASS D OR HIGHER OPERATOR: 3 VISITS/WEEK ON NONCONSECUTIVE DAYS FOR A TOTAL OF 0.3 HOUR/WEEK. LESS THAN 50,000 GPD-STAFFING BY A CLASS D OR HIGHER OPERATOR: 2 VISITS/WEEK ON NONCONSECUTIVE DAYS FOR A TOTAL OF 0.2 HOUR/WEEK. THERE SHALL BE NO MORE THAN 5 DAYS BETWEEN THE LAST VISIT IN ONE WEEK AND THE FIRST VISIT IN THE NEXT WEEK. | N | Y | FUTTERS 4 OAKS RV PARK | 2264 NW THUNDER RD. |  | WHITE SPRINGS | FL | 32096 |  | 3863971221 |  | RICHARD FUTTER | RICHARD FUTTER | 142 NW KELLY LANE |  | WHITE SPRINGS | FL | 32096 |  | 3863971085 |  | INVESTOR | 25 | 28521 | 38 | 2018-12-10 | 2018-12-04 | NC01 | 50
2 | COLUMBIA | NED | MIKE@FUS1LLC.COM | 2124409 | COMMUNITY | CHLORINATION; AERATION FOR REMOVAL OF ANY SECONDARY CONTAMINANT, SULFIDE, OR ANY UNREGULATED CONTAMINANT; CORROSION CONTROL INHIBITOR ADDITION; HYPOCHLORINATION; IRON OR MANGANESE SEQUESTRATION; OR ULTRAVIOLET RADIATION. THE LEAD/CHIEF OPERATOR MUST BE CLASS D OR HIGHER. 50,000 GPD UP TO 0.25 MGD-STAFFING BY CLASS D OR HIGHER OPERATOR: 3 VISITS/WEEK ON NONCONSECUTIVE DAYS FOR A TOTAL OF 0.3 HOUR/WEEK. LESS THAN 50,000 GPD-STAFFING BY A CLASS D OR HIGHER OPERATOR: 2 VISITS/WEEK ON NONCONSECUTIVE DAYS FOR A TOTAL OF 0.2 HOUR/WEEK. THERE SHALL BE NO MORE THAN 5 DAYS BETWEEN THE LAST VISIT IN ONE WEEK AND THE FIRST VISIT IN THE NEXT WEEK. | N | Y | LANCE WATER | END OF ROAD SE LINDALE GLEN |  | LAKE CITY | FL | 32025 |  | 3867527730 |  | MICHAEL SMALLRIDGE | MICHAEL SMALLRIDGE | 5911 TROUBLE CREEK RD |  | NEW PORT RICHEY | FL | 34652 |  | 3523027406 |  | SUBDIVISION | 75 | 18514 | 25 | 2012-08-23 | 2020-11-13 | DC06 | 100
2 | COLUMBIA | NED | brijesh_patel4321@yahoo.com | 2124411 | NONCOMMUNITY | CHLORINATION; AERATION FOR REMOVAL OF ANY SECONDARY CONTAMINANT, SULFIDE, OR ANY UNREGULATED CONTAMINANT; CORROSION CONTROL INHIBITOR ADDITION; HYPOCHLORINATION; IRON OR MANGANESE SEQUESTRATION; OR ULTRAVIOLET RADIATION. THE LEAD/CHIEF OPERATOR MUST BE CLASS D OR HIGHER. 50,000 GPD UP TO 0.25 MGD-STAFFING BY CLASS D OR HIGHER OPERATOR: 3 VISITS/WEEK ON NONCONSECUTIVE DAYS FOR A TOTAL OF 0.3 HOUR/WEEK. LESS THAN 50,000 GPD-STAFFING BY A CLASS D OR HIGHER OPERATOR: 2 VISITS/WEEK ON NONCONSECUTIVE DAYS FOR A TOTAL OF 0.2 HOUR/WEEK. THERE SHALL BE NO MORE THAN 5 DAYS BETWEEN THE LAST VISIT IN ONE WEEK AND THE FIRST VISIT IN THE NEXT WEEK. | N | Y | SHOP SMART #2 | 113 SOUTHWEST BARNEY STREET |  | HIGH SPRINGS | FL | 32643 |  | 3864548996 |  | SAVITABEN PATEL | SAVITABEN PATEL | 7685 SW US 27 |  | FORT WHITE | FL | 32038 |  | 3864549702 |  | OTHER | 25 | 9287 | 1 | 2017-06-14 | 2017-05-19 | NC01 | 50
2 | COLUMBIA | NED | boyettet@bellsouth.net | 2124412 | NONTRANSIENT NONCOMMUNITY | CHLORINATION; AERATION FOR REMOVAL OF ANY SECONDARY CONTAMINANT, SULFIDE, OR ANY UNREGULATED CONTAMINANT; CORROSION CONTROL INHIBITOR ADDITION; HYPOCHLORINATION; IRON OR MANGANESE SEQUESTRATION; OR ULTRAVIOLET RADIATION. THE LEAD/CHIEF OPERATOR MUST BE CLASS D OR HIGHER. 50,000 GPD UP TO 0.25 MGD-STAFFING BY CLASS D OR HIGHER OPERATOR: 3 VISITS/WEEK ON NONCONSECUTIVE DAYS FOR A TOTAL OF 0.3 HOUR/WEEK. LESS THAN 50,000 GPD-STAFFING BY A CLASS D OR HIGHER OPERATOR: 2 VISITS/WEEK ON NONCONSECUTIVE DAYS FOR A TOTAL OF 0.2 HOUR/WEEK. THERE SHALL BE NO MORE THAN 5 DAYS BETWEEN THE LAST VISIT IN ONE WEEK AND THE FIRST VISIT IN THE NEXT WEEK. | N | Y | CASTLE HILL ACADEMY | 200 SW WOODBRANCH LANE |  | LAKE CITY | FL | 32024 |  | 3867546565 |  | TERESA BOYETTE | TERESA BOYETTE | 200 SW WOODBRANCH LANE |  | LAKE CITY | FL | 32024 |  | 3863973661 |  | OTHER | 155 | 2000 | 3 | 2016-02-21 | 2019-06-28 | NTNC | 100
2 | COLUMBIA | NED | CHAD_WILLIAMS@COLUMBIACOUNTYFLA.COM | 2124413 | COMMUNITY | AERATION FOR REMOVAL OF ANY PRIMARY CONTAMINANT; ALKALINITY/PH ADJUSTMENT; CHLORAMIN ATION; CHLORINE DIOXIDE FOR OXIDATION OR DISINFECTION; FLUORIDATION; ION EXCHANGE FOR REMOVAL OF ANY SECONDARY CONTAMINANT, SULFIDE, OR ANY UNREGULATED CONTAMINANT; OR OZONATION. THE LEAD/CHIEF OPERATOR MUST BE CLASS C OR HIGHER. 5.0 MGD UP TO 10 MGD-STAFFING BY CLASS C OR HIGHER OPERATOR: 6 HOURS/DAY FOR 5 DAYS/WEEK AND ONE VISIT ON EACH WEEKEND DAY. 3.0 MGD UP TO 5.0 MGD-STAFFING BY CLASS C OR HIGHER OPERATOR: 3 HOURS/DAY FOR 5 DAYS/WEEK AND ONE VISIT ON EACH WEEKEND DAY. 1.0 MGD UP TO 3.0 MGD-STAFFING BY CLASS C OR HIGHER OPERATOR: 1 HOUR/DAY FOR 5 DAYS/WEEK AND ONE VISIT ON EACH WEEKEND DAY. 0.1 MGD UP TO 1.0 MGD-STAFFING BY CLASS C OR HIGHER OPERATOR: 5 VISITS/WEEK AND ONE VISIT EACH WEEKEND FOR A TOTAL OF 1.2 HOURS/WEEK. | N | Y | COLUMBIA COUNTY WATER SYSTEM | WIRE ROAD |  | LAKE CITY | FL | 32059 |  | 3867581005 |  | Robert Domingue | CHAD WILLIAMS | 135 NE HERNANDO AVE | SUITE 203 | LAKE CITY | FL | 32055 |  | 3867581178 |  | COUNTY | 75 | 320000 | 35 | 2019-03-25 | 2019-03-07 | DC05 | 500
2 | COLUMBIA | NED | gitathakor@ymail.com | 2124414 | NONCOMMUNITY | CHLORINATION; AERATION FOR REMOVAL OF ANY SECONDARY CONTAMINANT, SULFIDE, OR ANY UNREGULATED CONTAMINANT; CORROSION CONTROL INHIBITOR ADDITION; HYPOCHLORINATION; IRON OR MANGANESE SEQUESTRATION; OR ULTRAVIOLET RADIATION. THE LEAD/CHIEF OPERATOR MUST BE CLASS D OR HIGHER. 50,000 GPD UP TO 0.25 MGD-STAFFING BY CLASS D OR HIGHER OPERATOR: 3 VISITS/WEEK ON NONCONSECUTIVE DAYS FOR A TOTAL OF 0.3 HOUR/WEEK. LESS THAN 50,000 GPD-STAFFING BY A CLASS D OR HIGHER OPERATOR: 2 VISITS/WEEK ON NONCONSECUTIVE DAYS FOR A TOTAL OF 0.2 HOUR/WEEK. THERE SHALL BE NO MORE THAN 5 DAYS BETWEEN THE LAST VISIT IN ONE WEEK AND THE FIRST VISIT IN THE NEXT WEEK. | N | Y | M&M DISCOUNT BEVERAGE #3 | 2980 SW WILSON SPRINGS ROAD |  | FORT WHITE | FL | 32038 |  | 3862090867 |  | GITA THAKOR | TRISHA ROY | 17125 SW 30TH AVENUE |  | LIVE OAK | FL | 32064 |  | 3524745032 |  | OTHER | 25 | 4690 | 1 | 2014-05-12 | 2020-05-22 | NC01 | 50
2 | COLUMBIA | NED | leanie_b@yahoo.com | 2124415 | NONCOMMUNITY | CHLORINATION; AERATION FOR REMOVAL OF ANY SECONDARY CONTAMINANT, SULFIDE, OR ANY UNREGULATED CONTAMINANT; CORROSION CONTROL INHIBITOR ADDITION; HYPOCHLORINATION; IRON OR MANGANESE SEQUESTRATION; OR ULTRAVIOLET RADIATION. THE LEAD/CHIEF OPERATOR MUST BE CLASS D OR HIGHER. 50,000 GPD UP TO 0.25 MGD-STAFFING BY CLASS D OR HIGHER OPERATOR: 3 VISITS/WEEK ON NONCONSECUTIVE DAYS FOR A TOTAL OF 0.3 HOUR/WEEK. LESS THAN 50,000 GPD-STAFFING BY A CLASS D OR HIGHER OPERATOR: 2 VISITS/WEEK ON NONCONSECUTIVE DAYS FOR A TOTAL OF 0.2 HOUR/WEEK. THERE SHALL BE NO MORE THAN 5 DAYS BETWEEN THE LAST VISIT IN ONE WEEK AND THE FIRST VISIT IN THE NEXT WEEK. | N | Y | GREATER TRUEVINE BAPTIST CHURCH | 217 NE KINGSTON LANE |  | LAKE CITY | FL | 32025 |  | 3867559247 |  | ILEAN BARRINGTON | DEACON ALVIN SIMMONS | 217 NE KINGSTON LANE |  | LAKE CITY | FL | 32025 |  | 3867559247 |  | OTHER | 25 | 5426 | 1 | 2015-04-14 | 2020-09-04 | NC01 | 50
2 | COLUMBIA | NED | admin@theorchardcc.org | 2124416 | NONTRANSIENT NONCOMMUNITY | CHLORINATION; AERATION FOR REMOVAL OF ANY SECONDARY CONTAMINANT, SULFIDE, OR ANY UNREGULATED CONTAMINANT; CORROSION CONTROL INHIBITOR ADDITION; HYPOCHLORINATION; IRON OR MANGANESE SEQUESTRATION; OR ULTRAVIOLET RADIATION. THE LEAD/CHIEF OPERATOR MUST BE CLASS D OR HIGHER. 50,000 GPD UP TO 0.25 MGD-STAFFING BY CLASS D OR HIGHER OPERATOR: 3 VISITS/WEEK ON NONCONSECUTIVE DAYS FOR A TOTAL OF 0.3 HOUR/WEEK. LESS THAN 50,000 GPD-STAFFING BY A CLASS D OR HIGHER OPERATOR: 2 VISITS/WEEK ON NONCONSECUTIVE DAYS FOR A TOTAL OF 0.2 HOUR/WEEK. THERE SHALL BE NO MORE THAN 5 DAYS BETWEEN THE LAST VISIT IN ONE WEEK AND THE FIRST VISIT IN THE NEXT WEEK. | N | Y | ORCHARD COMMUNITY CHURCH WTP | 162 SW RIDGE STREET |  | LAKE CITY | FL | 32055 |  | 3867583400 |  | MICHAEL FEDERICO | MICHAEL FEDERICO | PO BOX 529 |  | LAKE CITY | FL | 32056 |  | 3867583400 |  | OTHER | 75 | 9060 | 4 | 2019-03-14 | 2019-03-07 | NTNC | 100
2 | COLUMBIA | NED | Envcompliance@dollargeneral.com | 2124417 | NONCOMMUNITY | CHLORINATION; AERATION FOR REMOVAL OF ANY SECONDARY CONTAMINANT, SULFIDE, OR ANY UNREGULATED CONTAMINANT; CORROSION CONTROL INHIBITOR ADDITION; HYPOCHLORINATION; IRON OR MANGANESE SEQUESTRATION; OR ULTRAVIOLET RADIATION. THE LEAD/CHIEF OPERATOR MUST BE CLASS D OR HIGHER. 50,000 GPD UP TO 0.25 MGD-STAFFING BY CLASS D OR HIGHER OPERATOR: 3 VISITS/WEEK ON NONCONSECUTIVE DAYS FOR A TOTAL OF 0.3 HOUR/WEEK. LESS THAN 50,000 GPD-STAFFING BY A CLASS D OR HIGHER OPERATOR: 2 VISITS/WEEK ON NONCONSECUTIVE DAYS FOR A TOTAL OF 0.2 HOUR/WEEK. THERE SHALL BE NO MORE THAN 5 DAYS BETWEEN THE LAST VISIT IN ONE WEEK AND THE FIRST VISIT IN THE NEXT WEEK. | N | Y | DOLLAR GENERAL #17873 - LAKE CITY | 11346 SR 247 |  | LAKE CITY | FL | 32024 |  | 2259265093 |  | KRISTIN ELLIOTT | KRISTIN ELLIOTT | 100 MISSION RIDGE |  | GOODLETTSVILLE | TN | 32072 |  | 6158555365 |  | INVESTOR | 25 | 1000 | 1 |  | 2017-09-07 | NC01 | 50
2 | COLUMBIA | NED | kcarver@cmfoods.com | 2124418 | NONTRANSIENT NONCOMMUNITY | ACTIVATED CARBON PROCESSES; DIATOMACEOUS EARTH FILTRATION; ION EXCHANGE FOR REMOVAL OF ANY PRIMARY CONTAMINANT; ION AND MANGANESE REMOVAL (OXIDATION, DETENTION, AND FILTRATION); OR SLOW SAND FILTRATION. LEAD/CHIEF OPERATOR MUST BE CLASS C OR HIGHER. 1.0 MGD UP TO 2.0 MGD-STAFFING BY CLASS C OR HIGHER OPERATOR: 6 HOURS/DAY FOR 5 DAYS/WEEK AND ONE VISIT ON EACH WEEKEND DAY. 0.5 MGD UP TO 1.0 MGD-STAFFING BY CLASS C OR HIGHER OPERATOR: 3 HOURS/DAY FOR 5 DAYS/WEEK AND ONE VISIT ON EACH WEEKEND DAY. 0.25 MGD UP TO 0.5 MGD-STAFFING BY CLASS C OR HIGHER OPERATOR: 1 HOUR/DAY FOR 5 DAYS/WEEK AND ONE VISIT ON EACH WEEKEND DAY. LESS THAN 0.25 MGD-STAFFING BY CLASS C OR HIGHER OPERATOR: 5 VISITS/WEEK AND ONE VISIT EACH WEEKEND FOR A TOTAL OF 1.8 HOURS/WEEK. | N | Y | CAL-MAINE FOODS, INC. | 247 HILLANDALE FARM RD. |  | LAKE CITY | FL | 32055 |  | 3869657446 |  | KEN CARVER | KEN CARVER | 247 HILLANDALE GLEN |  | LAKE CITY | FL | 32055 |  | 3869657446 |  | INVESTOR | 85 | 8500 | 3 | 2017-12-12 | 2018-09-06 | NTNC | 100
2 | COLUMBIA | NED | brian@conceptcompanies.net | 2124419 | NONCOMMUNITY | CHLORINATION; AERATION FOR REMOVAL OF ANY SECONDARY CONTAMINANT, SULFIDE, OR ANY UNREGULATED CONTAMINANT; CORROSION CONTROL INHIBITOR ADDITION; HYPOCHLORINATION; IRON OR MANGANESE SEQUESTRATION; OR ULTRAVIOLET RADIATION. THE LEAD/CHIEF OPERATOR MUST BE CLASS D OR HIGHER. 50,000 GPD UP TO 0.25 MGD-STAFFING BY CLASS D OR HIGHER OPERATOR: 3 VISITS/WEEK ON NONCONSECUTIVE DAYS FOR A TOTAL OF 0.3 HOUR/WEEK. LESS THAN 50,000 GPD-STAFFING BY A CLASS D OR HIGHER OPERATOR: 2 VISITS/WEEK ON NONCONSECUTIVE DAYS FOR A TOTAL OF 0.2 HOUR/WEEK. THERE SHALL BE NO MORE THAN 5 DAYS BETWEEN THE LAST VISIT IN ONE WEEK AND THE FIRST VISIT IN THE NEXT WEEK. | N | Y | DOLLAR GENERAL #18371 | 134 SW WINGATE |  | LAKE CITY | FL | 32024 |  | 3867558887 |  |  | BRIAN CRAWFORD | 3324 W. UNIVERSITY AVE. | PMB # 151 | GAINESVILLE | FL | 32607 |  | 3523333233 |  | INVESTOR | 25 | 1000 | 1 | 2018-03-14 | 2018-03-01 | NC01 | 50
2 | COLUMBIA | NED |  | 2124420 | NONCOMMUNITY | CHLORINATION; AERATION FOR REMOVAL OF ANY SECONDARY CONTAMINANT, SULFIDE, OR ANY UNREGULATED CONTAMINANT; CORROSION CONTROL INHIBITOR ADDITION; HYPOCHLORINATION; IRON OR MANGANESE SEQUESTRATION; OR ULTRAVIOLET RADIATION. THE LEAD/CHIEF OPERATOR MUST BE CLASS D OR HIGHER. 50,000 GPD UP TO 0.25 MGD-STAFFING BY CLASS D OR HIGHER OPERATOR: 3 VISITS/WEEK ON NONCONSECUTIVE DAYS FOR A TOTAL OF 0.3 HOUR/WEEK. LESS THAN 50,000 GPD-STAFFING BY A CLASS D OR HIGHER OPERATOR: 2 VISITS/WEEK ON NONCONSECUTIVE DAYS FOR A TOTAL OF 0.2 HOUR/WEEK. THERE SHALL BE NO MORE THAN 5 DAYS BETWEEN THE LAST VISIT IN ONE WEEK AND THE FIRST VISIT IN THE NEXT WEEK. | N | Y | DOLLAR GENERAL LAKE CITY BIRLEY | 2144 SW BIRLEY AVENUE |  | LAKE CITY | FL | 32024 |  | 3867558887 |  | SHELIA SCULL | CAROL S. AND RONALD L. JOYNER | 2536 70TH AVE S |  | ST. PETERSBURG | FL | 33712 |  |  |  | INVESTOR | 25 | 1000 | 1 | 2019-10-31 | 2019-10-25 | NC01 | 50
2 | COLUMBIA | NED |  | 2124422 | NONCOMMUNITY | CHLORINATION; AERATION FOR REMOVAL OF ANY SECONDARY CONTAMINANT, SULFIDE, OR ANY UNREGULATED CONTAMINANT; CORROSION CONTROL INHIBITOR ADDITION; HYPOCHLORINATION; IRON OR MANGANESE SEQUESTRATION; OR ULTRAVIOLET RADIATION. THE LEAD/CHIEF OPERATOR MUST BE CLASS D OR HIGHER. 50,000 GPD UP TO 0.25 MGD-STAFFING BY CLASS D OR HIGHER OPERATOR: 3 VISITS/WEEK ON NONCONSECUTIVE DAYS FOR A TOTAL OF 0.3 HOUR/WEEK. LESS THAN 50,000 GPD-STAFFING BY A CLASS D OR HIGHER OPERATOR: 2 VISITS/WEEK ON NONCONSECUTIVE DAYS FOR A TOTAL OF 0.2 HOUR/WEEK. THERE SHALL BE NO MORE THAN 5 DAYS BETWEEN THE LAST VISIT IN ONE WEEK AND THE FIRST VISIT IN THE NEXT WEEK. | N | Y | DOLLAR GENERAL LAKE CITY CR242 - 23068 | 4367 SW CR 242 |  | LAKE CITY | FL | 32024 |  | 3867558887 |  | TODD HIGGINS | MATT CASON | 3324 WEST UNIVERSITY AVENUE #151 |  | GAINESVILLE | FL | 32607 |  | 3867558887 |  | INVESTOR | 25 | 1000 | 1 |  | 2021-12-17 | NC01 | 50
2 | DIXIE | NED |  | 2150243 | COMMUNITY | MEMBRANE PROCESSES, INCLUDING ELECTRODIALYSIS, ELECTRODIALYSIS REVERSAL, MICROFILTRATION, ULTRAFILTRATION, NANOFILTRATION, AND REVERSE OSMOSIS 1.0 MGD UP TO 6.5 MGD. STAFFING BY CLASS C OR HIGHER OPERATOR: 16 HOURS/DAY FOR 7 DAYS/WEEK. THE LEAD/CHIEF OPERATOR MUST BE CLASS B OR HIGHER. | N | Y | CROSS CITY WTP | 251 BARBER AVE |  | CROSS CITY | FL | 32628 | 417 | 3524983306 |  | WILLIAM ROBINSON | JOHN DRIGGERS | PO BOX 417 |  | CROSS CITY | FL | 32628 | 417 | 3524983079 |  | MUNICIPALITY | 2850 | 1200000 | 1023 | 2013-12-09 | 2019-05-31 | DC03 | 2000
2 | DIXIE | NED | horseshoebeachto@bellsouth.net | 2150512 | COMMUNITY | MEMBRANE PROCESSES, INCLUDING ELECTRODIALYSIS, ELECTRODIALYSIS REVERSAL, MICROFILTRATION, ULTRAFILTRATION, NANOFILTRATION, AND REVERSE OSMOSIS. THE LEAD/CHIEF OPERATOR MUST BE CLASS C OR HIGHER. 0.5 MGD UP TO 1.0 MGD-STAFFING BY CLASS C OR HIGHER OPERATOR: 6 HOURS/DAY FOR 5 DAYS/WEEK AND ONE VISIT ON EACH WEEKEND DAY. 0.1 MGD UP TO 0.5 MGD-STAFFING BY CLASS C OR HIGHER OPERATOR: 3 HOURS/DAY FOR 5 DAYS/WEEK AND ONE VISIT ON EACH WEEKEND DAY. LESS THAN 0.1 MGD-STAFFING BY CLASS C OR HIGHER OPERATOR: 1 HOUR/DAY FOR 5 DAYS/WEEK AND ONE VISIT ON EACH WEEKEND DAY. | N | Y | HORSESHOE BEACH WTP | 17187 SOUTHWEST HIGHWAY 351 |  | HORSESHOE BEACH | FL | 32648 |  | 3524983739 |  | NIKKI SELPH | NIKKI SELPH | PO BOX 158 |  | HORSESHOE BEACH | FL | 32648 |  | 3524985234 |  | WATER ASSOCIATION | 300 | 215000 | 442 | 2018-10-18 | 2021-09-27 | DC05 | 500
2 | DIXIE | NED | jerryevans@dixie.k12.fl.us | 2150840 | NONTRANSIENT NONCOMMUNITY | CHLORINATION; AERATION FOR REMOVAL OF ANY SECONDARY CONTAMINANT, SULFIDE, OR ANY UNREGULATED CONTAMINANT; CORROSION CONTROL INHIBITOR ADDITION; HYPOCHLORINATION; IRON OR MANGANESE SEQUESTRATION; OR ULTRAVIOLET RADIATION. THE LEAD/CHIEF OPERATOR MUST BE CLASS D OR HIGHER. 50,000 GPD UP TO 0.25 MGD-STAFFING BY CLASS D OR HIGHER OPERATOR: 3 VISITS/WEEK ON NONCONSECUTIVE DAYS FOR A TOTAL OF 0.3 HOUR/WEEK. LESS THAN 50,000 GPD-STAFFING BY A CLASS D OR HIGHER OPERATOR: 2 VISITS/WEEK ON NONCONSECUTIVE DAYS FOR A TOTAL OF 0.2 HOUR/WEEK. THERE SHALL BE NO MORE THAN 5 DAYS BETWEEN THE LAST VISIT IN ONE WEEK AND THE FIRST VISIT IN THE NEXT WEEK. | N | Y | OLD TOWN SCHOOL | 823 SOUTHEAST C.R. 349 |  | OLD TOWN | FL | 32680 |  | 3524986159 |  | JERRY EVANS | JERRY EVANS | 16077 NE HWY 19 | BLDG. 20 | CROSS CITY | FL | 32628 | 880 | 3524986150 |  | COUNTY | 595 | 79200 | 16 | 2018-07-13 | 2020-12-11 | NTNC | 100
2 | DIXIE | NED | shadyharbor@yahoo.com | 2151026 | COMMUNITY | CHLORINATION; AERATION FOR REMOVAL OF ANY SECONDARY CONTAMINANT, SULFIDE, OR ANY UNREGULATED CONTAMINANT; CORROSION CONTROL INHIBITOR ADDITION; HYPOCHLORINATION; IRON OR MANGANESE SEQUESTRATION; OR ULTRAVIOLET RADIATION. THE LEAD/CHIEF OPERATOR MUST BE CLASS D OR HIGHER. 50,000 GPD UP TO 0.25 MGD-STAFFING BY CLASS D OR HIGHER OPERATOR: 3 VISITS/WEEK ON NONCONSECUTIVE DAYS FOR A TOTAL OF 0.3 HOUR/WEEK. LESS THAN 50,000 GPD-STAFFING BY A CLASS D OR HIGHER OPERATOR: 2 VISITS/WEEK ON NONCONSECUTIVE DAYS FOR A TOTAL OF 0.2 HOUR/WEEK. THERE SHALL BE NO MORE THAN 5 DAYS BETWEEN THE LAST VISIT IN ONE WEEK AND THE FIRST VISIT IN THE NEXT WEEK. | N | Y | SHADY OAKS RV AND MHP | 153 NE 300TH ST |  | CROSS CITY | FL | 32628 |  | 3524987276 |  | DAVE KELLER | DAVE KELLER | 153 NE 300TH ST. |  | CROSS CITY | FL | 32628 |  | 3524987276 |  | INVESTOR | 75 | 36000 | 85 | 2016-07-22 | 2019-05-31 | DC06 | 100
2 | DIXIE | NED | SuwanneeWater@bellsouth.net | 2151140 | COMMUNITY | MEMBRANE PROCESSES, INCLUDING ELECTRODIALYSIS, ELECTRODIALYSIS REVERSAL, MICROFILTRATION, ULTRAFILTRATION, NANOFILTRATION, AND REVERSE OSMOSIS. THE LEAD/CHIEF OPERATOR MUST BE CLASS C OR HIGHER. 0.5 MGD UP TO 1.0 MGD-STAFFING BY CLASS C OR HIGHER OPERATOR: 6 HOURS/DAY FOR 5 DAYS/WEEK AND ONE VISIT ON EACH WEEKEND DAY. 0.1 MGD UP TO 0.5 MGD-STAFFING BY CLASS C OR HIGHER OPERATOR: 3 HOURS/DAY FOR 5 DAYS/WEEK AND ONE VISIT ON EACH WEEKEND DAY. LESS THAN 0.1 MGD-STAFFING BY CLASS C OR HIGHER OPERATOR: 1 HOUR/DAY FOR 5 DAYS/WEEK AND ONE VISIT ON EACH WEEKEND DAY. | N | Y | SUWANNEE WATER & SEWER DISTRICT | 825 SE 327TH ST |  | SUWANNEE | FL | 32692 | 143 | 3525420305 |  | JERI LYNN WOODS | KEITH SEGAR | PO BOX 143 |  | SUWANNEE | FL | 32692 |  | 3525427570 |  | MUNICIPALITY | 1800 | 375000 | 909 | 2017-03-14 | 2020-03-04 | DC04 | 1000
2 | DIXIE | NED | Dannon3169@gmail.com | 2151410 | NONCOMMUNITY | CHLORINATION; AERATION FOR REMOVAL OF ANY SECONDARY CONTAMINANT, SULFIDE, OR ANY UNREGULATED CONTAMINANT; CORROSION CONTROL INHIBITOR ADDITION; HYPOCHLORINATION; IRON OR MANGANESE SEQUESTRATION; OR ULTRAVIOLET RADIATION. THE LEAD/CHIEF OPERATOR MUST BE CLASS D OR HIGHER. 50,000 GPD UP TO 0.25 MGD-STAFFING BY CLASS D OR HIGHER OPERATOR: 3 VISITS/WEEK ON NONCONSECUTIVE DAYS FOR A TOTAL OF 0.3 HOUR/WEEK. LESS THAN 50,000 GPD-STAFFING BY A CLASS D OR HIGHER OPERATOR: 2 VISITS/WEEK ON NONCONSECUTIVE DAYS FOR A TOTAL OF 0.2 HOUR/WEEK. THERE SHALL BE NO MORE THAN 5 DAYS BETWEEN THE LAST VISIT IN ONE WEEK AND THE FIRST VISIT IN THE NEXT WEEK. | N | Y | SUWANNEE BELLE LANDING | 282 SOUTHEAST 989TH STREET |  | OLD TOWN | FL | 32680 |  | 3525427808 |  | DANE GILBERT | DANE GILBERT | 282 SE 989TH ST. |  | OLD TOWN | FL | 32680 |  | 3525427079 |  | INVESTOR | 25 | 14000 | 1 | 2019-08-26 | 2019-08-08 | NC01 | 50
2 | DIXIE | NED | river1@svic.net; star1@svic.net | 2151412 | NONCOMMUNITY | CHLORINATION; AERATION FOR REMOVAL OF ANY SECONDARY CONTAMINANT, SULFIDE, OR ANY UNREGULATED CONTAMINANT; CORROSION CONTROL INHIBITOR ADDITION; HYPOCHLORINATION; IRON OR MANGANESE SEQUESTRATION; OR ULTRAVIOLET RADIATION. THE LEAD/CHIEF OPERATOR MUST BE CLASS D OR HIGHER. 50,000 GPD UP TO 0.25 MGD-STAFFING BY CLASS D OR HIGHER OPERATOR: 3 VISITS/WEEK ON NONCONSECUTIVE DAYS FOR A TOTAL OF 0.3 HOUR/WEEK. LESS THAN 50,000 GPD-STAFFING BY A CLASS D OR HIGHER OPERATOR: 2 VISITS/WEEK ON NONCONSECUTIVE DAYS FOR A TOTAL OF 0.2 HOUR/WEEK. THERE SHALL BE NO MORE THAN 5 DAYS BETWEEN THE LAST VISIT IN ONE WEEK AND THE FIRST VISIT IN THE NEXT WEEK. | N | Y | YELLOW JACKET RV RESORT | 55 SOUTHEAST 503RD AVENUE |  | OLD TOWN | FL | 32680 |  | 3525428365 |  | RON OXENDINE | RON OXENDINE | 55 SE 503RD AVE. |  | OLD TOWN | FL | 32680 |  | 3525428365 |  | INVESTOR | 176 | 36000 | 85 | 2017-04-11 | 2021-12-29 | NC01 | 50
2 | DIXIE | NED | wanda.higgs01@gmail.com | 2151423 | NONCOMMUNITY | CHLORINATION; AERATION FOR REMOVAL OF ANY SECONDARY CONTAMINANT, SULFIDE, OR ANY UNREGULATED CONTAMINANT; CORROSION CONTROL INHIBITOR ADDITION; HYPOCHLORINATION; IRON OR MANGANESE SEQUESTRATION; OR ULTRAVIOLET RADIATION. THE LEAD/CHIEF OPERATOR MUST BE CLASS D OR HIGHER. 50,000 GPD UP TO 0.25 MGD-STAFFING BY CLASS D OR HIGHER OPERATOR: 3 VISITS/WEEK ON NONCONSECUTIVE DAYS FOR A TOTAL OF 0.3 HOUR/WEEK. LESS THAN 50,000 GPD-STAFFING BY A CLASS D OR HIGHER OPERATOR: 2 VISITS/WEEK ON NONCONSECUTIVE DAYS FOR A TOTAL OF 0.2 HOUR/WEEK. THERE SHALL BE NO MORE THAN 5 DAYS BETWEEN THE LAST VISIT IN ONE WEEK AND THE FIRST VISIT IN THE NEXT WEEK. | N | Y | CHARLIE'S BAR | 21454 SOUTHEAST HIGHWAY 19 |  | OLD TOWN | FL | 32680 |  | 3524983977 |  |  | WANDA HIGGS | 21454 SE HWY 19 |  | OLD TOWN | FL | 32680 |  | 3525429326 |  | INVESTOR | 25 | 3600 | 1 | 2016-10-12 | 2021-09-13 | NC01 | 50
2 | DIXIE | NED | jandv13@yahoo.com | 2151428 | NONCOMMUNITY | CHLORINATION; AERATION FOR REMOVAL OF ANY SECONDARY CONTAMINANT, SULFIDE, OR ANY UNREGULATED CONTAMINANT; CORROSION CONTROL INHIBITOR ADDITION; HYPOCHLORINATION; IRON OR MANGANESE SEQUESTRATION; OR ULTRAVIOLET RADIATION. THE LEAD/CHIEF OPERATOR MUST BE CLASS D OR HIGHER. 50,000 GPD UP TO 0.25 MGD-STAFFING BY CLASS D OR HIGHER OPERATOR: 3 VISITS/WEEK ON NONCONSECUTIVE DAYS FOR A TOTAL OF 0.3 HOUR/WEEK. LESS THAN 50,000 GPD-STAFFING BY A CLASS D OR HIGHER OPERATOR: 2 VISITS/WEEK ON NONCONSECUTIVE DAYS FOR A TOTAL OF 0.2 HOUR/WEEK. THERE SHALL BE NO MORE THAN 5 DAYS BETWEEN THE LAST VISIT IN ONE WEEK AND THE FIRST VISIT IN THE NEXT WEEK. | N | Y | SOUTHERN COMFORT CAMPGROUND | 50 SOUTHEAST 74TH AVENUE |  | CROSS CITY | FL | 32628 |  | 3524980490 |  | JAMES GEARHART | JAMES GEARHART | 50 SE 74TH AVE |  | CROSS CITY | FL | 32628 |  | 3524980490 |  | INVESTOR | 72 | 9347 | 37 | 2017-04-17 | 2017-02-28 | NC01 | 50
2 | DIXIE | NED | OLDTOWNCAMPGROUND@GMAIL.COM | 2151433 | NONCOMMUNITY | CHLORINATION; AERATION FOR REMOVAL OF ANY SECONDARY CONTAMINANT, SULFIDE, OR ANY UNREGULATED CONTAMINANT; CORROSION CONTROL INHIBITOR ADDITION; HYPOCHLORINATION; IRON OR MANGANESE SEQUESTRATION; OR ULTRAVIOLET RADIATION. THE LEAD/CHIEF OPERATOR MUST BE CLASS D OR HIGHER. 50,000 GPD UP TO 0.25 MGD-STAFFING BY CLASS D OR HIGHER OPERATOR: 3 VISITS/WEEK ON NONCONSECUTIVE DAYS FOR A TOTAL OF 0.3 HOUR/WEEK. LESS THAN 50,000 GPD-STAFFING BY A CLASS D OR HIGHER OPERATOR: 2 VISITS/WEEK ON NONCONSECUTIVE DAYS FOR A TOTAL OF 0.2 HOUR/WEEK. THERE SHALL BE NO MORE THAN 5 DAYS BETWEEN THE LAST VISIT IN ONE WEEK AND THE FIRST VISIT IN THE NEXT WEEK. | N | Y | OLD TOWN CAMPGROUND WS | 2241 SOUTHEAST HIGHWAY 349 |  | OLD TOWN | FL | 32680 |  | 3525429500 |  | ROBERT NELSON | ROBERT NELSON | 2241 SE HIGHWAY 349 |  | OLD TOWN | FL | 32680 |  | 3525429500 |  | INVESTOR | 25 | 18627 | 46 | 2016-11-29 | 2021-12-15 | NC01 | 50
2 | DIXIE | NED | tonmoy.rahim@yahoo.com | 2151435 | NONCOMMUNITY | CHLORINATION; AERATION FOR REMOVAL OF ANY SECONDARY CONTAMINANT, SULFIDE, OR ANY UNREGULATED CONTAMINANT; CORROSION CONTROL INHIBITOR ADDITION; HYPOCHLORINATION; IRON OR MANGANESE SEQUESTRATION; OR ULTRAVIOLET RADIATION. THE LEAD/CHIEF OPERATOR MUST BE CLASS D OR HIGHER. 50,000 GPD UP TO 0.25 MGD-STAFFING BY CLASS D OR HIGHER OPERATOR: 3 VISITS/WEEK ON NONCONSECUTIVE DAYS FOR A TOTAL OF 0.3 HOUR/WEEK. LESS THAN 50,000 GPD-STAFFING BY A CLASS D OR HIGHER OPERATOR: 2 VISITS/WEEK ON NONCONSECUTIVE DAYS FOR A TOTAL OF 0.2 HOUR/WEEK. THERE SHALL BE NO MORE THAN 5 DAYS BETWEEN THE LAST VISIT IN ONE WEEK AND THE FIRST VISIT IN THE NEXT WEEK. | N | Y | LILLY CREEK GENERAL STORE | 12373 HWY 351 SW |  | HORSESHOE BEACH | FL | 32648 |  | 3524987515 |  | MOHAMMED RAHIM | MOHAMMED RAHIM | 19232 SE HIGHWAY 19 |  | CROSS CITY | FL | 32648 |  | 3523567046 |  | OTHER | 25 | 18937 | 1 | 2014-10-03 | 2016-12-06 | NC01 | 50
2 | DIXIE | NED | HFS@SVIC.NET | 2151436 | NONCOMMUNITY | CHLORINATION; AERATION FOR REMOVAL OF ANY SECONDARY CONTAMINANT, SULFIDE, OR ANY UNREGULATED CONTAMINANT; CORROSION CONTROL INHIBITOR ADDITION; HYPOCHLORINATION; IRON OR MANGANESE SEQUESTRATION; OR ULTRAVIOLET RADIATION. THE LEAD/CHIEF OPERATOR MUST BE CLASS D OR HIGHER. 50,000 GPD UP TO 0.25 MGD-STAFFING BY CLASS D OR HIGHER OPERATOR: 3 VISITS/WEEK ON NONCONSECUTIVE DAYS FOR A TOTAL OF 0.3 HOUR/WEEK. LESS THAN 50,000 GPD-STAFFING BY A CLASS D OR HIGHER OPERATOR: 2 VISITS/WEEK ON NONCONSECUTIVE DAYS FOR A TOTAL OF 0.2 HOUR/WEEK. THERE SHALL BE NO MORE THAN 5 DAYS BETWEEN THE LAST VISIT IN ONE WEEK AND THE FIRST VISIT IN THE NEXT WEEK. | N | Y | JIFFY FOOD 1569 FKA STEPHENSONS 349 EXPR | 13835 NE 349 HWY |  | OLD TOWN | FL | 32680 |  | 3525429233 |  | MR. STONEY SMITH | MR. STONEY SMITH | PO BOX 2298 |  | CHIEFLAND | FL | 32644 |  | 3522215100 |  | OTHER | 25 | 9295 | 1 | 2017-01-17 | 2021-12-15 | NC01 | 50
2 | DIXIE | NED | PRMONAGHAN@GMAIL.COM | 2151439 | NONCOMMUNITY | CHLORINATION; AERATION FOR REMOVAL OF ANY SECONDARY CONTAMINANT, SULFIDE, OR ANY UNREGULATED CONTAMINANT; CORROSION CONTROL INHIBITOR ADDITION; HYPOCHLORINATION; IRON OR MANGANESE SEQUESTRATION; OR ULTRAVIOLET RADIATION. THE LEAD/CHIEF OPERATOR MUST BE CLASS D OR HIGHER. 50,000 GPD UP TO 0.25 MGD-STAFFING BY CLASS D OR HIGHER OPERATOR: 3 VISITS/WEEK ON NONCONSECUTIVE DAYS FOR A TOTAL OF 0.3 HOUR/WEEK. LESS THAN 50,000 GPD-STAFFING BY A CLASS D OR HIGHER OPERATOR: 2 VISITS/WEEK ON NONCONSECUTIVE DAYS FOR A TOTAL OF 0.2 HOUR/WEEK. THERE SHALL BE NO MORE THAN 5 DAYS BETWEEN THE LAST VISIT IN ONE WEEK AND THE FIRST VISIT IN THE NEXT WEEK. | N | Y | TRADING POST | 5606 NE 349 HWY |  | OLD TOWN | FL | 32680 |  | 3525423459 |  | WENDY MACVICAR | MR. PETER MONAGHAN | 5606 NE 349 HWY |  | OLD TOWN | FL | 32680 |  | 3525420120 |  | OTHER | 25 | 800 | 1 | 2017-01-10 | 2021-12-15 | NC01 | 50
2 | DIXIE | NED | MRahim1978@yahoo.com | 2151440 | NONCOMMUNITY | CHLORINATION; AERATION FOR REMOVAL OF ANY SECONDARY CONTAMINANT, SULFIDE, OR ANY UNREGULATED CONTAMINANT; CORROSION CONTROL INHIBITOR ADDITION; HYPOCHLORINATION; IRON OR MANGANESE SEQUESTRATION; OR ULTRAVIOLET RADIATION. THE LEAD/CHIEF OPERATOR MUST BE CLASS D OR HIGHER. 50,000 GPD UP TO 0.25 MGD-STAFFING BY CLASS D OR HIGHER OPERATOR: 3 VISITS/WEEK ON NONCONSECUTIVE DAYS FOR A TOTAL OF 0.3 HOUR/WEEK. LESS THAN 50,000 GPD-STAFFING BY A CLASS D OR HIGHER OPERATOR: 2 VISITS/WEEK ON NONCONSECUTIVE DAYS FOR A TOTAL OF 0.2 HOUR/WEEK. THERE SHALL BE NO MORE THAN 5 DAYS BETWEEN THE LAST VISIT IN ONE WEEK AND THE FIRST VISIT IN THE NEXT WEEK. | N | Y | DIXIE ONE STOP | 19232 SE HIGHWAY 19 |  | CROSS CITY | FL | 32628 |  | 3524987711 |  | KEN KNIGHT | MOHAMMED RAHIM | 19232 SE HWY 19 |  | CROSS CITY | FL | 32680 |  | 3523567046 |  | OTHER | 25 | 4749 | 1 | 2014-08-20 | 2021-09-13 | NC01 | 50
2 | DIXIE | NED | luckycharmrvpark@gmail.com | 2151441 | NONCOMMUNITY | CHLORINATION; AERATION FOR REMOVAL OF ANY SECONDARY CONTAMINANT, SULFIDE, OR ANY UNREGULATED CONTAMINANT; CORROSION CONTROL INHIBITOR ADDITION; HYPOCHLORINATION; IRON OR MANGANESE SEQUESTRATION; OR ULTRAVIOLET RADIATION. THE LEAD/CHIEF OPERATOR MUST BE CLASS D OR HIGHER. 50,000 GPD UP TO 0.25 MGD-STAFFING BY CLASS D OR HIGHER OPERATOR: 3 VISITS/WEEK ON NONCONSECUTIVE DAYS FOR A TOTAL OF 0.3 HOUR/WEEK. LESS THAN 50,000 GPD-STAFFING BY A CLASS D OR HIGHER OPERATOR: 2 VISITS/WEEK ON NONCONSECUTIVE DAYS FOR A TOTAL OF 0.2 HOUR/WEEK. THERE SHALL BE NO MORE THAN 5 DAYS BETWEEN THE LAST VISIT IN ONE WEEK AND THE FIRST VISIT IN THE NEXT WEEK. | N | Y | LUCKY CHARM RV PARK | 4114 NE HIGHWAY 349 N |  | OLD TOWN | FL | 32680 |  | 3522107784 |  | GARY HARPER | ROBERT SUTLIFF, SR. | 4114 NE HIGHWAY 349 NORTH |  | OLD TOWN | FL | 32680 |  | 3865467158 |  | INVESTOR | 129 | 30000 | 86 | 2016-06-28 | 2021-09-13 | NC01 | 50
2 | DIXIE | NED |  | 2151442 | NONCOMMUNITY | CHLORINATION; AERATION FOR REMOVAL OF ANY SECONDARY CONTAMINANT, SULFIDE, OR ANY UNREGULATED CONTAMINANT; CORROSION CONTROL INHIBITOR ADDITION; HYPOCHLORINATION; IRON OR MANGANESE SEQUESTRATION; OR ULTRAVIOLET RADIATION. THE LEAD/CHIEF OPERATOR MUST BE CLASS D OR HIGHER. 50,000 GPD UP TO 0.25 MGD-STAFFING BY CLASS D OR HIGHER OPERATOR: 3 VISITS/WEEK ON NONCONSECUTIVE DAYS FOR A TOTAL OF 0.3 HOUR/WEEK. LESS THAN 50,000 GPD-STAFFING BY A CLASS D OR HIGHER OPERATOR: 2 VISITS/WEEK ON NONCONSECUTIVE DAYS FOR A TOTAL OF 0.2 HOUR/WEEK. THERE SHALL BE NO MORE THAN 5 DAYS BETWEEN THE LAST VISIT IN ONE WEEK AND THE FIRST VISIT IN THE NEXT WEEK. | N | Y | CHARLIE'S LANDING | 3448 NE HWY 349 |  | OLD TOWN | FL | 32680 |  | 3525420059 |  | WANDA HIGGS | WANDA HIGGS | 1341 NE 796 ST. |  | OLD TOWN | FL | 32680 |  | 3525429326 |  | OTHER | 25 | 7380 | 2 | 2014-10-09 | 2019-06-28 | NC01 | 50
2 | DIXIE | NED |  | 2151444 | NONCOMMUNITY | CHLORINATION; AERATION FOR REMOVAL OF ANY SECONDARY CONTAMINANT, SULFIDE, OR ANY UNREGULATED CONTAMINANT; CORROSION CONTROL INHIBITOR ADDITION; HYPOCHLORINATION; IRON OR MANGANESE SEQUESTRATION; OR ULTRAVIOLET RADIATION. THE LEAD/CHIEF OPERATOR MUST BE CLASS D OR HIGHER. 50,000 GPD UP TO 0.25 MGD-STAFFING BY CLASS D OR HIGHER OPERATOR: 3 VISITS/WEEK ON NONCONSECUTIVE DAYS FOR A TOTAL OF 0.3 HOUR/WEEK. LESS THAN 50,000 GPD-STAFFING BY A CLASS D OR HIGHER OPERATOR: 2 VISITS/WEEK ON NONCONSECUTIVE DAYS FOR A TOTAL OF 0.2 HOUR/WEEK. THERE SHALL BE NO MORE THAN 5 DAYS BETWEEN THE LAST VISIT IN ONE WEEK AND THE FIRST VISIT IN THE NEXT WEEK. | N | Y | DOLLAR GENERAL #4715 - OLD TOWN | NW CORNER OF US 19 AND NE 718TH ST. |  | OLD TOWN | FL | 32680 |  | 3524403850 |  | SHEILA SCULL | SHEILA SCULL | 100 MISSION RIDGE |  | GOODLETTSVILLE | TN | 37072 |  | 6158555365 |  | OTHER | 25 | 28000 | 1 | 2015-09-17 | 2020-03-04 | NC01 | 50
2 | DIXIE | NED |  | 2151446 | NONCOMMUNITY | CHLORINATION; AERATION FOR REMOVAL OF ANY SECONDARY CONTAMINANT, SULFIDE, OR ANY UNREGULATED CONTAMINANT; CORROSION CONTROL INHIBITOR ADDITION; HYPOCHLORINATION; IRON OR MANGANESE SEQUESTRATION; OR ULTRAVIOLET RADIATION. THE LEAD/CHIEF OPERATOR MUST BE CLASS D OR HIGHER. 50,000 GPD UP TO 0.25 MGD-STAFFING BY CLASS D OR HIGHER OPERATOR: 3 VISITS/WEEK ON NONCONSECUTIVE DAYS FOR A TOTAL OF 0.3 HOUR/WEEK. LESS THAN 50,000 GPD-STAFFING BY A CLASS D OR HIGHER OPERATOR: 2 VISITS/WEEK ON NONCONSECUTIVE DAYS FOR A TOTAL OF 0.2 HOUR/WEEK. THERE SHALL BE NO MORE THAN 5 DAYS BETWEEN THE LAST VISIT IN ONE WEEK AND THE FIRST VISIT IN THE NEXT WEEK. | N | Y | TWO SISTERS COUNTRY STORE | 10252 NE 349 HIGHWAY |  | OLD TOWN | FL | 32680 |  | 3525428761 |  | MOHAMMED RAHIM | MOHAMMED RAHIM | 9468 NE HWY 351 |  | OLD TOWN | FL | 32680 |  | 3523567046 |  | INVESTOR | 25 | 19714 | 1 |  | 2020-12-11 | NC01 | 50
2 | DIXIE | NED | Envcompliance@dollargeneral.com | 2151447 | NONCOMMUNITY | CHLORINATION; AERATION FOR REMOVAL OF ANY SECONDARY CONTAMINANT, SULFIDE, OR ANY UNREGULATED CONTAMINANT; CORROSION CONTROL INHIBITOR ADDITION; HYPOCHLORINATION; IRON OR MANGANESE SEQUESTRATION; OR ULTRAVIOLET RADIATION. THE LEAD/CHIEF OPERATOR MUST BE CLASS D OR HIGHER. 50,000 GPD UP TO 0.25 MGD-STAFFING BY CLASS D OR HIGHER OPERATOR: 3 VISITS/WEEK ON NONCONSECUTIVE DAYS FOR A TOTAL OF 0.3 HOUR/WEEK. LESS THAN 50,000 GPD-STAFFING BY A CLASS D OR HIGHER OPERATOR: 2 VISITS/WEEK ON NONCONSECUTIVE DAYS FOR A TOTAL OF 0.2 HOUR/WEEK. THERE SHALL BE NO MORE THAN 5 DAYS BETWEEN THE LAST VISIT IN ONE WEEK AND THE FIRST VISIT IN THE NEXT WEEK. | N | Y | DOLLAR GENERAL 18193 - OLD TOWN | 5335 STATE RD 349 | NW CORNER OF CR 349 AND NE 389TH AVE | OLD TOWN | FL | 32680 |  | 2295164289 |  | KRISTIN ELLIOTT | KRISTIN ELLIOTT | 100 MISSION RIDGE |  | GOODLETTSVILLE | TN | 37072 |  | 6158555365 |  | INVESTOR | 25 | 28000 | 1 |  | 2017-11-13 | NC01 | 50
2 | DIXIE | NED |  | 2151448 | NONCOMMUNITY | CHLORINATION; AERATION FOR REMOVAL OF ANY SECONDARY CONTAMINANT, SULFIDE, OR ANY UNREGULATED CONTAMINANT; CORROSION CONTROL INHIBITOR ADDITION; HYPOCHLORINATION; IRON OR MANGANESE SEQUESTRATION; OR ULTRAVIOLET RADIATION. THE LEAD/CHIEF OPERATOR MUST BE CLASS D OR HIGHER. 50,000 GPD UP TO 0.25 MGD-STAFFING BY CLASS D OR HIGHER OPERATOR: 3 VISITS/WEEK ON NONCONSECUTIVE DAYS FOR A TOTAL OF 0.3 HOUR/WEEK. LESS THAN 50,000 GPD-STAFFING BY A CLASS D OR HIGHER OPERATOR: 2 VISITS/WEEK ON NONCONSECUTIVE DAYS FOR A TOTAL OF 0.2 HOUR/WEEK. THERE SHALL BE NO MORE THAN 5 DAYS BETWEEN THE LAST VISIT IN ONE WEEK AND THE FIRST VISIT IN THE NEXT WEEK. | N | Y | OLD TOWN DOLLAR GENERAL | 85 NE 910TH AVENUE |  | BRANFORD | FL | 32008 |  | 3862870214 |  | TWOFOLD | ZACK CRUMLEY | PO BOX 6460 |  | THOMASVILLE | GA | 31758 |  | 2295164289 |  | INVESTOR | 25 | 28800 | 1 |  | 2021-06-22 | NC01 | 50
2 | DUVAL | NED | JOHN.NIST@BAESYSTEMS.COM | 2160046 | NONTRANSIENT NONCOMMUNITY | CHLORINATION; AERATION FOR REMOVAL OF ANY SECONDARY CONTAMINANT, SULFIDE, OR ANY UNREGULATED CONTAMINANT; CORROSION CONTROL INHIBITOR ADDITION; HYPOCHLORINATION; IRON OR MANGANESE SEQUESTRATION; OR ULTRAVIOLET RADIATION. THE LEAD/CHIEF OPERATOR MUST BE CLASS D OR HIGHER. 50,000 GPD UP TO 0.25 MGD-STAFFING BY CLASS D OR HIGHER OPERATOR: 3 VISITS/WEEK ON NONCONSECUTIVE DAYS FOR A TOTAL OF 0.3 HOUR/WEEK. LESS THAN 50,000 GPD-STAFFING BY A CLASS D OR HIGHER OPERATOR: 2 VISITS/WEEK ON NONCONSECUTIVE DAYS FOR A TOTAL OF 0.2 HOUR/WEEK. THERE SHALL BE NO MORE THAN 5 DAYS BETWEEN THE LAST VISIT IN ONE WEEK AND THE FIRST VISIT IN THE NEXT WEEK. | N | Y | BAE SYSTEMS SE SHIPYARDS JAX, LLC | 8500 HECKSCHER DRIVE |  | JACKSONVILLE | FL | 32226 |  | 9042513111 |  | LISA WIDEMANN | TODD HOOKS | 8500 HECKSCHER DRIVE |  | JACKSONVILLE | FL | 32226 |  | 9042512622 |  | INVESTOR | 600 | 100000 | 1 | 2012-03-23 | 2019-12-09 | NTNC | 100
2 | DUVAL | NED | msloan@baldwinfl.com | 2160053 | COMMUNITY | CHLORINATION; AERATION FOR REMOVAL OF ANY SECONDARY CONTAMINANT, SULFIDE, OR ANY UNREGULATED CONTAMINANT; CORROSION CONTROL INHIBITOR ADDITION; HYPOCHLORINATION; IRON OR MANGANESE SEQUESTRATION; OR ULTRAVIOLET RADIATION. THE LEAD/CHIEF OPERATOR MUST BE CLASS C OR HIGHER. 5.0 MGD AND ABOVE-STAFFING BY CLASS C OR HIGHER OPERATOR: 6 HOURS/DAY FOR 5 DAYS/WEEK AND ONE VISIT ON EACH WEEKEND DAY. 3.0 MGD UP TO 5.0 MGD-STAFFING BY CLASS C OR HIGHER OPERATOR: 1 HOUR/DAY FOR 5 DAYS/WEEK AND ONE VISIT ON EACH WEEKEND DAY. 0.25 MGD UP TO 3.0 MGD-STAFFING BY CLASS C OR HIGHER OPERATOR: 5 VISITS/WEEK AND ONE VISIT EACH WEEKEND FOR A TOTAL OF 0.6 HOUR/WEEK. | N | Y | BALDWIN WATER SYSTEM | 614 WEST OLIVER ST |  | BALDWIN | FL | 32234 |  | 9042665030 |  | SEAN LYNCH | SEAN LYNCH | 10 US 90 WEST |  | BALDWIN | FL | 32234 |  | 9042665030 |  | MUNICIPALITY | 1790 | 720000 | 750 | 2018-04-03 | 2020-05-14 | DC04 | 1000
2 | DUVAL | NED | SCOTT@SUNNYOAKSCOMMUNITY.COM | 2160110 | COMMUNITY | CHLORINATION; AERATION FOR REMOVAL OF ANY SECONDARY CONTAMINANT, SULFIDE, OR ANY UNREGULATED CONTAMINANT; CORROSION CONTROL INHIBITOR ADDITION; HYPOCHLORINATION; IRON OR MANGANESE SEQUESTRATION; OR ULTRAVIOLET RADIATION. THE LEAD/CHIEF OPERATOR MUST BE CLASS D OR HIGHER. 50,000 GPD UP TO 0.25 MGD-STAFFING BY CLASS D OR HIGHER OPERATOR: 3 VISITS/WEEK ON NONCONSECUTIVE DAYS FOR A TOTAL OF 0.3 HOUR/WEEK. LESS THAN 50,000 GPD-STAFFING BY A CLASS D OR HIGHER OPERATOR: 2 VISITS/WEEK ON NONCONSECUTIVE DAYS FOR A TOTAL OF 0.2 HOUR/WEEK. THERE SHALL BE NO MORE THAN 5 DAYS BETWEEN THE LAST VISIT IN ONE WEEK AND THE FIRST VISIT IN THE NEXT WEEK. | N | Y | SUNNY PINES | 8406 NEW KINGS RD |  | JACKSONVILLE | FL | 32219 |  | 9047646906 |  | DANIELLA TUTTLE | SCOTT FALLOWS | 8654 NEW KINGS ROAD |  | JACKSONVILLE | FL | 32219 |  | 9702391066 |  | INVESTOR | 80 | 15000 | 48 | 2018-01-02 | 2020-11-19 | DC06 | 100
2 | DUVAL | NED |  | 2160115 | NONCOMMUNITY | CHLORINATION; AERATION FOR REMOVAL OF ANY SECONDARY CONTAMINANT, SULFIDE, OR ANY UNREGULATED CONTAMINANT; CORROSION CONTROL INHIBITOR ADDITION; HYPOCHLORINATION; IRON OR MANGANESE SEQUESTRATION; OR ULTRAVIOLET RADIATION. THE LEAD/CHIEF OPERATOR MUST BE CLASS D OR HIGHER. 50,000 GPD UP TO 0.25 MGD-STAFFING BY CLASS D OR HIGHER OPERATOR: 3 VISITS/WEEK ON NONCONSECUTIVE DAYS FOR A TOTAL OF 0.3 HOUR/WEEK. LESS THAN 50,000 GPD-STAFFING BY A CLASS D OR HIGHER OPERATOR: 2 VISITS/WEEK ON NONCONSECUTIVE DAYS FOR A TOTAL OF 0.2 HOUR/WEEK. THERE SHALL BE NO MORE THAN 5 DAYS BETWEEN THE LAST VISIT IN ONE WEEK AND THE FIRST VISIT IN THE NEXT WEEK. | N | Y | HAMPTON OAKS MHP | 5353 110TH ST |  | JACKSONVILLE | FL | 32244 |  | 9048133971 |  | MHP JACKSONVILLE AIR LLC C/O PETER | MHP JACKSONVILLE AIR LLC C/O JAMES MCCUNE, P.A. | 950 HARBINS ROAD, UNIT 111 |  | LILBURN | GA | 30047 |  | 9046091416 |  | INVESTOR | 25 | 25920 | 16 | 2013-10-25 | 2020-09-11 | NC01 | 50
2 | DUVAL | NED | EHEARN@BACARDI.COM | 2160174 | NONTRANSIENT NONCOMMUNITY | CHLORINATION; AERATION FOR REMOVAL OF ANY SECONDARY CONTAMINANT, SULFIDE, OR ANY UNREGULATED CONTAMINANT; CORROSION CONTROL INHIBITOR ADDITION; HYPOCHLORINATION; IRON OR MANGANESE SEQUESTRATION; OR ULTRAVIOLET RADIATION. THE LEAD/CHIEF OPERATOR MUST BE CLASS C OR HIGHER. 5.0 MGD AND ABOVE-STAFFING BY CLASS C OR HIGHER OPERATOR: 6 HOURS/DAY FOR 5 DAYS/WEEK AND ONE VISIT ON EACH WEEKEND DAY. 3.0 MGD UP TO 5.0 MGD-STAFFING BY CLASS C OR HIGHER OPERATOR: 1 HOUR/DAY FOR 5 DAYS/WEEK AND ONE VISIT ON EACH WEEKEND DAY. 0.25 MGD UP TO 3.0 MGD-STAFFING BY CLASS C OR HIGHER OPERATOR: 5 VISITS/WEEK AND ONE VISIT EACH WEEKEND FOR A TOTAL OF 0.6 HOUR/WEEK. | N | Y | BACARDI BOTTLING CORPORATION | 12200 N MAIN ST |  | JACKSONVILLE | FL | 32218 |  | 9047571290 |  | DARRIN MUELLER | DARRIN MUELLER | 12200 N. MAIN ST. |  | JACKSONVILLE | FL | 32218 | 3819 | 9044462248 |  | INVESTOR | 226 | 630700 | 10 | 2017-05-24 | 2020-06-12 | NTNC | 100
2 | DUVAL | NED | creativechildrensacademy@yahoo.com | 2160190 | NONTRANSIENT NONCOMMUNITY | CHLORINATION; AERATION FOR REMOVAL OF ANY SECONDARY CONTAMINANT, SULFIDE, OR ANY UNREGULATED CONTAMINANT; CORROSION CONTROL INHIBITOR ADDITION; HYPOCHLORINATION; IRON OR MANGANESE SEQUESTRATION; OR ULTRAVIOLET RADIATION. THE LEAD/CHIEF OPERATOR MUST BE CLASS D OR HIGHER. 50,000 GPD UP TO 0.25 MGD-STAFFING BY CLASS D OR HIGHER OPERATOR: 3 VISITS/WEEK ON NONCONSECUTIVE DAYS FOR A TOTAL OF 0.3 HOUR/WEEK. LESS THAN 50,000 GPD-STAFFING BY A CLASS D OR HIGHER OPERATOR: 2 VISITS/WEEK ON NONCONSECUTIVE DAYS FOR A TOTAL OF 0.2 HOUR/WEEK. THERE SHALL BE NO MORE THAN 5 DAYS BETWEEN THE LAST VISIT IN ONE WEEK AND THE FIRST VISIT IN THE NEXT WEEK. | N | Y | CREATIVE CHILDREN'S ACADEMY, INC. | 6027 KENNERLY ROAD |  | JACKSONVILLE | FL | 32216 |  | 9047373944 |  | MARCUS PUCHETTA | MARCUS PUCHETTA | 6027 KENNERLY ROAD |  | JACKSONVILLE | FL | 32216 |  | 9047373944 |  | INVESTOR | 90 | 4998 | 1 | 2017-12-18 | 2020-12-10 | NTNC | 100
2 | DUVAL | NED | DPITTMAN@COAB.US | 2160200 | COMMUNITY | CHLORINATION; AERATION FOR REMOVAL OF ANY SECONDARY CONTAMINANT, SULFIDE, OR ANY UNREGULATED CONTAMINANT; CORROSION CONTROL INHIBITOR ADDITION; HYPOCHLORINATION; IRON OR MANGANESE SEQUESTRATION; OR ULTRAVIOLET RADIATION. THE LEAD/CHIEF OPERATOR MUST BE CLASS C OR HIGHER. 5.0 MGD AND ABOVE-STAFFING BY CLASS C OR HIGHER OPERATOR: 6 HOURS/DAY FOR 5 DAYS/WEEK AND ONE VISIT ON EACH WEEKEND DAY. 3.0 MGD UP TO 5.0 MGD-STAFFING BY CLASS C OR HIGHER OPERATOR: 1 HOUR/DAY FOR 5 DAYS/WEEK AND ONE VISIT ON EACH WEEKEND DAY. 0.25 MGD UP TO 3.0 MGD-STAFFING BY CLASS C OR HIGHER OPERATOR: 5 VISITS/WEEK AND ONE VISIT EACH WEEKEND FOR A TOTAL OF 0.6 HOUR/WEEK. | N | Y | ATLANTIC BEACH WATER SYSTEM | 469 11TH STREET |  | ATLANTIC BEACH | FL | 32233 |  | 9042475838 |  | TROY STEPHENS | KEVIN HOGENCAMP | 800 SEMINOLE ROAD |  | ATLANTIC BEACH | FL | 32233 |  | 9042475804 |  | MUNICIPALITY | 23503 | 7940000 | 8091 | 2017-07-18 | 2020-05-28 | DC02 | 4000
2 | DUVAL | NED | JACKRUSSELL@NBFL.US | 2160206 | COMMUNITY | CHLORINATION; AERATION FOR REMOVAL OF ANY SECONDARY CONTAMINANT, SULFIDE, OR ANY UNREGULATED CONTAMINANT; CORROSION CONTROL INHIBITOR ADDITION; HYPOCHLORINATION; IRON OR MANGANESE SEQUESTRATION; OR ULTRAVIOLET RADIATION. THE LEAD/CHIEF OPERATOR MUST BE CLASS C OR HIGHER. 5.0 MGD AND ABOVE-STAFFING BY CLASS C OR HIGHER OPERATOR: 6 HOURS/DAY FOR 5 DAYS/WEEK AND ONE VISIT ON EACH WEEKEND DAY. 3.0 MGD UP TO 5.0 MGD-STAFFING BY CLASS C OR HIGHER OPERATOR: 1 HOUR/DAY FOR 5 DAYS/WEEK AND ONE VISIT ON EACH WEEKEND DAY. 0.25 MGD UP TO 3.0 MGD-STAFFING BY CLASS C OR HIGHER OPERATOR: 5 VISITS/WEEK AND ONE VISIT EACH WEEKEND FOR A TOTAL OF 0.6 HOUR/WEEK. | N | Y | NEPTUNE BEACH | 1019 5TH STREET |  | NEPTUNE BEACH | FL | 32266 |  | 9042702419 |  | JACK RUSSELL | JIM FRENCH | 2010 FOREST AVE. |  | NEPTUNE BEACH | FL | 32266 |  | 9042702423 | 4108 | MUNICIPALITY | 7270 | 3000000 | 3439 | 2015-04-21 | 2021-09-14 | DC03 | 2000
2 | DUVAL | NED | rhitchcock@danielkids.org | 2160254 | COMMUNITY | CHLORINATION; AERATION FOR REMOVAL OF ANY SECONDARY CONTAMINANT, SULFIDE, OR ANY UNREGULATED CONTAMINANT; CORROSION CONTROL INHIBITOR ADDITION; HYPOCHLORINATION; IRON OR MANGANESE SEQUESTRATION; OR ULTRAVIOLET RADIATION. THE LEAD/CHIEF OPERATOR MUST BE CLASS D OR HIGHER. 50,000 GPD UP TO 0.25 MGD-STAFFING BY CLASS D OR HIGHER OPERATOR: 3 VISITS/WEEK ON NONCONSECUTIVE DAYS FOR A TOTAL OF 0.3 HOUR/WEEK. LESS THAN 50,000 GPD-STAFFING BY A CLASS D OR HIGHER OPERATOR: 2 VISITS/WEEK ON NONCONSECUTIVE DAYS FOR A TOTAL OF 0.2 HOUR/WEEK. THERE SHALL BE NO MORE THAN 5 DAYS BETWEEN THE LAST VISIT IN ONE WEEK AND THE FIRST VISIT IN THE NEXT WEEK. | N | Y | DANIEL MEMORIAL | 3725 BELFORT ROAD |  | JACKSONVILLE | FL | 32216 |  | 9047371677 |  | RICHARD HITCHCOCK | RICHARD HITCHCOCK | 3725 BELFORT ROAD |  | JACKSONVILLE | FL | 32216 |  | 9042961055 |  | INVESTOR | 60 | 24480 | 1 | 2017-06-04 | 2020-03-30 | DC06 | 100
2 | DUVAL | NED | ANTHONY.CINELLI@CMC.COM | 2160375 | NONTRANSIENT NONCOMMUNITY | CHLORINATION; AERATION FOR REMOVAL OF ANY SECONDARY CONTAMINANT, SULFIDE, OR ANY UNREGULATED CONTAMINANT; CORROSION CONTROL INHIBITOR ADDITION; HYPOCHLORINATION; IRON OR MANGANESE SEQUESTRATION; OR ULTRAVIOLET RADIATION. THE LEAD/CHIEF OPERATOR MUST BE CLASS D OR HIGHER. 50,000 GPD UP TO 0.25 MGD-STAFFING BY CLASS D OR HIGHER OPERATOR: 3 VISITS/WEEK ON NONCONSECUTIVE DAYS FOR A TOTAL OF 0.3 HOUR/WEEK. LESS THAN 50,000 GPD-STAFFING BY A CLASS D OR HIGHER OPERATOR: 2 VISITS/WEEK ON NONCONSECUTIVE DAYS FOR A TOTAL OF 0.2 HOUR/WEEK. THERE SHALL BE NO MORE THAN 5 DAYS BETWEEN THE LAST VISIT IN ONE WEEK AND THE FIRST VISIT IN THE NEXT WEEK. | N | Y | CMC STEEL FLORIDA, MAIN | 16770 REBAR ROAD |  | BALDWIN | FL | 32234 |  | 9042664261 |  | ANTHONY CINELLI | CARLOS ZANOELO | 16770 REBAR ROAD | P.O. BOX 518 | BALDWIN | FL | 32234 |  | 9042661402 |  | INVESTOR | 260 | 180000 | 7 | 2019-02-06 | 2021-11-24 | NTNC | 100
2 | DUVAL | NED | BRECCHIA@YESCOMMUNITIES.COM | 2160390 | COMMUNITY | CHLORINATION; AERATION FOR REMOVAL OF ANY SECONDARY CONTAMINANT, SULFIDE, OR ANY UNREGULATED CONTAMINANT; CORROSION CONTROL INHIBITOR ADDITION; HYPOCHLORINATION; IRON OR MANGANESE SEQUESTRATION; OR ULTRAVIOLET RADIATION. THE LEAD/CHIEF OPERATOR MUST BE CLASS D OR HIGHER. 50,000 GPD UP TO 0.25 MGD-STAFFING BY CLASS D OR HIGHER OPERATOR: 3 VISITS/WEEK ON NONCONSECUTIVE DAYS FOR A TOTAL OF 0.3 HOUR/WEEK. LESS THAN 50,000 GPD-STAFFING BY A CLASS D OR HIGHER OPERATOR: 2 VISITS/WEEK ON NONCONSECUTIVE DAYS FOR A TOTAL OF 0.2 HOUR/WEEK. THERE SHALL BE NO MORE THAN 5 DAYS BETWEEN THE LAST VISIT IN ONE WEEK AND THE FIRST VISIT IN THE NEXT WEEK. | N | Y | CRYSTAL SPRINGS ESTATES MHP | 500 SOUTH CHAFFEE ROAD |  | JACKSONVILLE | FL | 32221 |  | 9047832460 |  | SHELLY BRANCH | JACKIE COLLINS | 2081 CHAFFEE RD. S |  | JACKSONVILLE | FL | 32221 |  | 9047812704 |  | INVESTOR | 350 | 132000 | 90 | 2017-03-17 | 2020-03-27 | DC05 | 500
2 | DUVAL | NED | rdeeney@jaxbchfl.net; MTAYLOR@JAXBCHFL.NET | 2160563 | COMMUNITY | CHLORINATION; AERATION FOR REMOVAL OF ANY SECONDARY CONTAMINANT, SULFIDE, OR ANY UNREGULATED CONTAMINANT; CORROSION CONTROL INHIBITOR ADDITION; HYPOCHLORINATION; IRON OR MANGANESE SEQUESTRATION; OR ULTRAVIOLET RADIATION. THE LEAD/CHIEF OPERATOR MUST BE CLASS C OR HIGHER. 5.0 MGD AND ABOVE-STAFFING BY CLASS C OR HIGHER OPERATOR: 6 HOURS/DAY FOR 5 DAYS/WEEK AND ONE VISIT ON EACH WEEKEND DAY. 3.0 MGD UP TO 5.0 MGD-STAFFING BY CLASS C OR HIGHER OPERATOR: 1 HOUR/DAY FOR 5 DAYS/WEEK AND ONE VISIT ON EACH WEEKEND DAY. 0.25 MGD UP TO 3.0 MGD-STAFFING BY CLASS C OR HIGHER OPERATOR: 5 VISITS/WEEK AND ONE VISIT EACH WEEKEND FOR A TOTAL OF 0.6 HOUR/WEEK. | N | Y | JACKSONVILLE BEACH WTP | 337 1ST AVENUE SOUTH |  | JACKSONVILLE | FL | 32250 |  | 9042476216 |  | RYAN DEENEY | DENNIS BARRON | 1460-A SHETTER AVE. |  | JACKSONVILLE BEACH | FL | 32250 |  | 9042476272 |  | MUNICIPALITY | 23279 | 7000000 | 10207 | 2016-07-06 | 2019-03-27 | DC02 | 4000
2 | DUVAL | NED | MROGERS9@JU.EDU | 2160568 | COMMUNITY | CHLORINATION; AERATION FOR REMOVAL OF ANY SECONDARY CONTAMINANT, SULFIDE, OR ANY UNREGULATED CONTAMINANT; CORROSION CONTROL INHIBITOR ADDITION; HYPOCHLORINATION; IRON OR MANGANESE SEQUESTRATION; OR ULTRAVIOLET RADIATION. THE LEAD/CHIEF OPERATOR MUST BE CLASS C OR HIGHER. 5.0 MGD AND ABOVE-STAFFING BY CLASS C OR HIGHER OPERATOR: 6 HOURS/DAY FOR 5 DAYS/WEEK AND ONE VISIT ON EACH WEEKEND DAY. 3.0 MGD UP TO 5.0 MGD-STAFFING BY CLASS C OR HIGHER OPERATOR: 1 HOUR/DAY FOR 5 DAYS/WEEK AND ONE VISIT ON EACH WEEKEND DAY. 0.25 MGD UP TO 3.0 MGD-STAFFING BY CLASS C OR HIGHER OPERATOR: 5 VISITS/WEEK AND ONE VISIT EACH WEEKEND FOR A TOTAL OF 0.6 HOUR/WEEK. | N | Y | JACKSONVILLE UNIVERSITY | 2800 UNIVERSITY BLVD N |  | JACKSONVILLE | FL | 32211 |  | 9047443950 |  | BRENDAN MCCARTHY | TIM COST | 2800 UNIVERSITY BLVD. |  | JACKSONVILLE | FL | 32211 |  | 9042567016 |  | INVESTOR/LICENSED PUBLIC UTILITIES | 3480 | 1728000 | 37 | 2019-08-06 | 2019-06-10 | DC03 | 2000
2 | DUVAL | NED | WILLIAM.BASS@JAXSHERIFF.ORG | 2160571 | NONTRANSIENT NONCOMMUNITY | CHLORINATION; AERATION FOR REMOVAL OF ANY SECONDARY CONTAMINANT, SULFIDE, OR ANY UNREGULATED CONTAMINANT; CORROSION CONTROL INHIBITOR ADDITION; HYPOCHLORINATION; IRON OR MANGANESE SEQUESTRATION; OR ULTRAVIOLET RADIATION. THE LEAD/CHIEF OPERATOR MUST BE CLASS C OR HIGHER. 5.0 MGD AND ABOVE-STAFFING BY CLASS C OR HIGHER OPERATOR: 6 HOURS/DAY FOR 5 DAYS/WEEK AND ONE VISIT ON EACH WEEKEND DAY. 3.0 MGD UP TO 5.0 MGD-STAFFING BY CLASS C OR HIGHER OPERATOR: 1 HOUR/DAY FOR 5 DAYS/WEEK AND ONE VISIT ON EACH WEEKEND DAY. 0.25 MGD UP TO 3.0 MGD-STAFFING BY CLASS C OR HIGHER OPERATOR: 5 VISITS/WEEK AND ONE VISIT EACH WEEKEND FOR A TOTAL OF 0.6 HOUR/WEEK. | N | Y | MONTGOMERY CORRECTIONAL CENTER | 4727 LANNIE ROAD |  | JACKSONVILLE | FL | 32218 |  | 9047665076 |  | FRANK BASS | FRANK BASS | 4727 LANNIE ROAD |  | JACKSONVILLE | FL | 32218 |  | 9047665030 |  | MUNICIPALITY | 802 | 288000 | 15 | 2018-09-27 | 2021-05-13 | NTNC | 100
2 | DUVAL | NED | milinda0@aol.com | 2160597 | NONCOMMUNITY | CHLORINATION; AERATION FOR REMOVAL OF ANY SECONDARY CONTAMINANT, SULFIDE, OR ANY UNREGULATED CONTAMINANT; CORROSION CONTROL INHIBITOR ADDITION; HYPOCHLORINATION; IRON OR MANGANESE SEQUESTRATION; OR ULTRAVIOLET RADIATION. THE LEAD/CHIEF OPERATOR MUST BE CLASS D OR HIGHER. 50,000 GPD UP TO 0.25 MGD-STAFFING BY CLASS D OR HIGHER OPERATOR: 3 VISITS/WEEK ON NONCONSECUTIVE DAYS FOR A TOTAL OF 0.3 HOUR/WEEK. LESS THAN 50,000 GPD-STAFFING BY A CLASS D OR HIGHER OPERATOR: 2 VISITS/WEEK ON NONCONSECUTIVE DAYS FOR A TOTAL OF 0.2 HOUR/WEEK. THERE SHALL BE NO MORE THAN 5 DAYS BETWEEN THE LAST VISIT IN ONE WEEK AND THE FIRST VISIT IN THE NEXT WEEK. | N | Y | JULINGTON CREEK MARINA | 12807 SAN JOSE BLVD |  | JACKSONVILLE | FL | 32223 |  | 9042689951 |  |  | MILINDA OBERDIER | 12807 SAN JOSE BLVD. |  | JACKSONVILLE | FL | 32223 |  | 9042685117 |  | INVESTOR | 75 | 5089 | 6 | 2016-03-30 | 2021-03-08 | NC01 | 50
2 | DUVAL | NED | yukonltd@comcast.net | 2160601 | COMMUNITY | CHLORINATION; AERATION FOR REMOVAL OF ANY SECONDARY CONTAMINANT, SULFIDE, OR ANY UNREGULATED CONTAMINANT; CORROSION CONTROL INHIBITOR ADDITION; HYPOCHLORINATION; IRON OR MANGANESE SEQUESTRATION; OR ULTRAVIOLET RADIATION. THE LEAD/CHIEF OPERATOR MUST BE CLASS D OR HIGHER. 50,000 GPD UP TO 0.25 MGD-STAFFING BY CLASS D OR HIGHER OPERATOR: 3 VISITS/WEEK ON NONCONSECUTIVE DAYS FOR A TOTAL OF 0.3 HOUR/WEEK. LESS THAN 50,000 GPD-STAFFING BY A CLASS D OR HIGHER OPERATOR: 2 VISITS/WEEK ON NONCONSECUTIVE DAYS FOR A TOTAL OF 0.2 HOUR/WEEK. THERE SHALL BE NO MORE THAN 5 DAYS BETWEEN THE LAST VISIT IN ONE WEEK AND THE FIRST VISIT IN THE NEXT WEEK. | N | Y | YUKON INDUSTRIES, LTD. | 6414 YUKON RD. |  | JACKSONVILLE | FL | 32244 |  | 9046197054 |  | MIKE JUSTISS | COREY CLARKSTON | 4515 120TH ST. |  | JACKSONVILLE | FL | 32244 |  | 9047575000 |  | INVESTOR | 100 | 9528 | 50 | 2018-05-31 | 2020-11-13 | DC06 | 100
2 | DUVAL | NED | bdstudy@comcast.net | 2160654 | COMMUNITY | CHLORINATION; AERATION FOR REMOVAL OF ANY SECONDARY CONTAMINANT, SULFIDE, OR ANY UNREGULATED CONTAMINANT; CORROSION CONTROL INHIBITOR ADDITION; HYPOCHLORINATION; IRON OR MANGANESE SEQUESTRATION; OR ULTRAVIOLET RADIATION. THE LEAD/CHIEF OPERATOR MUST BE CLASS D OR HIGHER. 50,000 GPD UP TO 0.25 MGD-STAFFING BY CLASS D OR HIGHER OPERATOR: 3 VISITS/WEEK ON NONCONSECUTIVE DAYS FOR A TOTAL OF 0.3 HOUR/WEEK. LESS THAN 50,000 GPD-STAFFING BY A CLASS D OR HIGHER OPERATOR: 2 VISITS/WEEK ON NONCONSECUTIVE DAYS FOR A TOTAL OF 0.2 HOUR/WEEK. THERE SHALL BE NO MORE THAN 5 DAYS BETWEEN THE LAST VISIT IN ONE WEEK AND THE FIRST VISIT IN THE NEXT WEEK. | N | Y | STUDY ESTATES MHP | 8167 OLD KINGS RD. |  | JACKSONVILLE | FL | 32073 |  | 9047037297 |  | BRYAN STUDY | BRYAN STUDY | 4631 MAGILL ROAD |  | JACKSONVILLE | FL | 32219 |  | 9044103151 |  | INVESTOR | 60 | 9437 | 30 | 2014-07-22 | 2019-09-26 | DC06 | 100
2 | DUVAL | NED | THOMAS.THOMPSON@DEP.STATE.FL.US | 2160676 | NONCOMMUNITY | CHLORINATION; AERATION FOR REMOVAL OF ANY SECONDARY CONTAMINANT, SULFIDE, OR ANY UNREGULATED CONTAMINANT; CORROSION CONTROL INHIBITOR ADDITION; HYPOCHLORINATION; IRON OR MANGANESE SEQUESTRATION; OR ULTRAVIOLET RADIATION. THE LEAD/CHIEF OPERATOR MUST BE CLASS D OR HIGHER. 50,000 GPD UP TO 0.25 MGD-STAFFING BY CLASS D OR HIGHER OPERATOR: 3 VISITS/WEEK ON NONCONSECUTIVE DAYS FOR A TOTAL OF 0.3 HOUR/WEEK. LESS THAN 50,000 GPD-STAFFING BY A CLASS D OR HIGHER OPERATOR: 2 VISITS/WEEK ON NONCONSECUTIVE DAYS FOR A TOTAL OF 0.2 HOUR/WEEK. THERE SHALL BE NO MORE THAN 5 DAYS BETWEEN THE LAST VISIT IN ONE WEEK AND THE FIRST VISIT IN THE NEXT WEEK. | N | Y | TALBOT ISLAND COMPLEX | 12157 HECKSCHER DRIVE |  | JACKSONVILLE | FL | 32226 |  | 9042512326 |  | TOM THOMPSON | KATHLEEN KELSO | 12157 HECKSCHER DRIVE |  | JACKSONVILLE | FL | 32226 |  | 9042512326 |  | DEP (STATE PARK OR STATE REC AREA) | 25 | 67775 | 58 | 2016-02-17 | 2020-12-17 | NC01 | 50
2 | DUVAL | NED | cheryllynne7777@gmail.com | 2160713 | NONCOMMUNITY | CHLORINATION; AERATION FOR REMOVAL OF ANY SECONDARY CONTAMINANT, SULFIDE, OR ANY UNREGULATED CONTAMINANT; CORROSION CONTROL INHIBITOR ADDITION; HYPOCHLORINATION; IRON OR MANGANESE SEQUESTRATION; OR ULTRAVIOLET RADIATION. THE LEAD/CHIEF OPERATOR MUST BE CLASS D OR HIGHER. 50,000 GPD UP TO 0.25 MGD-STAFFING BY CLASS D OR HIGHER OPERATOR: 3 VISITS/WEEK ON NONCONSECUTIVE DAYS FOR A TOTAL OF 0.3 HOUR/WEEK. LESS THAN 50,000 GPD-STAFFING BY A CLASS D OR HIGHER OPERATOR: 2 VISITS/WEEK ON NONCONSECUTIVE DAYS FOR A TOTAL OF 0.2 HOUR/WEEK. THERE SHALL BE NO MORE THAN 5 DAYS BETWEEN THE LAST VISIT IN ONE WEEK AND THE FIRST VISIT IN THE NEXT WEEK. | N | Y | MALABAR MOTEL | 8375 NEW KINGS ROAD NORTH |  | JACKSONVILLE | FL | 32219 |  | 9044188630 |  | CHERYL LYNNE | FARID ASHDJI | 1111 N. PONCE DE LEON BLVD. |  | ST. AUGUSTINE | FL | 32084 |  | 9048060506 |  | INVESTOR | 25 | 11096 | 7 | 2018-04-12 | 2018-03-28 | NC01 | 50
2 | DUVAL | NED | RALPH.CRIST@NAVY.MIL, arne.olsen@navy.mil | 2160734 | COMMUNITY | CHLORINATION; AERATION FOR REMOVAL OF ANY SECONDARY CONTAMINANT, SULFIDE, OR ANY UNREGULATED CONTAMINANT; CORROSION CONTROL INHIBITOR ADDITION; HYPOCHLORINATION; IRON OR MANGANESE SEQUESTRATION; OR ULTRAVIOLET RADIATION. THE LEAD/CHIEF OPERATOR MUST BE CLASS C OR HIGHER. 5.0 MGD AND ABOVE-STAFFING BY CLASS C OR HIGHER OPERATOR: 6 HOURS/DAY FOR 5 DAYS/WEEK AND ONE VISIT ON EACH WEEKEND DAY. 3.0 MGD UP TO 5.0 MGD-STAFFING BY CLASS C OR HIGHER OPERATOR: 1 HOUR/DAY FOR 5 DAYS/WEEK AND ONE VISIT ON EACH WEEKEND DAY. 0.25 MGD UP TO 3.0 MGD-STAFFING BY CLASS C OR HIGHER OPERATOR: 5 VISITS/WEEK AND ONE VISIT EACH WEEKEND FOR A TOTAL OF 0.6 HOUR/WEEK. | N | Y | N.S. MAYPORT | BUILDING 1906 MASSEY ROAD |  | MAYPORT | FL | 32228 | 67 | 9042705643 |  | RALPH CRIST | DAVID MILLINOR | BLDG. 1966, BON HOMME RICHARD ST. | NAVAL STATION MAYPORT | MAYPORT | FL | 32228 |  | 9042703162 |  | FEDERAL | 20500 | 5700000 | 901 | 2015-04-21 | 2019-12-12 | DC02 | 4000
2 | DUVAL | NED | NEUMKN@JEA.COM | 2160735 | COMMUNITY | CHLORINATION; AERATION FOR REMOVAL OF ANY SECONDARY CONTAMINANT, SULFIDE, OR ANY UNREGULATED CONTAMINANT; CORROSION CONTROL INHIBITOR ADDITION; HYPOCHLORINATION; IRON OR MANGANESE SEQUESTRATION; OR ULTRAVIOLET RADIATION. THE LEAD/CHIEF OPERATOR MUST BE CLASS C OR HIGHER. 5.0 MGD AND ABOVE-STAFFING BY CLASS C OR HIGHER OPERATOR: 6 HOURS/DAY FOR 5 DAYS/WEEK AND ONE VISIT ON EACH WEEKEND DAY. 3.0 MGD UP TO 5.0 MGD-STAFFING BY CLASS C OR HIGHER OPERATOR: 1 HOUR/DAY FOR 5 DAYS/WEEK AND ONE VISIT ON EACH WEEKEND DAY. 0.25 MGD UP TO 3.0 MGD-STAFFING BY CLASS C OR HIGHER OPERATOR: 5 VISITS/WEEK AND ONE VISIT EACH WEEKEND FOR A TOTAL OF 0.6 HOUR/WEEK. | N | Y | JEA: MAYPORT WTP | 1459 JULIA ST. |  | JACKSONVILLE | FL | 32228 |  | 9046300905 |  | KIM NEUMANN | KEVIN HOLBROOKS | 1002 N. MAIN ST. |  | JACKSONVILLE | FL | 32206 |  | 9046654540 |  | MUNICIPALITY | 257 | 790000 | 98 | 2011-04-27 | 2019-12-11 | DC04 | 1000
2 | DUVAL | NED | dehedric@aol.com | 2160811 | COMMUNITY | CHLORINATION; AERATION FOR REMOVAL OF ANY SECONDARY CONTAMINANT, SULFIDE, OR ANY UNREGULATED CONTAMINANT; CORROSION CONTROL INHIBITOR ADDITION; HYPOCHLORINATION; IRON OR MANGANESE SEQUESTRATION; OR ULTRAVIOLET RADIATION. THE LEAD/CHIEF OPERATOR MUST BE CLASS C OR HIGHER. 5.0 MGD AND ABOVE-STAFFING BY CLASS C OR HIGHER OPERATOR: 6 HOURS/DAY FOR 5 DAYS/WEEK AND ONE VISIT ON EACH WEEKEND DAY. 3.0 MGD UP TO 5.0 MGD-STAFFING BY CLASS C OR HIGHER OPERATOR: 1 HOUR/DAY FOR 5 DAYS/WEEK AND ONE VISIT ON EACH WEEKEND DAY. 0.25 MGD UP TO 3.0 MGD-STAFFING BY CLASS C OR HIGHER OPERATOR: 5 VISITS/WEEK AND ONE VISIT EACH WEEKEND FOR A TOTAL OF 0.6 HOUR/WEEK. | N | Y | NORMANDY VILLAGE UTILITY CO. | 7800 DELAROCHE DRIVE |  | JACKSONVILLE | FL | 32236 |  | 9047819658 |  | PHILIP HENDRIX | DOROTHY LETIEN | 8091 LOURDES DRIVE SOUTH |  | JACKSONVILLE | FL | 32210 |  | 9047811194 |  | INVESTOR | 3256 | 1700000 | 1277 | 2017-07-26 | 2020-03-27 | DC03 | 2000
2 | DUVAL | NED | gtwproperties@gmail.com | 2160824 | COMMUNITY | CHLORINATION; AERATION FOR REMOVAL OF ANY SECONDARY CONTAMINANT, SULFIDE, OR ANY UNREGULATED CONTAMINANT; CORROSION CONTROL INHIBITOR ADDITION; HYPOCHLORINATION; IRON OR MANGANESE SEQUESTRATION; OR ULTRAVIOLET RADIATION. THE LEAD/CHIEF OPERATOR MUST BE CLASS D OR HIGHER. 50,000 GPD UP TO 0.25 MGD-STAFFING BY CLASS D OR HIGHER OPERATOR: 3 VISITS/WEEK ON NONCONSECUTIVE DAYS FOR A TOTAL OF 0.3 HOUR/WEEK. LESS THAN 50,000 GPD-STAFFING BY A CLASS D OR HIGHER OPERATOR: 2 VISITS/WEEK ON NONCONSECUTIVE DAYS FOR A TOTAL OF 0.2 HOUR/WEEK. THERE SHALL BE NO MORE THAN 5 DAYS BETWEEN THE LAST VISIT IN ONE WEEK AND THE FIRST VISIT IN THE NEXT WEEK. | N | Y | MHP JACKSONVILLE AIR, LLC | 11325 N. MAIN STREET |  | JACKSONVILLE | FL | 32218 |  | 9047575858 |  | GREG WILLIAMS | GREG WILLIAMS | 3500 PIEDMONT RD. | SUITE 330 | ATLANTA | GA | 30305 |  | 7707808773 |  | INVESTOR | 75 | 14036 | 55 | 2011-05-25 | 2020-06-18 | DC06 | 100
2 | DUVAL | NED | RUSSELL@PWDFL.COM | 2160981 | NONCOMMUNITY | CHLORINATION; AERATION FOR REMOVAL OF ANY SECONDARY CONTAMINANT, SULFIDE, OR ANY UNREGULATED CONTAMINANT; CORROSION CONTROL INHIBITOR ADDITION; HYPOCHLORINATION; IRON OR MANGANESE SEQUESTRATION; OR ULTRAVIOLET RADIATION. THE LEAD/CHIEF OPERATOR MUST BE CLASS D OR HIGHER. 50,000 GPD UP TO 0.25 MGD-STAFFING BY CLASS D OR HIGHER OPERATOR: 3 VISITS/WEEK ON NONCONSECUTIVE DAYS FOR A TOTAL OF 0.3 HOUR/WEEK. LESS THAN 50,000 GPD-STAFFING BY A CLASS D OR HIGHER OPERATOR: 2 VISITS/WEEK ON NONCONSECUTIVE DAYS FOR A TOTAL OF 0.2 HOUR/WEEK. THERE SHALL BE NO MORE THAN 5 DAYS BETWEEN THE LAST VISIT IN ONE WEEK AND THE FIRST VISIT IN THE NEXT WEEK. | N | Y | RUDDER CLUB | 8533 MALAGA AVENUE |  | JACKSONVILLE | FL | 32244 |  | 9042644094 |  | KATHI DYE | KATHI DYE | 8533 MALAGA AVENUE |  | JACKSONVILLE | FL | 32244 |  | 9042644094 |  | INVESTOR | 50 | 7900 | 1 | 2015-03-27 | 2020-03-26 | NC01 | 50
2 | DUVAL | NED | GERALD.CADDY@NAVY.MIL | 2161212 | COMMUNITY | CHLORINATION; AERATION FOR REMOVAL OF ANY SECONDARY CONTAMINANT, SULFIDE, OR ANY UNREGULATED CONTAMINANT; CORROSION CONTROL INHIBITOR ADDITION; HYPOCHLORINATION; IRON OR MANGANESE SEQUESTRATION; OR ULTRAVIOLET RADIATION. THE LEAD/CHIEF OPERATOR MUST BE CLASS C OR HIGHER. 5.0 MGD AND ABOVE-STAFFING BY CLASS C OR HIGHER OPERATOR: 6 HOURS/DAY FOR 5 DAYS/WEEK AND ONE VISIT ON EACH WEEKEND DAY. 3.0 MGD UP TO 5.0 MGD-STAFFING BY CLASS C OR HIGHER OPERATOR: 1 HOUR/DAY FOR 5 DAYS/WEEK AND ONE VISIT ON EACH WEEKEND DAY. 0.25 MGD UP TO 3.0 MGD-STAFFING BY CLASS C OR HIGHER OPERATOR: 5 VISITS/WEEK AND ONE VISIT EACH WEEKEND FOR A TOTAL OF 0.6 HOUR/WEEK. | N | Y | N.A.S. JACKSONVILLE | 6801 ROOSEVELT BLVD |  | JACKSONVILLE | FL | 32212 |  | 9045423358 |  | Jay Caddy | CDR. SLYVESTER ADAMAH | PO BOX 5 | BLDG 27 | JACKSONVILLE | FL | 32212 | 30 | 9045421821 |  | FEDERAL | 22000 | 3516000 | 539 | 2017-12-28 | 2020-11-13 | DC03 | 2000
2 | DUVAL | NED | LJOHNSON@YESCOMMUNITIES.COM | 2161276 | COMMUNITY | CHLORINATION; AERATION FOR REMOVAL OF ANY SECONDARY CONTAMINANT, SULFIDE, OR ANY UNREGULATED CONTAMINANT; CORROSION CONTROL INHIBITOR ADDITION; HYPOCHLORINATION; IRON OR MANGANESE SEQUESTRATION; OR ULTRAVIOLET RADIATION. THE LEAD/CHIEF OPERATOR MUST BE CLASS D OR HIGHER. 50,000 GPD UP TO 0.25 MGD-STAFFING BY CLASS D OR HIGHER OPERATOR: 3 VISITS/WEEK ON NONCONSECUTIVE DAYS FOR A TOTAL OF 0.3 HOUR/WEEK. LESS THAN 50,000 GPD-STAFFING BY A CLASS D OR HIGHER OPERATOR: 2 VISITS/WEEK ON NONCONSECUTIVE DAYS FOR A TOTAL OF 0.2 HOUR/WEEK. THERE SHALL BE NO MORE THAN 5 DAYS BETWEEN THE LAST VISIT IN ONE WEEK AND THE FIRST VISIT IN THE NEXT WEEK. | N | Y | OAKS OF ATLANTIC BEACH | 1020 SISTRUNK STREET |  | ATLANTIC BEACH | FL | 32233 |  | 9043562705 |  | LISA JOHNSON | JACKIE COLLINS | 2081 CHAFFEE RD. S |  | JACKSONVILLE | FL | 32221 |  | 9047812704 |  | INVESTOR | 572 | 228606 | 258 | 2015-11-15 | 2021-06-02 | DC05 | 500
2 | DUVAL | NED | NEUMKN@JEA.COM | 2161328 | COMMUNITY | CHLORINATION; AERATION FOR REMOVAL OF ANY SECONDARY CONTAMINANT, SULFIDE, OR ANY UNREGULATED CONTAMINANT; CORROSION CONTROL INHIBITOR ADDITION; HYPOCHLORINATION; IRON OR MANGANESE SEQUESTRATION; OR ULTRAVIOLET RADIATION. THE LEAD/CHIEF OPERATOR MUST BE CLASS C OR HIGHER. 5.0 MGD AND ABOVE-STAFFING BY CLASS C OR HIGHER OPERATOR: 6 HOURS/DAY FOR 5 DAYS/WEEK AND ONE VISIT ON EACH WEEKEND DAY. 3.0 MGD UP TO 5.0 MGD-STAFFING BY CLASS C OR HIGHER OPERATOR: 1 HOUR/DAY FOR 5 DAYS/WEEK AND ONE VISIT ON EACH WEEKEND DAY. 0.25 MGD UP TO 3.0 MGD-STAFFING BY CLASS C OR HIGHER OPERATOR: 5 VISITS/WEEK AND ONE VISIT EACH WEEKEND FOR A TOTAL OF 0.6 HOUR/WEEK. | N | Y | JEA MAJOR GRID | 1002 N. MAIN STREET |  | JACKSONVILLE | FL | 32206 |  | 9046654521 |  | KIM NEUMANN | KEVIN HOLBROOKS | 1002 N. MAIN STREET |  | JACKSONVILLE | FL | 32206 |  | 9046654540 |  | MUNICIPALITY | 826664 | 317977200 | 313130 | 2019-05-24 | 2021-04-29 | DC01 | 6000
2 | DUVAL | NED | russell@pwdfl.com | 2161337 | COMMUNITY | CHLORINATION; AERATION FOR REMOVAL OF ANY SECONDARY CONTAMINANT, SULFIDE, OR ANY UNREGULATED CONTAMINANT; CORROSION CONTROL INHIBITOR ADDITION; HYPOCHLORINATION; IRON OR MANGANESE SEQUESTRATION; OR ULTRAVIOLET RADIATION. THE LEAD/CHIEF OPERATOR MUST BE CLASS D OR HIGHER. 50,000 GPD UP TO 0.25 MGD-STAFFING BY CLASS D OR HIGHER OPERATOR: 3 VISITS/WEEK ON NONCONSECUTIVE DAYS FOR A TOTAL OF 0.3 HOUR/WEEK. LESS THAN 50,000 GPD-STAFFING BY A CLASS D OR HIGHER OPERATOR: 2 VISITS/WEEK ON NONCONSECUTIVE DAYS FOR A TOTAL OF 0.2 HOUR/WEEK. THERE SHALL BE NO MORE THAN 5 DAYS BETWEEN THE LAST VISIT IN ONE WEEK AND THE FIRST VISIT IN THE NEXT WEEK. | N | Y | BARCELONA APARTMENTS | 8450 BARCELONA AVENUE |  | JACKSONVILLE | FL | 32073 |  | 9049621496 |  | HERNAN VALDIVIA | HERNAN VALDIVIA | 12673 HOOD LANDING ROAD |  | JACKSONVILLE | FL | 32258 |  | 9049621496 |  | INVESTOR | 56 | 10000 | 20 | 2017-04-26 | 2020-03-26 | DC06 | 100
2 | DUVAL | NED | ACOLLINS@LANDINGSGROUP.COM | 2164003 | COMMUNITY | CHLORINATION; AERATION FOR REMOVAL OF ANY SECONDARY CONTAMINANT, SULFIDE, OR ANY UNREGULATED CONTAMINANT; CORROSION CONTROL INHIBITOR ADDITION; HYPOCHLORINATION; IRON OR MANGANESE SEQUESTRATION; OR ULTRAVIOLET RADIATION. THE LEAD/CHIEF OPERATOR MUST BE CLASS C OR HIGHER. 5.0 MGD AND ABOVE-STAFFING BY CLASS C OR HIGHER OPERATOR: 6 HOURS/DAY FOR 5 DAYS/WEEK AND ONE VISIT ON EACH WEEKEND DAY. 3.0 MGD UP TO 5.0 MGD-STAFFING BY CLASS C OR HIGHER OPERATOR: 1 HOUR/DAY FOR 5 DAYS/WEEK AND ONE VISIT ON EACH WEEKEND DAY. 0.25 MGD UP TO 3.0 MGD-STAFFING BY CLASS C OR HIGHER OPERATOR: 5 VISITS/WEEK AND ONE VISIT EACH WEEKEND FOR A TOTAL OF 0.6 HOUR/WEEK. | N | Y | SADDLE BROOK LANDINGS | 3020-A CHRISTOPHER GADSDEN CT. |  | JACKSONVILLE | FL | 32221 |  | 9047792818 |  | ANGELA COLLINS | ANGELA COLLINS | 3037 JOHN HANCOCK CT. |  | JACKSONVILLE | FL | 32221 |  | 9047792818 |  | FEDERAL | 1000 | 350000 | 210 | 2018-01-18 | 2020-12-01 | DC04 | 1000
2 | DUVAL | NED | KATIEHAPPYACRES@GMAIL.COM | 2164182 | NONTRANSIENT NONCOMMUNITY | CHLORINATION; AERATION FOR REMOVAL OF ANY SECONDARY CONTAMINANT, SULFIDE, OR ANY UNREGULATED CONTAMINANT; CORROSION CONTROL INHIBITOR ADDITION; HYPOCHLORINATION; IRON OR MANGANESE SEQUESTRATION; OR ULTRAVIOLET RADIATION. THE LEAD/CHIEF OPERATOR MUST BE CLASS D OR HIGHER. 50,000 GPD UP TO 0.25 MGD-STAFFING BY CLASS D OR HIGHER OPERATOR: 3 VISITS/WEEK ON NONCONSECUTIVE DAYS FOR A TOTAL OF 0.3 HOUR/WEEK. LESS THAN 50,000 GPD-STAFFING BY A CLASS D OR HIGHER OPERATOR: 2 VISITS/WEEK ON NONCONSECUTIVE DAYS FOR A TOTAL OF 0.2 HOUR/WEEK. THERE SHALL BE NO MORE THAN 5 DAYS BETWEEN THE LAST VISIT IN ONE WEEK AND THE FIRST VISIT IN THE NEXT WEEK. | N | Y | HAPPY ACRES RANCH | 7117 CRANE AVENUE |  | JACKSONVILLE | FL | 32216 | 9012 | 9047251410 |  | KATIE VATTER | PHILIP O'DONNELL | 7117 CRANE AVE. |  | JACKSONVILLE | FL | 32216 | 9012 | 9047251410 |  | INVESTOR | 140 | 2650 | 4 | 2019-01-08 | 2021-12-13 | NTNC | 100
2 | DUVAL | NED | RICKLAWSON1@HOTMAIL.COM | 2164196 | NONCOMMUNITY | CHLORINATION; AERATION FOR REMOVAL OF ANY SECONDARY CONTAMINANT, SULFIDE, OR ANY UNREGULATED CONTAMINANT; CORROSION CONTROL INHIBITOR ADDITION; HYPOCHLORINATION; IRON OR MANGANESE SEQUESTRATION; OR ULTRAVIOLET RADIATION. THE LEAD/CHIEF OPERATOR MUST BE CLASS D OR HIGHER. 50,000 GPD UP TO 0.25 MGD-STAFFING BY CLASS D OR HIGHER OPERATOR: 3 VISITS/WEEK ON NONCONSECUTIVE DAYS FOR A TOTAL OF 0.3 HOUR/WEEK. LESS THAN 50,000 GPD-STAFFING BY A CLASS D OR HIGHER OPERATOR: 2 VISITS/WEEK ON NONCONSECUTIVE DAYS FOR A TOTAL OF 0.2 HOUR/WEEK. THERE SHALL BE NO MORE THAN 5 DAYS BETWEEN THE LAST VISIT IN ONE WEEK AND THE FIRST VISIT IN THE NEXT WEEK. | N | Y | DELOACH T.P. & BAR (FKA FAST FREDDIES) | 12905 N. MAIN ST. |  | JACKSONVILLE | FL | 32218 |  | 9046477582 |  | DAVID R. (RONNIE) DELOACH | DAVID R. (RONNIE) DELOACH | 12905 N. MAIN ST. |  | JACKSONVILLE | FL | 32218 |  | 9045687264 |  | INVESTOR | 25 | 24480 | 1 | 2015-05-26 | 2020-03-30 | NC01 | 50
2 | DUVAL | NED | donp@intl-baler.com | 2164200 | NONTRANSIENT NONCOMMUNITY | CHLORINATION; AERATION FOR REMOVAL OF ANY SECONDARY CONTAMINANT, SULFIDE, OR ANY UNREGULATED CONTAMINANT; CORROSION CONTROL INHIBITOR ADDITION; HYPOCHLORINATION; IRON OR MANGANESE SEQUESTRATION; OR ULTRAVIOLET RADIATION. THE LEAD/CHIEF OPERATOR MUST BE CLASS D OR HIGHER. 50,000 GPD UP TO 0.25 MGD-STAFFING BY CLASS D OR HIGHER OPERATOR: 3 VISITS/WEEK ON NONCONSECUTIVE DAYS FOR A TOTAL OF 0.3 HOUR/WEEK. LESS THAN 50,000 GPD-STAFFING BY A CLASS D OR HIGHER OPERATOR: 2 VISITS/WEEK ON NONCONSECUTIVE DAYS FOR A TOTAL OF 0.2 HOUR/WEEK. THERE SHALL BE NO MORE THAN 5 DAYS BETWEEN THE LAST VISIT IN ONE WEEK AND THE FIRST VISIT IN THE NEXT WEEK. | N | Y | INTERNATIONAL BALER CORP. | 5400 RIO GRANDE AVE. |  | JACKSONVILLE | FL | 32254 | 1352 | 9043583812 |  | SHANE MURPHY | DONALD PITTS | 5400 RIO GRANDE AVE. |  | JACKSONVILLE | FL | 32254 | 1352 | 9043583812 |  | INVESTOR | 49 | 8198 | 3 | 2011-12-21 | 2021-05-17 | NTNC | 100
2 | DUVAL | NED | snowqueensab@hotmail.com; manager@riverfrontrvpark.com | 2164240 | NONCOMMUNITY | CHLORINATION; AERATION FOR REMOVAL OF ANY SECONDARY CONTAMINANT, SULFIDE, OR ANY UNREGULATED CONTAMINANT; CORROSION CONTROL INHIBITOR ADDITION; HYPOCHLORINATION; IRON OR MANGANESE SEQUESTRATION; OR ULTRAVIOLET RADIATION. THE LEAD/CHIEF OPERATOR MUST BE CLASS D OR HIGHER. 50,000 GPD UP TO 0.25 MGD-STAFFING BY CLASS D OR HIGHER OPERATOR: 3 VISITS/WEEK ON NONCONSECUTIVE DAYS FOR A TOTAL OF 0.3 HOUR/WEEK. LESS THAN 50,000 GPD-STAFFING BY A CLASS D OR HIGHER OPERATOR: 2 VISITS/WEEK ON NONCONSECUTIVE DAYS FOR A TOTAL OF 0.2 HOUR/WEEK. THERE SHALL BE NO MORE THAN 5 DAYS BETWEEN THE LAST VISIT IN ONE WEEK AND THE FIRST VISIT IN THE NEXT WEEK. | N | Y | RIVERFRONT RV PARK | 8364 HECKSCHER DRIVE |  | JACKSONVILLE | FL | 32218 |  | 9042513191 |  | SABRINA TURNER | ENOCH POON | 17812 N US WHY 41, |  | LUTZ | FL | 33549 |  | 8138438228 |  | INVESTOR | 50 | 5400 | 26 | 2015-04-11 | 2019-12-09 | NC01 | 50
2 | DUVAL | NED | FMUSTO@BELLSOUTH.NET | 2164241 | NONTRANSIENT NONCOMMUNITY | CHLORINATION; AERATION FOR REMOVAL OF ANY SECONDARY CONTAMINANT, SULFIDE, OR ANY UNREGULATED CONTAMINANT; CORROSION CONTROL INHIBITOR ADDITION; HYPOCHLORINATION; IRON OR MANGANESE SEQUESTRATION; OR ULTRAVIOLET RADIATION. THE LEAD/CHIEF OPERATOR MUST BE CLASS D OR HIGHER. 50,000 GPD UP TO 0.25 MGD-STAFFING BY CLASS D OR HIGHER OPERATOR: 3 VISITS/WEEK ON NONCONSECUTIVE DAYS FOR A TOTAL OF 0.3 HOUR/WEEK. LESS THAN 50,000 GPD-STAFFING BY A CLASS D OR HIGHER OPERATOR: 2 VISITS/WEEK ON NONCONSECUTIVE DAYS FOR A TOTAL OF 0.2 HOUR/WEEK. THERE SHALL BE NO MORE THAN 5 DAYS BETWEEN THE LAST VISIT IN ONE WEEK AND THE FIRST VISIT IN THE NEXT WEEK. | N | Y | SUNRISE DAY CARE CENTER | 12422 WOODLAND DRIVE |  | JACKSONVILLE | FL | 32218 |  | 9047575089 |  | TERRY MUSTO | TERRY MUSTO | 12422 WOODLAND DRIVE |  | JACKSONVILLE | FL | 32218 |  | 9047575089 |  | INVESTOR | 49 | 3447 | 1 | 2018-09-25 | 2021-05-13 | NTNC | 100
2 | DUVAL | NED | rupson@coj.net | 2164257 | NONCOMMUNITY | CHLORINATION; AERATION FOR REMOVAL OF ANY SECONDARY CONTAMINANT, SULFIDE, OR ANY UNREGULATED CONTAMINANT; CORROSION CONTROL INHIBITOR ADDITION; HYPOCHLORINATION; IRON OR MANGANESE SEQUESTRATION; OR ULTRAVIOLET RADIATION. THE LEAD/CHIEF OPERATOR MUST BE CLASS D OR HIGHER. 50,000 GPD UP TO 0.25 MGD-STAFFING BY CLASS D OR HIGHER OPERATOR: 3 VISITS/WEEK ON NONCONSECUTIVE DAYS FOR A TOTAL OF 0.3 HOUR/WEEK. LESS THAN 50,000 GPD-STAFFING BY A CLASS D OR HIGHER OPERATOR: 2 VISITS/WEEK ON NONCONSECUTIVE DAYS FOR A TOTAL OF 0.2 HOUR/WEEK. THERE SHALL BE NO MORE THAN 5 DAYS BETWEEN THE LAST VISIT IN ONE WEEK AND THE FIRST VISIT IN THE NEXT WEEK. | N | Y | SISTERS CREEK MARINA | 8203-2 HECKSCHER DRIVE |  | JACKSONVILLE | FL | 32226 |  | 9046334060 |  | JEREMY WRIGHT | MARY LAWSON | 555 W. 44TH ST. |  | JACKSONVILLE | FL | 32208 |  | 9042554341 |  | INVESTOR | 25 | 4488 | 2 | 2015-12-01 | 2020-02-05 | NC01 | 50
2 | DUVAL | NED | NEMASAFAR@YAHOO.COM | 2164263 | NONCOMMUNITY | CHLORINATION; AERATION FOR REMOVAL OF ANY SECONDARY CONTAMINANT, SULFIDE, OR ANY UNREGULATED CONTAMINANT; CORROSION CONTROL INHIBITOR ADDITION; HYPOCHLORINATION; IRON OR MANGANESE SEQUESTRATION; OR ULTRAVIOLET RADIATION. THE LEAD/CHIEF OPERATOR MUST BE CLASS D OR HIGHER. 50,000 GPD UP TO 0.25 MGD-STAFFING BY CLASS D OR HIGHER OPERATOR: 3 VISITS/WEEK ON NONCONSECUTIVE DAYS FOR A TOTAL OF 0.3 HOUR/WEEK. LESS THAN 50,000 GPD-STAFFING BY A CLASS D OR HIGHER OPERATOR: 2 VISITS/WEEK ON NONCONSECUTIVE DAYS FOR A TOTAL OF 0.2 HOUR/WEEK. THERE SHALL BE NO MORE THAN 5 DAYS BETWEEN THE LAST VISIT IN ONE WEEK AND THE FIRST VISIT IN THE NEXT WEEK. | N | Y | G & K FOOD STORE | 13248 NORMANDY BLVD. |  | JACKSONVILLE | FL | 32221 | 2115 | 9046930795 |  | NEMA SAFAR | NEMA SAFAR | 13248 NORMANDY BOULEVARD |  | JACKSONVILLE | FL | 32221 | 2115 | 9046629528 |  | INVESTOR | 100 | 5400 | 1 | 2019-05-20 | 2019-05-17 | NC01 | 50
2 | DUVAL | NED | pirc_modern@icloud.com | 2164266 | NONCOMMUNITY | CHLORINATION; AERATION FOR REMOVAL OF ANY SECONDARY CONTAMINANT, SULFIDE, OR ANY UNREGULATED CONTAMINANT; CORROSION CONTROL INHIBITOR ADDITION; HYPOCHLORINATION; IRON OR MANGANESE SEQUESTRATION; OR ULTRAVIOLET RADIATION. THE LEAD/CHIEF OPERATOR MUST BE CLASS D OR HIGHER. 50,000 GPD UP TO 0.25 MGD-STAFFING BY CLASS D OR HIGHER OPERATOR: 3 VISITS/WEEK ON NONCONSECUTIVE DAYS FOR A TOTAL OF 0.3 HOUR/WEEK. LESS THAN 50,000 GPD-STAFFING BY A CLASS D OR HIGHER OPERATOR: 2 VISITS/WEEK ON NONCONSECUTIVE DAYS FOR A TOTAL OF 0.2 HOUR/WEEK. THERE SHALL BE NO MORE THAN 5 DAYS BETWEEN THE LAST VISIT IN ONE WEEK AND THE FIRST VISIT IN THE NEXT WEEK. | N | Y | LILY PAD CAFE | 9429 HECKSCHER DRIVE |  | JACKSONVILLE | FL | 32226 |  | 9046477498 |  | CHRISTIAN GAETANO | VALERIE GAETANO | 143 E 19TH STREET |  | JACKSONVILLE | FL | 32206 |  | 9045181483 |  | INVESTOR | 30 | 7200 | 1 | 2019-04-04 | 2019-04-02 | NC01 | 50
2 | DUVAL | NED | WLARRYO@HOTMAIL.COM | 2164279 | COMMUNITY | CHLORINATION; AERATION FOR REMOVAL OF ANY SECONDARY CONTAMINANT, SULFIDE, OR ANY UNREGULATED CONTAMINANT; CORROSION CONTROL INHIBITOR ADDITION; HYPOCHLORINATION; IRON OR MANGANESE SEQUESTRATION; OR ULTRAVIOLET RADIATION. THE LEAD/CHIEF OPERATOR MUST BE CLASS C OR HIGHER. 5.0 MGD AND ABOVE-STAFFING BY CLASS C OR HIGHER OPERATOR: 6 HOURS/DAY FOR 5 DAYS/WEEK AND ONE VISIT ON EACH WEEKEND DAY. 3.0 MGD UP TO 5.0 MGD-STAFFING BY CLASS C OR HIGHER OPERATOR: 1 HOUR/DAY FOR 5 DAYS/WEEK AND ONE VISIT ON EACH WEEKEND DAY. 0.25 MGD UP TO 3.0 MGD-STAFFING BY CLASS C OR HIGHER OPERATOR: 5 VISITS/WEEK AND ONE VISIT EACH WEEKEND FOR A TOTAL OF 0.6 HOUR/WEEK. | N | Y | NEIGHBORHOOD UTILITIES (TIMBER CREEK) | 10400 TIMBER CREEK LN. |  | JACKSONVILLE | FL | 32202 |  | 9043509824 |  | LARRY O'STEEN | LARRY O'STEEN | 4551 SHIRLEY AVE |  | JACKSONVILLE | FL | 32210 |  | 9042349824 |  | INVESTOR/LICENSED PUBLIC UTILITIES | 1015 | 360000 | 406 | 2013-03-21 | 2020-07-01 | DC04 | 1000
2 | DUVAL | NED |  | 2164298 | NONCOMMUNITY | CHLORINATION; AERATION FOR REMOVAL OF ANY SECONDARY CONTAMINANT, SULFIDE, OR ANY UNREGULATED CONTAMINANT; CORROSION CONTROL INHIBITOR ADDITION; HYPOCHLORINATION; IRON OR MANGANESE SEQUESTRATION; OR ULTRAVIOLET RADIATION. THE LEAD/CHIEF OPERATOR MUST BE CLASS D OR HIGHER. 50,000 GPD UP TO 0.25 MGD-STAFFING BY CLASS D OR HIGHER OPERATOR: 3 VISITS/WEEK ON NONCONSECUTIVE DAYS FOR A TOTAL OF 0.3 HOUR/WEEK. LESS THAN 50,000 GPD-STAFFING BY A CLASS D OR HIGHER OPERATOR: 2 VISITS/WEEK ON NONCONSECUTIVE DAYS FOR A TOTAL OF 0.2 HOUR/WEEK. THERE SHALL BE NO MORE THAN 5 DAYS BETWEEN THE LAST VISIT IN ONE WEEK AND THE FIRST VISIT IN THE NEXT WEEK. | N | Y | LIQUOR MART | 8629 LEM TURNER ROAD |  | JACKSONVILLE | FL | 32208 |  | 9047654126 |  | NICK ALQABALAN | MR. NICK ALQABALAN | 8629 LEM TURNER ROAD |  | JACKSONVILLE | FL | 32208 |  | 9047654126 |  | INVESTOR | 25 | 3447 | 1 | 2017-02-10 | 2021-06-24 | NC01 | 50
2 | DUVAL | NED |  | 2164321 | NONCOMMUNITY | CHLORINATION; AERATION FOR REMOVAL OF ANY SECONDARY CONTAMINANT, SULFIDE, OR ANY UNREGULATED CONTAMINANT; CORROSION CONTROL INHIBITOR ADDITION; HYPOCHLORINATION; IRON OR MANGANESE SEQUESTRATION; OR ULTRAVIOLET RADIATION. THE LEAD/CHIEF OPERATOR MUST BE CLASS D OR HIGHER. 50,000 GPD UP TO 0.25 MGD-STAFFING BY CLASS D OR HIGHER OPERATOR: 3 VISITS/WEEK ON NONCONSECUTIVE DAYS FOR A TOTAL OF 0.3 HOUR/WEEK. LESS THAN 50,000 GPD-STAFFING BY A CLASS D OR HIGHER OPERATOR: 2 VISITS/WEEK ON NONCONSECUTIVE DAYS FOR A TOTAL OF 0.2 HOUR/WEEK. THERE SHALL BE NO MORE THAN 5 DAYS BETWEEN THE LAST VISIT IN ONE WEEK AND THE FIRST VISIT IN THE NEXT WEEK. | N | Y | PALMS FISH CAMP RESTAURANT | 6359 HECKSCHER DRIVE |  | JACKSONVILLE | FL | 32226 |  | 9042401672 |  | MARC HARDESTY | MARSHALL ADKISON | 6359 HECKSCHER DRIVE |  | JACKSONVILLE | FL | 32226 |  | 9045459955 |  | INVESTOR | 25 | 7200 | 1 | 2017-06-19 | 2017-08-09 | NC01 | 50
2 | DUVAL | NED | pmhyn@aol.com | 2164348 | NONTRANSIENT NONCOMMUNITY | CHLORINATION; AERATION FOR REMOVAL OF ANY SECONDARY CONTAMINANT, SULFIDE, OR ANY UNREGULATED CONTAMINANT; CORROSION CONTROL INHIBITOR ADDITION; HYPOCHLORINATION; IRON OR MANGANESE SEQUESTRATION; OR ULTRAVIOLET RADIATION. THE LEAD/CHIEF OPERATOR MUST BE CLASS D OR HIGHER. 50,000 GPD UP TO 0.25 MGD-STAFFING BY CLASS D OR HIGHER OPERATOR: 3 VISITS/WEEK ON NONCONSECUTIVE DAYS FOR A TOTAL OF 0.3 HOUR/WEEK. LESS THAN 50,000 GPD-STAFFING BY A CLASS D OR HIGHER OPERATOR: 2 VISITS/WEEK ON NONCONSECUTIVE DAYS FOR A TOTAL OF 0.2 HOUR/WEEK. THERE SHALL BE NO MORE THAN 5 DAYS BETWEEN THE LAST VISIT IN ONE WEEK AND THE FIRST VISIT IN THE NEXT WEEK. | N | Y | BEVERLY HILLS DEVELOPMENT CENTER | 3731 ROGERS AVENUE |  | JACKSONVILLE | FL | 32208 |  | 9047683428 |  | POMMIE HAYNES | ALFONSO & POMMIE HAYNES | 3731 ROGERS AVE. |  | JACKSONVILLE | FL | 32208 |  | 9047652391 |  | INVESTOR | 115 | 9257 | 3 | 2018-10-10 | 2021-05-24 | NTNC | 100
2 | DUVAL | NED | lheard@coj.net | 2164352 | NONTRANSIENT NONCOMMUNITY | CHLORINATION; AERATION FOR REMOVAL OF ANY SECONDARY CONTAMINANT, SULFIDE, OR ANY UNREGULATED CONTAMINANT; CORROSION CONTROL INHIBITOR ADDITION; HYPOCHLORINATION; IRON OR MANGANESE SEQUESTRATION; OR ULTRAVIOLET RADIATION. THE LEAD/CHIEF OPERATOR MUST BE CLASS D OR HIGHER. 50,000 GPD UP TO 0.25 MGD-STAFFING BY CLASS D OR HIGHER OPERATOR: 3 VISITS/WEEK ON NONCONSECUTIVE DAYS FOR A TOTAL OF 0.3 HOUR/WEEK. LESS THAN 50,000 GPD-STAFFING BY A CLASS D OR HIGHER OPERATOR: 2 VISITS/WEEK ON NONCONSECUTIVE DAYS FOR A TOTAL OF 0.2 HOUR/WEEK. THERE SHALL BE NO MORE THAN 5 DAYS BETWEEN THE LAST VISIT IN ONE WEEK AND THE FIRST VISIT IN THE NEXT WEEK. | N | Y | MAXVILLE COMMUNITY CENTER | 18065 PENNSYLVANIA AVE. |  | JACKSONVILLE | FL | 32202 |  | 9046334060 |  | ROBERT UPSON, P.E. | JEREMY WRIGHT | 555 W. 44TH ST. |  | JACKSONVILLE | FL | 32208 |  | 9042554353 |  | CITY | 275 | 28800 | 3 | 2018-03-01 | 2020-12-01 | NTNC | 100
2 | DUVAL | NED | mcskenes@yahoo.com | 2164362 | NONCOMMUNITY | AERATION FOR REMOVAL OF ANY PRIMARY CONTAMINANT; ALKALINITY/PH ADJUSTMENT; CHLORAMIN ATION; CHLORINE DIOXIDE FOR OXIDATION OR DISINFECTION; FLUORIDATION; ION EXCHANGE FOR REMOVAL OF ANY SECONDARY CONTAMINANT, SULFIDE, OR ANY UNREGULATED CONTAMINANT; OR OZONATION LESS THAN 0.1 MGD. STAFFING BY A CLASS D OR HIGHER OPERATOR: 3 VISITS/WEEK ON NONCONSECUTIVE DAYS FOR A TOTAL OF 0.6 HOUR/WEEK. THE LEAD/CHIEF OPERATOR MUST BE CLASS D OR HIGHER. | N | Y | BARGAIN HOUSE OF FLEAS | 6016 BLANDING BLVD |  | JACKSONVILLE | FL | 32244 | 2810 | 9047728008 |  | MATTHEW SKENES | MATTHEW SKENES | 6016 BLANDING BLVD. |  | JACKSONVILLE | FL | 32244 | 2810 | 9047728008 |  | INVESTOR | 100 | 9257 | 3 | 2016-12-21 | 2021-06-24 | NC01 | 50
2 | DUVAL | NED | GLENN_WRIGHT@BELLSOUTH.NET | 2164386 | NONCOMMUNITY | CHLORINATION; AERATION FOR REMOVAL OF ANY SECONDARY CONTAMINANT, SULFIDE, OR ANY UNREGULATED CONTAMINANT; CORROSION CONTROL INHIBITOR ADDITION; HYPOCHLORINATION; IRON OR MANGANESE SEQUESTRATION; OR ULTRAVIOLET RADIATION. THE LEAD/CHIEF OPERATOR MUST BE CLASS D OR HIGHER. 50,000 GPD UP TO 0.25 MGD-STAFFING BY CLASS D OR HIGHER OPERATOR: 3 VISITS/WEEK ON NONCONSECUTIVE DAYS FOR A TOTAL OF 0.3 HOUR/WEEK. LESS THAN 50,000 GPD-STAFFING BY A CLASS D OR HIGHER OPERATOR: 2 VISITS/WEEK ON NONCONSECUTIVE DAYS FOR A TOTAL OF 0.2 HOUR/WEEK. THERE SHALL BE NO MORE THAN 5 DAYS BETWEEN THE LAST VISIT IN ONE WEEK AND THE FIRST VISIT IN THE NEXT WEEK. | N | Y | VFW POST 7909 | 6204 BLANDING BLVD |  | JACKSONVILLE | FL | 32244 |  | 9047787909 |  | GLENN WRIGHT | GLENN WRIGHT | 6204 BLANDING BLVD. |  | JACKSONVILLE | FL | 32244 |  | 9042763014 |  | INVESTOR | 25 | 6840 | 1 | 2014-06-24 | 2021-05-25 | NC01 | 50
2 | DUVAL | NED | JOMOORE47@YAHOO.COM | 2164387 | NONCOMMUNITY | CHLORINATION; AERATION FOR REMOVAL OF ANY SECONDARY CONTAMINANT, SULFIDE, OR ANY UNREGULATED CONTAMINANT; CORROSION CONTROL INHIBITOR ADDITION; HYPOCHLORINATION; IRON OR MANGANESE SEQUESTRATION; OR ULTRAVIOLET RADIATION. THE LEAD/CHIEF OPERATOR MUST BE CLASS D OR HIGHER. 50,000 GPD UP TO 0.25 MGD-STAFFING BY CLASS D OR HIGHER OPERATOR: 3 VISITS/WEEK ON NONCONSECUTIVE DAYS FOR A TOTAL OF 0.3 HOUR/WEEK. LESS THAN 50,000 GPD-STAFFING BY A CLASS D OR HIGHER OPERATOR: 2 VISITS/WEEK ON NONCONSECUTIVE DAYS FOR A TOTAL OF 0.2 HOUR/WEEK. THERE SHALL BE NO MORE THAN 5 DAYS BETWEEN THE LAST VISIT IN ONE WEEK AND THE FIRST VISIT IN THE NEXT WEEK. | N | Y | ROLLING HILLS BAPTIST CHURCH | 840 PERMENTO AVE. |  | JACKSONVILLE | FL | 32221 |  | 9047830524 |  | JOHNNY MOORE | PASTOR BILL HORNE | 840 PERMENTO AVE. |  | JACKSONVILLE | FL | 32221 |  | 9047830524 |  | INVESTOR | 85 | 9422 | 1 | 2010-12-10 | 2020-09-28 | NC01 | 50
2 | DUVAL | NED | OFFICE@WMBCJAX.ORG | 2164398 | NONTRANSIENT NONCOMMUNITY | CHLORINATION; AERATION FOR REMOVAL OF ANY SECONDARY CONTAMINANT, SULFIDE, OR ANY UNREGULATED CONTAMINANT; CORROSION CONTROL INHIBITOR ADDITION; HYPOCHLORINATION; IRON OR MANGANESE SEQUESTRATION; OR ULTRAVIOLET RADIATION. THE LEAD/CHIEF OPERATOR MUST BE CLASS D OR HIGHER. 50,000 GPD UP TO 0.25 MGD-STAFFING BY CLASS D OR HIGHER OPERATOR: 3 VISITS/WEEK ON NONCONSECUTIVE DAYS FOR A TOTAL OF 0.3 HOUR/WEEK. LESS THAN 50,000 GPD-STAFFING BY A CLASS D OR HIGHER OPERATOR: 2 VISITS/WEEK ON NONCONSECUTIVE DAYS FOR A TOTAL OF 0.2 HOUR/WEEK. THERE SHALL BE NO MORE THAN 5 DAYS BETWEEN THE LAST VISIT IN ONE WEEK AND THE FIRST VISIT IN THE NEXT WEEK. | N | Y | WEST MEADOWS BAPTIST CHURCH | 11711 NORMANDY BLVD. |  | JACKSONVILLE | FL | 32221 |  | 9047862711 |  | BRUCE ARMSTRONG | BRUCE ARMSTRONG | 11711 NORMANDY BLVD. |  | JACKSONVILLE | FL | 32221 |  | 9047862711 |  | INVESTOR | 49 | 7328 | 6 | 2018-11-30 | 2021-12-06 | NTNC | 100
2 | DUVAL | NED | manager@ims-jax.net | 2164400 | COMMUNITY | CHLORINATION; AERATION FOR REMOVAL OF ANY SECONDARY CONTAMINANT, SULFIDE, OR ANY UNREGULATED CONTAMINANT; CORROSION CONTROL INHIBITOR ADDITION; HYPOCHLORINATION; IRON OR MANGANESE SEQUESTRATION; OR ULTRAVIOLET RADIATION. THE LEAD/CHIEF OPERATOR MUST BE CLASS D OR HIGHER. 50,000 GPD UP TO 0.25 MGD-STAFFING BY CLASS D OR HIGHER OPERATOR: 3 VISITS/WEEK ON NONCONSECUTIVE DAYS FOR A TOTAL OF 0.3 HOUR/WEEK. LESS THAN 50,000 GPD-STAFFING BY A CLASS D OR HIGHER OPERATOR: 2 VISITS/WEEK ON NONCONSECUTIVE DAYS FOR A TOTAL OF 0.2 HOUR/WEEK. THERE SHALL BE NO MORE THAN 5 DAYS BETWEEN THE LAST VISIT IN ONE WEEK AND THE FIRST VISIT IN THE NEXT WEEK. | N | Y | BELLE OAKS WTP | 10754 SCOTT MILL ROAD |  | JACKSONVILLE | FL | 32223 |  | 9042851526 |  | DANA MITCHELL | BELLE OAKS TOWNHOUSES ASSOCIATION INC C/O PAUL FREDERICKSON | 9838 OLD BAYMEADOWS RD |  | JACKSONVILLE | FL | 32256 |  | 9044104467 |  | INVESTOR | 60 | 30231 | 18 | 2018-03-20 | 2020-12-10 | DC06 | 100
2 | DUVAL | NED | ANDRES.KRAUL@FDC.MYFLORIDA.COM | 2164401 | COMMUNITY | CHLORINATION; AERATION FOR REMOVAL OF ANY SECONDARY CONTAMINANT, SULFIDE, OR ANY UNREGULATED CONTAMINANT; CORROSION CONTROL INHIBITOR ADDITION; HYPOCHLORINATION; IRON OR MANGANESE SEQUESTRATION; OR ULTRAVIOLET RADIATION. THE LEAD/CHIEF OPERATOR MUST BE CLASS D OR HIGHER. 50,000 GPD UP TO 0.25 MGD-STAFFING BY CLASS D OR HIGHER OPERATOR: 3 VISITS/WEEK ON NONCONSECUTIVE DAYS FOR A TOTAL OF 0.3 HOUR/WEEK. LESS THAN 50,000 GPD-STAFFING BY A CLASS D OR HIGHER OPERATOR: 2 VISITS/WEEK ON NONCONSECUTIVE DAYS FOR A TOTAL OF 0.2 HOUR/WEEK. THERE SHALL BE NO MORE THAN 5 DAYS BETWEEN THE LAST VISIT IN ONE WEEK AND THE FIRST VISIT IN THE NEXT WEEK. | N | Y | TRANSITION HOUSE AT DINSMORE | 13190 OLD KINGS RD. |  | JACKSONVILLE | FL | 32219 |  | 9049241700 |  | MICHELLE SHIPLEY | BING XU | 18784 W. US 27 |  | TALLAHASSEE | FL | 32399 | 2500 | 8506174894 |  | STATE | 150 | 33120 | 1 | 2018-02-01 | 2020-11-19 | DC06 | 100
2 | DUVAL | NED | firstupcofjax.secretary@aol.com | 2164412 | NONTRANSIENT NONCOMMUNITY | CHLORINATION; AERATION FOR REMOVAL OF ANY SECONDARY CONTAMINANT, SULFIDE, OR ANY UNREGULATED CONTAMINANT; CORROSION CONTROL INHIBITOR ADDITION; HYPOCHLORINATION; IRON OR MANGANESE SEQUESTRATION; OR ULTRAVIOLET RADIATION. THE LEAD/CHIEF OPERATOR MUST BE CLASS D OR HIGHER. 50,000 GPD UP TO 0.25 MGD-STAFFING BY CLASS D OR HIGHER OPERATOR: 3 VISITS/WEEK ON NONCONSECUTIVE DAYS FOR A TOTAL OF 0.3 HOUR/WEEK. LESS THAN 50,000 GPD-STAFFING BY A CLASS D OR HIGHER OPERATOR: 2 VISITS/WEEK ON NONCONSECUTIVE DAYS FOR A TOTAL OF 0.2 HOUR/WEEK. THERE SHALL BE NO MORE THAN 5 DAYS BETWEEN THE LAST VISIT IN ONE WEEK AND THE FIRST VISIT IN THE NEXT WEEK. | N | Y | FIRST UNITED PENTECOSTAL CHURCH | 11697 NORMANDY BLVD. |  | JACKSONVILLE | FL | 32221 | 1812 | 9047832818 |  | NEIL SHARP | JOHN HOPKINS | 11697 NORMANDY BLVD |  | JACKSONVILLE | FL | 32221 | 1812 | 9045219571 |  | INVESTOR | 50 | 9730 | 4 | 2016-08-17 | 2019-03-20 | NTNC | 100
2 | DUVAL | NED |  | 2164413 | NONCOMMUNITY | CHLORINATION; AERATION FOR REMOVAL OF ANY SECONDARY CONTAMINANT, SULFIDE, OR ANY UNREGULATED CONTAMINANT; CORROSION CONTROL INHIBITOR ADDITION; HYPOCHLORINATION; IRON OR MANGANESE SEQUESTRATION; OR ULTRAVIOLET RADIATION. THE LEAD/CHIEF OPERATOR MUST BE CLASS D OR HIGHER. 50,000 GPD UP TO 0.25 MGD-STAFFING BY CLASS D OR HIGHER OPERATOR: 3 VISITS/WEEK ON NONCONSECUTIVE DAYS FOR A TOTAL OF 0.3 HOUR/WEEK. LESS THAN 50,000 GPD-STAFFING BY A CLASS D OR HIGHER OPERATOR: 2 VISITS/WEEK ON NONCONSECUTIVE DAYS FOR A TOTAL OF 0.2 HOUR/WEEK. THERE SHALL BE NO MORE THAN 5 DAYS BETWEEN THE LAST VISIT IN ONE WEEK AND THE FIRST VISIT IN THE NEXT WEEK. | N | Y | CIRCLE K #6518 | 8735 NEW KINGS RD. |  | JACKSONVILLE | FL | 32219 |  | 9047643004 |  | RAINEY BEVERLY | RAINEY BEVERLY | 215 PENDLETON ST. |  | WAYCROSS | GA | 31501 |  | 9124902406 |  | INVESTOR | 25 | 3580 | 1 | 2017-04-18 | 2017-03-24 | NC01 | 50
2 | DUVAL | NED | church@wordsoflight.org | 2164417 | NONCOMMUNITY | CHLORINATION; AERATION FOR REMOVAL OF ANY SECONDARY CONTAMINANT, SULFIDE, OR ANY UNREGULATED CONTAMINANT; CORROSION CONTROL INHIBITOR ADDITION; HYPOCHLORINATION; IRON OR MANGANESE SEQUESTRATION; OR ULTRAVIOLET RADIATION. THE LEAD/CHIEF OPERATOR MUST BE CLASS D OR HIGHER. 50,000 GPD UP TO 0.25 MGD-STAFFING BY CLASS D OR HIGHER OPERATOR: 3 VISITS/WEEK ON NONCONSECUTIVE DAYS FOR A TOTAL OF 0.3 HOUR/WEEK. LESS THAN 50,000 GPD-STAFFING BY A CLASS D OR HIGHER OPERATOR: 2 VISITS/WEEK ON NONCONSECUTIVE DAYS FOR A TOTAL OF 0.2 HOUR/WEEK. THERE SHALL BE NO MORE THAN 5 DAYS BETWEEN THE LAST VISIT IN ONE WEEK AND THE FIRST VISIT IN THE NEXT WEEK. | N | Y | WORDS OF LIGHT CHURCH | 9140 U.S. HIGHWAY 301 |  | JACKSONVILLE | FL | 32234 | 2604 | 9042899727 | 21 | HOWARD ADKINS | HOWARD ADKINS | 9140 US HWY 301 SOUTH |  | JACKSONVILLE | FL | 32234 |  | 9048386911 |  | INVESTOR | 25 | 9437 | 2 | 2018-04-26 | 2018-03-28 | NC01 | 50
2 | DUVAL | NED |  | 2164431 | NONCOMMUNITY | CHLORINATION; AERATION FOR REMOVAL OF ANY SECONDARY CONTAMINANT, SULFIDE, OR ANY UNREGULATED CONTAMINANT; CORROSION CONTROL INHIBITOR ADDITION; HYPOCHLORINATION; IRON OR MANGANESE SEQUESTRATION; OR ULTRAVIOLET RADIATION. THE LEAD/CHIEF OPERATOR MUST BE CLASS D OR HIGHER. 50,000 GPD UP TO 0.25 MGD-STAFFING BY CLASS D OR HIGHER OPERATOR: 3 VISITS/WEEK ON NONCONSECUTIVE DAYS FOR A TOTAL OF 0.3 HOUR/WEEK. LESS THAN 50,000 GPD-STAFFING BY A CLASS D OR HIGHER OPERATOR: 2 VISITS/WEEK ON NONCONSECUTIVE DAYS FOR A TOTAL OF 0.2 HOUR/WEEK. THERE SHALL BE NO MORE THAN 5 DAYS BETWEEN THE LAST VISIT IN ONE WEEK AND THE FIRST VISIT IN THE NEXT WEEK. | N | Y | CIRCLE K #6049 | 2511 NEW BERLIN RD. |  | JACKSONVILLE | FL | 32218 |  | 9047512851 |  | KEVIN RISENER | KEVIN RISENER | 9485 REGENCY SQUARE BLVD |  | JACKSONVILLE | FL | 32225 |  | 7272679045 |  | INVESTOR | 25 | 1350 | 1 | 2017-03-09 | 2021-11-10 | NC01 | 50
2 | DUVAL | NED |  | 2164434 | NONCOMMUNITY | CHLORINATION; AERATION FOR REMOVAL OF ANY SECONDARY CONTAMINANT, SULFIDE, OR ANY UNREGULATED CONTAMINANT; CORROSION CONTROL INHIBITOR ADDITION; HYPOCHLORINATION; IRON OR MANGANESE SEQUESTRATION; OR ULTRAVIOLET RADIATION. THE LEAD/CHIEF OPERATOR MUST BE CLASS D OR HIGHER. 50,000 GPD UP TO 0.25 MGD-STAFFING BY CLASS D OR HIGHER OPERATOR: 3 VISITS/WEEK ON NONCONSECUTIVE DAYS FOR A TOTAL OF 0.3 HOUR/WEEK. LESS THAN 50,000 GPD-STAFFING BY A CLASS D OR HIGHER OPERATOR: 2 VISITS/WEEK ON NONCONSECUTIVE DAYS FOR A TOTAL OF 0.2 HOUR/WEEK. THERE SHALL BE NO MORE THAN 5 DAYS BETWEEN THE LAST VISIT IN ONE WEEK AND THE FIRST VISIT IN THE NEXT WEEK. | N | Y | SANDOLLAR RESTAURANT | 9716 HECKSCHER |  | JACKSONVILLE | FL | 32226 |  | 9042512449 |  | JANET MCDANIEL | H. DEWAYNE WILLIAMS | 9716 HECKSCHER DR. |  | JACKSONVILLE | FL | 32226 |  | 9042512449 |  | INVESTOR | 25 | 6324 | 1 | 2015-05-08 | 2019-12-09 | NC01 | 50
2 | DUVAL | NED | JOSEPH.SHULER@US.G4S.COM | 2164438 | NONTRANSIENT NONCOMMUNITY | CHLORINATION; AERATION FOR REMOVAL OF ANY SECONDARY CONTAMINANT, SULFIDE, OR ANY UNREGULATED CONTAMINANT; CORROSION CONTROL INHIBITOR ADDITION; HYPOCHLORINATION; IRON OR MANGANESE SEQUESTRATION; OR ULTRAVIOLET RADIATION. THE LEAD/CHIEF OPERATOR MUST BE CLASS D OR HIGHER. 50,000 GPD UP TO 0.25 MGD-STAFFING BY CLASS D OR HIGHER OPERATOR: 3 VISITS/WEEK ON NONCONSECUTIVE DAYS FOR A TOTAL OF 0.3 HOUR/WEEK. LESS THAN 50,000 GPD-STAFFING BY A CLASS D OR HIGHER OPERATOR: 2 VISITS/WEEK ON NONCONSECUTIVE DAYS FOR A TOTAL OF 0.2 HOUR/WEEK. THERE SHALL BE NO MORE THAN 5 DAYS BETWEEN THE LAST VISIT IN ONE WEEK AND THE FIRST VISIT IN THE NEXT WEEK. | N | Y | JACKSONVILLE YOUTH ACADEMY | 4501 LANNIE RD. |  | JACKSONVILLE | FL | 32218 |  | 9047577300 |  | JOSEPH SHULER | MARTIN FAVIS | 6302 BENJAMIN ROAD | SUITE 400 | TAMPA | FL | 33634 |  | 8135146275 | 202 | STATE | 65 | 36000 | 8 | 2017-03-30 | 2020-07-01 | NTNC | 100
2 | DUVAL | NED | rupson@coj.net | 2164439 | NONCOMMUNITY | CHLORINATION; AERATION FOR REMOVAL OF ANY SECONDARY CONTAMINANT, SULFIDE, OR ANY UNREGULATED CONTAMINANT; CORROSION CONTROL INHIBITOR ADDITION; HYPOCHLORINATION; IRON OR MANGANESE SEQUESTRATION; OR ULTRAVIOLET RADIATION. THE LEAD/CHIEF OPERATOR MUST BE CLASS D OR HIGHER. 50,000 GPD UP TO 0.25 MGD-STAFFING BY CLASS D OR HIGHER OPERATOR: 3 VISITS/WEEK ON NONCONSECUTIVE DAYS FOR A TOTAL OF 0.3 HOUR/WEEK. LESS THAN 50,000 GPD-STAFFING BY A CLASS D OR HIGHER OPERATOR: 2 VISITS/WEEK ON NONCONSECUTIVE DAYS FOR A TOTAL OF 0.2 HOUR/WEEK. THERE SHALL BE NO MORE THAN 5 DAYS BETWEEN THE LAST VISIT IN ONE WEEK AND THE FIRST VISIT IN THE NEXT WEEK. | N | Y | HUGUENOT MEMORIAL PARK #2 (CAMPGROUND) | 10980 HECKSCHER DR. |  | JACKSONVILLE | FL | 32226 |  |  |  | JEREMY WRITE | MARY LAWSON | 555 W. 44TH ST. |  | JACKSONVILLE | FL | 32208 |  | 9042554341 |  | CITY | 25 | 20000 | 5 | 2015-12-04 | 2020-02-05 | NC01 | 50
2 | DUVAL | NED | JMJAMESLMOORE@GMAIL.COM | 2164441 | NONCOMMUNITY | CHLORINATION; AERATION FOR REMOVAL OF ANY SECONDARY CONTAMINANT, SULFIDE, OR ANY UNREGULATED CONTAMINANT; CORROSION CONTROL INHIBITOR ADDITION; HYPOCHLORINATION; IRON OR MANGANESE SEQUESTRATION; OR ULTRAVIOLET RADIATION. THE LEAD/CHIEF OPERATOR MUST BE CLASS D OR HIGHER. 50,000 GPD UP TO 0.25 MGD-STAFFING BY CLASS D OR HIGHER OPERATOR: 3 VISITS/WEEK ON NONCONSECUTIVE DAYS FOR A TOTAL OF 0.3 HOUR/WEEK. LESS THAN 50,000 GPD-STAFFING BY A CLASS D OR HIGHER OPERATOR: 2 VISITS/WEEK ON NONCONSECUTIVE DAYS FOR A TOTAL OF 0.2 HOUR/WEEK. THERE SHALL BE NO MORE THAN 5 DAYS BETWEEN THE LAST VISIT IN ONE WEEK AND THE FIRST VISIT IN THE NEXT WEEK. | N | Y | KINGDOM HALL OF JEHOVAH'S WITNESS | 11402 DUNN CREEK RD. |  | JACKSONVILLE | FL | 32218 |  | 9047574600 |  | JAMES MOORE | JAMES MOORE | 11402 DUNN CREEK ROAD |  | JACKSONVILLE | FL | 32218 |  | 9047574600 |  | INVESTOR | 130 | 10170 | 1 | 2019-04-19 | 2019-03-21 | NC01 | 50
2 | DUVAL | NED | preston.coltrane@AMERICASAUTOAUCTION.COM | 2164448 | NONCOMMUNITY | AERATION FOR REMOVAL OF ANY PRIMARY CONTAMINANT; ALKALINITY/PH ADJUSTMENT; CHLORAMIN ATION; CHLORINE DIOXIDE FOR OXIDATION OR DISINFECTION; FLUORIDATION; ION EXCHANGE FOR REMOVAL OF ANY SECONDARY CONTAMINANT, SULFIDE, OR ANY UNREGULATED CONTAMINANT; OR OZONATION LESS THAN 0.1 MGD. STAFFING BY A CLASS D OR HIGHER OPERATOR: 3 VISITS/WEEK ON NONCONSECUTIVE DAYS FOR A TOTAL OF 0.6 HOUR/WEEK. THE LEAD/CHIEF OPERATOR MUST BE CLASS D OR HIGHER. | N | Y | AMERICA'S AUTO AUCTION | 11982 NEW KINGS RD. |  | JACKSONVILLE | FL | 32219 |  | 9047647653 |  | PRESTON COLTRANE | RANDY OVERSTREET | 11982 NEW KINGS RD. |  | JACKSONVILLE | FL | 32219 |  | 9047647653 |  | INVESTOR | 25 | 28800 | 1 | 2015-06-24 | 2020-09-17 | NC01 | 50
2 | DUVAL | NED | office@hdbcjax.com | 2164467 | NONCOMMUNITY | CHLORINATION; AERATION FOR REMOVAL OF ANY SECONDARY CONTAMINANT, SULFIDE, OR ANY UNREGULATED CONTAMINANT; CORROSION CONTROL INHIBITOR ADDITION; HYPOCHLORINATION; IRON OR MANGANESE SEQUESTRATION; OR ULTRAVIOLET RADIATION. THE LEAD/CHIEF OPERATOR MUST BE CLASS D OR HIGHER. 50,000 GPD UP TO 0.25 MGD-STAFFING BY CLASS D OR HIGHER OPERATOR: 3 VISITS/WEEK ON NONCONSECUTIVE DAYS FOR A TOTAL OF 0.3 HOUR/WEEK. LESS THAN 50,000 GPD-STAFFING BY A CLASS D OR HIGHER OPERATOR: 2 VISITS/WEEK ON NONCONSECUTIVE DAYS FOR A TOTAL OF 0.2 HOUR/WEEK. THERE SHALL BE NO MORE THAN 5 DAYS BETWEEN THE LAST VISIT IN ONE WEEK AND THE FIRST VISIT IN THE NEXT WEEK. | N | Y | HECKSCHER DRIVE BAPTIST CHURCH | 6650 HECKSCHER DR. |  | JACKSONVILLE | FL | 32226 |  | 9042513461 |  |  | DWIGHT MCINNIS | 6650 HECKSCHER DR. |  | JACKSONVILLE | FL | 32226 |  | 9042513461 |  | INVESTOR | 75 | 7380 | 2 | 2015-08-28 | 2020-09-11 | NC01 | 50
2 | DUVAL | NED | wrightj@coj.net | 2164487 | NONCOMMUNITY | CHLORINATION; AERATION FOR REMOVAL OF ANY SECONDARY CONTAMINANT, SULFIDE, OR ANY UNREGULATED CONTAMINANT; CORROSION CONTROL INHIBITOR ADDITION; HYPOCHLORINATION; IRON OR MANGANESE SEQUESTRATION; OR ULTRAVIOLET RADIATION. THE LEAD/CHIEF OPERATOR MUST BE CLASS D OR HIGHER. 50,000 GPD UP TO 0.25 MGD-STAFFING BY CLASS D OR HIGHER OPERATOR: 3 VISITS/WEEK ON NONCONSECUTIVE DAYS FOR A TOTAL OF 0.3 HOUR/WEEK. LESS THAN 50,000 GPD-STAFFING BY A CLASS D OR HIGHER OPERATOR: 2 VISITS/WEEK ON NONCONSECUTIVE DAYS FOR A TOTAL OF 0.2 HOUR/WEEK. THERE SHALL BE NO MORE THAN 5 DAYS BETWEEN THE LAST VISIT IN ONE WEEK AND THE FIRST VISIT IN THE NEXT WEEK. | N | Y | THOMAS CREEK PARK | 17200 ETHEL RD. |  | JACKSONVILLE | FL | 32218 |  | 9046334060 |  | JEREMY WRIGHT | JEREMY WRIGHT | 555 W. 44TH ST. |  | JACKSONVILLE | FL | 32208 |  | 9042554353 |  | INVESTOR | 25 | 1644 | 7 | 2015-08-12 | 2020-07-24 | NC01 | 50
2 | DUVAL | NED | DTMK97@NEFCOM.NET | 2164494 | COMMUNITY | CHLORINATION; AERATION FOR REMOVAL OF ANY SECONDARY CONTAMINANT, SULFIDE, OR ANY UNREGULATED CONTAMINANT; CORROSION CONTROL INHIBITOR ADDITION; HYPOCHLORINATION; IRON OR MANGANESE SEQUESTRATION; OR ULTRAVIOLET RADIATION. THE LEAD/CHIEF OPERATOR MUST BE CLASS D OR HIGHER. 50,000 GPD UP TO 0.25 MGD-STAFFING BY CLASS D OR HIGHER OPERATOR: 3 VISITS/WEEK ON NONCONSECUTIVE DAYS FOR A TOTAL OF 0.3 HOUR/WEEK. LESS THAN 50,000 GPD-STAFFING BY A CLASS D OR HIGHER OPERATOR: 2 VISITS/WEEK ON NONCONSECUTIVE DAYS FOR A TOTAL OF 0.2 HOUR/WEEK. THERE SHALL BE NO MORE THAN 5 DAYS BETWEEN THE LAST VISIT IN ONE WEEK AND THE FIRST VISIT IN THE NEXT WEEK. | N | Y | BAILEY'S MHP (NORTH) | 12401 NORMANDY BLVD. |  | JACKSONVILLE | FL | 32221 |  | 9047811170 |  | DONNIE GODWIN | DONNIE GODWIN AND MESHELLE RHODEN | 515 S. 6TH STREET |  | MACCLENNY | FL | 32063 |  | 9042598989 |  | INVESTOR | 75 | 22388 | 29 | 2018-12-17 | 2021-12-06 | DC06 | 100
2 | DUVAL | NED | HOPECHAPELMINISTRIES@GMAIL.COM | 2164497 | NONTRANSIENT NONCOMMUNITY | CHLORINATION; AERATION FOR REMOVAL OF ANY SECONDARY CONTAMINANT, SULFIDE, OR ANY UNREGULATED CONTAMINANT; CORROSION CONTROL INHIBITOR ADDITION; HYPOCHLORINATION; IRON OR MANGANESE SEQUESTRATION; OR ULTRAVIOLET RADIATION. THE LEAD/CHIEF OPERATOR MUST BE CLASS D OR HIGHER. 50,000 GPD UP TO 0.25 MGD-STAFFING BY CLASS D OR HIGHER OPERATOR: 3 VISITS/WEEK ON NONCONSECUTIVE DAYS FOR A TOTAL OF 0.3 HOUR/WEEK. LESS THAN 50,000 GPD-STAFFING BY A CLASS D OR HIGHER OPERATOR: 2 VISITS/WEEK ON NONCONSECUTIVE DAYS FOR A TOTAL OF 0.2 HOUR/WEEK. THERE SHALL BE NO MORE THAN 5 DAYS BETWEEN THE LAST VISIT IN ONE WEEK AND THE FIRST VISIT IN THE NEXT WEEK. | N | Y | HOPE CHAPEL | 9850 WAGNER RD. |  | JACKSONVILLE | FL | 32219 | 2638 | 9047642193 |  | JEANETTE HOLMES-VANN | JEANETTE HOLMES-VANN | 9850 WAGNER RD. |  | JACKSONVILLE | FL | 32219 | 2638 | 9049242000 |  | INVESTOR | 438 | 10537 | 2 | 2019-04-08 | 2019-03-08 | NTNC | 100
2 | DUVAL | NED |  | 2164516 | NONCOMMUNITY | CHLORINATION; AERATION FOR REMOVAL OF ANY SECONDARY CONTAMINANT, SULFIDE, OR ANY UNREGULATED CONTAMINANT; CORROSION CONTROL INHIBITOR ADDITION; HYPOCHLORINATION; IRON OR MANGANESE SEQUESTRATION; OR ULTRAVIOLET RADIATION. THE LEAD/CHIEF OPERATOR MUST BE CLASS D OR HIGHER. 50,000 GPD UP TO 0.25 MGD-STAFFING BY CLASS D OR HIGHER OPERATOR: 3 VISITS/WEEK ON NONCONSECUTIVE DAYS FOR A TOTAL OF 0.3 HOUR/WEEK. LESS THAN 50,000 GPD-STAFFING BY A CLASS D OR HIGHER OPERATOR: 2 VISITS/WEEK ON NONCONSECUTIVE DAYS FOR A TOTAL OF 0.2 HOUR/WEEK. THERE SHALL BE NO MORE THAN 5 DAYS BETWEEN THE LAST VISIT IN ONE WEEK AND THE FIRST VISIT IN THE NEXT WEEK. | N | Y | MONCRIEF LIQUORS & LOUNGE | 5757 MONCRIEF RD. |  | JACKSONVILLE | FL | 32209 |  | 9047655022 |  | WILLIE SQUAIRE | WILLIE SQUAIRE | 5757 MONCRIEF RD. |  | JACKSONVILLE | FL | 32209 |  | 9043070937 |  | INVESTOR | 135 | 6950 | 1 | 2016-06-22 | 2020-06-26 | NC01 | 50
2 | DUVAL | NED | FBCDUNN@BELLSOUTH.NET | 2164517 | NONTRANSIENT NONCOMMUNITY | AERATION FOR REMOVAL OF ANY PRIMARY CONTAMINANT; ALKALINITY/PH ADJUSTMENT; CHLORAMIN ATION; CHLORINE DIOXIDE FOR OXIDATION OR DISINFECTION; FLUORIDATION; ION EXCHANGE FOR REMOVAL OF ANY SECONDARY CONTAMINANT, SULFIDE, OR ANY UNREGULATED CONTAMINANT; OR OZONATION LESS THAN 0.1 MGD. STAFFING BY A CLASS D OR HIGHER OPERATOR: 3 VISITS/WEEK ON NONCONSECUTIVE DAYS FOR A TOTAL OF 0.6 HOUR/WEEK. THE LEAD/CHIEF OPERATOR MUST BE CLASS D OR HIGHER. | N | Y | FAITH BAPTIST CHURCH | 5330 DUNN AVE |  | JACKSONVILLE | FL | 32218 |  | 9047641555 |  | KELLY EDMUNDS | SHANNON KELLY | 5330 DUNN AVE. |  | JACKSONVILLE | FL | 32218 |  | 9049331191 |  | OTHER | 177 | 6171 | 1 | 2019-09-18 | 2019-08-23 | NTNC | 100
2 | DUVAL | NED | gmathes@wm.com | 2164522 | NONTRANSIENT NONCOMMUNITY | CHLORINATION; AERATION FOR REMOVAL OF ANY SECONDARY CONTAMINANT, SULFIDE, OR ANY UNREGULATED CONTAMINANT; CORROSION CONTROL INHIBITOR ADDITION; HYPOCHLORINATION; IRON OR MANGANESE SEQUESTRATION; OR ULTRAVIOLET RADIATION. THE LEAD/CHIEF OPERATOR MUST BE CLASS D OR HIGHER. 50,000 GPD UP TO 0.25 MGD-STAFFING BY CLASS D OR HIGHER OPERATOR: 3 VISITS/WEEK ON NONCONSECUTIVE DAYS FOR A TOTAL OF 0.3 HOUR/WEEK. LESS THAN 50,000 GPD-STAFFING BY A CLASS D OR HIGHER OPERATOR: 2 VISITS/WEEK ON NONCONSECUTIVE DAYS FOR A TOTAL OF 0.2 HOUR/WEEK. THERE SHALL BE NO MORE THAN 5 DAYS BETWEEN THE LAST VISIT IN ONE WEEK AND THE FIRST VISIT IN THE NEXT WEEK. | N | Y | TRAIL RIDGE LANDFILL | 5110 U.S. HIGHWAY 301 SOUTH |  | JACKSONVILLE | FL | 32234 |  | 9042899106 |  | GREG MATHES | GREG MATHES | 5110 U.S. HWY. 301 SOUTH |  | BALDWIN | FL | 32234 |  | 9042899077 |  | INVESTOR | 40 | 48960 | 3 | 2018-01-13 | 2020-12-01 | NTNC | 100
2 | DUVAL | NED | JULIAN.ROBERTS@WESTFRASER.COM | 2164524 | NONTRANSIENT NONCOMMUNITY | CHLORINATION; AERATION FOR REMOVAL OF ANY SECONDARY CONTAMINANT, SULFIDE, OR ANY UNREGULATED CONTAMINANT; CORROSION CONTROL INHIBITOR ADDITION; HYPOCHLORINATION; IRON OR MANGANESE SEQUESTRATION; OR ULTRAVIOLET RADIATION. THE LEAD/CHIEF OPERATOR MUST BE CLASS D OR HIGHER. 50,000 GPD UP TO 0.25 MGD-STAFFING BY CLASS D OR HIGHER OPERATOR: 3 VISITS/WEEK ON NONCONSECUTIVE DAYS FOR A TOTAL OF 0.3 HOUR/WEEK. LESS THAN 50,000 GPD-STAFFING BY A CLASS D OR HIGHER OPERATOR: 2 VISITS/WEEK ON NONCONSECUTIVE DAYS FOR A TOTAL OF 0.2 HOUR/WEEK. THERE SHALL BE NO MORE THAN 5 DAYS BETWEEN THE LAST VISIT IN ONE WEEK AND THE FIRST VISIT IN THE NEXT WEEK. | N | Y | WEST FRASER | 109 HALSEMA RD. S. |  | JACKSONVILLE | FL | 32220 |  | 9046953800 |  | MARILYN MENDOZA CRUZ | JEROME WORTHY | 109 HALSEMA RD SOUTH |  | JACKSONVILLE | FL | 32220 |  | 9046953833 |  | INVESTOR | 90 | 27375 | 6 | 2010-11-19 | 2021-05-14 | NTNC | 100
2 | DUVAL | NED | cntrysch1@aol.com | 2164526 | NONTRANSIENT NONCOMMUNITY | CHLORINATION; AERATION FOR REMOVAL OF ANY SECONDARY CONTAMINANT, SULFIDE, OR ANY UNREGULATED CONTAMINANT; CORROSION CONTROL INHIBITOR ADDITION; HYPOCHLORINATION; IRON OR MANGANESE SEQUESTRATION; OR ULTRAVIOLET RADIATION. THE LEAD/CHIEF OPERATOR MUST BE CLASS D OR HIGHER. 50,000 GPD UP TO 0.25 MGD-STAFFING BY CLASS D OR HIGHER OPERATOR: 3 VISITS/WEEK ON NONCONSECUTIVE DAYS FOR A TOTAL OF 0.3 HOUR/WEEK. LESS THAN 50,000 GPD-STAFFING BY A CLASS D OR HIGHER OPERATOR: 2 VISITS/WEEK ON NONCONSECUTIVE DAYS FOR A TOTAL OF 0.2 HOUR/WEEK. THERE SHALL BE NO MORE THAN 5 DAYS BETWEEN THE LAST VISIT IN ONE WEEK AND THE FIRST VISIT IN THE NEXT WEEK. | N | Y | COUNTRY SCHOOL III | 862 BAISDEN RD. |  | JACKSONVILLE | FL | 32218 |  | 9047578200 |  | EDDIE JAY | EDDIE JAY | 862 BAISDEN RD. |  | JACKSONVILLE | FL | 32218 |  | 9047578200 |  | INVESTOR | 60 | 6336 | 2 | 2019-01-23 | 2021-12-13 | NTNC | 100
2 | DUVAL | NED | RHIGGINS@USWATERCORP.COM | 2164533 | NONCOMMUNITY | CHLORINATION; AERATION FOR REMOVAL OF ANY SECONDARY CONTAMINANT, SULFIDE, OR ANY UNREGULATED CONTAMINANT; CORROSION CONTROL INHIBITOR ADDITION; HYPOCHLORINATION; IRON OR MANGANESE SEQUESTRATION; OR ULTRAVIOLET RADIATION. THE LEAD/CHIEF OPERATOR MUST BE CLASS D OR HIGHER. 50,000 GPD UP TO 0.25 MGD-STAFFING BY CLASS D OR HIGHER OPERATOR: 3 VISITS/WEEK ON NONCONSECUTIVE DAYS FOR A TOTAL OF 0.3 HOUR/WEEK. LESS THAN 50,000 GPD-STAFFING BY A CLASS D OR HIGHER OPERATOR: 2 VISITS/WEEK ON NONCONSECUTIVE DAYS FOR A TOTAL OF 0.2 HOUR/WEEK. THERE SHALL BE NO MORE THAN 5 DAYS BETWEEN THE LAST VISIT IN ONE WEEK AND THE FIRST VISIT IN THE NEXT WEEK. | N | Y | MARKET MASTERS #5 | 8402 103RD ST. |  | JACKSONVILLE | FL | 32210 |  | 9047658443 |  | ANTON SAFAR | ANTON SAFAR | 6949 LA LOMA DRIVE |  | JACKSONVILLE | FL | 32217 |  | 9047658443 |  | INVESTOR | 25 | 7033 | 3 | 2018-07-09 | 2017-02-15 | NC01 | 50
2 | DUVAL | NED | galim40@yahoo.com | 2164548 | NONCOMMUNITY | CHLORINATION; AERATION FOR REMOVAL OF ANY SECONDARY CONTAMINANT, SULFIDE, OR ANY UNREGULATED CONTAMINANT; CORROSION CONTROL INHIBITOR ADDITION; HYPOCHLORINATION; IRON OR MANGANESE SEQUESTRATION; OR ULTRAVIOLET RADIATION. THE LEAD/CHIEF OPERATOR MUST BE CLASS D OR HIGHER. 50,000 GPD UP TO 0.25 MGD-STAFFING BY CLASS D OR HIGHER OPERATOR: 3 VISITS/WEEK ON NONCONSECUTIVE DAYS FOR A TOTAL OF 0.3 HOUR/WEEK. LESS THAN 50,000 GPD-STAFFING BY A CLASS D OR HIGHER OPERATOR: 2 VISITS/WEEK ON NONCONSECUTIVE DAYS FOR A TOTAL OF 0.2 HOUR/WEEK. THERE SHALL BE NO MORE THAN 5 DAYS BETWEEN THE LAST VISIT IN ONE WEEK AND THE FIRST VISIT IN THE NEXT WEEK. | N | Y | JONES ROAD FOOD MART | 1765 JONES ROAD |  | JACKSONVILLE | FL | 32220 |  | 9047862278 |  | GEORGE ALIM | GEORGE ALIM | 1765 JONES ROAD |  | JACKSONVILLE | FL | 32220 |  | 9047162110 |  | INVESTOR | 25 | 3446 | 1 | 2018-01-09 | 2017-12-15 | NC01 | 50
2 | DUVAL | NED | MTALLEY@GATEPETRO.COM | 2164562 | NONCOMMUNITY | CHLORINATION; AERATION FOR REMOVAL OF ANY SECONDARY CONTAMINANT, SULFIDE, OR ANY UNREGULATED CONTAMINANT; CORROSION CONTROL INHIBITOR ADDITION; HYPOCHLORINATION; IRON OR MANGANESE SEQUESTRATION; OR ULTRAVIOLET RADIATION. THE LEAD/CHIEF OPERATOR MUST BE CLASS D OR HIGHER. 50,000 GPD UP TO 0.25 MGD-STAFFING BY CLASS D OR HIGHER OPERATOR: 3 VISITS/WEEK ON NONCONSECUTIVE DAYS FOR A TOTAL OF 0.3 HOUR/WEEK. LESS THAN 50,000 GPD-STAFFING BY A CLASS D OR HIGHER OPERATOR: 2 VISITS/WEEK ON NONCONSECUTIVE DAYS FOR A TOTAL OF 0.2 HOUR/WEEK. THERE SHALL BE NO MORE THAN 5 DAYS BETWEEN THE LAST VISIT IN ONE WEEK AND THE FIRST VISIT IN THE NEXT WEEK. | N | Y | GATE STATION #1171 | 511 BULLS BAY HWY |  | JACKSONVILLE | FL | 32220 |  | 9047833420 |  | LISA TERRY | MS. MARLENE TALLEY | POST OFFICE BOX 23627 |  | JACKSONVILLE | FL | 32241 | 3627 | 9044482998 |  | INVESTOR | 25 | 8010 | 1 | 2018-02-28 | 2017-12-12 | NC01 | 50
2 | DUVAL | NED | krisener@circlek.com | 2164566 | NONCOMMUNITY | CHLORINATION; AERATION FOR REMOVAL OF ANY SECONDARY CONTAMINANT, SULFIDE, OR ANY UNREGULATED CONTAMINANT; CORROSION CONTROL INHIBITOR ADDITION; HYPOCHLORINATION; IRON OR MANGANESE SEQUESTRATION; OR ULTRAVIOLET RADIATION. THE LEAD/CHIEF OPERATOR MUST BE CLASS D OR HIGHER. 50,000 GPD UP TO 0.25 MGD-STAFFING BY CLASS D OR HIGHER OPERATOR: 3 VISITS/WEEK ON NONCONSECUTIVE DAYS FOR A TOTAL OF 0.3 HOUR/WEEK. LESS THAN 50,000 GPD-STAFFING BY A CLASS D OR HIGHER OPERATOR: 2 VISITS/WEEK ON NONCONSECUTIVE DAYS FOR A TOTAL OF 0.2 HOUR/WEEK. THERE SHALL BE NO MORE THAN 5 DAYS BETWEEN THE LAST VISIT IN ONE WEEK AND THE FIRST VISIT IN THE NEXT WEEK. | N | Y | CIRCLE K #1174 | 9615 HECKSCHER DR. |  | JACKSONVILLE | FL | 32226 |  | 9042513302 |  | KEVIN RISENER | KEVIN RISENER | 9485 REGENCY SQUARE BLVD |  | JAKSONVILLE | FL | 32225 |  | 7272679045 |  | INVESTOR | 25 | 6614 | 1 | 2017-03-10 | 2021-11-10 | NC01 | 50
2 | DUVAL | NED | BMEHIEL@YAHOO.COM | 2164574 | NONCOMMUNITY | AERATION FOR REMOVAL OF ANY PRIMARY CONTAMINANT; ALKALINITY/PH ADJUSTMENT; CHLORAMIN ATION; CHLORINE DIOXIDE FOR OXIDATION OR DISINFECTION; FLUORIDATION; ION EXCHANGE FOR REMOVAL OF ANY SECONDARY CONTAMINANT, SULFIDE, OR ANY UNREGULATED CONTAMINANT; OR OZONATION LESS THAN 0.1 MGD. STAFFING BY A CLASS D OR HIGHER OPERATOR: 3 VISITS/WEEK ON NONCONSECUTIVE DAYS FOR A TOTAL OF 0.6 HOUR/WEEK. THE LEAD/CHIEF OPERATOR MUST BE CLASS D OR HIGHER. | N | Y | CHOWDER TED'S | 5215 HECKSCHER DR. |  | JACKSONVILLE | FL | 32226 |  | 9047571754 |  | BILL MEHIEL | BILL MEHIEL | 5215 HECKSCHER DR. |  | JACKSONVILLE | FL | 32226 |  | 9044440993 |  | INVESTOR | 25 | 1530 | 1 | 2015-06-23 | 2019-12-09 | NC01 | 50
2 | DUVAL | NED | priyalinc@hotmail.com | 2164575 | NONCOMMUNITY | CHLORINATION; AERATION FOR REMOVAL OF ANY SECONDARY CONTAMINANT, SULFIDE, OR ANY UNREGULATED CONTAMINANT; CORROSION CONTROL INHIBITOR ADDITION; HYPOCHLORINATION; IRON OR MANGANESE SEQUESTRATION; OR ULTRAVIOLET RADIATION. THE LEAD/CHIEF OPERATOR MUST BE CLASS D OR HIGHER. 50,000 GPD UP TO 0.25 MGD-STAFFING BY CLASS D OR HIGHER OPERATOR: 3 VISITS/WEEK ON NONCONSECUTIVE DAYS FOR A TOTAL OF 0.3 HOUR/WEEK. LESS THAN 50,000 GPD-STAFFING BY A CLASS D OR HIGHER OPERATOR: 2 VISITS/WEEK ON NONCONSECUTIVE DAYS FOR A TOTAL OF 0.2 HOUR/WEEK. THERE SHALL BE NO MORE THAN 5 DAYS BETWEEN THE LAST VISIT IN ONE WEEK AND THE FIRST VISIT IN THE NEXT WEEK. | N | Y | JONES RD. GENERAL STORE | 1018 JONES RD |  | JACKSONVILLE | FL | 32220 |  | 9047832909 |  | RAHUL PATEL | RAHUL PATEL | 1018 JONES ROAD |  | JACKSONVILLE | FL | 32220 |  | 9047839027 |  | INVESTOR | 25 | 11500 | 1 | 2015-04-13 | 2020-06-25 | NC01 | 50
2 | DUVAL | NED | wrightj@COJ.NET | 2164584 | NONCOMMUNITY | CHLORINATION; AERATION FOR REMOVAL OF ANY SECONDARY CONTAMINANT, SULFIDE, OR ANY UNREGULATED CONTAMINANT; CORROSION CONTROL INHIBITOR ADDITION; HYPOCHLORINATION; IRON OR MANGANESE SEQUESTRATION; OR ULTRAVIOLET RADIATION. THE LEAD/CHIEF OPERATOR MUST BE CLASS D OR HIGHER. 50,000 GPD UP TO 0.25 MGD-STAFFING BY CLASS D OR HIGHER OPERATOR: 3 VISITS/WEEK ON NONCONSECUTIVE DAYS FOR A TOTAL OF 0.3 HOUR/WEEK. LESS THAN 50,000 GPD-STAFFING BY A CLASS D OR HIGHER OPERATOR: 2 VISITS/WEEK ON NONCONSECUTIVE DAYS FOR A TOTAL OF 0.2 HOUR/WEEK. THERE SHALL BE NO MORE THAN 5 DAYS BETWEEN THE LAST VISIT IN ONE WEEK AND THE FIRST VISIT IN THE NEXT WEEK. | N | Y | THOMAS MARSHALL PARK | 1471 ELMAR RD. |  | JACKSONVILLE | FL | 32218 |  | 9046334060 |  | JEREMY WRIGHT | JEREMY WRIGHT | 555 W. 44TH ST. |  | JACKSONVILLE | FL | 32208 |  | 9042554353 |  | INVESTOR | 25 | 9436 | 2 | 2016-03-07 | 2020-07-24 | NC01 | 50
2 | DUVAL | NED | LEWGAINEY@COMCAST.NET | 2164588 | NONCOMMUNITY | CHLORINATION; AERATION FOR REMOVAL OF ANY SECONDARY CONTAMINANT, SULFIDE, OR ANY UNREGULATED CONTAMINANT; CORROSION CONTROL INHIBITOR ADDITION; HYPOCHLORINATION; IRON OR MANGANESE SEQUESTRATION; OR ULTRAVIOLET RADIATION. THE LEAD/CHIEF OPERATOR MUST BE CLASS D OR HIGHER. 50,000 GPD UP TO 0.25 MGD-STAFFING BY CLASS D OR HIGHER OPERATOR: 3 VISITS/WEEK ON NONCONSECUTIVE DAYS FOR A TOTAL OF 0.3 HOUR/WEEK. LESS THAN 50,000 GPD-STAFFING BY A CLASS D OR HIGHER OPERATOR: 2 VISITS/WEEK ON NONCONSECUTIVE DAYS FOR A TOTAL OF 0.2 HOUR/WEEK. THERE SHALL BE NO MORE THAN 5 DAYS BETWEEN THE LAST VISIT IN ONE WEEK AND THE FIRST VISIT IN THE NEXT WEEK. | N | Y | SOUTHPOINT BAPTIST CHURCH | 3335 TIGER HOLE ROAD |  | JACKSONVILLE | FL | 32216 |  | 9047310333 |  | KITTY COLLINS | PASTOR TERRY COLLINS | 3335 TIGER HOLE ROAD |  | JACKSONVILLE | FL | 32216 |  | 9047252808 |  | INVESTOR | 25 | 6908 | 1 | 2015-06-08 | 2020-03-23 | NC01 | 50
2 | DUVAL | NED | RUPSON@COJ.NET | 2164592 | NONCOMMUNITY | CHLORINATION; AERATION FOR REMOVAL OF ANY SECONDARY CONTAMINANT, SULFIDE, OR ANY UNREGULATED CONTAMINANT; CORROSION CONTROL INHIBITOR ADDITION; HYPOCHLORINATION; IRON OR MANGANESE SEQUESTRATION; OR ULTRAVIOLET RADIATION. THE LEAD/CHIEF OPERATOR MUST BE CLASS D OR HIGHER. 50,000 GPD UP TO 0.25 MGD-STAFFING BY CLASS D OR HIGHER OPERATOR: 3 VISITS/WEEK ON NONCONSECUTIVE DAYS FOR A TOTAL OF 0.3 HOUR/WEEK. LESS THAN 50,000 GPD-STAFFING BY A CLASS D OR HIGHER OPERATOR: 2 VISITS/WEEK ON NONCONSECUTIVE DAYS FOR A TOTAL OF 0.2 HOUR/WEEK. THERE SHALL BE NO MORE THAN 5 DAYS BETWEEN THE LAST VISIT IN ONE WEEK AND THE FIRST VISIT IN THE NEXT WEEK. | N | Y | JOE CARLUCCI SISTERS CREEK BOAT RAMP | 8414 HERITAGE RIVER ROAD |  | JACKSONVILLE | FL | 32226 |  | 9046334060 |  | JEREMY WRIGHT | MARY LAWSON | 555 W. 44TH ST. |  | JACKSONVILLE | FL | 32208 |  | 9042554342 |  | INVESTOR | 25 | 2677 | 2 | 2015-08-28 | 2020-02-05 | NC01 | 50
2 | DUVAL | NED | MPAGE@METALPLATE.COM | 2164602 | NONTRANSIENT NONCOMMUNITY | CHLORINATION; AERATION FOR REMOVAL OF ANY SECONDARY CONTAMINANT, SULFIDE, OR ANY UNREGULATED CONTAMINANT; CORROSION CONTROL INHIBITOR ADDITION; HYPOCHLORINATION; IRON OR MANGANESE SEQUESTRATION; OR ULTRAVIOLET RADIATION. THE LEAD/CHIEF OPERATOR MUST BE CLASS D OR HIGHER. 50,000 GPD UP TO 0.25 MGD-STAFFING BY CLASS D OR HIGHER OPERATOR: 3 VISITS/WEEK ON NONCONSECUTIVE DAYS FOR A TOTAL OF 0.3 HOUR/WEEK. LESS THAN 50,000 GPD-STAFFING BY A CLASS D OR HIGHER OPERATOR: 2 VISITS/WEEK ON NONCONSECUTIVE DAYS FOR A TOTAL OF 0.2 HOUR/WEEK. THERE SHALL BE NO MORE THAN 5 DAYS BETWEEN THE LAST VISIT IN ONE WEEK AND THE FIRST VISIT IN THE NEXT WEEK. | N | Y | METALPLATE GALVANIZING, LP | 7123 MONCRIEF RD. W. |  | JACKSONVILLE | FL | 32219 |  | 9047686330 |  | MATT PAGE | ADAM BROWN | P.O. BOX 966 |  | BIRMINGHAM | AL | 35201 |  | 2055954703 |  | INVESTOR | 86 | 6600 | 3 | 2019-01-09 | 2021-12-17 | NTNC | 100
2 | DUVAL | NED | rbryant@pablocreekclub.com | 2164604 | NONTRANSIENT NONCOMMUNITY | CHLORINATION; AERATION FOR REMOVAL OF ANY SECONDARY CONTAMINANT, SULFIDE, OR ANY UNREGULATED CONTAMINANT; CORROSION CONTROL INHIBITOR ADDITION; HYPOCHLORINATION; IRON OR MANGANESE SEQUESTRATION; OR ULTRAVIOLET RADIATION. THE LEAD/CHIEF OPERATOR MUST BE CLASS D OR HIGHER. 50,000 GPD UP TO 0.25 MGD-STAFFING BY CLASS D OR HIGHER OPERATOR: 3 VISITS/WEEK ON NONCONSECUTIVE DAYS FOR A TOTAL OF 0.3 HOUR/WEEK. LESS THAN 50,000 GPD-STAFFING BY A CLASS D OR HIGHER OPERATOR: 2 VISITS/WEEK ON NONCONSECUTIVE DAYS FOR A TOTAL OF 0.2 HOUR/WEEK. THERE SHALL BE NO MORE THAN 5 DAYS BETWEEN THE LAST VISIT IN ONE WEEK AND THE FIRST VISIT IN THE NEXT WEEK. | N | Y | PABLO CREEK GOLF CLUB | 5660 SAN PABLO RD. S. |  | JACKSONVILLE | FL | 32224 |  | 9049927006 |  | RICHARD BRYANT | AL CLEMENCE | 5660 SAN PABLO ROAD S |  | JACKSONVILLE | FL | 32224 |  | 9049922090 |  | INVESTOR | 30 | 14500 | 5 | 2016-04-04 | 2021-12-17 | NTNC | 100
2 | DUVAL | NED | RUPSON@COJ.NET | 2164610 | NONCOMMUNITY | CHLORINATION; AERATION FOR REMOVAL OF ANY SECONDARY CONTAMINANT, SULFIDE, OR ANY UNREGULATED CONTAMINANT; CORROSION CONTROL INHIBITOR ADDITION; HYPOCHLORINATION; IRON OR MANGANESE SEQUESTRATION; OR ULTRAVIOLET RADIATION. THE LEAD/CHIEF OPERATOR MUST BE CLASS D OR HIGHER. 50,000 GPD UP TO 0.25 MGD-STAFFING BY CLASS D OR HIGHER OPERATOR: 3 VISITS/WEEK ON NONCONSECUTIVE DAYS FOR A TOTAL OF 0.3 HOUR/WEEK. LESS THAN 50,000 GPD-STAFFING BY A CLASS D OR HIGHER OPERATOR: 2 VISITS/WEEK ON NONCONSECUTIVE DAYS FOR A TOTAL OF 0.2 HOUR/WEEK. THERE SHALL BE NO MORE THAN 5 DAYS BETWEEN THE LAST VISIT IN ONE WEEK AND THE FIRST VISIT IN THE NEXT WEEK. | N | Y | HUGUENOT PARK OFFICE | 10980 HECKSCHER DRIVE |  | JACKSONVILLE | FL | 32226 |  | 9042513335 |  | JEREMY WRIGHT | JEREMY WRIGHT | 555 W. 44TH ST. |  | JACKSONVILLE | FL | 32208 |  | 9042554353 |  | CITY | 25 | 36000 | 3 | 2018-03-01 | 2017-12-21 | NC01 | 50
2 | DUVAL | NED | ESCHLUND@PUBLICSTORAGE.COM | 2164615 | NONCOMMUNITY | CHLORINATION; AERATION FOR REMOVAL OF ANY SECONDARY CONTAMINANT, SULFIDE, OR ANY UNREGULATED CONTAMINANT; CORROSION CONTROL INHIBITOR ADDITION; HYPOCHLORINATION; IRON OR MANGANESE SEQUESTRATION; OR ULTRAVIOLET RADIATION. THE LEAD/CHIEF OPERATOR MUST BE CLASS D OR HIGHER. 50,000 GPD UP TO 0.25 MGD-STAFFING BY CLASS D OR HIGHER OPERATOR: 3 VISITS/WEEK ON NONCONSECUTIVE DAYS FOR A TOTAL OF 0.3 HOUR/WEEK. LESS THAN 50,000 GPD-STAFFING BY A CLASS D OR HIGHER OPERATOR: 2 VISITS/WEEK ON NONCONSECUTIVE DAYS FOR A TOTAL OF 0.2 HOUR/WEEK. THERE SHALL BE NO MORE THAN 5 DAYS BETWEEN THE LAST VISIT IN ONE WEEK AND THE FIRST VISIT IN THE NEXT WEEK. | N | Y | PUBLIC STORAGE I (8727) | 8727 PHILIPS HIGHWAY |  | JACKSONVILLE | FL | 32256 |  | 9047371306 |  | ERIN SCHLUND | STORAGE TRUST PROPERTIES, LP | DEPT PT FL 28071 | P.O. BOX 25025 | GLENDALE | CA | 91201 | 5025 |  |  | INVESTOR | 25 | 6879 | 2 | 2014-12-04 | 2019-03-18 | NC01 | 50
2 | DUVAL | NED | LANIERANDLUCAS@GMAIL.COM | 2164618 | NONCOMMUNITY | CHLORINATION; AERATION FOR REMOVAL OF ANY SECONDARY CONTAMINANT, SULFIDE, OR ANY UNREGULATED CONTAMINANT; CORROSION CONTROL INHIBITOR ADDITION; HYPOCHLORINATION; IRON OR MANGANESE SEQUESTRATION; OR ULTRAVIOLET RADIATION. THE LEAD/CHIEF OPERATOR MUST BE CLASS D OR HIGHER. 50,000 GPD UP TO 0.25 MGD-STAFFING BY CLASS D OR HIGHER OPERATOR: 3 VISITS/WEEK ON NONCONSECUTIVE DAYS FOR A TOTAL OF 0.3 HOUR/WEEK. LESS THAN 50,000 GPD-STAFFING BY A CLASS D OR HIGHER OPERATOR: 2 VISITS/WEEK ON NONCONSECUTIVE DAYS FOR A TOTAL OF 0.2 HOUR/WEEK. THERE SHALL BE NO MORE THAN 5 DAYS BETWEEN THE LAST VISIT IN ONE WEEK AND THE FIRST VISIT IN THE NEXT WEEK. | N | Y | LANIER AND LUCAS INC | 8391 US 301 S |  | JACKSONVILLE | FL | 32234 |  |  |  | GAYLA AND DAN LANIER | GAYLA AND DAN LANIER | 8727 PINE STREET |  | JACKSONVILLE | FL | 32237 |  | 9048685019 |  | INVESTOR | 27 | 9516 | 2 | 2014-12-22 | 2019-03-19 | NC01 | 50
2 | DUVAL | NED | DEURE@LIGHTHOUSECHRISTIANSCHOOL.NET | 2164620 | NONTRANSIENT NONCOMMUNITY | CHLORINATION; AERATION FOR REMOVAL OF ANY SECONDARY CONTAMINANT, SULFIDE, OR ANY UNREGULATED CONTAMINANT; CORROSION CONTROL INHIBITOR ADDITION; HYPOCHLORINATION; IRON OR MANGANESE SEQUESTRATION; OR ULTRAVIOLET RADIATION. THE LEAD/CHIEF OPERATOR MUST BE CLASS D OR HIGHER. 50,000 GPD UP TO 0.25 MGD-STAFFING BY CLASS D OR HIGHER OPERATOR: 3 VISITS/WEEK ON NONCONSECUTIVE DAYS FOR A TOTAL OF 0.3 HOUR/WEEK. LESS THAN 50,000 GPD-STAFFING BY A CLASS D OR HIGHER OPERATOR: 2 VISITS/WEEK ON NONCONSECUTIVE DAYS FOR A TOTAL OF 0.2 HOUR/WEEK. THERE SHALL BE NO MORE THAN 5 DAYS BETWEEN THE LAST VISIT IN ONE WEEK AND THE FIRST VISIT IN THE NEXT WEEK. | N | Y | RIVER CITY FAMILY CHURCH | 6800 WEST 5TH STREET |  | JACKSONVILLE | FL | 32254 |  | 9047866800 |  | DAVID EURE | JAMES W. GIPSON | 6800 WEST 5TH STREET |  | JACKSONVILLE | FL | 32254 |  | 9047866800 |  | OTHER | 100 | 7200 | 2 | 2019-01-04 | 2021-12-13 | NTNC | 100
2 | DUVAL | NED | pastorjones73@gmail.com | 2164623 | NONCOMMUNITY | CHLORINATION; AERATION FOR REMOVAL OF ANY SECONDARY CONTAMINANT, SULFIDE, OR ANY UNREGULATED CONTAMINANT; CORROSION CONTROL INHIBITOR ADDITION; HYPOCHLORINATION; IRON OR MANGANESE SEQUESTRATION; OR ULTRAVIOLET RADIATION. THE LEAD/CHIEF OPERATOR MUST BE CLASS D OR HIGHER. 50,000 GPD UP TO 0.25 MGD-STAFFING BY CLASS D OR HIGHER OPERATOR: 3 VISITS/WEEK ON NONCONSECUTIVE DAYS FOR A TOTAL OF 0.3 HOUR/WEEK. LESS THAN 50,000 GPD-STAFFING BY A CLASS D OR HIGHER OPERATOR: 2 VISITS/WEEK ON NONCONSECUTIVE DAYS FOR A TOTAL OF 0.2 HOUR/WEEK. THERE SHALL BE NO MORE THAN 5 DAYS BETWEEN THE LAST VISIT IN ONE WEEK AND THE FIRST VISIT IN THE NEXT WEEK. | N | Y | TEMPLE BAPTIST CHURCH | 485 HALSEMA ROAD NORTH |  | JACKSONVILLE | FL | 32220 |  | 9047814101 |  | PASTOR ANTHONY JONES | PASTOR ANTHONY JONES | 485 HALSEMA ROAD NORTH |  | JACKSONVILLE | FL | 32220 |  | 9047814101 |  | OTHER | 100 | 660 | 1 | 2019-03-21 | 2019-03-05 | NC01 | 50
2 | DUVAL | NED | RUSSELL@PWDFL.COM | 2164624 | NONCOMMUNITY | CHLORINATION; AERATION FOR REMOVAL OF ANY SECONDARY CONTAMINANT, SULFIDE, OR ANY UNREGULATED CONTAMINANT; CORROSION CONTROL INHIBITOR ADDITION; HYPOCHLORINATION; IRON OR MANGANESE SEQUESTRATION; OR ULTRAVIOLET RADIATION. THE LEAD/CHIEF OPERATOR MUST BE CLASS D OR HIGHER. 50,000 GPD UP TO 0.25 MGD-STAFFING BY CLASS D OR HIGHER OPERATOR: 3 VISITS/WEEK ON NONCONSECUTIVE DAYS FOR A TOTAL OF 0.3 HOUR/WEEK. LESS THAN 50,000 GPD-STAFFING BY A CLASS D OR HIGHER OPERATOR: 2 VISITS/WEEK ON NONCONSECUTIVE DAYS FOR A TOTAL OF 0.2 HOUR/WEEK. THERE SHALL BE NO MORE THAN 5 DAYS BETWEEN THE LAST VISIT IN ONE WEEK AND THE FIRST VISIT IN THE NEXT WEEK. | N | Y | MANDARIN HOLIDAY MARINA | 12796 SAN JOSE BLVD |  | JACKSONVILLE | FL | 32223 |  | 9042681036 |  | PAUL BURNS | CHARLES ANDREU | 12796 SAN JOSE BLVD |  | JACKSONVILLE | FL | 32223 |  | 9042681036 |  | INVESTOR | 25 | 9377 | 40 | 2014-10-03 | 2020-09-23 | NC01 | 50
2 | DUVAL | NED | pcm061@sunbeltrentals.com | 2164626 | NONTRANSIENT NONCOMMUNITY | CHLORINATION; AERATION FOR REMOVAL OF ANY SECONDARY CONTAMINANT, SULFIDE, OR ANY UNREGULATED CONTAMINANT; CORROSION CONTROL INHIBITOR ADDITION; HYPOCHLORINATION; IRON OR MANGANESE SEQUESTRATION; OR ULTRAVIOLET RADIATION. THE LEAD/CHIEF OPERATOR MUST BE CLASS D OR HIGHER. 50,000 GPD UP TO 0.25 MGD-STAFFING BY CLASS D OR HIGHER OPERATOR: 3 VISITS/WEEK ON NONCONSECUTIVE DAYS FOR A TOTAL OF 0.3 HOUR/WEEK. LESS THAN 50,000 GPD-STAFFING BY A CLASS D OR HIGHER OPERATOR: 2 VISITS/WEEK ON NONCONSECUTIVE DAYS FOR A TOTAL OF 0.2 HOUR/WEEK. THERE SHALL BE NO MORE THAN 5 DAYS BETWEEN THE LAST VISIT IN ONE WEEK AND THE FIRST VISIT IN THE NEXT WEEK. | N | Y | SUNBELT RENTALS | 11004 BLASIUS ROAD |  | JACKSONVILLE | FL | 32226 |  | 9047515992 |  | DREW DAILEY | MICHAEL CROUCH | 2341 DEERFIELD DRIVE |  | FORT MILL | SC | 29715 |  | 8035785912 |  | INVESTOR | 29 | 9385 | 10 | 2016-07-06 | 2019-05-29 | NTNC | 100
2 | DUVAL | NED | TWOFOLDWATER@GMAIL.COM | 2164629 | NONCOMMUNITY | CHLORINATION; AERATION FOR REMOVAL OF ANY SECONDARY CONTAMINANT, SULFIDE, OR ANY UNREGULATED CONTAMINANT; CORROSION CONTROL INHIBITOR ADDITION; HYPOCHLORINATION; IRON OR MANGANESE SEQUESTRATION; OR ULTRAVIOLET RADIATION. THE LEAD/CHIEF OPERATOR MUST BE CLASS D OR HIGHER. 50,000 GPD UP TO 0.25 MGD-STAFFING BY CLASS D OR HIGHER OPERATOR: 3 VISITS/WEEK ON NONCONSECUTIVE DAYS FOR A TOTAL OF 0.3 HOUR/WEEK. LESS THAN 50,000 GPD-STAFFING BY A CLASS D OR HIGHER OPERATOR: 2 VISITS/WEEK ON NONCONSECUTIVE DAYS FOR A TOTAL OF 0.2 HOUR/WEEK. THERE SHALL BE NO MORE THAN 5 DAYS BETWEEN THE LAST VISIT IN ONE WEEK AND THE FIRST VISIT IN THE NEXT WEEK. | N | Y | MAXVILLE FOOD MART | 8788 U.S. HIGHWAY 301 SOUTH |  | JACKSONVILLE | FL | 32234 |  | 9042894720 |  | DAVID MOSLEY | DAVID MOSLEY | 8788 U.S. 301 SOUTH |  | JACKSONVILLE | FL | 32234 |  | 9042894720 |  | INVESTOR | 25 | 4701 | 1 | 2012-06-22 | 2020-03-27 | NC01 | 50
2 | DUVAL | NED | ANTHONY.CINELLI@CMC.COM | 2164636 | NONTRANSIENT NONCOMMUNITY | CHLORINATION; AERATION FOR REMOVAL OF ANY SECONDARY CONTAMINANT, SULFIDE, OR ANY UNREGULATED CONTAMINANT; CORROSION CONTROL INHIBITOR ADDITION; HYPOCHLORINATION; IRON OR MANGANESE SEQUESTRATION; OR ULTRAVIOLET RADIATION. THE LEAD/CHIEF OPERATOR MUST BE CLASS D OR HIGHER. 50,000 GPD UP TO 0.25 MGD-STAFFING BY CLASS D OR HIGHER OPERATOR: 3 VISITS/WEEK ON NONCONSECUTIVE DAYS FOR A TOTAL OF 0.3 HOUR/WEEK. LESS THAN 50,000 GPD-STAFFING BY A CLASS D OR HIGHER OPERATOR: 2 VISITS/WEEK ON NONCONSECUTIVE DAYS FOR A TOTAL OF 0.2 HOUR/WEEK. THERE SHALL BE NO MORE THAN 5 DAYS BETWEEN THE LAST VISIT IN ONE WEEK AND THE FIRST VISIT IN THE NEXT WEEK. | N | Y | CMC STEEL JAX SHREDDER | 16670 REBAR ROAD | P.O. BOX 518 | BALDWIN | FL | 32234 |  | 9042664261 |  | ANTHONY CINELLI | CARLOS ZANOELO | 16670 REBAR ROAD | P.O. BOX 518 | BALDWIN | FL | 32234 |  | 9042661402 |  | UNKNOWN | 27 | 9385 | 1 | 2019-03-26 | 2019-03-04 | NTNC | 100
2 | DUVAL | NED | kevin_lackey@nps.gov | 2164642 | NONCOMMUNITY | CHLORINATION; AERATION FOR REMOVAL OF ANY SECONDARY CONTAMINANT, SULFIDE, OR ANY UNREGULATED CONTAMINANT; CORROSION CONTROL INHIBITOR ADDITION; HYPOCHLORINATION; IRON OR MANGANESE SEQUESTRATION; OR ULTRAVIOLET RADIATION. THE LEAD/CHIEF OPERATOR MUST BE CLASS D OR HIGHER. 50,000 GPD UP TO 0.25 MGD-STAFFING BY CLASS D OR HIGHER OPERATOR: 3 VISITS/WEEK ON NONCONSECUTIVE DAYS FOR A TOTAL OF 0.3 HOUR/WEEK. LESS THAN 50,000 GPD-STAFFING BY A CLASS D OR HIGHER OPERATOR: 2 VISITS/WEEK ON NONCONSECUTIVE DAYS FOR A TOTAL OF 0.2 HOUR/WEEK. THERE SHALL BE NO MORE THAN 5 DAYS BETWEEN THE LAST VISIT IN ONE WEEK AND THE FIRST VISIT IN THE NEXT WEEK. | N | Y | KINGSLEY PLANTATION | 11676 PALMETTO AVE |  | JACKSONVILLE | FL | 32226 |  | 9042513537 |  | KEVIN LACKEY | KEVIN LACKEY | 13165 MOUNT PLEASANT RD |  | JACKSONVILLE | FL | 32225 |  | 9046417111 | 422 | FEDERAL | 200 | 3660 | 4 | 2016-04-01 | 2021-03-25 | NC01 | 50
2 | DUVAL | NED | GARYGRIFFIS@OPRBC.ORG | 2164645 | NONTRANSIENT NONCOMMUNITY | CHLORINATION; AERATION FOR REMOVAL OF ANY SECONDARY CONTAMINANT, SULFIDE, OR ANY UNREGULATED CONTAMINANT; CORROSION CONTROL INHIBITOR ADDITION; HYPOCHLORINATION; IRON OR MANGANESE SEQUESTRATION; OR ULTRAVIOLET RADIATION. THE LEAD/CHIEF OPERATOR MUST BE CLASS D OR HIGHER. 50,000 GPD UP TO 0.25 MGD-STAFFING BY CLASS D OR HIGHER OPERATOR: 3 VISITS/WEEK ON NONCONSECUTIVE DAYS FOR A TOTAL OF 0.3 HOUR/WEEK. LESS THAN 50,000 GPD-STAFFING BY A CLASS D OR HIGHER OPERATOR: 2 VISITS/WEEK ON NONCONSECUTIVE DAYS FOR A TOTAL OF 0.2 HOUR/WEEK. THERE SHALL BE NO MORE THAN 5 DAYS BETWEEN THE LAST VISIT IN ONE WEEK AND THE FIRST VISIT IN THE NEXT WEEK. | N | Y | OLD PLANK ROAD BAPTIST CHURCH | 8964 OLD PLANK ROAD |  | JACKSONVILLE | FL | 32220 |  | 9047836942 |  | GARY GRIFFIS | GARY GRIFFIS | 8964 OLD PLANK ROAD |  | JACKSONVILLE | FL | 32220 |  | 9047834888 |  | OTHER | 318 | 11278 | 5 | 2018-10-19 | 2021-05-25 | NTNC | 100
2 | DUVAL | NED | daniel.johnson2@VA.GOV | 2164650 | NONCOMMUNITY | CHLORINATION; AERATION FOR REMOVAL OF ANY SECONDARY CONTAMINANT, SULFIDE, OR ANY UNREGULATED CONTAMINANT; CORROSION CONTROL INHIBITOR ADDITION; HYPOCHLORINATION; IRON OR MANGANESE SEQUESTRATION; OR ULTRAVIOLET RADIATION. THE LEAD/CHIEF OPERATOR MUST BE CLASS D OR HIGHER. 50,000 GPD UP TO 0.25 MGD-STAFFING BY CLASS D OR HIGHER OPERATOR: 3 VISITS/WEEK ON NONCONSECUTIVE DAYS FOR A TOTAL OF 0.3 HOUR/WEEK. LESS THAN 50,000 GPD-STAFFING BY A CLASS D OR HIGHER OPERATOR: 2 VISITS/WEEK ON NONCONSECUTIVE DAYS FOR A TOTAL OF 0.2 HOUR/WEEK. THERE SHALL BE NO MORE THAN 5 DAYS BETWEEN THE LAST VISIT IN ONE WEEK AND THE FIRST VISIT IN THE NEXT WEEK. | N | Y | JACKSONVILLE NATIONAL CEMETERY | 4083 LANNIE ROAD |  | JACKSONVILLE | FL | 32218 |  | 9047665222 | 3006 | DAN JOHNSON | DAN JOHNSON | 4083 LANNIE ROAD |  | JACKSONVILLE | FL | 32218 |  | 9047655430 |  | FEDERAL | 25 | 4344 | 3 | 2015-11-02 | 2020-09-17 | NC01 | 50
2 | DUVAL | NED | pcurcio@oasismarinas.com | 2164651 | NONCOMMUNITY | CHLORINATION; AERATION FOR REMOVAL OF ANY SECONDARY CONTAMINANT, SULFIDE, OR ANY UNREGULATED CONTAMINANT; CORROSION CONTROL INHIBITOR ADDITION; HYPOCHLORINATION; IRON OR MANGANESE SEQUESTRATION; OR ULTRAVIOLET RADIATION. THE LEAD/CHIEF OPERATOR MUST BE CLASS D OR HIGHER. 50,000 GPD UP TO 0.25 MGD-STAFFING BY CLASS D OR HIGHER OPERATOR: 3 VISITS/WEEK ON NONCONSECUTIVE DAYS FOR A TOTAL OF 0.3 HOUR/WEEK. LESS THAN 50,000 GPD-STAFFING BY A CLASS D OR HIGHER OPERATOR: 2 VISITS/WEEK ON NONCONSECUTIVE DAYS FOR A TOTAL OF 0.2 HOUR/WEEK. THERE SHALL BE NO MORE THAN 5 DAYS BETWEEN THE LAST VISIT IN ONE WEEK AND THE FIRST VISIT IN THE NEXT WEEK. | N | Y | FT. GEORGE ISLAND MARINA | 9954 HECKSCHER DRIVE |  | JACKSONVILLE | FL | 32226 |  | 9042510050 |  | PETER CURCIO | MARK LYONS | 12333 UNIVERSITY AVE. |  | CLIVE | IA | 50325 |  | 5154406918 |  | OTHER | 25 | 27000 | 10 | 2014-02-10 | 2020-02-05 | NC01 | 50
2 | DUVAL | NED | RUPSON@COJ.NET | 2164653 | NONCOMMUNITY | CHLORINATION; AERATION FOR REMOVAL OF ANY SECONDARY CONTAMINANT, SULFIDE, OR ANY UNREGULATED CONTAMINANT; CORROSION CONTROL INHIBITOR ADDITION; HYPOCHLORINATION; IRON OR MANGANESE SEQUESTRATION; OR ULTRAVIOLET RADIATION. THE LEAD/CHIEF OPERATOR MUST BE CLASS D OR HIGHER. 50,000 GPD UP TO 0.25 MGD-STAFFING BY CLASS D OR HIGHER OPERATOR: 3 VISITS/WEEK ON NONCONSECUTIVE DAYS FOR A TOTAL OF 0.3 HOUR/WEEK. LESS THAN 50,000 GPD-STAFFING BY A CLASS D OR HIGHER OPERATOR: 2 VISITS/WEEK ON NONCONSECUTIVE DAYS FOR A TOTAL OF 0.2 HOUR/WEEK. THERE SHALL BE NO MORE THAN 5 DAYS BETWEEN THE LAST VISIT IN ONE WEEK AND THE FIRST VISIT IN THE NEXT WEEK. | N | Y | SAL TAYLOR PARK WTP | 5635 NATHAN HALE RD. |  | JACKSONVILLE | FL | 32221 |  | 9046302489 |  | ROBERT UPSON, P.E. | MARY LAWSON | 555 W. 44TH ST. |  | JACKSONVILLE | FL | 32208 |  | 9042554342 |  | CITY | 25 | 900 | 1 | 2016-02-05 | 2021-03-08 | NC01 | 50
2 | DUVAL | NED | IES.1977@YAHOO.COM | 2164654 | NONCOMMUNITY | CHLORINATION; AERATION FOR REMOVAL OF ANY SECONDARY CONTAMINANT, SULFIDE, OR ANY UNREGULATED CONTAMINANT; CORROSION CONTROL INHIBITOR ADDITION; HYPOCHLORINATION; IRON OR MANGANESE SEQUESTRATION; OR ULTRAVIOLET RADIATION. THE LEAD/CHIEF OPERATOR MUST BE CLASS D OR HIGHER. 50,000 GPD UP TO 0.25 MGD-STAFFING BY CLASS D OR HIGHER OPERATOR: 3 VISITS/WEEK ON NONCONSECUTIVE DAYS FOR A TOTAL OF 0.3 HOUR/WEEK. LESS THAN 50,000 GPD-STAFFING BY A CLASS D OR HIGHER OPERATOR: 2 VISITS/WEEK ON NONCONSECUTIVE DAYS FOR A TOTAL OF 0.2 HOUR/WEEK. THERE SHALL BE NO MORE THAN 5 DAYS BETWEEN THE LAST VISIT IN ONE WEEK AND THE FIRST VISIT IN THE NEXT WEEK. | N | Y | DOLL HOUSE | 6105 PHILIPS HWY |  | JACKSONVILLE | FL | 32216 |  | 9043960932 |  | CHARLES HARTSOCK | CHARLES HARTSOCK | 866 PALERMO RD |  | JACKSONVILLE | FL | 32216 |  | 9049108720 |  | INVESTOR | 32 | 0 | 1 | 2017-02-09 | 2017-04-11 | NC01 | 50
2 | DUVAL | NED | J.HERSHBERG@DYNAREX.COM | 2164655 | NONTRANSIENT NONCOMMUNITY | CHLORINATION; AERATION FOR REMOVAL OF ANY SECONDARY CONTAMINANT, SULFIDE, OR ANY UNREGULATED CONTAMINANT; CORROSION CONTROL INHIBITOR ADDITION; HYPOCHLORINATION; IRON OR MANGANESE SEQUESTRATION; OR ULTRAVIOLET RADIATION. THE LEAD/CHIEF OPERATOR MUST BE CLASS D OR HIGHER. 50,000 GPD UP TO 0.25 MGD-STAFFING BY CLASS D OR HIGHER OPERATOR: 3 VISITS/WEEK ON NONCONSECUTIVE DAYS FOR A TOTAL OF 0.3 HOUR/WEEK. LESS THAN 50,000 GPD-STAFFING BY A CLASS D OR HIGHER OPERATOR: 2 VISITS/WEEK ON NONCONSECUTIVE DAYS FOR A TOTAL OF 0.2 HOUR/WEEK. THERE SHALL BE NO MORE THAN 5 DAYS BETWEEN THE LAST VISIT IN ONE WEEK AND THE FIRST VISIT IN THE NEXT WEEK. | N | Y | DYNAREX WAREHOUSE WTP | 14500 HYATT RD |  | JACKSONVILLE | FL | 32218 |  | 9042689931 |  | JUDY HERSHBERG | JUDY HERSHBERG | 14500 HYATT ROAD |  | JACKSONVILLE | FL | 32218 |  | 9042689931 |  | INVESTOR | 45 | 4700 | 1 | 2017-09-22 | 2020-03-30 | NTNC | 100
2 | DUVAL | NED | WRIGHTJ@COJ.NET | 2164656 | NONCOMMUNITY | CHLORINATION; AERATION FOR REMOVAL OF ANY SECONDARY CONTAMINANT, SULFIDE, OR ANY UNREGULATED CONTAMINANT; CORROSION CONTROL INHIBITOR ADDITION; HYPOCHLORINATION; IRON OR MANGANESE SEQUESTRATION; OR ULTRAVIOLET RADIATION. THE LEAD/CHIEF OPERATOR MUST BE CLASS D OR HIGHER. 50,000 GPD UP TO 0.25 MGD-STAFFING BY CLASS D OR HIGHER OPERATOR: 3 VISITS/WEEK ON NONCONSECUTIVE DAYS FOR A TOTAL OF 0.3 HOUR/WEEK. LESS THAN 50,000 GPD-STAFFING BY A CLASS D OR HIGHER OPERATOR: 2 VISITS/WEEK ON NONCONSECUTIVE DAYS FOR A TOTAL OF 0.2 HOUR/WEEK. THERE SHALL BE NO MORE THAN 5 DAYS BETWEEN THE LAST VISIT IN ONE WEEK AND THE FIRST VISIT IN THE NEXT WEEK. | N | Y | SAN MATEO LITTLE LEAGUE OF JAX | 1185 KRAFT ROAD |  | JACKSONVILLE | FL | 32218 |  | 9042554353 |  | JEREMY WRIGHT | JEREMY WRIGHT | 555 WEST 44TH STREET |  | JACKSONVILLE | FL | 32208 |  | 9042554353 |  | CITY | 25 | 9360 | 5 |  | 2020-05-07 | NC01 | 50
2 | DUVAL | NED | info@maxvillebaptist.com | 2164657 | NONCOMMUNITY | CHLORINATION; AERATION FOR REMOVAL OF ANY SECONDARY CONTAMINANT, SULFIDE, OR ANY UNREGULATED CONTAMINANT; CORROSION CONTROL INHIBITOR ADDITION; HYPOCHLORINATION; IRON OR MANGANESE SEQUESTRATION; OR ULTRAVIOLET RADIATION. THE LEAD/CHIEF OPERATOR MUST BE CLASS D OR HIGHER. 50,000 GPD UP TO 0.25 MGD-STAFFING BY CLASS D OR HIGHER OPERATOR: 3 VISITS/WEEK ON NONCONSECUTIVE DAYS FOR A TOTAL OF 0.3 HOUR/WEEK. LESS THAN 50,000 GPD-STAFFING BY A CLASS D OR HIGHER OPERATOR: 2 VISITS/WEEK ON NONCONSECUTIVE DAYS FOR A TOTAL OF 0.2 HOUR/WEEK. THERE SHALL BE NO MORE THAN 5 DAYS BETWEEN THE LAST VISIT IN ONE WEEK AND THE FIRST VISIT IN THE NEXT WEEK. | N | Y | FIRST BAPTIST CHURCH OF MAXVILLE | 8635 MAXVILLE BLVD |  | JACKSONVILLE | FL | 32234 |  | 9042897095 |  | KIM RHODEN | KIM RHODEN | 8635 MAXVILLE BLVD |  | JACKSONVILLE | FL | 32234 |  | 9042897095 |  | OTHER | 100 | 8867 | 2 |  | 2020-06-22 | NC01 | 50
2 | DUVAL | NED | FJWARWICKJR@GMAIL.COM | 2164660 | NONCOMMUNITY | CHLORINATION; AERATION FOR REMOVAL OF ANY SECONDARY CONTAMINANT, SULFIDE, OR ANY UNREGULATED CONTAMINANT; CORROSION CONTROL INHIBITOR ADDITION; HYPOCHLORINATION; IRON OR MANGANESE SEQUESTRATION; OR ULTRAVIOLET RADIATION. THE LEAD/CHIEF OPERATOR MUST BE CLASS D OR HIGHER. 50,000 GPD UP TO 0.25 MGD-STAFFING BY CLASS D OR HIGHER OPERATOR: 3 VISITS/WEEK ON NONCONSECUTIVE DAYS FOR A TOTAL OF 0.3 HOUR/WEEK. LESS THAN 50,000 GPD-STAFFING BY A CLASS D OR HIGHER OPERATOR: 2 VISITS/WEEK ON NONCONSECUTIVE DAYS FOR A TOTAL OF 0.2 HOUR/WEEK. THERE SHALL BE NO MORE THAN 5 DAYS BETWEEN THE LAST VISIT IN ONE WEEK AND THE FIRST VISIT IN THE NEXT WEEK. | N | Y | THOMPSON MILL RV PARK | 5733 PICKETVILLE RD |  | JACKSONVILLE | FL | 32254 |  | 9043826055 |  | FLOYD WARWICK JR. | FLOYD WARWICK JR. | 5758 GARDNER LANE |  | JACKSONVILLE | FL | 32254 |  | 9042221334 |  | INVESTOR | 500 | 32023 | 300 |  | 2021-10-06 | NC01 | 50
2 | FLAGLER | NED | scain@govmserv.com | 2180002 | COMMUNITY | NO TREATMENT--CONSECUTIVE SYSTEMS ONLY | N | Y | BEVERLY BEACH WATER SYSTEM | 2455 US A1A, SURFSIDE ESTATES MHP |  | BUNNELL | FL | 32110 |  | 3865172019 |  | SAM CAIN | FGUA | 280 WEKIVA SPRINGS ROAD | SUITE 2000 | LONGWOOD | FL | 32779 |  | 4076296900 |  | INVESTOR | 1413 | 170000 | 476 | 2012-10-09 | 2021-09-08 | PC02 | 100
2 | FLAGLER | NED | BULOWRV_ADMIN@EQUITYLIFESTYLE.COM; | 2180132 | COMMUNITY | AERATION FOR REMOVAL OF ANY PRIMARY CONTAMINANT; ALKALINITY/PH ADJUSTMENT; CHLORAMIN ATION; CHLORINE DIOXIDE FOR OXIDATION OR DISINFECTION; FLUORIDATION; ION EXCHANGE FOR REMOVAL OF ANY SECONDARY CONTAMINANT, SULFIDE, OR ANY UNREGULATED CONTAMINANT; OR OZONATION. THE LEAD/CHIEF OPERATOR MUST BE CLASS C OR HIGHER. 5.0 MGD UP TO 10 MGD-STAFFING BY CLASS C OR HIGHER OPERATOR: 6 HOURS/DAY FOR 5 DAYS/WEEK AND ONE VISIT ON EACH WEEKEND DAY. 3.0 MGD UP TO 5.0 MGD-STAFFING BY CLASS C OR HIGHER OPERATOR: 3 HOURS/DAY FOR 5 DAYS/WEEK AND ONE VISIT ON EACH WEEKEND DAY. 1.0 MGD UP TO 3.0 MGD-STAFFING BY CLASS C OR HIGHER OPERATOR: 1 HOUR/DAY FOR 5 DAYS/WEEK AND ONE VISIT ON EACH WEEKEND DAY. 0.1 MGD UP TO 1.0 MGD-STAFFING BY CLASS C OR HIGHER OPERATOR: 5 VISITS/WEEK AND ONE VISIT EACH WEEKEND FOR A TOTAL OF 1.2 HOURS/WEEK. | N | Y | BULOW PLANTATION | 3165 OLD KINGS ROAD |  | FLAGLER BEACH | FL | 32136 | 4702 | 3864393283 |  | MISTY DODDS | HENRY LUE | 5100 W. LEMON ST. | STE 109 | TAMPA | FL | 33609 |  | 8132825934 |  | INVESTOR | 1001 | 322000 | 642 | 2016-11-15 | 2019-03-12 | DC05 | 500
2 | FLAGLER | NED | JOE.ISAACS@DEP.STATE.FL.US | 2180133 | NONCOMMUNITY | CHLORINATION; AERATION FOR REMOVAL OF ANY SECONDARY CONTAMINANT, SULFIDE, OR ANY UNREGULATED CONTAMINANT; CORROSION CONTROL INHIBITOR ADDITION; HYPOCHLORINATION; IRON OR MANGANESE SEQUESTRATION; OR ULTRAVIOLET RADIATION. THE LEAD/CHIEF OPERATOR MUST BE CLASS D OR HIGHER. 50,000 GPD UP TO 0.25 MGD-STAFFING BY CLASS D OR HIGHER OPERATOR: 3 VISITS/WEEK ON NONCONSECUTIVE DAYS FOR A TOTAL OF 0.3 HOUR/WEEK. LESS THAN 50,000 GPD-STAFFING BY A CLASS D OR HIGHER OPERATOR: 2 VISITS/WEEK ON NONCONSECUTIVE DAYS FOR A TOTAL OF 0.2 HOUR/WEEK. THERE SHALL BE NO MORE THAN 5 DAYS BETWEEN THE LAST VISIT IN ONE WEEK AND THE FIRST VISIT IN THE NEXT WEEK. | N | Y | BULOW RUINS STATE PARK | 3501 SOUTH OLD KINGS RD |  | FLAGLER BCH | FL | 32110 |  | 3865172084 |  | JOE ISAACS | JOE ISAACS | 2099 N. BEACH ST. |  | ORMOND BEACH | FL | 32174 |  | 3866764045 |  | DEP (STATE PARK OR STATE REC AREA) | 41 | 7708 | 3 | 2014-02-28 | 2019-09-25 | NC01 | 50
2 | FLAGLER | NED | MBALDWIN@BUNNELLCITY.US | 2180134 | COMMUNITY | CONVENTIONAL FILTRATION (COAGULATION, FLOCCULATION, SEDIMENTATION, AND FILTRATION); DIRECT FILTRATION, (COAGULATION AND FILTRATION); OR LIME SOFTENING 1.0 MGD UP TO 5.0 MGD. STAFFING BY CLASS C OR HIGHER OPERATOR: 16 HOURS/DAY FOR 7 DAYS/WEEK. THE LEAD/CHIEF OPERATOR MUST BE CLASS B OR HIGHER. | N | Y | BUNNELL WATER PLANT | 1605 EAST MOODY BLVD |  | BUNNELL | FL | 32110 |  | 3864377512 |  | DUSTIN VOST | DUSTIN VOST | PO BOX 756 |  | BUNNELL | FL | 32110 |  | 3862353069 |  | MUNICIPALITY | 3495 | 999000 | 1927 | 2016-01-21 | 2020-06-11 | DC04 | 1000
2 | FLAGLER | NED | JRAMER@CITYOFFLAGLERBEACH.COM | 2180349 | COMMUNITY | MEMBRANE PROCESSES, INCLUDING ELECTRODIALYSIS, ELECTRODIALYSIS REVERSAL, MICROFILTRATION, ULTRAFILTRATION, NANOFILTRATION, AND REVERSE OSMOSIS 1.0 MGD UP TO 6.5 MGD. STAFFING BY CLASS C OR HIGHER OPERATOR: 16 HOURS/DAY FOR 7 DAYS/WEEK. THE LEAD/CHIEF OPERATOR MUST BE CLASS B OR HIGHER. | N | Y | FLAGLER BEACH WTP | 4680 SEMINOLE WOODS |  | FLAGLER BEACH | FL | 32136 |  | 3865172042 |  | JIM RAMER | LARRY NEWSOM | PO BOX 70 |  | FLAGLER BEACH | FL | 32136 |  | 3865172000 | 222 | MUNICIPALITY | 4830 | 2000000 | 3240 | 2014-04-01 | 2020-06-24 | DC03 | 2000
2 | FLAGLER | NED | matsonrobert85@gmail.com | 2180722 | NONTRANSIENT NONCOMMUNITY | NO TREATMENT--CONSECUTIVE SYSTEMS ONLY | N | Y | MARINE PARK OF FLAGLER LP | 9601 OCEAN SHORE BLVD |  | MARINELAND | FL | 32080 | 8613 | 9044711111 |  | CHRIS KELLEY | JAMES JACOBY | 9601 OCEAN SHORE BLVD |  | MARINELAND | FL | 32080 |  | 9044713795 |  | INVESTOR | 85 | 12000 | 16 | 2013-12-10 | 2019-06-17 | NTNC | 100
2 | FLAGLER | NED | MAELLAROPROPERTIES@GMAIL.COM | 2180729 | NONCOMMUNITY | CHLORINATION; AERATION FOR REMOVAL OF ANY SECONDARY CONTAMINANT, SULFIDE, OR ANY UNREGULATED CONTAMINANT; CORROSION CONTROL INHIBITOR ADDITION; HYPOCHLORINATION; IRON OR MANGANESE SEQUESTRATION; OR ULTRAVIOLET RADIATION. THE LEAD/CHIEF OPERATOR MUST BE CLASS D OR HIGHER. 50,000 GPD UP TO 0.25 MGD-STAFFING BY CLASS D OR HIGHER OPERATOR: 3 VISITS/WEEK ON NONCONSECUTIVE DAYS FOR A TOTAL OF 0.3 HOUR/WEEK. LESS THAN 50,000 GPD-STAFFING BY A CLASS D OR HIGHER OPERATOR: 2 VISITS/WEEK ON NONCONSECUTIVE DAYS FOR A TOTAL OF 0.2 HOUR/WEEK. THERE SHALL BE NO MORE THAN 5 DAYS BETWEEN THE LAST VISIT IN ONE WEEK AND THE FIRST VISIT IN THE NEXT WEEK. | N | Y | CAPRI MHP | 3701 EAST MOODY BLVD |  | BUNNELL | FL | 32110 | 1820 | 9044372665 |  | EMMALYN MAELLARO-WOLFF | EMMALYN MAELLARO-WOLFF | P.O. BOX 1820 |  | BUNNELL, FL | FL | 32110 |  | 8632431912 |  | INVESTOR | 15 | 16395 | 18 | 2016-01-21 | 2020-02-20 | NC01 | 50
2 | FLAGLER | NED | PROUSSELL@PALMCOASTGOV.COM | 2180863 | COMMUNITY | CONVENTIONAL FILTRATION (COAGULATION, FLOCCULATION, SEDIMENTATION, AND FILTRATION); DIRECT FILTRATION, (COAGULATION AND FILTRATION); OR LIME SOFTENING 5.0 MGD AND ABOVE. STAFFING BY CLASS C OR HIGHER OPERATOR: 24 HOURS/DAY FOR 7 DAYS/WEEK. THE LEAD/CHIEF OPERATOR MUST BE CLASS A. | N | Y | PALM COAST UTILITY | 2 UTILITY DRIVE |  | PALM COAST | FL | 32137 |  | 3864453311 | 6115 | GARANN HOPKINS | STEPHEN FLANAGAN | 2 UTILITY DRIVE |  | PALM COAST | FL | 32137 |  | 3869862354 |  | INVESTOR | 80325 | 16584000 | 43953 | 2015-12-30 | 2018-11-29 | DC01 | 6000
2 | FLAGLER | NED | MANAGER@HTPFLORIDA.COM | 2181288 | COMMUNITY | AERATION FOR REMOVAL OF ANY PRIMARY CONTAMINANT; ALKALINITY/PH ADJUSTMENT; CHLORAMIN ATION; CHLORINE DIOXIDE FOR OXIDATION OR DISINFECTION; FLUORIDATION; ION EXCHANGE FOR REMOVAL OF ANY SECONDARY CONTAMINANT, SULFIDE, OR ANY UNREGULATED CONTAMINANT; OR OZONATION. THE LEAD/CHIEF OPERATOR MUST BE CLASS C OR HIGHER. 5.0 MGD UP TO 10 MGD-STAFFING BY CLASS C OR HIGHER OPERATOR: 6 HOURS/DAY FOR 5 DAYS/WEEK AND ONE VISIT ON EACH WEEKEND DAY. 3.0 MGD UP TO 5.0 MGD-STAFFING BY CLASS C OR HIGHER OPERATOR: 3 HOURS/DAY FOR 5 DAYS/WEEK AND ONE VISIT ON EACH WEEKEND DAY. 1.0 MGD UP TO 3.0 MGD-STAFFING BY CLASS C OR HIGHER OPERATOR: 1 HOUR/DAY FOR 5 DAYS/WEEK AND ONE VISIT ON EACH WEEKEND DAY. 0.1 MGD UP TO 1.0 MGD-STAFFING BY CLASS C OR HIGHER OPERATOR: 5 VISITS/WEEK AND ONE VISIT EACH WEEKEND FOR A TOTAL OF 1.2 HOURS/WEEK. | N | Y | HOLIDAY TRAVEL PARK | 2261 SOUTH OLD DIXIE HIGHWAY |  | BUNNELL | FL | 32110 |  | 3864379589 |  | DONNA KAY HEPTNER | DONNA KAY HEPTNER | 2261 S. OLD DIXIE HWY |  | BUNNELL | FL | 32110 |  | 3864374454 |  | TRUST/COOPERATIVE | 82 | 122400 | 157 | 2019-02-07 | 2021-09-23 | DC051 | 100
2 | FLAGLER | NED | RPANAS@FLAGLERCOUNTY.ORG | 2184250 | NONCOMMUNITY | CHLORINATION; AERATION FOR REMOVAL OF ANY SECONDARY CONTAMINANT, SULFIDE, OR ANY UNREGULATED CONTAMINANT; CORROSION CONTROL INHIBITOR ADDITION; HYPOCHLORINATION; IRON OR MANGANESE SEQUESTRATION; OR ULTRAVIOLET RADIATION. THE LEAD/CHIEF OPERATOR MUST BE CLASS D OR HIGHER. 50,000 GPD UP TO 0.25 MGD-STAFFING BY CLASS D OR HIGHER OPERATOR: 3 VISITS/WEEK ON NONCONSECUTIVE DAYS FOR A TOTAL OF 0.3 HOUR/WEEK. LESS THAN 50,000 GPD-STAFFING BY A CLASS D OR HIGHER OPERATOR: 2 VISITS/WEEK ON NONCONSECUTIVE DAYS FOR A TOTAL OF 0.2 HOUR/WEEK. THERE SHALL BE NO MORE THAN 5 DAYS BETWEEN THE LAST VISIT IN ONE WEEK AND THE FIRST VISIT IN THE NEXT WEEK. | N | Y | BULL CREEK FISH CAMP | 3861 W. CR 2006 |  | BUNNELL | FL | 32110 |  | 3864373451 |  | HEIDI PETITO | FLAGLER COUNTY BOARD OF COUNTY COMMISSIONERS | 1769 E. MOODY BLVD | BLDG 2 | BUNNELL | FL | 32110 |  | 3863134185 |  | INVESTOR | 60 | 25920 | 30 | 2018-07-26 | 2018-06-27 | NC01 | 50
2 | FLAGLER | NED | scain@govmserv.com | 2184251 | COMMUNITY | CONVENTIONAL FILTRATION (COAGULATION, FLOCCULATION, SEDIMENTATION, AND FILTRATION); DIRECT FILTRATION, (COAGULATION AND FILTRATION); OR LIME SOFTENING. THE LEAD/CHIEF OPERATOR MUST BE CLASS C OR HIGHER. 0.3 MGD UP TO 1.0 MGD STAFFING BY CLASS C OR HIGHER OPERATOR: 6 HOURS/DAY FOR 5 DAYS/WEEK AND ONE VISIT ON EACH WEEKEND DAY. 0.1 MGD UP TO 0.3 MGD STAFFING BY CLASS C OR HIGHER OPERATOR: 3 HOURS/DAY FOR 5 DAYS/WEEK AND ONE VISIT ON EACH WEEKEND DAY. LESS THAN 0.1 MGD STAFFING BY CLASS C OR HIGHER OPERATOR: 2 HOURS/DAY FOR 5 DAYS/WEEK AND ONE VISIT ON EACH WEEKEND DAY. | N | Y | PLANTATION BAY WTP | 100 PLANTATION BAY DRIVE |  | ORMOND BEACH | FL | 32174 |  | 3863134133 |  | SAM CAIN | FGUA | 280 WEKIVA SPRINGS ROAD | SUITE 2000 | LONGWOOD | FL | 32779 |  | 4076296900 |  | INVESTOR | 3500 | 756000 | 1973 | 2013-01-28 | 2021-09-08 | DC04 | 1000
2 | FLAGLER | NED | obaid@afridi.cc; MANAGER@BIOMETRICUTILITY.COM | 2184255 | NONCOMMUNITY | CHLORINATION; AERATION FOR REMOVAL OF ANY SECONDARY CONTAMINANT, SULFIDE, OR ANY UNREGULATED CONTAMINANT; CORROSION CONTROL INHIBITOR ADDITION; HYPOCHLORINATION; IRON OR MANGANESE SEQUESTRATION; OR ULTRAVIOLET RADIATION. THE LEAD/CHIEF OPERATOR MUST BE CLASS D OR HIGHER. 50,000 GPD UP TO 0.25 MGD-STAFFING BY CLASS D OR HIGHER OPERATOR: 3 VISITS/WEEK ON NONCONSECUTIVE DAYS FOR A TOTAL OF 0.3 HOUR/WEEK. LESS THAN 50,000 GPD-STAFFING BY A CLASS D OR HIGHER OPERATOR: 2 VISITS/WEEK ON NONCONSECUTIVE DAYS FOR A TOTAL OF 0.2 HOUR/WEEK. THERE SHALL BE NO MORE THAN 5 DAYS BETWEEN THE LAST VISIT IN ONE WEEK AND THE FIRST VISIT IN THE NEXT WEEK. | N | Y | AFRIDI INVESTMENTS/HESS STATION | 6700 US 1, SOUTH |  | BUNNELL | FL | 32110 |  | 3864372529 |  | NAVAID TAHIR | NAVAID TAHIR | 4660 SALISBURY ROAD |  | JACKSONVILLE | FL | 32256 |  | 3863345279 |  | INVESTOR | 25 | 9257 | 1 | 2019-08-02 | 2019-07-17 | NC01 | 50
2 | FLAGLER | NED | ajaypatel8982@gmail.com | 2184257 | NONCOMMUNITY | CHLORINATION; AERATION FOR REMOVAL OF ANY SECONDARY CONTAMINANT, SULFIDE, OR ANY UNREGULATED CONTAMINANT; CORROSION CONTROL INHIBITOR ADDITION; HYPOCHLORINATION; IRON OR MANGANESE SEQUESTRATION; OR ULTRAVIOLET RADIATION. THE LEAD/CHIEF OPERATOR MUST BE CLASS D OR HIGHER. 50,000 GPD UP TO 0.25 MGD-STAFFING BY CLASS D OR HIGHER OPERATOR: 3 VISITS/WEEK ON NONCONSECUTIVE DAYS FOR A TOTAL OF 0.3 HOUR/WEEK. LESS THAN 50,000 GPD-STAFFING BY A CLASS D OR HIGHER OPERATOR: 2 VISITS/WEEK ON NONCONSECUTIVE DAYS FOR A TOTAL OF 0.2 HOUR/WEEK. THERE SHALL BE NO MORE THAN 5 DAYS BETWEEN THE LAST VISIT IN ONE WEEK AND THE FIRST VISIT IN THE NEXT WEEK. | N | Y | QUICK KING #26 | 1480 CR 305 |  | BUNNELL | FL | 32110 |  | 3862069143 |  | BHARAT PATEL | VIJAY PATEL | 1480 CR 305 |  | BUNNELL | FL | 32110 |  | 3862069143 |  | INVESTOR | 25 | 1915 | 1 | 2013-12-16 | 2020-11-24 | NC01 | 50
2 | FLAGLER | NED | DRYAN@DUNESCDD.ORG; DRDCDD@BELLSOUTH.NET | 2184259 | COMMUNITY | MEMBRANE PROCESSES, INCLUDING ELECTRODIALYSIS, ELECTRODIALYSIS REVERSAL, MICROFILTRATION, ULTRAFILTRATION, NANOFILTRATION, AND REVERSE OSMOSIS 1.0 MGD UP TO 6.5 MGD. STAFFING BY CLASS C OR HIGHER OPERATOR: 16 HOURS/DAY FOR 7 DAYS/WEEK. THE LEAD/CHIEF OPERATOR MUST BE CLASS B OR HIGHER. | N | Y | DUNES COMMUNITY DEVELOPMENT DISTRICT | 101 JUNGLE HUT ROAD |  | PALM COAST | FL | 32137 |  | 3864459045 |  | DAVID PONITZ, P.E. | GREGORY L PEUGH, P.E. | 101 JUNGLE HUT ROAD |  | PALM COAST | FL | 32137 |  | 3864459045 |  | INVESTOR | 4784 | 1440000 | 1323 | 2013-01-28 | 2019-03-12 | DC03 | 2000
2 | FLAGLER | NED | MANAGER@BIOMETRICUTILITY.COM | 2184261 | NONCOMMUNITY | CHLORINATION; AERATION FOR REMOVAL OF ANY SECONDARY CONTAMINANT, SULFIDE, OR ANY UNREGULATED CONTAMINANT; CORROSION CONTROL INHIBITOR ADDITION; HYPOCHLORINATION; IRON OR MANGANESE SEQUESTRATION; OR ULTRAVIOLET RADIATION. THE LEAD/CHIEF OPERATOR MUST BE CLASS D OR HIGHER. 50,000 GPD UP TO 0.25 MGD-STAFFING BY CLASS D OR HIGHER OPERATOR: 3 VISITS/WEEK ON NONCONSECUTIVE DAYS FOR A TOTAL OF 0.3 HOUR/WEEK. LESS THAN 50,000 GPD-STAFFING BY A CLASS D OR HIGHER OPERATOR: 2 VISITS/WEEK ON NONCONSECUTIVE DAYS FOR A TOTAL OF 0.2 HOUR/WEEK. THERE SHALL BE NO MORE THAN 5 DAYS BETWEEN THE LAST VISIT IN ONE WEEK AND THE FIRST VISIT IN THE NEXT WEEK. | N | Y | PLANTATION BP STATION | 2245 SOUTH OLD DIXIE HIGHWAY |  | BUNNELL | FL | 32110 |  | 3865865575 |  | PRANAV SHAH | PRANAV SHAH | 2245 SOUTH OLD DIXIE HIGHWAY |  | BUNNELL | FL | 32110 |  | 7324292738 |  | INVESTOR | 25 | 9565 | 2 | 2015-03-23 | 2020-02-06 | NC01 | 50
2 | FLAGLER | NED | TRAKO@CFL.RR.COM; manager@biometricutility.com | 2184265 | NONCOMMUNITY | CHLORINATION; AERATION FOR REMOVAL OF ANY SECONDARY CONTAMINANT, SULFIDE, OR ANY UNREGULATED CONTAMINANT; CORROSION CONTROL INHIBITOR ADDITION; HYPOCHLORINATION; IRON OR MANGANESE SEQUESTRATION; OR ULTRAVIOLET RADIATION. THE LEAD/CHIEF OPERATOR MUST BE CLASS D OR HIGHER. 50,000 GPD UP TO 0.25 MGD-STAFFING BY CLASS D OR HIGHER OPERATOR: 3 VISITS/WEEK ON NONCONSECUTIVE DAYS FOR A TOTAL OF 0.3 HOUR/WEEK. LESS THAN 50,000 GPD-STAFFING BY A CLASS D OR HIGHER OPERATOR: 2 VISITS/WEEK ON NONCONSECUTIVE DAYS FOR A TOTAL OF 0.2 HOUR/WEEK. THERE SHALL BE NO MORE THAN 5 DAYS BETWEEN THE LAST VISIT IN ONE WEEK AND THE FIRST VISIT IN THE NEXT WEEK. | N | Y | COUNTRY COOLER | 1062 CR 305 |  | BUNNELL | FL | 32110 |  | 3865860106 |  | GUY & JODEE MOTSINGER | GUY & JODEE MOTSINGER | PO BOX 640 |  | BUNNELL | FL | 32110 |  | 3865860106 |  | OTHER | 25 | 10080 | 1 | 2019-09-19 | 2019-07-17 | NC01 | 50
2 | FLAGLER | NED | mrotteveel@uswatercorp.com | 2184268 | COMMUNITY | MEMBRANE PROCESSES, INCLUDING ELECTRODIALYSIS, ELECTRODIALYSIS REVERSAL, MICROFILTRATION, ULTRAFILTRATION, NANOFILTRATION, AND REVERSE OSMOSIS. THE LEAD/CHIEF OPERATOR MUST BE CLASS C OR HIGHER. 0.5 MGD UP TO 1.0 MGD-STAFFING BY CLASS C OR HIGHER OPERATOR: 6 HOURS/DAY FOR 5 DAYS/WEEK AND ONE VISIT ON EACH WEEKEND DAY. 0.1 MGD UP TO 0.5 MGD-STAFFING BY CLASS C OR HIGHER OPERATOR: 3 HOURS/DAY FOR 5 DAYS/WEEK AND ONE VISIT ON EACH WEEKEND DAY. LESS THAN 0.1 MGD-STAFFING BY CLASS C OR HIGHER OPERATOR: 1 HOUR/DAY FOR 5 DAYS/WEEK AND ONE VISIT ON EACH WEEKEND DAY. | N | Y | EAGLE LAKES WTP | 3410 OLD KINGS ROAD S |  | FLAGLER BEACH | FL | 32136 |  | 3863134185 |  | SAM CAIN | SAM CAIN | 280 WEKIVA SPRINGS ROAD | SUITE 2000 | LONGWOOD | FL | 32779 |  | 4076296900 |  | COUNTY | 231 | 90320 | 99 | 2014-11-17 | 2019-03-12 | DC051 | 100
2 | FLAGLER | NED |  | 2184272 | NONCOMMUNITY | CHLORINATION; AERATION FOR REMOVAL OF ANY SECONDARY CONTAMINANT, SULFIDE, OR ANY UNREGULATED CONTAMINANT; CORROSION CONTROL INHIBITOR ADDITION; HYPOCHLORINATION; IRON OR MANGANESE SEQUESTRATION; OR ULTRAVIOLET RADIATION. THE LEAD/CHIEF OPERATOR MUST BE CLASS D OR HIGHER. 50,000 GPD UP TO 0.25 MGD-STAFFING BY CLASS D OR HIGHER OPERATOR: 3 VISITS/WEEK ON NONCONSECUTIVE DAYS FOR A TOTAL OF 0.3 HOUR/WEEK. LESS THAN 50,000 GPD-STAFFING BY A CLASS D OR HIGHER OPERATOR: 2 VISITS/WEEK ON NONCONSECUTIVE DAYS FOR A TOTAL OF 0.2 HOUR/WEEK. THERE SHALL BE NO MORE THAN 5 DAYS BETWEEN THE LAST VISIT IN ONE WEEK AND THE FIRST VISIT IN THE NEXT WEEK. | N | Y | FIRST FARMS WORKER HOUSING | 7169 METHVIN RD. |  | HASTINGS | FL | 32145 |  | 9042641586 |  | DAVID AND CRISTOL LEE | DAVID AND CRISTOL LEE | PO BOX 8280 |  | FLEMING ISLAND | FL | 32006 |  | 9047427826 |  | OTHER | 60 | 3600 | 1 | 2019-10-08 | 2019-09-25 | NC01 | 50
2 | FLAGLER | NED | PMGEMMATO@GMAIL.COM | 2184273 | NONCOMMUNITY | CHLORINATION; AERATION FOR REMOVAL OF ANY SECONDARY CONTAMINANT, SULFIDE, OR ANY UNREGULATED CONTAMINANT; CORROSION CONTROL INHIBITOR ADDITION; HYPOCHLORINATION; IRON OR MANGANESE SEQUESTRATION; OR ULTRAVIOLET RADIATION. THE LEAD/CHIEF OPERATOR MUST BE CLASS D OR HIGHER. 50,000 GPD UP TO 0.25 MGD-STAFFING BY CLASS D OR HIGHER OPERATOR: 3 VISITS/WEEK ON NONCONSECUTIVE DAYS FOR A TOTAL OF 0.3 HOUR/WEEK. LESS THAN 50,000 GPD-STAFFING BY A CLASS D OR HIGHER OPERATOR: 2 VISITS/WEEK ON NONCONSECUTIVE DAYS FOR A TOTAL OF 0.2 HOUR/WEEK. THERE SHALL BE NO MORE THAN 5 DAYS BETWEEN THE LAST VISIT IN ONE WEEK AND THE FIRST VISIT IN THE NEXT WEEK. | N | Y | CARMELITE MONASTERY | 141 CARMELITE DR. |  | BUNNELL | FL | 32110 |  | 3864372910 |  | BROTHER ANTHONY GEMMATO | FATHER ARTHUR CHOJADA | 141 CARMELITE DR. |  | BUNNELL | FL | 32110 |  | 3864372910 |  | OTHER | 25 | 9298 | 3 | 2014-03-07 | 2020-02-20 | NC01 | 50
2 | FLAGLER | NED | CCGENERAL21@YAHOO.COM | 2184274 | NONCOMMUNITY | CHLORINATION; AERATION FOR REMOVAL OF ANY SECONDARY CONTAMINANT, SULFIDE, OR ANY UNREGULATED CONTAMINANT; CORROSION CONTROL INHIBITOR ADDITION; HYPOCHLORINATION; IRON OR MANGANESE SEQUESTRATION; OR ULTRAVIOLET RADIATION. THE LEAD/CHIEF OPERATOR MUST BE CLASS D OR HIGHER. 50,000 GPD UP TO 0.25 MGD-STAFFING BY CLASS D OR HIGHER OPERATOR: 3 VISITS/WEEK ON NONCONSECUTIVE DAYS FOR A TOTAL OF 0.3 HOUR/WEEK. LESS THAN 50,000 GPD-STAFFING BY A CLASS D OR HIGHER OPERATOR: 2 VISITS/WEEK ON NONCONSECUTIVE DAYS FOR A TOTAL OF 0.2 HOUR/WEEK. THERE SHALL BE NO MORE THAN 5 DAYS BETWEEN THE LAST VISIT IN ONE WEEK AND THE FIRST VISIT IN THE NEXT WEEK. | N | Y | CODY'S CORNER | 7480 SR 11 |  | BUNNELL | FL | 32110 |  | 3869317266 |  | ED KORKRAN | ED KORKRAN | 9480 SR 11 |  | BUNNELL | FL | 32110 |  | 3869317266 |  | OTHER | 25 | 4639 | 1 | 2019-04-11 | 2019-04-03 | NC01 | 50
2 | FLAGLER | NED | jatin1167@gmail.com | 2184276 | NONCOMMUNITY | CHLORINATION; AERATION FOR REMOVAL OF ANY SECONDARY CONTAMINANT, SULFIDE, OR ANY UNREGULATED CONTAMINANT; CORROSION CONTROL INHIBITOR ADDITION; HYPOCHLORINATION; IRON OR MANGANESE SEQUESTRATION; OR ULTRAVIOLET RADIATION. THE LEAD/CHIEF OPERATOR MUST BE CLASS D OR HIGHER. 50,000 GPD UP TO 0.25 MGD-STAFFING BY CLASS D OR HIGHER OPERATOR: 3 VISITS/WEEK ON NONCONSECUTIVE DAYS FOR A TOTAL OF 0.3 HOUR/WEEK. LESS THAN 50,000 GPD-STAFFING BY A CLASS D OR HIGHER OPERATOR: 2 VISITS/WEEK ON NONCONSECUTIVE DAYS FOR A TOTAL OF 0.2 HOUR/WEEK. THERE SHALL BE NO MORE THAN 5 DAYS BETWEEN THE LAST VISIT IN ONE WEEK AND THE FIRST VISIT IN THE NEXT WEEK. | N | Y | SUNLIGHT FOOD MART #3 | 3495 SOUTH US HWY 1 |  | BUNNELL | FL | 32110 |  | 3864377970 |  | JATIN GANDHI | JATIN GANDHI | 1223 CROWN POINTE LANE |  | ORMOND BEACH | FL | 32174 |  | 3864377970 |  | OTHER | 25 | 6048 | 1 | 2015-05-04 | 2020-02-06 | NC01 | 50
2 | FLAGLER | NED | mdickson@flaglercounty.org | 2184278 | COMMUNITY | MEMBRANE PROCESSES, INCLUDING ELECTRODIALYSIS, ELECTRODIALYSIS REVERSAL, MICROFILTRATION, ULTRAFILTRATION, NANOFILTRATION, AND REVERSE OSMOSIS. THE LEAD/CHIEF OPERATOR MUST BE CLASS C OR HIGHER. 0.5 MGD UP TO 1.0 MGD-STAFFING BY CLASS C OR HIGHER OPERATOR: 6 HOURS/DAY FOR 5 DAYS/WEEK AND ONE VISIT ON EACH WEEKEND DAY. 0.1 MGD UP TO 0.5 MGD-STAFFING BY CLASS C OR HIGHER OPERATOR: 3 HOURS/DAY FOR 5 DAYS/WEEK AND ONE VISIT ON EACH WEEKEND DAY. LESS THAN 0.1 MGD-STAFFING BY CLASS C OR HIGHER OPERATOR: 1 HOUR/DAY FOR 5 DAYS/WEEK AND ONE VISIT ON EACH WEEKEND DAY. | N | Y | DAYTONA NORTH WATER SYSTEM | 6108 MAHOGANY BLVD |  | BUNNELL | FL | 32110 |  | 3869313433 |  | FLAGLER COUNTY, C/O MIKE DICKSON | DONALD O'BRIEN JR. | 1769 E. MOODY BLVD |  | BUNNELL | FL | 32110 |  | 3863134001 |  | COUNTY | 100 | 5000 | 2 |  | 2021-09-08 | DC06 | 100
2 | FLAGLER | NED | haymes@hixsnedeker.com | 2184280 | NONCOMMUNITY | CHLORINATION; AERATION FOR REMOVAL OF ANY SECONDARY CONTAMINANT, SULFIDE, OR ANY UNREGULATED CONTAMINANT; CORROSION CONTROL INHIBITOR ADDITION; HYPOCHLORINATION; IRON OR MANGANESE SEQUESTRATION; OR ULTRAVIOLET RADIATION. THE LEAD/CHIEF OPERATOR MUST BE CLASS D OR HIGHER. 50,000 GPD UP TO 0.25 MGD-STAFFING BY CLASS D OR HIGHER OPERATOR: 3 VISITS/WEEK ON NONCONSECUTIVE DAYS FOR A TOTAL OF 0.3 HOUR/WEEK. LESS THAN 50,000 GPD-STAFFING BY A CLASS D OR HIGHER OPERATOR: 2 VISITS/WEEK ON NONCONSECUTIVE DAYS FOR A TOTAL OF 0.2 HOUR/WEEK. THERE SHALL BE NO MORE THAN 5 DAYS BETWEEN THE LAST VISIT IN ONE WEEK AND THE FIRST VISIT IN THE NEXT WEEK. | N | Y | DOLLAR GENERAL BUNNELL | 1100 COUNTY ROAD 305 |  | BUNNELL | FL | 32110 |  | 3868603148 |  |  | KRISTIN ELLIOTT | 100 MISSION RIDGE |  | GOODLETTSVILLE | TN | 37072 |  | 6158555365 |  | OTHER | 25 | 6048 | 3 | 2016-02-22 | 2021-03-17 | NC01 | 50
2 | FLAGLER | NED |  | 2184282 | NONCOMMUNITY | CHLORINATION; AERATION FOR REMOVAL OF ANY SECONDARY CONTAMINANT, SULFIDE, OR ANY UNREGULATED CONTAMINANT; CORROSION CONTROL INHIBITOR ADDITION; HYPOCHLORINATION; IRON OR MANGANESE SEQUESTRATION; OR ULTRAVIOLET RADIATION. THE LEAD/CHIEF OPERATOR MUST BE CLASS D OR HIGHER. 50,000 GPD UP TO 0.25 MGD-STAFFING BY CLASS D OR HIGHER OPERATOR: 3 VISITS/WEEK ON NONCONSECUTIVE DAYS FOR A TOTAL OF 0.3 HOUR/WEEK. LESS THAN 50,000 GPD-STAFFING BY A CLASS D OR HIGHER OPERATOR: 2 VISITS/WEEK ON NONCONSECUTIVE DAYS FOR A TOTAL OF 0.2 HOUR/WEEK. THERE SHALL BE NO MORE THAN 5 DAYS BETWEEN THE LAST VISIT IN ONE WEEK AND THE FIRST VISIT IN THE NEXT WEEK. | N | Y | MIGRANT WORKFORCE HOUSING | 56 COUNTY ROAD 105 NORTH |  | BUNNELL | FL | 32110 |  | 8038941910 |  | ROY HAWKINS | TIM RABON | 824 FAIRVIEW RD |  | PELION | SC | 29123 |  | 8038941910 |  | OTHER | 120 | 8860 | 4 | 2016-12-22 | 2017-01-16 | NC01 | 50
2 | FLAGLER | NED | mark@fulcrumgroup.com | 2184283 | NONCOMMUNITY | CHLORINATION; AERATION FOR REMOVAL OF ANY SECONDARY CONTAMINANT, SULFIDE, OR ANY UNREGULATED CONTAMINANT; CORROSION CONTROL INHIBITOR ADDITION; HYPOCHLORINATION; IRON OR MANGANESE SEQUESTRATION; OR ULTRAVIOLET RADIATION. THE LEAD/CHIEF OPERATOR MUST BE CLASS D OR HIGHER. 50,000 GPD UP TO 0.25 MGD-STAFFING BY CLASS D OR HIGHER OPERATOR: 3 VISITS/WEEK ON NONCONSECUTIVE DAYS FOR A TOTAL OF 0.3 HOUR/WEEK. LESS THAN 50,000 GPD-STAFFING BY A CLASS D OR HIGHER OPERATOR: 2 VISITS/WEEK ON NONCONSECUTIVE DAYS FOR A TOTAL OF 0.2 HOUR/WEEK. THERE SHALL BE NO MORE THAN 5 DAYS BETWEEN THE LAST VISIT IN ONE WEEK AND THE FIRST VISIT IN THE NEXT WEEK. | N | Y | DOLLAR GENERAL KORONA | 5940 U.S. SOUTH HWY 1 |  | BUNNELL | FL | 32110 |  | 2513808372 |  | MARK MEIHLS | AVIVA JAKUBOWICZ | POST OFFICE BOX 324 |  | RIVERDALE | NJ | 7457 |  | 6467341297 |  | INVESTOR | 25 | 1900 | 1 |  | 2019-06-17 | NC01 | 50
2 | FLAGLER | NED | abolajiakinbo@gmail.com | 2184284 | NONTRANSIENT NONCOMMUNITY | CHLORINATION; AERATION FOR REMOVAL OF ANY SECONDARY CONTAMINANT, SULFIDE, OR ANY UNREGULATED CONTAMINANT; CORROSION CONTROL INHIBITOR ADDITION; HYPOCHLORINATION; IRON OR MANGANESE SEQUESTRATION; OR ULTRAVIOLET RADIATION. THE LEAD/CHIEF OPERATOR MUST BE CLASS D OR HIGHER. 50,000 GPD UP TO 0.25 MGD-STAFFING BY CLASS D OR HIGHER OPERATOR: 3 VISITS/WEEK ON NONCONSECUTIVE DAYS FOR A TOTAL OF 0.3 HOUR/WEEK. LESS THAN 50,000 GPD-STAFFING BY A CLASS D OR HIGHER OPERATOR: 2 VISITS/WEEK ON NONCONSECUTIVE DAYS FOR A TOTAL OF 0.2 HOUR/WEEK. THERE SHALL BE NO MORE THAN 5 DAYS BETWEEN THE LAST VISIT IN ONE WEEK AND THE FIRST VISIT IN THE NEXT WEEK. | N | Y | GARDEN OF FAITH PRESCHOOL | 313 OLD BRICK ROAD |  | BUNNELL | FL | 32110 |  | 3862371359 |  | PASTOR ABOLAJI AKINBO | PASTOR ABOLAJI AKINBO | 313 OLD BRICK ROAD |  | BUNNELL | FL | 32110 |  | 3865864019 |  | INVESTOR | 46 | 1990 | 1 |  | 2020-10-09 | NTNC | 100
2 | GILCHRIST | NED | SPENCERD@MYGCSD.ORG | 2210072 | NONTRANSIENT NONCOMMUNITY | CHLORINATION; AERATION FOR REMOVAL OF ANY SECONDARY CONTAMINANT, SULFIDE, OR ANY UNREGULATED CONTAMINANT; CORROSION CONTROL INHIBITOR ADDITION; HYPOCHLORINATION; IRON OR MANGANESE SEQUESTRATION; OR ULTRAVIOLET RADIATION. THE LEAD/CHIEF OPERATOR MUST BE CLASS D OR HIGHER. 50,000 GPD UP TO 0.25 MGD-STAFFING BY CLASS D OR HIGHER OPERATOR: 3 VISITS/WEEK ON NONCONSECUTIVE DAYS FOR A TOTAL OF 0.3 HOUR/WEEK. LESS THAN 50,000 GPD-STAFFING BY A CLASS D OR HIGHER OPERATOR: 2 VISITS/WEEK ON NONCONSECUTIVE DAYS FOR A TOTAL OF 0.2 HOUR/WEEK. THERE SHALL BE NO MORE THAN 5 DAYS BETWEEN THE LAST VISIT IN ONE WEEK AND THE FIRST VISIT IN THE NEXT WEEK. | N | Y | BELL HIGH SCHOOL | 1461 BELL DRIVE |  | BELL | FL | 32619 |  | 3524633230 |  | DAVID SPENCER | DAVID SPENCER | 310 NW 11TH AVE. |  | TRENTON | FL | 32693 | 3804 | 3524633230 |  | COUNTY | 400 | 65000 | 11 | 2014-09-07 | 2020-07-24 | NTNC | 100
2 | GILCHRIST | NED | Karen.Locklear@dep.state.fl.us | 2210095 | NONCOMMUNITY | CHLORINATION; AERATION FOR REMOVAL OF ANY SECONDARY CONTAMINANT, SULFIDE, OR ANY UNREGULATED CONTAMINANT; CORROSION CONTROL INHIBITOR ADDITION; HYPOCHLORINATION; IRON OR MANGANESE SEQUESTRATION; OR ULTRAVIOLET RADIATION. THE LEAD/CHIEF OPERATOR MUST BE CLASS D OR HIGHER. 50,000 GPD UP TO 0.25 MGD-STAFFING BY CLASS D OR HIGHER OPERATOR: 3 VISITS/WEEK ON NONCONSECUTIVE DAYS FOR A TOTAL OF 0.3 HOUR/WEEK. LESS THAN 50,000 GPD-STAFFING BY A CLASS D OR HIGHER OPERATOR: 2 VISITS/WEEK ON NONCONSECUTIVE DAYS FOR A TOTAL OF 0.2 HOUR/WEEK. THERE SHALL BE NO MORE THAN 5 DAYS BETWEEN THE LAST VISIT IN ONE WEEK AND THE FIRST VISIT IN THE NEXT WEEK. | N | Y | BLUE SPRINGS CAMPGROUND | 7450 NORTHEAST 60TH STREET |  | HIGH SPRINGS | FL | 32643 |  | 3864541369 |  | KAREN LOCKLEAR | GEORGE PAXTON | 3900 COMMONWEALTH BLVD |  | TALLAHASSEE | FL | 32399 |  | 3864544201 |  | INVESTOR | 25 | 23399 | 35 | 2014-08-22 | 2017-10-20 | NC01 | 50
2 | GILCHRIST | NED | markjohnson.uf@gmail.com | 2210419 | NONCOMMUNITY | CHLORINATION; AERATION FOR REMOVAL OF ANY SECONDARY CONTAMINANT, SULFIDE, OR ANY UNREGULATED CONTAMINANT; CORROSION CONTROL INHIBITOR ADDITION; HYPOCHLORINATION; IRON OR MANGANESE SEQUESTRATION; OR ULTRAVIOLET RADIATION. THE LEAD/CHIEF OPERATOR MUST BE CLASS D OR HIGHER. 50,000 GPD UP TO 0.25 MGD-STAFFING BY CLASS D OR HIGHER OPERATOR: 3 VISITS/WEEK ON NONCONSECUTIVE DAYS FOR A TOTAL OF 0.3 HOUR/WEEK. LESS THAN 50,000 GPD-STAFFING BY A CLASS D OR HIGHER OPERATOR: 2 VISITS/WEEK ON NONCONSECUTIVE DAYS FOR A TOTAL OF 0.2 HOUR/WEEK. THERE SHALL BE NO MORE THAN 5 DAYS BETWEEN THE LAST VISIT IN ONE WEEK AND THE FIRST VISIT IN THE NEXT WEEK. | N | Y | GINNIE SPRINGS OUTDOOR | 7300 NE GINNIE SPRINGS ROAD |  | HIGH SPRINGS | FL | 32643 |  | 3864540463 |  | MARK V. JOHNSON | MARK WRAY | 7300 NE GINNIE SPRINGS ROAD |  | HIGH SPRINGS | FL | 32643 |  | 3864547188 |  | INVESTOR | 25 | 244800 | 115 | 2014-01-22 | 2017-10-20 | NC01 | 50
2 | GILCHRIST | NED | rmcq@mail.co.gilchrist.fl.us | 2210475 | NONCOMMUNITY | ACTIVATED CARBON PROCESSES; DIATOMACEOUS EARTH FILTRATION; ION EXCHANGE FOR REMOVAL OF ANY PRIMARY CONTAMINANT; ION AND MANGANESE REMOVAL (OXIDATION, DETENTION, AND FILTRATION); OR SLOW SAND FILTRATION. LEAD/CHIEF OPERATOR MUST BE CLASS C OR HIGHER. 1.0 MGD UP TO 2.0 MGD-STAFFING BY CLASS C OR HIGHER OPERATOR: 6 HOURS/DAY FOR 5 DAYS/WEEK AND ONE VISIT ON EACH WEEKEND DAY. 0.5 MGD UP TO 1.0 MGD-STAFFING BY CLASS C OR HIGHER OPERATOR: 3 HOURS/DAY FOR 5 DAYS/WEEK AND ONE VISIT ON EACH WEEKEND DAY. 0.25 MGD UP TO 0.5 MGD-STAFFING BY CLASS C OR HIGHER OPERATOR: 1 HOUR/DAY FOR 5 DAYS/WEEK AND ONE VISIT ON EACH WEEKEND DAY. LESS THAN 0.25 MGD-STAFFING BY CLASS C OR HIGHER OPERATOR: 5 VISITS/WEEK AND ONE VISIT EACH WEEKEND FOR A TOTAL OF 1.8 HOURS/WEEK. | N | Y | HART SPRINGS CAMPGROUND | 4240 SW 86 AVE | ON CR 344 W, ALONG RIVER | BELL | FL | 32619 |  | 3524633444 |  | MITCHELL GENTRY | BOBBY CROSBY | 209 SE FIRST ST. |  | TRENTON | FL | 32693 |  | 3524633198 |  | INVESTOR | 25 | 14400 | 73 | 2014-02-05 | 2017-10-31 | NC01 | 50
2 | GILCHRIST | NED | Stanley.Young@fdc.myflorida.com | 2210647 | COMMUNITY | CHLORINATION; AERATION FOR REMOVAL OF ANY SECONDARY CONTAMINANT, SULFIDE, OR ANY UNREGULATED CONTAMINANT; CORROSION CONTROL INHIBITOR ADDITION; HYPOCHLORINATION; IRON OR MANGANESE SEQUESTRATION; OR ULTRAVIOLET RADIATION. THE LEAD/CHIEF OPERATOR MUST BE CLASS C OR HIGHER. 5.0 MGD AND ABOVE-STAFFING BY CLASS C OR HIGHER OPERATOR: 6 HOURS/DAY FOR 5 DAYS/WEEK AND ONE VISIT ON EACH WEEKEND DAY. 3.0 MGD UP TO 5.0 MGD-STAFFING BY CLASS C OR HIGHER OPERATOR: 1 HOUR/DAY FOR 5 DAYS/WEEK AND ONE VISIT ON EACH WEEKEND DAY. 0.25 MGD UP TO 3.0 MGD-STAFFING BY CLASS C OR HIGHER OPERATOR: 5 VISITS/WEEK AND ONE VISIT EACH WEEKEND FOR A TOTAL OF 0.6 HOUR/WEEK. | N | Y | LANCASTER CORRECTIONAL INSTITUTE | 3449 SOUTHWEST SR 26 |  | TRENTON | FL | 32693 | 5641 | 8507173926 |  | STANLEY YOUNG | ANDRES KRAUL | 501 S. CALHOUN ST. |  | TALLAHASSEE | FL | 32399 | 2500 | 8507173926 |  | STATE | 1175 | 500000 | 35 | 2010-02-23 | 2019-07-31 | DC04 | 1000
2 | GILCHRIST | NED | BCROSBY@GILCHRIST.FL.US | 2210855 | NONCOMMUNITY | CHLORINATION; AERATION FOR REMOVAL OF ANY SECONDARY CONTAMINANT, SULFIDE, OR ANY UNREGULATED CONTAMINANT; CORROSION CONTROL INHIBITOR ADDITION; HYPOCHLORINATION; IRON OR MANGANESE SEQUESTRATION; OR ULTRAVIOLET RADIATION. THE LEAD/CHIEF OPERATOR MUST BE CLASS D OR HIGHER. 50,000 GPD UP TO 0.25 MGD-STAFFING BY CLASS D OR HIGHER OPERATOR: 3 VISITS/WEEK ON NONCONSECUTIVE DAYS FOR A TOTAL OF 0.3 HOUR/WEEK. LESS THAN 50,000 GPD-STAFFING BY A CLASS D OR HIGHER OPERATOR: 2 VISITS/WEEK ON NONCONSECUTIVE DAYS FOR A TOTAL OF 0.2 HOUR/WEEK. THERE SHALL BE NO MORE THAN 5 DAYS BETWEEN THE LAST VISIT IN ONE WEEK AND THE FIRST VISIT IN THE NEXT WEEK. | N | Y | FOR VETS / OTTER SPRING CAMPGROUND | 6470 SOUTHWEST 80TH AVENUE |  | TRENTON | FL | 32693 |  | 3869659993 |  | DAN CAVANAH | BOBBY CROSBY | 209 SE 1ST STREET |  | TRENTON | FL | 32693 |  | 3524633198 |  | INVESTOR | 25 | 189643 | 114 | 2018-12-20 | 2018-12-12 | NC01 | 50
2 | GILCHRIST | NED | BPHILMAN@TRENTONFLORIDA.ORG | 2211188 | COMMUNITY | CHLORINATION; AERATION FOR REMOVAL OF ANY SECONDARY CONTAMINANT, SULFIDE, OR ANY UNREGULATED CONTAMINANT; CORROSION CONTROL INHIBITOR ADDITION; HYPOCHLORINATION; IRON OR MANGANESE SEQUESTRATION; OR ULTRAVIOLET RADIATION. THE LEAD/CHIEF OPERATOR MUST BE CLASS C OR HIGHER. 5.0 MGD AND ABOVE-STAFFING BY CLASS C OR HIGHER OPERATOR: 6 HOURS/DAY FOR 5 DAYS/WEEK AND ONE VISIT ON EACH WEEKEND DAY. 3.0 MGD UP TO 5.0 MGD-STAFFING BY CLASS C OR HIGHER OPERATOR: 1 HOUR/DAY FOR 5 DAYS/WEEK AND ONE VISIT ON EACH WEEKEND DAY. 0.25 MGD UP TO 3.0 MGD-STAFFING BY CLASS C OR HIGHER OPERATOR: 5 VISITS/WEEK AND ONE VISIT EACH WEEKEND FOR A TOTAL OF 0.6 HOUR/WEEK. | N | Y | TRENTON WATER DEPARTMENT | 114 NORTH MAIN STREET |  | TRENTON | FL | 32693 |  | 3524634000 |  | BRUCE PHILMAN | LYLE WILKERSON | 500 N. MAIN ST. |  | TRENTON | FL | 32693 |  | 3524634000 |  | MUNICIPALITY | 1999 | 1008000 | 735 | 2012-12-18 | 2020-05-06 | DC03 | 2000
2 | GILCHRIST | NED | draperm1966@gmail.com | 2214177 | NONCOMMUNITY | CHLORINATION; AERATION FOR REMOVAL OF ANY SECONDARY CONTAMINANT, SULFIDE, OR ANY UNREGULATED CONTAMINANT; CORROSION CONTROL INHIBITOR ADDITION; HYPOCHLORINATION; IRON OR MANGANESE SEQUESTRATION; OR ULTRAVIOLET RADIATION. THE LEAD/CHIEF OPERATOR MUST BE CLASS D OR HIGHER. 50,000 GPD UP TO 0.25 MGD-STAFFING BY CLASS D OR HIGHER OPERATOR: 3 VISITS/WEEK ON NONCONSECUTIVE DAYS FOR A TOTAL OF 0.3 HOUR/WEEK. LESS THAN 50,000 GPD-STAFFING BY A CLASS D OR HIGHER OPERATOR: 2 VISITS/WEEK ON NONCONSECUTIVE DAYS FOR A TOTAL OF 0.2 HOUR/WEEK. THERE SHALL BE NO MORE THAN 5 DAYS BETWEEN THE LAST VISIT IN ONE WEEK AND THE FIRST VISIT IN THE NEXT WEEK. | N | Y | BELLS COUNTRY COOKING | 829 SOUTH MAIN STREET |  | BELL | FL | 32619 |  | 3522831180 |  | LISA DRAPER | MAMUNUR (MOON) RASHID | 869 S MAIN STREET |  | BELL | FL | 32619 |  | 3522831180 |  | INVESTOR | 25 | 28119 | 1 | 2012-08-27 | 2020-10-29 | NC01 | 50
2 | GILCHRIST | NED | twofoldwater@gmail.com | 2214180 | NONCOMMUNITY | CHLORINATION; AERATION FOR REMOVAL OF ANY SECONDARY CONTAMINANT, SULFIDE, OR ANY UNREGULATED CONTAMINANT; CORROSION CONTROL INHIBITOR ADDITION; HYPOCHLORINATION; IRON OR MANGANESE SEQUESTRATION; OR ULTRAVIOLET RADIATION. THE LEAD/CHIEF OPERATOR MUST BE CLASS D OR HIGHER. 50,000 GPD UP TO 0.25 MGD-STAFFING BY CLASS D OR HIGHER OPERATOR: 3 VISITS/WEEK ON NONCONSECUTIVE DAYS FOR A TOTAL OF 0.3 HOUR/WEEK. LESS THAN 50,000 GPD-STAFFING BY A CLASS D OR HIGHER OPERATOR: 2 VISITS/WEEK ON NONCONSECUTIVE DAYS FOR A TOTAL OF 0.2 HOUR/WEEK. THERE SHALL BE NO MORE THAN 5 DAYS BETWEEN THE LAST VISIT IN ONE WEEK AND THE FIRST VISIT IN THE NEXT WEEK. | N | Y | MA N PA EXPRESS | 7050 SOUTHEAST STATE ROAD 26 |  | TRENTON | FL | 32693 |  | 3524725079 |  | TODD HUBBARD | NICK ZINNA | 7050 SE S.R. 26 |  | TRENTON | FL | 32693 |  | 3524725079 |  | INVESTOR | 25 | 9403 | 1 | 2019-03-14 | 2018-09-18 | NC01 | 50
2 | GILCHRIST | NED | chris.berry@estherschool.net | 2214182 | NONTRANSIENT NONCOMMUNITY | CHLORINATION; AERATION FOR REMOVAL OF ANY SECONDARY CONTAMINANT, SULFIDE, OR ANY UNREGULATED CONTAMINANT; CORROSION CONTROL INHIBITOR ADDITION; HYPOCHLORINATION; IRON OR MANGANESE SEQUESTRATION; OR ULTRAVIOLET RADIATION. THE LEAD/CHIEF OPERATOR MUST BE CLASS D OR HIGHER. 50,000 GPD UP TO 0.25 MGD-STAFFING BY CLASS D OR HIGHER OPERATOR: 3 VISITS/WEEK ON NONCONSECUTIVE DAYS FOR A TOTAL OF 0.3 HOUR/WEEK. LESS THAN 50,000 GPD-STAFFING BY A CLASS D OR HIGHER OPERATOR: 2 VISITS/WEEK ON NONCONSECUTIVE DAYS FOR A TOTAL OF 0.2 HOUR/WEEK. THERE SHALL BE NO MORE THAN 5 DAYS BETWEEN THE LAST VISIT IN ONE WEEK AND THE FIRST VISIT IN THE NEXT WEEK. | N | Y | ESTHER'S SCHOOL | 1079 KUSHMER STREET |  | BELL | FL | 32619 |  | 3524632300 |  | CHRIS BERRY | CHRIS BERRY | POST OFFICE BOX 818 |  | BELL | FL | 32619 |  | 7274327755 |  | INVESTOR | 36 | 12765 | 1 | 2014-10-08 | 2019-07-24 | NTNC | 100
2 | GILCHRIST | NED | MATTFRIERSON77@GMAIL.COM | 2214184 | NONCOMMUNITY | CHLORINATION; AERATION FOR REMOVAL OF ANY SECONDARY CONTAMINANT, SULFIDE, OR ANY UNREGULATED CONTAMINANT; CORROSION CONTROL INHIBITOR ADDITION; HYPOCHLORINATION; IRON OR MANGANESE SEQUESTRATION; OR ULTRAVIOLET RADIATION. THE LEAD/CHIEF OPERATOR MUST BE CLASS D OR HIGHER. 50,000 GPD UP TO 0.25 MGD-STAFFING BY CLASS D OR HIGHER OPERATOR: 3 VISITS/WEEK ON NONCONSECUTIVE DAYS FOR A TOTAL OF 0.3 HOUR/WEEK. LESS THAN 50,000 GPD-STAFFING BY A CLASS D OR HIGHER OPERATOR: 2 VISITS/WEEK ON NONCONSECUTIVE DAYS FOR A TOTAL OF 0.2 HOUR/WEEK. THERE SHALL BE NO MORE THAN 5 DAYS BETWEEN THE LAST VISIT IN ONE WEEK AND THE FIRST VISIT IN THE NEXT WEEK. | N | Y | AKINS BBQ | 1160 S MAIN STREET |  | BELL | FL | 32619 |  | 3524636859 |  | SCOTT AKINS | MR. SCOTT AKINS | POST OFFICE BOX 267 |  | BELL | FL | 32619 |  | 3524636859 |  | INVESTOR | 25 | 9349 | 1 | 2018-06-08 | 2018-05-23 | NC01 | 50
2 | GILCHRIST | NED | IRONKEN@AOL.COM | 2214185 | NONCOMMUNITY | CHLORINATION; AERATION FOR REMOVAL OF ANY SECONDARY CONTAMINANT, SULFIDE, OR ANY UNREGULATED CONTAMINANT; CORROSION CONTROL INHIBITOR ADDITION; HYPOCHLORINATION; IRON OR MANGANESE SEQUESTRATION; OR ULTRAVIOLET RADIATION. THE LEAD/CHIEF OPERATOR MUST BE CLASS D OR HIGHER. 50,000 GPD UP TO 0.25 MGD-STAFFING BY CLASS D OR HIGHER OPERATOR: 3 VISITS/WEEK ON NONCONSECUTIVE DAYS FOR A TOTAL OF 0.3 HOUR/WEEK. LESS THAN 50,000 GPD-STAFFING BY A CLASS D OR HIGHER OPERATOR: 2 VISITS/WEEK ON NONCONSECUTIVE DAYS FOR A TOTAL OF 0.2 HOUR/WEEK. THERE SHALL BE NO MORE THAN 5 DAYS BETWEEN THE LAST VISIT IN ONE WEEK AND THE FIRST VISIT IN THE NEXT WEEK. | N | Y | BP COUNTRY QUICK STOP | 869 SOUTH MAIN STREET |  | BELL | FL | 32619 |  | 3524637478 |  | MAMUNUR RASHID | MAMUNUR RASHID | 869 S. MAIN ST |  | BELL | FL | 32618 |  | 3869356616 |  | INVESTOR | 25 | 50000 | 1 | 2017-01-08 | 2021-12-29 | NC01 | 50
2 | GILCHRIST | NED | ironken@aol.com | 2214186 | NONCOMMUNITY | CHLORINATION; AERATION FOR REMOVAL OF ANY SECONDARY CONTAMINANT, SULFIDE, OR ANY UNREGULATED CONTAMINANT; CORROSION CONTROL INHIBITOR ADDITION; HYPOCHLORINATION; IRON OR MANGANESE SEQUESTRATION; OR ULTRAVIOLET RADIATION. THE LEAD/CHIEF OPERATOR MUST BE CLASS D OR HIGHER. 50,000 GPD UP TO 0.25 MGD-STAFFING BY CLASS D OR HIGHER OPERATOR: 3 VISITS/WEEK ON NONCONSECUTIVE DAYS FOR A TOTAL OF 0.3 HOUR/WEEK. LESS THAN 50,000 GPD-STAFFING BY A CLASS D OR HIGHER OPERATOR: 2 VISITS/WEEK ON NONCONSECUTIVE DAYS FOR A TOTAL OF 0.2 HOUR/WEEK. THERE SHALL BE NO MORE THAN 5 DAYS BETWEEN THE LAST VISIT IN ONE WEEK AND THE FIRST VISIT IN THE NEXT WEEK. | N | Y | ELLIE RAY'S RIVER LANDING | 109 RIVER ROAD |  | BRANFORD | FL | 32008 |  | 9049352720 |  | TOM STURGEON | TOM STURGEON | 3349 NW 110 STREET |  | BRANFORD | FL | 32008 |  | 3869359518 |  | INVESTOR | 25 | 21600 | 109 | 2014-03-13 | 2018-11-27 | NC01 | 50
2 | GILCHRIST | NED | JEANIE@INLAND-STORES.COM | 2214188 | NONCOMMUNITY | CHLORINATION; AERATION FOR REMOVAL OF ANY SECONDARY CONTAMINANT, SULFIDE, OR ANY UNREGULATED CONTAMINANT; CORROSION CONTROL INHIBITOR ADDITION; HYPOCHLORINATION; IRON OR MANGANESE SEQUESTRATION; OR ULTRAVIOLET RADIATION. THE LEAD/CHIEF OPERATOR MUST BE CLASS D OR HIGHER. 50,000 GPD UP TO 0.25 MGD-STAFFING BY CLASS D OR HIGHER OPERATOR: 3 VISITS/WEEK ON NONCONSECUTIVE DAYS FOR A TOTAL OF 0.3 HOUR/WEEK. LESS THAN 50,000 GPD-STAFFING BY A CLASS D OR HIGHER OPERATOR: 2 VISITS/WEEK ON NONCONSECUTIVE DAYS FOR A TOTAL OF 0.2 HOUR/WEEK. THERE SHALL BE NO MORE THAN 5 DAYS BETWEEN THE LAST VISIT IN ONE WEEK AND THE FIRST VISIT IN THE NEXT WEEK. | N | Y | S & S #350 | 929 SOUTH MAIN STREET |  | BELL | FL | 32619 |  | 3524636282 |  | JEANIE DOW | MICHAEL W. HARRELL | POST OFFICE BOX 1510 |  | BAINBRIDGE | GA | 39818 |  | 2292202420 |  | INVESTOR | 25 | 9319 | 1 | 2014-02-15 | 2021-12-29 | NC01 | 50
2 | GILCHRIST | NED | jiffyfoodstores@yahoo.com | 2214189 | NONCOMMUNITY | CHLORINATION; AERATION FOR REMOVAL OF ANY SECONDARY CONTAMINANT, SULFIDE, OR ANY UNREGULATED CONTAMINANT; CORROSION CONTROL INHIBITOR ADDITION; HYPOCHLORINATION; IRON OR MANGANESE SEQUESTRATION; OR ULTRAVIOLET RADIATION. THE LEAD/CHIEF OPERATOR MUST BE CLASS D OR HIGHER. 50,000 GPD UP TO 0.25 MGD-STAFFING BY CLASS D OR HIGHER OPERATOR: 3 VISITS/WEEK ON NONCONSECUTIVE DAYS FOR A TOTAL OF 0.3 HOUR/WEEK. LESS THAN 50,000 GPD-STAFFING BY A CLASS D OR HIGHER OPERATOR: 2 VISITS/WEEK ON NONCONSECUTIVE DAYS FOR A TOTAL OF 0.2 HOUR/WEEK. THERE SHALL BE NO MORE THAN 5 DAYS BETWEEN THE LAST VISIT IN ONE WEEK AND THE FIRST VISIT IN THE NEXT WEEK. | N | Y | JIFFY FOOD STORE # 316 | 1110 SOUTH MAIN STREET |  | BELL | FL | 32619 |  | 3524636571 |  | WILLIAM FREEMAN | MR. WILLIAM FREEMAN | 1102 HOWARD STREET EAST |  | LIVE OAK | FL | 32064 |  | 3863621320 |  | INVESTOR | 46 | 18667 | 1 | 2021-09-30 | 2021-08-24 | NC01 | 50
2 | GILCHRIST | NED | ironken@aol.com | 2214190 | NONCOMMUNITY | CHLORINATION; AERATION FOR REMOVAL OF ANY SECONDARY CONTAMINANT, SULFIDE, OR ANY UNREGULATED CONTAMINANT; CORROSION CONTROL INHIBITOR ADDITION; HYPOCHLORINATION; IRON OR MANGANESE SEQUESTRATION; OR ULTRAVIOLET RADIATION. THE LEAD/CHIEF OPERATOR MUST BE CLASS D OR HIGHER. 50,000 GPD UP TO 0.25 MGD-STAFFING BY CLASS D OR HIGHER OPERATOR: 3 VISITS/WEEK ON NONCONSECUTIVE DAYS FOR A TOTAL OF 0.3 HOUR/WEEK. LESS THAN 50,000 GPD-STAFFING BY A CLASS D OR HIGHER OPERATOR: 2 VISITS/WEEK ON NONCONSECUTIVE DAYS FOR A TOTAL OF 0.2 HOUR/WEEK. THERE SHALL BE NO MORE THAN 5 DAYS BETWEEN THE LAST VISIT IN ONE WEEK AND THE FIRST VISIT IN THE NEXT WEEK. | N | Y | MARATHON (FKA BP QUICK STORE) | 5949 SOUTHWEST STATE ROAD 26 |  | TRENTON | FL | 32693 |  | 3524631576 |  | MAMUMUR RAHMN | MAMUMUR RAHMN | 5949 SW SR 26 |  | TRENTON | FL | 32693 |  | 3524631576 |  | INVESTOR | 44 | 9394 | 1 | 2021-09-13 | 2021-08-24 | NC01 | 50
2 | GILCHRIST | NED | RVRSIDECHRISTIAN@YAHOO.COM | 2214191 | NONTRANSIENT NONCOMMUNITY | CHLORINATION; AERATION FOR REMOVAL OF ANY SECONDARY CONTAMINANT, SULFIDE, OR ANY UNREGULATED CONTAMINANT; CORROSION CONTROL INHIBITOR ADDITION; HYPOCHLORINATION; IRON OR MANGANESE SEQUESTRATION; OR ULTRAVIOLET RADIATION. THE LEAD/CHIEF OPERATOR MUST BE CLASS D OR HIGHER. 50,000 GPD UP TO 0.25 MGD-STAFFING BY CLASS D OR HIGHER OPERATOR: 3 VISITS/WEEK ON NONCONSECUTIVE DAYS FOR A TOTAL OF 0.3 HOUR/WEEK. LESS THAN 50,000 GPD-STAFFING BY A CLASS D OR HIGHER OPERATOR: 2 VISITS/WEEK ON NONCONSECUTIVE DAYS FOR A TOTAL OF 0.2 HOUR/WEEK. THERE SHALL BE NO MORE THAN 5 DAYS BETWEEN THE LAST VISIT IN ONE WEEK AND THE FIRST VISIT IN THE NEXT WEEK. | N | Y | COUNTRYSIDE BAPTIST/RIVERSIDE CHRISTIAN | 8149 SOUTHWEST COUNTY ROAD 341 |  | TRENTON | FL | 32693 |  | 3524631569 |  | GWEN KEITH | BILL KEITH | 10926 NW 39TH AVENUE |  | GAINESVILLE | FL | 32606 |  | 3523321493 |  | UNKNOWN | 193 | 9319 | 1 | 2014-02-15 | 2021-08-27 | NTNC | 100
2 | GILCHRIST | NED |  | 2214192 | NONCOMMUNITY | CHLORINATION; AERATION FOR REMOVAL OF ANY SECONDARY CONTAMINANT, SULFIDE, OR ANY UNREGULATED CONTAMINANT; CORROSION CONTROL INHIBITOR ADDITION; HYPOCHLORINATION; IRON OR MANGANESE SEQUESTRATION; OR ULTRAVIOLET RADIATION. THE LEAD/CHIEF OPERATOR MUST BE CLASS D OR HIGHER. 50,000 GPD UP TO 0.25 MGD-STAFFING BY CLASS D OR HIGHER OPERATOR: 3 VISITS/WEEK ON NONCONSECUTIVE DAYS FOR A TOTAL OF 0.3 HOUR/WEEK. LESS THAN 50,000 GPD-STAFFING BY A CLASS D OR HIGHER OPERATOR: 2 VISITS/WEEK ON NONCONSECUTIVE DAYS FOR A TOTAL OF 0.2 HOUR/WEEK. THERE SHALL BE NO MORE THAN 5 DAYS BETWEEN THE LAST VISIT IN ONE WEEK AND THE FIRST VISIT IN THE NEXT WEEK. | N | Y | HITCHING POST BAR | 7967 STATE ROAD 26 |  | TRENTON | FL | 32693 |  | 3524729326 |  | LYNN TIMMONS | LYNN TIMMONS | 6900 SE 80TH AVE |  | NEWBERRY | FL | 32669 |  | 3524729326 |  | INVESTOR | 25 | 9557 | 1 | 2017-12-05 | 2021-09-08 | NC01 | 50
2 | GILCHRIST | NED | DAWN1737@AOL.COM | 2214193 | NONTRANSIENT NONCOMMUNITY | CHLORINATION; AERATION FOR REMOVAL OF ANY SECONDARY CONTAMINANT, SULFIDE, OR ANY UNREGULATED CONTAMINANT; CORROSION CONTROL INHIBITOR ADDITION; HYPOCHLORINATION; IRON OR MANGANESE SEQUESTRATION; OR ULTRAVIOLET RADIATION. THE LEAD/CHIEF OPERATOR MUST BE CLASS D OR HIGHER. 50,000 GPD UP TO 0.25 MGD-STAFFING BY CLASS D OR HIGHER OPERATOR: 3 VISITS/WEEK ON NONCONSECUTIVE DAYS FOR A TOTAL OF 0.3 HOUR/WEEK. LESS THAN 50,000 GPD-STAFFING BY A CLASS D OR HIGHER OPERATOR: 2 VISITS/WEEK ON NONCONSECUTIVE DAYS FOR A TOTAL OF 0.2 HOUR/WEEK. THERE SHALL BE NO MORE THAN 5 DAYS BETWEEN THE LAST VISIT IN ONE WEEK AND THE FIRST VISIT IN THE NEXT WEEK. | N | Y | FUN 4 KIDS | 2739 SOUTHWEST 19TH CIRCLE |  | TRENTON | FL | 32693 |  | 3524637614 |  | DAWN MARSH | DAWN MARSH | POST OFFICE BOX 1624 |  | TRENTON | FL | 32693 |  | 3522223813 |  | INVESTOR | 83 | 7200 | 1 | 2012-12-19 | 2020-02-07 | NTNC | 100
2 | GILCHRIST | NED | BCROSBY@GILCHRIST.FL.US | 2214194 | NONCOMMUNITY | CHLORINATION; AERATION FOR REMOVAL OF ANY SECONDARY CONTAMINANT, SULFIDE, OR ANY UNREGULATED CONTAMINANT; CORROSION CONTROL INHIBITOR ADDITION; HYPOCHLORINATION; IRON OR MANGANESE SEQUESTRATION; OR ULTRAVIOLET RADIATION. THE LEAD/CHIEF OPERATOR MUST BE CLASS D OR HIGHER. 50,000 GPD UP TO 0.25 MGD-STAFFING BY CLASS D OR HIGHER OPERATOR: 3 VISITS/WEEK ON NONCONSECUTIVE DAYS FOR A TOTAL OF 0.3 HOUR/WEEK. LESS THAN 50,000 GPD-STAFFING BY A CLASS D OR HIGHER OPERATOR: 2 VISITS/WEEK ON NONCONSECUTIVE DAYS FOR A TOTAL OF 0.2 HOUR/WEEK. THERE SHALL BE NO MORE THAN 5 DAYS BETWEEN THE LAST VISIT IN ONE WEEK AND THE FIRST VISIT IN THE NEXT WEEK. | N | Y | CENTRAL CAMPUS | 4150 US 129 SOUTH |  | BELL | FL | 32619 |  | 3524633198 |  | BOBBY CROSBY JR. | BOBBY CROSBY JR. | 209 SE FIRST ST. |  | TRENTON | FL | 32693 |  | 3524633198 |  | COUNTY | 25 | 32579 | 6 | 2014-09-25 | 2018-08-01 | NC01 | 50
2 | GILCHRIST | NED | JMILLER@PALMSMG.ORG | 2214195 | NONCOMMUNITY | CHLORINATION; AERATION FOR REMOVAL OF ANY SECONDARY CONTAMINANT, SULFIDE, OR ANY UNREGULATED CONTAMINANT; CORROSION CONTROL INHIBITOR ADDITION; HYPOCHLORINATION; IRON OR MANGANESE SEQUESTRATION; OR ULTRAVIOLET RADIATION. THE LEAD/CHIEF OPERATOR MUST BE CLASS D OR HIGHER. 50,000 GPD UP TO 0.25 MGD-STAFFING BY CLASS D OR HIGHER OPERATOR: 3 VISITS/WEEK ON NONCONSECUTIVE DAYS FOR A TOTAL OF 0.3 HOUR/WEEK. LESS THAN 50,000 GPD-STAFFING BY A CLASS D OR HIGHER OPERATOR: 2 VISITS/WEEK ON NONCONSECUTIVE DAYS FOR A TOTAL OF 0.2 HOUR/WEEK. THERE SHALL BE NO MORE THAN 5 DAYS BETWEEN THE LAST VISIT IN ONE WEEK AND THE FIRST VISIT IN THE NEXT WEEK. | N | Y | BELL FAMILY HEALTH CARE | 1830 NORTH MAIN STREET | POST OFFICE BOX 639 | BELL | FL | 32619 |  | 3524631100 |  | JIM MILLER | ANITA RIELS | 911 S. MAIN ST. |  | TRENTON | FL | 32693 |  |  |  | INVESTOR | 25 | 28800 | 1 | 2014-02-16 | 2017-05-26 | NC01 | 50
2 | GILCHRIST | NED | TERRIEBROOKS@AOL.COM | 2214197 | NONCOMMUNITY | CHLORINATION; AERATION FOR REMOVAL OF ANY SECONDARY CONTAMINANT, SULFIDE, OR ANY UNREGULATED CONTAMINANT; CORROSION CONTROL INHIBITOR ADDITION; HYPOCHLORINATION; IRON OR MANGANESE SEQUESTRATION; OR ULTRAVIOLET RADIATION. THE LEAD/CHIEF OPERATOR MUST BE CLASS D OR HIGHER. 50,000 GPD UP TO 0.25 MGD-STAFFING BY CLASS D OR HIGHER OPERATOR: 3 VISITS/WEEK ON NONCONSECUTIVE DAYS FOR A TOTAL OF 0.3 HOUR/WEEK. LESS THAN 50,000 GPD-STAFFING BY A CLASS D OR HIGHER OPERATOR: 2 VISITS/WEEK ON NONCONSECUTIVE DAYS FOR A TOTAL OF 0.2 HOUR/WEEK. THERE SHALL BE NO MORE THAN 5 DAYS BETWEEN THE LAST VISIT IN ONE WEEK AND THE FIRST VISIT IN THE NEXT WEEK. | N | Y | BURGER SPOT | 1760 NORTH MAIN STREET |  | BELL | FL | 32619 |  | 3524639400 |  | TERRIE DEEN | TERRIE DEEN | POST OFFICE BOX 63 |  | TRENTON | FL | 32693 |  | 3522133444 |  | INVESTOR | 25 | 28800 | 1 | 2014-08-25 | 2019-03-15 | NC01 | 50
2 | GILCHRIST | NED | bob.edwards@gilchristclub.com | 2214199 | NONCOMMUNITY | CHLORINATION; AERATION FOR REMOVAL OF ANY SECONDARY CONTAMINANT, SULFIDE, OR ANY UNREGULATED CONTAMINANT; CORROSION CONTROL INHIBITOR ADDITION; HYPOCHLORINATION; IRON OR MANGANESE SEQUESTRATION; OR ULTRAVIOLET RADIATION. THE LEAD/CHIEF OPERATOR MUST BE CLASS D OR HIGHER. 50,000 GPD UP TO 0.25 MGD-STAFFING BY CLASS D OR HIGHER OPERATOR: 3 VISITS/WEEK ON NONCONSECUTIVE DAYS FOR A TOTAL OF 0.3 HOUR/WEEK. LESS THAN 50,000 GPD-STAFFING BY A CLASS D OR HIGHER OPERATOR: 2 VISITS/WEEK ON NONCONSECUTIVE DAYS FOR A TOTAL OF 0.2 HOUR/WEEK. THERE SHALL BE NO MORE THAN 5 DAYS BETWEEN THE LAST VISIT IN ONE WEEK AND THE FIRST VISIT IN THE NEXT WEEK. | N | Y | GILCHRIST CLUB | 3270 SE 4TH WAY |  | TRENTON | FL | 32693 |  | 3524637070 |  | BOB EDWARDS | BOB EDWARDS | P.O. BOX 664 |  | TRENTON | FL | 32693 |  | 3524637070 |  | OTHER | 25 | 32400 | 6 | 2014-08-05 | 2018-05-23 | NC01 | 50
2 | GILCHRIST | NED | MOONSTOP@BELLSOUTH.NET | 2214200 | NONCOMMUNITY | CHLORINATION; AERATION FOR REMOVAL OF ANY SECONDARY CONTAMINANT, SULFIDE, OR ANY UNREGULATED CONTAMINANT; CORROSION CONTROL INHIBITOR ADDITION; HYPOCHLORINATION; IRON OR MANGANESE SEQUESTRATION; OR ULTRAVIOLET RADIATION. THE LEAD/CHIEF OPERATOR MUST BE CLASS D OR HIGHER. 50,000 GPD UP TO 0.25 MGD-STAFFING BY CLASS D OR HIGHER OPERATOR: 3 VISITS/WEEK ON NONCONSECUTIVE DAYS FOR A TOTAL OF 0.3 HOUR/WEEK. LESS THAN 50,000 GPD-STAFFING BY A CLASS D OR HIGHER OPERATOR: 2 VISITS/WEEK ON NONCONSECUTIVE DAYS FOR A TOTAL OF 0.2 HOUR/WEEK. THERE SHALL BE NO MORE THAN 5 DAYS BETWEEN THE LAST VISIT IN ONE WEEK AND THE FIRST VISIT IN THE NEXT WEEK. | N | Y | MOON ROCK BLUFF STORE | 6519 NW CR 340 |  | BELL | FL | 32619 |  | 3869352002 |  | RAWSAN AKTHAR | MAMUNUR RASHID | 6519 NW CR 340 |  | BELL | FL | 32619 |  | 3869352002 |  | OTHER | 25 | 9310 | 1 | 2014-02-26 | 2021-03-11 | NC01 | 50
2 | GILCHRIST | NED | SMetz@pinetree.com | 2214201 | NONCOMMUNITY | CHLORINATION; AERATION FOR REMOVAL OF ANY SECONDARY CONTAMINANT, SULFIDE, OR ANY UNREGULATED CONTAMINANT; CORROSION CONTROL INHIBITOR ADDITION; HYPOCHLORINATION; IRON OR MANGANESE SEQUESTRATION; OR ULTRAVIOLET RADIATION. THE LEAD/CHIEF OPERATOR MUST BE CLASS D OR HIGHER. 50,000 GPD UP TO 0.25 MGD-STAFFING BY CLASS D OR HIGHER OPERATOR: 3 VISITS/WEEK ON NONCONSECUTIVE DAYS FOR A TOTAL OF 0.3 HOUR/WEEK. LESS THAN 50,000 GPD-STAFFING BY A CLASS D OR HIGHER OPERATOR: 2 VISITS/WEEK ON NONCONSECUTIVE DAYS FOR A TOTAL OF 0.2 HOUR/WEEK. THERE SHALL BE NO MORE THAN 5 DAYS BETWEEN THE LAST VISIT IN ONE WEEK AND THE FIRST VISIT IN THE NEXT WEEK. | N | Y | FAMILY DOLLAR #10718 - BELL | 1728 NORTH MAIN STREET |  | BELL | FL | 32619 |  | 3524637213 |  | SANDI METZ | JOSE M. LUIS | 10301 MONROE ROAD |  | MATTHEWS | NC | 28105 |  | 4077081868 |  | INVESTOR | 25 | 9000 | 1 | 2014-11-06 | 2018-08-01 | NC01 | 50
2 | GILCHRIST | NED | stoney@svic.net | 2214202 | NONCOMMUNITY | CHLORINATION; AERATION FOR REMOVAL OF ANY SECONDARY CONTAMINANT, SULFIDE, OR ANY UNREGULATED CONTAMINANT; CORROSION CONTROL INHIBITOR ADDITION; HYPOCHLORINATION; IRON OR MANGANESE SEQUESTRATION; OR ULTRAVIOLET RADIATION. THE LEAD/CHIEF OPERATOR MUST BE CLASS D OR HIGHER. 50,000 GPD UP TO 0.25 MGD-STAFFING BY CLASS D OR HIGHER OPERATOR: 3 VISITS/WEEK ON NONCONSECUTIVE DAYS FOR A TOTAL OF 0.3 HOUR/WEEK. LESS THAN 50,000 GPD-STAFFING BY A CLASS D OR HIGHER OPERATOR: 2 VISITS/WEEK ON NONCONSECUTIVE DAYS FOR A TOTAL OF 0.2 HOUR/WEEK. THERE SHALL BE NO MORE THAN 5 DAYS BETWEEN THE LAST VISIT IN ONE WEEK AND THE FIRST VISIT IN THE NEXT WEEK. | N | Y | JIFFY 1580 | 3970 NW CR 340 |  | HIGH SPRINGS | FL | 32643 |  | 3522224821 |  | STONEY SMITH | STONEY SMITH | 1525 NW 25 AVENUE |  | CHIEFLAND | FL | 32626 |  | 3522224821 |  | INVESTOR | 25 | 2800 | 2 | 2018-08-06 | 2018-08-01 | NC01 | 50
2 | GILCHRIST | NED | BraLonnisbnb@gmail.com | 2214204 | NONCOMMUNITY | CHLORINATION; AERATION FOR REMOVAL OF ANY SECONDARY CONTAMINANT, SULFIDE, OR ANY UNREGULATED CONTAMINANT; CORROSION CONTROL INHIBITOR ADDITION; HYPOCHLORINATION; IRON OR MANGANESE SEQUESTRATION; OR ULTRAVIOLET RADIATION. THE LEAD/CHIEF OPERATOR MUST BE CLASS D OR HIGHER. 50,000 GPD UP TO 0.25 MGD-STAFFING BY CLASS D OR HIGHER OPERATOR: 3 VISITS/WEEK ON NONCONSECUTIVE DAYS FOR A TOTAL OF 0.3 HOUR/WEEK. LESS THAN 50,000 GPD-STAFFING BY A CLASS D OR HIGHER OPERATOR: 2 VISITS/WEEK ON NONCONSECUTIVE DAYS FOR A TOTAL OF 0.2 HOUR/WEEK. THERE SHALL BE NO MORE THAN 5 DAYS BETWEEN THE LAST VISIT IN ONE WEEK AND THE FIRST VISIT IN THE NEXT WEEK. | N | Y | BRA LONNI'S BED AND BREAKFAST | 6359 SW COUNTY ROAD 307 |  | TRENTON | FL | 32693 |  | 3522865578 |  | VICKI SAWYER- LINDO | HERSELL LINDO | POST OFFICE BOX 771286 |  | OCALA | FL | 34477 |  | 6522865578 |  | INVESTOR | 25 | 49000 | 1 |  | 2019-10-09 | NC01 | 50
2 | GILCHRIST | NED | envcompliance@dollargeneral.com | 2214205 | NONCOMMUNITY | CHLORINATION; AERATION FOR REMOVAL OF ANY SECONDARY CONTAMINANT, SULFIDE, OR ANY UNREGULATED CONTAMINANT; CORROSION CONTROL INHIBITOR ADDITION; HYPOCHLORINATION; IRON OR MANGANESE SEQUESTRATION; OR ULTRAVIOLET RADIATION. THE LEAD/CHIEF OPERATOR MUST BE CLASS D OR HIGHER. 50,000 GPD UP TO 0.25 MGD-STAFFING BY CLASS D OR HIGHER OPERATOR: 3 VISITS/WEEK ON NONCONSECUTIVE DAYS FOR A TOTAL OF 0.3 HOUR/WEEK. LESS THAN 50,000 GPD-STAFFING BY A CLASS D OR HIGHER OPERATOR: 2 VISITS/WEEK ON NONCONSECUTIVE DAYS FOR A TOTAL OF 0.2 HOUR/WEEK. THERE SHALL BE NO MORE THAN 5 DAYS BETWEEN THE LAST VISIT IN ONE WEEK AND THE FIRST VISIT IN THE NEXT WEEK. | N | N | DOLLAR GENERAL - BELL | 1470 N. MAIN ST. |  | BELL | FL | 32619 |  | 7723599322 |  | KRISTIN ELLIOTT | KRISTIN ELLIOTT | 100 MISSION RIDGE |  | GOODLETTSVILLE | TN | 37072 |  | 6158555365 |  | INVESTOR | 25 | 1000 | 1 |  | 2021-02-16 | NC01 | 50
2 | HAMILTON | NED | dshealthcare@yahoo.com | 2240443 | NONTRANSIENT NONCOMMUNITY | CHLORINATION; AERATION FOR REMOVAL OF ANY SECONDARY CONTAMINANT, SULFIDE, OR ANY UNREGULATED CONTAMINANT; CORROSION CONTROL INHIBITOR ADDITION; HYPOCHLORINATION; IRON OR MANGANESE SEQUESTRATION; OR ULTRAVIOLET RADIATION. THE LEAD/CHIEF OPERATOR MUST BE CLASS D OR HIGHER. 50,000 GPD UP TO 0.25 MGD-STAFFING BY CLASS D OR HIGHER OPERATOR: 3 VISITS/WEEK ON NONCONSECUTIVE DAYS FOR A TOTAL OF 0.3 HOUR/WEEK. LESS THAN 50,000 GPD-STAFFING BY A CLASS D OR HIGHER OPERATOR: 2 VISITS/WEEK ON NONCONSECUTIVE DAYS FOR A TOTAL OF 0.2 HOUR/WEEK. THERE SHALL BE NO MORE THAN 5 DAYS BETWEEN THE LAST VISIT IN ONE WEEK AND THE FIRST VISIT IN THE NEXT WEEK. | N | Y | GREENWOOD SCHOOL CENTER | 6183 NW US HWY 41 |  | JASPER | FL | 32052 |  | 3867926590 |  | FRANK HENDERSON | JAMES DANIELS | 6183 NW US 41 |  | JASPER | FL | 32052 |  | 3868551255 |  | COUNTY | 60 | 13600 | 9 | 2017-05-30 | 2020-03-11 | NTNC | 100
2 | HAMILTON | NED | jasperpwd@windstream.net | 2240570 | COMMUNITY | CHLORINATION; AERATION FOR REMOVAL OF ANY SECONDARY CONTAMINANT, SULFIDE, OR ANY UNREGULATED CONTAMINANT; CORROSION CONTROL INHIBITOR ADDITION; HYPOCHLORINATION; IRON OR MANGANESE SEQUESTRATION; OR ULTRAVIOLET RADIATION. THE LEAD/CHIEF OPERATOR MUST BE CLASS C OR HIGHER. 5.0 MGD AND ABOVE-STAFFING BY CLASS C OR HIGHER OPERATOR: 6 HOURS/DAY FOR 5 DAYS/WEEK AND ONE VISIT ON EACH WEEKEND DAY. 3.0 MGD UP TO 5.0 MGD-STAFFING BY CLASS C OR HIGHER OPERATOR: 1 HOUR/DAY FOR 5 DAYS/WEEK AND ONE VISIT ON EACH WEEKEND DAY. 0.25 MGD UP TO 3.0 MGD-STAFFING BY CLASS C OR HIGHER OPERATOR: 5 VISITS/WEEK AND ONE VISIT EACH WEEKEND FOR A TOTAL OF 0.6 HOUR/WEEK. | N | Y | JASPER WTP | 239 RAILROAD ST NE |  | JASPER | FL | 32052 |  | 3867921212 |  | GREGOR ST. JOHN | MARCUS COLLINS | 208 W. HATLEY ST. |  | JASPER | FL | 32052 |  | 3867921212 |  | MUNICIPALITY | 4221 | 1490000 | 1450 | 2018-11-16 | 2021-03-08 | DC03 | 2000
2 | HAMILTON | NED | jenningstownmanager@yahoo.com | 2240579 | COMMUNITY | CHLORINATION; AERATION FOR REMOVAL OF ANY SECONDARY CONTAMINANT, SULFIDE, OR ANY UNREGULATED CONTAMINANT; CORROSION CONTROL INHIBITOR ADDITION; HYPOCHLORINATION; IRON OR MANGANESE SEQUESTRATION; OR ULTRAVIOLET RADIATION. THE LEAD/CHIEF OPERATOR MUST BE CLASS C OR HIGHER. 5.0 MGD AND ABOVE-STAFFING BY CLASS C OR HIGHER OPERATOR: 6 HOURS/DAY FOR 5 DAYS/WEEK AND ONE VISIT ON EACH WEEKEND DAY. 3.0 MGD UP TO 5.0 MGD-STAFFING BY CLASS C OR HIGHER OPERATOR: 1 HOUR/DAY FOR 5 DAYS/WEEK AND ONE VISIT ON EACH WEEKEND DAY. 0.25 MGD UP TO 3.0 MGD-STAFFING BY CLASS C OR HIGHER OPERATOR: 5 VISITS/WEEK AND ONE VISIT EACH WEEKEND FOR A TOTAL OF 0.6 HOUR/WEEK. | N | Y | JENNINGS WTP | 1342 OAK ST |  | JENNINGS | FL | 32053 |  | 9049384131 |  | Jennifer Hightower | JENNIFER HIGHTOWER | 1291 FLORIDA ST. |  | JENNINGS | FL | 32053 |  | 3869384131 |  | INVESTOR | 894 | 720000 | 314 | 2018-09-21 | 2021-03-01 | DC04 | 1000
2 | HAMILTON | NED | wsaenvironmental@nutrien.com | 2240826 | NONTRANSIENT NONCOMMUNITY | CHLORINATION; AERATION FOR REMOVAL OF ANY SECONDARY CONTAMINANT, SULFIDE, OR ANY UNREGULATED CONTAMINANT; CORROSION CONTROL INHIBITOR ADDITION; HYPOCHLORINATION; IRON OR MANGANESE SEQUESTRATION; OR ULTRAVIOLET RADIATION. THE LEAD/CHIEF OPERATOR MUST BE CLASS D OR HIGHER. 50,000 GPD UP TO 0.25 MGD-STAFFING BY CLASS D OR HIGHER OPERATOR: 3 VISITS/WEEK ON NONCONSECUTIVE DAYS FOR A TOTAL OF 0.3 HOUR/WEEK. LESS THAN 50,000 GPD-STAFFING BY A CLASS D OR HIGHER OPERATOR: 2 VISITS/WEEK ON NONCONSECUTIVE DAYS FOR A TOTAL OF 0.2 HOUR/WEEK. THERE SHALL BE NO MORE THAN 5 DAYS BETWEEN THE LAST VISIT IN ONE WEEK AND THE FIRST VISIT IN THE NEXT WEEK. | N | Y | NUTRIEN-SUWANNEE RIVER CHEMICAL COMPLEX | 15843 SE 78TH ST. | P.O. BOX 300 | WHITE SPRINGS | FL | 32096 |  | 3863978569 |  | STAN POSEY | JEFFREY JOYCE | 15843 SE 78TH ST. |  | WHITE SPRINGS | FL | 32096 |  | 3863978200 |  | INVESTOR | 75 | 189643 | 10 | 2018-06-15 | 2021-06-08 | NTNC | 100
2 | HAMILTON | NED | wsaenvironmental@nutrien.com | 2240827 | NONTRANSIENT NONCOMMUNITY | CHLORINATION; AERATION FOR REMOVAL OF ANY SECONDARY CONTAMINANT, SULFIDE, OR ANY UNREGULATED CONTAMINANT; CORROSION CONTROL INHIBITOR ADDITION; HYPOCHLORINATION; IRON OR MANGANESE SEQUESTRATION; OR ULTRAVIOLET RADIATION. THE LEAD/CHIEF OPERATOR MUST BE CLASS D OR HIGHER. 50,000 GPD UP TO 0.25 MGD-STAFFING BY CLASS D OR HIGHER OPERATOR: 3 VISITS/WEEK ON NONCONSECUTIVE DAYS FOR A TOTAL OF 0.3 HOUR/WEEK. LESS THAN 50,000 GPD-STAFFING BY A CLASS D OR HIGHER OPERATOR: 2 VISITS/WEEK ON NONCONSECUTIVE DAYS FOR A TOTAL OF 0.2 HOUR/WEEK. THERE SHALL BE NO MORE THAN 5 DAYS BETWEEN THE LAST VISIT IN ONE WEEK AND THE FIRST VISIT IN THE NEXT WEEK. | N | Y | NUTRIEN-SWIFT CREEK MINE | 15843 SE 78TH ST. | P.O. BOX 300 | WHITE SPRINGS | FL | 32096 |  | 3863978569 |  | STAN POSEY | JEFFREY JOYCE | 15843 SE 78TH ST. |  | WHITE SPRINGS | FL | 32096 |  | 3863978200 |  | INVESTOR | 200 | 70741 | 14 | 2012-10-24 | 2021-06-15 | NTNC | 100
2 | HAMILTON | NED | wsaenvironmental@nutrien.com | 2240828 | NONTRANSIENT NONCOMMUNITY | CHLORINATION; AERATION FOR REMOVAL OF ANY SECONDARY CONTAMINANT, SULFIDE, OR ANY UNREGULATED CONTAMINANT; CORROSION CONTROL INHIBITOR ADDITION; HYPOCHLORINATION; IRON OR MANGANESE SEQUESTRATION; OR ULTRAVIOLET RADIATION. THE LEAD/CHIEF OPERATOR MUST BE CLASS D OR HIGHER. 50,000 GPD UP TO 0.25 MGD-STAFFING BY CLASS D OR HIGHER OPERATOR: 3 VISITS/WEEK ON NONCONSECUTIVE DAYS FOR A TOTAL OF 0.3 HOUR/WEEK. LESS THAN 50,000 GPD-STAFFING BY A CLASS D OR HIGHER OPERATOR: 2 VISITS/WEEK ON NONCONSECUTIVE DAYS FOR A TOTAL OF 0.2 HOUR/WEEK. THERE SHALL BE NO MORE THAN 5 DAYS BETWEEN THE LAST VISIT IN ONE WEEK AND THE FIRST VISIT IN THE NEXT WEEK. | N | Y | NUTRIEN-ADMINISTRATION BLDG | 15843 SE 78TH ST. | P.O. BOX 300 | WHITE SPRINGS | FL | 32096 |  | 3863978569 |  | STAN POSEY | JEFFREY JOYCE | 15843 SE 78TH ST. |  | WHITE SPRINGS | FL | 32096 |  | 3863978200 |  | INVESTOR | 50 | 70554 | 5 | 2018-06-15 | 2021-06-08 | NTNC | 100
2 | HAMILTON | NED | wsaenvironmental@nutrien.com | 2240830 | NONTRANSIENT NONCOMMUNITY | CHLORINATION; AERATION FOR REMOVAL OF ANY SECONDARY CONTAMINANT, SULFIDE, OR ANY UNREGULATED CONTAMINANT; CORROSION CONTROL INHIBITOR ADDITION; HYPOCHLORINATION; IRON OR MANGANESE SEQUESTRATION; OR ULTRAVIOLET RADIATION. THE LEAD/CHIEF OPERATOR MUST BE CLASS D OR HIGHER. 50,000 GPD UP TO 0.25 MGD-STAFFING BY CLASS D OR HIGHER OPERATOR: 3 VISITS/WEEK ON NONCONSECUTIVE DAYS FOR A TOTAL OF 0.3 HOUR/WEEK. LESS THAN 50,000 GPD-STAFFING BY A CLASS D OR HIGHER OPERATOR: 2 VISITS/WEEK ON NONCONSECUTIVE DAYS FOR A TOTAL OF 0.2 HOUR/WEEK. THERE SHALL BE NO MORE THAN 5 DAYS BETWEEN THE LAST VISIT IN ONE WEEK AND THE FIRST VISIT IN THE NEXT WEEK. | N | Y | NUTRIEN-SUWANNEE RIVER MINE | 15843 SE 78TH ST. | P.O. BOX 300 | WHITE SPRINGS | FL | 32096 |  | 3863978569 |  | STAN POSEY | JEFFREY KITTO | 15843 SE 78TH ST. |  | WHITE SPRINGS | FL | 32096 |  | 3863978200 |  | INVESTOR | 40 | 92946 | 6 | 2018-06-19 | 2021-06-08 | NTNC | 100
2 | HAMILTON | NED | rvaughn@whitespringsfl.us | 2241264 | COMMUNITY | CHLORINATION; AERATION FOR REMOVAL OF ANY SECONDARY CONTAMINANT, SULFIDE, OR ANY UNREGULATED CONTAMINANT; CORROSION CONTROL INHIBITOR ADDITION; HYPOCHLORINATION; IRON OR MANGANESE SEQUESTRATION; OR ULTRAVIOLET RADIATION. THE LEAD/CHIEF OPERATOR MUST BE CLASS C OR HIGHER. 5.0 MGD AND ABOVE-STAFFING BY CLASS C OR HIGHER OPERATOR: 6 HOURS/DAY FOR 5 DAYS/WEEK AND ONE VISIT ON EACH WEEKEND DAY. 3.0 MGD UP TO 5.0 MGD-STAFFING BY CLASS C OR HIGHER OPERATOR: 1 HOUR/DAY FOR 5 DAYS/WEEK AND ONE VISIT ON EACH WEEKEND DAY. 0.25 MGD UP TO 3.0 MGD-STAFFING BY CLASS C OR HIGHER OPERATOR: 5 VISITS/WEEK AND ONE VISIT EACH WEEKEND FOR A TOTAL OF 0.6 HOUR/WEEK. | N | Y | WHITE SPRINGS WTP | 1767 COUNTY ROAD 135 |  | WHITE SPRINGS | FL | 32096 |  | 3863972310 |  | RAY VAUGHN | VANESSA GEORGE | 10363 BRIDGE STREET |  | WHITE SPRINGS | FL | 32096 |  | 3863972310 |  | MUNICIPALITY | 819 | 453000 | 431 | 2017-02-03 | 2020-03-11 | DC04 | 1000
2 | HAMILTON | NED | wsaenvironmental@nutrien.com | 2244129 | NONTRANSIENT NONCOMMUNITY | CHLORINATION; AERATION FOR REMOVAL OF ANY SECONDARY CONTAMINANT, SULFIDE, OR ANY UNREGULATED CONTAMINANT; CORROSION CONTROL INHIBITOR ADDITION; HYPOCHLORINATION; IRON OR MANGANESE SEQUESTRATION; OR ULTRAVIOLET RADIATION. THE LEAD/CHIEF OPERATOR MUST BE CLASS C OR HIGHER. 5.0 MGD AND ABOVE-STAFFING BY CLASS C OR HIGHER OPERATOR: 6 HOURS/DAY FOR 5 DAYS/WEEK AND ONE VISIT ON EACH WEEKEND DAY. 3.0 MGD UP TO 5.0 MGD-STAFFING BY CLASS C OR HIGHER OPERATOR: 1 HOUR/DAY FOR 5 DAYS/WEEK AND ONE VISIT ON EACH WEEKEND DAY. 0.25 MGD UP TO 3.0 MGD-STAFFING BY CLASS C OR HIGHER OPERATOR: 5 VISITS/WEEK AND ONE VISIT EACH WEEKEND FOR A TOTAL OF 0.6 HOUR/WEEK. | N | Y | NUTRIEN-SWIFT CREEK CHEMICAL COMPLEX | 15843 SE 78TH ST. | P.O. BOX 300 | WHITE SPRINGS | FL | 32096 |  | 3863978569 |  | STAN POSEY | JEFFREY JOYCE | 15843 SE 78TH ST. |  | WHITE SPRINGS | FL | 32096 |  | 3863978200 |  | INVESTOR | 160 | 360000 | 15 | 2012-10-24 | 2021-06-15 | NTNC | 100
2 | HAMILTON | NED |  | 2244143 | NONCOMMUNITY | AERATION FOR REMOVAL OF ANY PRIMARY CONTAMINANT; ALKALINITY/PH ADJUSTMENT; CHLORAMIN ATION; CHLORINE DIOXIDE FOR OXIDATION OR DISINFECTION; FLUORIDATION; ION EXCHANGE FOR REMOVAL OF ANY SECONDARY CONTAMINANT, SULFIDE, OR ANY UNREGULATED CONTAMINANT; OR OZONATION. THE LEAD/CHIEF OPERATOR MUST BE CLASS C OR HIGHER. 5.0 MGD UP TO 10 MGD-STAFFING BY CLASS C OR HIGHER OPERATOR: 6 HOURS/DAY FOR 5 DAYS/WEEK AND ONE VISIT ON EACH WEEKEND DAY. 3.0 MGD UP TO 5.0 MGD-STAFFING BY CLASS C OR HIGHER OPERATOR: 3 HOURS/DAY FOR 5 DAYS/WEEK AND ONE VISIT ON EACH WEEKEND DAY. 1.0 MGD UP TO 3.0 MGD-STAFFING BY CLASS C OR HIGHER OPERATOR: 1 HOUR/DAY FOR 5 DAYS/WEEK AND ONE VISIT ON EACH WEEKEND DAY. 0.1 MGD UP TO 1.0 MGD-STAFFING BY CLASS C OR HIGHER OPERATOR: 5 VISITS/WEEK AND ONE VISIT EACH WEEKEND FOR A TOTAL OF 1.2 HOURS/WEEK. | N | Y | JENNINGS LABOR CAMP/FARMHAND LEASING | 2312 NW 72ND PLACE |  | JENNINGS | FL | 32053 |  | 2396574421 |  | JUSTIN GOVE | JAIME BRANNEN | 2086 J. FRANK CULPEPPER RD. |  | LAKE PARK | GA | 31636 |  | 2295595288 |  | INVESTOR | 100 | 100000 | 3 | 2017-09-07 | 2017-05-04 | NC01 | 50
2 | HAMILTON | NED | alan.obaigbena@dot.state.fl.us | 2244144 | NONCOMMUNITY | AERATION FOR REMOVAL OF ANY PRIMARY CONTAMINANT; ALKALINITY/PH ADJUSTMENT; CHLORAMIN ATION; CHLORINE DIOXIDE FOR OXIDATION OR DISINFECTION; FLUORIDATION; ION EXCHANGE FOR REMOVAL OF ANY SECONDARY CONTAMINANT, SULFIDE, OR ANY UNREGULATED CONTAMINANT; OR OZONATION LESS THAN 0.1 MGD. STAFFING BY A CLASS D OR HIGHER OPERATOR: 3 VISITS/WEEK ON NONCONSECUTIVE DAYS FOR A TOTAL OF 0.6 HOUR/WEEK. THE LEAD/CHIEF OPERATOR MUST BE CLASS D OR HIGHER. | N | Y | DOT. I-75 WEIGH IN MOTION (NORTH BOUND) | I-75, HAMILTON COUNTY |  | WHITE SPRINGS | FL | 32096 |  | 3869617306 |  | ALAN OBAIGBENA, P.E. | TRAVIS HUMPHRIES, P.E. | 1109 SOUTH MARION AVENUE | MS 2000 | LAKE CITY | FL | 32025 |  | 8007492967 |  | STATE | 25 | 33120 | 2 | 2011-11-15 | 2021-06-23 | NC01 | 50
2 | HAMILTON | NED | alan.obaigbena@dot.state.fl.us | 2244145 | NONCOMMUNITY | AERATION FOR REMOVAL OF ANY PRIMARY CONTAMINANT; ALKALINITY/PH ADJUSTMENT; CHLORAMIN ATION; CHLORINE DIOXIDE FOR OXIDATION OR DISINFECTION; FLUORIDATION; ION EXCHANGE FOR REMOVAL OF ANY SECONDARY CONTAMINANT, SULFIDE, OR ANY UNREGULATED CONTAMINANT; OR OZONATION LESS THAN 0.1 MGD. STAFFING BY A CLASS D OR HIGHER OPERATOR: 3 VISITS/WEEK ON NONCONSECUTIVE DAYS FOR A TOTAL OF 0.6 HOUR/WEEK. THE LEAD/CHIEF OPERATOR MUST BE CLASS D OR HIGHER. | N | Y | DOT. I-75 WEIGHT IN MOTION (SO. BOUND) | I-75, HAMILTON COUNTY |  | WHITE SPRINGS | FL | 32097 |  | 3869617306 |  | ALAN OBAIGBENA, P.E. | TRAVIS HUMPHRIES, P.E. | 1109 S. MARION AVE. | MS 2000 | LAKE CITY | FL | 32025 |  | 8007492967 | 7800 | STATE | 25 | 33120 | 2 | 2011-11-15 | 2021-06-23 | NC01 | 50
2 | HAMILTON | NED |  | 2244146 | NONCOMMUNITY | CHLORINATION; AERATION FOR REMOVAL OF ANY SECONDARY CONTAMINANT, SULFIDE, OR ANY UNREGULATED CONTAMINANT; CORROSION CONTROL INHIBITOR ADDITION; HYPOCHLORINATION; IRON OR MANGANESE SEQUESTRATION; OR ULTRAVIOLET RADIATION. THE LEAD/CHIEF OPERATOR MUST BE CLASS D OR HIGHER. 50,000 GPD UP TO 0.25 MGD-STAFFING BY CLASS D OR HIGHER OPERATOR: 3 VISITS/WEEK ON NONCONSECUTIVE DAYS FOR A TOTAL OF 0.3 HOUR/WEEK. LESS THAN 50,000 GPD-STAFFING BY A CLASS D OR HIGHER OPERATOR: 2 VISITS/WEEK ON NONCONSECUTIVE DAYS FOR A TOTAL OF 0.2 HOUR/WEEK. THERE SHALL BE NO MORE THAN 5 DAYS BETWEEN THE LAST VISIT IN ONE WEEK AND THE FIRST VISIT IN THE NEXT WEEK. | N | Y | KUZZENS SHADY GROVE LABOR CAMP | 9935 SE 142ND ST |  | WHITE SPRINGS | FL | 32096 |  | 8286998015 |  | BRENDA VALENCIA | BRENDA VALENCIA | PO BOX 232 |  | WASHINGTON | IN | 47501 |  | 8286998015 |  | INVESTOR | 150 | 7200 | 21 | 2017-08-14 | 2017-08-04 | NC01 | 50
2 | HAMILTON | NED | dennis.parson@dep.state.fl.us | 2244147 | NONCOMMUNITY | CHLORINATION; AERATION FOR REMOVAL OF ANY SECONDARY CONTAMINANT, SULFIDE, OR ANY UNREGULATED CONTAMINANT; CORROSION CONTROL INHIBITOR ADDITION; HYPOCHLORINATION; IRON OR MANGANESE SEQUESTRATION; OR ULTRAVIOLET RADIATION. THE LEAD/CHIEF OPERATOR MUST BE CLASS D OR HIGHER. 50,000 GPD UP TO 0.25 MGD-STAFFING BY CLASS D OR HIGHER OPERATOR: 3 VISITS/WEEK ON NONCONSECUTIVE DAYS FOR A TOTAL OF 0.3 HOUR/WEEK. LESS THAN 50,000 GPD-STAFFING BY A CLASS D OR HIGHER OPERATOR: 2 VISITS/WEEK ON NONCONSECUTIVE DAYS FOR A TOTAL OF 0.2 HOUR/WEEK. THERE SHALL BE NO MORE THAN 5 DAYS BETWEEN THE LAST VISIT IN ONE WEEK AND THE FIRST VISIT IN THE NEXT WEEK. | N | Y | SRWT - HOLTON CREEK RIVER CAMP | 8295 SW 68TH DRIVE |  | JASPER | FL | 32052 |  | 3863622746 |  | GINGER NICHOLS | DENNIS PARSON | 4298 NW CR 292 |  | MAYO | FL | 32066 |  | 3862943667 |  | DEP (STATE PARK OR STATE REC AREA) | 25 | 19000 | 9 | 2017-06-05 | 2017-05-02 | NC01 | 50
2 | HAMILTON | NED | hamiltoncounty@windstream.net | 2244150 | NONTRANSIENT NONCOMMUNITY | ACTIVATED CARBON PROCESSES; DIATOMACEOUS EARTH FILTRATION; ION EXCHANGE FOR REMOVAL OF ANY PRIMARY CONTAMINANT; ION AND MANGANESE REMOVAL (OXIDATION, DETENTION, AND FILTRATION); OR SLOW SAND FILTRATION. LEAD/CHIEF OPERATOR MUST BE CLASS C OR HIGHER. 1.0 MGD UP TO 2.0 MGD-STAFFING BY CLASS C OR HIGHER OPERATOR: 6 HOURS/DAY FOR 5 DAYS/WEEK AND ONE VISIT ON EACH WEEKEND DAY. 0.5 MGD UP TO 1.0 MGD-STAFFING BY CLASS C OR HIGHER OPERATOR: 3 HOURS/DAY FOR 5 DAYS/WEEK AND ONE VISIT ON EACH WEEKEND DAY. 0.25 MGD UP TO 0.5 MGD-STAFFING BY CLASS C OR HIGHER OPERATOR: 1 HOUR/DAY FOR 5 DAYS/WEEK AND ONE VISIT ON EACH WEEKEND DAY. LESS THAN 0.25 MGD-STAFFING BY CLASS C OR HIGHER OPERATOR: 5 VISITS/WEEK AND ONE VISIT EACH WEEKEND FOR A TOTAL OF 1.8 HOURS/WEEK. | N | Y | SR-6 / I-75 HAMILTON COUNTY WTP | 6754 NW 48TH STREET |  | JASPER | FL | 32053 |  | 3867926639 |  | LOUIE GOODIN | LOUIE GOODIN | 1153 US 41 NW | SUITE 2 | JASPER | FL | 32052 |  | 3867926639 |  | COUNTY | 50 | 250000 | 12 | 2019-07-25 | 2021-03-01 | NTNC | 100
2 | HAMILTON | NED |  | 2244151 | NONTRANSIENT NONCOMMUNITY | CHLORINATION; AERATION FOR REMOVAL OF ANY SECONDARY CONTAMINANT, SULFIDE, OR ANY UNREGULATED CONTAMINANT; CORROSION CONTROL INHIBITOR ADDITION; HYPOCHLORINATION; IRON OR MANGANESE SEQUESTRATION; OR ULTRAVIOLET RADIATION. THE LEAD/CHIEF OPERATOR MUST BE CLASS D OR HIGHER. 50,000 GPD UP TO 0.25 MGD-STAFFING BY CLASS D OR HIGHER OPERATOR: 3 VISITS/WEEK ON NONCONSECUTIVE DAYS FOR A TOTAL OF 0.3 HOUR/WEEK. LESS THAN 50,000 GPD-STAFFING BY A CLASS D OR HIGHER OPERATOR: 2 VISITS/WEEK ON NONCONSECUTIVE DAYS FOR A TOTAL OF 0.2 HOUR/WEEK. THERE SHALL BE NO MORE THAN 5 DAYS BETWEEN THE LAST VISIT IN ONE WEEK AND THE FIRST VISIT IN THE NEXT WEEK. | N | Y | ECMHS DAYCARE AT JENNINGS | 3426 NW CR-143 | INTERSECTION OF CR143 AND CR152 | JENNINGS | FL | 32053 |  | 9199263352 |  | SHERI ANASTASIO | SHERI ANASTASIO | 600 N. BROADWAY AVE. | SUITE 203 | BARTOW | FL | 33830 |  | 9196062846 |  | OTHER | 100 | 6840 | 1 | 2016-05-06 | 2021-09-15 | NTNC | 100
2 | HAMILTON | NED | SCOX@CORINTHCHRISTIANACADEMY.NET | 2244152 | NONTRANSIENT NONCOMMUNITY | CHLORINATION; AERATION FOR REMOVAL OF ANY SECONDARY CONTAMINANT, SULFIDE, OR ANY UNREGULATED CONTAMINANT; CORROSION CONTROL INHIBITOR ADDITION; HYPOCHLORINATION; IRON OR MANGANESE SEQUESTRATION; OR ULTRAVIOLET RADIATION. THE LEAD/CHIEF OPERATOR MUST BE CLASS C OR HIGHER. 5.0 MGD AND ABOVE-STAFFING BY CLASS C OR HIGHER OPERATOR: 6 HOURS/DAY FOR 5 DAYS/WEEK AND ONE VISIT ON EACH WEEKEND DAY. 3.0 MGD UP TO 5.0 MGD-STAFFING BY CLASS C OR HIGHER OPERATOR: 1 HOUR/DAY FOR 5 DAYS/WEEK AND ONE VISIT ON EACH WEEKEND DAY. 0.25 MGD UP TO 3.0 MGD-STAFFING BY CLASS C OR HIGHER OPERATOR: 5 VISITS/WEEK AND ONE VISIT EACH WEEKEND FOR A TOTAL OF 0.6 HOUR/WEEK. | N | Y | CORINTH CHRISTIAN ACADEMY | 7042 SW 41ST AVE |  | JASPER | FL | 32052 |  | 3869382270 |  | GARY ABBOTT | CRAIG BARNETT | 7042 SW 41ST AVE. |  | JASPER | FL | 32052 |  | 3863032110 |  | INVESTOR | 98 | 9332 | 6 |  | 2020-09-14 | NTNC | 100
2 | HAMILTON | NED |  | 2244153 | NONCOMMUNITY | CHLORINATION; AERATION FOR REMOVAL OF ANY SECONDARY CONTAMINANT, SULFIDE, OR ANY UNREGULATED CONTAMINANT; CORROSION CONTROL INHIBITOR ADDITION; HYPOCHLORINATION; IRON OR MANGANESE SEQUESTRATION; OR ULTRAVIOLET RADIATION. THE LEAD/CHIEF OPERATOR MUST BE CLASS D OR HIGHER. 50,000 GPD UP TO 0.25 MGD-STAFFING BY CLASS D OR HIGHER OPERATOR: 3 VISITS/WEEK ON NONCONSECUTIVE DAYS FOR A TOTAL OF 0.3 HOUR/WEEK. LESS THAN 50,000 GPD-STAFFING BY A CLASS D OR HIGHER OPERATOR: 2 VISITS/WEEK ON NONCONSECUTIVE DAYS FOR A TOTAL OF 0.2 HOUR/WEEK. THERE SHALL BE NO MORE THAN 5 DAYS BETWEEN THE LAST VISIT IN ONE WEEK AND THE FIRST VISIT IN THE NEXT WEEK. | N | Y | CROSSROADS MOTOX AND CAFE | 5467 SR 6 W |  | JASPER | FL | 32052 |  | 3869381228 |  |  | WADE MURPHY | 5467 SR 6 W |  | JASPER | FL | 32052 |  | 3863441677 |  | OTHER | 25 | 0 | 4 | 2018-06-11 | 2017-12-07 | NC01 | 50
2 | HAMILTON | NED |  | 2244154 | NONCOMMUNITY | CHLORINATION; AERATION FOR REMOVAL OF ANY SECONDARY CONTAMINANT, SULFIDE, OR ANY UNREGULATED CONTAMINANT; CORROSION CONTROL INHIBITOR ADDITION; HYPOCHLORINATION; IRON OR MANGANESE SEQUESTRATION; OR ULTRAVIOLET RADIATION. THE LEAD/CHIEF OPERATOR MUST BE CLASS D OR HIGHER. 50,000 GPD UP TO 0.25 MGD-STAFFING BY CLASS D OR HIGHER OPERATOR: 3 VISITS/WEEK ON NONCONSECUTIVE DAYS FOR A TOTAL OF 0.3 HOUR/WEEK. LESS THAN 50,000 GPD-STAFFING BY A CLASS D OR HIGHER OPERATOR: 2 VISITS/WEEK ON NONCONSECUTIVE DAYS FOR A TOTAL OF 0.2 HOUR/WEEK. THERE SHALL BE NO MORE THAN 5 DAYS BETWEEN THE LAST VISIT IN ONE WEEK AND THE FIRST VISIT IN THE NEXT WEEK. | N | Y | SUWANNEE HOLINESS CHURCH CAMP | 10010 142ND SE BLVD |  | WHITE SPRINGS | FL | 32096 |  | 3863972394 |  | DAN MILLS | KIRK HAWES | 9946 SE 142ND BLVD |  | WHITE SPRINGS | FL | 32096 |  | 4077928891 |  | OTHER | 25 | 0 | 24 | 2018-04-25 | 2017-12-07 | NC01 | 50
1 | JEFFERSON | NWD | JAMESB1234@EMBARQMAIL.COM;RFINLAYSON@AUCILLA.ORG | 2331182 | NONTRANSIENT NONCOMMUNITY | CHLORINATION; AERATION FOR REMOVAL OF ANY SECONDARY CONTAMINANT, SULFIDE, OR ANY UNREGULATED CONTAMINANT; CORROSION CONTROL INHIBITOR ADDITION; HYPOCHLORINATION; IRON OR MANGANESE SEQUESTRATION; OR ULTRAVIOLET RADIATION. THE LEAD/CHIEF OPERATOR MUST BE CLASS D OR HIGHER. 50,000 GPD UP TO 0.25 MGD-STAFFING BY CLASS D OR HIGHER OPERATOR: 3 VISITS/WEEK ON NONCONSECUTIVE DAYS FOR A TOTAL OF 0.3 HOUR/WEEK. LESS THAN 50,000 GPD-STAFFING BY A CLASS D OR HIGHER OPERATOR: 2 VISITS/WEEK ON NONCONSECUTIVE DAYS FOR A TOTAL OF 0.2 HOUR/WEEK. THERE SHALL BE NO MORE THAN 5 DAYS BETWEEN THE LAST VISIT IN ONE WEEK AND THE FIRST VISIT IN THE NEXT WEEK. | N | Y | AUCILLA CHRISTIAN ACADEMY | 7803 AUCILLA ROAD | HWY 158 | MONTICELLO | FL | 32344 |  | 8509973597 |  | RICHARD FINLAYSON | RICHARD FINLAYSON | 7803 AUCILLA ROAD |  | MONTICELLO | FL | 32344 |  | 8509973597 |  | INVESTOR/LICENSED PUBLIC UTILITIES | 350 | 47000 | 8 | 2020-10-26 | 2020-07-24 | NTNC | 100
1 | JEFFERSON | NWD | eric.wadsworth@DOT.STATE.FL.US | 2331184 | NONCOMMUNITY | CHLORINATION; AERATION FOR REMOVAL OF ANY SECONDARY CONTAMINANT, SULFIDE, OR ANY UNREGULATED CONTAMINANT; CORROSION CONTROL INHIBITOR ADDITION; HYPOCHLORINATION; IRON OR MANGANESE SEQUESTRATION; OR ULTRAVIOLET RADIATION. THE LEAD/CHIEF OPERATOR MUST BE CLASS D OR HIGHER. 50,000 GPD UP TO 0.25 MGD-STAFFING BY CLASS D OR HIGHER OPERATOR: 3 VISITS/WEEK ON NONCONSECUTIVE DAYS FOR A TOTAL OF 0.3 HOUR/WEEK. LESS THAN 50,000 GPD-STAFFING BY A CLASS D OR HIGHER OPERATOR: 2 VISITS/WEEK ON NONCONSECUTIVE DAYS FOR A TOTAL OF 0.2 HOUR/WEEK. THERE SHALL BE NO MORE THAN 5 DAYS BETWEEN THE LAST VISIT IN ONE WEEK AND THE FIRST VISIT IN THE NEXT WEEK. | N | Y | FDOT I-10 REST AREA - JEFFERSON | I-10 WESTBOUND |  | MONTICELLO | FL | 32344 |  | 8509812732 |  | TRAVIS HINSON | TIMOTHY HENDRIX | PO BOX 607 |  | CHIPLEY | FL | 32428 |  | 8503301681 | 681 | STATE | 800 | 100000 | 2 | 2013-01-03 | 2017-11-02 | NC01 | 50
1 | JEFFERSON | NWD | andres.kraul@fdc.myflorida.com | 2331185 | COMMUNITY | CHLORINATION; AERATION FOR REMOVAL OF ANY SECONDARY CONTAMINANT, SULFIDE, OR ANY UNREGULATED CONTAMINANT; CORROSION CONTROL INHIBITOR ADDITION; HYPOCHLORINATION; IRON OR MANGANESE SEQUESTRATION; OR ULTRAVIOLET RADIATION. THE LEAD/CHIEF OPERATOR MUST BE CLASS C OR HIGHER. 5.0 MGD AND ABOVE-STAFFING BY CLASS C OR HIGHER OPERATOR: 6 HOURS/DAY FOR 5 DAYS/WEEK AND ONE VISIT ON EACH WEEKEND DAY. 3.0 MGD UP TO 5.0 MGD-STAFFING BY CLASS C OR HIGHER OPERATOR: 1 HOUR/DAY FOR 5 DAYS/WEEK AND ONE VISIT ON EACH WEEKEND DAY. 0.25 MGD UP TO 3.0 MGD-STAFFING BY CLASS C OR HIGHER OPERATOR: 5 VISITS/WEEK AND ONE VISIT EACH WEEKEND FOR A TOTAL OF 0.6 HOUR/WEEK. | N | Y | JEFFERSON CORRECTIONAL INSTITUTION | 1050 BIG JOE ROAD |  | MONTICELLO | FL | 32344 |  | 8509971987 |  | ROBERT REYNOLDS | ANDRES KRAUL | 501 S. CALHOUN ST |  | TALLAHASSEE | FL | 32399 |  | 8507173926 |  | STATE | 1300 | 720000 | 34 | 2019-02-08 | 2018-12-05 | DC04 | 1000
2 | LAFAYETTE | NED | townmayoinfo@windstream.net | 2341181 | COMMUNITY | CHLORINATION; AERATION FOR REMOVAL OF ANY SECONDARY CONTAMINANT, SULFIDE, OR ANY UNREGULATED CONTAMINANT; CORROSION CONTROL INHIBITOR ADDITION; HYPOCHLORINATION; IRON OR MANGANESE SEQUESTRATION; OR ULTRAVIOLET RADIATION. THE LEAD/CHIEF OPERATOR MUST BE CLASS C OR HIGHER. 5.0 MGD AND ABOVE-STAFFING BY CLASS C OR HIGHER OPERATOR: 6 HOURS/DAY FOR 5 DAYS/WEEK AND ONE VISIT ON EACH WEEKEND DAY. 3.0 MGD UP TO 5.0 MGD-STAFFING BY CLASS C OR HIGHER OPERATOR: 1 HOUR/DAY FOR 5 DAYS/WEEK AND ONE VISIT ON EACH WEEKEND DAY. 0.25 MGD UP TO 3.0 MGD-STAFFING BY CLASS C OR HIGHER OPERATOR: 5 VISITS/WEEK AND ONE VISIT EACH WEEKEND FOR A TOTAL OF 0.6 HOUR/WEEK. | N | Y | MAYO WTP | 2206 NORTHEAST C.R. 400 |  | MAYO | FL | 32066 |  | 3862941551 |  | LINDA CONE | LINDA CONE | PO BOX 56 |  | MAYO | FL | 32066 |  | 3862941551 |  | MUNICIPALITY | 800 | 777000 | 489 | 2014-10-03 | 2020-06-19 | DC04 | 1000
2 | LAFAYETTE | NED | bing.xu@fdc.myflorida.com | 2341182 | COMMUNITY | AERATION FOR REMOVAL OF ANY PRIMARY CONTAMINANT; ALKALINITY/PH ADJUSTMENT; CHLORAMIN ATION; CHLORINE DIOXIDE FOR OXIDATION OR DISINFECTION; FLUORIDATION; ION EXCHANGE FOR REMOVAL OF ANY SECONDARY CONTAMINANT, SULFIDE, OR ANY UNREGULATED CONTAMINANT; OR OZONATION. THE LEAD/CHIEF OPERATOR MUST BE CLASS C OR HIGHER. 5.0 MGD UP TO 10 MGD-STAFFING BY CLASS C OR HIGHER OPERATOR: 6 HOURS/DAY FOR 5 DAYS/WEEK AND ONE VISIT ON EACH WEEKEND DAY. 3.0 MGD UP TO 5.0 MGD-STAFFING BY CLASS C OR HIGHER OPERATOR: 3 HOURS/DAY FOR 5 DAYS/WEEK AND ONE VISIT ON EACH WEEKEND DAY. 1.0 MGD UP TO 3.0 MGD-STAFFING BY CLASS C OR HIGHER OPERATOR: 1 HOUR/DAY FOR 5 DAYS/WEEK AND ONE VISIT ON EACH WEEKEND DAY. 0.1 MGD UP TO 1.0 MGD-STAFFING BY CLASS C OR HIGHER OPERATOR: 5 VISITS/WEEK AND ONE VISIT EACH WEEKEND FOR A TOTAL OF 1.2 HOURS/WEEK. | N | Y | MAYO CORRECTIONAL INSTITUTION | 8784 WEST U.S. HIGHWAY 27 |  | MAYO | FL | 32066 |  | 3862944500 | 4531 | THOMAS KELLY | ANDRES KRAUL | 501 S. CALHOUN ST. |  | TALLAHASSEE | FL | 32399 | 2500 | 8507173926 |  | STATE | 1500 | 850000 | 12 | 2018-08-02 | 2020-12-16 | DC04 | 1000
2 | LAFAYETTE | NED | JIFFYFOODSTORES@YAHOO.COM | 2341183 | NONCOMMUNITY | CHLORINATION; AERATION FOR REMOVAL OF ANY SECONDARY CONTAMINANT, SULFIDE, OR ANY UNREGULATED CONTAMINANT; CORROSION CONTROL INHIBITOR ADDITION; HYPOCHLORINATION; IRON OR MANGANESE SEQUESTRATION; OR ULTRAVIOLET RADIATION. THE LEAD/CHIEF OPERATOR MUST BE CLASS D OR HIGHER. 50,000 GPD UP TO 0.25 MGD-STAFFING BY CLASS D OR HIGHER OPERATOR: 3 VISITS/WEEK ON NONCONSECUTIVE DAYS FOR A TOTAL OF 0.3 HOUR/WEEK. LESS THAN 50,000 GPD-STAFFING BY A CLASS D OR HIGHER OPERATOR: 2 VISITS/WEEK ON NONCONSECUTIVE DAYS FOR A TOTAL OF 0.2 HOUR/WEEK. THERE SHALL BE NO MORE THAN 5 DAYS BETWEEN THE LAST VISIT IN ONE WEEK AND THE FIRST VISIT IN THE NEXT WEEK. | N | Y | JIFFY FOOD STORE #324 | 8083 W HWY 27 |  | MAYO | FL | 32066 |  | 3862941166 |  | JAMES BASS JR. | MR. WILLIAM L. FREEMAN | 1102 E. HOWARD ST. |  | LIVE OAK | FL | 32064 |  | 3863621320 |  | INVESTOR | 25 | 4764 | 1 | 2014-04-21 | 2020-06-19 | NC01 | 50
2 | LAFAYETTE | NED | forest_1@msn.com | 2341184 | NONCOMMUNITY | CHLORINATION; AERATION FOR REMOVAL OF ANY SECONDARY CONTAMINANT, SULFIDE, OR ANY UNREGULATED CONTAMINANT; CORROSION CONTROL INHIBITOR ADDITION; HYPOCHLORINATION; IRON OR MANGANESE SEQUESTRATION; OR ULTRAVIOLET RADIATION. THE LEAD/CHIEF OPERATOR MUST BE CLASS D OR HIGHER. 50,000 GPD UP TO 0.25 MGD-STAFFING BY CLASS D OR HIGHER OPERATOR: 3 VISITS/WEEK ON NONCONSECUTIVE DAYS FOR A TOTAL OF 0.3 HOUR/WEEK. LESS THAN 50,000 GPD-STAFFING BY A CLASS D OR HIGHER OPERATOR: 2 VISITS/WEEK ON NONCONSECUTIVE DAYS FOR A TOTAL OF 0.2 HOUR/WEEK. THERE SHALL BE NO MORE THAN 5 DAYS BETWEEN THE LAST VISIT IN ONE WEEK AND THE FIRST VISIT IN THE NEXT WEEK. | N | Y | SUWANNEE RIVER RENDEZVOUS | 828 NORTHEAST PRIMROSE ROAD | OFF CONVICT SPRINGS ROAD | MAYO | FL | 32066 |  | 3862942510 |  | FRANK PAGE | FRANK PAGE | 828 NE PRIMROSE ROAD |  | MAYO | FL | 32066 |  | 3862942510 |  | INVESTOR | 364 | 41520 | 182 | 2018-11-01 | 2021-12-20 | NC01 | 50
2 | LAFAYETTE | NED | lighthouseccmayo@gmail.com | 2341185 | NONTRANSIENT NONCOMMUNITY | CHLORINATION; AERATION FOR REMOVAL OF ANY SECONDARY CONTAMINANT, SULFIDE, OR ANY UNREGULATED CONTAMINANT; CORROSION CONTROL INHIBITOR ADDITION; HYPOCHLORINATION; IRON OR MANGANESE SEQUESTRATION; OR ULTRAVIOLET RADIATION. THE LEAD/CHIEF OPERATOR MUST BE CLASS D OR HIGHER. 50,000 GPD UP TO 0.25 MGD-STAFFING BY CLASS D OR HIGHER OPERATOR: 3 VISITS/WEEK ON NONCONSECUTIVE DAYS FOR A TOTAL OF 0.3 HOUR/WEEK. LESS THAN 50,000 GPD-STAFFING BY A CLASS D OR HIGHER OPERATOR: 2 VISITS/WEEK ON NONCONSECUTIVE DAYS FOR A TOTAL OF 0.2 HOUR/WEEK. THERE SHALL BE NO MORE THAN 5 DAYS BETWEEN THE LAST VISIT IN ONE WEEK AND THE FIRST VISIT IN THE NEXT WEEK. | N | Y | LIGHTHOUSE CHRISTIAN CENTER | 772 NORTH STATE RD. 51 |  | MAYO | FL | 32066 |  | 3862943089 |  | CHERYL BYRD | KEVIN JACKSON | 772 N HWY 51 |  | MAYO | FL | 32066 |  | 3866882724 |  | TRUST/COOPERATIVE | 120 | 5304 | 2 | 2017-05-24 | 2020-09-14 | NTNC | 100
2 | LAFAYETTE | NED | amy.conyers@dep.state.fl.us | 2341187 | NONCOMMUNITY | CHLORINATION; AERATION FOR REMOVAL OF ANY SECONDARY CONTAMINANT, SULFIDE, OR ANY UNREGULATED CONTAMINANT; CORROSION CONTROL INHIBITOR ADDITION; HYPOCHLORINATION; IRON OR MANGANESE SEQUESTRATION; OR ULTRAVIOLET RADIATION. THE LEAD/CHIEF OPERATOR MUST BE CLASS D OR HIGHER. 50,000 GPD UP TO 0.25 MGD-STAFFING BY CLASS D OR HIGHER OPERATOR: 3 VISITS/WEEK ON NONCONSECUTIVE DAYS FOR A TOTAL OF 0.3 HOUR/WEEK. LESS THAN 50,000 GPD-STAFFING BY A CLASS D OR HIGHER OPERATOR: 2 VISITS/WEEK ON NONCONSECUTIVE DAYS FOR A TOTAL OF 0.2 HOUR/WEEK. THERE SHALL BE NO MORE THAN 5 DAYS BETWEEN THE LAST VISIT IN ONE WEEK AND THE FIRST VISIT IN THE NEXT WEEK. | N | Y | TROY SPRINGS STATE PARK | 674 NORTHEAST TROY SPRINGS ROAD |  | BRANFORD | FL | 32008 |  | 3869354835 |  | GINGER NICHOLS | DENNIS PARSON | 4298 NW CR 292 |  | MAYO | FL | 32066 |  | 3863622746 |  | DEP (STATE PARK OR STATE REC AREA) | 25 | 18634 | 2 | 2015-03-18 | 2020-06-17 | NC01 | 50
2 | LAFAYETTE | NED | dennis.parson@dep.state.fl.us | 2341191 | NONCOMMUNITY | CHLORINATION; AERATION FOR REMOVAL OF ANY SECONDARY CONTAMINANT, SULFIDE, OR ANY UNREGULATED CONTAMINANT; CORROSION CONTROL INHIBITOR ADDITION; HYPOCHLORINATION; IRON OR MANGANESE SEQUESTRATION; OR ULTRAVIOLET RADIATION. THE LEAD/CHIEF OPERATOR MUST BE CLASS D OR HIGHER. 50,000 GPD UP TO 0.25 MGD-STAFFING BY CLASS D OR HIGHER OPERATOR: 3 VISITS/WEEK ON NONCONSECUTIVE DAYS FOR A TOTAL OF 0.3 HOUR/WEEK. LESS THAN 50,000 GPD-STAFFING BY A CLASS D OR HIGHER OPERATOR: 2 VISITS/WEEK ON NONCONSECUTIVE DAYS FOR A TOTAL OF 0.2 HOUR/WEEK. THERE SHALL BE NO MORE THAN 5 DAYS BETWEEN THE LAST VISIT IN ONE WEEK AND THE FIRST VISIT IN THE NEXT WEEK. | N | Y | LAFAYETTE BLUE SPRINGS STATE PARK | 799 BLUE SPRINGS ROAD |  | MAYO | FL | 32066 |  | 3862943667 |  | GINGER NICHOLS | DENNIS PARSON | 4298 NW CR 292 |  | MAYO | FL | 32066 |  | 3863622746 |  | STATE | 25 | 43200 | 5 | 2015-05-01 | 2020-06-17 | NC01 | 50
2 | LAFAYETTE | NED | DENNIS.PARSON@DEP.STATE.FL.US | 2341192 | NONCOMMUNITY | CHLORINATION; AERATION FOR REMOVAL OF ANY SECONDARY CONTAMINANT, SULFIDE, OR ANY UNREGULATED CONTAMINANT; CORROSION CONTROL INHIBITOR ADDITION; HYPOCHLORINATION; IRON OR MANGANESE SEQUESTRATION; OR ULTRAVIOLET RADIATION. THE LEAD/CHIEF OPERATOR MUST BE CLASS D OR HIGHER. 50,000 GPD UP TO 0.25 MGD-STAFFING BY CLASS D OR HIGHER OPERATOR: 3 VISITS/WEEK ON NONCONSECUTIVE DAYS FOR A TOTAL OF 0.3 HOUR/WEEK. LESS THAN 50,000 GPD-STAFFING BY A CLASS D OR HIGHER OPERATOR: 2 VISITS/WEEK ON NONCONSECUTIVE DAYS FOR A TOTAL OF 0.2 HOUR/WEEK. THERE SHALL BE NO MORE THAN 5 DAYS BETWEEN THE LAST VISIT IN ONE WEEK AND THE FIRST VISIT IN THE NEXT WEEK. | N | Y | SRWT - ADAMS TRACT PRIMITIVE CAMPSITE | OFF OF COUNTRY ROAD 410 |  | MAYO | FL | 32066 |  | 3863972880 |  | GINGER NICHOLS | DENNIS PARSON | 4298 NW CR 292 |  | MAYO | FL | 32066 |  | 3862943667 |  | STATE | 25 | 14400 | 1 | 2019-07-04 | 2019-06-11 | NC01 | 50
2 | LAFAYETTE | NED | dennis.parson@dep.state.fl.us | 2341193 | NONCOMMUNITY | CHLORINATION; AERATION FOR REMOVAL OF ANY SECONDARY CONTAMINANT, SULFIDE, OR ANY UNREGULATED CONTAMINANT; CORROSION CONTROL INHIBITOR ADDITION; HYPOCHLORINATION; IRON OR MANGANESE SEQUESTRATION; OR ULTRAVIOLET RADIATION. THE LEAD/CHIEF OPERATOR MUST BE CLASS D OR HIGHER. 50,000 GPD UP TO 0.25 MGD-STAFFING BY CLASS D OR HIGHER OPERATOR: 3 VISITS/WEEK ON NONCONSECUTIVE DAYS FOR A TOTAL OF 0.3 HOUR/WEEK. LESS THAN 50,000 GPD-STAFFING BY A CLASS D OR HIGHER OPERATOR: 2 VISITS/WEEK ON NONCONSECUTIVE DAYS FOR A TOTAL OF 0.2 HOUR/WEEK. THERE SHALL BE NO MORE THAN 5 DAYS BETWEEN THE LAST VISIT IN ONE WEEK AND THE FIRST VISIT IN THE NEXT WEEK. | N | Y | SRWT-DOWLING PARK PRIMITIVE CAMPSITE | 580 NW PARK HOTEL TRAIL |  | MAYO | FL | 32066 |  | 3862943667 |  | GINGER NICHOLS | DENNIS PARSON | 4298 NW CR 292 |  | MAYO | FL | 32066 |  | 3862943667 |  | DEP (STATE PARK OR STATE REC AREA) | 25 | 24480 | 7 | 2019-07-04 | 2019-06-11 | NC01 | 50
2 | LAFAYETTE | NED | dennis.parson@dep.state.fl.us ; jennifer.miller@dep.state.fl.us | 2341194 | NONCOMMUNITY | CHLORINATION; AERATION FOR REMOVAL OF ANY SECONDARY CONTAMINANT, SULFIDE, OR ANY UNREGULATED CONTAMINANT; CORROSION CONTROL INHIBITOR ADDITION; HYPOCHLORINATION; IRON OR MANGANESE SEQUESTRATION; OR ULTRAVIOLET RADIATION. THE LEAD/CHIEF OPERATOR MUST BE CLASS D OR HIGHER. 50,000 GPD UP TO 0.25 MGD-STAFFING BY CLASS D OR HIGHER OPERATOR: 3 VISITS/WEEK ON NONCONSECUTIVE DAYS FOR A TOTAL OF 0.3 HOUR/WEEK. LESS THAN 50,000 GPD-STAFFING BY A CLASS D OR HIGHER OPERATOR: 2 VISITS/WEEK ON NONCONSECUTIVE DAYS FOR A TOTAL OF 0.2 HOUR/WEEK. THERE SHALL BE NO MORE THAN 5 DAYS BETWEEN THE LAST VISIT IN ONE WEEK AND THE FIRST VISIT IN THE NEXT WEEK. | N | Y | ALLEN MILL POND | 114 EZELL LANDING ROAD |  | MAYO | FL | 32066 |  | 3862943667 |  | MELANIE BRYANT | DENNIS PARSON | 4298 NW CR 292 |  | MAYO | FL | 32066 |  | 3862943667 |  | DEP (STATE PARK OR STATE REC AREA) | 25 | 21600 | 8 | 2019-07-04 | 2019-06-11 | NC01 | 50
2 | LAFAYETTE | NED | RORANCH.RANCH02@GMAIL.COM | 2341195 | NONCOMMUNITY | CHLORINATION; AERATION FOR REMOVAL OF ANY SECONDARY CONTAMINANT, SULFIDE, OR ANY UNREGULATED CONTAMINANT; CORROSION CONTROL INHIBITOR ADDITION; HYPOCHLORINATION; IRON OR MANGANESE SEQUESTRATION; OR ULTRAVIOLET RADIATION. THE LEAD/CHIEF OPERATOR MUST BE CLASS D OR HIGHER. 50,000 GPD UP TO 0.25 MGD-STAFFING BY CLASS D OR HIGHER OPERATOR: 3 VISITS/WEEK ON NONCONSECUTIVE DAYS FOR A TOTAL OF 0.3 HOUR/WEEK. LESS THAN 50,000 GPD-STAFFING BY A CLASS D OR HIGHER OPERATOR: 2 VISITS/WEEK ON NONCONSECUTIVE DAYS FOR A TOTAL OF 0.2 HOUR/WEEK. THERE SHALL BE NO MORE THAN 5 DAYS BETWEEN THE LAST VISIT IN ONE WEEK AND THE FIRST VISIT IN THE NEXT WEEK. | N | Y | R.O. RANCH EQUESTRIAN PARK | 10807 S SR 51 |  | MAYO | FL | 32066 |  | 3862941475 |  | RANDY BROWN | RANDY BROWN | 10807 S. SR 51 |  | MAYO | FL | 32066 |  | 3862941475 |  | OTHER | 25 | 3640 | 34 | 2016-07-05 | 2021-09-15 | NC01 | 50
2 | LEVY | NED | JOHN@CKWATER.ORG | 2380178 | COMMUNITY | CONVENTIONAL FILTRATION (COAGULATION, FLOCCULATION, SEDIMENTATION, AND FILTRATION); DIRECT FILTRATION, (COAGULATION AND FILTRATION); OR LIME SOFTENING. THE LEAD/CHIEF OPERATOR MUST BE CLASS C OR HIGHER. 0.3 MGD UP TO 1.0 MGD STAFFING BY CLASS C OR HIGHER OPERATOR: 6 HOURS/DAY FOR 5 DAYS/WEEK AND ONE VISIT ON EACH WEEKEND DAY. 0.1 MGD UP TO 0.3 MGD STAFFING BY CLASS C OR HIGHER OPERATOR: 3 HOURS/DAY FOR 5 DAYS/WEEK AND ONE VISIT ON EACH WEEKEND DAY. LESS THAN 0.1 MGD STAFFING BY CLASS C OR HIGHER OPERATOR: 2 HOURS/DAY FOR 5 DAYS/WEEK AND ONE VISIT ON EACH WEEKEND DAY. | N | Y | CEDAR KEY WTP | 10050 SOUTHWEST COUNTY ROAD 347 |  | CEDAR KEY | FL | 32625 |  | 3525435285 |  | CHAD WISDOM | JOHN K. MCPHERSON | POST OFFICE BOX 309 |  | CEDAR KEY | FL | 32625 |  | 3525435285 |  | MUNICIPALITY | 704 | 360000 | 908 | 2019-08-08 | 2019-03-07 | DC04 | 1000
2 | LEVY | NED | LEVYWATER@LEVYCOUNTY.ORG | 2380188 | COMMUNITY | CHLORINATION; AERATION FOR REMOVAL OF ANY SECONDARY CONTAMINANT, SULFIDE, OR ANY UNREGULATED CONTAMINANT; CORROSION CONTROL INHIBITOR ADDITION; HYPOCHLORINATION; IRON OR MANGANESE SEQUESTRATION; OR ULTRAVIOLET RADIATION. THE LEAD/CHIEF OPERATOR MUST BE CLASS D OR HIGHER. 50,000 GPD UP TO 0.25 MGD-STAFFING BY CLASS D OR HIGHER OPERATOR: 3 VISITS/WEEK ON NONCONSECUTIVE DAYS FOR A TOTAL OF 0.3 HOUR/WEEK. LESS THAN 50,000 GPD-STAFFING BY A CLASS D OR HIGHER OPERATOR: 2 VISITS/WEEK ON NONCONSECUTIVE DAYS FOR A TOTAL OF 0.2 HOUR/WEEK. THERE SHALL BE NO MORE THAN 5 DAYS BETWEEN THE LAST VISIT IN ONE WEEK AND THE FIRST VISIT IN THE NEXT WEEK. | N | Y | MANATEE UTILITIES | 10051 NW 110TH ST |  | CHIEFLAND | FL | 32621 |  | 3524865376 |  | CHRISTINA SAKELSON | JIM JONES | 612 E. HATHAWAY AVE. |  | BRONSON | FL | 32621 |  | 3524865376 |  | INVESTOR | 290 | 79500 | 63 | 2014-04-30 | 2019-03-06 | DC05 | 500
2 | LEVY | NED | SHANE@CHIEFLANDFLA.COM | 2380189 | COMMUNITY | CHLORINATION; AERATION FOR REMOVAL OF ANY SECONDARY CONTAMINANT, SULFIDE, OR ANY UNREGULATED CONTAMINANT; CORROSION CONTROL INHIBITOR ADDITION; HYPOCHLORINATION; IRON OR MANGANESE SEQUESTRATION; OR ULTRAVIOLET RADIATION. THE LEAD/CHIEF OPERATOR MUST BE CLASS C OR HIGHER. 5.0 MGD AND ABOVE-STAFFING BY CLASS C OR HIGHER OPERATOR: 6 HOURS/DAY FOR 5 DAYS/WEEK AND ONE VISIT ON EACH WEEKEND DAY. 3.0 MGD UP TO 5.0 MGD-STAFFING BY CLASS C OR HIGHER OPERATOR: 1 HOUR/DAY FOR 5 DAYS/WEEK AND ONE VISIT ON EACH WEEKEND DAY. 0.25 MGD UP TO 3.0 MGD-STAFFING BY CLASS C OR HIGHER OPERATOR: 5 VISITS/WEEK AND ONE VISIT EACH WEEKEND FOR A TOTAL OF 0.6 HOUR/WEEK. | N | Y | CHIEFLAND WTP | 214 EAST PARK AVENUE |  | CHIEFLAND | FL | 32626 |  | 3524936711 |  | SHANE KEENE | LAURA CAIN | 214 E. PARK AVE. |  | CHIEFLAND | FL | 32626 |  | 3524936711 |  | MUNICIPALITY | 2031 | 2664000 | 1165 | 2013-01-15 | 2019-08-15 | DC03 | 2000
2 | LEVY | NED | timbrownconstruction@gmail.com | 2380387 | COMMUNITY | MEMBRANE PROCESSES, INCLUDING ELECTRODIALYSIS, ELECTRODIALYSIS REVERSAL, MICROFILTRATION, ULTRAFILTRATION, NANOFILTRATION, AND REVERSE OSMOSIS. THE LEAD/CHIEF OPERATOR MUST BE CLASS C OR HIGHER. 0.5 MGD UP TO 1.0 MGD-STAFFING BY CLASS C OR HIGHER OPERATOR: 6 HOURS/DAY FOR 5 DAYS/WEEK AND ONE VISIT ON EACH WEEKEND DAY. 0.1 MGD UP TO 0.5 MGD-STAFFING BY CLASS C OR HIGHER OPERATOR: 3 HOURS/DAY FOR 5 DAYS/WEEK AND ONE VISIT ON EACH WEEKEND DAY. LESS THAN 0.1 MGD-STAFFING BY CLASS C OR HIGHER OPERATOR: 1 HOUR/DAY FOR 5 DAYS/WEEK AND ONE VISIT ON EACH WEEKEND DAY. | N | Y | FOWLERS BLUFF WTP | 15002 NW 46 LANE |  | CHIEFLAND | FL | 32626 |  | 4079478824 |  | TIM BROWN, PE | TIM BROWN, PE | 15002 NW 46 LANE |  | CHIEFLAND | FL | 32626 |  | 4079478824 |  | AUTHORITY/COMMISSION/DISTRICT | 300 | 86400 | 146 | 2019-08-29 | 2021-03-11 | DC051 | 100
2 | LEVY | NED | OTTERCREEKTOWNHA@BELLSOUTH.NET | 2380854 | COMMUNITY | ACTIVATED CARBON PROCESSES; DIATOMACEOUS EARTH FILTRATION; ION EXCHANGE FOR REMOVAL OF ANY PRIMARY CONTAMINANT; ION AND MANGANESE REMOVAL (OXIDATION, DETENTION, AND FILTRATION); OR SLOW SAND FILTRATION. LEAD/CHIEF OPERATOR MUST BE CLASS C OR HIGHER. 1.0 MGD UP TO 2.0 MGD-STAFFING BY CLASS C OR HIGHER OPERATOR: 6 HOURS/DAY FOR 5 DAYS/WEEK AND ONE VISIT ON EACH WEEKEND DAY. 0.5 MGD UP TO 1.0 MGD-STAFFING BY CLASS C OR HIGHER OPERATOR: 3 HOURS/DAY FOR 5 DAYS/WEEK AND ONE VISIT ON EACH WEEKEND DAY. 0.25 MGD UP TO 0.5 MGD-STAFFING BY CLASS C OR HIGHER OPERATOR: 1 HOUR/DAY FOR 5 DAYS/WEEK AND ONE VISIT ON EACH WEEKEND DAY. LESS THAN 0.25 MGD-STAFFING BY CLASS C OR HIGHER OPERATOR: 5 VISITS/WEEK AND ONE VISIT EACH WEEKEND FOR A TOTAL OF 1.8 HOURS/WEEK. | N | Y | OTTER CREEK | 150 SR 24 W, OTTER CREEK, FL 32683 |  | OTTER CREEK | FL | 32683 |  | 9044864495 |  | MARY DEGROOT | RUSSELL MEEKS | POST OFFICE BOX 65 |  | OTTER CREEK | FL | 32683 |  | 3524864766 |  | MUNICIPALITY | 135 | 108000 | 90 | 2017-11-28 | 2019-11-19 | DC051 | 100
2 | LEVY | NED | bronsonclerk@bellsouth.net | 2381178 | COMMUNITY | CHLORINATION; AERATION FOR REMOVAL OF ANY SECONDARY CONTAMINANT, SULFIDE, OR ANY UNREGULATED CONTAMINANT; CORROSION CONTROL INHIBITOR ADDITION; HYPOCHLORINATION; IRON OR MANGANESE SEQUESTRATION; OR ULTRAVIOLET RADIATION. THE LEAD/CHIEF OPERATOR MUST BE CLASS C OR HIGHER. 5.0 MGD AND ABOVE-STAFFING BY CLASS C OR HIGHER OPERATOR: 6 HOURS/DAY FOR 5 DAYS/WEEK AND ONE VISIT ON EACH WEEKEND DAY. 3.0 MGD UP TO 5.0 MGD-STAFFING BY CLASS C OR HIGHER OPERATOR: 1 HOUR/DAY FOR 5 DAYS/WEEK AND ONE VISIT ON EACH WEEKEND DAY. 0.25 MGD UP TO 3.0 MGD-STAFFING BY CLASS C OR HIGHER OPERATOR: 5 VISITS/WEEK AND ONE VISIT EACH WEEKEND FOR A TOTAL OF 0.6 HOUR/WEEK. | N | Y | BRONSON WTP | 360 ISHIE AVENUE |  | BRONSON | FL | 32621 |  | 3524862354 |  | SHERRY MILLER | BEATRICE ROBERTS | POST OFFICE BOX 266 |  | BRONSON | FL | 32621 |  | 3524862354 |  | MUNICIPALITY | 1326 | 1600000 | 635 | 2017-10-19 | 2019-11-19 | DC03 | 2000
2 | LEVY | NED | LEVYWATER@LEVYCOUNTY.ORG | 2381208 | COMMUNITY | CHLORINATION; AERATION FOR REMOVAL OF ANY SECONDARY CONTAMINANT, SULFIDE, OR ANY UNREGULATED CONTAMINANT; CORROSION CONTROL INHIBITOR ADDITION; HYPOCHLORINATION; IRON OR MANGANESE SEQUESTRATION; OR ULTRAVIOLET RADIATION. THE LEAD/CHIEF OPERATOR MUST BE CLASS D OR HIGHER. 50,000 GPD UP TO 0.25 MGD-STAFFING BY CLASS D OR HIGHER OPERATOR: 3 VISITS/WEEK ON NONCONSECUTIVE DAYS FOR A TOTAL OF 0.3 HOUR/WEEK. LESS THAN 50,000 GPD-STAFFING BY A CLASS D OR HIGHER OPERATOR: 2 VISITS/WEEK ON NONCONSECUTIVE DAYS FOR A TOTAL OF 0.2 HOUR/WEEK. THERE SHALL BE NO MORE THAN 5 DAYS BETWEEN THE LAST VISIT IN ONE WEEK AND THE FIRST VISIT IN THE NEXT WEEK. | N | Y | UNIVERSITY OAKS MHP | 11011 NE 109 ST |  | BRONSON | FL | 32621 |  | 3524865376 |  | CHRISTINA SAKELSON | JIM JONES | 612 E. HATHAWAY AVE. |  | BRONSON | FL | 32621 |  | 3524865376 |  | SUBDIVISION | 369 | 228171 | 123 | 2016-04-30 | 2019-03-06 | DC05 | 500
2 | LEVY | NED | MARK.ABRIZENSKI@DEP.STATE.FL.US | 2381383 | NONCOMMUNITY | CHLORINATION; AERATION FOR REMOVAL OF ANY SECONDARY CONTAMINANT, SULFIDE, OR ANY UNREGULATED CONTAMINANT; CORROSION CONTROL INHIBITOR ADDITION; HYPOCHLORINATION; IRON OR MANGANESE SEQUESTRATION; OR ULTRAVIOLET RADIATION. THE LEAD/CHIEF OPERATOR MUST BE CLASS D OR HIGHER. 50,000 GPD UP TO 0.25 MGD-STAFFING BY CLASS D OR HIGHER OPERATOR: 3 VISITS/WEEK ON NONCONSECUTIVE DAYS FOR A TOTAL OF 0.3 HOUR/WEEK. LESS THAN 50,000 GPD-STAFFING BY A CLASS D OR HIGHER OPERATOR: 2 VISITS/WEEK ON NONCONSECUTIVE DAYS FOR A TOTAL OF 0.2 HOUR/WEEK. THERE SHALL BE NO MORE THAN 5 DAYS BETWEEN THE LAST VISIT IN ONE WEEK AND THE FIRST VISIT IN THE NEXT WEEK. | N | Y | MANATEE SPRINGS STATE PARK | 11650 NW 115TH STREET |  | CHIEFLAND | FL | 32626 |  | 3524936072 |  | MEBANE CORY-OGDEN | MEBANE CORY-OGDEN | 11650 NW 115TH ST. |  | CHIEFLAND | FL | 32626 |  | 3524936072 |  | DEP (STATE PARK OR STATE REC AREA) | 25 | 135400 | 93 | 2018-01-22 | 2017-12-28 | NC01 | 50
2 | LEVY | NED | JANDRMCBRIDE@COX.NET | 2381409 | COMMUNITY | CHLORINATION; AERATION FOR REMOVAL OF ANY SECONDARY CONTAMINANT, SULFIDE, OR ANY UNREGULATED CONTAMINANT; CORROSION CONTROL INHIBITOR ADDITION; HYPOCHLORINATION; IRON OR MANGANESE SEQUESTRATION; OR ULTRAVIOLET RADIATION. THE LEAD/CHIEF OPERATOR MUST BE CLASS D OR HIGHER. 50,000 GPD UP TO 0.25 MGD-STAFFING BY CLASS D OR HIGHER OPERATOR: 3 VISITS/WEEK ON NONCONSECUTIVE DAYS FOR A TOTAL OF 0.3 HOUR/WEEK. LESS THAN 50,000 GPD-STAFFING BY A CLASS D OR HIGHER OPERATOR: 2 VISITS/WEEK ON NONCONSECUTIVE DAYS FOR A TOTAL OF 0.2 HOUR/WEEK. THERE SHALL BE NO MORE THAN 5 DAYS BETWEEN THE LAST VISIT IN ONE WEEK AND THE FIRST VISIT IN THE NEXT WEEK. | N | Y | FIMC HIDEAWAY INC | 11496 NW 112TH PLACE, OFF SR 320 |  | CHIEFLAND | FL | 32644 |  | 3524862828 |  | ROBERT MCBRIDE | ROBERT MCBRIDE | PO BOX 357246 |  | GAINESVILLE | FL | 32635 |  | 3523776517 |  | INVESTOR | 275 | 216000 | 180 | 2015-12-31 | 2021-11-17 | DC05 | 500
2 | LEVY | NED | breezyacresrv@gmail.com | 2381410 | NONCOMMUNITY | CHLORINATION; AERATION FOR REMOVAL OF ANY SECONDARY CONTAMINANT, SULFIDE, OR ANY UNREGULATED CONTAMINANT; CORROSION CONTROL INHIBITOR ADDITION; HYPOCHLORINATION; IRON OR MANGANESE SEQUESTRATION; OR ULTRAVIOLET RADIATION. THE LEAD/CHIEF OPERATOR MUST BE CLASS D OR HIGHER. 50,000 GPD UP TO 0.25 MGD-STAFFING BY CLASS D OR HIGHER OPERATOR: 3 VISITS/WEEK ON NONCONSECUTIVE DAYS FOR A TOTAL OF 0.3 HOUR/WEEK. LESS THAN 50,000 GPD-STAFFING BY A CLASS D OR HIGHER OPERATOR: 2 VISITS/WEEK ON NONCONSECUTIVE DAYS FOR A TOTAL OF 0.2 HOUR/WEEK. THERE SHALL BE NO MORE THAN 5 DAYS BETWEEN THE LAST VISIT IN ONE WEEK AND THE FIRST VISIT IN THE NEXT WEEK. | N | Y | BREEZY ACRES CAMPGROUND | 10050 NE 20TH AVENUE |  | CHIEFLAND | FL | 32626 | 3584 | 3524937602 |  | DON ETNIER | DON ETNIER | 10050 NE 20TH AVE. |  | CHIEFLAND | FL | 32626 |  | 3524937602 |  | INVESTOR | 99 | 14126 | 56 | 2018-05-09 | 2017-08-08 | NC01 | 50
2 | LEVY | NED | FANNINGSPGS@GATORWORKS.COM | 2381411 | COMMUNITY | CHLORINATION; AERATION FOR REMOVAL OF ANY SECONDARY CONTAMINANT, SULFIDE, OR ANY UNREGULATED CONTAMINANT; CORROSION CONTROL INHIBITOR ADDITION; HYPOCHLORINATION; IRON OR MANGANESE SEQUESTRATION; OR ULTRAVIOLET RADIATION. THE LEAD/CHIEF OPERATOR MUST BE CLASS C OR HIGHER. 5.0 MGD AND ABOVE-STAFFING BY CLASS C OR HIGHER OPERATOR: 6 HOURS/DAY FOR 5 DAYS/WEEK AND ONE VISIT ON EACH WEEKEND DAY. 3.0 MGD UP TO 5.0 MGD-STAFFING BY CLASS C OR HIGHER OPERATOR: 1 HOUR/DAY FOR 5 DAYS/WEEK AND ONE VISIT ON EACH WEEKEND DAY. 0.25 MGD UP TO 3.0 MGD-STAFFING BY CLASS C OR HIGHER OPERATOR: 5 VISITS/WEEK AND ONE VISIT EACH WEEKEND FOR A TOTAL OF 0.6 HOUR/WEEK. | N | Y | FANNING SPRINGS WS | 16351 NW 80TH CT |  | FANNING SPRINGS | FL | 32693 |  | 3524632855 |  | SHEILA WATSON | TRIP LANCASTER III | 17651 NW 90TH COURT |  | FANNING SPRINGS | FL | 32693 |  | 3524632855 | 203 | MUNICIPALITY | 860 | 451200 | 409 | 2015-01-15 | 2019-05-09 | DC04 | 1000
2 | LEVY | NED | levywater@levycounty.org | 2381414 | NONCOMMUNITY | CHLORINATION; AERATION FOR REMOVAL OF ANY SECONDARY CONTAMINANT, SULFIDE, OR ANY UNREGULATED CONTAMINANT; CORROSION CONTROL INHIBITOR ADDITION; HYPOCHLORINATION; IRON OR MANGANESE SEQUESTRATION; OR ULTRAVIOLET RADIATION. THE LEAD/CHIEF OPERATOR MUST BE CLASS D OR HIGHER. 50,000 GPD UP TO 0.25 MGD-STAFFING BY CLASS D OR HIGHER OPERATOR: 3 VISITS/WEEK ON NONCONSECUTIVE DAYS FOR A TOTAL OF 0.3 HOUR/WEEK. LESS THAN 50,000 GPD-STAFFING BY A CLASS D OR HIGHER OPERATOR: 2 VISITS/WEEK ON NONCONSECUTIVE DAYS FOR A TOTAL OF 0.2 HOUR/WEEK. THERE SHALL BE NO MORE THAN 5 DAYS BETWEEN THE LAST VISIT IN ONE WEEK AND THE FIRST VISIT IN THE NEXT WEEK. | N | Y | LEVY FORESTRY WORK CAMP | 1251 NE CR 343 |  | BRONSON | FL | 32621 |  | 3524865209 |  | JIMMY JONES | WILBUR DEAN | PO BOX 310 | 310 SCHOOL ST. | BRONSON | FL | 32621 |  | 3524865218 |  | STATE | 50 | 144000 | 12 | 2015-05-27 | 2019-12-04 | NC01 | 50
2 | LEVY | NED |  | 2381415 | NONCOMMUNITY | CHLORINATION; AERATION FOR REMOVAL OF ANY SECONDARY CONTAMINANT, SULFIDE, OR ANY UNREGULATED CONTAMINANT; CORROSION CONTROL INHIBITOR ADDITION; HYPOCHLORINATION; IRON OR MANGANESE SEQUESTRATION; OR ULTRAVIOLET RADIATION. THE LEAD/CHIEF OPERATOR MUST BE CLASS D OR HIGHER. 50,000 GPD UP TO 0.25 MGD-STAFFING BY CLASS D OR HIGHER OPERATOR: 3 VISITS/WEEK ON NONCONSECUTIVE DAYS FOR A TOTAL OF 0.3 HOUR/WEEK. LESS THAN 50,000 GPD-STAFFING BY A CLASS D OR HIGHER OPERATOR: 2 VISITS/WEEK ON NONCONSECUTIVE DAYS FOR A TOTAL OF 0.2 HOUR/WEEK. THERE SHALL BE NO MORE THAN 5 DAYS BETWEEN THE LAST VISIT IN ONE WEEK AND THE FIRST VISIT IN THE NEXT WEEK. | N | Y | RAINBOW COUNTRY RV CAMPGROUND | 11951 SOUTHWEST SHILOH ROAD |  | CEDAR KEY | FL | 32625 |  | 3525436268 |  | PAUL WESTLING | PAUL WESTLING | 11951 SW SHILOH ROAD |  | CEDAR KEY | FL | 32625 |  | 3525436268 |  | INVESTOR | 120 | 12114 | 60 | 2010-12-01 | 2017-08-18 | NC01 | 50
2 | LEVY | NED | TIFFANY@FLORENTINEHOLDING.COM | 2381419 | NONCOMMUNITY | CHLORINATION; AERATION FOR REMOVAL OF ANY SECONDARY CONTAMINANT, SULFIDE, OR ANY UNREGULATED CONTAMINANT; CORROSION CONTROL INHIBITOR ADDITION; HYPOCHLORINATION; IRON OR MANGANESE SEQUESTRATION; OR ULTRAVIOLET RADIATION. THE LEAD/CHIEF OPERATOR MUST BE CLASS D OR HIGHER. 50,000 GPD UP TO 0.25 MGD-STAFFING BY CLASS D OR HIGHER OPERATOR: 3 VISITS/WEEK ON NONCONSECUTIVE DAYS FOR A TOTAL OF 0.3 HOUR/WEEK. LESS THAN 50,000 GPD-STAFFING BY A CLASS D OR HIGHER OPERATOR: 2 VISITS/WEEK ON NONCONSECUTIVE DAYS FOR A TOTAL OF 0.2 HOUR/WEEK. THERE SHALL BE NO MORE THAN 5 DAYS BETWEEN THE LAST VISIT IN ONE WEEK AND THE FIRST VISIT IN THE NEXT WEEK. | N | Y | CEDAR KEY RV AND STORE | 7690 SW SR 24 |  | CEDAR KEY | FL | 32625 |  | 3525435862 |  | KEN KNIGHT | MR. JOSEPH FLORENTINE | 2400 FIRST STREET | SUITE 303 | FORT MYERS | FL | 33901 |  |  |  | INVESTOR | 175 | 30758 | 86 | 2015-10-06 | 2020-02-26 | NC01 | 50
2 | LEVY | NED |  | 2381423 | NONCOMMUNITY | CHLORINATION; AERATION FOR REMOVAL OF ANY SECONDARY CONTAMINANT, SULFIDE, OR ANY UNREGULATED CONTAMINANT; CORROSION CONTROL INHIBITOR ADDITION; HYPOCHLORINATION; IRON OR MANGANESE SEQUESTRATION; OR ULTRAVIOLET RADIATION. THE LEAD/CHIEF OPERATOR MUST BE CLASS D OR HIGHER. 50,000 GPD UP TO 0.25 MGD-STAFFING BY CLASS D OR HIGHER OPERATOR: 3 VISITS/WEEK ON NONCONSECUTIVE DAYS FOR A TOTAL OF 0.3 HOUR/WEEK. LESS THAN 50,000 GPD-STAFFING BY A CLASS D OR HIGHER OPERATOR: 2 VISITS/WEEK ON NONCONSECUTIVE DAYS FOR A TOTAL OF 0.2 HOUR/WEEK. THERE SHALL BE NO MORE THAN 5 DAYS BETWEEN THE LAST VISIT IN ONE WEEK AND THE FIRST VISIT IN THE NEXT WEEK. | N | Y | MANATEE JIFFY #2280 / HUDSON FOOD STORE | 8051 NW 115TH ST | (LOCATED W OF CHIEFLAND ON CR-320) | CHIEFLAND | FL | 32644 |  |  |  | STONEY SMITH | STONEY SMITH | PO BOX 2298 |  | CHIEFLAND | FL | 32644 |  | 3524934292 |  | INVESTOR | 25 | 28000 | 1 | 2018-05-24 | 2017-08-17 | NC01 | 50
2 | LEVY | NED | briggsmathis@bellsouth.net | 2381435 | NONCOMMUNITY | CHLORINATION; AERATION FOR REMOVAL OF ANY SECONDARY CONTAMINANT, SULFIDE, OR ANY UNREGULATED CONTAMINANT; CORROSION CONTROL INHIBITOR ADDITION; HYPOCHLORINATION; IRON OR MANGANESE SEQUESTRATION; OR ULTRAVIOLET RADIATION. THE LEAD/CHIEF OPERATOR MUST BE CLASS D OR HIGHER. 50,000 GPD UP TO 0.25 MGD-STAFFING BY CLASS D OR HIGHER OPERATOR: 3 VISITS/WEEK ON NONCONSECUTIVE DAYS FOR A TOTAL OF 0.3 HOUR/WEEK. LESS THAN 50,000 GPD-STAFFING BY A CLASS D OR HIGHER OPERATOR: 2 VISITS/WEEK ON NONCONSECUTIVE DAYS FOR A TOTAL OF 0.2 HOUR/WEEK. THERE SHALL BE NO MORE THAN 5 DAYS BETWEEN THE LAST VISIT IN ONE WEEK AND THE FIRST VISIT IN THE NEXT WEEK. | N | Y | PINE GROVE BAPTIST CHURCH | 16655 NW CR 339 |  | TRENTON | FL | 32693 |  | 3524632157 |  | MACK BRIGGS MATHIS | MACK BRIGGS MATHIS | 16655 NW CR 339 |  | TRENTON | FL | 32693 |  | 3529495503 |  | INVESTOR | 300 | 18500 | 1 | 2015-10-05 | 2020-02-07 | NC01 | 50
2 | LEVY | NED | MOONSTOP@ICLOUD.COM | 2381436 | NONCOMMUNITY | CHLORINATION; AERATION FOR REMOVAL OF ANY SECONDARY CONTAMINANT, SULFIDE, OR ANY UNREGULATED CONTAMINANT; CORROSION CONTROL INHIBITOR ADDITION; HYPOCHLORINATION; IRON OR MANGANESE SEQUESTRATION; OR ULTRAVIOLET RADIATION. THE LEAD/CHIEF OPERATOR MUST BE CLASS D OR HIGHER. 50,000 GPD UP TO 0.25 MGD-STAFFING BY CLASS D OR HIGHER OPERATOR: 3 VISITS/WEEK ON NONCONSECUTIVE DAYS FOR A TOTAL OF 0.3 HOUR/WEEK. LESS THAN 50,000 GPD-STAFFING BY A CLASS D OR HIGHER OPERATOR: 2 VISITS/WEEK ON NONCONSECUTIVE DAYS FOR A TOTAL OF 0.2 HOUR/WEEK. THERE SHALL BE NO MORE THAN 5 DAYS BETWEEN THE LAST VISIT IN ONE WEEK AND THE FIRST VISIT IN THE NEXT WEEK. | N | Y | DISCOUNT FOOD MART | 9931 NE SR 24 |  | ARCHER | FL | 32618 |  | 3522831180 |  | MAMUNUR RASHID | MAMUNUR RASHID | 9931 NE SR 24 |  | ARCHER | FL | 32618 |  | 3522831180 |  | INVESTOR | 25 | 9617 | 1 | 2016-02-22 | 2019-11-19 | NC01 | 50
2 | LEVY | NED | inglispublicworks@gmail.com | 2381438 | NONCOMMUNITY | CHLORINATION; AERATION FOR REMOVAL OF ANY SECONDARY CONTAMINANT, SULFIDE, OR ANY UNREGULATED CONTAMINANT; CORROSION CONTROL INHIBITOR ADDITION; HYPOCHLORINATION; IRON OR MANGANESE SEQUESTRATION; OR ULTRAVIOLET RADIATION. THE LEAD/CHIEF OPERATOR MUST BE CLASS D OR HIGHER. 50,000 GPD UP TO 0.25 MGD-STAFFING BY CLASS D OR HIGHER OPERATOR: 3 VISITS/WEEK ON NONCONSECUTIVE DAYS FOR A TOTAL OF 0.3 HOUR/WEEK. LESS THAN 50,000 GPD-STAFFING BY A CLASS D OR HIGHER OPERATOR: 2 VISITS/WEEK ON NONCONSECUTIVE DAYS FOR A TOTAL OF 0.2 HOUR/WEEK. THERE SHALL BE NO MORE THAN 5 DAYS BETWEEN THE LAST VISIT IN ONE WEEK AND THE FIRST VISIT IN THE NEXT WEEK. | N | Y | SOUTH LEVY RECREATION PARK | 8350 HWY 40 EAST |  | INGLIS | FL | 34449 |  | 3522215399 |  | WAYNE MOORE | DRENDA MERRITT | POST OFFICE DRAWER 429 |  | INGLIS | FL | 34449 |  | 3524472203 | 107 | INVESTOR | 25 | 14400 | 2 | 2019-05-30 | 2019-05-24 | NC01 | 50
2 | LEVY | NED | info@divebluegrotto.com | 2381445 | NONCOMMUNITY | CHLORINATION; AERATION FOR REMOVAL OF ANY SECONDARY CONTAMINANT, SULFIDE, OR ANY UNREGULATED CONTAMINANT; CORROSION CONTROL INHIBITOR ADDITION; HYPOCHLORINATION; IRON OR MANGANESE SEQUESTRATION; OR ULTRAVIOLET RADIATION. THE LEAD/CHIEF OPERATOR MUST BE CLASS D OR HIGHER. 50,000 GPD UP TO 0.25 MGD-STAFFING BY CLASS D OR HIGHER OPERATOR: 3 VISITS/WEEK ON NONCONSECUTIVE DAYS FOR A TOTAL OF 0.3 HOUR/WEEK. LESS THAN 50,000 GPD-STAFFING BY A CLASS D OR HIGHER OPERATOR: 2 VISITS/WEEK ON NONCONSECUTIVE DAYS FOR A TOTAL OF 0.2 HOUR/WEEK. THERE SHALL BE NO MORE THAN 5 DAYS BETWEEN THE LAST VISIT IN ONE WEEK AND THE FIRST VISIT IN THE NEXT WEEK. | N | Y | BLUE GROTTO | 3852 NE 172ND CT |  | WILLISTON | FL | 32696 |  | 3525285770 |  | SUSAN PAGAN | DAVE MYLER | 3852 NE 172ND COURT |  | WILLISTON | FL | 32696 |  | 3216224600 |  | INVESTOR | 25 | 37440 | 17 | 2016-09-06 | 2021-08-13 | NC01 | 50
2 | LEVY | NED | moonstop@icloud.com | 2381447 | NONCOMMUNITY | CHLORINATION; AERATION FOR REMOVAL OF ANY SECONDARY CONTAMINANT, SULFIDE, OR ANY UNREGULATED CONTAMINANT; CORROSION CONTROL INHIBITOR ADDITION; HYPOCHLORINATION; IRON OR MANGANESE SEQUESTRATION; OR ULTRAVIOLET RADIATION. THE LEAD/CHIEF OPERATOR MUST BE CLASS D OR HIGHER. 50,000 GPD UP TO 0.25 MGD-STAFFING BY CLASS D OR HIGHER OPERATOR: 3 VISITS/WEEK ON NONCONSECUTIVE DAYS FOR A TOTAL OF 0.3 HOUR/WEEK. LESS THAN 50,000 GPD-STAFFING BY A CLASS D OR HIGHER OPERATOR: 2 VISITS/WEEK ON NONCONSECUTIVE DAYS FOR A TOTAL OF 0.2 HOUR/WEEK. THERE SHALL BE NO MORE THAN 5 DAYS BETWEEN THE LAST VISIT IN ONE WEEK AND THE FIRST VISIT IN THE NEXT WEEK. | N | Y | H&R SHOP AND HOP | 13574 N. HIGHWAY 19 |  | CHIEFLAND | FL | 32626 |  | 3522831180 |  | HARUNUR RASHID | HARUNUR RASHID | 13574 N. HWY 19 |  | CHIEFLAND | FL | 32626 |  | 3522831180 |  | INVESTOR | 25 | 13947 | 2 | 2015-01-09 | 2019-05-24 | NC01 | 50
2 | LEVY | NED | friendshipmason@aol.com | 2381452 | NONCOMMUNITY | CHLORINATION; AERATION FOR REMOVAL OF ANY SECONDARY CONTAMINANT, SULFIDE, OR ANY UNREGULATED CONTAMINANT; CORROSION CONTROL INHIBITOR ADDITION; HYPOCHLORINATION; IRON OR MANGANESE SEQUESTRATION; OR ULTRAVIOLET RADIATION. THE LEAD/CHIEF OPERATOR MUST BE CLASS D OR HIGHER. 50,000 GPD UP TO 0.25 MGD-STAFFING BY CLASS D OR HIGHER OPERATOR: 3 VISITS/WEEK ON NONCONSECUTIVE DAYS FOR A TOTAL OF 0.3 HOUR/WEEK. LESS THAN 50,000 GPD-STAFFING BY A CLASS D OR HIGHER OPERATOR: 2 VISITS/WEEK ON NONCONSECUTIVE DAYS FOR A TOTAL OF 0.2 HOUR/WEEK. THERE SHALL BE NO MORE THAN 5 DAYS BETWEEN THE LAST VISIT IN ONE WEEK AND THE FIRST VISIT IN THE NEXT WEEK. | N | Y | WILLARD'S RESTAURANT & BAR | 3490 SE CR 337 |  | MORRISTON | FL | 32668 |  | 3524862435 |  | DARYL ALLISON | JULIE KAY TRAMMELL | 15008 STONE CHURCH RD. |  | BROOKVILLE | IN | 47012 |  | 3524862435 |  | OTHER | 36 | 9557 | 1 | 2015-12-16 | 2020-11-24 | NC01 | 50
2 | LEVY | NED | LIGHTHOUSEWORDCH@BELLSOUTH.NET | 2381453 | NONCOMMUNITY | CHLORINATION; AERATION FOR REMOVAL OF ANY SECONDARY CONTAMINANT, SULFIDE, OR ANY UNREGULATED CONTAMINANT; CORROSION CONTROL INHIBITOR ADDITION; HYPOCHLORINATION; IRON OR MANGANESE SEQUESTRATION; OR ULTRAVIOLET RADIATION. THE LEAD/CHIEF OPERATOR MUST BE CLASS D OR HIGHER. 50,000 GPD UP TO 0.25 MGD-STAFFING BY CLASS D OR HIGHER OPERATOR: 3 VISITS/WEEK ON NONCONSECUTIVE DAYS FOR A TOTAL OF 0.3 HOUR/WEEK. LESS THAN 50,000 GPD-STAFFING BY A CLASS D OR HIGHER OPERATOR: 2 VISITS/WEEK ON NONCONSECUTIVE DAYS FOR A TOTAL OF 0.2 HOUR/WEEK. THERE SHALL BE NO MORE THAN 5 DAYS BETWEEN THE LAST VISIT IN ONE WEEK AND THE FIRST VISIT IN THE NEXT WEEK. | N | Y | LIGHTHOUSE WORD CHURCH | 2350 NE HWY 27A |  | CHIEFLAND | FL | 32626 |  |  |  | CAROL KEARNS | CAROL KEARNS | POST OFFICE BOX 85 |  | CHIEFLAND | FL | 32644 | 85 | 3524931554 |  | OTHER | 25 | 28521 | 2 | 2015-12-18 | 2020-12-11 | NC01 | 50
2 | LEVY | NED | SUNRAY2@BELLSOUTH.NET | 2381454 | NONCOMMUNITY | CHLORINATION; AERATION FOR REMOVAL OF ANY SECONDARY CONTAMINANT, SULFIDE, OR ANY UNREGULATED CONTAMINANT; CORROSION CONTROL INHIBITOR ADDITION; HYPOCHLORINATION; IRON OR MANGANESE SEQUESTRATION; OR ULTRAVIOLET RADIATION. THE LEAD/CHIEF OPERATOR MUST BE CLASS D OR HIGHER. 50,000 GPD UP TO 0.25 MGD-STAFFING BY CLASS D OR HIGHER OPERATOR: 3 VISITS/WEEK ON NONCONSECUTIVE DAYS FOR A TOTAL OF 0.3 HOUR/WEEK. LESS THAN 50,000 GPD-STAFFING BY A CLASS D OR HIGHER OPERATOR: 2 VISITS/WEEK ON NONCONSECUTIVE DAYS FOR A TOTAL OF 0.2 HOUR/WEEK. THERE SHALL BE NO MORE THAN 5 DAYS BETWEEN THE LAST VISIT IN ONE WEEK AND THE FIRST VISIT IN THE NEXT WEEK. | N | Y | SUNRAY SALOON | 2451 SE US 41 |  | MORRISTON | FL | 32668 |  | 3525283100 |  | LINDA INSPRUCKER | CLARENCE AND LINDA INSPRUCKER | 2451 SE US 41 |  | MORRISTON | FL | 32668 | 3061 | 3525283100 |  | INVESTOR | 25 | 4779 | 2 | 2017-02-07 | 2021-06-25 | NC01 | 50
2 | LEVY | NED | suziebbv@gmail.com | 2381455 | NONCOMMUNITY | CHLORINATION; AERATION FOR REMOVAL OF ANY SECONDARY CONTAMINANT, SULFIDE, OR ANY UNREGULATED CONTAMINANT; CORROSION CONTROL INHIBITOR ADDITION; HYPOCHLORINATION; IRON OR MANGANESE SEQUESTRATION; OR ULTRAVIOLET RADIATION. THE LEAD/CHIEF OPERATOR MUST BE CLASS D OR HIGHER. 50,000 GPD UP TO 0.25 MGD-STAFFING BY CLASS D OR HIGHER OPERATOR: 3 VISITS/WEEK ON NONCONSECUTIVE DAYS FOR A TOTAL OF 0.3 HOUR/WEEK. LESS THAN 50,000 GPD-STAFFING BY A CLASS D OR HIGHER OPERATOR: 2 VISITS/WEEK ON NONCONSECUTIVE DAYS FOR A TOTAL OF 0.2 HOUR/WEEK. THERE SHALL BE NO MORE THAN 5 DAYS BETWEEN THE LAST VISIT IN ONE WEEK AND THE FIRST VISIT IN THE NEXT WEEK. | N | Y | BIG BASS VILLAGE CAMPGROUND | 10530 SE 201ST ST |  | INGLIS | FL | 34449 |  |  |  | SUZANNE ABERNETHY | SUZANNE ABERNETHY | 10050 HWY 40 EAST | BOX 22 | INGLIS | FL | 34449 |  | 3524473474 |  | OTHER | 25 | 9323 | 16 | 2016-04-27 | 2021-05-21 | NC01 | 50
2 | LEVY | NED | lori.howard@levyk12.org | 2381456 | NONTRANSIENT NONCOMMUNITY | CHLORINATION; AERATION FOR REMOVAL OF ANY SECONDARY CONTAMINANT, SULFIDE, OR ANY UNREGULATED CONTAMINANT; CORROSION CONTROL INHIBITOR ADDITION; HYPOCHLORINATION; IRON OR MANGANESE SEQUESTRATION; OR ULTRAVIOLET RADIATION. THE LEAD/CHIEF OPERATOR MUST BE CLASS D OR HIGHER. 50,000 GPD UP TO 0.25 MGD-STAFFING BY CLASS D OR HIGHER OPERATOR: 3 VISITS/WEEK ON NONCONSECUTIVE DAYS FOR A TOTAL OF 0.3 HOUR/WEEK. LESS THAN 50,000 GPD-STAFFING BY A CLASS D OR HIGHER OPERATOR: 2 VISITS/WEEK ON NONCONSECUTIVE DAYS FOR A TOTAL OF 0.2 HOUR/WEEK. THERE SHALL BE NO MORE THAN 5 DAYS BETWEEN THE LAST VISIT IN ONE WEEK AND THE FIRST VISIT IN THE NEXT WEEK. | N | Y | NATURE COAST MIDDLE SCHOOL | 6830 NW 140TH ST |  | CHIEFLAND | FL | 32626 |  | 3524900700 |  | GEORGE FARROW | CHARLES BOWE | 6830 NW 140TH ST. |  | CHIEFLAND | FL | 32626 |  | 3524900700 |  | OTHER | 92 | 36000 | 1 | 2015-10-05 | 2021-08-27 | NTNC | 100
2 | LEVY | NED | JONATHAN@CHLC.US | 2381459 | NONTRANSIENT NONCOMMUNITY | CHLORINATION; AERATION FOR REMOVAL OF ANY SECONDARY CONTAMINANT, SULFIDE, OR ANY UNREGULATED CONTAMINANT; CORROSION CONTROL INHIBITOR ADDITION; HYPOCHLORINATION; IRON OR MANGANESE SEQUESTRATION; OR ULTRAVIOLET RADIATION. THE LEAD/CHIEF OPERATOR MUST BE CLASS D OR HIGHER. 50,000 GPD UP TO 0.25 MGD-STAFFING BY CLASS D OR HIGHER OPERATOR: 3 VISITS/WEEK ON NONCONSECUTIVE DAYS FOR A TOTAL OF 0.3 HOUR/WEEK. LESS THAN 50,000 GPD-STAFFING BY A CLASS D OR HIGHER OPERATOR: 2 VISITS/WEEK ON NONCONSECUTIVE DAYS FOR A TOTAL OF 0.2 HOUR/WEEK. THERE SHALL BE NO MORE THAN 5 DAYS BETWEEN THE LAST VISIT IN ONE WEEK AND THE FIRST VISIT IN THE NEXT WEEK. | N | Y | CLYATT HOUSE LEARNING CENTER | 3690 NW 120TH ST |  | CHIEFLAND | FL | 32626 |  | 3524937304 |  | JONATHAN. PITTS | FRANK PITTS | 4771 NW 60TH AVE |  | CHIEFLAND | FL | 32626 |  | 3524932804 |  | OTHER | 216 | 10007 | 1 | 2017-08-24 | 2020-07-15 | NTNC | 100
2 | LEVY | NED | STONEY@SVIC.NET | 2381460 | NONCOMMUNITY | CHLORINATION; AERATION FOR REMOVAL OF ANY SECONDARY CONTAMINANT, SULFIDE, OR ANY UNREGULATED CONTAMINANT; CORROSION CONTROL INHIBITOR ADDITION; HYPOCHLORINATION; IRON OR MANGANESE SEQUESTRATION; OR ULTRAVIOLET RADIATION. THE LEAD/CHIEF OPERATOR MUST BE CLASS D OR HIGHER. 50,000 GPD UP TO 0.25 MGD-STAFFING BY CLASS D OR HIGHER OPERATOR: 3 VISITS/WEEK ON NONCONSECUTIVE DAYS FOR A TOTAL OF 0.3 HOUR/WEEK. LESS THAN 50,000 GPD-STAFFING BY A CLASS D OR HIGHER OPERATOR: 2 VISITS/WEEK ON NONCONSECUTIVE DAYS FOR A TOTAL OF 0.2 HOUR/WEEK. THERE SHALL BE NO MORE THAN 5 DAYS BETWEEN THE LAST VISIT IN ONE WEEK AND THE FIRST VISIT IN THE NEXT WEEK. | N | Y | JIFFY 1590 CROSSROADS COUNTRY STORE | 6950 NW 60TH ST. |  | CHIEFLAND | FL | 32626 |  | 3522224821 |  | STONEY SMITH | STONEY SMITH | POST OFFICE BOX 2298 | 1525 NW 25 AVENUE | CHIEFLAND | FL | 32644 |  | 3522224821 |  | OTHER | 25 | 9437 | 1 | 2017-06-14 | 2017-03-29 | NC01 | 50
2 | LEVY | NED | RYANBELLFL@GMAIL.COM | 2381462 | NONCOMMUNITY | CHLORINATION; AERATION FOR REMOVAL OF ANY SECONDARY CONTAMINANT, SULFIDE, OR ANY UNREGULATED CONTAMINANT; CORROSION CONTROL INHIBITOR ADDITION; HYPOCHLORINATION; IRON OR MANGANESE SEQUESTRATION; OR ULTRAVIOLET RADIATION. THE LEAD/CHIEF OPERATOR MUST BE CLASS D OR HIGHER. 50,000 GPD UP TO 0.25 MGD-STAFFING BY CLASS D OR HIGHER OPERATOR: 3 VISITS/WEEK ON NONCONSECUTIVE DAYS FOR A TOTAL OF 0.3 HOUR/WEEK. LESS THAN 50,000 GPD-STAFFING BY A CLASS D OR HIGHER OPERATOR: 2 VISITS/WEEK ON NONCONSECUTIVE DAYS FOR A TOTAL OF 0.2 HOUR/WEEK. THERE SHALL BE NO MORE THAN 5 DAYS BETWEEN THE LAST VISIT IN ONE WEEK AND THE FIRST VISIT IN THE NEXT WEEK. | N | Y | BELL'S RESTAURANT | 6650 NW 140TH STREET |  | CHIEFLAND | FL | 32626 |  | 3523253060 |  | RYAN BELL | RYAN BELL | 13 NE 3RD STREET |  | CHIEFLAND | FL | 32626 |  | 3522226034 |  | OTHER | 25 | 48000 | 1 | 2012-05-23 | 2020-02-07 | NC01 | 50
2 | LEVY | NED | INFO@OCALATRAILSRVCAMPING.COM | 2381463 | NONCOMMUNITY | CHLORINATION; AERATION FOR REMOVAL OF ANY SECONDARY CONTAMINANT, SULFIDE, OR ANY UNREGULATED CONTAMINANT; CORROSION CONTROL INHIBITOR ADDITION; HYPOCHLORINATION; IRON OR MANGANESE SEQUESTRATION; OR ULTRAVIOLET RADIATION. THE LEAD/CHIEF OPERATOR MUST BE CLASS D OR HIGHER. 50,000 GPD UP TO 0.25 MGD-STAFFING BY CLASS D OR HIGHER OPERATOR: 3 VISITS/WEEK ON NONCONSECUTIVE DAYS FOR A TOTAL OF 0.3 HOUR/WEEK. LESS THAN 50,000 GPD-STAFFING BY A CLASS D OR HIGHER OPERATOR: 2 VISITS/WEEK ON NONCONSECUTIVE DAYS FOR A TOTAL OF 0.2 HOUR/WEEK. THERE SHALL BE NO MORE THAN 5 DAYS BETWEEN THE LAST VISIT IN ONE WEEK AND THE FIRST VISIT IN THE NEXT WEEK. | N | Y | GOETHE TRAILHEAD RANCH RV CAMPGROUND | 9551 SE CR 337 |  | DUNNELLON | FL | 34431 |  | 3524655849 |  | AMBER RAY | LOREL MOLDER | 9171 SE CR 337 |  | DUNNELLON | FL | 34431 |  | 3524898545 |  | OTHER | 146 | 93600 | 75 | 2018-01-03 | 2017-03-21 | NC01 | 50
2 | LEVY | NED | SOLIDWASTE@LEVYCOUNTY.ORG | 2381465 | NONTRANSIENT NONCOMMUNITY | CHLORINATION; AERATION FOR REMOVAL OF ANY SECONDARY CONTAMINANT, SULFIDE, OR ANY UNREGULATED CONTAMINANT; CORROSION CONTROL INHIBITOR ADDITION; HYPOCHLORINATION; IRON OR MANGANESE SEQUESTRATION; OR ULTRAVIOLET RADIATION. THE LEAD/CHIEF OPERATOR MUST BE CLASS D OR HIGHER. 50,000 GPD UP TO 0.25 MGD-STAFFING BY CLASS D OR HIGHER OPERATOR: 3 VISITS/WEEK ON NONCONSECUTIVE DAYS FOR A TOTAL OF 0.3 HOUR/WEEK. LESS THAN 50,000 GPD-STAFFING BY A CLASS D OR HIGHER OPERATOR: 2 VISITS/WEEK ON NONCONSECUTIVE DAYS FOR A TOTAL OF 0.2 HOUR/WEEK. THERE SHALL BE NO MORE THAN 5 DAYS BETWEEN THE LAST VISIT IN ONE WEEK AND THE FIRST VISIT IN THE NEXT WEEK. | N | Y | LEVY COUNTY SOLID WASTE MGMT | 12051 NE 69 LN |  | WILLISTON | FL | 32696 |  | 3524863300 |  | BENNY JERRELS | BENNY JERRELS | POST OFFICE BOX 1734 |  | BRONSON | FL | 32621 |  | 3524863300 |  | COUNTY | 40 | 155520 | 7 | 2017-05-04 | 2020-05-20 | NTNC | 100
2 | LEVY | NED |  | 2381466 | NONCOMMUNITY | CHLORINATION; AERATION FOR REMOVAL OF ANY SECONDARY CONTAMINANT, SULFIDE, OR ANY UNREGULATED CONTAMINANT; CORROSION CONTROL INHIBITOR ADDITION; HYPOCHLORINATION; IRON OR MANGANESE SEQUESTRATION; OR ULTRAVIOLET RADIATION. THE LEAD/CHIEF OPERATOR MUST BE CLASS D OR HIGHER. 50,000 GPD UP TO 0.25 MGD-STAFFING BY CLASS D OR HIGHER OPERATOR: 3 VISITS/WEEK ON NONCONSECUTIVE DAYS FOR A TOTAL OF 0.3 HOUR/WEEK. LESS THAN 50,000 GPD-STAFFING BY A CLASS D OR HIGHER OPERATOR: 2 VISITS/WEEK ON NONCONSECUTIVE DAYS FOR A TOTAL OF 0.2 HOUR/WEEK. THERE SHALL BE NO MORE THAN 5 DAYS BETWEEN THE LAST VISIT IN ONE WEEK AND THE FIRST VISIT IN THE NEXT WEEK. | N | Y | AMVET POST 444 | 13751 NE 52 PL |  | WILLISTON | FL | 32696 |  | 3522563441 |  | MARK KIRCHARTC | MARK KIRCHARTC | POST OFFICE BOX 879 |  | WILLISTON | FL | 32696 |  | 3525282550 |  | OTHER | 25 | 9347 | 1 | 2012-02-23 | 2018-05-09 | NC01 | 50
2 | LEVY | NED | amvetspost88@gmail.com | 2381467 | NONCOMMUNITY | CHLORINATION; AERATION FOR REMOVAL OF ANY SECONDARY CONTAMINANT, SULFIDE, OR ANY UNREGULATED CONTAMINANT; CORROSION CONTROL INHIBITOR ADDITION; HYPOCHLORINATION; IRON OR MANGANESE SEQUESTRATION; OR ULTRAVIOLET RADIATION. THE LEAD/CHIEF OPERATOR MUST BE CLASS D OR HIGHER. 50,000 GPD UP TO 0.25 MGD-STAFFING BY CLASS D OR HIGHER OPERATOR: 3 VISITS/WEEK ON NONCONSECUTIVE DAYS FOR A TOTAL OF 0.3 HOUR/WEEK. LESS THAN 50,000 GPD-STAFFING BY A CLASS D OR HIGHER OPERATOR: 2 VISITS/WEEK ON NONCONSECUTIVE DAYS FOR A TOTAL OF 0.2 HOUR/WEEK. THERE SHALL BE NO MORE THAN 5 DAYS BETWEEN THE LAST VISIT IN ONE WEEK AND THE FIRST VISIT IN THE NEXT WEEK. | N | Y | AMVET POST 88 | 10050 NE SR 24 |  | ARCHER | FL | 32618 |  | 3524866844 |  | CHARLES HILL | CHARLES HILL | 10050 NE SR 24 |  | ARCHER | FL | 32618 |  | 3524866844 |  | OTHER | 68 | 9437 | 1 | 2014-05-29 | 2019-03-15 | NC01 | 50
2 | LEVY | NED | levymcpks@aol.com | 2381468 | NONCOMMUNITY | CHLORINATION; AERATION FOR REMOVAL OF ANY SECONDARY CONTAMINANT, SULFIDE, OR ANY UNREGULATED CONTAMINANT; CORROSION CONTROL INHIBITOR ADDITION; HYPOCHLORINATION; IRON OR MANGANESE SEQUESTRATION; OR ULTRAVIOLET RADIATION. THE LEAD/CHIEF OPERATOR MUST BE CLASS D OR HIGHER. 50,000 GPD UP TO 0.25 MGD-STAFFING BY CLASS D OR HIGHER OPERATOR: 3 VISITS/WEEK ON NONCONSECUTIVE DAYS FOR A TOTAL OF 0.3 HOUR/WEEK. LESS THAN 50,000 GPD-STAFFING BY A CLASS D OR HIGHER OPERATOR: 2 VISITS/WEEK ON NONCONSECUTIVE DAYS FOR A TOTAL OF 0.2 HOUR/WEEK. THERE SHALL BE NO MORE THAN 5 DAYS BETWEEN THE LAST VISIT IN ONE WEEK AND THE FIRST VISIT IN THE NEXT WEEK. | N | Y | SHELLMOUND RV PARK | 17651 SW 78TH PLACE |  | CEDAR KEY | FL | 32625 |  | 3522215302 |  | MATT WELDON | SUSAN BILLINGS | PO BOX 248 |  | BRONSON | FL | 32621 |  | 3524865127 |  | COUNTY | 42 | 9407 | 31 | 2015-09-15 | 2020-02-26 | NC01 | 50
2 | LEVY | NED | CMIRACLE@EMBARQMAIL.COM | 2381469 | NONTRANSIENT NONCOMMUNITY | CHLORINATION; AERATION FOR REMOVAL OF ANY SECONDARY CONTAMINANT, SULFIDE, OR ANY UNREGULATED CONTAMINANT; CORROSION CONTROL INHIBITOR ADDITION; HYPOCHLORINATION; IRON OR MANGANESE SEQUESTRATION; OR ULTRAVIOLET RADIATION. THE LEAD/CHIEF OPERATOR MUST BE CLASS D OR HIGHER. 50,000 GPD UP TO 0.25 MGD-STAFFING BY CLASS D OR HIGHER OPERATOR: 3 VISITS/WEEK ON NONCONSECUTIVE DAYS FOR A TOTAL OF 0.3 HOUR/WEEK. LESS THAN 50,000 GPD-STAFFING BY A CLASS D OR HIGHER OPERATOR: 2 VISITS/WEEK ON NONCONSECUTIVE DAYS FOR A TOTAL OF 0.2 HOUR/WEEK. THERE SHALL BE NO MORE THAN 5 DAYS BETWEEN THE LAST VISIT IN ONE WEEK AND THE FIRST VISIT IN THE NEXT WEEK. | N | Y | VISION CHRISTIAN ACADEMY | 18680 NE 75TH STREET |  | WILLISTON | FL | 32696 |  | 3525286606 |  | CARL CARNEGIE | CARL CARNEGIE | PO BOX 787 |  | WILLISTON | FL | 32696 |  | 3525286606 |  | OTHER | 35 | 9505 | 5 | 2017-10-25 | 2020-07-21 | NTNC | 100
2 | LEVY | NED | stacyswain@me.com | 2381470 | NONCOMMUNITY | CHLORINATION; AERATION FOR REMOVAL OF ANY SECONDARY CONTAMINANT, SULFIDE, OR ANY UNREGULATED CONTAMINANT; CORROSION CONTROL INHIBITOR ADDITION; HYPOCHLORINATION; IRON OR MANGANESE SEQUESTRATION; OR ULTRAVIOLET RADIATION. THE LEAD/CHIEF OPERATOR MUST BE CLASS D OR HIGHER. 50,000 GPD UP TO 0.25 MGD-STAFFING BY CLASS D OR HIGHER OPERATOR: 3 VISITS/WEEK ON NONCONSECUTIVE DAYS FOR A TOTAL OF 0.3 HOUR/WEEK. LESS THAN 50,000 GPD-STAFFING BY A CLASS D OR HIGHER OPERATOR: 2 VISITS/WEEK ON NONCONSECUTIVE DAYS FOR A TOTAL OF 0.2 HOUR/WEEK. THERE SHALL BE NO MORE THAN 5 DAYS BETWEEN THE LAST VISIT IN ONE WEEK AND THE FIRST VISIT IN THE NEXT WEEK. | N | Y | LEVY BEEF O' BRADYS | 7050 NW 140TH STREET |  | CHIEFLAND | FL | 32626 |  | 3524939664 |  | Shane Keene | MARK SWAIN | 7050 NW 140TH ST. |  | CHIEFLAND | FL | 32626 |  | 7273641697 |  | INVESTOR | 25 | 9200 | 1 | 2017-08-31 | 2017-08-08 | NC01 | 50
2 | LEVY | NED | PASTORKEITH@MORRISTONBAPTIST.ORG | 2381471 | NONCOMMUNITY | CHLORINATION; AERATION FOR REMOVAL OF ANY SECONDARY CONTAMINANT, SULFIDE, OR ANY UNREGULATED CONTAMINANT; CORROSION CONTROL INHIBITOR ADDITION; HYPOCHLORINATION; IRON OR MANGANESE SEQUESTRATION; OR ULTRAVIOLET RADIATION. THE LEAD/CHIEF OPERATOR MUST BE CLASS D OR HIGHER. 50,000 GPD UP TO 0.25 MGD-STAFFING BY CLASS D OR HIGHER OPERATOR: 3 VISITS/WEEK ON NONCONSECUTIVE DAYS FOR A TOTAL OF 0.3 HOUR/WEEK. LESS THAN 50,000 GPD-STAFFING BY A CLASS D OR HIGHER OPERATOR: 2 VISITS/WEEK ON NONCONSECUTIVE DAYS FOR A TOTAL OF 0.2 HOUR/WEEK. THERE SHALL BE NO MORE THAN 5 DAYS BETWEEN THE LAST VISIT IN ONE WEEK AND THE FIRST VISIT IN THE NEXT WEEK. | N | Y | MORRISTON BAPTIST CHURCH WTP | 3141 SE HIGHWAY 41 |  | MORRISTON | FL | 32668 |  | 3525284080 |  | DON MEADOWS | DON MEADOWS | 3141 SE HWY 41 |  | MORRISTON | FL | 32668 |  | 3525284080 |  | OTHER | 284 | 15458 | 1 | 2017-05-09 | 2017-04-13 | NC01 | 50
2 | LEVY | NED | matos777@att.net | 2381472 | NONCOMMUNITY | CHLORINATION; AERATION FOR REMOVAL OF ANY SECONDARY CONTAMINANT, SULFIDE, OR ANY UNREGULATED CONTAMINANT; CORROSION CONTROL INHIBITOR ADDITION; HYPOCHLORINATION; IRON OR MANGANESE SEQUESTRATION; OR ULTRAVIOLET RADIATION. THE LEAD/CHIEF OPERATOR MUST BE CLASS D OR HIGHER. 50,000 GPD UP TO 0.25 MGD-STAFFING BY CLASS D OR HIGHER OPERATOR: 3 VISITS/WEEK ON NONCONSECUTIVE DAYS FOR A TOTAL OF 0.3 HOUR/WEEK. LESS THAN 50,000 GPD-STAFFING BY A CLASS D OR HIGHER OPERATOR: 2 VISITS/WEEK ON NONCONSECUTIVE DAYS FOR A TOTAL OF 0.2 HOUR/WEEK. THERE SHALL BE NO MORE THAN 5 DAYS BETWEEN THE LAST VISIT IN ONE WEEK AND THE FIRST VISIT IN THE NEXT WEEK. | N | Y | TEMPLO DE LA ALABANZA | 10331 NE HWY 27 ALT |  | BRONSON | FL | 32621 |  | 3524868722 |  | ANTONIO MATOS | ANTONIO MATOS | PO BOX 706 |  | BRONSON | FL | 32621 |  | 3524868722 |  | INVESTOR | 25 | 9332 | 2 | 2018-09-26 | 2018-09-12 | NC01 | 50
2 | LEVY | NED | crmd0084@gmail.com | 2381473 | NONCOMMUNITY | CHLORINATION; AERATION FOR REMOVAL OF ANY SECONDARY CONTAMINANT, SULFIDE, OR ANY UNREGULATED CONTAMINANT; CORROSION CONTROL INHIBITOR ADDITION; HYPOCHLORINATION; IRON OR MANGANESE SEQUESTRATION; OR ULTRAVIOLET RADIATION. THE LEAD/CHIEF OPERATOR MUST BE CLASS D OR HIGHER. 50,000 GPD UP TO 0.25 MGD-STAFFING BY CLASS D OR HIGHER OPERATOR: 3 VISITS/WEEK ON NONCONSECUTIVE DAYS FOR A TOTAL OF 0.3 HOUR/WEEK. LESS THAN 50,000 GPD-STAFFING BY A CLASS D OR HIGHER OPERATOR: 2 VISITS/WEEK ON NONCONSECUTIVE DAYS FOR A TOTAL OF 0.2 HOUR/WEEK. THERE SHALL BE NO MORE THAN 5 DAYS BETWEEN THE LAST VISIT IN ONE WEEK AND THE FIRST VISIT IN THE NEXT WEEK. | N | N | RAFTER CROSS COWBOY CHURCH | US 27 & NE 162ND COURT |  | WILLISTON | FL | 32696 |  | 3522214946 |  | ROGER CHILTON | BILL KEITH | POST BOX 358 | 4631 SW 162 COURT | WILLISTON | FL | 32696 |  | 3522097672 |  | INVESTOR | 25 | 1800 | 1 | 2018-09-27 | 2018-09-12 | NC01 | 50
2 | LEVY | NED | TTROBAUGH@DOLLARTREE.COM | 2381474 | NONCOMMUNITY | CHLORINATION; AERATION FOR REMOVAL OF ANY SECONDARY CONTAMINANT, SULFIDE, OR ANY UNREGULATED CONTAMINANT; CORROSION CONTROL INHIBITOR ADDITION; HYPOCHLORINATION; IRON OR MANGANESE SEQUESTRATION; OR ULTRAVIOLET RADIATION. THE LEAD/CHIEF OPERATOR MUST BE CLASS D OR HIGHER. 50,000 GPD UP TO 0.25 MGD-STAFFING BY CLASS D OR HIGHER OPERATOR: 3 VISITS/WEEK ON NONCONSECUTIVE DAYS FOR A TOTAL OF 0.3 HOUR/WEEK. LESS THAN 50,000 GPD-STAFFING BY A CLASS D OR HIGHER OPERATOR: 2 VISITS/WEEK ON NONCONSECUTIVE DAYS FOR A TOTAL OF 0.2 HOUR/WEEK. THERE SHALL BE NO MORE THAN 5 DAYS BETWEEN THE LAST VISIT IN ONE WEEK AND THE FIRST VISIT IN THE NEXT WEEK. | N | Y | FAMILY DOLLAR - MORRISTON | 2991 SE STATE ROAD 121 |  | MORRISTON | FL | 32668 |  | 7047081629 |  | LICENSE COORDINATOR | FAMILY DOLLAR H&S, C/O HUNT REAL ESTATE SERVICES INC. | 5601 W MARINER ST | SUITE 100 | TAMPA | FL | 33609 |  | 8132895511 |  | INVESTOR | 25 | 28000 | 1 | 2016-02-19 | 2021-06-25 | NC01 | 50
2 | LEVY | NED |  | 2381475 | NONCOMMUNITY | CHLORINATION; AERATION FOR REMOVAL OF ANY SECONDARY CONTAMINANT, SULFIDE, OR ANY UNREGULATED CONTAMINANT; CORROSION CONTROL INHIBITOR ADDITION; HYPOCHLORINATION; IRON OR MANGANESE SEQUESTRATION; OR ULTRAVIOLET RADIATION. THE LEAD/CHIEF OPERATOR MUST BE CLASS D OR HIGHER. 50,000 GPD UP TO 0.25 MGD-STAFFING BY CLASS D OR HIGHER OPERATOR: 3 VISITS/WEEK ON NONCONSECUTIVE DAYS FOR A TOTAL OF 0.3 HOUR/WEEK. LESS THAN 50,000 GPD-STAFFING BY A CLASS D OR HIGHER OPERATOR: 2 VISITS/WEEK ON NONCONSECUTIVE DAYS FOR A TOTAL OF 0.2 HOUR/WEEK. THERE SHALL BE NO MORE THAN 5 DAYS BETWEEN THE LAST VISIT IN ONE WEEK AND THE FIRST VISIT IN THE NEXT WEEK. | N | Y | DOLLAR GENERAL MORRISTON | 19611 SE 32ND PLACE |  | MORRISTON | FL | 32606 |  | 3867558887 |  |  | KRISTIN ELLIOTT | 100 MISSION RIDGE |  | GOODLETTSVILLE | TN | 37072 |  | 6158555365 |  | INVESTOR | 25 | 1000 | 1 |  | 2017-01-13 | NC01 | 50
2 | LEVY | NED | BRIAN@CONCEPTCOMPANIES.NET | 2381476 | NONCOMMUNITY | CHLORINATION; AERATION FOR REMOVAL OF ANY SECONDARY CONTAMINANT, SULFIDE, OR ANY UNREGULATED CONTAMINANT; CORROSION CONTROL INHIBITOR ADDITION; HYPOCHLORINATION; IRON OR MANGANESE SEQUESTRATION; OR ULTRAVIOLET RADIATION. THE LEAD/CHIEF OPERATOR MUST BE CLASS D OR HIGHER. 50,000 GPD UP TO 0.25 MGD-STAFFING BY CLASS D OR HIGHER OPERATOR: 3 VISITS/WEEK ON NONCONSECUTIVE DAYS FOR A TOTAL OF 0.3 HOUR/WEEK. LESS THAN 50,000 GPD-STAFFING BY A CLASS D OR HIGHER OPERATOR: 2 VISITS/WEEK ON NONCONSECUTIVE DAYS FOR A TOTAL OF 0.2 HOUR/WEEK. THERE SHALL BE NO MORE THAN 5 DAYS BETWEEN THE LAST VISIT IN ONE WEEK AND THE FIRST VISIT IN THE NEXT WEEK. | N | Y | DOLLAR GENERAL #19646 | 5320 NE 140TH COURT |  | WILLISTON | FL | 32696 |  | 3867558887 |  | TWOFOLD ENGINEERING | CARPENTER, KERN A | 18285 SW 264 STREET |  | HOMESTEAD | FL | 33030 |  |  |  | OTHER | 25 | 1000 | 1 | 2019-04-16 | 2019-03-19 | NC01 | 50
2 | LEVY | NED | JUDY@BIGLICK.COM | 2381477 | NONCOMMUNITY | CHLORINATION; AERATION FOR REMOVAL OF ANY SECONDARY CONTAMINANT, SULFIDE, OR ANY UNREGULATED CONTAMINANT; CORROSION CONTROL INHIBITOR ADDITION; HYPOCHLORINATION; IRON OR MANGANESE SEQUESTRATION; OR ULTRAVIOLET RADIATION. THE LEAD/CHIEF OPERATOR MUST BE CLASS D OR HIGHER. 50,000 GPD UP TO 0.25 MGD-STAFFING BY CLASS D OR HIGHER OPERATOR: 3 VISITS/WEEK ON NONCONSECUTIVE DAYS FOR A TOTAL OF 0.3 HOUR/WEEK. LESS THAN 50,000 GPD-STAFFING BY A CLASS D OR HIGHER OPERATOR: 2 VISITS/WEEK ON NONCONSECUTIVE DAYS FOR A TOTAL OF 0.2 HOUR/WEEK. THERE SHALL BE NO MORE THAN 5 DAYS BETWEEN THE LAST VISIT IN ONE WEEK AND THE FIRST VISIT IN THE NEXT WEEK. | N | Y | BLACK PRONG EQUESTRIAN VILLAGE WTP | 450 SE COUNTY ROAD 337 |  | BRONSON | FL | 32621 |  | 4349517408 |  | REID NAGLE | REID NAGLE | 3890 SE 148TH TERRACE |  | MORRISTON | FL | 32688 |  | 4349517408 |  | INVESTOR | 25 | 12751 | 3 |  | 2020-08-04 | NC01 | 50
2 | LEVY | NED | asburyupc@yahoo.com | 2381478 | NONTRANSIENT NONCOMMUNITY | CHLORINATION; AERATION FOR REMOVAL OF ANY SECONDARY CONTAMINANT, SULFIDE, OR ANY UNREGULATED CONTAMINANT; CORROSION CONTROL INHIBITOR ADDITION; HYPOCHLORINATION; IRON OR MANGANESE SEQUESTRATION; OR ULTRAVIOLET RADIATION. THE LEAD/CHIEF OPERATOR MUST BE CLASS D OR HIGHER. 50,000 GPD UP TO 0.25 MGD-STAFFING BY CLASS D OR HIGHER OPERATOR: 3 VISITS/WEEK ON NONCONSECUTIVE DAYS FOR A TOTAL OF 0.3 HOUR/WEEK. LESS THAN 50,000 GPD-STAFFING BY A CLASS D OR HIGHER OPERATOR: 2 VISITS/WEEK ON NONCONSECUTIVE DAYS FOR A TOTAL OF 0.2 HOUR/WEEK. THERE SHALL BE NO MORE THAN 5 DAYS BETWEEN THE LAST VISIT IN ONE WEEK AND THE FIRST VISIT IN THE NEXT WEEK. | N | Y | LANDMARK APOSTOLIC CHURCH SCHOOL | 525 SE 3RD AVENUE |  | WILLISTON | FL | 32696 |  | 3525282233 |  | JAMES ASBURY | JAMES ASBURY | 525 S.E. 3RD AVENUE |  | WILLISTON | FL | 32696 |  | 3525282233 |  | INVESTOR | 25 | 25000 | 1 |  | 2021-11-05 | NTNC | 100
2 | MADISON | NED | clu257@yahoo.com | 2400185 | COMMUNITY | CHLORINATION; AERATION FOR REMOVAL OF ANY SECONDARY CONTAMINANT, SULFIDE, OR ANY UNREGULATED CONTAMINANT; CORROSION CONTROL INHIBITOR ADDITION; HYPOCHLORINATION; IRON OR MANGANESE SEQUESTRATION; OR ULTRAVIOLET RADIATION. THE LEAD/CHIEF OPERATOR MUST BE CLASS D OR HIGHER. 50,000 GPD UP TO 0.25 MGD-STAFFING BY CLASS D OR HIGHER OPERATOR: 3 VISITS/WEEK ON NONCONSECUTIVE DAYS FOR A TOTAL OF 0.3 HOUR/WEEK. LESS THAN 50,000 GPD-STAFFING BY A CLASS D OR HIGHER OPERATOR: 2 VISITS/WEEK ON NONCONSECUTIVE DAYS FOR A TOTAL OF 0.2 HOUR/WEEK. THERE SHALL BE NO MORE THAN 5 DAYS BETWEEN THE LAST VISIT IN ONE WEEK AND THE FIRST VISIT IN THE NEXT WEEK. | N | Y | CHERRY LAKE UTILITIES | 257 NORTHEAST BERKSHIRE ROAD |  | MADISON | FL | 32340 |  | 8509294620 |  | LINDA OLSON | LINDA OLSON | 257 NE BERKSHIRE ROAD |  | MADISON | FL | 32340 |  | 8509294620 |  | INVESTOR | 750 | 249999 | 283 | 2014-09-12 | 2020-08-27 | DC05 | 500
2 | MADISON | NED | CITYMANAGER@CITYOFMADISONFL.COM | 2400205 | COMMUNITY | AERATION FOR REMOVAL OF ANY PRIMARY CONTAMINANT; ALKALINITY/PH ADJUSTMENT; CHLORAMIN ATION; CHLORINE DIOXIDE FOR OXIDATION OR DISINFECTION; FLUORIDATION; ION EXCHANGE FOR REMOVAL OF ANY SECONDARY CONTAMINANT, SULFIDE, OR ANY UNREGULATED CONTAMINANT; OR OZONATION. THE LEAD/CHIEF OPERATOR MUST BE CLASS C OR HIGHER. 5.0 MGD UP TO 10 MGD-STAFFING BY CLASS C OR HIGHER OPERATOR: 6 HOURS/DAY FOR 5 DAYS/WEEK AND ONE VISIT ON EACH WEEKEND DAY. 3.0 MGD UP TO 5.0 MGD-STAFFING BY CLASS C OR HIGHER OPERATOR: 3 HOURS/DAY FOR 5 DAYS/WEEK AND ONE VISIT ON EACH WEEKEND DAY. 1.0 MGD UP TO 3.0 MGD-STAFFING BY CLASS C OR HIGHER OPERATOR: 1 HOUR/DAY FOR 5 DAYS/WEEK AND ONE VISIT ON EACH WEEKEND DAY. 0.1 MGD UP TO 1.0 MGD-STAFFING BY CLASS C OR HIGHER OPERATOR: 5 VISITS/WEEK AND ONE VISIT EACH WEEKEND FOR A TOTAL OF 1.2 HOURS/WEEK. | N | Y | MADISON WATER DEPARTMENT | 321 SW RUTLEDGE STREET |  | MADISON | FL | 32340 | 2498 | 8509735073 |  | MIKE LAWSON | JEROME WYCHE | 321 SW RUTLEDGE ST |  | MADISON | FL | 32340 | 2498 | 8509735081 |  | MUNICIPALITY | 7350 | 3858000 | 2100 | 2018-07-11 | 2021-06-16 | DC03 | 2000
2 | MADISON | NED | info@flply.com | 2400362 | NONTRANSIENT NONCOMMUNITY | CHLORINATION; AERATION FOR REMOVAL OF ANY SECONDARY CONTAMINANT, SULFIDE, OR ANY UNREGULATED CONTAMINANT; CORROSION CONTROL INHIBITOR ADDITION; HYPOCHLORINATION; IRON OR MANGANESE SEQUESTRATION; OR ULTRAVIOLET RADIATION. THE LEAD/CHIEF OPERATOR MUST BE CLASS D OR HIGHER. 50,000 GPD UP TO 0.25 MGD-STAFFING BY CLASS D OR HIGHER OPERATOR: 3 VISITS/WEEK ON NONCONSECUTIVE DAYS FOR A TOTAL OF 0.3 HOUR/WEEK. LESS THAN 50,000 GPD-STAFFING BY A CLASS D OR HIGHER OPERATOR: 2 VISITS/WEEK ON NONCONSECUTIVE DAYS FOR A TOTAL OF 0.2 HOUR/WEEK. THERE SHALL BE NO MORE THAN 5 DAYS BETWEEN THE LAST VISIT IN ONE WEEK AND THE FIRST VISIT IN THE NEXT WEEK. | N | Y | FLORIDA PLYWOOD CORP | 1228 NORTHWEST US HIGHWAY 221 |  | GREENVILLE | FL | 32331 | 458 | 8509482211 |  | JUSTINA CONE | JOHN MAULTSBY | POST OFFICE BOX 458 |  | GREENVILLE | FL | 32331 | 458 | 8509482211 |  | INVESTOR | 50 | 11574 | 2 | 2017-11-27 | 2020-12-04 | NTNC | 100
2 | MADISON | NED | CLERK@MYGREENVILLEFL.COM | 2400440 | COMMUNITY | AERATION FOR REMOVAL OF ANY PRIMARY CONTAMINANT; ALKALINITY/PH ADJUSTMENT; CHLORAMIN ATION; CHLORINE DIOXIDE FOR OXIDATION OR DISINFECTION; FLUORIDATION; ION EXCHANGE FOR REMOVAL OF ANY SECONDARY CONTAMINANT, SULFIDE, OR ANY UNREGULATED CONTAMINANT; OR OZONATION. THE LEAD/CHIEF OPERATOR MUST BE CLASS C OR HIGHER. 5.0 MGD UP TO 10 MGD-STAFFING BY CLASS C OR HIGHER OPERATOR: 6 HOURS/DAY FOR 5 DAYS/WEEK AND ONE VISIT ON EACH WEEKEND DAY. 3.0 MGD UP TO 5.0 MGD-STAFFING BY CLASS C OR HIGHER OPERATOR: 3 HOURS/DAY FOR 5 DAYS/WEEK AND ONE VISIT ON EACH WEEKEND DAY. 1.0 MGD UP TO 3.0 MGD-STAFFING BY CLASS C OR HIGHER OPERATOR: 1 HOUR/DAY FOR 5 DAYS/WEEK AND ONE VISIT ON EACH WEEKEND DAY. 0.1 MGD UP TO 1.0 MGD-STAFFING BY CLASS C OR HIGHER OPERATOR: 5 VISITS/WEEK AND ONE VISIT EACH WEEKEND FOR A TOTAL OF 1.2 HOURS/WEEK. | N | Y | GREENVILLE WTP | 102 CHURCH ST. | MAIN & FIRST ST. | GREENVILLE | FL | 32331 | 235 | 8509482251 |  | LEE JONES, JR. | BRITTNI BROWN | 154 SW OLD MISSION AVE. |  | GREENVILLE | FL | 32331 |  | 8509482251 |  | MUNICIPALITY | 800 | 734400 | 460 | 2016-11-16 | 2019-10-11 | DC04 | 1000
2 | MADISON | NED | ALAN.OBAIGBENA@DOT.STATE.FL.US | 2400706 | NONCOMMUNITY | CHLORINATION; AERATION FOR REMOVAL OF ANY SECONDARY CONTAMINANT, SULFIDE, OR ANY UNREGULATED CONTAMINANT; CORROSION CONTROL INHIBITOR ADDITION; HYPOCHLORINATION; IRON OR MANGANESE SEQUESTRATION; OR ULTRAVIOLET RADIATION. THE LEAD/CHIEF OPERATOR MUST BE CLASS D OR HIGHER. 50,000 GPD UP TO 0.25 MGD-STAFFING BY CLASS D OR HIGHER OPERATOR: 3 VISITS/WEEK ON NONCONSECUTIVE DAYS FOR A TOTAL OF 0.3 HOUR/WEEK. LESS THAN 50,000 GPD-STAFFING BY A CLASS D OR HIGHER OPERATOR: 2 VISITS/WEEK ON NONCONSECUTIVE DAYS FOR A TOTAL OF 0.2 HOUR/WEEK. THERE SHALL BE NO MORE THAN 5 DAYS BETWEEN THE LAST VISIT IN ONE WEEK AND THE FIRST VISIT IN THE NEXT WEEK. | N | Y | DOT: I-10 & CR-255 | I-10 EASTBOUND REST AREA |  | LEE | FL | 32059 |  | 9043605620 |  | ALAN OBAIGBENA, P.E. | TRAVIS HUMPHRIES, P.E. | 1109 S. MARION AVENUE |  | LAKE CITY | FL | 32025 |  | 3867492967 | 7800 | STATE | 1600 | 108000 | 4 | 2008-02-25 | 2019-06-21 | NC01 | 50
2 | MADISON | NED | TIM.GINN@MADISON.K12.FL.US | 2400899 | NONTRANSIENT NONCOMMUNITY | CHLORINATION; AERATION FOR REMOVAL OF ANY SECONDARY CONTAMINANT, SULFIDE, OR ANY UNREGULATED CONTAMINANT; CORROSION CONTROL INHIBITOR ADDITION; HYPOCHLORINATION; IRON OR MANGANESE SEQUESTRATION; OR ULTRAVIOLET RADIATION. THE LEAD/CHIEF OPERATOR MUST BE CLASS D OR HIGHER. 50,000 GPD UP TO 0.25 MGD-STAFFING BY CLASS D OR HIGHER OPERATOR: 3 VISITS/WEEK ON NONCONSECUTIVE DAYS FOR A TOTAL OF 0.3 HOUR/WEEK. LESS THAN 50,000 GPD-STAFFING BY A CLASS D OR HIGHER OPERATOR: 2 VISITS/WEEK ON NONCONSECUTIVE DAYS FOR A TOTAL OF 0.2 HOUR/WEEK. THERE SHALL BE NO MORE THAN 5 DAYS BETWEEN THE LAST VISIT IN ONE WEEK AND THE FIRST VISIT IN THE NEXT WEEK. | N | Y | PINETTA SCHOOL | 135 NORTHEAST EMPRESS TREE AVENUE |  | PINETTA | FL | 32350 |  | 8509735018 |  | TIM GINN | MR. TIM GINN | 210 N. DUVAL AVE. |  | MADISON | FL | 32340 |  | 8509735022 |  | STATE | 165 | 19827 | 3 | 2018-03-01 | 2021-06-16 | NTNC | 100
2 | MADISON | NED | LEEMANAGER@LEEFLORIDA.ORG | 2401296 | COMMUNITY | CHLORINATION; AERATION FOR REMOVAL OF ANY SECONDARY CONTAMINANT, SULFIDE, OR ANY UNREGULATED CONTAMINANT; CORROSION CONTROL INHIBITOR ADDITION; HYPOCHLORINATION; IRON OR MANGANESE SEQUESTRATION; OR ULTRAVIOLET RADIATION. THE LEAD/CHIEF OPERATOR MUST BE CLASS D OR HIGHER. 50,000 GPD UP TO 0.25 MGD-STAFFING BY CLASS D OR HIGHER OPERATOR: 3 VISITS/WEEK ON NONCONSECUTIVE DAYS FOR A TOTAL OF 0.3 HOUR/WEEK. LESS THAN 50,000 GPD-STAFFING BY A CLASS D OR HIGHER OPERATOR: 2 VISITS/WEEK ON NONCONSECUTIVE DAYS FOR A TOTAL OF 0.2 HOUR/WEEK. THERE SHALL BE NO MORE THAN 5 DAYS BETWEEN THE LAST VISIT IN ONE WEEK AND THE FIRST VISIT IN THE NEXT WEEK. | N | Y | LEE WTP | 286 NORTHEAST COUNTY ROAD 255 |  | LEE | FL | 32059 |  | 8509715867 |  | SONA HAYSLETT | MAYOR JAMES E. BELL | 286 NE CR-255 |  | LEE | FL | 32059 | 7505 | 8509715867 |  | MUNICIPALITY | 387 | 216000 | 235 | 2015-03-23 | 2020-05-13 | DC05 | 500
2 | MADISON | NED | afogg@fasttrackstores.com | 2401297 | NONCOMMUNITY | CHLORINATION; AERATION FOR REMOVAL OF ANY SECONDARY CONTAMINANT, SULFIDE, OR ANY UNREGULATED CONTAMINANT; CORROSION CONTROL INHIBITOR ADDITION; HYPOCHLORINATION; IRON OR MANGANESE SEQUESTRATION; OR ULTRAVIOLET RADIATION. THE LEAD/CHIEF OPERATOR MUST BE CLASS D OR HIGHER. 50,000 GPD UP TO 0.25 MGD-STAFFING BY CLASS D OR HIGHER OPERATOR: 3 VISITS/WEEK ON NONCONSECUTIVE DAYS FOR A TOTAL OF 0.3 HOUR/WEEK. LESS THAN 50,000 GPD-STAFFING BY A CLASS D OR HIGHER OPERATOR: 2 VISITS/WEEK ON NONCONSECUTIVE DAYS FOR A TOTAL OF 0.2 HOUR/WEEK. THERE SHALL BE NO MORE THAN 5 DAYS BETWEEN THE LAST VISIT IN ONE WEEK AND THE FIRST VISIT IN THE NEXT WEEK. | N | Y | FAST TRACK #428 | 3907 SOUTHWEST STATE ROAD 14 | I-10 & HWY 14 | MADISON | FL | 32331 |  | 8509732211 |  | KEN KNIGHT | ALAN S. FOGG, JR. | 3715 NW 97TH BLVD. | SUITE A | GAINESVILLE | FL | 32606 |  | 3522244425 |  | INVESTOR | 25 | 9422 | 2 | 2015-08-17 | 2020-05-13 | NC01 | 50
2 | MADISON | NED | Colemanswatersolutions@gmail.com | 2401303 | NONTRANSIENT NONCOMMUNITY | ACTIVATED CARBON PROCESSES; DIATOMACEOUS EARTH FILTRATION; ION EXCHANGE FOR REMOVAL OF ANY PRIMARY CONTAMINANT; ION AND MANGANESE REMOVAL (OXIDATION, DETENTION, AND FILTRATION); OR SLOW SAND FILTRATION. LEAD/CHIEF OPERATOR MUST BE CLASS C OR HIGHER. 1.0 MGD UP TO 2.0 MGD-STAFFING BY CLASS C OR HIGHER OPERATOR: 6 HOURS/DAY FOR 5 DAYS/WEEK AND ONE VISIT ON EACH WEEKEND DAY. 0.5 MGD UP TO 1.0 MGD-STAFFING BY CLASS C OR HIGHER OPERATOR: 3 HOURS/DAY FOR 5 DAYS/WEEK AND ONE VISIT ON EACH WEEKEND DAY. 0.25 MGD UP TO 0.5 MGD-STAFFING BY CLASS C OR HIGHER OPERATOR: 1 HOUR/DAY FOR 5 DAYS/WEEK AND ONE VISIT ON EACH WEEKEND DAY. LESS THAN 0.25 MGD-STAFFING BY CLASS C OR HIGHER OPERATOR: 5 VISITS/WEEK AND ONE VISIT EACH WEEKEND FOR A TOTAL OF 1.8 HOURS/WEEK. | N | Y | NESTLE WATERS NORTH AMERICA INC. | 690 NE HAWTHORN AVENUE |  | LEE | FL | 32059 |  | 8509712115 |  | ZULEYMA CASTILLO | ZULEYMA CASTILLO | 690 NE HAWTHORN AVENUE |  | LEE | FL | 32059 |  | 8509712155 |  | INVESTOR | 183 | 936000 | 1 | 2017-11-28 | 2020-12-01 | NTNC | 100
2 | MADISON | NED | jdwebb1102@gmail.com | 2401304 | NONCOMMUNITY | CHLORINATION; AERATION FOR REMOVAL OF ANY SECONDARY CONTAMINANT, SULFIDE, OR ANY UNREGULATED CONTAMINANT; CORROSION CONTROL INHIBITOR ADDITION; HYPOCHLORINATION; IRON OR MANGANESE SEQUESTRATION; OR ULTRAVIOLET RADIATION. THE LEAD/CHIEF OPERATOR MUST BE CLASS D OR HIGHER. 50,000 GPD UP TO 0.25 MGD-STAFFING BY CLASS D OR HIGHER OPERATOR: 3 VISITS/WEEK ON NONCONSECUTIVE DAYS FOR A TOTAL OF 0.3 HOUR/WEEK. LESS THAN 50,000 GPD-STAFFING BY A CLASS D OR HIGHER OPERATOR: 2 VISITS/WEEK ON NONCONSECUTIVE DAYS FOR A TOTAL OF 0.2 HOUR/WEEK. THERE SHALL BE NO MORE THAN 5 DAYS BETWEEN THE LAST VISIT IN ONE WEEK AND THE FIRST VISIT IN THE NEXT WEEK. | N | Y | MADE TO ORDER | 5806 NORTHEAST COLIN KELLY HIGHWAY |  | MADISON | FL | 32340 |  | 8509732589 |  |  | THOMAS F. MATHENY, SR. | 5806 NE COLIN KELLY HIGHWAY |  | MADISON | FL | 32340 |  | 8509732589 |  | INVESTOR | 25 | 18575 | 1 | 2018-04-26 | 2017-09-28 | NC01 | 50
2 | MADISON | NED | jdwebb1102@gmail.com | 2401307 | NONCOMMUNITY | CHLORINATION; AERATION FOR REMOVAL OF ANY SECONDARY CONTAMINANT, SULFIDE, OR ANY UNREGULATED CONTAMINANT; CORROSION CONTROL INHIBITOR ADDITION; HYPOCHLORINATION; IRON OR MANGANESE SEQUESTRATION; OR ULTRAVIOLET RADIATION. THE LEAD/CHIEF OPERATOR MUST BE CLASS D OR HIGHER. 50,000 GPD UP TO 0.25 MGD-STAFFING BY CLASS D OR HIGHER OPERATOR: 3 VISITS/WEEK ON NONCONSECUTIVE DAYS FOR A TOTAL OF 0.3 HOUR/WEEK. LESS THAN 50,000 GPD-STAFFING BY A CLASS D OR HIGHER OPERATOR: 2 VISITS/WEEK ON NONCONSECUTIVE DAYS FOR A TOTAL OF 0.2 HOUR/WEEK. THERE SHALL BE NO MORE THAN 5 DAYS BETWEEN THE LAST VISIT IN ONE WEEK AND THE FIRST VISIT IN THE NEXT WEEK. | N | Y | DEER & HOG HUNTING CAMP | 11706 SOUTH STATE ROAD 53 |  | LEE | FL | 32059 |  |  |  | THERESA CANGELOSI | THERESA CANGELOSI | 6965 E. COUNTRY HIGHLANDS DRIVE |  | FLORAL CITY | FL | 34436 |  | 8509715640 |  | INVESTOR | 50 | 4674 | 47 | 2018-05-02 | 2017-09-28 | NC01 | 50
2 | MADISON | NED | TTREADWAY@HONEYLAKE.CLINIC | 2401311 | NONCOMMUNITY | CHLORINATION; AERATION FOR REMOVAL OF ANY SECONDARY CONTAMINANT, SULFIDE, OR ANY UNREGULATED CONTAMINANT; CORROSION CONTROL INHIBITOR ADDITION; HYPOCHLORINATION; IRON OR MANGANESE SEQUESTRATION; OR ULTRAVIOLET RADIATION. THE LEAD/CHIEF OPERATOR MUST BE CLASS D OR HIGHER. 50,000 GPD UP TO 0.25 MGD-STAFFING BY CLASS D OR HIGHER OPERATOR: 3 VISITS/WEEK ON NONCONSECUTIVE DAYS FOR A TOTAL OF 0.3 HOUR/WEEK. LESS THAN 50,000 GPD-STAFFING BY A CLASS D OR HIGHER OPERATOR: 2 VISITS/WEEK ON NONCONSECUTIVE DAYS FOR A TOTAL OF 0.2 HOUR/WEEK. THERE SHALL BE NO MORE THAN 5 DAYS BETWEEN THE LAST VISIT IN ONE WEEK AND THE FIRST VISIT IN THE NEXT WEEK. | N | Y | HONEY LAKE CLINIC | 1290 HONEY LAKE ROAD |  | GREENVILLE | FL | 32331 |  | 8447477772 |  | TRACY TREADWAY | DAVID HOSKINS | PO BOX 551213 |  | JACKSONVILLE | FL | 32255 |  | 8505369539 |  | INVESTOR | 35 | 19336 | 15 | 2017-10-31 | 2017-09-25 | NC01 | 50
2 | MADISON | NED | TYLER.SHADRICK@FUMCH.ORG | 2401312 | COMMUNITY | CHLORINATION; AERATION FOR REMOVAL OF ANY SECONDARY CONTAMINANT, SULFIDE, OR ANY UNREGULATED CONTAMINANT; CORROSION CONTROL INHIBITOR ADDITION; HYPOCHLORINATION; IRON OR MANGANESE SEQUESTRATION; OR ULTRAVIOLET RADIATION. THE LEAD/CHIEF OPERATOR MUST BE CLASS D OR HIGHER. 50,000 GPD UP TO 0.25 MGD-STAFFING BY CLASS D OR HIGHER OPERATOR: 3 VISITS/WEEK ON NONCONSECUTIVE DAYS FOR A TOTAL OF 0.3 HOUR/WEEK. LESS THAN 50,000 GPD-STAFFING BY A CLASS D OR HIGHER OPERATOR: 2 VISITS/WEEK ON NONCONSECUTIVE DAYS FOR A TOTAL OF 0.2 HOUR/WEEK. THERE SHALL BE NO MORE THAN 5 DAYS BETWEEN THE LAST VISIT IN ONE WEEK AND THE FIRST VISIT IN THE NEXT WEEK. | N | Y | FUMCH-MADISON YOUTH RANCH | 1647 NE CAPTAIN BUIE ROAD |  | PINETTA | FL | 32350 |  | 3869432224 |  | TYLER SHADRICK | KITWANA MCTYER | 51 CHILDREN'S WAY |  | ENTERPRISE | FL | 32725 |  | 3866684774 |  | OTHER | 30 | 38055 | 3 | 2017-12-20 | 2020-08-27 | DC06 | 100
2 | MADISON | NED |  | 2401313 | NONCOMMUNITY | CHLORINATION; AERATION FOR REMOVAL OF ANY SECONDARY CONTAMINANT, SULFIDE, OR ANY UNREGULATED CONTAMINANT; CORROSION CONTROL INHIBITOR ADDITION; HYPOCHLORINATION; IRON OR MANGANESE SEQUESTRATION; OR ULTRAVIOLET RADIATION. THE LEAD/CHIEF OPERATOR MUST BE CLASS D OR HIGHER. 50,000 GPD UP TO 0.25 MGD-STAFFING BY CLASS D OR HIGHER OPERATOR: 3 VISITS/WEEK ON NONCONSECUTIVE DAYS FOR A TOTAL OF 0.3 HOUR/WEEK. LESS THAN 50,000 GPD-STAFFING BY A CLASS D OR HIGHER OPERATOR: 2 VISITS/WEEK ON NONCONSECUTIVE DAYS FOR A TOTAL OF 0.2 HOUR/WEEK. THERE SHALL BE NO MORE THAN 5 DAYS BETWEEN THE LAST VISIT IN ONE WEEK AND THE FIRST VISIT IN THE NEXT WEEK. | N | Y | DOLLAR GENERAL PINETTA | 9846 NE COLIN KELLY HIGHWAY |  | PINETTA | FL | 32350 |  | 3867558887 |  |  | KRISTIN ELLIOTT | 100 MISSION ROAD |  | GOODLETTSVILLE | TN | 37072 |  | 6158555365 |  | INVESTOR | 25 | 1000 | 1 |  | 2017-01-13 | NC01 | 50
2 | MADISON | NED | principalntcs@gmail.com | 2401315 | NONTRANSIENT NONCOMMUNITY | CHLORINATION; AERATION FOR REMOVAL OF ANY SECONDARY CONTAMINANT, SULFIDE, OR ANY UNREGULATED CONTAMINANT; CORROSION CONTROL INHIBITOR ADDITION; HYPOCHLORINATION; IRON OR MANGANESE SEQUESTRATION; OR ULTRAVIOLET RADIATION. THE LEAD/CHIEF OPERATOR MUST BE CLASS D OR HIGHER. 50,000 GPD UP TO 0.25 MGD-STAFFING BY CLASS D OR HIGHER OPERATOR: 3 VISITS/WEEK ON NONCONSECUTIVE DAYS FOR A TOTAL OF 0.3 HOUR/WEEK. LESS THAN 50,000 GPD-STAFFING BY A CLASS D OR HIGHER OPERATOR: 2 VISITS/WEEK ON NONCONSECUTIVE DAYS FOR A TOTAL OF 0.2 HOUR/WEEK. THERE SHALL BE NO MORE THAN 5 DAYS BETWEEN THE LAST VISIT IN ONE WEEK AND THE FIRST VISIT IN THE NEXT WEEK. | N | Y | NEW TESTAMENT CHRISTIAN CENTER | 2558 US 90 |  | MADISON | FL | 32340 |  | 8509733877 |  | JUSTIN RIEGSECKER | JOSEPH P. DOYLE | PO BOX 955 |  | MADISON | FL | 32341 |  | 8509733877 |  | OTHER | 47 | 36125 | 2 | 2019-02-08 | 2021-11-04 | NTNC | 100
2 | MADISON | NED | BRIAN@TIMBERLANDFORD.COM | 2401316 | NONCOMMUNITY | CHLORINATION; AERATION FOR REMOVAL OF ANY SECONDARY CONTAMINANT, SULFIDE, OR ANY UNREGULATED CONTAMINANT; CORROSION CONTROL INHIBITOR ADDITION; HYPOCHLORINATION; IRON OR MANGANESE SEQUESTRATION; OR ULTRAVIOLET RADIATION. THE LEAD/CHIEF OPERATOR MUST BE CLASS D OR HIGHER. 50,000 GPD UP TO 0.25 MGD-STAFFING BY CLASS D OR HIGHER OPERATOR: 3 VISITS/WEEK ON NONCONSECUTIVE DAYS FOR A TOTAL OF 0.3 HOUR/WEEK. LESS THAN 50,000 GPD-STAFFING BY A CLASS D OR HIGHER OPERATOR: 2 VISITS/WEEK ON NONCONSECUTIVE DAYS FOR A TOTAL OF 0.2 HOUR/WEEK. THERE SHALL BE NO MORE THAN 5 DAYS BETWEEN THE LAST VISIT IN ONE WEEK AND THE FIRST VISIT IN THE NEXT WEEK. | N | Y | MADISON COUNTY GOLF AND COUNTRY CLUB RV | 445 SW COUNTRY CLUB ROAD |  | MADISON | FL | 32340 |  | 8509736701 |  | BRIAN FAIRCLOTH | BRIAN FAIRCLOTH | 455 SW COUNTRY CLUB ROAD |  | MADISON | FL | 32340 |  | 8509736701 |  | INVESTOR | 25 | 13500 | 95 |  | 2020-08-27 | NC01 | 50
2 | MADISON | NED | wconrad@mchsi.com | 2401317 | NONTRANSIENT NONCOMMUNITY | CHLORINATION; AERATION FOR REMOVAL OF ANY SECONDARY CONTAMINANT, SULFIDE, OR ANY UNREGULATED CONTAMINANT; CORROSION CONTROL INHIBITOR ADDITION; HYPOCHLORINATION; IRON OR MANGANESE SEQUESTRATION; OR ULTRAVIOLET RADIATION. THE LEAD/CHIEF OPERATOR MUST BE CLASS C OR HIGHER. 5.0 MGD AND ABOVE-STAFFING BY CLASS C OR HIGHER OPERATOR: 6 HOURS/DAY FOR 5 DAYS/WEEK AND ONE VISIT ON EACH WEEKEND DAY. 3.0 MGD UP TO 5.0 MGD-STAFFING BY CLASS C OR HIGHER OPERATOR: 1 HOUR/DAY FOR 5 DAYS/WEEK AND ONE VISIT ON EACH WEEKEND DAY. 0.25 MGD UP TO 3.0 MGD-STAFFING BY CLASS C OR HIGHER OPERATOR: 5 VISITS/WEEK AND ONE VISIT EACH WEEKEND FOR A TOTAL OF 0.6 HOUR/WEEK. | N | Y | TRULIEVE MADISON | 5743 SR 6 |  | LEE | FL | 32059 |  | 4073048687 |  | WAYNE CONRAD | BRAD STUTZMAN | 3494 MARTIN HURST RD |  | TALLAHASSEE | FL | 32308 |  | 4073048687 |  | INVESTOR | 450 | 448000 | 36 |  | 2021-05-25 | NTNC | 100
2 | NASSAU | NED | drinkingwater@uswatercorp.net | 2450022 | COMMUNITY | CHLORINATION; AERATION FOR REMOVAL OF ANY SECONDARY CONTAMINANT, SULFIDE, OR ANY UNREGULATED CONTAMINANT; CORROSION CONTROL INHIBITOR ADDITION; HYPOCHLORINATION; IRON OR MANGANESE SEQUESTRATION; OR ULTRAVIOLET RADIATION. THE LEAD/CHIEF OPERATOR MUST BE CLASS C OR HIGHER. 5.0 MGD AND ABOVE-STAFFING BY CLASS C OR HIGHER OPERATOR: 6 HOURS/DAY FOR 5 DAYS/WEEK AND ONE VISIT ON EACH WEEKEND DAY. 3.0 MGD UP TO 5.0 MGD-STAFFING BY CLASS C OR HIGHER OPERATOR: 1 HOUR/DAY FOR 5 DAYS/WEEK AND ONE VISIT ON EACH WEEKEND DAY. 0.25 MGD UP TO 3.0 MGD-STAFFING BY CLASS C OR HIGHER OPERATOR: 5 VISITS/WEEK AND ONE VISIT EACH WEEKEND FOR A TOTAL OF 0.6 HOUR/WEEK. | N | Y | NASSAU-AMELIA UTILITIES | 5390 FIRST COAST HIGHWAY |  | FERNANDINA BEACH | FL | 32034 |  | 9045306450 |  | JOANNE RHOADES | FGUA | 280 WEKIVA SPRINGS ROAD | SUITE 2000 | LONGWOOD | FL | 32779 |  | 4076296900 |  | INVESTOR | 9540 | 4064400 | 3407 | 2018-12-19 | 2018-12-11 | DC03 | 2000
2 | NASSAU | NED | jeffrey.bunch@NASSAU.K12.FL.US; drinkingwater@uswatercorp.net | 2450122 | NONTRANSIENT NONCOMMUNITY | CHLORINATION; AERATION FOR REMOVAL OF ANY SECONDARY CONTAMINANT, SULFIDE, OR ANY UNREGULATED CONTAMINANT; CORROSION CONTROL INHIBITOR ADDITION; HYPOCHLORINATION; IRON OR MANGANESE SEQUESTRATION; OR ULTRAVIOLET RADIATION. THE LEAD/CHIEF OPERATOR MUST BE CLASS D OR HIGHER. 50,000 GPD UP TO 0.25 MGD-STAFFING BY CLASS D OR HIGHER OPERATOR: 3 VISITS/WEEK ON NONCONSECUTIVE DAYS FOR A TOTAL OF 0.3 HOUR/WEEK. LESS THAN 50,000 GPD-STAFFING BY A CLASS D OR HIGHER OPERATOR: 2 VISITS/WEEK ON NONCONSECUTIVE DAYS FOR A TOTAL OF 0.2 HOUR/WEEK. THERE SHALL BE NO MORE THAN 5 DAYS BETWEEN THE LAST VISIT IN ONE WEEK AND THE FIRST VISIT IN THE NEXT WEEK. | N | Y | BRYCEVILLE ELEMENTARY SCHOOL | 6504 CHURCH AVE |  | BRYCEVILLE | FL | 32009 |  | 9042669241 |  | JEFFREY BUNCH | JEFFREY BUNCH | 86334 GOODBREAD ROAD |  | YULEE | FL | 32097 |  | 9042250573 | 8107 | COUNTY | 227 | 17925 | 5 | 2018-06-23 | 2020-09-16 | NTNC | 100
2 | NASSAU | NED | jeffrey.bunch@NASSAU.K12.FL.US; rhiggins@uswatercorp.net | 2450145 | NONTRANSIENT NONCOMMUNITY | CHLORINATION; AERATION FOR REMOVAL OF ANY SECONDARY CONTAMINANT, SULFIDE, OR ANY UNREGULATED CONTAMINANT; CORROSION CONTROL INHIBITOR ADDITION; HYPOCHLORINATION; IRON OR MANGANESE SEQUESTRATION; OR ULTRAVIOLET RADIATION. THE LEAD/CHIEF OPERATOR MUST BE CLASS D OR HIGHER. 50,000 GPD UP TO 0.25 MGD-STAFFING BY CLASS D OR HIGHER OPERATOR: 3 VISITS/WEEK ON NONCONSECUTIVE DAYS FOR A TOTAL OF 0.3 HOUR/WEEK. LESS THAN 50,000 GPD-STAFFING BY A CLASS D OR HIGHER OPERATOR: 2 VISITS/WEEK ON NONCONSECUTIVE DAYS FOR A TOTAL OF 0.2 HOUR/WEEK. THERE SHALL BE NO MORE THAN 5 DAYS BETWEEN THE LAST VISIT IN ONE WEEK AND THE FIRST VISIT IN THE NEXT WEEK. | N | Y | CALLAHAN INTERMEDIATE SCHOOL | 34586 BALLPARK ROAD |  | CALLAHAN | FL | 32011 |  | 9043546431 |  | JEFFREY BUNCH | JEFFREY BUNCH | 86334 GOODBREAD ROAD |  | YULEE | FL | 32097 |  | 9042250573 | 8107 | COUNTY | 665 | 22275 | 7 | 2018-07-17 | 2021-08-30 | NTNC | 100
2 | NASSAU | NED | pwd@townofcallahan-fl.gov | 2450146 | COMMUNITY | CHLORINATION; AERATION FOR REMOVAL OF ANY SECONDARY CONTAMINANT, SULFIDE, OR ANY UNREGULATED CONTAMINANT; CORROSION CONTROL INHIBITOR ADDITION; HYPOCHLORINATION; IRON OR MANGANESE SEQUESTRATION; OR ULTRAVIOLET RADIATION. THE LEAD/CHIEF OPERATOR MUST BE CLASS C OR HIGHER. 5.0 MGD AND ABOVE-STAFFING BY CLASS C OR HIGHER OPERATOR: 6 HOURS/DAY FOR 5 DAYS/WEEK AND ONE VISIT ON EACH WEEKEND DAY. 3.0 MGD UP TO 5.0 MGD-STAFFING BY CLASS C OR HIGHER OPERATOR: 1 HOUR/DAY FOR 5 DAYS/WEEK AND ONE VISIT ON EACH WEEKEND DAY. 0.25 MGD UP TO 3.0 MGD-STAFFING BY CLASS C OR HIGHER OPERATOR: 5 VISITS/WEEK AND ONE VISIT EACH WEEKEND FOR A TOTAL OF 0.6 HOUR/WEEK. | N | Y | CALLAHAN WTP | 542300 US HIGHWAY 1 |  | CALLAHAN | FL | 32011 |  | 9048793215 |  | MICHAEL WILLIAMS | MICHAEL WILLIAMS | P.O.BOX 5016 |  | CALLAHAN | FL | 32011 |  | 9048793215 |  | MUNICIPALITY | 1652 | 1427429 | 807 | 2016-12-14 | 2019-12-18 | DC03 | 2000
2 | NASSAU | NED | JRGLISSON@FBFL.ORG | 2450364 | COMMUNITY | CHLORINATION; AERATION FOR REMOVAL OF ANY SECONDARY CONTAMINANT, SULFIDE, OR ANY UNREGULATED CONTAMINANT; CORROSION CONTROL INHIBITOR ADDITION; HYPOCHLORINATION; IRON OR MANGANESE SEQUESTRATION; OR ULTRAVIOLET RADIATION. THE LEAD/CHIEF OPERATOR MUST BE CLASS C OR HIGHER. 5.0 MGD AND ABOVE-STAFFING BY CLASS C OR HIGHER OPERATOR: 6 HOURS/DAY FOR 5 DAYS/WEEK AND ONE VISIT ON EACH WEEKEND DAY. 3.0 MGD UP TO 5.0 MGD-STAFFING BY CLASS C OR HIGHER OPERATOR: 1 HOUR/DAY FOR 5 DAYS/WEEK AND ONE VISIT ON EACH WEEKEND DAY. 0.25 MGD UP TO 3.0 MGD-STAFFING BY CLASS C OR HIGHER OPERATOR: 5 VISITS/WEEK AND ONE VISIT EACH WEEKEND FOR A TOTAL OF 0.6 HOUR/WEEK. | N | Y | FERNANDINA BEACH WTP | 1180 SOUTH 5TH STREET |  | FERNANDINA BEACH | FL | 32034 |  | 9042777380 |  | ANDRE DESILET | ANDRE DESILET | 1180 SOUTH 5TH STREET |  | FERNANDINA BEACH | FL | 32034 |  | 9043103420 |  | MUNICIPALITY | 16000 | 18200000 | 8500 | 2016-09-26 | 2019-10-23 | DC01 | 6000
2 | NASSAU | NED | southernops@reagan.com | 2450431 | COMMUNITY | CHLORINATION; AERATION FOR REMOVAL OF ANY SECONDARY CONTAMINANT, SULFIDE, OR ANY UNREGULATED CONTAMINANT; CORROSION CONTROL INHIBITOR ADDITION; HYPOCHLORINATION; IRON OR MANGANESE SEQUESTRATION; OR ULTRAVIOLET RADIATION. THE LEAD/CHIEF OPERATOR MUST BE CLASS D OR HIGHER. 50,000 GPD UP TO 0.25 MGD-STAFFING BY CLASS D OR HIGHER OPERATOR: 3 VISITS/WEEK ON NONCONSECUTIVE DAYS FOR A TOTAL OF 0.3 HOUR/WEEK. LESS THAN 50,000 GPD-STAFFING BY A CLASS D OR HIGHER OPERATOR: 2 VISITS/WEEK ON NONCONSECUTIVE DAYS FOR A TOTAL OF 0.2 HOUR/WEEK. THERE SHALL BE NO MORE THAN 5 DAYS BETWEEN THE LAST VISIT IN ONE WEEK AND THE FIRST VISIT IN THE NEXT WEEK. | N | Y | DUCK POND MHP | 1281 GOODBREAD LANE |  | YULEE | FL | 32097 |  | 9042255151 |  | GARY KOESTER | CHARLOTTE WEISZ | 14328 FISH EAGLE DR E. |  | JACKSONVILLE | FL | 32226 |  | 9045015999 |  | INVESTOR | 60 | 28000 | 30 | 2017-07-12 | 2020-09-29 | DC06 | 100
2 | NASSAU | NED | trublank3@gmail.com | 2450789 | NONCOMMUNITY | CHLORINATION; AERATION FOR REMOVAL OF ANY SECONDARY CONTAMINANT, SULFIDE, OR ANY UNREGULATED CONTAMINANT; CORROSION CONTROL INHIBITOR ADDITION; HYPOCHLORINATION; IRON OR MANGANESE SEQUESTRATION; OR ULTRAVIOLET RADIATION. THE LEAD/CHIEF OPERATOR MUST BE CLASS D OR HIGHER. 50,000 GPD UP TO 0.25 MGD-STAFFING BY CLASS D OR HIGHER OPERATOR: 3 VISITS/WEEK ON NONCONSECUTIVE DAYS FOR A TOTAL OF 0.3 HOUR/WEEK. LESS THAN 50,000 GPD-STAFFING BY A CLASS D OR HIGHER OPERATOR: 2 VISITS/WEEK ON NONCONSECUTIVE DAYS FOR A TOTAL OF 0.2 HOUR/WEEK. THERE SHALL BE NO MORE THAN 5 DAYS BETWEEN THE LAST VISIT IN ONE WEEK AND THE FIRST VISIT IN THE NEXT WEEK. | N | Y | NEW LIFE BAPTIST CHURCH | 464069 STATE ROAD 200 |  | YULEE | FL | 32097 |  | 9045561925 |  | TRUMAN BLANKENSHIP | TRUMAN BLANKENSHIP | 464069 SR 200 |  | YULEE | FL | 32097 |  | 9045565152 |  | INVESTOR | 25 | 36000 | 4 | 2017-01-27 | 2021-11-10 | NC01 | 50
2 | NASSAU | NED | CHIRAYUPATEL93@YAHOO.COM | 2450923 | NONCOMMUNITY | CHLORINATION; AERATION FOR REMOVAL OF ANY SECONDARY CONTAMINANT, SULFIDE, OR ANY UNREGULATED CONTAMINANT; CORROSION CONTROL INHIBITOR ADDITION; HYPOCHLORINATION; IRON OR MANGANESE SEQUESTRATION; OR ULTRAVIOLET RADIATION. THE LEAD/CHIEF OPERATOR MUST BE CLASS D OR HIGHER. 50,000 GPD UP TO 0.25 MGD-STAFFING BY CLASS D OR HIGHER OPERATOR: 3 VISITS/WEEK ON NONCONSECUTIVE DAYS FOR A TOTAL OF 0.3 HOUR/WEEK. LESS THAN 50,000 GPD-STAFFING BY A CLASS D OR HIGHER OPERATOR: 2 VISITS/WEEK ON NONCONSECUTIVE DAYS FOR A TOTAL OF 0.2 HOUR/WEEK. THERE SHALL BE NO MORE THAN 5 DAYS BETWEEN THE LAST VISIT IN ONE WEEK AND THE FIRST VISIT IN THE NEXT WEEK. | N | Y | SHIP INN MOTEL | 542953 UNITED STATES HIGHWAY 1 |  | CALLAHAN | FL | 32011 |  | 7329868596 |  | CHIRAYU PATEL | CHIRAYU PATEL | 542953 US HIGHWAY 1 |  | CALLAHAN | FL | 32011 |  | 7329868596 |  | INVESTOR | 100 | 3491 | 5 | 2021-04-06 | 2021-03-12 | NC01 | 50
2 | NASSAU | NED | southernops@reagan.com | 2451002 | COMMUNITY | CHLORINATION; AERATION FOR REMOVAL OF ANY SECONDARY CONTAMINANT, SULFIDE, OR ANY UNREGULATED CONTAMINANT; CORROSION CONTROL INHIBITOR ADDITION; HYPOCHLORINATION; IRON OR MANGANESE SEQUESTRATION; OR ULTRAVIOLET RADIATION. THE LEAD/CHIEF OPERATOR MUST BE CLASS D OR HIGHER. 50,000 GPD UP TO 0.25 MGD-STAFFING BY CLASS D OR HIGHER OPERATOR: 3 VISITS/WEEK ON NONCONSECUTIVE DAYS FOR A TOTAL OF 0.3 HOUR/WEEK. LESS THAN 50,000 GPD-STAFFING BY A CLASS D OR HIGHER OPERATOR: 2 VISITS/WEEK ON NONCONSECUTIVE DAYS FOR A TOTAL OF 0.2 HOUR/WEEK. THERE SHALL BE NO MORE THAN 5 DAYS BETWEEN THE LAST VISIT IN ONE WEEK AND THE FIRST VISIT IN THE NEXT WEEK. | N | Y | SANDPIPER MOBILE HOME PARK | 94184 ROMANE CIRCLE |  | FERNANDINA BEACH | FL | 32034 |  | 9042616957 |  | JANETTE RICE | JANETTE RICE | 94184 ROMANE CIRCLE |  | FERNANDINA BEACH | FL | 32034 |  | 9042616957 |  | INVESTOR | 30 | 14122 | 60 | 2017-06-27 | 2019-09-25 | DC06 | 100
2 | NASSAU | NED | TeakwoodMHP@ATT.net | 2451147 | COMMUNITY | CHLORINATION; AERATION FOR REMOVAL OF ANY SECONDARY CONTAMINANT, SULFIDE, OR ANY UNREGULATED CONTAMINANT; CORROSION CONTROL INHIBITOR ADDITION; HYPOCHLORINATION; IRON OR MANGANESE SEQUESTRATION; OR ULTRAVIOLET RADIATION. THE LEAD/CHIEF OPERATOR MUST BE CLASS D OR HIGHER. 50,000 GPD UP TO 0.25 MGD-STAFFING BY CLASS D OR HIGHER OPERATOR: 3 VISITS/WEEK ON NONCONSECUTIVE DAYS FOR A TOTAL OF 0.3 HOUR/WEEK. LESS THAN 50,000 GPD-STAFFING BY A CLASS D OR HIGHER OPERATOR: 2 VISITS/WEEK ON NONCONSECUTIVE DAYS FOR A TOTAL OF 0.2 HOUR/WEEK. THERE SHALL BE NO MORE THAN 5 DAYS BETWEEN THE LAST VISIT IN ONE WEEK AND THE FIRST VISIT IN THE NEXT WEEK. | N | Y | TEAKWOOD MHP | 480 SOUTH US HWY 17 |  | YULEE | FL | 32097 |  | 9046754244 |  | LINDA LOWRANCE | ARTHUR & LINDA LOWRANCE | 122 CROOKED TREE TRAIL |  | ST. AUGUSTINE | FL | 32086 |  | 9046794244 |  | INVESTOR | 80 | 18644 | 32 | 2017-11-07 | 2020-09-24 | DC06 | 100
2 | NASSAU | NED | rrowe@townofhilliard.com | 2451179 | COMMUNITY | CHLORINATION; AERATION FOR REMOVAL OF ANY SECONDARY CONTAMINANT, SULFIDE, OR ANY UNREGULATED CONTAMINANT; CORROSION CONTROL INHIBITOR ADDITION; HYPOCHLORINATION; IRON OR MANGANESE SEQUESTRATION; OR ULTRAVIOLET RADIATION. THE LEAD/CHIEF OPERATOR MUST BE CLASS C OR HIGHER. 5.0 MGD AND ABOVE-STAFFING BY CLASS C OR HIGHER OPERATOR: 6 HOURS/DAY FOR 5 DAYS/WEEK AND ONE VISIT ON EACH WEEKEND DAY. 3.0 MGD UP TO 5.0 MGD-STAFFING BY CLASS C OR HIGHER OPERATOR: 1 HOUR/DAY FOR 5 DAYS/WEEK AND ONE VISIT ON EACH WEEKEND DAY. 0.25 MGD UP TO 3.0 MGD-STAFFING BY CLASS C OR HIGHER OPERATOR: 5 VISITS/WEEK AND ONE VISIT EACH WEEKEND FOR A TOTAL OF 0.6 HOUR/WEEK. | N | Y | HILLIARD WTP | 3748 PECAN STREET |  | HILLIARD | FL | 32046 |  | 9048452711 |  | Richard Rowe | LISA PURVIS | 15859 W. CR 108 |  | HILLIARD | FL | 32046 |  | 9046759513 |  | MUNICIPALITY | 3036 | 1500000 | 1141 | 2016-12-14 | 2019-12-18 | DC03 | 2000
2 | NASSAU | NED | alan.obaigbena@dot.state.fl.us | 2451245 | NONCOMMUNITY | CHLORINATION; AERATION FOR REMOVAL OF ANY SECONDARY CONTAMINANT, SULFIDE, OR ANY UNREGULATED CONTAMINANT; CORROSION CONTROL INHIBITOR ADDITION; HYPOCHLORINATION; IRON OR MANGANESE SEQUESTRATION; OR ULTRAVIOLET RADIATION. THE LEAD/CHIEF OPERATOR MUST BE CLASS D OR HIGHER. 50,000 GPD UP TO 0.25 MGD-STAFFING BY CLASS D OR HIGHER OPERATOR: 3 VISITS/WEEK ON NONCONSECUTIVE DAYS FOR A TOTAL OF 0.3 HOUR/WEEK. LESS THAN 50,000 GPD-STAFFING BY A CLASS D OR HIGHER OPERATOR: 2 VISITS/WEEK ON NONCONSECUTIVE DAYS FOR A TOTAL OF 0.2 HOUR/WEEK. THERE SHALL BE NO MORE THAN 5 DAYS BETWEEN THE LAST VISIT IN ONE WEEK AND THE FIRST VISIT IN THE NEXT WEEK. | N | Y | D.O.T. WELCOME CENTER | I-95 S, MILE MARKER 378 |  | LAKE CITY | FL | 32056 | 1089 | 3869617306 |  | ALAN OBAIGBENA | TRAVIS HUMPHRIES, P.E. | 1109 S. MARION AVENUE |  | LAKE CITY | FL | 32025 |  | 8007492967 | 7800 | STATE | 1001 | 155942 | 1 | 2010-02-26 | 2021-03-12 | NC01 | 50
2 | NASSAU | NED | jeffrey.bunch@NASSAU.K12.FL.US | 2451289 | NONTRANSIENT NONCOMMUNITY | CHLORINATION; AERATION FOR REMOVAL OF ANY SECONDARY CONTAMINANT, SULFIDE, OR ANY UNREGULATED CONTAMINANT; CORROSION CONTROL INHIBITOR ADDITION; HYPOCHLORINATION; IRON OR MANGANESE SEQUESTRATION; OR ULTRAVIOLET RADIATION. THE LEAD/CHIEF OPERATOR MUST BE CLASS D OR HIGHER. 50,000 GPD UP TO 0.25 MGD-STAFFING BY CLASS D OR HIGHER OPERATOR: 3 VISITS/WEEK ON NONCONSECUTIVE DAYS FOR A TOTAL OF 0.3 HOUR/WEEK. LESS THAN 50,000 GPD-STAFFING BY A CLASS D OR HIGHER OPERATOR: 2 VISITS/WEEK ON NONCONSECUTIVE DAYS FOR A TOTAL OF 0.2 HOUR/WEEK. THERE SHALL BE NO MORE THAN 5 DAYS BETWEEN THE LAST VISIT IN ONE WEEK AND THE FIRST VISIT IN THE NEXT WEEK. | N | Y | YULEE COMMUNITY EDUCATION SCHOOL | 85093 US HWY 17 N |  | YULEE | FL | 32097 |  | 9044919899 |  | JEFFREY BUNCH | JEFFREY BUNCH | 86334 GOODBREAD ROAD |  | YULEE | FL | 32097 |  | 9042250573 | 8107 | STATE | 25 | 37440 | 8 | 2018-07-31 | 2021-08-30 | NTNC | 100
2 | NASSAU | NED | rhiggins@uswatercorp.net | 2451322 | COMMUNITY | CHLORINATION; AERATION FOR REMOVAL OF ANY SECONDARY CONTAMINANT, SULFIDE, OR ANY UNREGULATED CONTAMINANT; CORROSION CONTROL INHIBITOR ADDITION; HYPOCHLORINATION; IRON OR MANGANESE SEQUESTRATION; OR ULTRAVIOLET RADIATION. THE LEAD/CHIEF OPERATOR MUST BE CLASS D OR HIGHER. 50,000 GPD UP TO 0.25 MGD-STAFFING BY CLASS D OR HIGHER OPERATOR: 3 VISITS/WEEK ON NONCONSECUTIVE DAYS FOR A TOTAL OF 0.3 HOUR/WEEK. LESS THAN 50,000 GPD-STAFFING BY A CLASS D OR HIGHER OPERATOR: 2 VISITS/WEEK ON NONCONSECUTIVE DAYS FOR A TOTAL OF 0.2 HOUR/WEEK. THERE SHALL BE NO MORE THAN 5 DAYS BETWEEN THE LAST VISIT IN ONE WEEK AND THE FIRST VISIT IN THE NEXT WEEK. | N | Y | MARSH COVE CONDOS | 123 W HIRTH ROAD |  | FERNANDINA BEACH | FL | 32034 | 9272 | 9042610791 |  | BARBARA JOHNS | BARBARA JOHNS | 123 W. HIRTH ROAD |  | FERNANDINA BEACH | FL | 32034 | 9272 | 9042610791 |  | INVESTOR | 415 | 54688 | 166 | 2019-08-01 | 2018-12-11 | DC05 | 500
2 | NASSAU | NED | chipeasonmobilehomes@gmail.com | 2451323 | COMMUNITY | CHLORINATION; AERATION FOR REMOVAL OF ANY SECONDARY CONTAMINANT, SULFIDE, OR ANY UNREGULATED CONTAMINANT; CORROSION CONTROL INHIBITOR ADDITION; HYPOCHLORINATION; IRON OR MANGANESE SEQUESTRATION; OR ULTRAVIOLET RADIATION. THE LEAD/CHIEF OPERATOR MUST BE CLASS D OR HIGHER. 50,000 GPD UP TO 0.25 MGD-STAFFING BY CLASS D OR HIGHER OPERATOR: 3 VISITS/WEEK ON NONCONSECUTIVE DAYS FOR A TOTAL OF 0.3 HOUR/WEEK. LESS THAN 50,000 GPD-STAFFING BY A CLASS D OR HIGHER OPERATOR: 2 VISITS/WEEK ON NONCONSECUTIVE DAYS FOR A TOTAL OF 0.2 HOUR/WEEK. THERE SHALL BE NO MORE THAN 5 DAYS BETWEEN THE LAST VISIT IN ONE WEEK AND THE FIRST VISIT IN THE NEXT WEEK. | N | Y | NASSAU ACRES MHP | 1506 PAGES DAIRY ROAD | 86136 BRITT LYNN LN | YULEE | FL | 32097 |  | 9047593897 |  | CHIP EASON | CHIP EASON | 2209 US HWY 1 |  | FOLKSTON | GA | 31537 |  | 9047101252 |  | INVESTOR | 52 | 18792 | 26 | 2017-11-01 | 2020-09-29 | DC06 | 100
2 | NASSAU | NED | JANETHADKINS@BELLSOUTH.NET | 2454138 | COMMUNITY | CHLORINATION; AERATION FOR REMOVAL OF ANY SECONDARY CONTAMINANT, SULFIDE, OR ANY UNREGULATED CONTAMINANT; CORROSION CONTROL INHIBITOR ADDITION; HYPOCHLORINATION; IRON OR MANGANESE SEQUESTRATION; OR ULTRAVIOLET RADIATION. THE LEAD/CHIEF OPERATOR MUST BE CLASS D OR HIGHER. 50,000 GPD UP TO 0.25 MGD-STAFFING BY CLASS D OR HIGHER OPERATOR: 3 VISITS/WEEK ON NONCONSECUTIVE DAYS FOR A TOTAL OF 0.3 HOUR/WEEK. LESS THAN 50,000 GPD-STAFFING BY A CLASS D OR HIGHER OPERATOR: 2 VISITS/WEEK ON NONCONSECUTIVE DAYS FOR A TOTAL OF 0.2 HOUR/WEEK. THERE SHALL BE NO MORE THAN 5 DAYS BETWEEN THE LAST VISIT IN ONE WEEK AND THE FIRST VISIT IN THE NEXT WEEK. | N | Y | DAYSPRING VILLAGE | 554820 US HIGHWAY 1 |  | HILLIARD | FL | 32046 |  | 9048457501 |  | MARY SMITH | DOUG ADKINS | PO BOX 1080 |  | HILLIARD | FL | 32046 |  | 9048457501 |  | INVESTOR | 154 | 17545 | 2 | 2019-09-27 | 2019-09-26 | DC06 | 100
2 | NASSAU | NED | sunshineutil@gmail.com; sdbrookbank@yahoo.com | 2454284 | NONCOMMUNITY | CHLORINATION; AERATION FOR REMOVAL OF ANY SECONDARY CONTAMINANT, SULFIDE, OR ANY UNREGULATED CONTAMINANT; CORROSION CONTROL INHIBITOR ADDITION; HYPOCHLORINATION; IRON OR MANGANESE SEQUESTRATION; OR ULTRAVIOLET RADIATION. THE LEAD/CHIEF OPERATOR MUST BE CLASS D OR HIGHER. 50,000 GPD UP TO 0.25 MGD-STAFFING BY CLASS D OR HIGHER OPERATOR: 3 VISITS/WEEK ON NONCONSECUTIVE DAYS FOR A TOTAL OF 0.3 HOUR/WEEK. LESS THAN 50,000 GPD-STAFFING BY A CLASS D OR HIGHER OPERATOR: 2 VISITS/WEEK ON NONCONSECUTIVE DAYS FOR A TOTAL OF 0.2 HOUR/WEEK. THERE SHALL BE NO MORE THAN 5 DAYS BETWEEN THE LAST VISIT IN ONE WEEK AND THE FIRST VISIT IN THE NEXT WEEK. | N | Y | BOW & ARROW CAMPGROUND | 850430 US HIGHWAY 17 |  | YULEE | FL | 32097 |  | 9042255577 |  | STEVE BROOKBANK | MS. CHONG WHITE | 850430 US 17 |  | YULEE | FL | 32097 |  | 9042255577 |  | INVESTOR | 60 | 9476 | 60 | 2019-09-20 | 2019-07-30 | NC01 | 50
2 | NASSAU | NED | jeffrey.bunch@NASSAU.K12.FL.US | 2454285 | NONTRANSIENT NONCOMMUNITY | CHLORINATION; AERATION FOR REMOVAL OF ANY SECONDARY CONTAMINANT, SULFIDE, OR ANY UNREGULATED CONTAMINANT; CORROSION CONTROL INHIBITOR ADDITION; HYPOCHLORINATION; IRON OR MANGANESE SEQUESTRATION; OR ULTRAVIOLET RADIATION. THE LEAD/CHIEF OPERATOR MUST BE CLASS D OR HIGHER. 50,000 GPD UP TO 0.25 MGD-STAFFING BY CLASS D OR HIGHER OPERATOR: 3 VISITS/WEEK ON NONCONSECUTIVE DAYS FOR A TOTAL OF 0.3 HOUR/WEEK. LESS THAN 50,000 GPD-STAFFING BY A CLASS D OR HIGHER OPERATOR: 2 VISITS/WEEK ON NONCONSECUTIVE DAYS FOR A TOTAL OF 0.2 HOUR/WEEK. THERE SHALL BE NO MORE THAN 5 DAYS BETWEEN THE LAST VISIT IN ONE WEEK AND THE FIRST VISIT IN THE NEXT WEEK. | N | Y | YULEE PRIMARY SCHOOL | 86426 LEWIS ROAD |  | YULEE | FL | 32097 |  | 9042259711 |  | JEFFREY BUNCH | JEFFREY BUNCH | 86334 GOODBREAD ROAD |  | YULEE | FL | 32097 |  | 9042250573 | 8107 | CITY | 860 | 54429 | 4 | 2018-09-24 | 2021-08-30 | NTNC | 100
2 | NASSAU | NED | oakhillrvpark@windstream.net | 2454294 | NONCOMMUNITY | CHLORINATION; AERATION FOR REMOVAL OF ANY SECONDARY CONTAMINANT, SULFIDE, OR ANY UNREGULATED CONTAMINANT; CORROSION CONTROL INHIBITOR ADDITION; HYPOCHLORINATION; IRON OR MANGANESE SEQUESTRATION; OR ULTRAVIOLET RADIATION. THE LEAD/CHIEF OPERATOR MUST BE CLASS D OR HIGHER. 50,000 GPD UP TO 0.25 MGD-STAFFING BY CLASS D OR HIGHER OPERATOR: 3 VISITS/WEEK ON NONCONSECUTIVE DAYS FOR A TOTAL OF 0.3 HOUR/WEEK. LESS THAN 50,000 GPD-STAFFING BY A CLASS D OR HIGHER OPERATOR: 2 VISITS/WEEK ON NONCONSECUTIVE DAYS FOR A TOTAL OF 0.2 HOUR/WEEK. THERE SHALL BE NO MORE THAN 5 DAYS BETWEEN THE LAST VISIT IN ONE WEEK AND THE FIRST VISIT IN THE NEXT WEEK. | N | Y | OAK HILL STORE & CAMPGROUND | 28139 VINTAGE LANE |  | HILLIARD | FL | 32046 |  | 9045014858 |  | SYLVESTER HELHOSKI | SYLVESTER HELHOSKI | P.O. BOX 1026 |  | HILLIARD | FL | 32046 |  | 9045014858 |  | INVESTOR | 25 | 6943 | 23 | 2015-05-15 | 2020-09-29 | NC01 | 50
2 | NASSAU | NED | mmbm22@aol.com | 2454295 | NONCOMMUNITY | CHLORINATION; AERATION FOR REMOVAL OF ANY SECONDARY CONTAMINANT, SULFIDE, OR ANY UNREGULATED CONTAMINANT; CORROSION CONTROL INHIBITOR ADDITION; HYPOCHLORINATION; IRON OR MANGANESE SEQUESTRATION; OR ULTRAVIOLET RADIATION. THE LEAD/CHIEF OPERATOR MUST BE CLASS D OR HIGHER. 50,000 GPD UP TO 0.25 MGD-STAFFING BY CLASS D OR HIGHER OPERATOR: 3 VISITS/WEEK ON NONCONSECUTIVE DAYS FOR A TOTAL OF 0.3 HOUR/WEEK. LESS THAN 50,000 GPD-STAFFING BY A CLASS D OR HIGHER OPERATOR: 2 VISITS/WEEK ON NONCONSECUTIVE DAYS FOR A TOTAL OF 0.2 HOUR/WEEK. THERE SHALL BE NO MORE THAN 5 DAYS BETWEEN THE LAST VISIT IN ONE WEEK AND THE FIRST VISIT IN THE NEXT WEEK. | N | Y | DOWN UNDER RESTAURANT | 96106 WADE'S PL |  | FERNANDINA BEACH | FL | 32034 |  | 9045576324 |  | MITCH MURRAY | MITCH MURRAY | 1933 LARGO RD |  | JACKSONVILLE | FL | 32207 |  | 9045576324 |  | INVESTOR | 200 | 27000 | 2 | 2017-09-29 | 2017-09-29 | NC01 | 50
2 | NASSAU | NED | WJONES@MULCHMFG.COM | 2454296 | NONTRANSIENT NONCOMMUNITY | CHLORINATION; AERATION FOR REMOVAL OF ANY SECONDARY CONTAMINANT, SULFIDE, OR ANY UNREGULATED CONTAMINANT; CORROSION CONTROL INHIBITOR ADDITION; HYPOCHLORINATION; IRON OR MANGANESE SEQUESTRATION; OR ULTRAVIOLET RADIATION. THE LEAD/CHIEF OPERATOR MUST BE CLASS D OR HIGHER. 50,000 GPD UP TO 0.25 MGD-STAFFING BY CLASS D OR HIGHER OPERATOR: 3 VISITS/WEEK ON NONCONSECUTIVE DAYS FOR A TOTAL OF 0.3 HOUR/WEEK. LESS THAN 50,000 GPD-STAFFING BY A CLASS D OR HIGHER OPERATOR: 2 VISITS/WEEK ON NONCONSECUTIVE DAYS FOR A TOTAL OF 0.2 HOUR/WEEK. THERE SHALL BE NO MORE THAN 5 DAYS BETWEEN THE LAST VISIT IN ONE WEEK AND THE FIRST VISIT IN THE NEXT WEEK. | N | Y | MULCH MANUFACTURING | 446195 STATE ROAD 301 |  | CALLAHAN | FL | 32011 |  | 9048792180 |  | JANET MCDANIEL | RALPH SPENCER | PO BOX 5014 |  | CALLAHAN | FL | 32011 |  | 9048792180 |  | INVESTOR | 120 | 18090 | 8 | 2018-09-25 | 2021-09-23 | NTNC | 100
2 | NASSAU | NED | southernops@reagan.com | 2454298 | NONCOMMUNITY | CHLORINATION; AERATION FOR REMOVAL OF ANY SECONDARY CONTAMINANT, SULFIDE, OR ANY UNREGULATED CONTAMINANT; CORROSION CONTROL INHIBITOR ADDITION; HYPOCHLORINATION; IRON OR MANGANESE SEQUESTRATION; OR ULTRAVIOLET RADIATION. THE LEAD/CHIEF OPERATOR MUST BE CLASS D OR HIGHER. 50,000 GPD UP TO 0.25 MGD-STAFFING BY CLASS D OR HIGHER OPERATOR: 3 VISITS/WEEK ON NONCONSECUTIVE DAYS FOR A TOTAL OF 0.3 HOUR/WEEK. LESS THAN 50,000 GPD-STAFFING BY A CLASS D OR HIGHER OPERATOR: 2 VISITS/WEEK ON NONCONSECUTIVE DAYS FOR A TOTAL OF 0.2 HOUR/WEEK. THERE SHALL BE NO MORE THAN 5 DAYS BETWEEN THE LAST VISIT IN ONE WEEK AND THE FIRST VISIT IN THE NEXT WEEK. | N | Y | CASEY'S LIQUORS | 852426 NORTH U.S. HIGHWAY 17 |  | YULEE | FL | 32097 |  | 9042259102 |  | JOGIN DALAL | JOGIN DALAL | 852426 NORTH US HIGHWAY 17 |  | YULEE | FL | 32097 |  | 9042259102 |  | INVESTOR | 25 | 32507 | 1 | 2017-11-01 | 2016-12-23 | NC01 | 50
2 | NASSAU | NED | karens@d1mgt.com | 2454300 | COMMUNITY | CHLORINATION; AERATION FOR REMOVAL OF ANY SECONDARY CONTAMINANT, SULFIDE, OR ANY UNREGULATED CONTAMINANT; CORROSION CONTROL INHIBITOR ADDITION; HYPOCHLORINATION; IRON OR MANGANESE SEQUESTRATION; OR ULTRAVIOLET RADIATION. THE LEAD/CHIEF OPERATOR MUST BE CLASS D OR HIGHER. 50,000 GPD UP TO 0.25 MGD-STAFFING BY CLASS D OR HIGHER OPERATOR: 3 VISITS/WEEK ON NONCONSECUTIVE DAYS FOR A TOTAL OF 0.3 HOUR/WEEK. LESS THAN 50,000 GPD-STAFFING BY A CLASS D OR HIGHER OPERATOR: 2 VISITS/WEEK ON NONCONSECUTIVE DAYS FOR A TOTAL OF 0.2 HOUR/WEEK. THERE SHALL BE NO MORE THAN 5 DAYS BETWEEN THE LAST VISIT IN ONE WEEK AND THE FIRST VISIT IN THE NEXT WEEK. | N | Y | GREEN ACRES OF YULEE | 850746 US HIGHWAY 17 |  | YULEE | FL | 32097 |  | 9042250168 |  | KAREN SELIGMAN | KAREN SELIGMAN | 7865 SOUTHSIDE BLVD |  | JACKSONVILLE | FL | 32256 |  | 9046421759 |  | INVESTOR | 160 | 14400 | 98 | 2015-03-16 | 2020-06-25 | DC06 | 100
2 | NASSAU | NED |  | 2454305 | NONCOMMUNITY | CHLORINATION; AERATION FOR REMOVAL OF ANY SECONDARY CONTAMINANT, SULFIDE, OR ANY UNREGULATED CONTAMINANT; CORROSION CONTROL INHIBITOR ADDITION; HYPOCHLORINATION; IRON OR MANGANESE SEQUESTRATION; OR ULTRAVIOLET RADIATION. THE LEAD/CHIEF OPERATOR MUST BE CLASS D OR HIGHER. 50,000 GPD UP TO 0.25 MGD-STAFFING BY CLASS D OR HIGHER OPERATOR: 3 VISITS/WEEK ON NONCONSECUTIVE DAYS FOR A TOTAL OF 0.3 HOUR/WEEK. LESS THAN 50,000 GPD-STAFFING BY A CLASS D OR HIGHER OPERATOR: 2 VISITS/WEEK ON NONCONSECUTIVE DAYS FOR A TOTAL OF 0.2 HOUR/WEEK. THERE SHALL BE NO MORE THAN 5 DAYS BETWEEN THE LAST VISIT IN ONE WEEK AND THE FIRST VISIT IN THE NEXT WEEK. | N | Y | CIRCLE K #6109 | 540251 US HIGHWAY 1 |  | CALLAHAN | FL | 32011 |  | 9048791432 |  | RAINEY BEVERLY | RAINEY BEVERLY | 215 PENDLETON ST. |  | WAYCROSS | GA | 31501 |  | 9124902406 |  | INVESTOR | 25 | 6960 | 1 | 2017-04-23 | 2017-03-24 | NC01 | 50
2 | NASSAU | NED |  | 2454309 | NONCOMMUNITY | CHLORINATION; AERATION FOR REMOVAL OF ANY SECONDARY CONTAMINANT, SULFIDE, OR ANY UNREGULATED CONTAMINANT; CORROSION CONTROL INHIBITOR ADDITION; HYPOCHLORINATION; IRON OR MANGANESE SEQUESTRATION; OR ULTRAVIOLET RADIATION. THE LEAD/CHIEF OPERATOR MUST BE CLASS D OR HIGHER. 50,000 GPD UP TO 0.25 MGD-STAFFING BY CLASS D OR HIGHER OPERATOR: 3 VISITS/WEEK ON NONCONSECUTIVE DAYS FOR A TOTAL OF 0.3 HOUR/WEEK. LESS THAN 50,000 GPD-STAFFING BY A CLASS D OR HIGHER OPERATOR: 2 VISITS/WEEK ON NONCONSECUTIVE DAYS FOR A TOTAL OF 0.2 HOUR/WEEK. THERE SHALL BE NO MORE THAN 5 DAYS BETWEEN THE LAST VISIT IN ONE WEEK AND THE FIRST VISIT IN THE NEXT WEEK. | N | Y | CIRCLE K #6056 | 540684 LEM TURNER ROAD |  | CALLAHAN | FL | 32011 |  | 9048791026 |  | RAINEY BEVERLY | RAINEY BEVERLY | 215 PENDLETON ST. |  | WAYCROSS | GA | 31501 |  | 9124902406 |  | INVESTOR | 25 | 3600 | 1 | 2015-02-16 | 2019-12-05 | NC01 | 50
2 | NASSAU | NED | southernops@reagan.com | 2454319 | NONCOMMUNITY | CHLORINATION; AERATION FOR REMOVAL OF ANY SECONDARY CONTAMINANT, SULFIDE, OR ANY UNREGULATED CONTAMINANT; CORROSION CONTROL INHIBITOR ADDITION; HYPOCHLORINATION; IRON OR MANGANESE SEQUESTRATION; OR ULTRAVIOLET RADIATION. THE LEAD/CHIEF OPERATOR MUST BE CLASS D OR HIGHER. 50,000 GPD UP TO 0.25 MGD-STAFFING BY CLASS D OR HIGHER OPERATOR: 3 VISITS/WEEK ON NONCONSECUTIVE DAYS FOR A TOTAL OF 0.3 HOUR/WEEK. LESS THAN 50,000 GPD-STAFFING BY A CLASS D OR HIGHER OPERATOR: 2 VISITS/WEEK ON NONCONSECUTIVE DAYS FOR A TOTAL OF 0.2 HOUR/WEEK. THERE SHALL BE NO MORE THAN 5 DAYS BETWEEN THE LAST VISIT IN ONE WEEK AND THE FIRST VISIT IN THE NEXT WEEK. | N | Y | AMELIA ISLAND MARINA | 251 CREEKSIDE DRIVE |  | AMELIA ISLAND | FL | 32034 |  | 9042774615 |  | JAMIE SMITH | JAMIE SMITH | 251 CREEKSIDE DRIVE |  | AMELIA ISLAND | FL | 32034 |  | 9042774615 |  | INVESTOR | 25 | 29601 | 90 | 2019-01-08 | 2018-12-11 | NC01 | 50
2 | NASSAU | NED | rhiggins@uswatercorp.net | 2454322 | NONCOMMUNITY | CHLORINATION; AERATION FOR REMOVAL OF ANY SECONDARY CONTAMINANT, SULFIDE, OR ANY UNREGULATED CONTAMINANT; CORROSION CONTROL INHIBITOR ADDITION; HYPOCHLORINATION; IRON OR MANGANESE SEQUESTRATION; OR ULTRAVIOLET RADIATION. THE LEAD/CHIEF OPERATOR MUST BE CLASS D OR HIGHER. 50,000 GPD UP TO 0.25 MGD-STAFFING BY CLASS D OR HIGHER OPERATOR: 3 VISITS/WEEK ON NONCONSECUTIVE DAYS FOR A TOTAL OF 0.3 HOUR/WEEK. LESS THAN 50,000 GPD-STAFFING BY A CLASS D OR HIGHER OPERATOR: 2 VISITS/WEEK ON NONCONSECUTIVE DAYS FOR A TOTAL OF 0.2 HOUR/WEEK. THERE SHALL BE NO MORE THAN 5 DAYS BETWEEN THE LAST VISIT IN ONE WEEK AND THE FIRST VISIT IN THE NEXT WEEK. | N | Y | FLASH FOODS #97 | 212 STATE ROAD 200 EAST |  | FERNANDINA BEACH | FL | 32034 |  | 9042612672 |  | JIMMY WALKER | JIMMY WALKER | P O BOX 2149 |  | WAYCROSS | GA | 31502 |  | 9122854011 |  | INVESTOR | 25 | 9347 | 1 | 2019-02-14 | 2018-12-11 | NC01 | 50
2 | NASSAU | NED |  | 2454329 | NONCOMMUNITY | CHLORINATION; AERATION FOR REMOVAL OF ANY SECONDARY CONTAMINANT, SULFIDE, OR ANY UNREGULATED CONTAMINANT; CORROSION CONTROL INHIBITOR ADDITION; HYPOCHLORINATION; IRON OR MANGANESE SEQUESTRATION; OR ULTRAVIOLET RADIATION. THE LEAD/CHIEF OPERATOR MUST BE CLASS D OR HIGHER. 50,000 GPD UP TO 0.25 MGD-STAFFING BY CLASS D OR HIGHER OPERATOR: 3 VISITS/WEEK ON NONCONSECUTIVE DAYS FOR A TOTAL OF 0.3 HOUR/WEEK. LESS THAN 50,000 GPD-STAFFING BY A CLASS D OR HIGHER OPERATOR: 2 VISITS/WEEK ON NONCONSECUTIVE DAYS FOR A TOTAL OF 0.2 HOUR/WEEK. THERE SHALL BE NO MORE THAN 5 DAYS BETWEEN THE LAST VISIT IN ONE WEEK AND THE FIRST VISIT IN THE NEXT WEEK. | N | Y | KANGAROO EXPRESS AKA CIRCLE K #6095 | 850378 US HIGHWAY 17 |  | YULEE | FL | 32097 |  | 9042255997 |  | MARK ALSENTZER | MM CS SERVICES, LLC | 305-A EQUIPMENT COURT |  | LAWRENCEVILLE | GA | 30046 |  | 7703382620 |  | INVESTOR | 25 | 1999 | 1 | 2016-02-05 | 2020-06-25 | NC01 | 50
2 | NASSAU | NED |  | 2454330 | NONCOMMUNITY | CHLORINATION; AERATION FOR REMOVAL OF ANY SECONDARY CONTAMINANT, SULFIDE, OR ANY UNREGULATED CONTAMINANT; CORROSION CONTROL INHIBITOR ADDITION; HYPOCHLORINATION; IRON OR MANGANESE SEQUESTRATION; OR ULTRAVIOLET RADIATION. THE LEAD/CHIEF OPERATOR MUST BE CLASS D OR HIGHER. 50,000 GPD UP TO 0.25 MGD-STAFFING BY CLASS D OR HIGHER OPERATOR: 3 VISITS/WEEK ON NONCONSECUTIVE DAYS FOR A TOTAL OF 0.3 HOUR/WEEK. LESS THAN 50,000 GPD-STAFFING BY A CLASS D OR HIGHER OPERATOR: 2 VISITS/WEEK ON NONCONSECUTIVE DAYS FOR A TOTAL OF 0.2 HOUR/WEEK. THERE SHALL BE NO MORE THAN 5 DAYS BETWEEN THE LAST VISIT IN ONE WEEK AND THE FIRST VISIT IN THE NEXT WEEK. | N | Y | CIRCLE K #6284 | 941268 NASSAUVILLE ROAD |  | FERNANDINA BEACH | FL | 32034 |  | 9042772837 |  | RAINEY BEVERLY | RAINEY BEVERLY | 215 PENDLETON ST. |  | WAYCROSS | GA | 31501 |  | 9124902406 |  | INVESTOR | 25 | 6749 | 1 | 2019-06-19 | 2018-12-06 | NC01 | 50
2 | NASSAU | NED | renaetrey@aol.com | 2454331 | NONCOMMUNITY | CHLORINATION; AERATION FOR REMOVAL OF ANY SECONDARY CONTAMINANT, SULFIDE, OR ANY UNREGULATED CONTAMINANT; CORROSION CONTROL INHIBITOR ADDITION; HYPOCHLORINATION; IRON OR MANGANESE SEQUESTRATION; OR ULTRAVIOLET RADIATION. THE LEAD/CHIEF OPERATOR MUST BE CLASS D OR HIGHER. 50,000 GPD UP TO 0.25 MGD-STAFFING BY CLASS D OR HIGHER OPERATOR: 3 VISITS/WEEK ON NONCONSECUTIVE DAYS FOR A TOTAL OF 0.3 HOUR/WEEK. LESS THAN 50,000 GPD-STAFFING BY A CLASS D OR HIGHER OPERATOR: 2 VISITS/WEEK ON NONCONSECUTIVE DAYS FOR A TOTAL OF 0.2 HOUR/WEEK. THERE SHALL BE NO MORE THAN 5 DAYS BETWEEN THE LAST VISIT IN ONE WEEK AND THE FIRST VISIT IN THE NEXT WEEK. | N | Y | HORNE LAKE RV PARK | 77219 HANCE PARKWAY |  | YULEE | FL | 32097 |  | 9042252080 |  | ELWYN HORNE | ELWYN HORNE | 77219 HANCE PARK WAY |  | YULEE | FL | 32097 |  | 9042252080 |  | INVESTOR | 34 | 22000 | 73 | 2018-05-16 | 2018-03-29 | NC01 | 50
2 | NASSAU | NED | PATTIE6830@WINDSTREAM.NET | 2454332 | NONCOMMUNITY | CHLORINATION; AERATION FOR REMOVAL OF ANY SECONDARY CONTAMINANT, SULFIDE, OR ANY UNREGULATED CONTAMINANT; CORROSION CONTROL INHIBITOR ADDITION; HYPOCHLORINATION; IRON OR MANGANESE SEQUESTRATION; OR ULTRAVIOLET RADIATION. THE LEAD/CHIEF OPERATOR MUST BE CLASS D OR HIGHER. 50,000 GPD UP TO 0.25 MGD-STAFFING BY CLASS D OR HIGHER OPERATOR: 3 VISITS/WEEK ON NONCONSECUTIVE DAYS FOR A TOTAL OF 0.3 HOUR/WEEK. LESS THAN 50,000 GPD-STAFFING BY A CLASS D OR HIGHER OPERATOR: 2 VISITS/WEEK ON NONCONSECUTIVE DAYS FOR A TOTAL OF 0.2 HOUR/WEEK. THERE SHALL BE NO MORE THAN 5 DAYS BETWEEN THE LAST VISIT IN ONE WEEK AND THE FIRST VISIT IN THE NEXT WEEK. | N | Y | KELLY'S COUNTRYSIDE RV PARK | 36065 KELLYS LANE |  | CALLAHAN | FL | 32011 |  | 9048454252 |  | PATTI SMITH | HENRY P. KELLY | 545689 UNITED STATES HIGHWAY 1 |  | CALLAHAN | FL | 32011 |  | 9048454252 |  | INVESTOR | 25 | 7850 | 68 | 2018-06-19 | 2018-03-28 | NC01 | 50
2 | NASSAU | NED | NEUMKN@JEA.COM | 2454338 | COMMUNITY | CHLORINATION; AERATION FOR REMOVAL OF ANY SECONDARY CONTAMINANT, SULFIDE, OR ANY UNREGULATED CONTAMINANT; CORROSION CONTROL INHIBITOR ADDITION; HYPOCHLORINATION; IRON OR MANGANESE SEQUESTRATION; OR ULTRAVIOLET RADIATION. THE LEAD/CHIEF OPERATOR MUST BE CLASS C OR HIGHER. 5.0 MGD AND ABOVE-STAFFING BY CLASS C OR HIGHER OPERATOR: 6 HOURS/DAY FOR 5 DAYS/WEEK AND ONE VISIT ON EACH WEEKEND DAY. 3.0 MGD UP TO 5.0 MGD-STAFFING BY CLASS C OR HIGHER OPERATOR: 1 HOUR/DAY FOR 5 DAYS/WEEK AND ONE VISIT ON EACH WEEKEND DAY. 0.25 MGD UP TO 3.0 MGD-STAFFING BY CLASS C OR HIGHER OPERATOR: 5 VISITS/WEEK AND ONE VISIT EACH WEEKEND FOR A TOTAL OF 0.6 HOUR/WEEK. | N | Y | LOFTON OAKS GRID | 1002 N. MAIN STREET |  | JACKSONVILLE | FL | 32206 |  | 9046658849 |  | KIM NEUMANN | KEVIN HOLBROOKS | 1002 N. MAIN ST. |  | JACKSONVILLE | FL | 32206 |  | 9046654540 |  | INVESTOR | 24318 | 8880000 | 9211 | 2018-06-20 | 2021-01-27 | DC02 | 4000
2 | NASSAU | NED | SUNSHINEUTIL@gmail.com | 2454341 | NONCOMMUNITY | CHLORINATION; AERATION FOR REMOVAL OF ANY SECONDARY CONTAMINANT, SULFIDE, OR ANY UNREGULATED CONTAMINANT; CORROSION CONTROL INHIBITOR ADDITION; HYPOCHLORINATION; IRON OR MANGANESE SEQUESTRATION; OR ULTRAVIOLET RADIATION. THE LEAD/CHIEF OPERATOR MUST BE CLASS D OR HIGHER. 50,000 GPD UP TO 0.25 MGD-STAFFING BY CLASS D OR HIGHER OPERATOR: 3 VISITS/WEEK ON NONCONSECUTIVE DAYS FOR A TOTAL OF 0.3 HOUR/WEEK. LESS THAN 50,000 GPD-STAFFING BY A CLASS D OR HIGHER OPERATOR: 2 VISITS/WEEK ON NONCONSECUTIVE DAYS FOR A TOTAL OF 0.2 HOUR/WEEK. THERE SHALL BE NO MORE THAN 5 DAYS BETWEEN THE LAST VISIT IN ONE WEEK AND THE FIRST VISIT IN THE NEXT WEEK. | N | Y | TROPIC MOTEL (HEDGES MEAT MARKET) | 850429 US HIGHWAY 17 |  | YULEE | FL | 32097 |  | 9042255152 |  | LINDA BRAZELL | LINDA BRAZELL | P.O. BOX 485 |  | YULEE | FL | 32041 | 485 | 9043496099 |  | INVESTOR | 25 | 17143 | 2 | 2018-12-14 | 2018-11-16 | NC01 | 50
2 | NASSAU | NED | jhilton@white-oak.org | 2454343 | NONTRANSIENT NONCOMMUNITY | CHLORINATION; AERATION FOR REMOVAL OF ANY SECONDARY CONTAMINANT, SULFIDE, OR ANY UNREGULATED CONTAMINANT; CORROSION CONTROL INHIBITOR ADDITION; HYPOCHLORINATION; IRON OR MANGANESE SEQUESTRATION; OR ULTRAVIOLET RADIATION. THE LEAD/CHIEF OPERATOR MUST BE CLASS D OR HIGHER. 50,000 GPD UP TO 0.25 MGD-STAFFING BY CLASS D OR HIGHER OPERATOR: 3 VISITS/WEEK ON NONCONSECUTIVE DAYS FOR A TOTAL OF 0.3 HOUR/WEEK. LESS THAN 50,000 GPD-STAFFING BY A CLASS D OR HIGHER OPERATOR: 2 VISITS/WEEK ON NONCONSECUTIVE DAYS FOR A TOTAL OF 0.2 HOUR/WEEK. THERE SHALL BE NO MORE THAN 5 DAYS BETWEEN THE LAST VISIT IN ONE WEEK AND THE FIRST VISIT IN THE NEXT WEEK. | N | Y | WHITE OAK CONSERVATION | 581705 WHITE OAK ROAD |  | YULEE | FL | 32097 |  | 9042253205 |  | JOHN HILTON | STEPAHINE KING | 581705 WHITE OAK ROAD |  | YULEE | FL | 32097 |  | 9042253200 |  | INVESTOR | 130 | 90000 | 42 | 2014-04-14 | 2020-06-25 | NTNC | 100
2 | NASSAU | NED |  | 2454347 | NONCOMMUNITY | CHLORINATION; AERATION FOR REMOVAL OF ANY SECONDARY CONTAMINANT, SULFIDE, OR ANY UNREGULATED CONTAMINANT; CORROSION CONTROL INHIBITOR ADDITION; HYPOCHLORINATION; IRON OR MANGANESE SEQUESTRATION; OR ULTRAVIOLET RADIATION. THE LEAD/CHIEF OPERATOR MUST BE CLASS D OR HIGHER. 50,000 GPD UP TO 0.25 MGD-STAFFING BY CLASS D OR HIGHER OPERATOR: 3 VISITS/WEEK ON NONCONSECUTIVE DAYS FOR A TOTAL OF 0.3 HOUR/WEEK. LESS THAN 50,000 GPD-STAFFING BY A CLASS D OR HIGHER OPERATOR: 2 VISITS/WEEK ON NONCONSECUTIVE DAYS FOR A TOTAL OF 0.2 HOUR/WEEK. THERE SHALL BE NO MORE THAN 5 DAYS BETWEEN THE LAST VISIT IN ONE WEEK AND THE FIRST VISIT IN THE NEXT WEEK. | N | Y | AMERICAN BEACH VILLAS | 5553 GREGG ST. |  | AMERICAN BEACH | FL | 32034 |  | 9042610840 |  | BOBBY DOLLISON | BOBBY DOLLISON | 5553 GREGG ST |  | AMERICAN BEACH | FL | 32034 |  | 9042610840 |  | INVESTOR | 25 | 8000 | 2 | 2014-12-08 | 2018-11-13 | NC01 | 50
2 | NASSAU | NED | southernops@reagan.com | 2454349 | NONCOMMUNITY | CHLORINATION; AERATION FOR REMOVAL OF ANY SECONDARY CONTAMINANT, SULFIDE, OR ANY UNREGULATED CONTAMINANT; CORROSION CONTROL INHIBITOR ADDITION; HYPOCHLORINATION; IRON OR MANGANESE SEQUESTRATION; OR ULTRAVIOLET RADIATION. THE LEAD/CHIEF OPERATOR MUST BE CLASS D OR HIGHER. 50,000 GPD UP TO 0.25 MGD-STAFFING BY CLASS D OR HIGHER OPERATOR: 3 VISITS/WEEK ON NONCONSECUTIVE DAYS FOR A TOTAL OF 0.3 HOUR/WEEK. LESS THAN 50,000 GPD-STAFFING BY A CLASS D OR HIGHER OPERATOR: 2 VISITS/WEEK ON NONCONSECUTIVE DAYS FOR A TOTAL OF 0.2 HOUR/WEEK. THERE SHALL BE NO MORE THAN 5 DAYS BETWEEN THE LAST VISIT IN ONE WEEK AND THE FIRST VISIT IN THE NEXT WEEK. | N | Y | OREMC | 458442 OLD DIXIE HIGHWAY |  | HILLIARD | FL | 32046 |  | 9048457477 |  | JANET MCDANIEL | JEFFREY DAVIS | POST OFFICE BOX 602 |  | NAHUNTA | GA | 31553 |  | 9124625131 |  | INVESTOR | 30 | 11640 | 3 | 2019-08-27 | 2019-07-30 | NC01 | 50
2 | NASSAU | NED | DADDYO1@BELLSOUTH.NET | 2454350 | NONCOMMUNITY | CHLORINATION; AERATION FOR REMOVAL OF ANY SECONDARY CONTAMINANT, SULFIDE, OR ANY UNREGULATED CONTAMINANT; CORROSION CONTROL INHIBITOR ADDITION; HYPOCHLORINATION; IRON OR MANGANESE SEQUESTRATION; OR ULTRAVIOLET RADIATION. THE LEAD/CHIEF OPERATOR MUST BE CLASS D OR HIGHER. 50,000 GPD UP TO 0.25 MGD-STAFFING BY CLASS D OR HIGHER OPERATOR: 3 VISITS/WEEK ON NONCONSECUTIVE DAYS FOR A TOTAL OF 0.3 HOUR/WEEK. LESS THAN 50,000 GPD-STAFFING BY A CLASS D OR HIGHER OPERATOR: 2 VISITS/WEEK ON NONCONSECUTIVE DAYS FOR A TOTAL OF 0.2 HOUR/WEEK. THERE SHALL BE NO MORE THAN 5 DAYS BETWEEN THE LAST VISIT IN ONE WEEK AND THE FIRST VISIT IN THE NEXT WEEK. | N | Y | YULEE BALL PARK | 86142 GOODBREAD DRIVE |  | YULEE | FL | 32097 |  | 9047531420 |  | DAVID SPROLE | JEFF LITTLE | 45195 MUSSELWHITE ROAD |  | CALLAHAN | FL | 32011 |  | 9045306120 |  | CITY | 25 | 36000 | 2 | 2016-11-04 | 2021-04-23 | NC01 | 50
2 | NASSAU | NED | eileenteston@gmail.com | 2454354 | NONCOMMUNITY | CHLORINATION; AERATION FOR REMOVAL OF ANY SECONDARY CONTAMINANT, SULFIDE, OR ANY UNREGULATED CONTAMINANT; CORROSION CONTROL INHIBITOR ADDITION; HYPOCHLORINATION; IRON OR MANGANESE SEQUESTRATION; OR ULTRAVIOLET RADIATION. THE LEAD/CHIEF OPERATOR MUST BE CLASS D OR HIGHER. 50,000 GPD UP TO 0.25 MGD-STAFFING BY CLASS D OR HIGHER OPERATOR: 3 VISITS/WEEK ON NONCONSECUTIVE DAYS FOR A TOTAL OF 0.3 HOUR/WEEK. LESS THAN 50,000 GPD-STAFFING BY A CLASS D OR HIGHER OPERATOR: 2 VISITS/WEEK ON NONCONSECUTIVE DAYS FOR A TOTAL OF 0.2 HOUR/WEEK. THERE SHALL BE NO MORE THAN 5 DAYS BETWEEN THE LAST VISIT IN ONE WEEK AND THE FIRST VISIT IN THE NEXT WEEK. | N | Y | SHUCKERS OYSTER BAR | 96008 WADE PLACE |  | FERNANDINA BEACH | FL | 32034 |  | 9045838462 |  | JEREMY SEGER | EILEEN TESTON | 96008 WADE'S PLACE |  | FERNANDINA | FL | 32034 |  | 9044241969 |  | INVESTOR | 25 | 9360 | 1 | 2018-07-02 | 2018-05-24 | NC01 | 50
2 | NASSAU | NED | TCLIFTON@SPBH.ORG; southernops@reagan.com | 2454356 | NONCOMMUNITY | CHLORINATION; AERATION FOR REMOVAL OF ANY SECONDARY CONTAMINANT, SULFIDE, OR ANY UNREGULATED CONTAMINANT; CORROSION CONTROL INHIBITOR ADDITION; HYPOCHLORINATION; IRON OR MANGANESE SEQUESTRATION; OR ULTRAVIOLET RADIATION. THE LEAD/CHIEF OPERATOR MUST BE CLASS D OR HIGHER. 50,000 GPD UP TO 0.25 MGD-STAFFING BY CLASS D OR HIGHER OPERATOR: 3 VISITS/WEEK ON NONCONSECUTIVE DAYS FOR A TOTAL OF 0.3 HOUR/WEEK. LESS THAN 50,000 GPD-STAFFING BY A CLASS D OR HIGHER OPERATOR: 2 VISITS/WEEK ON NONCONSECUTIVE DAYS FOR A TOTAL OF 0.2 HOUR/WEEK. THERE SHALL BE NO MORE THAN 5 DAYS BETWEEN THE LAST VISIT IN ONE WEEK AND THE FIRST VISIT IN THE NEXT WEEK. | N | Y | STARTING POINT BEHAVIORAL HEALTH | 371015 EASTWOOD ROAD |  | HILLIARD | FL | 32046 |  | 9048457777 |  | TONYA CLIFTON | TONYA CLIFTON | 463142 STATE ROAD 200 |  | YULEE | FL | 32097 |  | 9042258280 | 411 | OTHER | 57 | 9358 | 1 | 2019-08-01 | 2019-03-28 | NC01 | 50
2 | NASSAU | NED | dsprole@nassaucountyfl.com | 2454357 | NONCOMMUNITY | CHLORINATION; AERATION FOR REMOVAL OF ANY SECONDARY CONTAMINANT, SULFIDE, OR ANY UNREGULATED CONTAMINANT; CORROSION CONTROL INHIBITOR ADDITION; HYPOCHLORINATION; IRON OR MANGANESE SEQUESTRATION; OR ULTRAVIOLET RADIATION. THE LEAD/CHIEF OPERATOR MUST BE CLASS D OR HIGHER. 50,000 GPD UP TO 0.25 MGD-STAFFING BY CLASS D OR HIGHER OPERATOR: 3 VISITS/WEEK ON NONCONSECUTIVE DAYS FOR A TOTAL OF 0.3 HOUR/WEEK. LESS THAN 50,000 GPD-STAFFING BY A CLASS D OR HIGHER OPERATOR: 2 VISITS/WEEK ON NONCONSECUTIVE DAYS FOR A TOTAL OF 0.2 HOUR/WEEK. THERE SHALL BE NO MORE THAN 5 DAYS BETWEEN THE LAST VISIT IN ONE WEEK AND THE FIRST VISIT IN THE NEXT WEEK. | N | Y | CALLAHAN SPORTS COMPLEX | 34205 ALLIGATOR CREEK HUNTING CLUB |  | CALLAHAN | FL | 32011 |  | 9047531420 |  | DAVID SPROLE | JEFF LITTLE | 45195 MUSSELWHITE ROAD |  | CALLAHAN | FL | 32011 |  | 9045306120 |  | COUNTY | 25 | 9385 | 2 | 2016-10-20 | 2021-04-23 | NC01 | 50
2 | NASSAU | NED | DSPROLE@NASSAUCOUNTYFL.COM | 2454359 | NONCOMMUNITY | CHLORINATION; AERATION FOR REMOVAL OF ANY SECONDARY CONTAMINANT, SULFIDE, OR ANY UNREGULATED CONTAMINANT; CORROSION CONTROL INHIBITOR ADDITION; HYPOCHLORINATION; IRON OR MANGANESE SEQUESTRATION; OR ULTRAVIOLET RADIATION. THE LEAD/CHIEF OPERATOR MUST BE CLASS D OR HIGHER. 50,000 GPD UP TO 0.25 MGD-STAFFING BY CLASS D OR HIGHER OPERATOR: 3 VISITS/WEEK ON NONCONSECUTIVE DAYS FOR A TOTAL OF 0.3 HOUR/WEEK. LESS THAN 50,000 GPD-STAFFING BY A CLASS D OR HIGHER OPERATOR: 2 VISITS/WEEK ON NONCONSECUTIVE DAYS FOR A TOTAL OF 0.2 HOUR/WEEK. THERE SHALL BE NO MORE THAN 5 DAYS BETWEEN THE LAST VISIT IN ONE WEEK AND THE FIRST VISIT IN THE NEXT WEEK. | N | Y | YULEE COUNTY BUILDING | 86028 PAGES DAIRY ROAD |  | YULEE | FL | 32097 |  | 9045484688 |  | DAVID SPROLE | JEFF LITTLE | 45195 MUSSELWHITE ROAD |  | CALLAHAN | FL | 32011 |  | 9045306120 |  | COUNTY | 25 | 10236 | 2 | 2016-11-29 | 2021-04-23 | NC01 | 50
2 | NASSAU | NED | GRADYMAULDIN@BELLSOUTH.NET; DAVID.COTTRELL@AQUATICSYSTEMS.COM | 2454362 | NONCOMMUNITY | CHLORINATION; AERATION FOR REMOVAL OF ANY SECONDARY CONTAMINANT, SULFIDE, OR ANY UNREGULATED CONTAMINANT; CORROSION CONTROL INHIBITOR ADDITION; HYPOCHLORINATION; IRON OR MANGANESE SEQUESTRATION; OR ULTRAVIOLET RADIATION. THE LEAD/CHIEF OPERATOR MUST BE CLASS D OR HIGHER. 50,000 GPD UP TO 0.25 MGD-STAFFING BY CLASS D OR HIGHER OPERATOR: 3 VISITS/WEEK ON NONCONSECUTIVE DAYS FOR A TOTAL OF 0.3 HOUR/WEEK. LESS THAN 50,000 GPD-STAFFING BY A CLASS D OR HIGHER OPERATOR: 2 VISITS/WEEK ON NONCONSECUTIVE DAYS FOR A TOTAL OF 0.2 HOUR/WEEK. THERE SHALL BE NO MORE THAN 5 DAYS BETWEEN THE LAST VISIT IN ONE WEEK AND THE FIRST VISIT IN THE NEXT WEEK. | N | Y | YULEE MINI MALL | 85017 RADIO AVENUE |  | YULEE | FL | 32097 |  | 9042250165 |  | CATHY ALLIGOOD | GRADY MAULDIN | 97009 BLACKBEARDS WAY |  | YULEE | FL | 32097 |  | 9042613324 |  | INVESTOR | 25 | 7410 | 1 | 2021-12-07 | 2021-11-15 | NC01 | 50
2 | NASSAU | NED | DSPROLE@NASSAUCOUNTYFL.COM | 2454363 | NONCOMMUNITY | CHLORINATION; AERATION FOR REMOVAL OF ANY SECONDARY CONTAMINANT, SULFIDE, OR ANY UNREGULATED CONTAMINANT; CORROSION CONTROL INHIBITOR ADDITION; HYPOCHLORINATION; IRON OR MANGANESE SEQUESTRATION; OR ULTRAVIOLET RADIATION. THE LEAD/CHIEF OPERATOR MUST BE CLASS D OR HIGHER. 50,000 GPD UP TO 0.25 MGD-STAFFING BY CLASS D OR HIGHER OPERATOR: 3 VISITS/WEEK ON NONCONSECUTIVE DAYS FOR A TOTAL OF 0.3 HOUR/WEEK. LESS THAN 50,000 GPD-STAFFING BY A CLASS D OR HIGHER OPERATOR: 2 VISITS/WEEK ON NONCONSECUTIVE DAYS FOR A TOTAL OF 0.2 HOUR/WEEK. THERE SHALL BE NO MORE THAN 5 DAYS BETWEEN THE LAST VISIT IN ONE WEEK AND THE FIRST VISIT IN THE NEXT WEEK. | N | Y | BRYCEVILLE COMMUNITY CENTER | 7280 MOTES ROAD |  | BRYCEVILLE | FL | 32009 |  | 9042777214 |  | DAVID SPROLE | JEFF LITTLE | 45195 MUSSELWHITE ROAD |  | CALLAHAN | FL | 32011 |  | 9045306120 |  | COUNTY | 25 | 9690 | 2 | 2014-03-14 | 2021-04-23 | NC01 | 50
2 | NASSAU | NED | alan.obaigbena@dot.state.fl.us | 2454364 | NONCOMMUNITY | CHLORINATION; AERATION FOR REMOVAL OF ANY SECONDARY CONTAMINANT, SULFIDE, OR ANY UNREGULATED CONTAMINANT; CORROSION CONTROL INHIBITOR ADDITION; HYPOCHLORINATION; IRON OR MANGANESE SEQUESTRATION; OR ULTRAVIOLET RADIATION. THE LEAD/CHIEF OPERATOR MUST BE CLASS D OR HIGHER. 50,000 GPD UP TO 0.25 MGD-STAFFING BY CLASS D OR HIGHER OPERATOR: 3 VISITS/WEEK ON NONCONSECUTIVE DAYS FOR A TOTAL OF 0.3 HOUR/WEEK. LESS THAN 50,000 GPD-STAFFING BY A CLASS D OR HIGHER OPERATOR: 2 VISITS/WEEK ON NONCONSECUTIVE DAYS FOR A TOTAL OF 0.2 HOUR/WEEK. THERE SHALL BE NO MORE THAN 5 DAYS BETWEEN THE LAST VISIT IN ONE WEEK AND THE FIRST VISIT IN THE NEXT WEEK. | N | Y | DOT I-95 NORTHBOUND WEIGH-IN-MOTION | I-95 NORTH |  | YULEE | FL | 32097 |  | 3869617306 |  | ALAN OBAIGBENA, P.E. | TRAVIS HUMPHRIES, PE | 1109 S. MARION AVE. |  | LAKE CITY | FL | 32025 |  | 8007492967 | 7800 | STATE | 25 | 17052 | 2 | 2010-02-26 | 2021-03-12 | NC01 | 50
2 | NASSAU | NED | alan.obaigbena@dot.state.fl.us | 2454365 | NONCOMMUNITY | CHLORINATION; AERATION FOR REMOVAL OF ANY SECONDARY CONTAMINANT, SULFIDE, OR ANY UNREGULATED CONTAMINANT; CORROSION CONTROL INHIBITOR ADDITION; HYPOCHLORINATION; IRON OR MANGANESE SEQUESTRATION; OR ULTRAVIOLET RADIATION. THE LEAD/CHIEF OPERATOR MUST BE CLASS D OR HIGHER. 50,000 GPD UP TO 0.25 MGD-STAFFING BY CLASS D OR HIGHER OPERATOR: 3 VISITS/WEEK ON NONCONSECUTIVE DAYS FOR A TOTAL OF 0.3 HOUR/WEEK. LESS THAN 50,000 GPD-STAFFING BY A CLASS D OR HIGHER OPERATOR: 2 VISITS/WEEK ON NONCONSECUTIVE DAYS FOR A TOTAL OF 0.2 HOUR/WEEK. THERE SHALL BE NO MORE THAN 5 DAYS BETWEEN THE LAST VISIT IN ONE WEEK AND THE FIRST VISIT IN THE NEXT WEEK. | N | Y | DOT I-95 SOUTHBOUND WEIGH-IN-MOTION | I-95 SOUTH |  | YULEE | FL | 32097 |  | 3869617306 |  | ALAN OBAIGBENA | TRAVIS HUMPHRIES, P.E. | 1109 S MARION AVE |  | LAKE CITY | FL | 32025 |  | 8007492967 |  | STATE | 25 | 17052 | 2 | 2010-02-26 | 2021-03-12 | NC01 | 50
2 | NASSAU | NED | yuleebp@gmail.com; southernops@reagan.com | 2454367 | NONCOMMUNITY | CHLORINATION; AERATION FOR REMOVAL OF ANY SECONDARY CONTAMINANT, SULFIDE, OR ANY UNREGULATED CONTAMINANT; CORROSION CONTROL INHIBITOR ADDITION; HYPOCHLORINATION; IRON OR MANGANESE SEQUESTRATION; OR ULTRAVIOLET RADIATION. THE LEAD/CHIEF OPERATOR MUST BE CLASS D OR HIGHER. 50,000 GPD UP TO 0.25 MGD-STAFFING BY CLASS D OR HIGHER OPERATOR: 3 VISITS/WEEK ON NONCONSECUTIVE DAYS FOR A TOTAL OF 0.3 HOUR/WEEK. LESS THAN 50,000 GPD-STAFFING BY A CLASS D OR HIGHER OPERATOR: 2 VISITS/WEEK ON NONCONSECUTIVE DAYS FOR A TOTAL OF 0.2 HOUR/WEEK. THERE SHALL BE NO MORE THAN 5 DAYS BETWEEN THE LAST VISIT IN ONE WEEK AND THE FIRST VISIT IN THE NEXT WEEK. | N | Y | SUNSHINE EXPRESS #315 | 850409 U.S. HWY 17 |  | YULEE | FL | 32097 |  | 9042255566 |  | DIGNA PATEL | MUNA DAHAL | 4251 STUDIO PARK AVE. |  | JACKSONVILLE | FL | 32216 |  | 9048877110 |  | INVESTOR | 25 | 9179 | 2 | 2017-07-31 | 2017-03-31 | NC01 | 50
2 | NASSAU | NED | stmarysriverfishcamp@gmail.com | 2454369 | NONCOMMUNITY | CHLORINATION; AERATION FOR REMOVAL OF ANY SECONDARY CONTAMINANT, SULFIDE, OR ANY UNREGULATED CONTAMINANT; CORROSION CONTROL INHIBITOR ADDITION; HYPOCHLORINATION; IRON OR MANGANESE SEQUESTRATION; OR ULTRAVIOLET RADIATION. THE LEAD/CHIEF OPERATOR MUST BE CLASS D OR HIGHER. 50,000 GPD UP TO 0.25 MGD-STAFFING BY CLASS D OR HIGHER OPERATOR: 3 VISITS/WEEK ON NONCONSECUTIVE DAYS FOR A TOTAL OF 0.3 HOUR/WEEK. LESS THAN 50,000 GPD-STAFFING BY A CLASS D OR HIGHER OPERATOR: 2 VISITS/WEEK ON NONCONSECUTIVE DAYS FOR A TOTAL OF 0.2 HOUR/WEEK. THERE SHALL BE NO MORE THAN 5 DAYS BETWEEN THE LAST VISIT IN ONE WEEK AND THE FIRST VISIT IN THE NEXT WEEK. | N | Y | ST. MARY'S RIVER FISH CAMP | 29506 SCOTTS LANDING ROAD |  | HILLIARD | FL | 32046 |  | 9048454440 |  | DONNETTE WILLIAMS | KAREN LYNN BECK | 29506 SCOTTS LANDING ROAD |  | HILLIARD | FL | 32046 |  |  |  | INVESTOR | 100 | 45090 | 50 | 2015-06-24 | 2020-09-29 | NC01 | 50
2 | NASSAU | NED | setfreebythesea@gmail.com | 2454372 | NONCOMMUNITY | CHLORINATION; AERATION FOR REMOVAL OF ANY SECONDARY CONTAMINANT, SULFIDE, OR ANY UNREGULATED CONTAMINANT; CORROSION CONTROL INHIBITOR ADDITION; HYPOCHLORINATION; IRON OR MANGANESE SEQUESTRATION; OR ULTRAVIOLET RADIATION. THE LEAD/CHIEF OPERATOR MUST BE CLASS D OR HIGHER. 50,000 GPD UP TO 0.25 MGD-STAFFING BY CLASS D OR HIGHER OPERATOR: 3 VISITS/WEEK ON NONCONSECUTIVE DAYS FOR A TOTAL OF 0.3 HOUR/WEEK. LESS THAN 50,000 GPD-STAFFING BY A CLASS D OR HIGHER OPERATOR: 2 VISITS/WEEK ON NONCONSECUTIVE DAYS FOR A TOTAL OF 0.2 HOUR/WEEK. THERE SHALL BE NO MORE THAN 5 DAYS BETWEEN THE LAST VISIT IN ONE WEEK AND THE FIRST VISIT IN THE NEXT WEEK. | N | Y | SET FREE BY THE SEA | 850482 U.S. HIGHWAY 17 |  | YULEE | FL | 32097 |  | 9048491091 |  | MARK YEATMAN | MARK SOUTER | 850482 HIGHWAY 17 SOUTH |  | YULEE | FL | 32097 |  | 9048491091 |  | INVESTOR | 26 | 18180 | 1 | 2017-07-12 | 2017-05-26 | NC01 | 50
2 | NASSAU | NED | TARNOLD@LIGHTHOUSECHRISTIANSCHOOL.NET | 2454375 | NONTRANSIENT NONCOMMUNITY | CHLORINATION; AERATION FOR REMOVAL OF ANY SECONDARY CONTAMINANT, SULFIDE, OR ANY UNREGULATED CONTAMINANT; CORROSION CONTROL INHIBITOR ADDITION; HYPOCHLORINATION; IRON OR MANGANESE SEQUESTRATION; OR ULTRAVIOLET RADIATION. THE LEAD/CHIEF OPERATOR MUST BE CLASS D OR HIGHER. 50,000 GPD UP TO 0.25 MGD-STAFFING BY CLASS D OR HIGHER OPERATOR: 3 VISITS/WEEK ON NONCONSECUTIVE DAYS FOR A TOTAL OF 0.3 HOUR/WEEK. LESS THAN 50,000 GPD-STAFFING BY A CLASS D OR HIGHER OPERATOR: 2 VISITS/WEEK ON NONCONSECUTIVE DAYS FOR A TOTAL OF 0.2 HOUR/WEEK. THERE SHALL BE NO MORE THAN 5 DAYS BETWEEN THE LAST VISIT IN ONE WEEK AND THE FIRST VISIT IN THE NEXT WEEK. | N | Y | THE ANCHOR/LIGHTHOUSE CHRISTIAN SCHOOL | 541798 US HIGHWAY 1 SOUTH |  | CALLAHAN | FL | 32011 |  | 9048792876 |  | TROY ARNOLD | PASTOR DWIGHT ALLEN | 541798 US 1 SOUTH |  | CALLAHAN | FL | 32011 |  | 9048792876 |  | OTHER | 93 | 9677 | 1 | 2014-10-02 | 2020-09-16 | NTNC | 100
2 | NASSAU | NED | JANETHADKINS@BELLSOUTH.NET | 2454378 | COMMUNITY | CHLORINATION; AERATION FOR REMOVAL OF ANY SECONDARY CONTAMINANT, SULFIDE, OR ANY UNREGULATED CONTAMINANT; CORROSION CONTROL INHIBITOR ADDITION; HYPOCHLORINATION; IRON OR MANGANESE SEQUESTRATION; OR ULTRAVIOLET RADIATION. THE LEAD/CHIEF OPERATOR MUST BE CLASS D OR HIGHER. 50,000 GPD UP TO 0.25 MGD-STAFFING BY CLASS D OR HIGHER OPERATOR: 3 VISITS/WEEK ON NONCONSECUTIVE DAYS FOR A TOTAL OF 0.3 HOUR/WEEK. LESS THAN 50,000 GPD-STAFFING BY A CLASS D OR HIGHER OPERATOR: 2 VISITS/WEEK ON NONCONSECUTIVE DAYS FOR A TOTAL OF 0.2 HOUR/WEEK. THERE SHALL BE NO MORE THAN 5 DAYS BETWEEN THE LAST VISIT IN ONE WEEK AND THE FIRST VISIT IN THE NEXT WEEK. | N | Y | DAYSPRING SENIOR LIVING | 553600 U.S. HIGHWAY 1 |  | HILLIARD | FL | 32046 |  | 9048457501 |  | JANET ADKINS | DOUGLAS D. ADKINS | PO BOX 1080 |  | HILLIARD | FL | 32046 |  | 9048457501 |  | OTHER | 64 | 108000 | 1 | 2016-09-08 | 2019-09-26 | DC05 | 500
2 | NASSAU | NED |  | 2454381 | NONCOMMUNITY | CHLORINATION; AERATION FOR REMOVAL OF ANY SECONDARY CONTAMINANT, SULFIDE, OR ANY UNREGULATED CONTAMINANT; CORROSION CONTROL INHIBITOR ADDITION; HYPOCHLORINATION; IRON OR MANGANESE SEQUESTRATION; OR ULTRAVIOLET RADIATION. THE LEAD/CHIEF OPERATOR MUST BE CLASS D OR HIGHER. 50,000 GPD UP TO 0.25 MGD-STAFFING BY CLASS D OR HIGHER OPERATOR: 3 VISITS/WEEK ON NONCONSECUTIVE DAYS FOR A TOTAL OF 0.3 HOUR/WEEK. LESS THAN 50,000 GPD-STAFFING BY A CLASS D OR HIGHER OPERATOR: 2 VISITS/WEEK ON NONCONSECUTIVE DAYS FOR A TOTAL OF 0.2 HOUR/WEEK. THERE SHALL BE NO MORE THAN 5 DAYS BETWEEN THE LAST VISIT IN ONE WEEK AND THE FIRST VISIT IN THE NEXT WEEK. | N | Y | DOLLAR GENERAL CALLAHAN | 540560 US HIGHWAY 1 |  | CALLAHAN | FL | 32011 |  | 3867558887 |  |  | BRIAN CRAWFORD | 3324 W. UNIVERSITY AVE. | PMB # 151 | GAINESVILLE | FL | 32607 |  | 3523333233 |  | INVESTOR | 25 | 1000 | 1 | 2018-01-17 | 2018-01-19 | NC01 | 50
2 | NASSAU | NED | melissa.ingrisano@aptim.com | 2454382 | NONCOMMUNITY | CHLORINATION; AERATION FOR REMOVAL OF ANY SECONDARY CONTAMINANT, SULFIDE, OR ANY UNREGULATED CONTAMINANT; CORROSION CONTROL INHIBITOR ADDITION; HYPOCHLORINATION; IRON OR MANGANESE SEQUESTRATION; OR ULTRAVIOLET RADIATION. THE LEAD/CHIEF OPERATOR MUST BE CLASS D OR HIGHER. 50,000 GPD UP TO 0.25 MGD-STAFFING BY CLASS D OR HIGHER OPERATOR: 3 VISITS/WEEK ON NONCONSECUTIVE DAYS FOR A TOTAL OF 0.3 HOUR/WEEK. LESS THAN 50,000 GPD-STAFFING BY A CLASS D OR HIGHER OPERATOR: 2 VISITS/WEEK ON NONCONSECUTIVE DAYS FOR A TOTAL OF 0.2 HOUR/WEEK. THERE SHALL BE NO MORE THAN 5 DAYS BETWEEN THE LAST VISIT IN ONE WEEK AND THE FIRST VISIT IN THE NEXT WEEK. | N | Y | DOLLAR GENERAL STORE #19601 | 941300 OLD NASSAUVILLE ROAD |  | FERNANDINA BEACH | FL | 32034 |  | 3867558887 |  | KRISTIN ELLIOTT | KRISTIN ELLIOTT | 100 MISSION RIDGE |  | GOODLETTSVILLE | TN | 37072 |  | 6158555365 |  | OTHER | 25 | 1000 | 1 |  | 2018-12-11 | NC01 | 50
2 | NASSAU | NED |  | 2454383 | NONCOMMUNITY | CHLORINATION; AERATION FOR REMOVAL OF ANY SECONDARY CONTAMINANT, SULFIDE, OR ANY UNREGULATED CONTAMINANT; CORROSION CONTROL INHIBITOR ADDITION; HYPOCHLORINATION; IRON OR MANGANESE SEQUESTRATION; OR ULTRAVIOLET RADIATION. THE LEAD/CHIEF OPERATOR MUST BE CLASS D OR HIGHER. 50,000 GPD UP TO 0.25 MGD-STAFFING BY CLASS D OR HIGHER OPERATOR: 3 VISITS/WEEK ON NONCONSECUTIVE DAYS FOR A TOTAL OF 0.3 HOUR/WEEK. LESS THAN 50,000 GPD-STAFFING BY A CLASS D OR HIGHER OPERATOR: 2 VISITS/WEEK ON NONCONSECUTIVE DAYS FOR A TOTAL OF 0.2 HOUR/WEEK. THERE SHALL BE NO MORE THAN 5 DAYS BETWEEN THE LAST VISIT IN ONE WEEK AND THE FIRST VISIT IN THE NEXT WEEK. | N | Y | DOLLAR GENERAL BRYCEVILLE | 8340 U.S. HIGHWAY 301 |  | BRYCEVILLE | FL | 32607 |  | 3867558887 |  | MIKE BLEKE | BRIAN CRAWFORD | 3324 WEST UNIVERSITY AVENUE |  | GAINESVILLE | FL | 32607 |  | 3867558887 |  | INVESTOR | 25 | 1000 | 1 |  | 2019-12-13 | NC01 | 50
2 | PUTNAM | NED |  | 2540050 | NONCOMMUNITY | CHLORINATION; AERATION FOR REMOVAL OF ANY SECONDARY CONTAMINANT, SULFIDE, OR ANY UNREGULATED CONTAMINANT; CORROSION CONTROL INHIBITOR ADDITION; HYPOCHLORINATION; IRON OR MANGANESE SEQUESTRATION; OR ULTRAVIOLET RADIATION. THE LEAD/CHIEF OPERATOR MUST BE CLASS D OR HIGHER. 50,000 GPD UP TO 0.25 MGD-STAFFING BY CLASS D OR HIGHER OPERATOR: 3 VISITS/WEEK ON NONCONSECUTIVE DAYS FOR A TOTAL OF 0.3 HOUR/WEEK. LESS THAN 50,000 GPD-STAFFING BY A CLASS D OR HIGHER OPERATOR: 2 VISITS/WEEK ON NONCONSECUTIVE DAYS FOR A TOTAL OF 0.2 HOUR/WEEK. THERE SHALL BE NO MORE THAN 5 DAYS BETWEEN THE LAST VISIT IN ONE WEEK AND THE FIRST VISIT IN THE NEXT WEEK. | N | Y | CAMP SHANDS SCOUT RESERVATION | 1453 BADEN POWELL ROAD |  | HAWTHORNE | FL | 32640 | 8107 | 3524751212 |  | ROBERT BURNS | JACK SEARS | 521 S. EDGEWOOD AVE. |  | JACKSONVILLE | FL | 32205 | 5359 | 9043880591 |  | INVESTOR | 300 | 185893 | 37 | 2015-03-24 | 2019-12-23 | NC01 | 50
2 | PUTNAM | NED | MANAGER@BIOMETRICUTILITY.COM | 2540058 | COMMUNITY | CHLORINATION; AERATION FOR REMOVAL OF ANY SECONDARY CONTAMINANT, SULFIDE, OR ANY UNREGULATED CONTAMINANT; CORROSION CONTROL INHIBITOR ADDITION; HYPOCHLORINATION; IRON OR MANGANESE SEQUESTRATION; OR ULTRAVIOLET RADIATION. THE LEAD/CHIEF OPERATOR MUST BE CLASS D OR HIGHER. 50,000 GPD UP TO 0.25 MGD-STAFFING BY CLASS D OR HIGHER OPERATOR: 3 VISITS/WEEK ON NONCONSECUTIVE DAYS FOR A TOTAL OF 0.3 HOUR/WEEK. LESS THAN 50,000 GPD-STAFFING BY A CLASS D OR HIGHER OPERATOR: 2 VISITS/WEEK ON NONCONSECUTIVE DAYS FOR A TOTAL OF 0.2 HOUR/WEEK. THERE SHALL BE NO MORE THAN 5 DAYS BETWEEN THE LAST VISIT IN ONE WEEK AND THE FIRST VISIT IN THE NEXT WEEK. | N | Y | BASS CAPITAL MHP | 2809 HWY 17 SOUTH |  | CRESCENT CITY | FL | 32112 |  | 3866894235 |  | CARLOS TOLA JR. | JAMES BIES | P O BOX 540264 |  | ORLANDO | FL | 32854 | 264 | 4074709030 |  | INVESTOR | 99 | 64000 | 52 | 2009-12-11 | 2021-11-16 | DC051 | 100
2 | PUTNAM | NED | drinkingwater@uswatercorp.net | 2540070 | COMMUNITY | NO TREATMENT--CONSECUTIVE SYSTEMS ONLY | N | Y | BEECHER'S POINT S/D | FRONT STREET |  | WELAKA | FL | 32703 |  |  |  | WILLIAM FONTAINE | SAM CAIN, P.E. | 280 WEKIVA SPRINGS ROAD, SUITE 2070 |  | LONGWOOD | FL | 32779 |  | 4076296900 |  | INVESTOR | 189 | 386000 | 78 | 2015-03-27 | 2020-10-22 | PC01 | 50
2 | PUTNAM | NED | cccblossomcampground@aol.com | 2540238 | NONCOMMUNITY | CHLORINATION; AERATION FOR REMOVAL OF ANY SECONDARY CONTAMINANT, SULFIDE, OR ANY UNREGULATED CONTAMINANT; CORROSION CONTROL INHIBITOR ADDITION; HYPOCHLORINATION; IRON OR MANGANESE SEQUESTRATION; OR ULTRAVIOLET RADIATION. THE LEAD/CHIEF OPERATOR MUST BE CLASS D OR HIGHER. 50,000 GPD UP TO 0.25 MGD-STAFFING BY CLASS D OR HIGHER OPERATOR: 3 VISITS/WEEK ON NONCONSECUTIVE DAYS FOR A TOTAL OF 0.3 HOUR/WEEK. LESS THAN 50,000 GPD-STAFFING BY A CLASS D OR HIGHER OPERATOR: 2 VISITS/WEEK ON NONCONSECUTIVE DAYS FOR A TOTAL OF 0.2 HOUR/WEEK. THERE SHALL BE NO MORE THAN 5 DAYS BETWEEN THE LAST VISIT IN ONE WEEK AND THE FIRST VISIT IN THE NEXT WEEK. | N | Y | CRESCENT CITY CHERRY BLOSSOM CAMPGROUND | 2359 SOUTH US HIGHWAY 17 |  | CRESCENT CITY | FL | 32112 |  | 3866982020 |  | HALEY JOHNSON | DAVID JOHNSON | 2359 HWY 17 SOUTH |  | CRESCENT CITY | FL | 32112 |  | 3866982020 |  | INVESTOR | 82 | 59000 | 82 | 2016-07-13 | 2021-03-15 | NC01 | 50
2 | PUTNAM | NED | WATERTREATMENT@CRESCENTCITY-FL.COM | 2540239 | COMMUNITY | CHLORINATION; AERATION FOR REMOVAL OF ANY SECONDARY CONTAMINANT, SULFIDE, OR ANY UNREGULATED CONTAMINANT; CORROSION CONTROL INHIBITOR ADDITION; HYPOCHLORINATION; IRON OR MANGANESE SEQUESTRATION; OR ULTRAVIOLET RADIATION. THE LEAD/CHIEF OPERATOR MUST BE CLASS C OR HIGHER. 5.0 MGD AND ABOVE-STAFFING BY CLASS C OR HIGHER OPERATOR: 6 HOURS/DAY FOR 5 DAYS/WEEK AND ONE VISIT ON EACH WEEKEND DAY. 3.0 MGD UP TO 5.0 MGD-STAFFING BY CLASS C OR HIGHER OPERATOR: 1 HOUR/DAY FOR 5 DAYS/WEEK AND ONE VISIT ON EACH WEEKEND DAY. 0.25 MGD UP TO 3.0 MGD-STAFFING BY CLASS C OR HIGHER OPERATOR: 5 VISITS/WEEK AND ONE VISIT EACH WEEKEND FOR A TOTAL OF 0.6 HOUR/WEEK. | N | Y | CRESCENT CITY WTP | 3 NORTH SUMMIT STREET |  | CRESCENT CITY | FL | 32112 |  | 3866982525 |  | JASON BRAMEIER | PATRICK KENNEDY | 3 N. SUMMIT ST. |  | CRESCENT CITY | FL | 32112 |  | 3866982525 |  | MUNICIPALITY | 1800 | 990000 | 1070 | 2018-06-21 | 2018-06-13 | DC04 | 1000
2 | PUTNAM | NED |  | 2540270 | NONCOMMUNITY | CHLORINATION; AERATION FOR REMOVAL OF ANY SECONDARY CONTAMINANT, SULFIDE, OR ANY UNREGULATED CONTAMINANT; CORROSION CONTROL INHIBITOR ADDITION; HYPOCHLORINATION; IRON OR MANGANESE SEQUESTRATION; OR ULTRAVIOLET RADIATION. THE LEAD/CHIEF OPERATOR MUST BE CLASS D OR HIGHER. 50,000 GPD UP TO 0.25 MGD-STAFFING BY CLASS D OR HIGHER OPERATOR: 3 VISITS/WEEK ON NONCONSECUTIVE DAYS FOR A TOTAL OF 0.3 HOUR/WEEK. LESS THAN 50,000 GPD-STAFFING BY A CLASS D OR HIGHER OPERATOR: 2 VISITS/WEEK ON NONCONSECUTIVE DAYS FOR A TOTAL OF 0.2 HOUR/WEEK. THERE SHALL BE NO MORE THAN 5 DAYS BETWEEN THE LAST VISIT IN ONE WEEK AND THE FIRST VISIT IN THE NEXT WEEK. | N | Y | ECONOMY INN | 257 HIGHWAY 17 N |  | PALATKA | FL | 32177 |  | 3863129544 |  | NEIL PATEL | MAHENDRABHAI "MIKE" PATEL | 257 HIGHWAY 17 |  | PALATKA | FL | 32177 |  | 3863129544 |  | INVESTOR | 50 | 15440 | 50 | 2018-03-09 | 2021-06-02 | NC01 | 50
2 | PUTNAM | NED | drinkingwater@uswatercorp.net | 2540482 | COMMUNITY | CHLORINATION; AERATION FOR REMOVAL OF ANY SECONDARY CONTAMINANT, SULFIDE, OR ANY UNREGULATED CONTAMINANT; CORROSION CONTROL INHIBITOR ADDITION; HYPOCHLORINATION; IRON OR MANGANESE SEQUESTRATION; OR ULTRAVIOLET RADIATION. THE LEAD/CHIEF OPERATOR MUST BE CLASS D OR HIGHER. 50,000 GPD UP TO 0.25 MGD-STAFFING BY CLASS D OR HIGHER OPERATOR: 3 VISITS/WEEK ON NONCONSECUTIVE DAYS FOR A TOTAL OF 0.3 HOUR/WEEK. LESS THAN 50,000 GPD-STAFFING BY A CLASS D OR HIGHER OPERATOR: 2 VISITS/WEEK ON NONCONSECUTIVE DAYS FOR A TOTAL OF 0.2 HOUR/WEEK. THERE SHALL BE NO MORE THAN 5 DAYS BETWEEN THE LAST VISIT IN ONE WEEK AND THE FIRST VISIT IN THE NEXT WEEK. | N | Y | HERMITS COVE WATER SYSTEM | 239 EAST BUFFALO BLUFF ROAD |  | SATSUMA | FL | 32703 |  |  |  | WILLIAM FONTAINE | SAM CAIN, P.E. | 280 WEKIVA SPRINGS ROAD, SUITE 2070 |  | LONGWOOD | FL | 32779 |  | 4076296900 |  | INVESTOR | 558 | 216000 | 186 | 2016-02-17 | 2019-05-13 | DC051 | 100
2 | PUTNAM | NED | halfshell123@yahoo.com | 2540497 | NONCOMMUNITY | CHLORINATION; AERATION FOR REMOVAL OF ANY SECONDARY CONTAMINANT, SULFIDE, OR ANY UNREGULATED CONTAMINANT; CORROSION CONTROL INHIBITOR ADDITION; HYPOCHLORINATION; IRON OR MANGANESE SEQUESTRATION; OR ULTRAVIOLET RADIATION. THE LEAD/CHIEF OPERATOR MUST BE CLASS D OR HIGHER. 50,000 GPD UP TO 0.25 MGD-STAFFING BY CLASS D OR HIGHER OPERATOR: 3 VISITS/WEEK ON NONCONSECUTIVE DAYS FOR A TOTAL OF 0.3 HOUR/WEEK. LESS THAN 50,000 GPD-STAFFING BY A CLASS D OR HIGHER OPERATOR: 2 VISITS/WEEK ON NONCONSECUTIVE DAYS FOR A TOTAL OF 0.2 HOUR/WEEK. THERE SHALL BE NO MORE THAN 5 DAYS BETWEEN THE LAST VISIT IN ONE WEEK AND THE FIRST VISIT IN THE NEXT WEEK. | N | Y | HALF SHELL RESORTS | 132 ROBERTS BLVD |  | SATSUMA | FL | 32189 |  | 3863253166 |  | TONY YEOB | MS. KUM MCCONNELL | 132 ROBERTS BLVD |  | SATSUMA | FL | 32189 |  | 9012306624 |  | INVESTOR | 50 | 5304 | 30 | 2014-03-04 | 2019-02-06 | NC01 | 50
2 | PUTNAM | NED | MattFry@GaPac.com | 2540521 | NONTRANSIENT NONCOMMUNITY | CHLORINATION; AERATION FOR REMOVAL OF ANY SECONDARY CONTAMINANT, SULFIDE, OR ANY UNREGULATED CONTAMINANT; CORROSION CONTROL INHIBITOR ADDITION; HYPOCHLORINATION; IRON OR MANGANESE SEQUESTRATION; OR ULTRAVIOLET RADIATION. THE LEAD/CHIEF OPERATOR MUST BE CLASS C OR HIGHER. 5.0 MGD AND ABOVE-STAFFING BY CLASS C OR HIGHER OPERATOR: 6 HOURS/DAY FOR 5 DAYS/WEEK AND ONE VISIT ON EACH WEEKEND DAY. 3.0 MGD UP TO 5.0 MGD-STAFFING BY CLASS C OR HIGHER OPERATOR: 1 HOUR/DAY FOR 5 DAYS/WEEK AND ONE VISIT ON EACH WEEKEND DAY. 0.25 MGD UP TO 3.0 MGD-STAFFING BY CLASS C OR HIGHER OPERATOR: 5 VISITS/WEEK AND ONE VISIT EACH WEEKEND FOR A TOTAL OF 0.6 HOUR/WEEK. | N | Y | GEORGIA PACIFIC PAPER MILL | 215 COUNTY ROAD 216 |  | PALATKA | FL | 32177 |  | 3863252001 | 4672 | MATT FRY | JIM ECKENRODE | P.O. BOX 919 |  | PALATKA | FL | 32178 |  | 3863295734 |  | INVESTOR | 979 | 360000 | 1 | 2015-09-01 | 2020-08-04 | NTNC | 100
2 | PUTNAM | NED | drinkingwater@uswatercorp.net | 2540545 | COMMUNITY | CHLORINATION; AERATION FOR REMOVAL OF ANY SECONDARY CONTAMINANT, SULFIDE, OR ANY UNREGULATED CONTAMINANT; CORROSION CONTROL INHIBITOR ADDITION; HYPOCHLORINATION; IRON OR MANGANESE SEQUESTRATION; OR ULTRAVIOLET RADIATION. THE LEAD/CHIEF OPERATOR MUST BE CLASS D OR HIGHER. 50,000 GPD UP TO 0.25 MGD-STAFFING BY CLASS D OR HIGHER OPERATOR: 3 VISITS/WEEK ON NONCONSECUTIVE DAYS FOR A TOTAL OF 0.3 HOUR/WEEK. LESS THAN 50,000 GPD-STAFFING BY A CLASS D OR HIGHER OPERATOR: 2 VISITS/WEEK ON NONCONSECUTIVE DAYS FOR A TOTAL OF 0.2 HOUR/WEEK. THERE SHALL BE NO MORE THAN 5 DAYS BETWEEN THE LAST VISIT IN ONE WEEK AND THE FIRST VISIT IN THE NEXT WEEK. | N | Y | INTERLACHEN LAKE ESTATES | 117 VELVET STREET |  | INTERLACHEN | FL | 32148 |  |  |  | WILLIAM FONTAINE | SAM CAIN, P.E. | 280 WEKIVA SPRINGS ROAD | SUITE 2070 | LONGWOOD | FL | 32779 |  | 4076296900 |  | INVESTOR/LICENSED PUBLIC UTILITIES | 712 | 145600 | 283 | 2019-05-09 | 2019-05-06 | DC05 | 500
2 | PUTNAM | NED |  | 2540631 | COMMUNITY | CHLORINATION; AERATION FOR REMOVAL OF ANY SECONDARY CONTAMINANT, SULFIDE, OR ANY UNREGULATED CONTAMINANT; CORROSION CONTROL INHIBITOR ADDITION; HYPOCHLORINATION; IRON OR MANGANESE SEQUESTRATION; OR ULTRAVIOLET RADIATION. THE LEAD/CHIEF OPERATOR MUST BE CLASS D OR HIGHER. 50,000 GPD UP TO 0.25 MGD-STAFFING BY CLASS D OR HIGHER OPERATOR: 3 VISITS/WEEK ON NONCONSECUTIVE DAYS FOR A TOTAL OF 0.3 HOUR/WEEK. LESS THAN 50,000 GPD-STAFFING BY A CLASS D OR HIGHER OPERATOR: 2 VISITS/WEEK ON NONCONSECUTIVE DAYS FOR A TOTAL OF 0.2 HOUR/WEEK. THERE SHALL BE NO MORE THAN 5 DAYS BETWEEN THE LAST VISIT IN ONE WEEK AND THE FIRST VISIT IN THE NEXT WEEK. | N | Y | LAKE COMO WATER ASSOCIATION | 118 PALMER AVENUE |  | LAKE COMO | FL | 32057 |  | 3866494300 |  | BOB BRIANT | LAKE COMO WATER ASSOCIATION, INC. | POST OFFICE BOX 102 |  | LAKE COMO | FL | 32157 |  | 3866494300 |  | MUNICIPALITY | 450 | 152000 | 180 | 2014-12-15 | 2020-02-21 | DC05 | 500
2 | PUTNAM | NED | twofoldwater@gmail.com | 2540641 | NONCOMMUNITY | CHLORINATION; AERATION FOR REMOVAL OF ANY SECONDARY CONTAMINANT, SULFIDE, OR ANY UNREGULATED CONTAMINANT; CORROSION CONTROL INHIBITOR ADDITION; HYPOCHLORINATION; IRON OR MANGANESE SEQUESTRATION; OR ULTRAVIOLET RADIATION. THE LEAD/CHIEF OPERATOR MUST BE CLASS D OR HIGHER. 50,000 GPD UP TO 0.25 MGD-STAFFING BY CLASS D OR HIGHER OPERATOR: 3 VISITS/WEEK ON NONCONSECUTIVE DAYS FOR A TOTAL OF 0.3 HOUR/WEEK. LESS THAN 50,000 GPD-STAFFING BY A CLASS D OR HIGHER OPERATOR: 2 VISITS/WEEK ON NONCONSECUTIVE DAYS FOR A TOTAL OF 0.2 HOUR/WEEK. THERE SHALL BE NO MORE THAN 5 DAYS BETWEEN THE LAST VISIT IN ONE WEEK AND THE FIRST VISIT IN THE NEXT WEEK. | N | Y | LAKE SWAN CAMP | 647 STATE ROAD 26 |  | MELROSE | FL | 32666 |  | 3524752828 |  | PERRY ROLLINS | GORDON SWENSON | 647 SR 26 |  | MELROSE | FL | 32666 |  | 3524752828 |  | INVESTOR | 25 | 170200 | 20 | 2018-12-03 | 2018-10-25 | NC01 | 50
2 | PUTNAM | NED | drinkingwater@uswatercorp.net | 2540865 | COMMUNITY | CHLORINATION; AERATION FOR REMOVAL OF ANY SECONDARY CONTAMINANT, SULFIDE, OR ANY UNREGULATED CONTAMINANT; CORROSION CONTROL INHIBITOR ADDITION; HYPOCHLORINATION; IRON OR MANGANESE SEQUESTRATION; OR ULTRAVIOLET RADIATION. THE LEAD/CHIEF OPERATOR MUST BE CLASS D OR HIGHER. 50,000 GPD UP TO 0.25 MGD-STAFFING BY CLASS D OR HIGHER OPERATOR: 3 VISITS/WEEK ON NONCONSECUTIVE DAYS FOR A TOTAL OF 0.3 HOUR/WEEK. LESS THAN 50,000 GPD-STAFFING BY A CLASS D OR HIGHER OPERATOR: 2 VISITS/WEEK ON NONCONSECUTIVE DAYS FOR A TOTAL OF 0.2 HOUR/WEEK. THERE SHALL BE NO MORE THAN 5 DAYS BETWEEN THE LAST VISIT IN ONE WEEK AND THE FIRST VISIT IN THE NEXT WEEK. | N | Y | PALM PORT SUBDIVISION | 355 EAST RIVER ROAD |  | EAST PALATKA | FL | 32177 |  |  |  | WILLIAM FONTAINE | SAM CAIN, P.E. | 280 WEKIVA SPRINGS ROAD, SUITE 2070 |  | LONGWOOD | FL | 32779 |  | 4076296900 |  | INVESTOR/LICENSED PUBLIC UTILITIES | 318 | 42917 | 109 | 2013-07-18 | 2019-05-13 | DC06 | 100
2 | PUTNAM | NED | BEvans@PenielWarriors.org | 2540881 | NONTRANSIENT NONCOMMUNITY | CHLORINATION; AERATION FOR REMOVAL OF ANY SECONDARY CONTAMINANT, SULFIDE, OR ANY UNREGULATED CONTAMINANT; CORROSION CONTROL INHIBITOR ADDITION; HYPOCHLORINATION; IRON OR MANGANESE SEQUESTRATION; OR ULTRAVIOLET RADIATION. THE LEAD/CHIEF OPERATOR MUST BE CLASS D OR HIGHER. 50,000 GPD UP TO 0.25 MGD-STAFFING BY CLASS D OR HIGHER OPERATOR: 3 VISITS/WEEK ON NONCONSECUTIVE DAYS FOR A TOTAL OF 0.3 HOUR/WEEK. LESS THAN 50,000 GPD-STAFFING BY A CLASS D OR HIGHER OPERATOR: 2 VISITS/WEEK ON NONCONSECUTIVE DAYS FOR A TOTAL OF 0.2 HOUR/WEEK. THERE SHALL BE NO MORE THAN 5 DAYS BETWEEN THE LAST VISIT IN ONE WEEK AND THE FIRST VISIT IN THE NEXT WEEK. | N | Y | PENIEL BAPTIST ACADEMY | 110 PENIEL CHURCH ROAD |  | PALATKA | FL | 32177 |  | 3863281707 |  | BILL EVANS | BILL EVANS | 110 PENIEL CHURCH ROAD |  | PALATKA | FL | 32177 |  | 3863281707 |  | OTHER | 290 | 11550 | 4 | 2019-10-19 | 2019-09-25 | NTNC | 100
2 | PUTNAM | NED | drinkingwater@uswatercorp.net | 2540905 | COMMUNITY | CHLORINATION; AERATION FOR REMOVAL OF ANY SECONDARY CONTAMINANT, SULFIDE, OR ANY UNREGULATED CONTAMINANT; CORROSION CONTROL INHIBITOR ADDITION; HYPOCHLORINATION; IRON OR MANGANESE SEQUESTRATION; OR ULTRAVIOLET RADIATION. THE LEAD/CHIEF OPERATOR MUST BE CLASS D OR HIGHER. 50,000 GPD UP TO 0.25 MGD-STAFFING BY CLASS D OR HIGHER OPERATOR: 3 VISITS/WEEK ON NONCONSECUTIVE DAYS FOR A TOTAL OF 0.3 HOUR/WEEK. LESS THAN 50,000 GPD-STAFFING BY A CLASS D OR HIGHER OPERATOR: 2 VISITS/WEEK ON NONCONSECUTIVE DAYS FOR A TOTAL OF 0.2 HOUR/WEEK. THERE SHALL BE NO MORE THAN 5 DAYS BETWEEN THE LAST VISIT IN ONE WEEK AND THE FIRST VISIT IN THE NEXT WEEK. | N | Y | POMONA PARK WATER SYSTEM | 110 CHURCH STREET |  | POMONA PARK | FL | 32181 |  |  |  | WILLIAM FONTAINE | SAM CAIN, P.E. | 280 WEKIVA SPRINGS ROAD, SUITE 2070 |  | LONGWOOD | FL | 32779 |  | 4076296900 |  | INVESTOR/LICENSED PUBLIC UTILITIES | 672 | 187000 | 192 | 2019-10-23 | 2019-10-21 | DC05 | 500
2 | PUTNAM | NED | sam.willis@putnam-fl.com | 2540911 | COMMUNITY | AERATION FOR REMOVAL OF ANY PRIMARY CONTAMINANT; ALKALINITY/PH ADJUSTMENT; CHLORAMIN ATION; CHLORINE DIOXIDE FOR OXIDATION OR DISINFECTION; FLUORIDATION; ION EXCHANGE FOR REMOVAL OF ANY SECONDARY CONTAMINANT, SULFIDE, OR ANY UNREGULATED CONTAMINANT; OR OZONATION LESS THAN 0.1 MGD. STAFFING BY A CLASS D OR HIGHER OPERATOR: 3 VISITS/WEEK ON NONCONSECUTIVE DAYS FOR A TOTAL OF 0.6 HOUR/WEEK. THE LEAD/CHIEF OPERATOR MUST BE CLASS D OR HIGHER. | N | Y | PORT BUENA VISTA | EAST WARREN AVENUE |  | EAST PALATKA | FL | 32131 |  | 3863290346 |  | SAM WILLIS | MIKE NIMITZ | PO BOX 310 |  | EAST PALATKA | FL | 32131 |  | 3863290346 |  | INVESTOR | 135 | 50400 | 54 | 2019-08-16 | 2019-08-16 | DC051 | 100
2 | PUTNAM | NED | drinkingwater@uswatercorp.net | 2540959 | COMMUNITY | NO TREATMENT--CONSECUTIVE SYSTEMS ONLY | N | Y | RIVERGROVE SUBDIVISON WTP | FERRY ROAD |  | EAST PALATKA | FL | 32131 |  |  |  | WILLIAM FONTAINE | SAM CAIN, P.E. | 280 WEKIVA SPRINGS ROAD, SUITE 2070 |  | LONGWOOD | FL | 32779 |  | 4076296900 |  | INVESTOR | 375 | 0 | 108 | 2012-02-21 | 2021-11-16 | PC01 | 50
2 | PUTNAM | NED | rpuma@bellsouth.net | 2540964 | COMMUNITY | ACTIVATED CARBON PROCESSES; DIATOMACEOUS EARTH FILTRATION; ION EXCHANGE FOR REMOVAL OF ANY PRIMARY CONTAMINANT; ION AND MANGANESE REMOVAL (OXIDATION, DETENTION, AND FILTRATION); OR SLOW SAND FILTRATION. LEAD/CHIEF OPERATOR MUST BE CLASS C OR HIGHER. 1.0 MGD UP TO 2.0 MGD-STAFFING BY CLASS C OR HIGHER OPERATOR: 6 HOURS/DAY FOR 5 DAYS/WEEK AND ONE VISIT ON EACH WEEKEND DAY. 0.5 MGD UP TO 1.0 MGD-STAFFING BY CLASS C OR HIGHER OPERATOR: 3 HOURS/DAY FOR 5 DAYS/WEEK AND ONE VISIT ON EACH WEEKEND DAY. 0.25 MGD UP TO 0.5 MGD-STAFFING BY CLASS C OR HIGHER OPERATOR: 1 HOUR/DAY FOR 5 DAYS/WEEK AND ONE VISIT ON EACH WEEKEND DAY. LESS THAN 0.25 MGD-STAFFING BY CLASS C OR HIGHER OPERATOR: 5 VISITS/WEEK AND ONE VISIT EACH WEEKEND FOR A TOTAL OF 1.8 HOURS/WEEK. | N | Y | RPUMA | 131 IOWA ST |  | CRESCENT CITY | FL | 32112 |  | 3864679113 |  | JOHN JACKSON | DONNIE HOLLEY | 106 GLENN ST. |  | CRESCENT CITY | FL | 32112 |  | 3864679113 |  | INVESTOR | 1000 | 210000 | 410 | 2018-09-20 | 2021-06-18 | DC05 | 500
2 | PUTNAM | NED | RBRDIRECTOR@GMAIL.COM | 2540974 | COMMUNITY | CHLORINATION; AERATION FOR REMOVAL OF ANY SECONDARY CONTAMINANT, SULFIDE, OR ANY UNREGULATED CONTAMINANT; CORROSION CONTROL INHIBITOR ADDITION; HYPOCHLORINATION; IRON OR MANGANESE SEQUESTRATION; OR ULTRAVIOLET RADIATION. THE LEAD/CHIEF OPERATOR MUST BE CLASS D OR HIGHER. 50,000 GPD UP TO 0.25 MGD-STAFFING BY CLASS D OR HIGHER OPERATOR: 3 VISITS/WEEK ON NONCONSECUTIVE DAYS FOR A TOTAL OF 0.3 HOUR/WEEK. LESS THAN 50,000 GPD-STAFFING BY A CLASS D OR HIGHER OPERATOR: 2 VISITS/WEEK ON NONCONSECUTIVE DAYS FOR A TOTAL OF 0.2 HOUR/WEEK. THERE SHALL BE NO MORE THAN 5 DAYS BETWEEN THE LAST VISIT IN ONE WEEK AND THE FIRST VISIT IN THE NEXT WEEK. | N | Y | RODEHEAVER BOYS RANCH | 380 BOYS RANCH RD (HWY 19 SOUTH) |  | PALATKA | FL | 32177 |  | 3863281281 |  | BRAD HALL | BRAD HALL | 380 BOYS RANCH ROAD |  | PALATKA | FL | 32177 |  | 3863281281 |  | INVESTOR | 45 | 86409 | 512 | 2021-08-18 | 2021-06-16 | DC052 | 100
2 | PUTNAM | NED | drinkingwater@uswatercorp.net | 2541008 | COMMUNITY | CHLORINATION; AERATION FOR REMOVAL OF ANY SECONDARY CONTAMINANT, SULFIDE, OR ANY UNREGULATED CONTAMINANT; CORROSION CONTROL INHIBITOR ADDITION; HYPOCHLORINATION; IRON OR MANGANESE SEQUESTRATION; OR ULTRAVIOLET RADIATION. THE LEAD/CHIEF OPERATOR MUST BE CLASS D OR HIGHER. 50,000 GPD UP TO 0.25 MGD-STAFFING BY CLASS D OR HIGHER OPERATOR: 3 VISITS/WEEK ON NONCONSECUTIVE DAYS FOR A TOTAL OF 0.3 HOUR/WEEK. LESS THAN 50,000 GPD-STAFFING BY A CLASS D OR HIGHER OPERATOR: 2 VISITS/WEEK ON NONCONSECUTIVE DAYS FOR A TOTAL OF 0.2 HOUR/WEEK. THERE SHALL BE NO MORE THAN 5 DAYS BETWEEN THE LAST VISIT IN ONE WEEK AND THE FIRST VISIT IN THE NEXT WEEK. | N | Y | SARATOGA HARBOR | 102 GIBBS AVENUE | <<NON-MAILING ADDRESS>> | SATSUMA | FL | 32860 |  | 3527326027 |  | WILLIAM FONTAINE | SAM CAIN, P.E. | 280 WEKIVA SPRINGS ROAD, SUITE 2070 |  | LONGWOOD | FL | 32779 |  | 4076296900 |  | INVESTOR/LICENSED PUBLIC UTILITIES | 150 | 150600 | 50 | 2017-03-23 | 2020-02-21 | DC051 | 100
2 | PUTNAM | NED | SJHWA1@GMAIL.COM | 2541086 | COMMUNITY | MEMBRANE PROCESSES, INCLUDING ELECTRODIALYSIS, ELECTRODIALYSIS REVERSAL, MICROFILTRATION, ULTRAFILTRATION, NANOFILTRATION, AND REVERSE OSMOSIS. THE LEAD/CHIEF OPERATOR MUST BE CLASS C OR HIGHER. 0.5 MGD UP TO 1.0 MGD-STAFFING BY CLASS C OR HIGHER OPERATOR: 6 HOURS/DAY FOR 5 DAYS/WEEK AND ONE VISIT ON EACH WEEKEND DAY. 0.1 MGD UP TO 0.5 MGD-STAFFING BY CLASS C OR HIGHER OPERATOR: 3 HOURS/DAY FOR 5 DAYS/WEEK AND ONE VISIT ON EACH WEEKEND DAY. LESS THAN 0.1 MGD-STAFFING BY CLASS C OR HIGHER OPERATOR: 1 HOUR/DAY FOR 5 DAYS/WEEK AND ONE VISIT ON EACH WEEKEND DAY. | N | Y | ST. JOHN'S HARBOR | 151 TRISAIL AVENUE |  | PALATKA | FL | 32177 |  | 3863253733 |  | BRIAN MCCANN | BRUCE HOWE | 302 TARPON BLVD |  | PALATKA | FL | 32177 |  | 3863253733 |  | WATER ASSOCIATION | 325 | 200000 | 145 | 2018-07-16 | 2020-05-20 | DC05 | 500
2 | PUTNAM | NED | criskeller@msn.com | 2541087 | COMMUNITY | CHLORINATION; AERATION FOR REMOVAL OF ANY SECONDARY CONTAMINANT, SULFIDE, OR ANY UNREGULATED CONTAMINANT; CORROSION CONTROL INHIBITOR ADDITION; HYPOCHLORINATION; IRON OR MANGANESE SEQUESTRATION; OR ULTRAVIOLET RADIATION. THE LEAD/CHIEF OPERATOR MUST BE CLASS D OR HIGHER. 50,000 GPD UP TO 0.25 MGD-STAFFING BY CLASS D OR HIGHER OPERATOR: 3 VISITS/WEEK ON NONCONSECUTIVE DAYS FOR A TOTAL OF 0.3 HOUR/WEEK. LESS THAN 50,000 GPD-STAFFING BY A CLASS D OR HIGHER OPERATOR: 2 VISITS/WEEK ON NONCONSECUTIVE DAYS FOR A TOTAL OF 0.2 HOUR/WEEK. THERE SHALL BE NO MORE THAN 5 DAYS BETWEEN THE LAST VISIT IN ONE WEEK AND THE FIRST VISIT IN THE NEXT WEEK. | N | Y | SAINT JOHNS CAMPGROUND | 436 SOUTH HIGHWAY 17 |  | EAST PALATKA | FL | 32131 |  | 3863284470 |  | CRIS KELLER | CRIS KELLER | 436 S. HWY 17 |  | EAST PALATKA | FL | 32131 |  | 3863284470 |  | INVESTOR | 80 | 25200 | 42 | 2018-11-27 | 2021-11-12 | DC06 | 100
2 | PUTNAM | NED | p.glover@interlachen-fl.gov | 2541180 | COMMUNITY | CHLORINATION; AERATION FOR REMOVAL OF ANY SECONDARY CONTAMINANT, SULFIDE, OR ANY UNREGULATED CONTAMINANT; CORROSION CONTROL INHIBITOR ADDITION; HYPOCHLORINATION; IRON OR MANGANESE SEQUESTRATION; OR ULTRAVIOLET RADIATION. THE LEAD/CHIEF OPERATOR MUST BE CLASS C OR HIGHER. 5.0 MGD AND ABOVE-STAFFING BY CLASS C OR HIGHER OPERATOR: 6 HOURS/DAY FOR 5 DAYS/WEEK AND ONE VISIT ON EACH WEEKEND DAY. 3.0 MGD UP TO 5.0 MGD-STAFFING BY CLASS C OR HIGHER OPERATOR: 1 HOUR/DAY FOR 5 DAYS/WEEK AND ONE VISIT ON EACH WEEKEND DAY. 0.25 MGD UP TO 3.0 MGD-STAFFING BY CLASS C OR HIGHER OPERATOR: 5 VISITS/WEEK AND ONE VISIT EACH WEEKEND FOR A TOTAL OF 0.6 HOUR/WEEK. | N | Y | INTERLACHEN WS | 107 TREMONT ST & 156 STRICKLAND RD |  | INTERLACHEN | FL | 32048 |  | 3866842151 |  | RICHARD GLOVER | PAMELA WILBURN | 311 ATLANTIC AVE. |  | INTERLACHEN | FL | 32148 |  | 3866843811 |  | MUNICIPALITY | 756 | 1942000 | 216 | 2019-04-22 | 2019-03-12 | DC03 | 2000
2 | PUTNAM | NED | twofoldwater@gmail.com | 2541200 | COMMUNITY | CHLORINATION; AERATION FOR REMOVAL OF ANY SECONDARY CONTAMINANT, SULFIDE, OR ANY UNREGULATED CONTAMINANT; CORROSION CONTROL INHIBITOR ADDITION; HYPOCHLORINATION; IRON OR MANGANESE SEQUESTRATION; OR ULTRAVIOLET RADIATION. THE LEAD/CHIEF OPERATOR MUST BE CLASS D OR HIGHER. 50,000 GPD UP TO 0.25 MGD-STAFFING BY CLASS D OR HIGHER OPERATOR: 3 VISITS/WEEK ON NONCONSECUTIVE DAYS FOR A TOTAL OF 0.3 HOUR/WEEK. LESS THAN 50,000 GPD-STAFFING BY A CLASS D OR HIGHER OPERATOR: 2 VISITS/WEEK ON NONCONSECUTIVE DAYS FOR A TOTAL OF 0.2 HOUR/WEEK. THERE SHALL BE NO MORE THAN 5 DAYS BETWEEN THE LAST VISIT IN ONE WEEK AND THE FIRST VISIT IN THE NEXT WEEK. | N | Y | RIVER VILLAS | 239 BUFFALO BLUFF ROAD |  | SATSUMA | FL | 32189 |  | 3866494001 |  | WAYNE DAVIDS | BARRY KLOPSTAD | 239 E. BUFFALO BLUFF ROAD | #250 | SATSUMA | FL | 32189 |  | 3525843108 |  | INVESTOR | 95 | 38400 | 66 | 2018-06-21 | 2021-03-23 | DC06 | 100
2 | PUTNAM | NED | drinkingwater@uswatercorp.net | 2541242 | COMMUNITY | CHLORINATION; AERATION FOR REMOVAL OF ANY SECONDARY CONTAMINANT, SULFIDE, OR ANY UNREGULATED CONTAMINANT; CORROSION CONTROL INHIBITOR ADDITION; HYPOCHLORINATION; IRON OR MANGANESE SEQUESTRATION; OR ULTRAVIOLET RADIATION. THE LEAD/CHIEF OPERATOR MUST BE CLASS D OR HIGHER. 50,000 GPD UP TO 0.25 MGD-STAFFING BY CLASS D OR HIGHER OPERATOR: 3 VISITS/WEEK ON NONCONSECUTIVE DAYS FOR A TOTAL OF 0.3 HOUR/WEEK. LESS THAN 50,000 GPD-STAFFING BY A CLASS D OR HIGHER OPERATOR: 2 VISITS/WEEK ON NONCONSECUTIVE DAYS FOR A TOTAL OF 0.2 HOUR/WEEK. THERE SHALL BE NO MORE THAN 5 DAYS BETWEEN THE LAST VISIT IN ONE WEEK AND THE FIRST VISIT IN THE NEXT WEEK. | N | Y | WELAKA MHP | 125 HAMILTON ROAD | <SITE ADDRESS, NOT DELIVERABLE> | SATSUMA | FL | 32189 |  | 3527326027 |  | WILLIAM FONTAINE | SAM CAIN, P.E. | 280 WEKIVA SPRINGS ROAD, SUITE 2070 |  | LONGWOOD | FL | 32779 |  | 4076296900 |  | INVESTOR/LICENSED PUBLIC UTILITIES | 318 | 59220 | 106 | 2017-04-04 | 2020-02-21 | DC051 | 100
2 | PUTNAM | NED | drinkingwater@uswatercorp.net | 2541280 | COMMUNITY | CHLORINATION; AERATION FOR REMOVAL OF ANY SECONDARY CONTAMINANT, SULFIDE, OR ANY UNREGULATED CONTAMINANT; CORROSION CONTROL INHIBITOR ADDITION; HYPOCHLORINATION; IRON OR MANGANESE SEQUESTRATION; OR ULTRAVIOLET RADIATION. THE LEAD/CHIEF OPERATOR MUST BE CLASS D OR HIGHER. 50,000 GPD UP TO 0.25 MGD-STAFFING BY CLASS D OR HIGHER OPERATOR: 3 VISITS/WEEK ON NONCONSECUTIVE DAYS FOR A TOTAL OF 0.3 HOUR/WEEK. LESS THAN 50,000 GPD-STAFFING BY A CLASS D OR HIGHER OPERATOR: 2 VISITS/WEEK ON NONCONSECUTIVE DAYS FOR A TOTAL OF 0.2 HOUR/WEEK. THERE SHALL BE NO MORE THAN 5 DAYS BETWEEN THE LAST VISIT IN ONE WEEK AND THE FIRST VISIT IN THE NEXT WEEK. | N | Y | WOOTEN'S MHP | HESS ROAD/POINT PLEASANT ROAD | <<NON-MAILING ADDRESS>> | GEORGETOWN | FL | 32112 |  |  |  | WILLIAM FONTAINE | SAM CAIN, P.E. | 280 WEKIVA SPRINGS ROAD, SUITE 2070 |  | LONGWOOD | FL | 32779 |  | 4076296900 |  | INVESTOR | 87 | 36000 | 29 | 2016-12-29 | 2019-10-21 | DC06 | 100
2 | PUTNAM | NED | MROGERO@SEMINOLE-ELECTRIC.COM | 2541450 | NONTRANSIENT NONCOMMUNITY | CHLORINATION; AERATION FOR REMOVAL OF ANY SECONDARY CONTAMINANT, SULFIDE, OR ANY UNREGULATED CONTAMINANT; CORROSION CONTROL INHIBITOR ADDITION; HYPOCHLORINATION; IRON OR MANGANESE SEQUESTRATION; OR ULTRAVIOLET RADIATION. THE LEAD/CHIEF OPERATOR MUST BE CLASS D OR HIGHER. 50,000 GPD UP TO 0.25 MGD-STAFFING BY CLASS D OR HIGHER OPERATOR: 3 VISITS/WEEK ON NONCONSECUTIVE DAYS FOR A TOTAL OF 0.3 HOUR/WEEK. LESS THAN 50,000 GPD-STAFFING BY A CLASS D OR HIGHER OPERATOR: 2 VISITS/WEEK ON NONCONSECUTIVE DAYS FOR A TOTAL OF 0.2 HOUR/WEEK. THERE SHALL BE NO MORE THAN 5 DAYS BETWEEN THE LAST VISIT IN ONE WEEK AND THE FIRST VISIT IN THE NEXT WEEK. | N | Y | SEMINOLE ELECTRIC COOPERATIVE, INC. | 890 N. HWY 17 |  | PALATKA | FL | 32177 | 1577 | 3863289255 | 2178 | MICHEAL ROGERO | MICHEAL ROGERO | 890 HIGHWAY 17 NORTH |  | PALATKA | FL | 32177 |  | 3863289255 | 2178 | INVESTOR | 400 | 100000 | 18 | 2013-02-06 | 2019-08-22 | NTNC | 100
2 | PUTNAM | NED | CooperLakePark@gmail.com | 2544008 | NONCOMMUNITY | CHLORINATION; AERATION FOR REMOVAL OF ANY SECONDARY CONTAMINANT, SULFIDE, OR ANY UNREGULATED CONTAMINANT; CORROSION CONTROL INHIBITOR ADDITION; HYPOCHLORINATION; IRON OR MANGANESE SEQUESTRATION; OR ULTRAVIOLET RADIATION. THE LEAD/CHIEF OPERATOR MUST BE CLASS D OR HIGHER. 50,000 GPD UP TO 0.25 MGD-STAFFING BY CLASS D OR HIGHER OPERATOR: 3 VISITS/WEEK ON NONCONSECUTIVE DAYS FOR A TOTAL OF 0.3 HOUR/WEEK. LESS THAN 50,000 GPD-STAFFING BY A CLASS D OR HIGHER OPERATOR: 2 VISITS/WEEK ON NONCONSECUTIVE DAYS FOR A TOTAL OF 0.2 HOUR/WEEK. THERE SHALL BE NO MORE THAN 5 DAYS BETWEEN THE LAST VISIT IN ONE WEEK AND THE FIRST VISIT IN THE NEXT WEEK. | N | Y | COOPER LAKE MHP | 1488 STATE ROAD 20 |  | INTERLACHEN | FL | 32148 |  | 3866842327 |  | PHILIP KENNEDY | PHILIP KENNEDY | 11957 MUD LAKE ROAD |  | GLEN ST MARY | FL | 32040 |  | 9044348487 |  | INVESTOR | 25 | 24538 | 17 | 2015-06-25 | 2019-11-13 | NC01 | 50
2 | PUTNAM | NED | twofoldwater@gmail.com | 2544255 | COMMUNITY | CHLORINATION; AERATION FOR REMOVAL OF ANY SECONDARY CONTAMINANT, SULFIDE, OR ANY UNREGULATED CONTAMINANT; CORROSION CONTROL INHIBITOR ADDITION; HYPOCHLORINATION; IRON OR MANGANESE SEQUESTRATION; OR ULTRAVIOLET RADIATION. THE LEAD/CHIEF OPERATOR MUST BE CLASS C OR HIGHER. 5.0 MGD AND ABOVE-STAFFING BY CLASS C OR HIGHER OPERATOR: 6 HOURS/DAY FOR 5 DAYS/WEEK AND ONE VISIT ON EACH WEEKEND DAY. 3.0 MGD UP TO 5.0 MGD-STAFFING BY CLASS C OR HIGHER OPERATOR: 1 HOUR/DAY FOR 5 DAYS/WEEK AND ONE VISIT ON EACH WEEKEND DAY. 0.25 MGD UP TO 3.0 MGD-STAFFING BY CLASS C OR HIGHER OPERATOR: 5 VISITS/WEEK AND ONE VISIT EACH WEEKEND FOR A TOTAL OF 0.6 HOUR/WEEK. | N | Y | MELROSE WTP | 141 RICHARDSON LANE |  | MELROSE | FL | 32666 |  | 3524752248 |  | RICK TISDALE JR. | RICK TISDALE | PO BOX 220 |  | MELROSE | FL | 32666 |  | 3527451022 |  | WATER ASSOCIATION | 1300 | 403200 | 500 | 2016-09-29 | 2019-01-31 | DC04 | 1000
2 | PUTNAM | NED | GGM69@COMCAST.NET | 2544257 | COMMUNITY | CHLORINATION; AERATION FOR REMOVAL OF ANY SECONDARY CONTAMINANT, SULFIDE, OR ANY UNREGULATED CONTAMINANT; CORROSION CONTROL INHIBITOR ADDITION; HYPOCHLORINATION; IRON OR MANGANESE SEQUESTRATION; OR ULTRAVIOLET RADIATION. THE LEAD/CHIEF OPERATOR MUST BE CLASS D OR HIGHER. 50,000 GPD UP TO 0.25 MGD-STAFFING BY CLASS D OR HIGHER OPERATOR: 3 VISITS/WEEK ON NONCONSECUTIVE DAYS FOR A TOTAL OF 0.3 HOUR/WEEK. LESS THAN 50,000 GPD-STAFFING BY A CLASS D OR HIGHER OPERATOR: 2 VISITS/WEEK ON NONCONSECUTIVE DAYS FOR A TOTAL OF 0.2 HOUR/WEEK. THERE SHALL BE NO MORE THAN 5 DAYS BETWEEN THE LAST VISIT IN ONE WEEK AND THE FIRST VISIT IN THE NEXT WEEK. | N | Y | CRESCENT HILLS SUBDIVISION | UNION STREET @ PINE FOREST CIRCLE |  | CRESCENT CITY | FL | 32112 |  |  |  | GREG MILLS | GREG MILLS | PO BOX 3767 |  | ST. AUGUSTINE | FL | 32085 | 3767 | 9048293400 |  | INVESTOR | 88 | 47786 | 25 | 2006-04-26 | 2020-09-10 | DC06 | 100
2 | PUTNAM | NED | drinkingwater@uswatercorp.net | 2544258 | COMMUNITY | CHLORINATION; AERATION FOR REMOVAL OF ANY SECONDARY CONTAMINANT, SULFIDE, OR ANY UNREGULATED CONTAMINANT; CORROSION CONTROL INHIBITOR ADDITION; HYPOCHLORINATION; IRON OR MANGANESE SEQUESTRATION; OR ULTRAVIOLET RADIATION. THE LEAD/CHIEF OPERATOR MUST BE CLASS D OR HIGHER. 50,000 GPD UP TO 0.25 MGD-STAFFING BY CLASS D OR HIGHER OPERATOR: 3 VISITS/WEEK ON NONCONSECUTIVE DAYS FOR A TOTAL OF 0.3 HOUR/WEEK. LESS THAN 50,000 GPD-STAFFING BY A CLASS D OR HIGHER OPERATOR: 2 VISITS/WEEK ON NONCONSECUTIVE DAYS FOR A TOTAL OF 0.2 HOUR/WEEK. THERE SHALL BE NO MORE THAN 5 DAYS BETWEEN THE LAST VISIT IN ONE WEEK AND THE FIRST VISIT IN THE NEXT WEEK. | N | Y | SILVER LAKE OAKS MHP | 7017 SILVER LAKE DR |  | PALATKA | FL | 32177 |  | 3527326027 |  | WILLIAM FONTAINE | SAM CAIN, P.E. | 280 WEKIVA SPRINGS ROAD, SUITE 2070 |  | LONGWOOD | FL | 32779 |  | 4076296900 |  | INVESTOR | 94 | 32000 | 46 | 2019-05-09 | 2019-05-06 | DC06 | 100
2 | PUTNAM | NED | kwylie@palatka-fl.gov | 2544260 | COMMUNITY | CHLORINATION; AERATION FOR REMOVAL OF ANY SECONDARY CONTAMINANT, SULFIDE, OR ANY UNREGULATED CONTAMINANT; CORROSION CONTROL INHIBITOR ADDITION; HYPOCHLORINATION; IRON OR MANGANESE SEQUESTRATION; OR ULTRAVIOLET RADIATION. THE LEAD/CHIEF OPERATOR MUST BE CLASS C OR HIGHER. 5.0 MGD AND ABOVE-STAFFING BY CLASS C OR HIGHER OPERATOR: 6 HOURS/DAY FOR 5 DAYS/WEEK AND ONE VISIT ON EACH WEEKEND DAY. 3.0 MGD UP TO 5.0 MGD-STAFFING BY CLASS C OR HIGHER OPERATOR: 1 HOUR/DAY FOR 5 DAYS/WEEK AND ONE VISIT ON EACH WEEKEND DAY. 0.25 MGD UP TO 3.0 MGD-STAFFING BY CLASS C OR HIGHER OPERATOR: 5 VISITS/WEEK AND ONE VISIT EACH WEEKEND FOR A TOTAL OF 0.6 HOUR/WEEK. | N | Y | R. C. WILLIS WTP (CITY OF PALATKA) | 320 NORTH MOODY RD |  | PALATKA | FL | 32177 |  | 3863290144 |  | Kayla Wylie | DON HOLMES | 201 N. SECOND ST |  | PALATKA | FL | 32177 |  | 3863290100 |  | CITY | 11900 | 5760000 | 6175 | 2015-11-15 | 2021-03-23 | DC02 | 4000
2 | PUTNAM | NED | JEMILLER1951@GMAIL.COM | 2544265 | COMMUNITY | CHLORINATION; AERATION FOR REMOVAL OF ANY SECONDARY CONTAMINANT, SULFIDE, OR ANY UNREGULATED CONTAMINANT; CORROSION CONTROL INHIBITOR ADDITION; HYPOCHLORINATION; IRON OR MANGANESE SEQUESTRATION; OR ULTRAVIOLET RADIATION. THE LEAD/CHIEF OPERATOR MUST BE CLASS D OR HIGHER. 50,000 GPD UP TO 0.25 MGD-STAFFING BY CLASS D OR HIGHER OPERATOR: 3 VISITS/WEEK ON NONCONSECUTIVE DAYS FOR A TOTAL OF 0.3 HOUR/WEEK. LESS THAN 50,000 GPD-STAFFING BY A CLASS D OR HIGHER OPERATOR: 2 VISITS/WEEK ON NONCONSECUTIVE DAYS FOR A TOTAL OF 0.2 HOUR/WEEK. THERE SHALL BE NO MORE THAN 5 DAYS BETWEEN THE LAST VISIT IN ONE WEEK AND THE FIRST VISIT IN THE NEXT WEEK. | N | Y | MOUNT ROYAL COMMON PROPERTY, LLC | 111 INDIAN MOUND DRIVE |  | CRESCENT CITY | FL | 32112 |  | 3864678550 |  | GARY COLTART | JOE MILLER | 111 INDIAN MOUND DRIVE |  | CRESCENT CITY | FL | 32112 |  | 3864678550 |  | INVESTOR | 86 | 216000 | 44 | 2018-06-21 | 2018-05-18 | DC051 | 100
2 | PUTNAM | NED | scottmiddlebrooks@yahoo.com | 2544266 | COMMUNITY | CHLORINATION; AERATION FOR REMOVAL OF ANY SECONDARY CONTAMINANT, SULFIDE, OR ANY UNREGULATED CONTAMINANT; CORROSION CONTROL INHIBITOR ADDITION; HYPOCHLORINATION; IRON OR MANGANESE SEQUESTRATION; OR ULTRAVIOLET RADIATION. THE LEAD/CHIEF OPERATOR MUST BE CLASS D OR HIGHER. 50,000 GPD UP TO 0.25 MGD-STAFFING BY CLASS D OR HIGHER OPERATOR: 3 VISITS/WEEK ON NONCONSECUTIVE DAYS FOR A TOTAL OF 0.3 HOUR/WEEK. LESS THAN 50,000 GPD-STAFFING BY A CLASS D OR HIGHER OPERATOR: 2 VISITS/WEEK ON NONCONSECUTIVE DAYS FOR A TOTAL OF 0.2 HOUR/WEEK. THERE SHALL BE NO MORE THAN 5 DAYS BETWEEN THE LAST VISIT IN ONE WEEK AND THE FIRST VISIT IN THE NEXT WEEK. | N | Y | ST. JOHN'S RIVER CLUB UTILITIES | BUFFALO BLUFF RD. AT BAYOU DR. | HWY 17 TO CR309B, R/ ON 309B, 1 MI S/D | PALATKA | FL | 32085 |  | 3864711804 |  | SCOTT MIDDLEBROOKS | SCOTT MIDDLEBROOKS | 15 SHAKER ROAD |  | GRAY | ME | 4039 |  | 8507581113 |  | INVESTOR | 170 | 86400 | 85 | 2018-08-17 | 2020-05-08 | DC051 | 100
2 | PUTNAM | NED | CSIMART@AOL.COM | 2544274 | NONCOMMUNITY | CHLORINATION; AERATION FOR REMOVAL OF ANY SECONDARY CONTAMINANT, SULFIDE, OR ANY UNREGULATED CONTAMINANT; CORROSION CONTROL INHIBITOR ADDITION; HYPOCHLORINATION; IRON OR MANGANESE SEQUESTRATION; OR ULTRAVIOLET RADIATION. THE LEAD/CHIEF OPERATOR MUST BE CLASS D OR HIGHER. 50,000 GPD UP TO 0.25 MGD-STAFFING BY CLASS D OR HIGHER OPERATOR: 3 VISITS/WEEK ON NONCONSECUTIVE DAYS FOR A TOTAL OF 0.3 HOUR/WEEK. LESS THAN 50,000 GPD-STAFFING BY A CLASS D OR HIGHER OPERATOR: 2 VISITS/WEEK ON NONCONSECUTIVE DAYS FOR A TOTAL OF 0.2 HOUR/WEEK. THERE SHALL BE NO MORE THAN 5 DAYS BETWEEN THE LAST VISIT IN ONE WEEK AND THE FIRST VISIT IN THE NEXT WEEK. | N | Y | LIL HILLTOP MOBILE HOME & RV PARK | 230 KEUKA RD | *NOT A MAILING ADDRESS* | INTERLACHEN | FL | 32148 |  | 3869169099 |  | SAM ELDICK | SAM ELDICK | 899 N SUMMIT ST |  | CRESCENT CITY | FL | 32112 |  | 3869169099 |  | INVESTOR | 54 | 9707 | 27 | 2013-02-28 | 2017-06-20 | NC01 | 50
2 | PUTNAM | NED | don.jacobovitz@putnam-fl.com | 2544275 | NONCOMMUNITY | CHLORINATION; AERATION FOR REMOVAL OF ANY SECONDARY CONTAMINANT, SULFIDE, OR ANY UNREGULATED CONTAMINANT; CORROSION CONTROL INHIBITOR ADDITION; HYPOCHLORINATION; IRON OR MANGANESE SEQUESTRATION; OR ULTRAVIOLET RADIATION. THE LEAD/CHIEF OPERATOR MUST BE CLASS D OR HIGHER. 50,000 GPD UP TO 0.25 MGD-STAFFING BY CLASS D OR HIGHER OPERATOR: 3 VISITS/WEEK ON NONCONSECUTIVE DAYS FOR A TOTAL OF 0.3 HOUR/WEEK. LESS THAN 50,000 GPD-STAFFING BY A CLASS D OR HIGHER OPERATOR: 2 VISITS/WEEK ON NONCONSECUTIVE DAYS FOR A TOTAL OF 0.2 HOUR/WEEK. THERE SHALL BE NO MORE THAN 5 DAYS BETWEEN THE LAST VISIT IN ONE WEEK AND THE FIRST VISIT IN THE NEXT WEEK. | N | Y | PARADISE VIEW | 128 MAGNOLIA AVENUE |  | OCHWILLA | FL | 32640 |  |  |  | SAM WILLIS | PRESS TOMPKINS, P.E. | PO BOX 310 |  | EAST PALATKA | FL | 32131 |  | 3863290346 |  | INVESTOR | 25 | 86000 | 11 | 2018-03-19 | 2018-02-21 | NC01 | 50
2 | PUTNAM | NED | RHIGGINS@USWATERCORP.COM | 2544278 | COMMUNITY | CHLORINATION; AERATION FOR REMOVAL OF ANY SECONDARY CONTAMINANT, SULFIDE, OR ANY UNREGULATED CONTAMINANT; CORROSION CONTROL INHIBITOR ADDITION; HYPOCHLORINATION; IRON OR MANGANESE SEQUESTRATION; OR ULTRAVIOLET RADIATION. THE LEAD/CHIEF OPERATOR MUST BE CLASS D OR HIGHER. 50,000 GPD UP TO 0.25 MGD-STAFFING BY CLASS D OR HIGHER OPERATOR: 3 VISITS/WEEK ON NONCONSECUTIVE DAYS FOR A TOTAL OF 0.3 HOUR/WEEK. LESS THAN 50,000 GPD-STAFFING BY A CLASS D OR HIGHER OPERATOR: 2 VISITS/WEEK ON NONCONSECUTIVE DAYS FOR A TOTAL OF 0.2 HOUR/WEEK. THERE SHALL BE NO MORE THAN 5 DAYS BETWEEN THE LAST VISIT IN ONE WEEK AND THE FIRST VISIT IN THE NEXT WEEK. | N | Y | HIDE-A-WAY ACRES | 105 SAN JOSE AVE - ASSOC. ADDRESS | RURAL ROUTE 2, BOX 362 - MAILING ADDRESS | HAWTHORNE | FL | 32640 | 8137 | 3522840453 |  | CYNTHIA CONE | CYNTHIA CONE | 105 SAN JOSE BLVD. |  | HAWTHORNE | FL | 32640 |  | 3522840453 |  | INVESTOR | 60 | 46961 | 30 | 2017-03-31 | 2019-12-23 | DC06 | 100
2 | PUTNAM | NED | h2opalatka@gmail.com | 2544281 | NONTRANSIENT NONCOMMUNITY | AERATION FOR REMOVAL OF ANY PRIMARY CONTAMINANT; ALKALINITY/PH ADJUSTMENT; CHLORAMIN ATION; CHLORINE DIOXIDE FOR OXIDATION OR DISINFECTION; FLUORIDATION; ION EXCHANGE FOR REMOVAL OF ANY SECONDARY CONTAMINANT, SULFIDE, OR ANY UNREGULATED CONTAMINANT; OR OZONATION LESS THAN 0.1 MGD. STAFFING BY A CLASS D OR HIGHER OPERATOR: 3 VISITS/WEEK ON NONCONSECUTIVE DAYS FOR A TOTAL OF 0.6 HOUR/WEEK. THE LEAD/CHIEF OPERATOR MUST BE CLASS D OR HIGHER. | N | Y | HWY 19 SOUTH WATER SYSTEM, LLC. | 904 HIGHWAY 19 SOUTH |  | PALATKA | FL | 32178 |  | 3863286336 |  | AUSTIN LEVINER | WADE CANTRELL | 841 S. MOODY ROAD |  | PALATKA | FL | 32177 |  | 3865465294 |  | INVESTOR | 32 | 36000 | 8 | 2017-01-02 | 2019-11-22 | NTNC | 100
2 | PUTNAM | NED |  | 2544282 | NONCOMMUNITY | CHLORINATION; AERATION FOR REMOVAL OF ANY SECONDARY CONTAMINANT, SULFIDE, OR ANY UNREGULATED CONTAMINANT; CORROSION CONTROL INHIBITOR ADDITION; HYPOCHLORINATION; IRON OR MANGANESE SEQUESTRATION; OR ULTRAVIOLET RADIATION. THE LEAD/CHIEF OPERATOR MUST BE CLASS D OR HIGHER. 50,000 GPD UP TO 0.25 MGD-STAFFING BY CLASS D OR HIGHER OPERATOR: 3 VISITS/WEEK ON NONCONSECUTIVE DAYS FOR A TOTAL OF 0.3 HOUR/WEEK. LESS THAN 50,000 GPD-STAFFING BY A CLASS D OR HIGHER OPERATOR: 2 VISITS/WEEK ON NONCONSECUTIVE DAYS FOR A TOTAL OF 0.2 HOUR/WEEK. THERE SHALL BE NO MORE THAN 5 DAYS BETWEEN THE LAST VISIT IN ONE WEEK AND THE FIRST VISIT IN THE NEXT WEEK. | N | Y | CAMP KATERI (GATEWAY GIRL SCOUT COUNCIL) | 1031 CR 21 |  | ORANGE SPRINGS | FL | 32182 |  | 9045465271 |  | JOHN BURKE | DEBBIE BRAINARD | 1000 SHEARER AVE. |  | JACKSONVILLE | FL | 32205 |  | 9046521364 |  | OTHER | 125 | 50154 | 25 | 2010-06-17 | 2021-09-03 | NC01 | 50
2 | PUTNAM | NED | edkw@bellsouth.net | 2544283 | NONCOMMUNITY | CHLORINATION; AERATION FOR REMOVAL OF ANY SECONDARY CONTAMINANT, SULFIDE, OR ANY UNREGULATED CONTAMINANT; CORROSION CONTROL INHIBITOR ADDITION; HYPOCHLORINATION; IRON OR MANGANESE SEQUESTRATION; OR ULTRAVIOLET RADIATION. THE LEAD/CHIEF OPERATOR MUST BE CLASS D OR HIGHER. 50,000 GPD UP TO 0.25 MGD-STAFFING BY CLASS D OR HIGHER OPERATOR: 3 VISITS/WEEK ON NONCONSECUTIVE DAYS FOR A TOTAL OF 0.3 HOUR/WEEK. LESS THAN 50,000 GPD-STAFFING BY A CLASS D OR HIGHER OPERATOR: 2 VISITS/WEEK ON NONCONSECUTIVE DAYS FOR A TOTAL OF 0.2 HOUR/WEEK. THERE SHALL BE NO MORE THAN 5 DAYS BETWEEN THE LAST VISIT IN ONE WEEK AND THE FIRST VISIT IN THE NEXT WEEK. | N | Y | PALATKA BAPTIST TEMPLE | 908 HWY 19 NORTH |  | PALATKA | FL | 32177 |  | 3863282218 |  | ED WILDS | ED WILDS | 908 N. SR 19 |  | PALATKA | FL | 32177 |  | 3863282218 |  | OTHER | 50 | 28000 | 2 | 2016-11-28 | 2021-06-02 | NC01 | 50
2 | PUTNAM | NED | GREGBENZENBERG@GMAIL.COM; twofoldwater@gmail.com | 2544285 | NONCOMMUNITY | CHLORINATION; AERATION FOR REMOVAL OF ANY SECONDARY CONTAMINANT, SULFIDE, OR ANY UNREGULATED CONTAMINANT; CORROSION CONTROL INHIBITOR ADDITION; HYPOCHLORINATION; IRON OR MANGANESE SEQUESTRATION; OR ULTRAVIOLET RADIATION. THE LEAD/CHIEF OPERATOR MUST BE CLASS D OR HIGHER. 50,000 GPD UP TO 0.25 MGD-STAFFING BY CLASS D OR HIGHER OPERATOR: 3 VISITS/WEEK ON NONCONSECUTIVE DAYS FOR A TOTAL OF 0.3 HOUR/WEEK. LESS THAN 50,000 GPD-STAFFING BY A CLASS D OR HIGHER OPERATOR: 2 VISITS/WEEK ON NONCONSECUTIVE DAYS FOR A TOTAL OF 0.2 HOUR/WEEK. THERE SHALL BE NO MORE THAN 5 DAYS BETWEEN THE LAST VISIT IN ONE WEEK AND THE FIRST VISIT IN THE NEXT WEEK. | N | Y | GEORGETOWN SPORTSMANS / LUNKER LODGE | 130 LUNKER LODGE ROAD |  | GEORGETOWN | FL | 32139 |  | 3864679142 |  | WAYNE DAVIDS | GREG BENZENBERG | 2773 US 1 | SUITE 1 | ST. AUGUSTINE | FL | 32086 |  | 9047944100 |  | INVESTOR | 77 | 18720 | 23 | 2014-10-13 | 2020-05-08 | NC01 | 50
2 | PUTNAM | NED | pastor@fbchollister.org | 2544287 | NONCOMMUNITY | CHLORINATION; AERATION FOR REMOVAL OF ANY SECONDARY CONTAMINANT, SULFIDE, OR ANY UNREGULATED CONTAMINANT; CORROSION CONTROL INHIBITOR ADDITION; HYPOCHLORINATION; IRON OR MANGANESE SEQUESTRATION; OR ULTRAVIOLET RADIATION. THE LEAD/CHIEF OPERATOR MUST BE CLASS D OR HIGHER. 50,000 GPD UP TO 0.25 MGD-STAFFING BY CLASS D OR HIGHER OPERATOR: 3 VISITS/WEEK ON NONCONSECUTIVE DAYS FOR A TOTAL OF 0.3 HOUR/WEEK. LESS THAN 50,000 GPD-STAFFING BY A CLASS D OR HIGHER OPERATOR: 2 VISITS/WEEK ON NONCONSECUTIVE DAYS FOR A TOTAL OF 0.2 HOUR/WEEK. THERE SHALL BE NO MORE THAN 5 DAYS BETWEEN THE LAST VISIT IN ONE WEEK AND THE FIRST VISIT IN THE NEXT WEEK. | N | Y | FIRST BAPTIST CHURCH OF HOLLISTER | 107 HOLLISTER CHURCH RD @ SR20 |  | HOLLISTER | FL | 32147 |  | 3863282436 |  | PASTOR JASON MILOT | PASTOR JASON MILOT | PO BOX 118 |  | HOLLISTER | FL | 32147 |  | 3865965436 |  | OTHER | 75 | 9497 | 3 | 2019-05-08 | 2019-05-01 | NC01 | 50
2 | PUTNAM | NED | Calv1492@ATT.net | 2544288 | NONCOMMUNITY | CHLORINATION; AERATION FOR REMOVAL OF ANY SECONDARY CONTAMINANT, SULFIDE, OR ANY UNREGULATED CONTAMINANT; CORROSION CONTROL INHIBITOR ADDITION; HYPOCHLORINATION; IRON OR MANGANESE SEQUESTRATION; OR ULTRAVIOLET RADIATION. THE LEAD/CHIEF OPERATOR MUST BE CLASS D OR HIGHER. 50,000 GPD UP TO 0.25 MGD-STAFFING BY CLASS D OR HIGHER OPERATOR: 3 VISITS/WEEK ON NONCONSECUTIVE DAYS FOR A TOTAL OF 0.3 HOUR/WEEK. LESS THAN 50,000 GPD-STAFFING BY A CLASS D OR HIGHER OPERATOR: 2 VISITS/WEEK ON NONCONSECUTIVE DAYS FOR A TOTAL OF 0.2 HOUR/WEEK. THERE SHALL BE NO MORE THAN 5 DAYS BETWEEN THE LAST VISIT IN ONE WEEK AND THE FIRST VISIT IN THE NEXT WEEK. | N | Y | CALVARY BAPTIST CHURCH | 3005 SOUTH PALM AVENUE |  | PALATKA | FL | 32177 |  | 3863289609 |  | DEBORAH GOODWIN | PASTOR MIKE STANLEY | 3005 S. PALM AVE. |  | PALATKA | FL | 32177 |  | 3863289606 |  | OTHER | 120 | 13979 | 4 | 2014-11-17 | 2019-05-22 | NC01 | 50
2 | PUTNAM | NED | twofoldwater@gmail.com | 2544295 | COMMUNITY | CHLORINATION; AERATION FOR REMOVAL OF ANY SECONDARY CONTAMINANT, SULFIDE, OR ANY UNREGULATED CONTAMINANT; CORROSION CONTROL INHIBITOR ADDITION; HYPOCHLORINATION; IRON OR MANGANESE SEQUESTRATION; OR ULTRAVIOLET RADIATION. THE LEAD/CHIEF OPERATOR MUST BE CLASS D OR HIGHER. 50,000 GPD UP TO 0.25 MGD-STAFFING BY CLASS D OR HIGHER OPERATOR: 3 VISITS/WEEK ON NONCONSECUTIVE DAYS FOR A TOTAL OF 0.3 HOUR/WEEK. LESS THAN 50,000 GPD-STAFFING BY A CLASS D OR HIGHER OPERATOR: 2 VISITS/WEEK ON NONCONSECUTIVE DAYS FOR A TOTAL OF 0.2 HOUR/WEEK. THERE SHALL BE NO MORE THAN 5 DAYS BETWEEN THE LAST VISIT IN ONE WEEK AND THE FIRST VISIT IN THE NEXT WEEK. | N | Y | SAN MATEO ESTATES | 521 SAN MATEO ROAD |  | SAN MATEO | FL | 32187 |  | 3863284866 |  | LESA MEADE | DONALD E TYREE | 2400 FIRST ST, SUITE 303 |  | FORT MYERS | FL | 33901 |  |  |  | INVESTOR | 112 | 57600 | 32 | 2016-11-08 | 2019-02-20 | DC051 | 100
2 | PUTNAM | NED | p.wilburn@interlachen-fl.gov | 2544298 | COMMUNITY | CHLORINATION; AERATION FOR REMOVAL OF ANY SECONDARY CONTAMINANT, SULFIDE, OR ANY UNREGULATED CONTAMINANT; CORROSION CONTROL INHIBITOR ADDITION; HYPOCHLORINATION; IRON OR MANGANESE SEQUESTRATION; OR ULTRAVIOLET RADIATION. THE LEAD/CHIEF OPERATOR MUST BE CLASS C OR HIGHER. 5.0 MGD AND ABOVE-STAFFING BY CLASS C OR HIGHER OPERATOR: 6 HOURS/DAY FOR 5 DAYS/WEEK AND ONE VISIT ON EACH WEEKEND DAY. 3.0 MGD UP TO 5.0 MGD-STAFFING BY CLASS C OR HIGHER OPERATOR: 1 HOUR/DAY FOR 5 DAYS/WEEK AND ONE VISIT ON EACH WEEKEND DAY. 0.25 MGD UP TO 3.0 MGD-STAFFING BY CLASS C OR HIGHER OPERATOR: 5 VISITS/WEEK AND ONE VISIT EACH WEEKEND FOR A TOTAL OF 0.6 HOUR/WEEK. | N | Y | GRASSY LAKE WTP | 101 N MANITOBA AVE | NOT DELIVERABLE ADDRESS | INTERLACHEN | FL | 32148 |  | 3866842151 |  | RICHARD GLOVER | JONI PAYNE | 311 ATLANTIC AVE. |  | INTERLACHEN | FL | 32148 |  | 3866843811 |  | INVESTOR | 240 | 374000 | 78 | 2016-11-14 | 2019-09-25 | DC04 | 1000
2 | PUTNAM | NED | casey_fields@csx.com | 2544301 | NONCOMMUNITY | CHLORINATION; AERATION FOR REMOVAL OF ANY SECONDARY CONTAMINANT, SULFIDE, OR ANY UNREGULATED CONTAMINANT; CORROSION CONTROL INHIBITOR ADDITION; HYPOCHLORINATION; IRON OR MANGANESE SEQUESTRATION; OR ULTRAVIOLET RADIATION. THE LEAD/CHIEF OPERATOR MUST BE CLASS D OR HIGHER. 50,000 GPD UP TO 0.25 MGD-STAFFING BY CLASS D OR HIGHER OPERATOR: 3 VISITS/WEEK ON NONCONSECUTIVE DAYS FOR A TOTAL OF 0.3 HOUR/WEEK. LESS THAN 50,000 GPD-STAFFING BY A CLASS D OR HIGHER OPERATOR: 2 VISITS/WEEK ON NONCONSECUTIVE DAYS FOR A TOTAL OF 0.2 HOUR/WEEK. THERE SHALL BE NO MORE THAN 5 DAYS BETWEEN THE LAST VISIT IN ONE WEEK AND THE FIRST VISIT IN THE NEXT WEEK. | N | Y | CSX CONFERENCE CENTER | 248 WHITNEY STREET |  | SATSUMA | FL | 32189 |  | 3866491200 |  | CASEY FIELDS | CASEY FIELDS | 248 WHITNEY ST. |  | SATSUMA | FL | 32189 |  | 9042454100 |  | INVESTOR | 25 | 30000 | 5 | 2019-12-03 | 2019-02-26 | NC01 | 50
2 | PUTNAM | NED | thehowlinwolf2020@yahoo.com | 2544309 | NONCOMMUNITY | CHLORINATION; AERATION FOR REMOVAL OF ANY SECONDARY CONTAMINANT, SULFIDE, OR ANY UNREGULATED CONTAMINANT; CORROSION CONTROL INHIBITOR ADDITION; HYPOCHLORINATION; IRON OR MANGANESE SEQUESTRATION; OR ULTRAVIOLET RADIATION. THE LEAD/CHIEF OPERATOR MUST BE CLASS D OR HIGHER. 50,000 GPD UP TO 0.25 MGD-STAFFING BY CLASS D OR HIGHER OPERATOR: 3 VISITS/WEEK ON NONCONSECUTIVE DAYS FOR A TOTAL OF 0.3 HOUR/WEEK. LESS THAN 50,000 GPD-STAFFING BY A CLASS D OR HIGHER OPERATOR: 2 VISITS/WEEK ON NONCONSECUTIVE DAYS FOR A TOTAL OF 0.2 HOUR/WEEK. THERE SHALL BE NO MORE THAN 5 DAYS BETWEEN THE LAST VISIT IN ONE WEEK AND THE FIRST VISIT IN THE NEXT WEEK. | N | Y | BIKER'S HOWLIN' WOLF | 1701 S.R. 100 |  | PUTNAM HALL | FL | 32185 |  | 3524736800 |  | RICK TISDALE, JR. | MARK COCHRAN, SR. | 157 SIMPSON DRIVE |  | INTERLACHEN | FL | 32148 |  | 9045569016 |  | INVESTOR | 25 | 9682 | 1 | 2089-10-18 | 2020-06-12 | NC01 | 50
2 | PUTNAM | NED | office@cimc.org | 2544310 | NONCOMMUNITY | CHLORINATION; AERATION FOR REMOVAL OF ANY SECONDARY CONTAMINANT, SULFIDE, OR ANY UNREGULATED CONTAMINANT; CORROSION CONTROL INHIBITOR ADDITION; HYPOCHLORINATION; IRON OR MANGANESE SEQUESTRATION; OR ULTRAVIOLET RADIATION. THE LEAD/CHIEF OPERATOR MUST BE CLASS D OR HIGHER. 50,000 GPD UP TO 0.25 MGD-STAFFING BY CLASS D OR HIGHER OPERATOR: 3 VISITS/WEEK ON NONCONSECUTIVE DAYS FOR A TOTAL OF 0.3 HOUR/WEEK. LESS THAN 50,000 GPD-STAFFING BY A CLASS D OR HIGHER OPERATOR: 2 VISITS/WEEK ON NONCONSECUTIVE DAYS FOR A TOTAL OF 0.2 HOUR/WEEK. THERE SHALL BE NO MORE THAN 5 DAYS BETWEEN THE LAST VISIT IN ONE WEEK AND THE FIRST VISIT IN THE NEXT WEEK. | N | Y | CHRIST IND. METHODIST CHURCH | 4078 SILVER LAKE DRIVE |  | PALATKA | FL | 32177 |  | 3863284424 |  | STACEY WILLS | STACEY WILLS | 4078 SILVER LAKE DRIVE |  | PALATKA | FL | 32177 |  | 3863284424 |  | OTHER | 200 | 14129 | 1 | 2011-02-03 | 2019-06-19 | NC01 | 50
2 | PUTNAM | NED |  | 2544313 | NONCOMMUNITY | CHLORINATION; AERATION FOR REMOVAL OF ANY SECONDARY CONTAMINANT, SULFIDE, OR ANY UNREGULATED CONTAMINANT; CORROSION CONTROL INHIBITOR ADDITION; HYPOCHLORINATION; IRON OR MANGANESE SEQUESTRATION; OR ULTRAVIOLET RADIATION. THE LEAD/CHIEF OPERATOR MUST BE CLASS D OR HIGHER. 50,000 GPD UP TO 0.25 MGD-STAFFING BY CLASS D OR HIGHER OPERATOR: 3 VISITS/WEEK ON NONCONSECUTIVE DAYS FOR A TOTAL OF 0.3 HOUR/WEEK. LESS THAN 50,000 GPD-STAFFING BY A CLASS D OR HIGHER OPERATOR: 2 VISITS/WEEK ON NONCONSECUTIVE DAYS FOR A TOTAL OF 0.2 HOUR/WEEK. THERE SHALL BE NO MORE THAN 5 DAYS BETWEEN THE LAST VISIT IN ONE WEEK AND THE FIRST VISIT IN THE NEXT WEEK. | N | Y | GEORGETOWN MARINA & LODGE | 1533 CR 309 |  | GEORGETOWN | FL | 32139 |  | 3864672002 |  | BUTCH MILLER | BUTCH MILLER | PO BOX 171 |  | GEORGETOWN | FL | 32139 |  | 3864672002 |  | INVESTOR | 72 | 6210 | 36 | 2014-02-28 | 2020-09-10 | NC01 | 50
2 | PUTNAM | NED |  | 2544321 | NONCOMMUNITY | AERATION FOR REMOVAL OF ANY PRIMARY CONTAMINANT; ALKALINITY/PH ADJUSTMENT; CHLORAMIN ATION; CHLORINE DIOXIDE FOR OXIDATION OR DISINFECTION; FLUORIDATION; ION EXCHANGE FOR REMOVAL OF ANY SECONDARY CONTAMINANT, SULFIDE, OR ANY UNREGULATED CONTAMINANT; OR OZONATION LESS THAN 0.1 MGD. STAFFING BY A CLASS D OR HIGHER OPERATOR: 3 VISITS/WEEK ON NONCONSECUTIVE DAYS FOR A TOTAL OF 0.6 HOUR/WEEK. THE LEAD/CHIEF OPERATOR MUST BE CLASS D OR HIGHER. | N | Y | CRESCENT CITY CONG OF JEHOVAH'S | 121 EWERS ROAD |  | CRESCENT CITY | FL | 32112 |  | 3866984288 |  | DOUG HEINZE | DOUG HEINZE | 121 EWERS ROAD |  | CRESCENT CITY | FL | 32112 |  | 3866984527 |  | OTHER | 84 | 14400 | 1 | 2016-04-12 | 2021-03-15 | NC01 | 50
2 | PUTNAM | NED | betty_hodge12@yahoo.com | 2544324 | NONCOMMUNITY | CHLORINATION; AERATION FOR REMOVAL OF ANY SECONDARY CONTAMINANT, SULFIDE, OR ANY UNREGULATED CONTAMINANT; CORROSION CONTROL INHIBITOR ADDITION; HYPOCHLORINATION; IRON OR MANGANESE SEQUESTRATION; OR ULTRAVIOLET RADIATION. THE LEAD/CHIEF OPERATOR MUST BE CLASS D OR HIGHER. 50,000 GPD UP TO 0.25 MGD-STAFFING BY CLASS D OR HIGHER OPERATOR: 3 VISITS/WEEK ON NONCONSECUTIVE DAYS FOR A TOTAL OF 0.3 HOUR/WEEK. LESS THAN 50,000 GPD-STAFFING BY A CLASS D OR HIGHER OPERATOR: 2 VISITS/WEEK ON NONCONSECUTIVE DAYS FOR A TOTAL OF 0.2 HOUR/WEEK. THERE SHALL BE NO MORE THAN 5 DAYS BETWEEN THE LAST VISIT IN ONE WEEK AND THE FIRST VISIT IN THE NEXT WEEK. | N | Y | BETTY AND RAY'S | 882 WEST RIVER ROAD |  | PALATKA | FL | 32189 |  | 3863255037 |  | BETTY HODGE | BETTY HODGE | 330 MILLICAN RD. |  | PALATKA | FL | 32177 |  | 3863295282 |  | INVESTOR | 25 | 1410 | 1 | 2017-11-21 | 2021-11-16 | NC01 | 50
2 | PUTNAM | NED | krisener@circlek.com | 2544333 | NONCOMMUNITY | CHLORINATION; AERATION FOR REMOVAL OF ANY SECONDARY CONTAMINANT, SULFIDE, OR ANY UNREGULATED CONTAMINANT; CORROSION CONTROL INHIBITOR ADDITION; HYPOCHLORINATION; IRON OR MANGANESE SEQUESTRATION; OR ULTRAVIOLET RADIATION. THE LEAD/CHIEF OPERATOR MUST BE CLASS D OR HIGHER. 50,000 GPD UP TO 0.25 MGD-STAFFING BY CLASS D OR HIGHER OPERATOR: 3 VISITS/WEEK ON NONCONSECUTIVE DAYS FOR A TOTAL OF 0.3 HOUR/WEEK. LESS THAN 50,000 GPD-STAFFING BY A CLASS D OR HIGHER OPERATOR: 2 VISITS/WEEK ON NONCONSECUTIVE DAYS FOR A TOTAL OF 0.2 HOUR/WEEK. THERE SHALL BE NO MORE THAN 5 DAYS BETWEEN THE LAST VISIT IN ONE WEEK AND THE FIRST VISIT IN THE NEXT WEEK. | N | Y | CIRCLE K # 2109 (FKA KANGAROO EXPRESS) | 1205 S SR 19 |  | PALATKA | FL | 32177 |  | 3863281056 |  | KEVIN RISENER | KEVIN RISENER | 9485 REGENCY SQUARE BLVD |  | JAKSONVILLE | FL | 32225 |  | 7272679045 |  | INVESTOR | 25 | 5600 | 1 | 2016-07-22 | 2021-09-16 | NC01 | 50
2 | PUTNAM | NED |  | 2544334 | NONCOMMUNITY | CHLORINATION; AERATION FOR REMOVAL OF ANY SECONDARY CONTAMINANT, SULFIDE, OR ANY UNREGULATED CONTAMINANT; CORROSION CONTROL INHIBITOR ADDITION; HYPOCHLORINATION; IRON OR MANGANESE SEQUESTRATION; OR ULTRAVIOLET RADIATION. THE LEAD/CHIEF OPERATOR MUST BE CLASS D OR HIGHER. 50,000 GPD UP TO 0.25 MGD-STAFFING BY CLASS D OR HIGHER OPERATOR: 3 VISITS/WEEK ON NONCONSECUTIVE DAYS FOR A TOTAL OF 0.3 HOUR/WEEK. LESS THAN 50,000 GPD-STAFFING BY A CLASS D OR HIGHER OPERATOR: 2 VISITS/WEEK ON NONCONSECUTIVE DAYS FOR A TOTAL OF 0.2 HOUR/WEEK. THERE SHALL BE NO MORE THAN 5 DAYS BETWEEN THE LAST VISIT IN ONE WEEK AND THE FIRST VISIT IN THE NEXT WEEK. | N | Y | CIRCLE K #2006 | 1986 SR 20 |  | HAWTHORNE | FL | 32640 |  | 3524813533 |  | JOANNE RHOADES | RAINEY BEVERLY | 215 PENDLETON ST. |  | WAYCROSS | GA | 31501 |  | 9124902406 |  | INVESTOR | 100 | 7365 | 1 | 2015-12-15 | 2020-12-15 | NC01 | 50
2 | PUTNAM | NED |  | 2544336 | NONCOMMUNITY | CHLORINATION; AERATION FOR REMOVAL OF ANY SECONDARY CONTAMINANT, SULFIDE, OR ANY UNREGULATED CONTAMINANT; CORROSION CONTROL INHIBITOR ADDITION; HYPOCHLORINATION; IRON OR MANGANESE SEQUESTRATION; OR ULTRAVIOLET RADIATION. THE LEAD/CHIEF OPERATOR MUST BE CLASS D OR HIGHER. 50,000 GPD UP TO 0.25 MGD-STAFFING BY CLASS D OR HIGHER OPERATOR: 3 VISITS/WEEK ON NONCONSECUTIVE DAYS FOR A TOTAL OF 0.3 HOUR/WEEK. LESS THAN 50,000 GPD-STAFFING BY A CLASS D OR HIGHER OPERATOR: 2 VISITS/WEEK ON NONCONSECUTIVE DAYS FOR A TOTAL OF 0.2 HOUR/WEEK. THERE SHALL BE NO MORE THAN 5 DAYS BETWEEN THE LAST VISIT IN ONE WEEK AND THE FIRST VISIT IN THE NEXT WEEK. | N | Y | CIRCLE K #2577 | 1119 STATE ROAD 100, FLORAHOME |  | FLORAHOME | FL | 32112 |  | 3866592208 |  | KEVIN RISENER | KEVIN RISENER | 9485 REGENCY SQUAR BLVD |  | JACKSONVILLE | FL | 32225 |  | 7272679045 |  | INVESTOR | 25 | 10000 | 1 | 2013-11-18 | 2021-09-16 | NC01 | 50
2 | PUTNAM | NED | HADI.ZEDAN93@YAHOO.COM | 2544339 | NONCOMMUNITY | CHLORINATION; AERATION FOR REMOVAL OF ANY SECONDARY CONTAMINANT, SULFIDE, OR ANY UNREGULATED CONTAMINANT; CORROSION CONTROL INHIBITOR ADDITION; HYPOCHLORINATION; IRON OR MANGANESE SEQUESTRATION; OR ULTRAVIOLET RADIATION. THE LEAD/CHIEF OPERATOR MUST BE CLASS D OR HIGHER. 50,000 GPD UP TO 0.25 MGD-STAFFING BY CLASS D OR HIGHER OPERATOR: 3 VISITS/WEEK ON NONCONSECUTIVE DAYS FOR A TOTAL OF 0.3 HOUR/WEEK. LESS THAN 50,000 GPD-STAFFING BY A CLASS D OR HIGHER OPERATOR: 2 VISITS/WEEK ON NONCONSECUTIVE DAYS FOR A TOTAL OF 0.2 HOUR/WEEK. THERE SHALL BE NO MORE THAN 5 DAYS BETWEEN THE LAST VISIT IN ONE WEEK AND THE FIRST VISIT IN THE NEXT WEEK. | N | Y | SAFEWAY DISCOUNT | 7450 CRILL AVE |  | PALATKA | FL | 32177 |  | 9042640401 |  | HADI ZAIDAN | HADI ZAIDAN | 7450 CRILL AVENUE |  | PALATKA | FL | 32177 |  | 9047297065 |  | INVESTOR | 25 | 3547 | 1 | 2019-07-18 | 2019-03-20 | NC01 | 50
2 | PUTNAM | NED | RAJESHPATELUSA@YAHOO.COM | 2544340 | NONCOMMUNITY | CHLORINATION; AERATION FOR REMOVAL OF ANY SECONDARY CONTAMINANT, SULFIDE, OR ANY UNREGULATED CONTAMINANT; CORROSION CONTROL INHIBITOR ADDITION; HYPOCHLORINATION; IRON OR MANGANESE SEQUESTRATION; OR ULTRAVIOLET RADIATION. THE LEAD/CHIEF OPERATOR MUST BE CLASS D OR HIGHER. 50,000 GPD UP TO 0.25 MGD-STAFFING BY CLASS D OR HIGHER OPERATOR: 3 VISITS/WEEK ON NONCONSECUTIVE DAYS FOR A TOTAL OF 0.3 HOUR/WEEK. LESS THAN 50,000 GPD-STAFFING BY A CLASS D OR HIGHER OPERATOR: 2 VISITS/WEEK ON NONCONSECUTIVE DAYS FOR A TOTAL OF 0.2 HOUR/WEEK. THERE SHALL BE NO MORE THAN 5 DAYS BETWEEN THE LAST VISIT IN ONE WEEK AND THE FIRST VISIT IN THE NEXT WEEK. | N | Y | HAWTHORNE FOOD STORE | 310 SOUTH CR 21 |  | HAWTHORNE | FL | 32640 |  | 3524811003 |  | RAJESH PATEL | RAJESH PATEL | 310 S. CR 21 |  | HAWTHORNE | FL | 32640 |  | 3522293811 |  | INVESTOR | 25 | 2016 | 2 | 2016-12-12 | 2021-12-13 | NC01 | 50
2 | PUTNAM | NED | bmccann@palatka-fl.gov | 2544344 | NONCOMMUNITY | CHLORINATION; AERATION FOR REMOVAL OF ANY SECONDARY CONTAMINANT, SULFIDE, OR ANY UNREGULATED CONTAMINANT; CORROSION CONTROL INHIBITOR ADDITION; HYPOCHLORINATION; IRON OR MANGANESE SEQUESTRATION; OR ULTRAVIOLET RADIATION. THE LEAD/CHIEF OPERATOR MUST BE CLASS D OR HIGHER. 50,000 GPD UP TO 0.25 MGD-STAFFING BY CLASS D OR HIGHER OPERATOR: 3 VISITS/WEEK ON NONCONSECUTIVE DAYS FOR A TOTAL OF 0.3 HOUR/WEEK. LESS THAN 50,000 GPD-STAFFING BY A CLASS D OR HIGHER OPERATOR: 2 VISITS/WEEK ON NONCONSECUTIVE DAYS FOR A TOTAL OF 0.2 HOUR/WEEK. THERE SHALL BE NO MORE THAN 5 DAYS BETWEEN THE LAST VISIT IN ONE WEEK AND THE FIRST VISIT IN THE NEXT WEEK. | N | Y | MCKINLEY'S BARDIN GROCERY | 729 BARDIN ROAD |  | PALATKA | FL | 32177 |  | 3863250628 |  | BRIAN MCCANN | JOSHUA C MCKINLEY | 729 BARDIN ROAD |  | PALATKA | FL | 32177 |  | 3869371665 |  | INVESTOR | 100 | 4032 | 1 | 2013-11-18 | 2020-12-02 | NC01 | 50
2 | PUTNAM | NED | hitesh1642@gmail.com | 2544359 | NONCOMMUNITY | CHLORINATION; AERATION FOR REMOVAL OF ANY SECONDARY CONTAMINANT, SULFIDE, OR ANY UNREGULATED CONTAMINANT; CORROSION CONTROL INHIBITOR ADDITION; HYPOCHLORINATION; IRON OR MANGANESE SEQUESTRATION; OR ULTRAVIOLET RADIATION. THE LEAD/CHIEF OPERATOR MUST BE CLASS D OR HIGHER. 50,000 GPD UP TO 0.25 MGD-STAFFING BY CLASS D OR HIGHER OPERATOR: 3 VISITS/WEEK ON NONCONSECUTIVE DAYS FOR A TOTAL OF 0.3 HOUR/WEEK. LESS THAN 50,000 GPD-STAFFING BY A CLASS D OR HIGHER OPERATOR: 2 VISITS/WEEK ON NONCONSECUTIVE DAYS FOR A TOTAL OF 0.2 HOUR/WEEK. THERE SHALL BE NO MORE THAN 5 DAYS BETWEEN THE LAST VISIT IN ONE WEEK AND THE FIRST VISIT IN THE NEXT WEEK. | N | Y | QUICK KING #28 | 788 SOUTH US HWY 17 |  | SATSUMA | FL | 32189 |  | 3863250878 |  | HITESH SHAH | HITESH SHAH | 14106 US HIGHWAY 19 |  | HUDSON | FL | 34667 |  | 4077012544 |  | INVESTOR | 25 | 4030 | 1 | 2014-02-28 | 2017-04-27 | NC01 | 50
2 | PUTNAM | NED |  | 2544362 | NONCOMMUNITY | CHLORINATION; AERATION FOR REMOVAL OF ANY SECONDARY CONTAMINANT, SULFIDE, OR ANY UNREGULATED CONTAMINANT; CORROSION CONTROL INHIBITOR ADDITION; HYPOCHLORINATION; IRON OR MANGANESE SEQUESTRATION; OR ULTRAVIOLET RADIATION. THE LEAD/CHIEF OPERATOR MUST BE CLASS D OR HIGHER. 50,000 GPD UP TO 0.25 MGD-STAFFING BY CLASS D OR HIGHER OPERATOR: 3 VISITS/WEEK ON NONCONSECUTIVE DAYS FOR A TOTAL OF 0.3 HOUR/WEEK. LESS THAN 50,000 GPD-STAFFING BY A CLASS D OR HIGHER OPERATOR: 2 VISITS/WEEK ON NONCONSECUTIVE DAYS FOR A TOTAL OF 0.2 HOUR/WEEK. THERE SHALL BE NO MORE THAN 5 DAYS BETWEEN THE LAST VISIT IN ONE WEEK AND THE FIRST VISIT IN THE NEXT WEEK. | N | Y | HALL'S SUPERETTE | 1098 NORTH HIGHWAY 17 |  | PALATKA | FL | 32177 |  | 3863283661 |  | JERRY HALL | JERRY HALL | PO BOX 579 |  | BOSTWICK | FL | 32007 |  | 3863283661 |  | INVESTOR | 25 | 2000 | 1 | 2016-02-01 | 2020-10-22 | NC01 | 50
2 | PUTNAM | NED |  | 2544370 | NONCOMMUNITY | CHLORINATION; AERATION FOR REMOVAL OF ANY SECONDARY CONTAMINANT, SULFIDE, OR ANY UNREGULATED CONTAMINANT; CORROSION CONTROL INHIBITOR ADDITION; HYPOCHLORINATION; IRON OR MANGANESE SEQUESTRATION; OR ULTRAVIOLET RADIATION. THE LEAD/CHIEF OPERATOR MUST BE CLASS D OR HIGHER. 50,000 GPD UP TO 0.25 MGD-STAFFING BY CLASS D OR HIGHER OPERATOR: 3 VISITS/WEEK ON NONCONSECUTIVE DAYS FOR A TOTAL OF 0.3 HOUR/WEEK. LESS THAN 50,000 GPD-STAFFING BY A CLASS D OR HIGHER OPERATOR: 2 VISITS/WEEK ON NONCONSECUTIVE DAYS FOR A TOTAL OF 0.2 HOUR/WEEK. THERE SHALL BE NO MORE THAN 5 DAYS BETWEEN THE LAST VISIT IN ONE WEEK AND THE FIRST VISIT IN THE NEXT WEEK. | N | Y | CIRCLE K #2428 | 643 N HWY 17 |  | PALATKA | FL | 32177 |  | 3863254290 |  | KEVIN RISENER | KEVIN RISENER | 9485 REGENCY SQUARE BLVD |  | JAKSONVILLE | FL | 32225 |  | 7272679045 |  | INVESTOR | 25 | 14000 | 1 | 2017-01-10 | 2021-09-16 | NC01 | 50
2 | PUTNAM | NED |  | 2544371 | NONCOMMUNITY | CHLORINATION; AERATION FOR REMOVAL OF ANY SECONDARY CONTAMINANT, SULFIDE, OR ANY UNREGULATED CONTAMINANT; CORROSION CONTROL INHIBITOR ADDITION; HYPOCHLORINATION; IRON OR MANGANESE SEQUESTRATION; OR ULTRAVIOLET RADIATION. THE LEAD/CHIEF OPERATOR MUST BE CLASS D OR HIGHER. 50,000 GPD UP TO 0.25 MGD-STAFFING BY CLASS D OR HIGHER OPERATOR: 3 VISITS/WEEK ON NONCONSECUTIVE DAYS FOR A TOTAL OF 0.3 HOUR/WEEK. LESS THAN 50,000 GPD-STAFFING BY A CLASS D OR HIGHER OPERATOR: 2 VISITS/WEEK ON NONCONSECUTIVE DAYS FOR A TOTAL OF 0.2 HOUR/WEEK. THERE SHALL BE NO MORE THAN 5 DAYS BETWEEN THE LAST VISIT IN ONE WEEK AND THE FIRST VISIT IN THE NEXT WEEK. | N | Y | IN & OUT STORE #1 | 2110 S HWY 17 |  | CRESCENT CITY | FL | 32112 |  | 3866982682 |  | MELANIE DAVIS | SOHEL DAHI | 2110 S US 17 |  | CRESCENT CITY | FL | 32112 |  | 3866982682 |  | INVESTOR | 25 | 1845 | 1 | 2016-12-05 | 2021-03-15 | NC01 | 50
2 | PUTNAM | NED | afogg@fasttrackstores.com | 2544389 | NONCOMMUNITY | CHLORINATION; AERATION FOR REMOVAL OF ANY SECONDARY CONTAMINANT, SULFIDE, OR ANY UNREGULATED CONTAMINANT; CORROSION CONTROL INHIBITOR ADDITION; HYPOCHLORINATION; IRON OR MANGANESE SEQUESTRATION; OR ULTRAVIOLET RADIATION. THE LEAD/CHIEF OPERATOR MUST BE CLASS D OR HIGHER. 50,000 GPD UP TO 0.25 MGD-STAFFING BY CLASS D OR HIGHER OPERATOR: 3 VISITS/WEEK ON NONCONSECUTIVE DAYS FOR A TOTAL OF 0.3 HOUR/WEEK. LESS THAN 50,000 GPD-STAFFING BY A CLASS D OR HIGHER OPERATOR: 2 VISITS/WEEK ON NONCONSECUTIVE DAYS FOR A TOTAL OF 0.2 HOUR/WEEK. THERE SHALL BE NO MORE THAN 5 DAYS BETWEEN THE LAST VISIT IN ONE WEEK AND THE FIRST VISIT IN THE NEXT WEEK. | N | Y | FAST TRACK #313 | 101 MAIN DRIVE |  | INTERLACHEN | FL | 32148 |  | 3866846380 |  | ALAN S. FOGG JR. | ALAN S. FOGG JR. | 3715 NW 97TH BLVD. | SUITE A | GAINESVILLE | FL | 32606 |  | 3523368282 |  | INVESTOR | 25 | 7200 | 1 | 2015-10-30 | 2020-02-19 | NC01 | 50
2 | PUTNAM | NED | afogg@fasttrackstores.com | 2544390 | NONCOMMUNITY | CHLORINATION; AERATION FOR REMOVAL OF ANY SECONDARY CONTAMINANT, SULFIDE, OR ANY UNREGULATED CONTAMINANT; CORROSION CONTROL INHIBITOR ADDITION; HYPOCHLORINATION; IRON OR MANGANESE SEQUESTRATION; OR ULTRAVIOLET RADIATION. THE LEAD/CHIEF OPERATOR MUST BE CLASS D OR HIGHER. 50,000 GPD UP TO 0.25 MGD-STAFFING BY CLASS D OR HIGHER OPERATOR: 3 VISITS/WEEK ON NONCONSECUTIVE DAYS FOR A TOTAL OF 0.3 HOUR/WEEK. LESS THAN 50,000 GPD-STAFFING BY A CLASS D OR HIGHER OPERATOR: 2 VISITS/WEEK ON NONCONSECUTIVE DAYS FOR A TOTAL OF 0.2 HOUR/WEEK. THERE SHALL BE NO MORE THAN 5 DAYS BETWEEN THE LAST VISIT IN ONE WEEK AND THE FIRST VISIT IN THE NEXT WEEK. | N | Y | FAST TRACK #325 | 932 STATE ROAD 20 |  | INTERLACHEN | FL | 32148 |  | 3866844438 |  | ALAN S. FOGG JR. | ALAN S. FOGG JR. | 3715 NW 97TH BLVD. | SUITE A | GAINESVILLE | FL | 32606 |  | 3523368282 |  | INVESTOR | 25 | 9394 | 1 | 2015-11-12 | 2020-02-19 | NC01 | 50
2 | PUTNAM | NED | MATSONROBERT85@GMAIL.COM; KWELCH@WELAKA-FL.GOV | 2544392 | COMMUNITY | CHLORINATION; AERATION FOR REMOVAL OF ANY SECONDARY CONTAMINANT, SULFIDE, OR ANY UNREGULATED CONTAMINANT; CORROSION CONTROL INHIBITOR ADDITION; HYPOCHLORINATION; IRON OR MANGANESE SEQUESTRATION; OR ULTRAVIOLET RADIATION. THE LEAD/CHIEF OPERATOR MUST BE CLASS C OR HIGHER. 5.0 MGD AND ABOVE-STAFFING BY CLASS C OR HIGHER OPERATOR: 6 HOURS/DAY FOR 5 DAYS/WEEK AND ONE VISIT ON EACH WEEKEND DAY. 3.0 MGD UP TO 5.0 MGD-STAFFING BY CLASS C OR HIGHER OPERATOR: 1 HOUR/DAY FOR 5 DAYS/WEEK AND ONE VISIT ON EACH WEEKEND DAY. 0.25 MGD UP TO 3.0 MGD-STAFFING BY CLASS C OR HIGHER OPERATOR: 5 VISITS/WEEK AND ONE VISIT EACH WEEKEND FOR A TOTAL OF 0.6 HOUR/WEEK. | N | Y | TOWN OF WELAKA | 108 CITRUS CIRCLE |  | WELAKA | FL | 32193 |  | 3864679800 |  | KENDREA WELCH | JAMIE WATTS | PO BOX 1098 |  | WELAKA | FL | 32193 |  | 3864679800 |  | MUNICIPALITY | 2421 | 702000 | 804 | 2018-06-26 | 2021-04-05 | DC04 | 1000
2 | PUTNAM | NED | MEMAS2011@ATT.NET; RHIGGINS@USWATERCORP.COM | 2544399 | NONCOMMUNITY | CHLORINATION; AERATION FOR REMOVAL OF ANY SECONDARY CONTAMINANT, SULFIDE, OR ANY UNREGULATED CONTAMINANT; CORROSION CONTROL INHIBITOR ADDITION; HYPOCHLORINATION; IRON OR MANGANESE SEQUESTRATION; OR ULTRAVIOLET RADIATION. THE LEAD/CHIEF OPERATOR MUST BE CLASS D OR HIGHER. 50,000 GPD UP TO 0.25 MGD-STAFFING BY CLASS D OR HIGHER OPERATOR: 3 VISITS/WEEK ON NONCONSECUTIVE DAYS FOR A TOTAL OF 0.3 HOUR/WEEK. LESS THAN 50,000 GPD-STAFFING BY A CLASS D OR HIGHER OPERATOR: 2 VISITS/WEEK ON NONCONSECUTIVE DAYS FOR A TOTAL OF 0.2 HOUR/WEEK. THERE SHALL BE NO MORE THAN 5 DAYS BETWEEN THE LAST VISIT IN ONE WEEK AND THE FIRST VISIT IN THE NEXT WEEK. | N | Y | MEMA & CO. | 1147 SOUTH US 17 |  | SATSUMA | FL | 32189 | 82 | 3866494929 |  | KERRI HARTHCOCK ROSE | KERRI HARTHCOCK ROSE | 1147 S. US 17 |  | SATSUMA | FL | 32189 | 82 | 3869724120 |  | INVESTOR | 25 | 7800 | 1 | 2019-06-26 | 2018-08-07 | NC01 | 50
2 | PUTNAM | NED | twofoldwater@gmail.com | 2544404 | NONCOMMUNITY | CHLORINATION; AERATION FOR REMOVAL OF ANY SECONDARY CONTAMINANT, SULFIDE, OR ANY UNREGULATED CONTAMINANT; CORROSION CONTROL INHIBITOR ADDITION; HYPOCHLORINATION; IRON OR MANGANESE SEQUESTRATION; OR ULTRAVIOLET RADIATION. THE LEAD/CHIEF OPERATOR MUST BE CLASS D OR HIGHER. 50,000 GPD UP TO 0.25 MGD-STAFFING BY CLASS D OR HIGHER OPERATOR: 3 VISITS/WEEK ON NONCONSECUTIVE DAYS FOR A TOTAL OF 0.3 HOUR/WEEK. LESS THAN 50,000 GPD-STAFFING BY A CLASS D OR HIGHER OPERATOR: 2 VISITS/WEEK ON NONCONSECUTIVE DAYS FOR A TOTAL OF 0.2 HOUR/WEEK. THERE SHALL BE NO MORE THAN 5 DAYS BETWEEN THE LAST VISIT IN ONE WEEK AND THE FIRST VISIT IN THE NEXT WEEK. | N | Y | LIT'L CAESARS | 906 SR 20 |  | INTERLACHEN | FL | 32148 |  | 3866846822 |  | FACILITY CONTACT | JIMMY CROSBY | PO BOX 455 |  | INTERLACHEN | FL | 32148 |  | 3866846822 |  | INVESTOR | 25 | 4032 | 1 | 2018-09-13 | 2018-08-21 | NC01 | 50
2 | PUTNAM | NED |  | 2544413 | NONCOMMUNITY | CHLORINATION; AERATION FOR REMOVAL OF ANY SECONDARY CONTAMINANT, SULFIDE, OR ANY UNREGULATED CONTAMINANT; CORROSION CONTROL INHIBITOR ADDITION; HYPOCHLORINATION; IRON OR MANGANESE SEQUESTRATION; OR ULTRAVIOLET RADIATION. THE LEAD/CHIEF OPERATOR MUST BE CLASS D OR HIGHER. 50,000 GPD UP TO 0.25 MGD-STAFFING BY CLASS D OR HIGHER OPERATOR: 3 VISITS/WEEK ON NONCONSECUTIVE DAYS FOR A TOTAL OF 0.3 HOUR/WEEK. LESS THAN 50,000 GPD-STAFFING BY A CLASS D OR HIGHER OPERATOR: 2 VISITS/WEEK ON NONCONSECUTIVE DAYS FOR A TOTAL OF 0.2 HOUR/WEEK. THERE SHALL BE NO MORE THAN 5 DAYS BETWEEN THE LAST VISIT IN ONE WEEK AND THE FIRST VISIT IN THE NEXT WEEK. | N | Y | COW CATCHER LOUNGE | 1712 HIGHWAY 17 SOUTH |  | POMONA PARK | FL | 32181 |  | 3866494429 |  | PABLO FUNTANELLAS | PABLO FUNTANELLAS | PO BOX 545 |  | POMONA PARK | FL | 32181 |  | 3866494429 |  | INVESTOR | 25 | 11500 | 1 | 2015-08-03 | 2020-02-21 | NC01 | 50
2 | PUTNAM | NED |  | 2544416 | NONTRANSIENT NONCOMMUNITY | CHLORINATION; AERATION FOR REMOVAL OF ANY SECONDARY CONTAMINANT, SULFIDE, OR ANY UNREGULATED CONTAMINANT; CORROSION CONTROL INHIBITOR ADDITION; HYPOCHLORINATION; IRON OR MANGANESE SEQUESTRATION; OR ULTRAVIOLET RADIATION. THE LEAD/CHIEF OPERATOR MUST BE CLASS D OR HIGHER. 50,000 GPD UP TO 0.25 MGD-STAFFING BY CLASS D OR HIGHER OPERATOR: 3 VISITS/WEEK ON NONCONSECUTIVE DAYS FOR A TOTAL OF 0.3 HOUR/WEEK. LESS THAN 50,000 GPD-STAFFING BY A CLASS D OR HIGHER OPERATOR: 2 VISITS/WEEK ON NONCONSECUTIVE DAYS FOR A TOTAL OF 0.2 HOUR/WEEK. THERE SHALL BE NO MORE THAN 5 DAYS BETWEEN THE LAST VISIT IN ONE WEEK AND THE FIRST VISIT IN THE NEXT WEEK. | N | Y | OCHWILLA ELEMENTARY SCHOOL | 299 NORTH STATE ROAD 21 |  | HAWTHORNE | FL | 32640 |  | 3524810204 |  | JOHN CHASTAIN | RICK SURRENCY | 200 REID ST. |  | PALATKA | FL | 32177 |  | 3863290602 | 221 | COUNTY | 440 | 72000 | 4 | 2019-04-05 | 2019-03-12 | NTNC | 100
2 | PUTNAM | NED | bucinc@yahoo.com | 2544419 | NONCOMMUNITY | CHLORINATION; AERATION FOR REMOVAL OF ANY SECONDARY CONTAMINANT, SULFIDE, OR ANY UNREGULATED CONTAMINANT; CORROSION CONTROL INHIBITOR ADDITION; HYPOCHLORINATION; IRON OR MANGANESE SEQUESTRATION; OR ULTRAVIOLET RADIATION. THE LEAD/CHIEF OPERATOR MUST BE CLASS D OR HIGHER. 50,000 GPD UP TO 0.25 MGD-STAFFING BY CLASS D OR HIGHER OPERATOR: 3 VISITS/WEEK ON NONCONSECUTIVE DAYS FOR A TOTAL OF 0.3 HOUR/WEEK. LESS THAN 50,000 GPD-STAFFING BY A CLASS D OR HIGHER OPERATOR: 2 VISITS/WEEK ON NONCONSECUTIVE DAYS FOR A TOTAL OF 0.2 HOUR/WEEK. THERE SHALL BE NO MORE THAN 5 DAYS BETWEEN THE LAST VISIT IN ONE WEEK AND THE FIRST VISIT IN THE NEXT WEEK. | N | Y | US VETERANS POST #104 | 1050 SOUTH HIGHWAY 19 |  | PALATKA | FL | 32177 |  | 3863289133 |  |  | CHRISTINE TALBOT | 6320 HYDE GROVE AVE. |  | JACKSONVILLE | FL | 32210 |  | 9047044734 |  | INVESTOR | 25 | 11520 | 1 | 2017-01-23 | 2021-06-02 | NC01 | 50
2 | PUTNAM | NED | pastordaveag@aol.com | 2544420 | NONCOMMUNITY | CHLORINATION; AERATION FOR REMOVAL OF ANY SECONDARY CONTAMINANT, SULFIDE, OR ANY UNREGULATED CONTAMINANT; CORROSION CONTROL INHIBITOR ADDITION; HYPOCHLORINATION; IRON OR MANGANESE SEQUESTRATION; OR ULTRAVIOLET RADIATION. THE LEAD/CHIEF OPERATOR MUST BE CLASS D OR HIGHER. 50,000 GPD UP TO 0.25 MGD-STAFFING BY CLASS D OR HIGHER OPERATOR: 3 VISITS/WEEK ON NONCONSECUTIVE DAYS FOR A TOTAL OF 0.3 HOUR/WEEK. LESS THAN 50,000 GPD-STAFFING BY A CLASS D OR HIGHER OPERATOR: 2 VISITS/WEEK ON NONCONSECUTIVE DAYS FOR A TOTAL OF 0.2 HOUR/WEEK. THERE SHALL BE NO MORE THAN 5 DAYS BETWEEN THE LAST VISIT IN ONE WEEK AND THE FIRST VISIT IN THE NEXT WEEK. | N | Y | LIVING HOPE FAMILY WORSHIP CENTER | 1109 STATE RD 100 | ADDRESS NON-DELIVERABLE | FLORAHOME | FL | 32140 |  | 3866591365 |  | DAVE SPEDDEN | DAVE SPEDDEN | PO BOX 210 |  | FLORAHOME | FL | 32140 |  | 3866591365 |  | OTHER | 115 | 9643 | 1 | 2016-09-22 | 2021-06-17 | NC01 | 50
2 | PUTNAM | NED | bassworldlodge@att.net | 2544425 | NONCOMMUNITY | CHLORINATION; AERATION FOR REMOVAL OF ANY SECONDARY CONTAMINANT, SULFIDE, OR ANY UNREGULATED CONTAMINANT; CORROSION CONTROL INHIBITOR ADDITION; HYPOCHLORINATION; IRON OR MANGANESE SEQUESTRATION; OR ULTRAVIOLET RADIATION. THE LEAD/CHIEF OPERATOR MUST BE CLASS D OR HIGHER. 50,000 GPD UP TO 0.25 MGD-STAFFING BY CLASS D OR HIGHER OPERATOR: 3 VISITS/WEEK ON NONCONSECUTIVE DAYS FOR A TOTAL OF 0.3 HOUR/WEEK. LESS THAN 50,000 GPD-STAFFING BY A CLASS D OR HIGHER OPERATOR: 2 VISITS/WEEK ON NONCONSECUTIVE DAYS FOR A TOTAL OF 0.2 HOUR/WEEK. THERE SHALL BE NO MORE THAN 5 DAYS BETWEEN THE LAST VISIT IN ONE WEEK AND THE FIRST VISIT IN THE NEXT WEEK. | N | Y | BASS WORLD LODGE AND MARINA | 209 BROWNS FISH CAMP ROAD (GEORGETOWN) |  | CRESCENT CITY | FL | 32112 |  | 3864672267 |  | LORRAINE MINTO | RONALD AND RAY CORBIN | PO BOX 430 |  | GEORGETOWN | FL | 32139 |  | 3864672267 |  | INVESTOR | 25 | 5236 | 11 | 2018-07-30 | 2018-03-21 | NC01 | 50
2 | PUTNAM | NED | twofoldwater@gmail.com | 2544427 | NONCOMMUNITY | CHLORINATION; AERATION FOR REMOVAL OF ANY SECONDARY CONTAMINANT, SULFIDE, OR ANY UNREGULATED CONTAMINANT; CORROSION CONTROL INHIBITOR ADDITION; HYPOCHLORINATION; IRON OR MANGANESE SEQUESTRATION; OR ULTRAVIOLET RADIATION. THE LEAD/CHIEF OPERATOR MUST BE CLASS D OR HIGHER. 50,000 GPD UP TO 0.25 MGD-STAFFING BY CLASS D OR HIGHER OPERATOR: 3 VISITS/WEEK ON NONCONSECUTIVE DAYS FOR A TOTAL OF 0.3 HOUR/WEEK. LESS THAN 50,000 GPD-STAFFING BY A CLASS D OR HIGHER OPERATOR: 2 VISITS/WEEK ON NONCONSECUTIVE DAYS FOR A TOTAL OF 0.2 HOUR/WEEK. THERE SHALL BE NO MORE THAN 5 DAYS BETWEEN THE LAST VISIT IN ONE WEEK AND THE FIRST VISIT IN THE NEXT WEEK. | N | Y | OAKS GOLF & COUNTRY CLUB | 1264 COUNTY ROAD 309 |  | CRESCENT CITY | FL | 32112 |  | 3864672512 |  | ADAM LUPPACE | ADAM LUPPACE | 1264 CR 309 |  | CRESCENT CITY | FL | 32112 |  | 3864672512 |  | OTHER | 100 | 4704 | 1 | 2014-09-08 | 2018-12-21 | NC01 | 50
2 | PUTNAM | NED | AcostaCreek@acostacreek.com | 2544430 | NONCOMMUNITY | CHLORINATION; AERATION FOR REMOVAL OF ANY SECONDARY CONTAMINANT, SULFIDE, OR ANY UNREGULATED CONTAMINANT; CORROSION CONTROL INHIBITOR ADDITION; HYPOCHLORINATION; IRON OR MANGANESE SEQUESTRATION; OR ULTRAVIOLET RADIATION. THE LEAD/CHIEF OPERATOR MUST BE CLASS D OR HIGHER. 50,000 GPD UP TO 0.25 MGD-STAFFING BY CLASS D OR HIGHER OPERATOR: 3 VISITS/WEEK ON NONCONSECUTIVE DAYS FOR A TOTAL OF 0.3 HOUR/WEEK. LESS THAN 50,000 GPD-STAFFING BY A CLASS D OR HIGHER OPERATOR: 2 VISITS/WEEK ON NONCONSECUTIVE DAYS FOR A TOTAL OF 0.2 HOUR/WEEK. THERE SHALL BE NO MORE THAN 5 DAYS BETWEEN THE LAST VISIT IN ONE WEEK AND THE FIRST VISIT IN THE NEXT WEEK. | N | Y | ACOSTA CREEK MARINA | 124 ACOSTA CREEK DRIVE |  | SATSUMA | FL | 32189 |  | 3864672229 |  | WHITNEY UNDERWOOD | SHANA PARROTT | 2500 EAST KEARNEY STREET |  | SPRINGFIELD | MO | 65898 |  | 4178735529 |  | INVESTOR | 25 | 28000 | 7 | 2018-03-09 | 2018-02-21 | NC01 | 50
2 | PUTNAM | NED | crossroadssaloon@yahoo.com | 2544432 | NONCOMMUNITY | CHLORINATION; AERATION FOR REMOVAL OF ANY SECONDARY CONTAMINANT, SULFIDE, OR ANY UNREGULATED CONTAMINANT; CORROSION CONTROL INHIBITOR ADDITION; HYPOCHLORINATION; IRON OR MANGANESE SEQUESTRATION; OR ULTRAVIOLET RADIATION. THE LEAD/CHIEF OPERATOR MUST BE CLASS D OR HIGHER. 50,000 GPD UP TO 0.25 MGD-STAFFING BY CLASS D OR HIGHER OPERATOR: 3 VISITS/WEEK ON NONCONSECUTIVE DAYS FOR A TOTAL OF 0.3 HOUR/WEEK. LESS THAN 50,000 GPD-STAFFING BY A CLASS D OR HIGHER OPERATOR: 2 VISITS/WEEK ON NONCONSECUTIVE DAYS FOR A TOTAL OF 0.2 HOUR/WEEK. THERE SHALL BE NO MORE THAN 5 DAYS BETWEEN THE LAST VISIT IN ONE WEEK AND THE FIRST VISIT IN THE NEXT WEEK. | N | Y | CROSSROADS SALOON | 647 HIGHWAY 17 NORTH |  | PALATKA | FL | 32177 |  | 3863287735 |  | KEITH DAVIS | KEITH DAVIS | PO BOX 1103 |  | EAST PALATKA | FL | 32131 |  | 3863287735 |  | INVESTOR | 25 | 3086 | 1 | 2019-06-03 | 2019-05-13 | NC01 | 50
2 | PUTNAM | NED | CSAUNDERS@HALLMARKCO.COM; twofoldwater@gmail.com | 2544434 | COMMUNITY | CHLORINATION; AERATION FOR REMOVAL OF ANY SECONDARY CONTAMINANT, SULFIDE, OR ANY UNREGULATED CONTAMINANT; CORROSION CONTROL INHIBITOR ADDITION; HYPOCHLORINATION; IRON OR MANGANESE SEQUESTRATION; OR ULTRAVIOLET RADIATION. THE LEAD/CHIEF OPERATOR MUST BE CLASS D OR HIGHER. 50,000 GPD UP TO 0.25 MGD-STAFFING BY CLASS D OR HIGHER OPERATOR: 3 VISITS/WEEK ON NONCONSECUTIVE DAYS FOR A TOTAL OF 0.3 HOUR/WEEK. LESS THAN 50,000 GPD-STAFFING BY A CLASS D OR HIGHER OPERATOR: 2 VISITS/WEEK ON NONCONSECUTIVE DAYS FOR A TOTAL OF 0.2 HOUR/WEEK. THERE SHALL BE NO MORE THAN 5 DAYS BETWEEN THE LAST VISIT IN ONE WEEK AND THE FIRST VISIT IN THE NEXT WEEK. | N | Y | WESTWOOD VILLAGE APARTMENTS | 156 WESTWOOD DRIVE |  | INTERLACHEN | FL | 32148 |  | 3866842360 |  | DEENA CUMBO | CHRISTINA SAUNDERS | 156 WESTWOOD DRIVE |  | INTERLACHEN | FL | 32148 |  | 3866842360 |  | INVESTOR | 55 | 14000 | 40 | 2019-02-07 | 2021-03-03 | DC06 | 100
2 | PUTNAM | NED |  | 2544435 | NONCOMMUNITY | CHLORINATION; AERATION FOR REMOVAL OF ANY SECONDARY CONTAMINANT, SULFIDE, OR ANY UNREGULATED CONTAMINANT; CORROSION CONTROL INHIBITOR ADDITION; HYPOCHLORINATION; IRON OR MANGANESE SEQUESTRATION; OR ULTRAVIOLET RADIATION. THE LEAD/CHIEF OPERATOR MUST BE CLASS D OR HIGHER. 50,000 GPD UP TO 0.25 MGD-STAFFING BY CLASS D OR HIGHER OPERATOR: 3 VISITS/WEEK ON NONCONSECUTIVE DAYS FOR A TOTAL OF 0.3 HOUR/WEEK. LESS THAN 50,000 GPD-STAFFING BY A CLASS D OR HIGHER OPERATOR: 2 VISITS/WEEK ON NONCONSECUTIVE DAYS FOR A TOTAL OF 0.2 HOUR/WEEK. THERE SHALL BE NO MORE THAN 5 DAYS BETWEEN THE LAST VISIT IN ONE WEEK AND THE FIRST VISIT IN THE NEXT WEEK. | N | Y | RODMAN WATER SYSTEM | 410 RODMAN DAM RD |  | PALATKA | FL | 32178 |  | 3863293575 |  | BRAD MERRY | BRAD MERRY | 410 RODMAN DAM ROAD |  | PALATKA | FL | 32177 |  | 3869373570 |  | DEP (STATE PARK OR STATE REC AREA) | 25 | 8982 | 3 | 2016-08-10 | 2021-06-16 | NC01 | 50
2 | PUTNAM | NED | sam.willis@putnam-fl.com | 2544444 | COMMUNITY | MEMBRANE PROCESSES, INCLUDING ELECTRODIALYSIS, ELECTRODIALYSIS REVERSAL, MICROFILTRATION, ULTRAFILTRATION, NANOFILTRATION, AND REVERSE OSMOSIS. THE LEAD/CHIEF OPERATOR MUST BE CLASS C OR HIGHER. 0.5 MGD UP TO 1.0 MGD-STAFFING BY CLASS C OR HIGHER OPERATOR: 6 HOURS/DAY FOR 5 DAYS/WEEK AND ONE VISIT ON EACH WEEKEND DAY. 0.1 MGD UP TO 0.5 MGD-STAFFING BY CLASS C OR HIGHER OPERATOR: 3 HOURS/DAY FOR 5 DAYS/WEEK AND ONE VISIT ON EACH WEEKEND DAY. LESS THAN 0.1 MGD-STAFFING BY CLASS C OR HIGHER OPERATOR: 1 HOUR/DAY FOR 5 DAYS/WEEK AND ONE VISIT ON EACH WEEKEND DAY. | N | Y | EAST PUTNAM REGIONAL | 223 PUTNAM COUNTY BLVD |  | EAST PALATKA | FL | 32131 |  | 3869161373 |  | SAM WILLIS | MIKE TROXEL | PO BOX 310 |  | EAST PALATKA | FL | 32131 |  | 3863290346 |  | CITY | 1500 | 930000 | 965 | 2018-06-27 | 2021-03-23 | DC04 | 1000
2 | PUTNAM | NED |  | 2544447 | NONCOMMUNITY | CHLORINATION; AERATION FOR REMOVAL OF ANY SECONDARY CONTAMINANT, SULFIDE, OR ANY UNREGULATED CONTAMINANT; CORROSION CONTROL INHIBITOR ADDITION; HYPOCHLORINATION; IRON OR MANGANESE SEQUESTRATION; OR ULTRAVIOLET RADIATION. THE LEAD/CHIEF OPERATOR MUST BE CLASS D OR HIGHER. 50,000 GPD UP TO 0.25 MGD-STAFFING BY CLASS D OR HIGHER OPERATOR: 3 VISITS/WEEK ON NONCONSECUTIVE DAYS FOR A TOTAL OF 0.3 HOUR/WEEK. LESS THAN 50,000 GPD-STAFFING BY A CLASS D OR HIGHER OPERATOR: 2 VISITS/WEEK ON NONCONSECUTIVE DAYS FOR A TOTAL OF 0.2 HOUR/WEEK. THERE SHALL BE NO MORE THAN 5 DAYS BETWEEN THE LAST VISIT IN ONE WEEK AND THE FIRST VISIT IN THE NEXT WEEK. | N | Y | LUTHER SPRINGS | 264 LAKE VAUSE ROAD |  | HAWTHORNE | FL | 32460 |  | 3525465554 |  | SARAH ANDERSON | BECKY MAXWELL | 28 SPRUCE ST. |  | ARDEN | NC | 28704 |  | 8286842361 |  | INVESTOR | 25 | 19414 | 17 | 2015-02-19 | 2019-09-20 | NC01 | 50
2 | PUTNAM | NED | twofoldwater@gmail.com | 2544448 | NONCOMMUNITY | CHLORINATION; AERATION FOR REMOVAL OF ANY SECONDARY CONTAMINANT, SULFIDE, OR ANY UNREGULATED CONTAMINANT; CORROSION CONTROL INHIBITOR ADDITION; HYPOCHLORINATION; IRON OR MANGANESE SEQUESTRATION; OR ULTRAVIOLET RADIATION. THE LEAD/CHIEF OPERATOR MUST BE CLASS D OR HIGHER. 50,000 GPD UP TO 0.25 MGD-STAFFING BY CLASS D OR HIGHER OPERATOR: 3 VISITS/WEEK ON NONCONSECUTIVE DAYS FOR A TOTAL OF 0.3 HOUR/WEEK. LESS THAN 50,000 GPD-STAFFING BY A CLASS D OR HIGHER OPERATOR: 2 VISITS/WEEK ON NONCONSECUTIVE DAYS FOR A TOTAL OF 0.2 HOUR/WEEK. THERE SHALL BE NO MORE THAN 5 DAYS BETWEEN THE LAST VISIT IN ONE WEEK AND THE FIRST VISIT IN THE NEXT WEEK. | N | Y | CARIBBEAN PLAZA | 103-1 CHEYENNE AVE |  | INTERLACHEN | FL | 32148 |  | 3866843385 |  | DAVID IRIZZARY / CAROL SHERMAN | CAROL SHERMAN | PO BOX 787 |  | INTERLACHEN | FL | 32148 | 787 | 3866843385 |  | INVESTOR | 25 | 9587 | 1 | 2019-09-11 | 2018-08-21 | NC01 | 50
2 | PUTNAM | NED | twofoldwater@gmail.com | 2544450 | NONCOMMUNITY | CHLORINATION; AERATION FOR REMOVAL OF ANY SECONDARY CONTAMINANT, SULFIDE, OR ANY UNREGULATED CONTAMINANT; CORROSION CONTROL INHIBITOR ADDITION; HYPOCHLORINATION; IRON OR MANGANESE SEQUESTRATION; OR ULTRAVIOLET RADIATION. THE LEAD/CHIEF OPERATOR MUST BE CLASS D OR HIGHER. 50,000 GPD UP TO 0.25 MGD-STAFFING BY CLASS D OR HIGHER OPERATOR: 3 VISITS/WEEK ON NONCONSECUTIVE DAYS FOR A TOTAL OF 0.3 HOUR/WEEK. LESS THAN 50,000 GPD-STAFFING BY A CLASS D OR HIGHER OPERATOR: 2 VISITS/WEEK ON NONCONSECUTIVE DAYS FOR A TOTAL OF 0.2 HOUR/WEEK. THERE SHALL BE NO MORE THAN 5 DAYS BETWEEN THE LAST VISIT IN ONE WEEK AND THE FIRST VISIT IN THE NEXT WEEK. | N | Y | RIVER'S EDGE RV PARK | 1393 CR 309 |  | GEORGETOWN | FL | 32139 |  | 3864677147 |  | JANETTE AND RUDOLF KAISER | JANETTE AND RUDOLF KAISER | 1393 CR 309 |  | GEORGETOWN | FL | 32139 |  | 3864677147 |  | INVESTOR | 50 | 25406 | 43 | 2019-04-12 | 2019-02-21 | NC01 | 50
2 | PUTNAM | NED | CHRIS_RUSSELL@AQUEDUCENVIRONMENTAL.COM | 2544454 | NONTRANSIENT NONCOMMUNITY | CHLORINATION; AERATION FOR REMOVAL OF ANY SECONDARY CONTAMINANT, SULFIDE, OR ANY UNREGULATED CONTAMINANT; CORROSION CONTROL INHIBITOR ADDITION; HYPOCHLORINATION; IRON OR MANGANESE SEQUESTRATION; OR ULTRAVIOLET RADIATION. THE LEAD/CHIEF OPERATOR MUST BE CLASS D OR HIGHER. 50,000 GPD UP TO 0.25 MGD-STAFFING BY CLASS D OR HIGHER OPERATOR: 3 VISITS/WEEK ON NONCONSECUTIVE DAYS FOR A TOTAL OF 0.3 HOUR/WEEK. LESS THAN 50,000 GPD-STAFFING BY A CLASS D OR HIGHER OPERATOR: 2 VISITS/WEEK ON NONCONSECUTIVE DAYS FOR A TOTAL OF 0.2 HOUR/WEEK. THERE SHALL BE NO MORE THAN 5 DAYS BETWEEN THE LAST VISIT IN ONE WEEK AND THE FIRST VISIT IN THE NEXT WEEK. | N | Y | WALKER HEAD START CENTER | 157 SOUTH CR 21 |  | HAWTHORNE | FL | 32460 |  | 3524811930 |  | VALARIA MURRAY | MIKE FACUNDO | 402 W. MAIN ST. |  | IMMOKALEE | FL | 34142 |  | 2396583560 |  | INVESTOR | 79 | 9502 | 2 | 2017-07-14 | 2020-09-16 | NTNC | 100
2 | PUTNAM | NED | elmerarcenal@yahoo.com | 2544457 | NONTRANSIENT NONCOMMUNITY | CHLORINATION; AERATION FOR REMOVAL OF ANY SECONDARY CONTAMINANT, SULFIDE, OR ANY UNREGULATED CONTAMINANT; CORROSION CONTROL INHIBITOR ADDITION; HYPOCHLORINATION; IRON OR MANGANESE SEQUESTRATION; OR ULTRAVIOLET RADIATION. THE LEAD/CHIEF OPERATOR MUST BE CLASS D OR HIGHER. 50,000 GPD UP TO 0.25 MGD-STAFFING BY CLASS D OR HIGHER OPERATOR: 3 VISITS/WEEK ON NONCONSECUTIVE DAYS FOR A TOTAL OF 0.3 HOUR/WEEK. LESS THAN 50,000 GPD-STAFFING BY A CLASS D OR HIGHER OPERATOR: 2 VISITS/WEEK ON NONCONSECUTIVE DAYS FOR A TOTAL OF 0.2 HOUR/WEEK. THERE SHALL BE NO MORE THAN 5 DAYS BETWEEN THE LAST VISIT IN ONE WEEK AND THE FIRST VISIT IN THE NEXT WEEK. | N | Y | RCNAL, LLC | 422 PLEASANT STREET |  | POMONA PARK | FL | 32181 |  | 3866491172 |  | ELMER ARCENAL | ELMER ARCENAL | 422 PLEASANT STREET |  | POMONA PARK | FL | 32181 |  | 3866491172 |  | INVESTOR | 36 | 9281 | 1 | 2016-12-28 | 2019-11-22 | NTNC | 100
2 | PUTNAM | NED |  | 2544458 | NONCOMMUNITY | CHLORINATION; AERATION FOR REMOVAL OF ANY SECONDARY CONTAMINANT, SULFIDE, OR ANY UNREGULATED CONTAMINANT; CORROSION CONTROL INHIBITOR ADDITION; HYPOCHLORINATION; IRON OR MANGANESE SEQUESTRATION; OR ULTRAVIOLET RADIATION. THE LEAD/CHIEF OPERATOR MUST BE CLASS D OR HIGHER. 50,000 GPD UP TO 0.25 MGD-STAFFING BY CLASS D OR HIGHER OPERATOR: 3 VISITS/WEEK ON NONCONSECUTIVE DAYS FOR A TOTAL OF 0.3 HOUR/WEEK. LESS THAN 50,000 GPD-STAFFING BY A CLASS D OR HIGHER OPERATOR: 2 VISITS/WEEK ON NONCONSECUTIVE DAYS FOR A TOTAL OF 0.2 HOUR/WEEK. THERE SHALL BE NO MORE THAN 5 DAYS BETWEEN THE LAST VISIT IN ONE WEEK AND THE FIRST VISIT IN THE NEXT WEEK. | N | Y | GATEWAY FISHING CAMP | 229 FORT GATES FERRY ROAD |  | CRESCENT CITY | FL | 32112 | 4611 |  |  | DALE JONES | MR. RICHARD HACKETT | 229 FORT GATES FERRY ROAD |  | CRESCENT CITY | FL | 32112 | 4611 | 3864672411 |  | INVESTOR | 25 | 1680 | 25 | 2009-08-05 | 2019-02-06 | NC01 | 50
2 | PUTNAM | NED | JAMES.CHAVIS@CONTINENTAL-BP.COM; twofoldwater@gmail.com | 2544460 | NONTRANSIENT NONCOMMUNITY | CHLORINATION; AERATION FOR REMOVAL OF ANY SECONDARY CONTAMINANT, SULFIDE, OR ANY UNREGULATED CONTAMINANT; CORROSION CONTROL INHIBITOR ADDITION; HYPOCHLORINATION; IRON OR MANGANESE SEQUESTRATION; OR ULTRAVIOLET RADIATION. THE LEAD/CHIEF OPERATOR MUST BE CLASS C OR HIGHER. 5.0 MGD AND ABOVE-STAFFING BY CLASS C OR HIGHER OPERATOR: 6 HOURS/DAY FOR 5 DAYS/WEEK AND ONE VISIT ON EACH WEEKEND DAY. 3.0 MGD UP TO 5.0 MGD-STAFFING BY CLASS C OR HIGHER OPERATOR: 1 HOUR/DAY FOR 5 DAYS/WEEK AND ONE VISIT ON EACH WEEKEND DAY. 0.25 MGD UP TO 3.0 MGD-STAFFING BY CLASS C OR HIGHER OPERATOR: 5 VISITS/WEEK AND ONE VISIT EACH WEEKEND FOR A TOTAL OF 0.6 HOUR/WEEK. | N | Y | CONTINENTAL BUILDING PRODUCTS LLC | 886 NORTH HIGHWAY 17 |  | PALATKA | FL | 32177 |  | 3863255766 |  | JAMES CHAVIS | JAMES CHAVIS | 20 MOORES ROAD |  | MALVERN | PA | 19355 |  | 3863255766 | 154 | INVESTOR | 140 | 907200 | 3 | 2017-01-30 | 2019-08-22 | NTNC | 100
2 | PUTNAM | NED | alicia1aicila@gmail.com | 2544461 | NONCOMMUNITY | CHLORINATION; AERATION FOR REMOVAL OF ANY SECONDARY CONTAMINANT, SULFIDE, OR ANY UNREGULATED CONTAMINANT; CORROSION CONTROL INHIBITOR ADDITION; HYPOCHLORINATION; IRON OR MANGANESE SEQUESTRATION; OR ULTRAVIOLET RADIATION. THE LEAD/CHIEF OPERATOR MUST BE CLASS D OR HIGHER. 50,000 GPD UP TO 0.25 MGD-STAFFING BY CLASS D OR HIGHER OPERATOR: 3 VISITS/WEEK ON NONCONSECUTIVE DAYS FOR A TOTAL OF 0.3 HOUR/WEEK. LESS THAN 50,000 GPD-STAFFING BY A CLASS D OR HIGHER OPERATOR: 2 VISITS/WEEK ON NONCONSECUTIVE DAYS FOR A TOTAL OF 0.2 HOUR/WEEK. THERE SHALL BE NO MORE THAN 5 DAYS BETWEEN THE LAST VISIT IN ONE WEEK AND THE FIRST VISIT IN THE NEXT WEEK. | N | Y | ABUNDANT LIFE MINISTRIES | 890 HIGHWAY 19 NORTH |  | PALATKA | FL | 32177 |  |  |  | CARLOS GARCIA | PASTOR CHAD WILLIS | 890 US 19 NORTH |  | PALATKA | FL | 32177 |  | 3863252795 |  | OTHER | 100 | 3750 | 1 | 2019-10-07 | 2019-09-11 | NC01 | 50
2 | PUTNAM | NED | ponslori@att.net | 2544463 | NONCOMMUNITY | CHLORINATION; AERATION FOR REMOVAL OF ANY SECONDARY CONTAMINANT, SULFIDE, OR ANY UNREGULATED CONTAMINANT; CORROSION CONTROL INHIBITOR ADDITION; HYPOCHLORINATION; IRON OR MANGANESE SEQUESTRATION; OR ULTRAVIOLET RADIATION. THE LEAD/CHIEF OPERATOR MUST BE CLASS D OR HIGHER. 50,000 GPD UP TO 0.25 MGD-STAFFING BY CLASS D OR HIGHER OPERATOR: 3 VISITS/WEEK ON NONCONSECUTIVE DAYS FOR A TOTAL OF 0.3 HOUR/WEEK. LESS THAN 50,000 GPD-STAFFING BY A CLASS D OR HIGHER OPERATOR: 2 VISITS/WEEK ON NONCONSECUTIVE DAYS FOR A TOTAL OF 0.2 HOUR/WEEK. THERE SHALL BE NO MORE THAN 5 DAYS BETWEEN THE LAST VISIT IN ONE WEEK AND THE FIRST VISIT IN THE NEXT WEEK. | N | Y | TRINITY BAPTIST CHURCH | 5021 SILVER LAKE DRIVE |  | PALATKA | FL | 32178 | 7982 | 3863286853 |  | PASTOR WILLIE MCKINNON | PASTOR WILLIE MCKINNON | 5021 SILVER LAKE ROAD |  | PALATKA | FL | 32177 | 7982 | 3869832963 |  | OTHER | 25 | 9257 | 3 | 2019-07-01 | 2019-03-20 | NC01 | 50
2 | PUTNAM | NED | twofoldwater@gmail.com | 2544467 | NONTRANSIENT NONCOMMUNITY | CHLORINATION; AERATION FOR REMOVAL OF ANY SECONDARY CONTAMINANT, SULFIDE, OR ANY UNREGULATED CONTAMINANT; CORROSION CONTROL INHIBITOR ADDITION; HYPOCHLORINATION; IRON OR MANGANESE SEQUESTRATION; OR ULTRAVIOLET RADIATION. THE LEAD/CHIEF OPERATOR MUST BE CLASS D OR HIGHER. 50,000 GPD UP TO 0.25 MGD-STAFFING BY CLASS D OR HIGHER OPERATOR: 3 VISITS/WEEK ON NONCONSECUTIVE DAYS FOR A TOTAL OF 0.3 HOUR/WEEK. LESS THAN 50,000 GPD-STAFFING BY A CLASS D OR HIGHER OPERATOR: 2 VISITS/WEEK ON NONCONSECUTIVE DAYS FOR A TOTAL OF 0.2 HOUR/WEEK. THERE SHALL BE NO MORE THAN 5 DAYS BETWEEN THE LAST VISIT IN ONE WEEK AND THE FIRST VISIT IN THE NEXT WEEK. | N | Y | EDGAR MINERALS, INC. | 651 KEUKA ROAD |  | HAWTHORNE | FL | 32640 |  | 3524812421 |  | MITCHELL GURR | MITCHELL GURR | 651 KEUKA ROAD |  | HAWTHORNE | FL | 32640 |  | 8632241120 |  | UNKNOWN | 44 | 13499 | 6 | 2018-03-21 | 2021-03-03 | NTNC | 100
2 | PUTNAM | NED | SGATTSHALL@MY.PUTNAMSCHOOLS.ORG | 2544468 | NONTRANSIENT NONCOMMUNITY | CHLORINATION; AERATION FOR REMOVAL OF ANY SECONDARY CONTAMINANT, SULFIDE, OR ANY UNREGULATED CONTAMINANT; CORROSION CONTROL INHIBITOR ADDITION; HYPOCHLORINATION; IRON OR MANGANESE SEQUESTRATION; OR ULTRAVIOLET RADIATION. THE LEAD/CHIEF OPERATOR MUST BE CLASS D OR HIGHER. 50,000 GPD UP TO 0.25 MGD-STAFFING BY CLASS D OR HIGHER OPERATOR: 3 VISITS/WEEK ON NONCONSECUTIVE DAYS FOR A TOTAL OF 0.3 HOUR/WEEK. LESS THAN 50,000 GPD-STAFFING BY A CLASS D OR HIGHER OPERATOR: 2 VISITS/WEEK ON NONCONSECUTIVE DAYS FOR A TOTAL OF 0.2 HOUR/WEEK. THERE SHALL BE NO MORE THAN 5 DAYS BETWEEN THE LAST VISIT IN ONE WEEK AND THE FIRST VISIT IN THE NEXT WEEK. | N | Y | Q.I. ROBERTS MIDDLE SCHOOL | 910 STATE ROAD 100 |  | FLORAHOME | FL | 32131 |  | 3866591737 |  | JOHN CHASTAIN | RICK SURRENCY | 200 REID ST. |  | PALATKA | FL | 32177 |  | 3863290602 | 221 | COUNTY | 505 | 144000 | 12 | 2016-06-10 | 2019-08-16 | NTNC | 100
2 | PUTNAM | NED | LittleChildSteps@outlook.com; MANAGER@BIOMETRICUTILITY.COM | 2544470 | NONTRANSIENT NONCOMMUNITY | CHLORINATION; AERATION FOR REMOVAL OF ANY SECONDARY CONTAMINANT, SULFIDE, OR ANY UNREGULATED CONTAMINANT; CORROSION CONTROL INHIBITOR ADDITION; HYPOCHLORINATION; IRON OR MANGANESE SEQUESTRATION; OR ULTRAVIOLET RADIATION. THE LEAD/CHIEF OPERATOR MUST BE CLASS D OR HIGHER. 50,000 GPD UP TO 0.25 MGD-STAFFING BY CLASS D OR HIGHER OPERATOR: 3 VISITS/WEEK ON NONCONSECUTIVE DAYS FOR A TOTAL OF 0.3 HOUR/WEEK. LESS THAN 50,000 GPD-STAFFING BY A CLASS D OR HIGHER OPERATOR: 2 VISITS/WEEK ON NONCONSECUTIVE DAYS FOR A TOTAL OF 0.2 HOUR/WEEK. THERE SHALL BE NO MORE THAN 5 DAYS BETWEEN THE LAST VISIT IN ONE WEEK AND THE FIRST VISIT IN THE NEXT WEEK. | N | Y | LITTLE STEPS CHILD LEARNING | 461 OLD HIGHWAY 17 |  | CRESCENT CITY | FL | 32112 |  | 3867490700 |  | GRISELDA PEREZ | AURORA GOMEZ | 461 OLD HWY 17 |  | CRESCENT CITY | FL | 32112 |  | 3866821344 |  | OTHER | 75 | 9380 | 1 | 2017-08-28 | 2020-03-10 | NTNC | 100
2 | PUTNAM | NED |  | 2544479 | NONCOMMUNITY | CHLORINATION; AERATION FOR REMOVAL OF ANY SECONDARY CONTAMINANT, SULFIDE, OR ANY UNREGULATED CONTAMINANT; CORROSION CONTROL INHIBITOR ADDITION; HYPOCHLORINATION; IRON OR MANGANESE SEQUESTRATION; OR ULTRAVIOLET RADIATION. THE LEAD/CHIEF OPERATOR MUST BE CLASS D OR HIGHER. 50,000 GPD UP TO 0.25 MGD-STAFFING BY CLASS D OR HIGHER OPERATOR: 3 VISITS/WEEK ON NONCONSECUTIVE DAYS FOR A TOTAL OF 0.3 HOUR/WEEK. LESS THAN 50,000 GPD-STAFFING BY A CLASS D OR HIGHER OPERATOR: 2 VISITS/WEEK ON NONCONSECUTIVE DAYS FOR A TOTAL OF 0.2 HOUR/WEEK. THERE SHALL BE NO MORE THAN 5 DAYS BETWEEN THE LAST VISIT IN ONE WEEK AND THE FIRST VISIT IN THE NEXT WEEK. | N | Y | A K FOOD STORE | 287 STATE ROAD 207 |  | EAST PALATKA | FL | 32131 |  | 3865305334 |  | ULKA BRAHMBHATT | ULKA BRAHMBHATT | 287 SR 207 |  | EAST PALATKA | FL | 32131 |  | 3863836753 |  | INVESTOR | 100 | 7200 | 1 | 2015-06-03 | 2020-02-11 | NC01 | 50
2 | PUTNAM | NED | BACKWOODS888@YAHOO.COM | 2544480 | NONCOMMUNITY | CHLORINATION; AERATION FOR REMOVAL OF ANY SECONDARY CONTAMINANT, SULFIDE, OR ANY UNREGULATED CONTAMINANT; CORROSION CONTROL INHIBITOR ADDITION; HYPOCHLORINATION; IRON OR MANGANESE SEQUESTRATION; OR ULTRAVIOLET RADIATION. THE LEAD/CHIEF OPERATOR MUST BE CLASS D OR HIGHER. 50,000 GPD UP TO 0.25 MGD-STAFFING BY CLASS D OR HIGHER OPERATOR: 3 VISITS/WEEK ON NONCONSECUTIVE DAYS FOR A TOTAL OF 0.3 HOUR/WEEK. LESS THAN 50,000 GPD-STAFFING BY A CLASS D OR HIGHER OPERATOR: 2 VISITS/WEEK ON NONCONSECUTIVE DAYS FOR A TOTAL OF 0.2 HOUR/WEEK. THERE SHALL BE NO MORE THAN 5 DAYS BETWEEN THE LAST VISIT IN ONE WEEK AND THE FIRST VISIT IN THE NEXT WEEK. | N | Y | BACKWOODS SMOKEHOUSE | 888 COUNTY ROAD 310 |  | INTERLACHEN | FL | 32148 |  | 3866844795 |  | JEANIE W. LEE | JEANIE W. LEE | 888 CR-310 |  | INTERLACHEN | FL | 32148 |  | 3866844795 |  | INVESTOR | 50 | 4685 | 1 | 2018-09-05 | 2018-08-07 | NC01 | 50
2 | PUTNAM | NED | southputnamchurch@windstream.net | 2544482 | NONCOMMUNITY | CHLORINATION; AERATION FOR REMOVAL OF ANY SECONDARY CONTAMINANT, SULFIDE, OR ANY UNREGULATED CONTAMINANT; CORROSION CONTROL INHIBITOR ADDITION; HYPOCHLORINATION; IRON OR MANGANESE SEQUESTRATION; OR ULTRAVIOLET RADIATION. THE LEAD/CHIEF OPERATOR MUST BE CLASS D OR HIGHER. 50,000 GPD UP TO 0.25 MGD-STAFFING BY CLASS D OR HIGHER OPERATOR: 3 VISITS/WEEK ON NONCONSECUTIVE DAYS FOR A TOTAL OF 0.3 HOUR/WEEK. LESS THAN 50,000 GPD-STAFFING BY A CLASS D OR HIGHER OPERATOR: 2 VISITS/WEEK ON NONCONSECUTIVE DAYS FOR A TOTAL OF 0.2 HOUR/WEEK. THERE SHALL BE NO MORE THAN 5 DAYS BETWEEN THE LAST VISIT IN ONE WEEK AND THE FIRST VISIT IN THE NEXT WEEK. | N | Y | SOUTH PUTNAM CHURCH | 114 AMOS ROAD |  | CRESCENT CITY | FL | 32112 |  | 3866981054 |  | PASTOR DANIEL JONES | PASTOR DANIEL JONES | 114 AMOS ROAD |  | CRESCENT CITY | FL | 32112 |  | 3865591243 |  | INVESTOR | 100 | 1000 | 1 | 2015-08-28 | 2020-09-10 | NC01 | 50
2 | PUTNAM | NED | CROSSROADCOMMUNITY@GMAIL.COM | 2544483 | NONCOMMUNITY | CHLORINATION; AERATION FOR REMOVAL OF ANY SECONDARY CONTAMINANT, SULFIDE, OR ANY UNREGULATED CONTAMINANT; CORROSION CONTROL INHIBITOR ADDITION; HYPOCHLORINATION; IRON OR MANGANESE SEQUESTRATION; OR ULTRAVIOLET RADIATION. THE LEAD/CHIEF OPERATOR MUST BE CLASS D OR HIGHER. 50,000 GPD UP TO 0.25 MGD-STAFFING BY CLASS D OR HIGHER OPERATOR: 3 VISITS/WEEK ON NONCONSECUTIVE DAYS FOR A TOTAL OF 0.3 HOUR/WEEK. LESS THAN 50,000 GPD-STAFFING BY A CLASS D OR HIGHER OPERATOR: 2 VISITS/WEEK ON NONCONSECUTIVE DAYS FOR A TOTAL OF 0.2 HOUR/WEEK. THERE SHALL BE NO MORE THAN 5 DAYS BETWEEN THE LAST VISIT IN ONE WEEK AND THE FIRST VISIT IN THE NEXT WEEK. | N | Y | CROSS ROAD COMMUNITY CHURCH | 117 PINE TREE ROAD |  | EAST PALATKA | FL | 32131 |  | 3863261177 |  | BRAD RICHARDSON | BRAD RICHARDSON | 117 PINE TREE ROAD |  | EAST PALATKA | FL | 32131 |  | 3863261177 |  | OTHER | 145 | 1000 | 1 | 2018-09-26 | 2021-06-17 | NC01 | 50
2 | PUTNAM | NED | Manager@biometricutility.com | 2544484 | NONCOMMUNITY | CHLORINATION; AERATION FOR REMOVAL OF ANY SECONDARY CONTAMINANT, SULFIDE, OR ANY UNREGULATED CONTAMINANT; CORROSION CONTROL INHIBITOR ADDITION; HYPOCHLORINATION; IRON OR MANGANESE SEQUESTRATION; OR ULTRAVIOLET RADIATION. THE LEAD/CHIEF OPERATOR MUST BE CLASS D OR HIGHER. 50,000 GPD UP TO 0.25 MGD-STAFFING BY CLASS D OR HIGHER OPERATOR: 3 VISITS/WEEK ON NONCONSECUTIVE DAYS FOR A TOTAL OF 0.3 HOUR/WEEK. LESS THAN 50,000 GPD-STAFFING BY A CLASS D OR HIGHER OPERATOR: 2 VISITS/WEEK ON NONCONSECUTIVE DAYS FOR A TOTAL OF 0.2 HOUR/WEEK. THERE SHALL BE NO MORE THAN 5 DAYS BETWEEN THE LAST VISIT IN ONE WEEK AND THE FIRST VISIT IN THE NEXT WEEK. | N | Y | DOLLAR GENERAL - FLORAHOME | 1115 SR 100 | <PHYSICAL ADDRESS> | FLORAHOME | FL | 32140 |  | 3866592013 |  | CARLOS TOLA JR. | KRISTIN ELLIOTT | 100 MISSION RIDGE |  | GOODLETTSVILLE | TN | 37072 |  | 6158555365 |  | INVESTOR | 25 | 900 | 1 | 2015-12-14 | 2020-02-11 | NC01 | 50
2 | PUTNAM | NED | dwbc@att.net | 2544485 | NONCOMMUNITY | CHLORINATION; AERATION FOR REMOVAL OF ANY SECONDARY CONTAMINANT, SULFIDE, OR ANY UNREGULATED CONTAMINANT; CORROSION CONTROL INHIBITOR ADDITION; HYPOCHLORINATION; IRON OR MANGANESE SEQUESTRATION; OR ULTRAVIOLET RADIATION. THE LEAD/CHIEF OPERATOR MUST BE CLASS D OR HIGHER. 50,000 GPD UP TO 0.25 MGD-STAFFING BY CLASS D OR HIGHER OPERATOR: 3 VISITS/WEEK ON NONCONSECUTIVE DAYS FOR A TOTAL OF 0.3 HOUR/WEEK. LESS THAN 50,000 GPD-STAFFING BY A CLASS D OR HIGHER OPERATOR: 2 VISITS/WEEK ON NONCONSECUTIVE DAYS FOR A TOTAL OF 0.2 HOUR/WEEK. THERE SHALL BE NO MORE THAN 5 DAYS BETWEEN THE LAST VISIT IN ONE WEEK AND THE FIRST VISIT IN THE NEXT WEEK. | N | Y | DUNHAM WOODS BAPTIST CHURCH | 151 HOOVER ROAD | -NON-DELIVERABLE ADDRESS- | HOLLISTER | FL | 32147 |  | 3863258165 |  | DONALD MCCARTHY | DALE ROGERS | PO BOX 94 |  | HOLLISTER | FL | 32147 |  | 3863261516 |  | OTHER | 50 | 954 | 1 | 2017-04-20 | 2021-09-03 | NC01 | 50
2 | PUTNAM | NED | TWOFOLDWATER@GMAIL.COM | 2544486 | NONCOMMUNITY | CHLORINATION; AERATION FOR REMOVAL OF ANY SECONDARY CONTAMINANT, SULFIDE, OR ANY UNREGULATED CONTAMINANT; CORROSION CONTROL INHIBITOR ADDITION; HYPOCHLORINATION; IRON OR MANGANESE SEQUESTRATION; OR ULTRAVIOLET RADIATION. THE LEAD/CHIEF OPERATOR MUST BE CLASS D OR HIGHER. 50,000 GPD UP TO 0.25 MGD-STAFFING BY CLASS D OR HIGHER OPERATOR: 3 VISITS/WEEK ON NONCONSECUTIVE DAYS FOR A TOTAL OF 0.3 HOUR/WEEK. LESS THAN 50,000 GPD-STAFFING BY A CLASS D OR HIGHER OPERATOR: 2 VISITS/WEEK ON NONCONSECUTIVE DAYS FOR A TOTAL OF 0.2 HOUR/WEEK. THERE SHALL BE NO MORE THAN 5 DAYS BETWEEN THE LAST VISIT IN ONE WEEK AND THE FIRST VISIT IN THE NEXT WEEK. | N | Y | DOLLAR GENERAL - SATSUMA | 1149 SOUTH HIGHWAY 17 |  | SATSUMA | FL | 32189 |  | 3864630370 |  | KRISTIN ELLIOTT | KRISTIN ELLIOTT | 100 MISSION RIDGE |  | GOODLETTSVILLE | TN | 37072 |  | 6158555365 |  | INVESTOR | 25 | 1805 | 1 | 2016-07-13 | 2020-10-22 | NC01 | 50
2 | PUTNAM | NED | pastor@myahm.org | 2544487 | NONTRANSIENT NONCOMMUNITY | CHLORINATION; AERATION FOR REMOVAL OF ANY SECONDARY CONTAMINANT, SULFIDE, OR ANY UNREGULATED CONTAMINANT; CORROSION CONTROL INHIBITOR ADDITION; HYPOCHLORINATION; IRON OR MANGANESE SEQUESTRATION; OR ULTRAVIOLET RADIATION. THE LEAD/CHIEF OPERATOR MUST BE CLASS D OR HIGHER. 50,000 GPD UP TO 0.25 MGD-STAFFING BY CLASS D OR HIGHER OPERATOR: 3 VISITS/WEEK ON NONCONSECUTIVE DAYS FOR A TOTAL OF 0.3 HOUR/WEEK. LESS THAN 50,000 GPD-STAFFING BY A CLASS D OR HIGHER OPERATOR: 2 VISITS/WEEK ON NONCONSECUTIVE DAYS FOR A TOTAL OF 0.2 HOUR/WEEK. THERE SHALL BE NO MORE THAN 5 DAYS BETWEEN THE LAST VISIT IN ONE WEEK AND THE FIRST VISIT IN THE NEXT WEEK. | N | Y | CRESCENT CITY CHRISTIAN ACADEMY | 2701 SOUTH US HIGHWAY 17 |  | CRESCENT CITY | FL | 32112 |  | 3866981133 |  | PHILIP HOBBS | PHILIP HOBBS | 2701 S. US 17 |  | CRESCENT CITY | FL | 32112 |  | 3866981133 |  | OTHER | 62 | 8099 | 2 | 2019-09-16 | 2020-12-22 | NTNC | 100
2 | PUTNAM | NED | twofoldwater@gmail.com | 2544488 | COMMUNITY | CHLORINATION; AERATION FOR REMOVAL OF ANY SECONDARY CONTAMINANT, SULFIDE, OR ANY UNREGULATED CONTAMINANT; CORROSION CONTROL INHIBITOR ADDITION; HYPOCHLORINATION; IRON OR MANGANESE SEQUESTRATION; OR ULTRAVIOLET RADIATION. THE LEAD/CHIEF OPERATOR MUST BE CLASS D OR HIGHER. 50,000 GPD UP TO 0.25 MGD-STAFFING BY CLASS D OR HIGHER OPERATOR: 3 VISITS/WEEK ON NONCONSECUTIVE DAYS FOR A TOTAL OF 0.3 HOUR/WEEK. LESS THAN 50,000 GPD-STAFFING BY A CLASS D OR HIGHER OPERATOR: 2 VISITS/WEEK ON NONCONSECUTIVE DAYS FOR A TOTAL OF 0.2 HOUR/WEEK. THERE SHALL BE NO MORE THAN 5 DAYS BETWEEN THE LAST VISIT IN ONE WEEK AND THE FIRST VISIT IN THE NEXT WEEK. | N | Y | KIRKWOOD ESTATES | 124 MILLER STREET |  | POMONA PARK | FL | 32181 |  | 9046557284 |  | HENRY LIU | HENRY LIU | 2311 HINSDALE DRIVE |  | KISSIMMEE | FL | 34741 |  | 4075723109 |  | SUBDIVISION | 45 | 39914 | 18 | 2018-08-08 | 2018-08-07 | DC06 | 100
2 | PUTNAM | NED |  | 2544489 | NONCOMMUNITY | CHLORINATION; AERATION FOR REMOVAL OF ANY SECONDARY CONTAMINANT, SULFIDE, OR ANY UNREGULATED CONTAMINANT; CORROSION CONTROL INHIBITOR ADDITION; HYPOCHLORINATION; IRON OR MANGANESE SEQUESTRATION; OR ULTRAVIOLET RADIATION. THE LEAD/CHIEF OPERATOR MUST BE CLASS D OR HIGHER. 50,000 GPD UP TO 0.25 MGD-STAFFING BY CLASS D OR HIGHER OPERATOR: 3 VISITS/WEEK ON NONCONSECUTIVE DAYS FOR A TOTAL OF 0.3 HOUR/WEEK. LESS THAN 50,000 GPD-STAFFING BY A CLASS D OR HIGHER OPERATOR: 2 VISITS/WEEK ON NONCONSECUTIVE DAYS FOR A TOTAL OF 0.2 HOUR/WEEK. THERE SHALL BE NO MORE THAN 5 DAYS BETWEEN THE LAST VISIT IN ONE WEEK AND THE FIRST VISIT IN THE NEXT WEEK. | N | Y | DOLLAR GENERAL - POMONA PARK | 1700 SOUTH HIGHWAY 17 |  | POMONA PARK | FL | 32181 |  | 3867558887 |  | KRISTIN ELLIOTT | KRISTIN ELLIOTT | 100 MISSION RIDGE |  | GOODLETTSVILLE | TN | 37072 |  | 6158555365 |  | INVESTOR | 25 | 1000 | 1 | 2017-09-22 | 2017-08-18 | NC01 | 50
2 | PUTNAM | NED |  | 2544490 | NONCOMMUNITY | CHLORINATION; AERATION FOR REMOVAL OF ANY SECONDARY CONTAMINANT, SULFIDE, OR ANY UNREGULATED CONTAMINANT; CORROSION CONTROL INHIBITOR ADDITION; HYPOCHLORINATION; IRON OR MANGANESE SEQUESTRATION; OR ULTRAVIOLET RADIATION. THE LEAD/CHIEF OPERATOR MUST BE CLASS D OR HIGHER. 50,000 GPD UP TO 0.25 MGD-STAFFING BY CLASS D OR HIGHER OPERATOR: 3 VISITS/WEEK ON NONCONSECUTIVE DAYS FOR A TOTAL OF 0.3 HOUR/WEEK. LESS THAN 50,000 GPD-STAFFING BY A CLASS D OR HIGHER OPERATOR: 2 VISITS/WEEK ON NONCONSECUTIVE DAYS FOR A TOTAL OF 0.2 HOUR/WEEK. THERE SHALL BE NO MORE THAN 5 DAYS BETWEEN THE LAST VISIT IN ONE WEEK AND THE FIRST VISIT IN THE NEXT WEEK. | N | Y | DOLLAR GENERAL - BOSTWICK | 1093 HWY 17 N |  | BOSTWICK | FL | 32177 |  | 6158554769 |  | KRISTIN ELLIOTT | KRISTIN ELLIOTT | 100 MISSION RIDGE |  | GOODLETTSVILLE | TN | 37072 |  | 6158555365 |  | INVESTOR | 25 | 1000 | 1 | 2018-04-10 | 2018-02-21 | NC01 | 50
2 | PUTNAM | NED |  | 2544491 | NONCOMMUNITY | CHLORINATION; AERATION FOR REMOVAL OF ANY SECONDARY CONTAMINANT, SULFIDE, OR ANY UNREGULATED CONTAMINANT; CORROSION CONTROL INHIBITOR ADDITION; HYPOCHLORINATION; IRON OR MANGANESE SEQUESTRATION; OR ULTRAVIOLET RADIATION. THE LEAD/CHIEF OPERATOR MUST BE CLASS D OR HIGHER. 50,000 GPD UP TO 0.25 MGD-STAFFING BY CLASS D OR HIGHER OPERATOR: 3 VISITS/WEEK ON NONCONSECUTIVE DAYS FOR A TOTAL OF 0.3 HOUR/WEEK. LESS THAN 50,000 GPD-STAFFING BY A CLASS D OR HIGHER OPERATOR: 2 VISITS/WEEK ON NONCONSECUTIVE DAYS FOR A TOTAL OF 0.2 HOUR/WEEK. THERE SHALL BE NO MORE THAN 5 DAYS BETWEEN THE LAST VISIT IN ONE WEEK AND THE FIRST VISIT IN THE NEXT WEEK. | N | Y | DOLLAR GENERAL - HAWTHORNE | 101 SOUTH CR 21 |  | HAWTHORNE | FL | 32640 |  | 6158554769 |  | KRISTIN ELLIOTT | KRISTIN ELLIOTT | 100 MISSION RIDGE |  | GOODLETTSVILLE | TN | 37072 |  | 6158555365 |  | INVESTOR | 25 | 1000 | 1 | 2017-08-16 | 2017-06-05 | NC01 | 50
2 | PUTNAM | NED | twofoldwater@gmail.com | 2544492 | NONCOMMUNITY | CHLORINATION; AERATION FOR REMOVAL OF ANY SECONDARY CONTAMINANT, SULFIDE, OR ANY UNREGULATED CONTAMINANT; CORROSION CONTROL INHIBITOR ADDITION; HYPOCHLORINATION; IRON OR MANGANESE SEQUESTRATION; OR ULTRAVIOLET RADIATION. THE LEAD/CHIEF OPERATOR MUST BE CLASS D OR HIGHER. 50,000 GPD UP TO 0.25 MGD-STAFFING BY CLASS D OR HIGHER OPERATOR: 3 VISITS/WEEK ON NONCONSECUTIVE DAYS FOR A TOTAL OF 0.3 HOUR/WEEK. LESS THAN 50,000 GPD-STAFFING BY A CLASS D OR HIGHER OPERATOR: 2 VISITS/WEEK ON NONCONSECUTIVE DAYS FOR A TOTAL OF 0.2 HOUR/WEEK. THERE SHALL BE NO MORE THAN 5 DAYS BETWEEN THE LAST VISIT IN ONE WEEK AND THE FIRST VISIT IN THE NEXT WEEK. | N | Y | DOLLAR GENERAL @ PENIEL ROAD | 409 WEST PENIEL ROAD |  | PALATKA | FL | 32177 |  | 3867558887 |  | KRISTIN ELLIOTT | KRISTIN ELLIOTT | 100 MISSION RIDGE |  | GOODLETTSVILLE | TN | 37072 |  | 6158555365 |  | INVESTOR | 25 | 1000 | 1 | 2018-06-28 | 2018-05-30 | NC01 | 50
2 | PUTNAM | NED |  | 2544493 | NONCOMMUNITY | CHLORINATION; AERATION FOR REMOVAL OF ANY SECONDARY CONTAMINANT, SULFIDE, OR ANY UNREGULATED CONTAMINANT; CORROSION CONTROL INHIBITOR ADDITION; HYPOCHLORINATION; IRON OR MANGANESE SEQUESTRATION; OR ULTRAVIOLET RADIATION. THE LEAD/CHIEF OPERATOR MUST BE CLASS D OR HIGHER. 50,000 GPD UP TO 0.25 MGD-STAFFING BY CLASS D OR HIGHER OPERATOR: 3 VISITS/WEEK ON NONCONSECUTIVE DAYS FOR A TOTAL OF 0.3 HOUR/WEEK. LESS THAN 50,000 GPD-STAFFING BY A CLASS D OR HIGHER OPERATOR: 2 VISITS/WEEK ON NONCONSECUTIVE DAYS FOR A TOTAL OF 0.2 HOUR/WEEK. THERE SHALL BE NO MORE THAN 5 DAYS BETWEEN THE LAST VISIT IN ONE WEEK AND THE FIRST VISIT IN THE NEXT WEEK. | N | Y | DOLLAR GENERAL HOLLISTER | 103 HOOVER ROAD |  | HOLLISTER | FL | 32145 |  | 3867558887 |  | KRISTIN ELLIOTT | KRISTIN ELLIOTT | 100 MISSION RIDGE |  | GOODLETTSVILLE | TN | 37072 |  | 6158555365 |  | INVESTOR | 25 | 1000 | 1 | 2018-09-10 | 2018-08-21 | NC01 | 50
2 | PUTNAM | NED | twofoldwater@gmail.com | 2544494 | NONCOMMUNITY | CHLORINATION; AERATION FOR REMOVAL OF ANY SECONDARY CONTAMINANT, SULFIDE, OR ANY UNREGULATED CONTAMINANT; CORROSION CONTROL INHIBITOR ADDITION; HYPOCHLORINATION; IRON OR MANGANESE SEQUESTRATION; OR ULTRAVIOLET RADIATION. THE LEAD/CHIEF OPERATOR MUST BE CLASS D OR HIGHER. 50,000 GPD UP TO 0.25 MGD-STAFFING BY CLASS D OR HIGHER OPERATOR: 3 VISITS/WEEK ON NONCONSECUTIVE DAYS FOR A TOTAL OF 0.3 HOUR/WEEK. LESS THAN 50,000 GPD-STAFFING BY A CLASS D OR HIGHER OPERATOR: 2 VISITS/WEEK ON NONCONSECUTIVE DAYS FOR A TOTAL OF 0.2 HOUR/WEEK. THERE SHALL BE NO MORE THAN 5 DAYS BETWEEN THE LAST VISIT IN ONE WEEK AND THE FIRST VISIT IN THE NEXT WEEK. | N | Y | MELROSE FOOD MART | 1647 STATE ROAD 100 |  | MELROSE | FL | 32666 |  | 3527270100 |  | RICK TISDALE, JR. | NAYTAMKUMAR PATEL | 1647 STATE ROAD 100 |  | MELROSE | FL | 32669 |  | 3527270102 |  | INVESTOR | 25 | 21600 | 1 | 2019-04-02 | 2019-02-26 | NC01 | 50
2 | PUTNAM | NED |  | 2544495 | NONCOMMUNITY | CHLORINATION; AERATION FOR REMOVAL OF ANY SECONDARY CONTAMINANT, SULFIDE, OR ANY UNREGULATED CONTAMINANT; CORROSION CONTROL INHIBITOR ADDITION; HYPOCHLORINATION; IRON OR MANGANESE SEQUESTRATION; OR ULTRAVIOLET RADIATION. THE LEAD/CHIEF OPERATOR MUST BE CLASS D OR HIGHER. 50,000 GPD UP TO 0.25 MGD-STAFFING BY CLASS D OR HIGHER OPERATOR: 3 VISITS/WEEK ON NONCONSECUTIVE DAYS FOR A TOTAL OF 0.3 HOUR/WEEK. LESS THAN 50,000 GPD-STAFFING BY A CLASS D OR HIGHER OPERATOR: 2 VISITS/WEEK ON NONCONSECUTIVE DAYS FOR A TOTAL OF 0.2 HOUR/WEEK. THERE SHALL BE NO MORE THAN 5 DAYS BETWEEN THE LAST VISIT IN ONE WEEK AND THE FIRST VISIT IN THE NEXT WEEK. | N | Y | INTERLACHEN LDS MEETINGHOUSE | 154 NORTH COUNTY ROAD 315 |  | INTERLACHEN | FL | 32148 |  | 3866841184 |  | ROY B. MCDANIEL | ROY B. MCDANIEL | NATURAL RESOURCES 12TH FLOOR | 50 E. NORTH TEMPLE STREET | SALT LAKE CITY | UT | 84150 | 12 | 8012404005 |  | OTHER | 25 | 0 | 1 | 2016-02-25 | 2020-11-24 | NC01 | 50
2 | PUTNAM | NED | MANAGER@BIOMETRICUTILITY.COM | 2544496 | NONCOMMUNITY | CHLORINATION; AERATION FOR REMOVAL OF ANY SECONDARY CONTAMINANT, SULFIDE, OR ANY UNREGULATED CONTAMINANT; CORROSION CONTROL INHIBITOR ADDITION; HYPOCHLORINATION; IRON OR MANGANESE SEQUESTRATION; OR ULTRAVIOLET RADIATION. THE LEAD/CHIEF OPERATOR MUST BE CLASS D OR HIGHER. 50,000 GPD UP TO 0.25 MGD-STAFFING BY CLASS D OR HIGHER OPERATOR: 3 VISITS/WEEK ON NONCONSECUTIVE DAYS FOR A TOTAL OF 0.3 HOUR/WEEK. LESS THAN 50,000 GPD-STAFFING BY A CLASS D OR HIGHER OPERATOR: 2 VISITS/WEEK ON NONCONSECUTIVE DAYS FOR A TOTAL OF 0.2 HOUR/WEEK. THERE SHALL BE NO MORE THAN 5 DAYS BETWEEN THE LAST VISIT IN ONE WEEK AND THE FIRST VISIT IN THE NEXT WEEK. | N | Y | DOLLAR GENERAL CRESCENT CITY | 129 CLIFTON ROAD |  | CRESCENT CITY | FL | 32112 |  | 3862024038 |  | KRISTIN ELLIOTT | KRISTIN ELLIOTT | 100 MISSION RIDGE |  | GOODLETTSVILLE | TN | 37072 |  | 6158555365 |  | INVESTOR | 25 | 1000 | 2 | 2016-10-28 | 2021-06-17 | NC01 | 50
2 | PUTNAM | NED | mudbog@hogwallermudbog.com | 2544497 | NONCOMMUNITY | CHLORINATION; AERATION FOR REMOVAL OF ANY SECONDARY CONTAMINANT, SULFIDE, OR ANY UNREGULATED CONTAMINANT; CORROSION CONTROL INHIBITOR ADDITION; HYPOCHLORINATION; IRON OR MANGANESE SEQUESTRATION; OR ULTRAVIOLET RADIATION. THE LEAD/CHIEF OPERATOR MUST BE CLASS D OR HIGHER. 50,000 GPD UP TO 0.25 MGD-STAFFING BY CLASS D OR HIGHER OPERATOR: 3 VISITS/WEEK ON NONCONSECUTIVE DAYS FOR A TOTAL OF 0.3 HOUR/WEEK. LESS THAN 50,000 GPD-STAFFING BY A CLASS D OR HIGHER OPERATOR: 2 VISITS/WEEK ON NONCONSECUTIVE DAYS FOR A TOTAL OF 0.2 HOUR/WEEK. THERE SHALL BE NO MORE THAN 5 DAYS BETWEEN THE LAST VISIT IN ONE WEEK AND THE FIRST VISIT IN THE NEXT WEEK. | N | Y | HOG WALLER MUD BOG WTP | 400 COUNTY ROAD 310 |  | PALATKA | FL | 32178 |  | 3869375551 |  |  | SKEET ALFORD | 3816 REID ST. |  | PALATKA | FL | 32177 |  | 3869375551 |  | OTHER | 25 | 21600 | 16 |  | 2017-09-27 | NC01 | 50
2 | PUTNAM | NED |  | 2544498 | NONCOMMUNITY | CHLORINATION; AERATION FOR REMOVAL OF ANY SECONDARY CONTAMINANT, SULFIDE, OR ANY UNREGULATED CONTAMINANT; CORROSION CONTROL INHIBITOR ADDITION; HYPOCHLORINATION; IRON OR MANGANESE SEQUESTRATION; OR ULTRAVIOLET RADIATION. THE LEAD/CHIEF OPERATOR MUST BE CLASS D OR HIGHER. 50,000 GPD UP TO 0.25 MGD-STAFFING BY CLASS D OR HIGHER OPERATOR: 3 VISITS/WEEK ON NONCONSECUTIVE DAYS FOR A TOTAL OF 0.3 HOUR/WEEK. LESS THAN 50,000 GPD-STAFFING BY A CLASS D OR HIGHER OPERATOR: 2 VISITS/WEEK ON NONCONSECUTIVE DAYS FOR A TOTAL OF 0.2 HOUR/WEEK. THERE SHALL BE NO MORE THAN 5 DAYS BETWEEN THE LAST VISIT IN ONE WEEK AND THE FIRST VISIT IN THE NEXT WEEK. | N | Y | ST. JOHN THE BAPTIST CATHOLIC CHURCH | 2725 S HWY 17 |  | CRESCENT CITY | FL | 32112 |  | 3866982055 |  |  | FATHER HERIBERTO VERGARA | POST OFFICE BOX 908 |  | CRESCENT | FL | 32112 |  | 3866982055 |  | INVESTOR | 25 | 14000 | 1 |  | 2019-11-22 | NC01 | 50
2 | ST. JOHNS | NED | PTIMONEY@CITYSTAUG.COM | 2550210 | COMMUNITY | CONVENTIONAL FILTRATION (COAGULATION, FLOCCULATION, SEDIMENTATION, AND FILTRATION); DIRECT FILTRATION, (COAGULATION AND FILTRATION); OR LIME SOFTENING 1.0 MGD UP TO 5.0 MGD. STAFFING BY CLASS C OR HIGHER OPERATOR: 16 HOURS/DAY FOR 7 DAYS/WEEK. THE LEAD/CHIEF OPERATOR MUST BE CLASS B OR HIGHER. | N | Y | ST. AUGUSTINE WS | 254 WEST KING STREET |  | ST. AUGUSTINE | FL | 32084 | 4043 | 9048251044 |  | PAT TIMONEY | TODD GRANT | P.O. BOX 210 |  | ST. AUGUSTINE | FL | 32085 |  | 9042094271 |  | MUNICIPALITY | 41874 | 6500000 | 17232 | 2016-03-04 | 2021-09-08 | DC02 | 4000
2 | ST. JOHNS | NED |  | 2550250 | COMMUNITY | CHLORINATION; AERATION FOR REMOVAL OF ANY SECONDARY CONTAMINANT, SULFIDE, OR ANY UNREGULATED CONTAMINANT; CORROSION CONTROL INHIBITOR ADDITION; HYPOCHLORINATION; IRON OR MANGANESE SEQUESTRATION; OR ULTRAVIOLET RADIATION. THE LEAD/CHIEF OPERATOR MUST BE CLASS D OR HIGHER. 50,000 GPD UP TO 0.25 MGD-STAFFING BY CLASS D OR HIGHER OPERATOR: 3 VISITS/WEEK ON NONCONSECUTIVE DAYS FOR A TOTAL OF 0.3 HOUR/WEEK. LESS THAN 50,000 GPD-STAFFING BY A CLASS D OR HIGHER OPERATOR: 2 VISITS/WEEK ON NONCONSECUTIVE DAYS FOR A TOTAL OF 0.2 HOUR/WEEK. THERE SHALL BE NO MORE THAN 5 DAYS BETWEEN THE LAST VISIT IN ONE WEEK AND THE FIRST VISIT IN THE NEXT WEEK. | N | Y | CYPRESS LANDING WTP | 117 CYPRESS LANDING ROAD |  | SAINT JOHNS | FL | 32259 |  | 9045717498 |  | LINDA MACKIE, PH.D. | LINDA MACKIE, PH.D. | 101 CYPRESS LANDING |  | SAINT JOHNS | FL | 32259 | 2870 | 9046136787 |  | INVESTOR | 38 | 33377 | 16 | 2017-01-16 | 2019-12-20 | DC06 | 100
2 | ST. JOHNS | NED | RENEE.PAOLINI@DEP.STATE.FL.US | 2550332 | NONCOMMUNITY | CHLORINATION; AERATION FOR REMOVAL OF ANY SECONDARY CONTAMINANT, SULFIDE, OR ANY UNREGULATED CONTAMINANT; CORROSION CONTROL INHIBITOR ADDITION; HYPOCHLORINATION; IRON OR MANGANESE SEQUESTRATION; OR ULTRAVIOLET RADIATION. THE LEAD/CHIEF OPERATOR MUST BE CLASS D OR HIGHER. 50,000 GPD UP TO 0.25 MGD-STAFFING BY CLASS D OR HIGHER OPERATOR: 3 VISITS/WEEK ON NONCONSECUTIVE DAYS FOR A TOTAL OF 0.3 HOUR/WEEK. LESS THAN 50,000 GPD-STAFFING BY A CLASS D OR HIGHER OPERATOR: 2 VISITS/WEEK ON NONCONSECUTIVE DAYS FOR A TOTAL OF 0.2 HOUR/WEEK. THERE SHALL BE NO MORE THAN 5 DAYS BETWEEN THE LAST VISIT IN ONE WEEK AND THE FIRST VISIT IN THE NEXT WEEK. | N | Y | FAVER-DYKES STATE PARK | 1000 FAVER-DYKES RD. |  | ST. AUGUSTINE | FL | 32086 |  | 9047940997 |  | RENEE PAOLINI | RENEE PAOLINI | 6400 N. OCEANSHORE BLVD. |  | PALM COAST | FL | 32137 |  | 3864466784 |  | DEP (STATE PARK OR STATE REC AREA) | 75 | 21514 | 40 | 2017-04-18 | 2017-03-29 | NC01 | 50
2 | ST. JOHNS | NED |  | 2550396 | COMMUNITY | NO TREATMENT--CONSECUTIVE SYSTEMS ONLY | N | Y | SJCU-FRUIT COVE OAKS WS | 1282 FRUIT COVE DRIVE SOUTH |  | FRUIT COVE | FL | 32259 |  | 9046697480 |  | BARRY STEWART | WILLIAM G. YOUNG | P.O. DRAWER 3006 |  | ST. AUGUSTINE | FL | 32085 |  | 9042092703 |  | UNKNOWN | 463 | 0 | 185 | 2017-02-13 | 2020-03-25 | PC01 | 50
2 | ST. JOHNS | NED |  | 2550476 | COMMUNITY | MEMBRANE PROCESSES, INCLUDING ELECTRODIALYSIS, ELECTRODIALYSIS REVERSAL, MICROFILTRATION, ULTRAFILTRATION, NANOFILTRATION, AND REVERSE OSMOSIS. THE LEAD/CHIEF OPERATOR MUST BE CLASS C OR HIGHER. 0.5 MGD UP TO 1.0 MGD-STAFFING BY CLASS C OR HIGHER OPERATOR: 6 HOURS/DAY FOR 5 DAYS/WEEK AND ONE VISIT ON EACH WEEKEND DAY. 0.1 MGD UP TO 0.5 MGD-STAFFING BY CLASS C OR HIGHER OPERATOR: 3 HOURS/DAY FOR 5 DAYS/WEEK AND ONE VISIT ON EACH WEEKEND DAY. LESS THAN 0.1 MGD-STAFFING BY CLASS C OR HIGHER OPERATOR: 1 HOUR/DAY FOR 5 DAYS/WEEK AND ONE VISIT ON EACH WEEKEND DAY. | N | Y | SJCU-HASTINGS WTP | 102 SOUTH DANCY AVENUE |  | HASTINGS | FL | 32145 |  | 9042092781 |  | BARRY STEWART | BILL YOUNG | 500 SAN SEBASTIAN VIEW |  | ST. AUGUSTINE | FL | 32084 |  | 9042092703 |  | MUNICIPALITY | 1075 | 220000 | 430 | 2015-05-26 | 2021-06-14 | DC05 | 500
2 | ST. JOHNS | NED | nbutilities@bellsouth.net nbu@aug.com; max917@bellsouth.net | 2550812 | COMMUNITY | MEMBRANE PROCESSES, INCLUDING ELECTRODIALYSIS, ELECTRODIALYSIS REVERSAL, MICROFILTRATION, ULTRAFILTRATION, NANOFILTRATION, AND REVERSE OSMOSIS. THE LEAD/CHIEF OPERATOR MUST BE CLASS C OR HIGHER. 0.5 MGD UP TO 1.0 MGD-STAFFING BY CLASS C OR HIGHER OPERATOR: 6 HOURS/DAY FOR 5 DAYS/WEEK AND ONE VISIT ON EACH WEEKEND DAY. 0.1 MGD UP TO 0.5 MGD-STAFFING BY CLASS C OR HIGHER OPERATOR: 3 HOURS/DAY FOR 5 DAYS/WEEK AND ONE VISIT ON EACH WEEKEND DAY. LESS THAN 0.1 MGD-STAFFING BY CLASS C OR HIGHER OPERATOR: 1 HOUR/DAY FOR 5 DAYS/WEEK AND ONE VISIT ON EACH WEEKEND DAY. | N | Y | NORTH BEACH UTILITIES | 411 19TH STREET |  | ST. AUGUSTINE | FL | 32084 |  | 9048290630 |  | ROBERT USINA | FRANK USINA | 4125 COASTAL HWY. |  | ST. AUGUSTINE | FL | 32084 |  | 9048241806 |  | SUBDIVISION | 3585 | 777600 | 1194 | 2019-06-21 | 2019-06-19 | DC04 | 1000
2 | ST. JOHNS | NED | NEUMKN@JEA.COM | 2550866 | COMMUNITY | NO TREATMENT--CONSECUTIVE SYSTEMS ONLY | N | Y | JEA: PALM VALLEY WS | LANDRUM LANE (START OF CONS. SYS) |  | PALM VALLEY | FL | 32082 |  | 9046656252 |  | KIM NEUMANN | KEVIN HOLBROOKS | 1002 N. MAIN ST. |  | JACKSONVILLE | FL | 32206 |  | 9046654540 |  | INVESTOR | 965 | 77000 | 366 | 2011-05-04 | 2021-01-28 | PC02 | 100
2 | ST. JOHNS | NED | Office@PellicerCreekCampground.com | 2550880 | NONCOMMUNITY | AERATION FOR REMOVAL OF ANY PRIMARY CONTAMINANT; ALKALINITY/PH ADJUSTMENT; CHLORAMIN ATION; CHLORINE DIOXIDE FOR OXIDATION OR DISINFECTION; FLUORIDATION; ION EXCHANGE FOR REMOVAL OF ANY SECONDARY CONTAMINANT, SULFIDE, OR ANY UNREGULATED CONTAMINANT; OR OZONATION LESS THAN 0.1 MGD. STAFFING BY A CLASS D OR HIGHER OPERATOR: 3 VISITS/WEEK ON NONCONSECUTIVE DAYS FOR A TOTAL OF 0.6 HOUR/WEEK. THE LEAD/CHIEF OPERATOR MUST BE CLASS D OR HIGHER. | N | Y | PELLICER CREEK CAMPGROUND | 10255 US 1 SOUTH |  | ST. AUGUSTINE | FL | 32086 |  | 9044587275 |  | TIM FORD | CHARLES AND ADRIENNE YANCEY | 209 12TH ST. |  | ST. AUGUSTINE BEACH | FL | 32080 |  | 9043861951 |  | INVESTOR | 25 | 9942 | 31 | 2021-07-02 | 2021-02-22 | NC01 | 50
2 | ST. JOHNS | NED | NEUMKN@JEA.COM | 2550908 | COMMUNITY | CHLORINATION; AERATION FOR REMOVAL OF ANY SECONDARY CONTAMINANT, SULFIDE, OR ANY UNREGULATED CONTAMINANT; CORROSION CONTROL INHIBITOR ADDITION; HYPOCHLORINATION; IRON OR MANGANESE SEQUESTRATION; OR ULTRAVIOLET RADIATION. THE LEAD/CHIEF OPERATOR MUST BE CLASS C OR HIGHER. 5.0 MGD AND ABOVE-STAFFING BY CLASS C OR HIGHER OPERATOR: 6 HOURS/DAY FOR 5 DAYS/WEEK AND ONE VISIT ON EACH WEEKEND DAY. 3.0 MGD UP TO 5.0 MGD-STAFFING BY CLASS C OR HIGHER OPERATOR: 1 HOUR/DAY FOR 5 DAYS/WEEK AND ONE VISIT ON EACH WEEKEND DAY. 0.25 MGD UP TO 3.0 MGD-STAFFING BY CLASS C OR HIGHER OPERATOR: 5 VISITS/WEEK AND ONE VISIT EACH WEEKEND FOR A TOTAL OF 0.6 HOUR/WEEK. | N | Y | JEA: PONTE VEDRA GRID | 1002 N. MAIN ST. |  | JACKSONVILLE | FL | 32206 |  | 9047252865 |  | KIM NEUMANN | KEVIN HOLBROOKS | 1002 N. MAIN ST. |  | JACKSONVILLE | FL | 32206 |  | 9046654540 |  | INVESTOR | 5395 | 3060000 | 2044 | 2013-09-04 | 2021-01-28 | DC03 | 2000
2 | ST. JOHNS | NED | BSTEWART@SJCFL.US | 2551004 | COMMUNITY | CHLORINATION; AERATION FOR REMOVAL OF ANY SECONDARY CONTAMINANT, SULFIDE, OR ANY UNREGULATED CONTAMINANT; CORROSION CONTROL INHIBITOR ADDITION; HYPOCHLORINATION; IRON OR MANGANESE SEQUESTRATION; OR ULTRAVIOLET RADIATION. THE LEAD/CHIEF OPERATOR MUST BE CLASS C OR HIGHER. 5.0 MGD AND ABOVE-STAFFING BY CLASS C OR HIGHER OPERATOR: 6 HOURS/DAY FOR 5 DAYS/WEEK AND ONE VISIT ON EACH WEEKEND DAY. 3.0 MGD UP TO 5.0 MGD-STAFFING BY CLASS C OR HIGHER OPERATOR: 1 HOUR/DAY FOR 5 DAYS/WEEK AND ONE VISIT ON EACH WEEKEND DAY. 0.25 MGD UP TO 3.0 MGD-STAFFING BY CLASS C OR HIGHER OPERATOR: 5 VISITS/WEEK AND ONE VISIT EACH WEEKEND FOR A TOTAL OF 0.6 HOUR/WEEK. | N | Y | SJCU-SAWGRASS GRID | 10047 SAWGRASS DRIVE |  | PONTE VEDRA | FL | 32082 |  | 9042092700 |  | BARRY STEWART | WILLIAM G. YOUNG | P.O. DRAWER 3006 |  | ST. AUGUSTINE | FL | 32085 |  | 9042092700 |  | INVESTOR | 12133 | 9000000 | 4853 | 2019-04-08 | 2019-03-19 | DC02 | 4000
2 | ST. JOHNS | NED |  | 2551120 | COMMUNITY | CHLORINATION; AERATION FOR REMOVAL OF ANY SECONDARY CONTAMINANT, SULFIDE, OR ANY UNREGULATED CONTAMINANT; CORROSION CONTROL INHIBITOR ADDITION; HYPOCHLORINATION; IRON OR MANGANESE SEQUESTRATION; OR ULTRAVIOLET RADIATION. THE LEAD/CHIEF OPERATOR MUST BE CLASS D OR HIGHER. 50,000 GPD UP TO 0.25 MGD-STAFFING BY CLASS D OR HIGHER OPERATOR: 3 VISITS/WEEK ON NONCONSECUTIVE DAYS FOR A TOTAL OF 0.3 HOUR/WEEK. LESS THAN 50,000 GPD-STAFFING BY A CLASS D OR HIGHER OPERATOR: 2 VISITS/WEEK ON NONCONSECUTIVE DAYS FOR A TOTAL OF 0.2 HOUR/WEEK. THERE SHALL BE NO MORE THAN 5 DAYS BETWEEN THE LAST VISIT IN ONE WEEK AND THE FIRST VISIT IN THE NEXT WEEK. | N | Y | SJCU-BARTRAM OAKS WTP | 412 TREATY OAK LN |  | ORANGEDALE | FL | 32092 |  | 9042092645 |  | BARRY STEWART | WILLIAM YOUNG | P.O. DRAWER 3006 |  | ST. AUGUSTINE | FL | 32085 |  | 9042092703 |  | SUBDIVISION | 150 | 54000 | 91 | 2015-02-10 | 2020-10-27 | DC051 | 100
2 | ST. JOHNS | NED | GGM69@COMCAST.NET | 2551370 | COMMUNITY | CHLORINATION; AERATION FOR REMOVAL OF ANY SECONDARY CONTAMINANT, SULFIDE, OR ANY UNREGULATED CONTAMINANT; CORROSION CONTROL INHIBITOR ADDITION; HYPOCHLORINATION; IRON OR MANGANESE SEQUESTRATION; OR ULTRAVIOLET RADIATION. THE LEAD/CHIEF OPERATOR MUST BE CLASS D OR HIGHER. 50,000 GPD UP TO 0.25 MGD-STAFFING BY CLASS D OR HIGHER OPERATOR: 3 VISITS/WEEK ON NONCONSECUTIVE DAYS FOR A TOTAL OF 0.3 HOUR/WEEK. LESS THAN 50,000 GPD-STAFFING BY A CLASS D OR HIGHER OPERATOR: 2 VISITS/WEEK ON NONCONSECUTIVE DAYS FOR A TOTAL OF 0.2 HOUR/WEEK. THERE SHALL BE NO MORE THAN 5 DAYS BETWEEN THE LAST VISIT IN ONE WEEK AND THE FIRST VISIT IN THE NEXT WEEK. | N | Y | WILDWOOD WATER SYSTEM | 1149 WINTERHAWK DR. |  | ST. AUGUSTINE | FL | 32086 |  | 9048293400 |  | GREG MILLS | GREG MILLS | PO BOX 3767 |  | ST. AUGUSTINE | FL | 32085 | 3767 | 9048293400 |  | INVESTOR | 858 | 173360 | 370 | 2018-01-08 | 2020-09-28 | DC05 | 500
2 | ST. JOHNS | NED | RHIGGINS@USWATERCORP.COM | 2551398 | NONCOMMUNITY | CHLORINATION; AERATION FOR REMOVAL OF ANY SECONDARY CONTAMINANT, SULFIDE, OR ANY UNREGULATED CONTAMINANT; CORROSION CONTROL INHIBITOR ADDITION; HYPOCHLORINATION; IRON OR MANGANESE SEQUESTRATION; OR ULTRAVIOLET RADIATION. THE LEAD/CHIEF OPERATOR MUST BE CLASS D OR HIGHER. 50,000 GPD UP TO 0.25 MGD-STAFFING BY CLASS D OR HIGHER OPERATOR: 3 VISITS/WEEK ON NONCONSECUTIVE DAYS FOR A TOTAL OF 0.3 HOUR/WEEK. LESS THAN 50,000 GPD-STAFFING BY A CLASS D OR HIGHER OPERATOR: 2 VISITS/WEEK ON NONCONSECUTIVE DAYS FOR A TOTAL OF 0.2 HOUR/WEEK. THERE SHALL BE NO MORE THAN 5 DAYS BETWEEN THE LAST VISIT IN ONE WEEK AND THE FIRST VISIT IN THE NEXT WEEK. | N | Y | DAIRY QUEEN OF MARINELAND | 10055 US HWY 1 S |  | ST. AUGUSTINE | FL | 32086 |  | 9047942112 |  | LISA MASSAY | JOE FIELDS | 402 HIGH POINT DR. |  | COCOA | FL | 32926 |  | 3216310245 | 117 | INVESTOR | 25 | 7500 | 1 | 2019-05-03 | 2018-02-15 | NC01 | 50
2 | ST. JOHNS | NED |  | 2551459 | COMMUNITY | CHLORINATION; AERATION FOR REMOVAL OF ANY SECONDARY CONTAMINANT, SULFIDE, OR ANY UNREGULATED CONTAMINANT; CORROSION CONTROL INHIBITOR ADDITION; HYPOCHLORINATION; IRON OR MANGANESE SEQUESTRATION; OR ULTRAVIOLET RADIATION. THE LEAD/CHIEF OPERATOR MUST BE CLASS D OR HIGHER. 50,000 GPD UP TO 0.25 MGD-STAFFING BY CLASS D OR HIGHER OPERATOR: 3 VISITS/WEEK ON NONCONSECUTIVE DAYS FOR A TOTAL OF 0.3 HOUR/WEEK. LESS THAN 50,000 GPD-STAFFING BY A CLASS D OR HIGHER OPERATOR: 2 VISITS/WEEK ON NONCONSECUTIVE DAYS FOR A TOTAL OF 0.2 HOUR/WEEK. THERE SHALL BE NO MORE THAN 5 DAYS BETWEEN THE LAST VISIT IN ONE WEEK AND THE FIRST VISIT IN THE NEXT WEEK. | N | Y | ST. AUGUSTINE RV PARK, LLC (FKA SHAMROCK | 3575 US 1 SOUTH |  | ST. AUGUSTINE | FL | 32086 |  | 9047976500 |  | JIM GILLIAM | RICHARD GINN | 6275 A1A SOUTH | SUITE 101 | ST. AUGUSTINE | FL | 32080 |  | 9044613000 |  | INVESTOR | 96 | 14104 | 64 | 2010-03-04 | 2020-03-20 | DC06 | 100
2 | ST. JOHNS | NED | Travis@Camacheeisland.com | 2554166 | COMMUNITY | MEMBRANE PROCESSES, INCLUDING ELECTRODIALYSIS, ELECTRODIALYSIS REVERSAL, MICROFILTRATION, ULTRAFILTRATION, NANOFILTRATION, AND REVERSE OSMOSIS. THE LEAD/CHIEF OPERATOR MUST BE CLASS C OR HIGHER. 0.5 MGD UP TO 1.0 MGD-STAFFING BY CLASS C OR HIGHER OPERATOR: 6 HOURS/DAY FOR 5 DAYS/WEEK AND ONE VISIT ON EACH WEEKEND DAY. 0.1 MGD UP TO 0.5 MGD-STAFFING BY CLASS C OR HIGHER OPERATOR: 3 HOURS/DAY FOR 5 DAYS/WEEK AND ONE VISIT ON EACH WEEKEND DAY. LESS THAN 0.1 MGD-STAFFING BY CLASS C OR HIGHER OPERATOR: 1 HOUR/DAY FOR 5 DAYS/WEEK AND ONE VISIT ON EACH WEEKEND DAY. | N | Y | CAMACHEE COVE YACHT HARBOR WTP | 3070 HARBOR DR |  | ST. AUGUSTINE | FL | 32084 | 2123 | 9048295676 |  | Travis Staats | CHRISTOPHER SIMON | 2999 NE 191ST STREET | SUITE 800 | AVENTURA | FL | 33180 |  | 3058667555 |  | INVESTOR | 306 | 70977 | 102 | 2014-06-25 | 2021-06-14 | DC05 | 500
2 | ST. JOHNS | NED | OCMENGINEERING@ATT.NET | 2554332 | COMMUNITY | CHLORINATION; AERATION FOR REMOVAL OF ANY SECONDARY CONTAMINANT, SULFIDE, OR ANY UNREGULATED CONTAMINANT; CORROSION CONTROL INHIBITOR ADDITION; HYPOCHLORINATION; IRON OR MANGANESE SEQUESTRATION; OR ULTRAVIOLET RADIATION. THE LEAD/CHIEF OPERATOR MUST BE CLASS D OR HIGHER. 50,000 GPD UP TO 0.25 MGD-STAFFING BY CLASS D OR HIGHER OPERATOR: 3 VISITS/WEEK ON NONCONSECUTIVE DAYS FOR A TOTAL OF 0.3 HOUR/WEEK. LESS THAN 50,000 GPD-STAFFING BY A CLASS D OR HIGHER OPERATOR: 2 VISITS/WEEK ON NONCONSECUTIVE DAYS FOR A TOTAL OF 0.2 HOUR/WEEK. THERE SHALL BE NO MORE THAN 5 DAYS BETWEEN THE LAST VISIT IN ONE WEEK AND THE FIRST VISIT IN THE NEXT WEEK. | N | Y | OAK HAVEN RETIREMENT VILLAGE | 1700 WOODLAWN ROAD |  | ST AUGUSTINE | FL | 32095 |  |  |  | DOUGLAS WATSON | ARTHUR SELITSKIY | 3500 PIEDMONT RD NE | SUITE 330 | ATLANTA | GA | 30305 |  | 9412035218 |  | INVESTOR | 40 | 5280 | 24 | 2019-06-27 | 2019-06-05 | DC06 | 100
2 | ST. JOHNS | NED | neumkn@jea.com | 2554334 | COMMUNITY | CHLORINATION; AERATION FOR REMOVAL OF ANY SECONDARY CONTAMINANT, SULFIDE, OR ANY UNREGULATED CONTAMINANT; CORROSION CONTROL INHIBITOR ADDITION; HYPOCHLORINATION; IRON OR MANGANESE SEQUESTRATION; OR ULTRAVIOLET RADIATION. THE LEAD/CHIEF OPERATOR MUST BE CLASS C OR HIGHER. 5.0 MGD AND ABOVE-STAFFING BY CLASS C OR HIGHER OPERATOR: 6 HOURS/DAY FOR 5 DAYS/WEEK AND ONE VISIT ON EACH WEEKEND DAY. 3.0 MGD UP TO 5.0 MGD-STAFFING BY CLASS C OR HIGHER OPERATOR: 1 HOUR/DAY FOR 5 DAYS/WEEK AND ONE VISIT ON EACH WEEKEND DAY. 0.25 MGD UP TO 3.0 MGD-STAFFING BY CLASS C OR HIGHER OPERATOR: 5 VISITS/WEEK AND ONE VISIT EACH WEEKEND FOR A TOTAL OF 0.6 HOUR/WEEK. | N | Y | JEA: PONCE DE LEON GRID | 3152 SOUTH PONTE VEDRA BOULEVARD |  | PONTE VEDRA BEACH | FL | 32082 |  | 9047252865 |  | KIM NEUMANN | KEVIN HOLBROOKS | 1002 N. MAIN ST. |  | JACKSONVILLE | FL | 32206 |  | 9046654540 |  | INVESTOR | 2303 | 1045000 | 872 | 2014-02-28 | 2019-05-30 | DC03 | 2000
2 | ST. JOHNS | NED | RYERKES@FIYATTORNEYS.COM; WGYoung1959@gmail.com | 2554337 | COMMUNITY | CHLORINATION; AERATION FOR REMOVAL OF ANY SECONDARY CONTAMINANT, SULFIDE, OR ANY UNREGULATED CONTAMINANT; CORROSION CONTROL INHIBITOR ADDITION; HYPOCHLORINATION; IRON OR MANGANESE SEQUESTRATION; OR ULTRAVIOLET RADIATION. THE LEAD/CHIEF OPERATOR MUST BE CLASS D OR HIGHER. 50,000 GPD UP TO 0.25 MGD-STAFFING BY CLASS D OR HIGHER OPERATOR: 3 VISITS/WEEK ON NONCONSECUTIVE DAYS FOR A TOTAL OF 0.3 HOUR/WEEK. LESS THAN 50,000 GPD-STAFFING BY A CLASS D OR HIGHER OPERATOR: 2 VISITS/WEEK ON NONCONSECUTIVE DAYS FOR A TOTAL OF 0.2 HOUR/WEEK. THERE SHALL BE NO MORE THAN 5 DAYS BETWEEN THE LAST VISIT IN ONE WEEK AND THE FIRST VISIT IN THE NEXT WEEK. | N | Y | HOMEOWNERS UTILITIES INC. | 2771 HARBOUR CT |  | VILANO BEACH | FL | 32084 |  | 9045357669 |  | TIM VALLEY | ROBERT YERKES | C/O ALSOP PROPERTY MANAGEMENT | 112 PONCE DELEON BLVD., UNIT C | ST. AUGUSTINE | FL | 32084 |  | 9046472619 |  | INVESTOR | 345 | 98484 | 115 | 2018-08-21 | 2021-06-21 | DC05 | 500
2 | ST. JOHNS | NED | GEDDY@MARYWOODCENTER.ORG | 2554342 | NONCOMMUNITY | CHLORINATION; AERATION FOR REMOVAL OF ANY SECONDARY CONTAMINANT, SULFIDE, OR ANY UNREGULATED CONTAMINANT; CORROSION CONTROL INHIBITOR ADDITION; HYPOCHLORINATION; IRON OR MANGANESE SEQUESTRATION; OR ULTRAVIOLET RADIATION. THE LEAD/CHIEF OPERATOR MUST BE CLASS D OR HIGHER. 50,000 GPD UP TO 0.25 MGD-STAFFING BY CLASS D OR HIGHER OPERATOR: 3 VISITS/WEEK ON NONCONSECUTIVE DAYS FOR A TOTAL OF 0.3 HOUR/WEEK. LESS THAN 50,000 GPD-STAFFING BY A CLASS D OR HIGHER OPERATOR: 2 VISITS/WEEK ON NONCONSECUTIVE DAYS FOR A TOTAL OF 0.2 HOUR/WEEK. THERE SHALL BE NO MORE THAN 5 DAYS BETWEEN THE LAST VISIT IN ONE WEEK AND THE FIRST VISIT IN THE NEXT WEEK. | N | Y | MARYWOOD RETREAT #1 (CAMP ST. JOHNS) | 425 MARYWOOD DRIVE |  | FRUIT COVE | FL | 32259 |  | 9042872525 |  | MATT ACHORN | CHARLES DAVID | 11625 OLD ST. AUGUSTINE ROAD |  | JACKSONVILLE | FL | 32258 |  | 9042623200 |  | OTHER | 75 | 19080 | 5 | 2017-08-17 | 2017-05-30 | NC01 | 50
2 | ST. JOHNS | NED |  | 2554343 | COMMUNITY | CHLORINATION; AERATION FOR REMOVAL OF ANY SECONDARY CONTAMINANT, SULFIDE, OR ANY UNREGULATED CONTAMINANT; CORROSION CONTROL INHIBITOR ADDITION; HYPOCHLORINATION; IRON OR MANGANESE SEQUESTRATION; OR ULTRAVIOLET RADIATION. THE LEAD/CHIEF OPERATOR MUST BE CLASS C OR HIGHER. 5.0 MGD AND ABOVE-STAFFING BY CLASS C OR HIGHER OPERATOR: 6 HOURS/DAY FOR 5 DAYS/WEEK AND ONE VISIT ON EACH WEEKEND DAY. 3.0 MGD UP TO 5.0 MGD-STAFFING BY CLASS C OR HIGHER OPERATOR: 1 HOUR/DAY FOR 5 DAYS/WEEK AND ONE VISIT ON EACH WEEKEND DAY. 0.25 MGD UP TO 3.0 MGD-STAFFING BY CLASS C OR HIGHER OPERATOR: 5 VISITS/WEEK AND ONE VISIT EACH WEEKEND FOR A TOTAL OF 0.6 HOUR/WEEK. | N | Y | SJCU-PONTE VEDRA WS | 25570 MARSH LANDING BOULEVARD |  | PONTE VEDRA BEACH | FL | 32082 |  | 9046697496 |  | BARRY STEWART | COLIN GROFF | P.O. DRAWER 3006 |  | ST. AUGUSTINE | FL | 32085 |  | 9042092703 |  | INVESTOR | 13340 | 6000000 | 5336 | 2019-01-14 | 2021-12-21 | DC02 | 4000
2 | ST. JOHNS | NED | BARRY14@BELLSOUTH.NET | 2554344 | COMMUNITY | CHLORINATION; AERATION FOR REMOVAL OF ANY SECONDARY CONTAMINANT, SULFIDE, OR ANY UNREGULATED CONTAMINANT; CORROSION CONTROL INHIBITOR ADDITION; HYPOCHLORINATION; IRON OR MANGANESE SEQUESTRATION; OR ULTRAVIOLET RADIATION. THE LEAD/CHIEF OPERATOR MUST BE CLASS D OR HIGHER. 50,000 GPD UP TO 0.25 MGD-STAFFING BY CLASS D OR HIGHER OPERATOR: 3 VISITS/WEEK ON NONCONSECUTIVE DAYS FOR A TOTAL OF 0.3 HOUR/WEEK. LESS THAN 50,000 GPD-STAFFING BY A CLASS D OR HIGHER OPERATOR: 2 VISITS/WEEK ON NONCONSECUTIVE DAYS FOR A TOTAL OF 0.2 HOUR/WEEK. THERE SHALL BE NO MORE THAN 5 DAYS BETWEEN THE LAST VISIT IN ONE WEEK AND THE FIRST VISIT IN THE NEXT WEEK. | N | Y | BAYSIDE ESTATES WTP | 1834 BAYSIDE BLVD. |  | FRUIT COVE | FL | 32259 |  | 9044365958 |  | MR. EUGENE STROPES | MR. TED KELLERMANN | 990 RAVINE ROAD NORTH |  | SWITZERLAND | FL | 32259 |  | 9047053300 |  | INVESTOR | 180 | 131397 | 60 | 2015-09-23 | 2021-03-19 | DC05 | 500
2 | ST. JOHNS | NED | AKLIPSTINE@SJCFL.US | 2554353 | COMMUNITY | NO TREATMENT--CONSECUTIVE SYSTEMS ONLY | N | Y | SJCU-EAGLE CREEK WS | ISLAND LANDING DRIVE |  | ST AUGUSTINE | FL | 32095 |  | 9048242942 |  | BARRY STEWART | WILLIAM G. YOUNG | P.O. DRAWER 3006 |  | ST AUGUSTINE | FL | 32085 |  | 9042092703 |  | COUNTY | 655 | 1000000 | 459 | 2011-11-30 | 2019-09-16 | PC02 | 100
2 | ST. JOHNS | NED | GEDDY@MARYWOODCENTER.ORG | 2554362 | NONCOMMUNITY | CHLORINATION; AERATION FOR REMOVAL OF ANY SECONDARY CONTAMINANT, SULFIDE, OR ANY UNREGULATED CONTAMINANT; CORROSION CONTROL INHIBITOR ADDITION; HYPOCHLORINATION; IRON OR MANGANESE SEQUESTRATION; OR ULTRAVIOLET RADIATION. THE LEAD/CHIEF OPERATOR MUST BE CLASS D OR HIGHER. 50,000 GPD UP TO 0.25 MGD-STAFFING BY CLASS D OR HIGHER OPERATOR: 3 VISITS/WEEK ON NONCONSECUTIVE DAYS FOR A TOTAL OF 0.3 HOUR/WEEK. LESS THAN 50,000 GPD-STAFFING BY A CLASS D OR HIGHER OPERATOR: 2 VISITS/WEEK ON NONCONSECUTIVE DAYS FOR A TOTAL OF 0.2 HOUR/WEEK. THERE SHALL BE NO MORE THAN 5 DAYS BETWEEN THE LAST VISIT IN ONE WEEK AND THE FIRST VISIT IN THE NEXT WEEK. | N | Y | MARYWOOD RETREAT #2 | 235 MARYWOOD DRIVE |  | FRUIT COVE | FL | 32259 |  | 9042872525 |  | MATT ACHORN | CHARLES DAVID | 11625 OLD ST. AUGUSTINE ROAD |  | JACKSONVILLE | FL | 32258 |  | 9042623200 |  | OTHER | 150 | 96000 | 9 | 2017-08-17 | 2017-05-30 | NC01 | 50
2 | ST. JOHNS | NED |  | 2554366 | NONCOMMUNITY | CHLORINATION; AERATION FOR REMOVAL OF ANY SECONDARY CONTAMINANT, SULFIDE, OR ANY UNREGULATED CONTAMINANT; CORROSION CONTROL INHIBITOR ADDITION; HYPOCHLORINATION; IRON OR MANGANESE SEQUESTRATION; OR ULTRAVIOLET RADIATION. THE LEAD/CHIEF OPERATOR MUST BE CLASS D OR HIGHER. 50,000 GPD UP TO 0.25 MGD-STAFFING BY CLASS D OR HIGHER OPERATOR: 3 VISITS/WEEK ON NONCONSECUTIVE DAYS FOR A TOTAL OF 0.3 HOUR/WEEK. LESS THAN 50,000 GPD-STAFFING BY A CLASS D OR HIGHER OPERATOR: 2 VISITS/WEEK ON NONCONSECUTIVE DAYS FOR A TOTAL OF 0.2 HOUR/WEEK. THERE SHALL BE NO MORE THAN 5 DAYS BETWEEN THE LAST VISIT IN ONE WEEK AND THE FIRST VISIT IN THE NEXT WEEK. | N | Y | MILL CREEK BAPTIST CHURCH | 6019 SR 16A |  | ST. AUGUSTINE | FL | 32092 |  | 9049403130 |  | PASTOR DAVID BEECHER | PASTOR DAVID BEECHER | 6019A SR 16 |  | ST. AUGUSTINE | FL | 32092 |  | 9049403130 |  | OTHER | 250 | 10796 | 3 | 2014-03-31 | 2021-02-17 | NC01 | 50
2 | ST. JOHNS | NED | FreedomFarm@TrinityRescue.org | 2554372 | NONCOMMUNITY | CHLORINATION; AERATION FOR REMOVAL OF ANY SECONDARY CONTAMINANT, SULFIDE, OR ANY UNREGULATED CONTAMINANT; CORROSION CONTROL INHIBITOR ADDITION; HYPOCHLORINATION; IRON OR MANGANESE SEQUESTRATION; OR ULTRAVIOLET RADIATION. THE LEAD/CHIEF OPERATOR MUST BE CLASS D OR HIGHER. 50,000 GPD UP TO 0.25 MGD-STAFFING BY CLASS D OR HIGHER OPERATOR: 3 VISITS/WEEK ON NONCONSECUTIVE DAYS FOR A TOTAL OF 0.3 HOUR/WEEK. LESS THAN 50,000 GPD-STAFFING BY A CLASS D OR HIGHER OPERATOR: 2 VISITS/WEEK ON NONCONSECUTIVE DAYS FOR A TOTAL OF 0.2 HOUR/WEEK. THERE SHALL BE NO MORE THAN 5 DAYS BETWEEN THE LAST VISIT IN ONE WEEK AND THE FIRST VISIT IN THE NEXT WEEK. | N | Y | TRINITY FREEDOM FARM | 3003 GREENBRIAR ROAD |  | SWITZERLAND | FL | 32259 |  | 9042870150 |  | BARRY LUXENBERG | GARY JUDD | 3003 GREENBRIAR RD. |  | ST. JOHNS | FL | 32259 |  | 9049108988 |  | INVESTOR | 30 | 8900 | 4 | 2019-10-08 | 2019-09-11 | NC01 | 50
2 | ST. JOHNS | NED |  | 2554382 | NONCOMMUNITY | CHLORINATION; AERATION FOR REMOVAL OF ANY SECONDARY CONTAMINANT, SULFIDE, OR ANY UNREGULATED CONTAMINANT; CORROSION CONTROL INHIBITOR ADDITION; HYPOCHLORINATION; IRON OR MANGANESE SEQUESTRATION; OR ULTRAVIOLET RADIATION. THE LEAD/CHIEF OPERATOR MUST BE CLASS D OR HIGHER. 50,000 GPD UP TO 0.25 MGD-STAFFING BY CLASS D OR HIGHER OPERATOR: 3 VISITS/WEEK ON NONCONSECUTIVE DAYS FOR A TOTAL OF 0.3 HOUR/WEEK. LESS THAN 50,000 GPD-STAFFING BY A CLASS D OR HIGHER OPERATOR: 2 VISITS/WEEK ON NONCONSECUTIVE DAYS FOR A TOTAL OF 0.2 HOUR/WEEK. THERE SHALL BE NO MORE THAN 5 DAYS BETWEEN THE LAST VISIT IN ONE WEEK AND THE FIRST VISIT IN THE NEXT WEEK. | N | Y | KANGAROO #6084 FWA CIRCLE K | 1790 SR13 NORTH |  | SWITZERLAND | FL | 32259 |  | 9545414043 |  | AMBER SALGADO | MM CS SERVICES, LLC | 305 A QUIPMENT COURT |  | LAWRENCEVILLE | GA | 30046 |  | 7703382620 |  | INVESTOR | 25 | 3456 | 2 | 2014-10-30 | 2019-09-20 | NC01 | 50
2 | ST. JOHNS | NED | MIKE197198@YAHOO.COM | 2554385 | NONCOMMUNITY | CHLORINATION; AERATION FOR REMOVAL OF ANY SECONDARY CONTAMINANT, SULFIDE, OR ANY UNREGULATED CONTAMINANT; CORROSION CONTROL INHIBITOR ADDITION; HYPOCHLORINATION; IRON OR MANGANESE SEQUESTRATION; OR ULTRAVIOLET RADIATION. THE LEAD/CHIEF OPERATOR MUST BE CLASS D OR HIGHER. 50,000 GPD UP TO 0.25 MGD-STAFFING BY CLASS D OR HIGHER OPERATOR: 3 VISITS/WEEK ON NONCONSECUTIVE DAYS FOR A TOTAL OF 0.3 HOUR/WEEK. LESS THAN 50,000 GPD-STAFFING BY A CLASS D OR HIGHER OPERATOR: 2 VISITS/WEEK ON NONCONSECUTIVE DAYS FOR A TOTAL OF 0.2 HOUR/WEEK. THERE SHALL BE NO MORE THAN 5 DAYS BETWEEN THE LAST VISIT IN ONE WEEK AND THE FIRST VISIT IN THE NEXT WEEK. | N | Y | WEEDMAN'S EXPRESS | 9900 SHANDS PIER RD |  | ST. AUGUSTINE | FL | 32090 |  | 9049405190 |  | MIKE ABBELNOUR | MIKE ABBELNOUR | 4925 SR 13 NORTH |  | ST. AUGUSTINE | FL | 32092 |  | 9045221591 |  | UNKNOWN | 25 | 3504 | 1 | 2016-08-04 | 2020-06-05 | NC01 | 50
2 | ST. JOHNS | NED | CFEC@2DRFISHERS.COM; RUSSELL@PWDFL.COM | 2554389 | NONCOMMUNITY | CHLORINATION; AERATION FOR REMOVAL OF ANY SECONDARY CONTAMINANT, SULFIDE, OR ANY UNREGULATED CONTAMINANT; CORROSION CONTROL INHIBITOR ADDITION; HYPOCHLORINATION; IRON OR MANGANESE SEQUESTRATION; OR ULTRAVIOLET RADIATION. THE LEAD/CHIEF OPERATOR MUST BE CLASS D OR HIGHER. 50,000 GPD UP TO 0.25 MGD-STAFFING BY CLASS D OR HIGHER OPERATOR: 3 VISITS/WEEK ON NONCONSECUTIVE DAYS FOR A TOTAL OF 0.3 HOUR/WEEK. LESS THAN 50,000 GPD-STAFFING BY A CLASS D OR HIGHER OPERATOR: 2 VISITS/WEEK ON NONCONSECUTIVE DAYS FOR A TOTAL OF 0.2 HOUR/WEEK. THERE SHALL BE NO MORE THAN 5 DAYS BETWEEN THE LAST VISIT IN ONE WEEK AND THE FIRST VISIT IN THE NEXT WEEK. | N | Y | COMPLETE FAMILY EYE CARE | 651 SR-13, NORTH |  | FRUIT COVE | FL | 32259 |  | 9044647200 |  | GERALD FISHER | GERALD FISHER | 651 SR 13 NORTH |  | FRUIT COVE | FL | 32259 |  | 9042874567 |  | INVESTOR | 25 | 3371 | 1 | 2016-01-04 | 2020-12-02 | NC01 | 50
2 | ST. JOHNS | NED | MIKE197198@YAHOO.COM | 2554393 | NONCOMMUNITY | CHLORINATION; AERATION FOR REMOVAL OF ANY SECONDARY CONTAMINANT, SULFIDE, OR ANY UNREGULATED CONTAMINANT; CORROSION CONTROL INHIBITOR ADDITION; HYPOCHLORINATION; IRON OR MANGANESE SEQUESTRATION; OR ULTRAVIOLET RADIATION. THE LEAD/CHIEF OPERATOR MUST BE CLASS D OR HIGHER. 50,000 GPD UP TO 0.25 MGD-STAFFING BY CLASS D OR HIGHER OPERATOR: 3 VISITS/WEEK ON NONCONSECUTIVE DAYS FOR A TOTAL OF 0.3 HOUR/WEEK. LESS THAN 50,000 GPD-STAFFING BY A CLASS D OR HIGHER OPERATOR: 2 VISITS/WEEK ON NONCONSECUTIVE DAYS FOR A TOTAL OF 0.2 HOUR/WEEK. THERE SHALL BE NO MORE THAN 5 DAYS BETWEEN THE LAST VISIT IN ONE WEEK AND THE FIRST VISIT IN THE NEXT WEEK. | N | Y | WEEDMAN'S GENERAL STORE | 4925 STATE ROAD 13, NORTH |  | ST. AUGUSTINE | FL | 32092 |  | 9044602761 |  | MIKE ABBELNOUR | MIKE ABBELNOUR | 4925 S. R. 13 NORTH |  | ST. AUGUSTINE | FL | 32092 |  | 9045221591 |  | INVESTOR | 25 | 3428 | 1 | 2016-08-04 | 2020-06-05 | NC01 | 50
2 | ST. JOHNS | NED | JimLa@EarShotRecords.com | 2554399 | NONCOMMUNITY | CHLORINATION; AERATION FOR REMOVAL OF ANY SECONDARY CONTAMINANT, SULFIDE, OR ANY UNREGULATED CONTAMINANT; CORROSION CONTROL INHIBITOR ADDITION; HYPOCHLORINATION; IRON OR MANGANESE SEQUESTRATION; OR ULTRAVIOLET RADIATION. THE LEAD/CHIEF OPERATOR MUST BE CLASS D OR HIGHER. 50,000 GPD UP TO 0.25 MGD-STAFFING BY CLASS D OR HIGHER OPERATOR: 3 VISITS/WEEK ON NONCONSECUTIVE DAYS FOR A TOTAL OF 0.3 HOUR/WEEK. LESS THAN 50,000 GPD-STAFFING BY A CLASS D OR HIGHER OPERATOR: 2 VISITS/WEEK ON NONCONSECUTIVE DAYS FOR A TOTAL OF 0.2 HOUR/WEEK. THERE SHALL BE NO MORE THAN 5 DAYS BETWEEN THE LAST VISIT IN ONE WEEK AND THE FIRST VISIT IN THE NEXT WEEK. | N | Y | COLEE COVE JUNCTION | 9155 CR 13 NORTH |  | ST. AUGUSTINE | FL | 32092 |  | 9046698905 |  | ROY RUNION | JIM LAQUIDARA | 8851 A1A SOUTH |  | ST. AUGUSTINE | FL | 32080 |  | 9046698905 |  | INVESTOR | 25 | 3342 | 4 | 2014-06-17 | 2017-03-03 | NC01 | 50
2 | ST. JOHNS | NED | MOBILEABE@YAHOO.COM | 2554400 | NONCOMMUNITY | CHLORINATION; AERATION FOR REMOVAL OF ANY SECONDARY CONTAMINANT, SULFIDE, OR ANY UNREGULATED CONTAMINANT; CORROSION CONTROL INHIBITOR ADDITION; HYPOCHLORINATION; IRON OR MANGANESE SEQUESTRATION; OR ULTRAVIOLET RADIATION. THE LEAD/CHIEF OPERATOR MUST BE CLASS D OR HIGHER. 50,000 GPD UP TO 0.25 MGD-STAFFING BY CLASS D OR HIGHER OPERATOR: 3 VISITS/WEEK ON NONCONSECUTIVE DAYS FOR A TOTAL OF 0.3 HOUR/WEEK. LESS THAN 50,000 GPD-STAFFING BY A CLASS D OR HIGHER OPERATOR: 2 VISITS/WEEK ON NONCONSECUTIVE DAYS FOR A TOTAL OF 0.2 HOUR/WEEK. THERE SHALL BE NO MORE THAN 5 DAYS BETWEEN THE LAST VISIT IN ONE WEEK AND THE FIRST VISIT IN THE NEXT WEEK. | N | Y | BUDDY BOYS COUNTRY STORE | 8430 COUNTY ROAD 13 NORTH |  | ST. AUGUSTINE | FL | 32092 |  | 9045220270 |  | ABE SHALLEY | ABE SHALLEY | 8430 CR 13 NORTH |  | ST. AUGUSTINE | FL | 32092 |  | 9045220270 |  | INVESTOR | 100 | 4680 | 2 | 2016-06-02 | 2021-02-22 | NC01 | 50
2 | ST. JOHNS | NED | Admin@AmityMarina.com | 2554417 | NONCOMMUNITY | CHLORINATION; AERATION FOR REMOVAL OF ANY SECONDARY CONTAMINANT, SULFIDE, OR ANY UNREGULATED CONTAMINANT; CORROSION CONTROL INHIBITOR ADDITION; HYPOCHLORINATION; IRON OR MANGANESE SEQUESTRATION; OR ULTRAVIOLET RADIATION. THE LEAD/CHIEF OPERATOR MUST BE CLASS D OR HIGHER. 50,000 GPD UP TO 0.25 MGD-STAFFING BY CLASS D OR HIGHER OPERATOR: 3 VISITS/WEEK ON NONCONSECUTIVE DAYS FOR A TOTAL OF 0.3 HOUR/WEEK. LESS THAN 50,000 GPD-STAFFING BY A CLASS D OR HIGHER OPERATOR: 2 VISITS/WEEK ON NONCONSECUTIVE DAYS FOR A TOTAL OF 0.2 HOUR/WEEK. THERE SHALL BE NO MORE THAN 5 DAYS BETWEEN THE LAST VISIT IN ONE WEEK AND THE FIRST VISIT IN THE NEXT WEEK. | N | Y | AMITY MARINA, LLC | 1106 FRIENDSHIP DR. |  | SWITZERLAND | FL | 32259 |  | 9043422915 |  | MIKE MOSES | MIKE MOSES | 4710 SR 13 N |  | ST. JOHNS | FL | 32259 |  | 9048800000 |  | INVESTOR | 25 | 5241 | 17 | 2017-05-24 | 2016-11-30 | NC01 | 50
2 | ST. JOHNS | NED | SingletonE@Cookman.edu | 2554419 | NONTRANSIENT NONCOMMUNITY | CHLORINATION; AERATION FOR REMOVAL OF ANY SECONDARY CONTAMINANT, SULFIDE, OR ANY UNREGULATED CONTAMINANT; CORROSION CONTROL INHIBITOR ADDITION; HYPOCHLORINATION; IRON OR MANGANESE SEQUESTRATION; OR ULTRAVIOLET RADIATION. THE LEAD/CHIEF OPERATOR MUST BE CLASS D OR HIGHER. 50,000 GPD UP TO 0.25 MGD-STAFFING BY CLASS D OR HIGHER OPERATOR: 3 VISITS/WEEK ON NONCONSECUTIVE DAYS FOR A TOTAL OF 0.3 HOUR/WEEK. LESS THAN 50,000 GPD-STAFFING BY A CLASS D OR HIGHER OPERATOR: 2 VISITS/WEEK ON NONCONSECUTIVE DAYS FOR A TOTAL OF 0.2 HOUR/WEEK. THERE SHALL BE NO MORE THAN 5 DAYS BETWEEN THE LAST VISIT IN ONE WEEK AND THE FIRST VISIT IN THE NEXT WEEK. | N | Y | BETHUNE-COOKMAN UNIVERSITY-MILLER CENTER | 7645 STATE ROAD 207 |  | ELKTON | FL | 32145 |  | 3864812948 |  | CHERI ORR | EDWARD SINGLETON JR. | PO BOX 637 |  | HASTINGS | FL | 32145 |  | 3864812958 |  | INVESTOR | 40 | 3401 | 1 | 2019-06-03 | 2019-05-23 | NTNC | 100
2 | ST. JOHNS | NED | ROYRUNION@WINDSTREAM.NET | 2554425 | NONCOMMUNITY | CHLORINATION; AERATION FOR REMOVAL OF ANY SECONDARY CONTAMINANT, SULFIDE, OR ANY UNREGULATED CONTAMINANT; CORROSION CONTROL INHIBITOR ADDITION; HYPOCHLORINATION; IRON OR MANGANESE SEQUESTRATION; OR ULTRAVIOLET RADIATION. THE LEAD/CHIEF OPERATOR MUST BE CLASS D OR HIGHER. 50,000 GPD UP TO 0.25 MGD-STAFFING BY CLASS D OR HIGHER OPERATOR: 3 VISITS/WEEK ON NONCONSECUTIVE DAYS FOR A TOTAL OF 0.3 HOUR/WEEK. LESS THAN 50,000 GPD-STAFFING BY A CLASS D OR HIGHER OPERATOR: 2 VISITS/WEEK ON NONCONSECUTIVE DAYS FOR A TOTAL OF 0.2 HOUR/WEEK. THERE SHALL BE NO MORE THAN 5 DAYS BETWEEN THE LAST VISIT IN ONE WEEK AND THE FIRST VISIT IN THE NEXT WEEK. | N | Y | HASTINGS LABOR CAMP / SPUDS | 7755 SR 207 |  | ELKTON | FL | 32033 |  |  |  | WELDON LANDS | MR. WESLEY SMITH | 8770 CR 13 |  | HASTINGS | FL | 32145 |  | 9042961263 |  | INVESTOR | 96 | 9362 | 3 | 2018-12-26 | 2018-12-07 | NC01 | 50
2 | ST. JOHNS | NED |  | 2554427 | NONCOMMUNITY | CHLORINATION; AERATION FOR REMOVAL OF ANY SECONDARY CONTAMINANT, SULFIDE, OR ANY UNREGULATED CONTAMINANT; CORROSION CONTROL INHIBITOR ADDITION; HYPOCHLORINATION; IRON OR MANGANESE SEQUESTRATION; OR ULTRAVIOLET RADIATION. THE LEAD/CHIEF OPERATOR MUST BE CLASS D OR HIGHER. 50,000 GPD UP TO 0.25 MGD-STAFFING BY CLASS D OR HIGHER OPERATOR: 3 VISITS/WEEK ON NONCONSECUTIVE DAYS FOR A TOTAL OF 0.3 HOUR/WEEK. LESS THAN 50,000 GPD-STAFFING BY A CLASS D OR HIGHER OPERATOR: 2 VISITS/WEEK ON NONCONSECUTIVE DAYS FOR A TOTAL OF 0.2 HOUR/WEEK. THERE SHALL BE NO MORE THAN 5 DAYS BETWEEN THE LAST VISIT IN ONE WEEK AND THE FIRST VISIT IN THE NEXT WEEK. | N | Y | FREEMAN-MCDONALD MIGRANT CAMP | 3125 CR 305 |  | ELKTON | FL | 32033 |  |  |  | JOEY LUNDQUIST | RON UZZLE | P.O. BOX 668 |  | HASTINGS | FL | 32145 |  | 9046921796 |  | INVESTOR | 29 | 9296 | 1 | 2014-08-06 | 2019-06-05 | NC01 | 50
2 | ST. JOHNS | NED | TERIB@GENEVAPRESBYTERIAN.ORG | 2554442 | NONCOMMUNITY | CHLORINATION; AERATION FOR REMOVAL OF ANY SECONDARY CONTAMINANT, SULFIDE, OR ANY UNREGULATED CONTAMINANT; CORROSION CONTROL INHIBITOR ADDITION; HYPOCHLORINATION; IRON OR MANGANESE SEQUESTRATION; OR ULTRAVIOLET RADIATION. THE LEAD/CHIEF OPERATOR MUST BE CLASS D OR HIGHER. 50,000 GPD UP TO 0.25 MGD-STAFFING BY CLASS D OR HIGHER OPERATOR: 3 VISITS/WEEK ON NONCONSECUTIVE DAYS FOR A TOTAL OF 0.3 HOUR/WEEK. LESS THAN 50,000 GPD-STAFFING BY A CLASS D OR HIGHER OPERATOR: 2 VISITS/WEEK ON NONCONSECUTIVE DAYS FOR A TOTAL OF 0.2 HOUR/WEEK. THERE SHALL BE NO MORE THAN 5 DAYS BETWEEN THE LAST VISIT IN ONE WEEK AND THE FIRST VISIT IN THE NEXT WEEK. | N | Y | GENEVA PRESBYTERIAN CHURCH | 1755 STATE ROAD 13 |  | SWITZERLAND | FL | 32259 |  | 9042874865 |  | CLIFF CALVERT | BRIAN LOFTUS | 1755 SR 13 |  | SWITZERLAND | FL | 32259 |  | 9042874865 |  | INVESTOR | 214 | 4984 | 2 | 2016-02-29 | 2020-11-24 | NC01 | 50
2 | ST. JOHNS | NED | BARRY14@BELLSOUTH.NET | 2554443 | NONCOMMUNITY | CHLORINATION; AERATION FOR REMOVAL OF ANY SECONDARY CONTAMINANT, SULFIDE, OR ANY UNREGULATED CONTAMINANT; CORROSION CONTROL INHIBITOR ADDITION; HYPOCHLORINATION; IRON OR MANGANESE SEQUESTRATION; OR ULTRAVIOLET RADIATION. THE LEAD/CHIEF OPERATOR MUST BE CLASS D OR HIGHER. 50,000 GPD UP TO 0.25 MGD-STAFFING BY CLASS D OR HIGHER OPERATOR: 3 VISITS/WEEK ON NONCONSECUTIVE DAYS FOR A TOTAL OF 0.3 HOUR/WEEK. LESS THAN 50,000 GPD-STAFFING BY A CLASS D OR HIGHER OPERATOR: 2 VISITS/WEEK ON NONCONSECUTIVE DAYS FOR A TOTAL OF 0.2 HOUR/WEEK. THERE SHALL BE NO MORE THAN 5 DAYS BETWEEN THE LAST VISIT IN ONE WEEK AND THE FIRST VISIT IN THE NEXT WEEK. | N | Y | FOUNTAIN OF YOUTH | 11 MAGNOLIA AVENUE |  | ST AUGUSTINE | FL | 32084 |  | 9048293168 |  | ERNEST LEE & JOHN FRASER | MR. JOHN FRASER, MANAGER | 11 MAGNOLIA AVENUE |  | ST AUGUSTINE | FL | 32084 |  | 9048293168 |  | INVESTOR | 25 | 4690 | 1 | 2013-11-14 | 2018-08-14 | NC01 | 50
2 | ST. JOHNS | NED | BStewart@SJCFL.US | 2554447 | COMMUNITY | MEMBRANE PROCESSES, INCLUDING ELECTRODIALYSIS, ELECTRODIALYSIS REVERSAL, MICROFILTRATION, ULTRAFILTRATION, NANOFILTRATION, AND REVERSE OSMOSIS 6.5 MGD AND ABOVE. STAFFING BY CLASS C OR HIGHER OPERATOR: 24 HOURS/DAY FOR 7 DAYS/WEEK. THE LEAD/CHIEF OPERATOR MUST BE CLASS A. | N | Y | SJCU-CR214 MAINLAND WTP | 2160 WATER PLANT ROAD |  | ST. AUGUSTINE | FL | 32092 | 9203 | 9042092763 |  | BARRY STEWART | WILLIAM G. YOUNG | P.O. DRAWER 3006 |  | ST. AUGUSTINE | FL | 32084 |  | 9042092703 |  | COUNTY | 52338 | 8000000 | 20935 | 2019-09-23 | 2019-09-16 | DC02 | 4000
2 | ST. JOHNS | NED | victorytabern777@bellsouth.net | 2554451 | NONCOMMUNITY | CHLORINATION; AERATION FOR REMOVAL OF ANY SECONDARY CONTAMINANT, SULFIDE, OR ANY UNREGULATED CONTAMINANT; CORROSION CONTROL INHIBITOR ADDITION; HYPOCHLORINATION; IRON OR MANGANESE SEQUESTRATION; OR ULTRAVIOLET RADIATION. THE LEAD/CHIEF OPERATOR MUST BE CLASS D OR HIGHER. 50,000 GPD UP TO 0.25 MGD-STAFFING BY CLASS D OR HIGHER OPERATOR: 3 VISITS/WEEK ON NONCONSECUTIVE DAYS FOR A TOTAL OF 0.3 HOUR/WEEK. LESS THAN 50,000 GPD-STAFFING BY A CLASS D OR HIGHER OPERATOR: 2 VISITS/WEEK ON NONCONSECUTIVE DAYS FOR A TOTAL OF 0.2 HOUR/WEEK. THERE SHALL BE NO MORE THAN 5 DAYS BETWEEN THE LAST VISIT IN ONE WEEK AND THE FIRST VISIT IN THE NEXT WEEK. | N | Y | VICTORY TABERNACLE | 900 CYPRESS ROAD |  | ST. AUGUSTINE | FL | 32086 |  | 9047078190 |  | KEITH BROWN | KEITH BROWN | 900 CYPRESS ROAD |  | ST. AUGUSTINE | FL | 32086 |  | 9047078190 |  | INVESTOR | 75 | 9535 | 4 | 2019-03-19 | 2019-03-05 | NC01 | 50
2 | ST. JOHNS | NED |  | 2554463 | NONCOMMUNITY | CHLORINATION; AERATION FOR REMOVAL OF ANY SECONDARY CONTAMINANT, SULFIDE, OR ANY UNREGULATED CONTAMINANT; CORROSION CONTROL INHIBITOR ADDITION; HYPOCHLORINATION; IRON OR MANGANESE SEQUESTRATION; OR ULTRAVIOLET RADIATION. THE LEAD/CHIEF OPERATOR MUST BE CLASS D OR HIGHER. 50,000 GPD UP TO 0.25 MGD-STAFFING BY CLASS D OR HIGHER OPERATOR: 3 VISITS/WEEK ON NONCONSECUTIVE DAYS FOR A TOTAL OF 0.3 HOUR/WEEK. LESS THAN 50,000 GPD-STAFFING BY A CLASS D OR HIGHER OPERATOR: 2 VISITS/WEEK ON NONCONSECUTIVE DAYS FOR A TOTAL OF 0.2 HOUR/WEEK. THERE SHALL BE NO MORE THAN 5 DAYS BETWEEN THE LAST VISIT IN ONE WEEK AND THE FIRST VISIT IN THE NEXT WEEK. | N | Y | SEGOVIA OAKS (FKA BAYSIDE VILLAGE) | 1820 SR 13 NORTH |  | FRUIT COVE | FL | 32259 |  | 9047975400 |  | GLORIA BUHLER | GLORIA BUHLER | 711 ST. MORITZ COURT |  | SWITZERLAND | FL | 32259 |  | 9047375400 |  | INVESTOR | 25 | 3128 | 1 | 2016-10-24 | 2021-06-02 | NC01 | 50
2 | ST. JOHNS | NED | J22768A@AOL.COM | 2554469 | NONCOMMUNITY | CHLORINATION; AERATION FOR REMOVAL OF ANY SECONDARY CONTAMINANT, SULFIDE, OR ANY UNREGULATED CONTAMINANT; CORROSION CONTROL INHIBITOR ADDITION; HYPOCHLORINATION; IRON OR MANGANESE SEQUESTRATION; OR ULTRAVIOLET RADIATION. THE LEAD/CHIEF OPERATOR MUST BE CLASS D OR HIGHER. 50,000 GPD UP TO 0.25 MGD-STAFFING BY CLASS D OR HIGHER OPERATOR: 3 VISITS/WEEK ON NONCONSECUTIVE DAYS FOR A TOTAL OF 0.3 HOUR/WEEK. LESS THAN 50,000 GPD-STAFFING BY A CLASS D OR HIGHER OPERATOR: 2 VISITS/WEEK ON NONCONSECUTIVE DAYS FOR A TOTAL OF 0.2 HOUR/WEEK. THERE SHALL BE NO MORE THAN 5 DAYS BETWEEN THE LAST VISIT IN ONE WEEK AND THE FIRST VISIT IN THE NEXT WEEK. | N | Y | JIM'S PLACE | 4915 STATE ROAD 207 |  | ELKTON | FL | 32033 | 5028 | 9046921222 |  | WENDY ALVAREZ | JIM ALVAREZ | 7569 SR 207 |  | ELKTON | FL | 32033 |  | 9046923637 |  | INVESTOR | 25 | 4750 | 2 | 2019-11-22 | 2019-11-07 | NC01 | 50
2 | ST. JOHNS | NED | JHatcher@SJCFL.US | 2554471 | COMMUNITY | CHLORINATION; AERATION FOR REMOVAL OF ANY SECONDARY CONTAMINANT, SULFIDE, OR ANY UNREGULATED CONTAMINANT; CORROSION CONTROL INHIBITOR ADDITION; HYPOCHLORINATION; IRON OR MANGANESE SEQUESTRATION; OR ULTRAVIOLET RADIATION. THE LEAD/CHIEF OPERATOR MUST BE CLASS C OR HIGHER. 5.0 MGD AND ABOVE-STAFFING BY CLASS C OR HIGHER OPERATOR: 6 HOURS/DAY FOR 5 DAYS/WEEK AND ONE VISIT ON EACH WEEKEND DAY. 3.0 MGD UP TO 5.0 MGD-STAFFING BY CLASS C OR HIGHER OPERATOR: 1 HOUR/DAY FOR 5 DAYS/WEEK AND ONE VISIT ON EACH WEEKEND DAY. 0.25 MGD UP TO 3.0 MGD-STAFFING BY CLASS C OR HIGHER OPERATOR: 5 VISITS/WEEK AND ONE VISIT EACH WEEKEND FOR A TOTAL OF 0.6 HOUR/WEEK. | N | Y | SJCU-NORTHWEST UTILITIES WTP | 3390 INTERNATIONAL GOLF PARKWAY |  | ST. AUGUSTINE | FL | 32092 |  | 9045220243 |  | BARRY STEWART | COLIN GROFF | 500 SAN SEBASTIAN VIEW |  | ST. AUGUSTINE | FL | 32084 |  | 9042092703 |  | COUNTY | 32657 | 9000000 | 13063 | 2015-06-18 | 2018-03-13 | DC02 | 4000
2 | ST. JOHNS | NED | DNowaczyk@SJCFL.US | 2554475 | COMMUNITY | CHLORINATION; AERATION FOR REMOVAL OF ANY SECONDARY CONTAMINANT, SULFIDE, OR ANY UNREGULATED CONTAMINANT; CORROSION CONTROL INHIBITOR ADDITION; HYPOCHLORINATION; IRON OR MANGANESE SEQUESTRATION; OR ULTRAVIOLET RADIATION. THE LEAD/CHIEF OPERATOR MUST BE CLASS C OR HIGHER. 5.0 MGD AND ABOVE-STAFFING BY CLASS C OR HIGHER OPERATOR: 6 HOURS/DAY FOR 5 DAYS/WEEK AND ONE VISIT ON EACH WEEKEND DAY. 3.0 MGD UP TO 5.0 MGD-STAFFING BY CLASS C OR HIGHER OPERATOR: 1 HOUR/DAY FOR 5 DAYS/WEEK AND ONE VISIT ON EACH WEEKEND DAY. 0.25 MGD UP TO 3.0 MGD-STAFFING BY CLASS C OR HIGHER OPERATOR: 5 VISITS/WEEK AND ONE VISIT EACH WEEKEND FOR A TOTAL OF 0.6 HOUR/WEEK. | N | Y | SJCU-NORTHEAST UTILITIES WS | 326 VAN GOGH CIRCLE | EAST OF US 1 SOUTH OF PALM VALLEY RD | ST. AUGUSTINE | FL | 32081 |  |  |  | BARRY STEWART | WILLIAM G. YOUNG | 500 SAN SEBASTIAN VIEW |  | ST. AUGUSTINE | FL | 32084 |  | 9042092703 |  | COUNTY | 11962 | 2250000 | 4785 | 2015-06-18 | 2021-03-19 | PC04 | 1000
2 | ST. JOHNS | NED |  | 2554480 | NONTRANSIENT NONCOMMUNITY | CHLORINATION; AERATION FOR REMOVAL OF ANY SECONDARY CONTAMINANT, SULFIDE, OR ANY UNREGULATED CONTAMINANT; CORROSION CONTROL INHIBITOR ADDITION; HYPOCHLORINATION; IRON OR MANGANESE SEQUESTRATION; OR ULTRAVIOLET RADIATION. THE LEAD/CHIEF OPERATOR MUST BE CLASS D OR HIGHER. 50,000 GPD UP TO 0.25 MGD-STAFFING BY CLASS D OR HIGHER OPERATOR: 3 VISITS/WEEK ON NONCONSECUTIVE DAYS FOR A TOTAL OF 0.3 HOUR/WEEK. LESS THAN 50,000 GPD-STAFFING BY A CLASS D OR HIGHER OPERATOR: 2 VISITS/WEEK ON NONCONSECUTIVE DAYS FOR A TOTAL OF 0.2 HOUR/WEEK. THERE SHALL BE NO MORE THAN 5 DAYS BETWEEN THE LAST VISIT IN ONE WEEK AND THE FIRST VISIT IN THE NEXT WEEK. | N | Y | ELKTON ACADEMY | 4490 CR 13 SOUTH |  | ELKTON | FL | 32033 |  | 9046922860 |  | ROY RUNION | DON SUTTON | PO BOX 4498 |  | ST. AUGUSTINE | FL | 32085 |  | 9046690877 |  | INVESTOR | 50 | 4660 | 1 | 2019-11-22 | 2019-11-07 | NTNC | 100
2 | ST. JOHNS | NED | TWOFOLDWATER@GMAIL.COM | 2554482 | NONCOMMUNITY | CHLORINATION; AERATION FOR REMOVAL OF ANY SECONDARY CONTAMINANT, SULFIDE, OR ANY UNREGULATED CONTAMINANT; CORROSION CONTROL INHIBITOR ADDITION; HYPOCHLORINATION; IRON OR MANGANESE SEQUESTRATION; OR ULTRAVIOLET RADIATION. THE LEAD/CHIEF OPERATOR MUST BE CLASS D OR HIGHER. 50,000 GPD UP TO 0.25 MGD-STAFFING BY CLASS D OR HIGHER OPERATOR: 3 VISITS/WEEK ON NONCONSECUTIVE DAYS FOR A TOTAL OF 0.3 HOUR/WEEK. LESS THAN 50,000 GPD-STAFFING BY A CLASS D OR HIGHER OPERATOR: 2 VISITS/WEEK ON NONCONSECUTIVE DAYS FOR A TOTAL OF 0.2 HOUR/WEEK. THERE SHALL BE NO MORE THAN 5 DAYS BETWEEN THE LAST VISIT IN ONE WEEK AND THE FIRST VISIT IN THE NEXT WEEK. | N | Y | FLORIDA CITRUS CENTER #10 | 10010 US 1 SOUTH |  | ST. AUGUSTINE | FL | 32086 |  |  |  |  | EDWARD JENNINGS | 11765 N US 301 |  | OXFORD | FL | 34484 | 3570 | 3527482235 |  | INVESTOR | 150 | 7453 | 2 | 2018-04-12 | 2017-11-20 | NC01 | 50
2 | ST. JOHNS | NED | ROYRUNION@WINDSTREAM.NET | 2554485 | NONCOMMUNITY | CHLORINATION; AERATION FOR REMOVAL OF ANY SECONDARY CONTAMINANT, SULFIDE, OR ANY UNREGULATED CONTAMINANT; CORROSION CONTROL INHIBITOR ADDITION; HYPOCHLORINATION; IRON OR MANGANESE SEQUESTRATION; OR ULTRAVIOLET RADIATION. THE LEAD/CHIEF OPERATOR MUST BE CLASS D OR HIGHER. 50,000 GPD UP TO 0.25 MGD-STAFFING BY CLASS D OR HIGHER OPERATOR: 3 VISITS/WEEK ON NONCONSECUTIVE DAYS FOR A TOTAL OF 0.3 HOUR/WEEK. LESS THAN 50,000 GPD-STAFFING BY A CLASS D OR HIGHER OPERATOR: 2 VISITS/WEEK ON NONCONSECUTIVE DAYS FOR A TOTAL OF 0.2 HOUR/WEEK. THERE SHALL BE NO MORE THAN 5 DAYS BETWEEN THE LAST VISIT IN ONE WEEK AND THE FIRST VISIT IN THE NEXT WEEK. | N | Y | YU AN FARMS | 5797 BROUGH RD |  | ELKTON | FL | 32033 |  |  |  | ROY RUNION | JOHN AHN | 5730 5 ST S.R. | R.R.#1 | COOKSTOWN, ONTARIO |  |  |  | 9046922497 |  | INVESTOR | 41 | 46656 | 1 | 2019-06-14 | 2019-05-23 | NC01 | 50
2 | ST. JOHNS | NED | RHIGGINS@USWATERCORP.COM | 2554489 | NONTRANSIENT NONCOMMUNITY | MEMBRANE PROCESSES, INCLUDING ELECTRODIALYSIS, ELECTRODIALYSIS REVERSAL, MICROFILTRATION, ULTRAFILTRATION, NANOFILTRATION, AND REVERSE OSMOSIS. THE LEAD/CHIEF OPERATOR MUST BE CLASS C OR HIGHER. 0.5 MGD UP TO 1.0 MGD-STAFFING BY CLASS C OR HIGHER OPERATOR: 6 HOURS/DAY FOR 5 DAYS/WEEK AND ONE VISIT ON EACH WEEKEND DAY. 0.1 MGD UP TO 0.5 MGD-STAFFING BY CLASS C OR HIGHER OPERATOR: 3 HOURS/DAY FOR 5 DAYS/WEEK AND ONE VISIT ON EACH WEEKEND DAY. LESS THAN 0.1 MGD-STAFFING BY CLASS C OR HIGHER OPERATOR: 1 HOUR/DAY FOR 5 DAYS/WEEK AND ONE VISIT ON EACH WEEKEND DAY. | N | Y | SOUTH WOODS ELEMENTARY SCHOOL | 4750 STATE ROAD 206 WEST |  | ELKTON | FL | 32033 |  | 9045477500 |  | DAVID LEE | DAVID LEE | 299 SCHOOL HOUSE RD. |  | ST. AUGUSTINE | FL | 32084 |  | 9045477500 |  | COUNTY | 660 | 38880 | 3 | 2014-10-09 | 2020-09-21 | NTNC | 100
2 | ST. JOHNS | NED | TKISSELL@LIVE.COM | 2554490 | NONCOMMUNITY | CHLORINATION; AERATION FOR REMOVAL OF ANY SECONDARY CONTAMINANT, SULFIDE, OR ANY UNREGULATED CONTAMINANT; CORROSION CONTROL INHIBITOR ADDITION; HYPOCHLORINATION; IRON OR MANGANESE SEQUESTRATION; OR ULTRAVIOLET RADIATION. THE LEAD/CHIEF OPERATOR MUST BE CLASS D OR HIGHER. 50,000 GPD UP TO 0.25 MGD-STAFFING BY CLASS D OR HIGHER OPERATOR: 3 VISITS/WEEK ON NONCONSECUTIVE DAYS FOR A TOTAL OF 0.3 HOUR/WEEK. LESS THAN 50,000 GPD-STAFFING BY A CLASS D OR HIGHER OPERATOR: 2 VISITS/WEEK ON NONCONSECUTIVE DAYS FOR A TOTAL OF 0.2 HOUR/WEEK. THERE SHALL BE NO MORE THAN 5 DAYS BETWEEN THE LAST VISIT IN ONE WEEK AND THE FIRST VISIT IN THE NEXT WEEK. | N | Y | OUR LADY OF GOOD COUNSEL | 5950 SR 16 |  | ST. AUGUSTINE | FL | 32092 |  | 9048248688 |  | TOM KISSELL | MICHAEL KNIGHT | 11625 OLD ST. AUGUSTINE ROAD |  | JACKSONVILLE | FL | 32258 |  | 9048248688 |  | OTHER | 70 | 5503 | 1 | 2019-12-03 | 2019-11-07 | NC01 | 50
2 | ST. JOHNS | NED |  | 2554492 | NONCOMMUNITY | CHLORINATION; AERATION FOR REMOVAL OF ANY SECONDARY CONTAMINANT, SULFIDE, OR ANY UNREGULATED CONTAMINANT; CORROSION CONTROL INHIBITOR ADDITION; HYPOCHLORINATION; IRON OR MANGANESE SEQUESTRATION; OR ULTRAVIOLET RADIATION. THE LEAD/CHIEF OPERATOR MUST BE CLASS D OR HIGHER. 50,000 GPD UP TO 0.25 MGD-STAFFING BY CLASS D OR HIGHER OPERATOR: 3 VISITS/WEEK ON NONCONSECUTIVE DAYS FOR A TOTAL OF 0.3 HOUR/WEEK. LESS THAN 50,000 GPD-STAFFING BY A CLASS D OR HIGHER OPERATOR: 2 VISITS/WEEK ON NONCONSECUTIVE DAYS FOR A TOTAL OF 0.2 HOUR/WEEK. THERE SHALL BE NO MORE THAN 5 DAYS BETWEEN THE LAST VISIT IN ONE WEEK AND THE FIRST VISIT IN THE NEXT WEEK. | N | Y | SOUTH LOGAN HOUSING | 6068 LEONARD ROAD |  | HASTINGS | FL | 32145 |  |  |  | ANNE BARNES | ANNE BARNES | PO BOX 434 |  | HASTINGS | FL | 32145 |  | 9046924509 |  | OTHER | 25 | 3200 | 1 | 2016-02-23 | 2021-02-22 | NC01 | 50
2 | ST. JOHNS | NED | LINTONJW@LDSCHURCH.ORG | 2554493 | NONCOMMUNITY | CHLORINATION; AERATION FOR REMOVAL OF ANY SECONDARY CONTAMINANT, SULFIDE, OR ANY UNREGULATED CONTAMINANT; CORROSION CONTROL INHIBITOR ADDITION; HYPOCHLORINATION; IRON OR MANGANESE SEQUESTRATION; OR ULTRAVIOLET RADIATION. THE LEAD/CHIEF OPERATOR MUST BE CLASS D OR HIGHER. 50,000 GPD UP TO 0.25 MGD-STAFFING BY CLASS D OR HIGHER OPERATOR: 3 VISITS/WEEK ON NONCONSECUTIVE DAYS FOR A TOTAL OF 0.3 HOUR/WEEK. LESS THAN 50,000 GPD-STAFFING BY A CLASS D OR HIGHER OPERATOR: 2 VISITS/WEEK ON NONCONSECUTIVE DAYS FOR A TOTAL OF 0.2 HOUR/WEEK. THERE SHALL BE NO MORE THAN 5 DAYS BETWEEN THE LAST VISIT IN ONE WEEK AND THE FIRST VISIT IN THE NEXT WEEK. | N | Y | CJCLDS - ST. JOHNS BUILDING | 5490 CR 210 WEST |  | ST. JOHNS | FL | 32259 |  | 9043425769 |  | MIKE PARRIS | MIKE PARRIS | 2603 NW 13TH ST. | #334 | GAINESVILLE | FL | 32609 |  | 6789773965 |  | INVESTOR | 783 | 9464 | 1 | 2014-03-31 | 2016-11-30 | NC01 | 50
2 | ST. JOHNS | NED | bstewart@sjcfl.us | 2554494 | NONCOMMUNITY | CHLORINATION; AERATION FOR REMOVAL OF ANY SECONDARY CONTAMINANT, SULFIDE, OR ANY UNREGULATED CONTAMINANT; CORROSION CONTROL INHIBITOR ADDITION; HYPOCHLORINATION; IRON OR MANGANESE SEQUESTRATION; OR ULTRAVIOLET RADIATION. THE LEAD/CHIEF OPERATOR MUST BE CLASS D OR HIGHER. 50,000 GPD UP TO 0.25 MGD-STAFFING BY CLASS D OR HIGHER OPERATOR: 3 VISITS/WEEK ON NONCONSECUTIVE DAYS FOR A TOTAL OF 0.3 HOUR/WEEK. LESS THAN 50,000 GPD-STAFFING BY A CLASS D OR HIGHER OPERATOR: 2 VISITS/WEEK ON NONCONSECUTIVE DAYS FOR A TOTAL OF 0.2 HOUR/WEEK. THERE SHALL BE NO MORE THAN 5 DAYS BETWEEN THE LAST VISIT IN ONE WEEK AND THE FIRST VISIT IN THE NEXT WEEK. | N | Y | VILANO BEACH BOAT RAMP | 101 VILANO CAUSEWAY |  | ST AUGUSTINE | FL | 32084 |  | 9042090324 |  |  | NATHAN OTTER | 500 SAN SEBASTIAN VIEW |  | ST. AUGUSTINE | FL | 32080 |  | 9042090328 |  | COUNTY | 25 | 6650 | 1 | 2018-08-23 | 2018-07-31 | NC01 | 50
2 | ST. JOHNS | NED |  | 2554496 | NONCOMMUNITY | CHLORINATION; AERATION FOR REMOVAL OF ANY SECONDARY CONTAMINANT, SULFIDE, OR ANY UNREGULATED CONTAMINANT; CORROSION CONTROL INHIBITOR ADDITION; HYPOCHLORINATION; IRON OR MANGANESE SEQUESTRATION; OR ULTRAVIOLET RADIATION. THE LEAD/CHIEF OPERATOR MUST BE CLASS D OR HIGHER. 50,000 GPD UP TO 0.25 MGD-STAFFING BY CLASS D OR HIGHER OPERATOR: 3 VISITS/WEEK ON NONCONSECUTIVE DAYS FOR A TOTAL OF 0.3 HOUR/WEEK. LESS THAN 50,000 GPD-STAFFING BY A CLASS D OR HIGHER OPERATOR: 2 VISITS/WEEK ON NONCONSECUTIVE DAYS FOR A TOTAL OF 0.2 HOUR/WEEK. THERE SHALL BE NO MORE THAN 5 DAYS BETWEEN THE LAST VISIT IN ONE WEEK AND THE FIRST VISIT IN THE NEXT WEEK. | N | Y | MOLASSES JUNCTION | 6300 CR 214 |  | ST AUGUSTINE | FL | 32092 |  | 9048291911 |  | KENDRA MCGAULEY | DONNA SPARKS | PO BOX 3043 | 3791 A1A SOUTH, SUITE B | ST AUGUSTINE | FL | 32085 |  | 9045998644 | 1008 | OTHER | 25 | 3423 | 1 | 2014-12-07 | 2019-09-11 | NC01 | 50
2 | ST. JOHNS | NED | TWOFOLDWATER@GMAIL.COM | 2554497 | NONCOMMUNITY | CHLORINATION; AERATION FOR REMOVAL OF ANY SECONDARY CONTAMINANT, SULFIDE, OR ANY UNREGULATED CONTAMINANT; CORROSION CONTROL INHIBITOR ADDITION; HYPOCHLORINATION; IRON OR MANGANESE SEQUESTRATION; OR ULTRAVIOLET RADIATION. THE LEAD/CHIEF OPERATOR MUST BE CLASS D OR HIGHER. 50,000 GPD UP TO 0.25 MGD-STAFFING BY CLASS D OR HIGHER OPERATOR: 3 VISITS/WEEK ON NONCONSECUTIVE DAYS FOR A TOTAL OF 0.3 HOUR/WEEK. LESS THAN 50,000 GPD-STAFFING BY A CLASS D OR HIGHER OPERATOR: 2 VISITS/WEEK ON NONCONSECUTIVE DAYS FOR A TOTAL OF 0.2 HOUR/WEEK. THERE SHALL BE NO MORE THAN 5 DAYS BETWEEN THE LAST VISIT IN ONE WEEK AND THE FIRST VISIT IN THE NEXT WEEK. | N | Y | DOLLAR GENERAL - FLAGLER ESTATES | 9915 COUNTY ROAD 13 SOUTH |  | HASTINGS | FL | 32145 |  | 9046924503 |  |  | KRISTIN ELLIOTT | 100 MISSION RIDGE |  | GOODLETTESVILLE | TN | 37072 |  | 6158555365 |  | INVESTOR | 25 | 1806 | 1 | 2014-06-25 | 2017-11-05 | NC01 | 50
2 | ST. JOHNS | NED | MARSTONLISA@YAHOO.COM; TWOFOLDWATER@GMAIL.COM | 2554499 | NONCOMMUNITY | CHLORINATION; AERATION FOR REMOVAL OF ANY SECONDARY CONTAMINANT, SULFIDE, OR ANY UNREGULATED CONTAMINANT; CORROSION CONTROL INHIBITOR ADDITION; HYPOCHLORINATION; IRON OR MANGANESE SEQUESTRATION; OR ULTRAVIOLET RADIATION. THE LEAD/CHIEF OPERATOR MUST BE CLASS D OR HIGHER. 50,000 GPD UP TO 0.25 MGD-STAFFING BY CLASS D OR HIGHER OPERATOR: 3 VISITS/WEEK ON NONCONSECUTIVE DAYS FOR A TOTAL OF 0.3 HOUR/WEEK. LESS THAN 50,000 GPD-STAFFING BY A CLASS D OR HIGHER OPERATOR: 2 VISITS/WEEK ON NONCONSECUTIVE DAYS FOR A TOTAL OF 0.2 HOUR/WEEK. THERE SHALL BE NO MORE THAN 5 DAYS BETWEEN THE LAST VISIT IN ONE WEEK AND THE FIRST VISIT IN THE NEXT WEEK. | N | Y | WOODPECKER'S BACKYARD BBQ | 4930 SR13 |  | ST AUGUSTINE | FL | 32090 |  | 9045315670 |  | LISA MARSTON | LISA MARSTON | 541 COOPERS COVE ROAD |  | ST. AUGUSTINE | FL | 32095 |  | 9045345440 |  | INVESTOR | 25 | 6524 | 1 | 2015-02-27 | 2019-12-20 | NC01 | 50
2 | ST. JOHNS | NED | GHerron@4LakesCampground.com | 2554500 | NONCOMMUNITY | CHLORINATION; AERATION FOR REMOVAL OF ANY SECONDARY CONTAMINANT, SULFIDE, OR ANY UNREGULATED CONTAMINANT; CORROSION CONTROL INHIBITOR ADDITION; HYPOCHLORINATION; IRON OR MANGANESE SEQUESTRATION; OR ULTRAVIOLET RADIATION. THE LEAD/CHIEF OPERATOR MUST BE CLASS D OR HIGHER. 50,000 GPD UP TO 0.25 MGD-STAFFING BY CLASS D OR HIGHER OPERATOR: 3 VISITS/WEEK ON NONCONSECUTIVE DAYS FOR A TOTAL OF 0.3 HOUR/WEEK. LESS THAN 50,000 GPD-STAFFING BY A CLASS D OR HIGHER OPERATOR: 2 VISITS/WEEK ON NONCONSECUTIVE DAYS FOR A TOTAL OF 0.2 HOUR/WEEK. THERE SHALL BE NO MORE THAN 5 DAYS BETWEEN THE LAST VISIT IN ONE WEEK AND THE FIRST VISIT IN THE NEXT WEEK. | N | Y | 4 LAKES CAMPGROUND | 9855 CR 13 SOUTH |  | HASTINGS | FL | 32145 |  | 9046012267 |  |  | GERALD HERRON | 1463 BARRINGTON CIRCLE |  | ST. AUGUSTINE | FL | 32092 |  | 9046266131 |  | INVESTOR | 52 | 4500 | 52 |  | 2018-10-30 | NC01 | 50
2 | ST. JOHNS | NED | bstewart@sjcfl.us | 2554501 | NONCOMMUNITY | CHLORINATION; AERATION FOR REMOVAL OF ANY SECONDARY CONTAMINANT, SULFIDE, OR ANY UNREGULATED CONTAMINANT; CORROSION CONTROL INHIBITOR ADDITION; HYPOCHLORINATION; IRON OR MANGANESE SEQUESTRATION; OR ULTRAVIOLET RADIATION. THE LEAD/CHIEF OPERATOR MUST BE CLASS D OR HIGHER. 50,000 GPD UP TO 0.25 MGD-STAFFING BY CLASS D OR HIGHER OPERATOR: 3 VISITS/WEEK ON NONCONSECUTIVE DAYS FOR A TOTAL OF 0.3 HOUR/WEEK. LESS THAN 50,000 GPD-STAFFING BY A CLASS D OR HIGHER OPERATOR: 2 VISITS/WEEK ON NONCONSECUTIVE DAYS FOR A TOTAL OF 0.2 HOUR/WEEK. THERE SHALL BE NO MORE THAN 5 DAYS BETWEEN THE LAST VISIT IN ONE WEEK AND THE FIRST VISIT IN THE NEXT WEEK. | N | Y | FDOT SR 207 TRAILHEAD WTP | 3743 SR207 (W OF I-95 ON N SIDE OF ROAD) |  | ELKTON | FL | 32033 |  | 9042090626 |  | BARRY STEWART | BARRY STEWART | 2175 MIZELL ROAD |  | ST. AUGUSTINE | FL | 32080 |  | 9042092645 |  | COUNTY | 25 | 2000 | 1 |  | 2018-07-02 | NC01 | 50
2 | SUWANNEE | NED | DBALL@ACVILLAGE.NET | 2610012 | COMMUNITY | CONVENTIONAL FILTRATION (COAGULATION, FLOCCULATION, SEDIMENTATION, AND FILTRATION); DIRECT FILTRATION, (COAGULATION AND FILTRATION); OR LIME SOFTENING. THE LEAD/CHIEF OPERATOR MUST BE CLASS C OR HIGHER. 0.3 MGD UP TO 1.0 MGD STAFFING BY CLASS C OR HIGHER OPERATOR: 6 HOURS/DAY FOR 5 DAYS/WEEK AND ONE VISIT ON EACH WEEKEND DAY. 0.1 MGD UP TO 0.3 MGD STAFFING BY CLASS C OR HIGHER OPERATOR: 3 HOURS/DAY FOR 5 DAYS/WEEK AND ONE VISIT ON EACH WEEKEND DAY. LESS THAN 0.1 MGD STAFFING BY CLASS C OR HIGHER OPERATOR: 2 HOURS/DAY FOR 5 DAYS/WEEK AND ONE VISIT ON EACH WEEKEND DAY. | N | Y | ADVENT CHRISTIAN VILLAGE | 23750 DOWLING PARK DR |  | DOWLING PARK | FL | 32064 |  | 3866583333 |  | DARYL BALL | CRAIG CARTER | P.O. BOX 4323 |  | DOWLING PARK | FL | 32064 | 1539 | 3866585550 |  | INVESTOR | 784 | 432000 | 270 | 2018-04-13 | 2021-09-15 | DC04 | 1000
2 | SUWANNEE | NED | townofbranford@windstream.net | 2610109 | COMMUNITY | CHLORINATION; AERATION FOR REMOVAL OF ANY SECONDARY CONTAMINANT, SULFIDE, OR ANY UNREGULATED CONTAMINANT; CORROSION CONTROL INHIBITOR ADDITION; HYPOCHLORINATION; IRON OR MANGANESE SEQUESTRATION; OR ULTRAVIOLET RADIATION. THE LEAD/CHIEF OPERATOR MUST BE CLASS C OR HIGHER. 5.0 MGD AND ABOVE-STAFFING BY CLASS C OR HIGHER OPERATOR: 6 HOURS/DAY FOR 5 DAYS/WEEK AND ONE VISIT ON EACH WEEKEND DAY. 3.0 MGD UP TO 5.0 MGD-STAFFING BY CLASS C OR HIGHER OPERATOR: 1 HOUR/DAY FOR 5 DAYS/WEEK AND ONE VISIT ON EACH WEEKEND DAY. 0.25 MGD UP TO 3.0 MGD-STAFFING BY CLASS C OR HIGHER OPERATOR: 5 VISITS/WEEK AND ONE VISIT EACH WEEKEND FOR A TOTAL OF 0.6 HOUR/WEEK. | N | Y | BRANFORD WTP | NO NAME ROAD | P.O. BOX 577 | BRANFORD | FL | 32008 |  | 3869351146 |  | ROBBIE LEE | DONNA HARDIN | PO BOX 577 |  | BRANFORD | FL | 32008 |  | 3869351146 |  | MUNICIPALITY | 700 | 452064 | 600 | 2017-02-22 | 2020-06-26 | DC04 | 1000
2 | SUWANNEE | NED | JEFFREY.SMILEY@jacobs.com | 2610203 | COMMUNITY | CHLORINATION; AERATION FOR REMOVAL OF ANY SECONDARY CONTAMINANT, SULFIDE, OR ANY UNREGULATED CONTAMINANT; CORROSION CONTROL INHIBITOR ADDITION; HYPOCHLORINATION; IRON OR MANGANESE SEQUESTRATION; OR ULTRAVIOLET RADIATION. THE LEAD/CHIEF OPERATOR MUST BE CLASS C OR HIGHER. 5.0 MGD AND ABOVE-STAFFING BY CLASS C OR HIGHER OPERATOR: 6 HOURS/DAY FOR 5 DAYS/WEEK AND ONE VISIT ON EACH WEEKEND DAY. 3.0 MGD UP TO 5.0 MGD-STAFFING BY CLASS C OR HIGHER OPERATOR: 1 HOUR/DAY FOR 5 DAYS/WEEK AND ONE VISIT ON EACH WEEKEND DAY. 0.25 MGD UP TO 3.0 MGD-STAFFING BY CLASS C OR HIGHER OPERATOR: 5 VISITS/WEEK AND ONE VISIT EACH WEEKEND FOR A TOTAL OF 0.6 HOUR/WEEK. | N | Y | LIVE OAK WTP | 701 LIME AVENUE |  | LIVE OAK | FL | 32064 |  | 3865902453 |  | Jeffrey Smiley | GEORGE CURTIS | 101 WHITE AVE. SE |  | LIVE OAK | FL | 32064 |  | 3863622276 |  | MUNICIPALITY | 6850 | 2500000 | 3095 | 2014-08-07 | 2019-12-11 | DC03 | 2000
2 | SUWANNEE | NED | mrotteveel@uswatercorp.net | 2610370 | COMMUNITY | AERATION FOR REMOVAL OF ANY PRIMARY CONTAMINANT; ALKALINITY/PH ADJUSTMENT; CHLORAMIN ATION; CHLORINE DIOXIDE FOR OXIDATION OR DISINFECTION; FLUORIDATION; ION EXCHANGE FOR REMOVAL OF ANY SECONDARY CONTAMINANT, SULFIDE, OR ANY UNREGULATED CONTAMINANT; OR OZONATION. THE LEAD/CHIEF OPERATOR MUST BE CLASS C OR HIGHER. 5.0 MGD UP TO 10 MGD-STAFFING BY CLASS C OR HIGHER OPERATOR: 6 HOURS/DAY FOR 5 DAYS/WEEK AND ONE VISIT ON EACH WEEKEND DAY. 3.0 MGD UP TO 5.0 MGD-STAFFING BY CLASS C OR HIGHER OPERATOR: 3 HOURS/DAY FOR 5 DAYS/WEEK AND ONE VISIT ON EACH WEEKEND DAY. 1.0 MGD UP TO 3.0 MGD-STAFFING BY CLASS C OR HIGHER OPERATOR: 1 HOUR/DAY FOR 5 DAYS/WEEK AND ONE VISIT ON EACH WEEKEND DAY. 0.1 MGD UP TO 1.0 MGD-STAFFING BY CLASS C OR HIGHER OPERATOR: 5 VISITS/WEEK AND ONE VISIT EACH WEEKEND FOR A TOTAL OF 1.2 HOURS/WEEK. | N | Y | FLORIDA SHERIFF'S BOYS RANCH | 1813 CECIL WEBB PLACE |  | BOYS RANCH | FL | 32060 |  | 3868425501 |  | CEDRIC PERRY | CEDRIC PERRY | P.O. BOX 2000 |  | LIVE OAK | FL | 32064 | 1550 | 3868425555 |  | INVESTOR | 100 | 216000 | 39 | 2016-06-02 | 2019-10-15 | DC051 | 100
2 | SUWANNEE | NED | LARRY.JOHNSON@JBSSA.COM | 2610428 | NONTRANSIENT NONCOMMUNITY | CONVENTIONAL FILTRATION (COAGULATION, FLOCCULATION, SEDIMENTATION, AND FILTRATION); DIRECT FILTRATION, (COAGULATION AND FILTRATION); OR LIME SOFTENING 1.0 MGD UP TO 5.0 MGD. STAFFING BY CLASS C OR HIGHER OPERATOR: 16 HOURS/DAY FOR 7 DAYS/WEEK. THE LEAD/CHIEF OPERATOR MUST BE CLASS B OR HIGHER. | Y | Y | PILGRIM'S PRIDE WTP | 19740 US HIGHWAY 90 |  | LIVE OAK | FL | 32060 |  | 3863622544 |  | LARRY JOHNSON | STEPHEN JAMES | 463 WEYANOKE DR. |  | EVANS | GA | 30809 |  | 7062025839 |  | INVESTOR | 1400 | 2500000 | 5 | 2016-02-23 | 2019-05-14 | NTNC | 100
2 | SUWANNEE | NED | MEBANE.CORY-OGDEN@DEP.STATE.FL.US; TWOFOLDWATER@GMAIL.COM | 2610541 | NONCOMMUNITY | CHLORINATION; AERATION FOR REMOVAL OF ANY SECONDARY CONTAMINANT, SULFIDE, OR ANY UNREGULATED CONTAMINANT; CORROSION CONTROL INHIBITOR ADDITION; HYPOCHLORINATION; IRON OR MANGANESE SEQUESTRATION; OR ULTRAVIOLET RADIATION. THE LEAD/CHIEF OPERATOR MUST BE CLASS D OR HIGHER. 50,000 GPD UP TO 0.25 MGD-STAFFING BY CLASS D OR HIGHER OPERATOR: 3 VISITS/WEEK ON NONCONSECUTIVE DAYS FOR A TOTAL OF 0.3 HOUR/WEEK. LESS THAN 50,000 GPD-STAFFING BY A CLASS D OR HIGHER OPERATOR: 2 VISITS/WEEK ON NONCONSECUTIVE DAYS FOR A TOTAL OF 0.2 HOUR/WEEK. THERE SHALL BE NO MORE THAN 5 DAYS BETWEEN THE LAST VISIT IN ONE WEEK AND THE FIRST VISIT IN THE NEXT WEEK. | N | Y | ICHETUCKNEE SPRINGS STATE PARK-NORTH | 12087 S.W. US HWY 27 |  | FORT WHITE | FL | 32038 |  | 3864974690 |  | RAYMOND SEMANCHIK | RAYMOND SEMANCHIK | 12087 SW US 27 |  | FT. WHITE | FL | 32038 |  | 3864974690 |  | DEP (STATE PARK OR STATE REC AREA) | 25 | 46661 | 2 | 2008-12-05 | 2020-06-17 | NC01 | 50
2 | SUWANNEE | NED |  | 2610779 | NONCOMMUNITY | CHLORINATION; AERATION FOR REMOVAL OF ANY SECONDARY CONTAMINANT, SULFIDE, OR ANY UNREGULATED CONTAMINANT; CORROSION CONTROL INHIBITOR ADDITION; HYPOCHLORINATION; IRON OR MANGANESE SEQUESTRATION; OR ULTRAVIOLET RADIATION. THE LEAD/CHIEF OPERATOR MUST BE CLASS D OR HIGHER. 50,000 GPD UP TO 0.25 MGD-STAFFING BY CLASS D OR HIGHER OPERATOR: 3 VISITS/WEEK ON NONCONSECUTIVE DAYS FOR A TOTAL OF 0.3 HOUR/WEEK. LESS THAN 50,000 GPD-STAFFING BY A CLASS D OR HIGHER OPERATOR: 2 VISITS/WEEK ON NONCONSECUTIVE DAYS FOR A TOTAL OF 0.2 HOUR/WEEK. THERE SHALL BE NO MORE THAN 5 DAYS BETWEEN THE LAST VISIT IN ONE WEEK AND THE FIRST VISIT IN THE NEXT WEEK. | N | Y | MORGAN'S TRAILER PARK | 13580 US HIGHWAY 90 |  | LIVE OAK | FL | 32060 |  | 3863622016 |  | DAVID & NANCY GRINNELL | DAVID & NANCY GRINNELL | 13580 US HWY 90 W |  | LIVE OAK | FL | 32060 |  | 3863622016 |  | INVESTOR | 17 | 18751 | 19 | 2015-08-21 | 2020-08-25 | NC01 | 50
2 | SUWANNEE | NED |  | 2611003 | NONCOMMUNITY | CHLORINATION; AERATION FOR REMOVAL OF ANY SECONDARY CONTAMINANT, SULFIDE, OR ANY UNREGULATED CONTAMINANT; CORROSION CONTROL INHIBITOR ADDITION; HYPOCHLORINATION; IRON OR MANGANESE SEQUESTRATION; OR ULTRAVIOLET RADIATION. THE LEAD/CHIEF OPERATOR MUST BE CLASS D OR HIGHER. 50,000 GPD UP TO 0.25 MGD-STAFFING BY CLASS D OR HIGHER OPERATOR: 3 VISITS/WEEK ON NONCONSECUTIVE DAYS FOR A TOTAL OF 0.3 HOUR/WEEK. LESS THAN 50,000 GPD-STAFFING BY A CLASS D OR HIGHER OPERATOR: 2 VISITS/WEEK ON NONCONSECUTIVE DAYS FOR A TOTAL OF 0.2 HOUR/WEEK. THERE SHALL BE NO MORE THAN 5 DAYS BETWEEN THE LAST VISIT IN ONE WEEK AND THE FIRST VISIT IN THE NEXT WEEK. | N | Y | SANDY POINT T.P. & CAMPGROUND | 29685 59TH DRIVE |  | BRANFORD | FL | 32008 |  | 3865901390 |  | DEBORAH FANNING | DEBORAH FANNING | 29685 59TH DRIVE | LOT 1 | BRANFORD | FL | 32008 |  | 3865901390 |  | INVESTOR | 25 | 10600 | 14 | 2015-04-20 | 2020-09-15 | NC01 | 50
2 | SUWANNEE | NED | RJShospitality@outlook.com; JAMESB1234@embarqmail.com | 2611105 | NONCOMMUNITY | CHLORINATION; AERATION FOR REMOVAL OF ANY SECONDARY CONTAMINANT, SULFIDE, OR ANY UNREGULATED CONTAMINANT; CORROSION CONTROL INHIBITOR ADDITION; HYPOCHLORINATION; IRON OR MANGANESE SEQUESTRATION; OR ULTRAVIOLET RADIATION. THE LEAD/CHIEF OPERATOR MUST BE CLASS D OR HIGHER. 50,000 GPD UP TO 0.25 MGD-STAFFING BY CLASS D OR HIGHER OPERATOR: 3 VISITS/WEEK ON NONCONSECUTIVE DAYS FOR A TOTAL OF 0.3 HOUR/WEEK. LESS THAN 50,000 GPD-STAFFING BY A CLASS D OR HIGHER OPERATOR: 2 VISITS/WEEK ON NONCONSECUTIVE DAYS FOR A TOTAL OF 0.2 HOUR/WEEK. THERE SHALL BE NO MORE THAN 5 DAYS BETWEEN THE LAST VISIT IN ONE WEEK AND THE FIRST VISIT IN THE NEXT WEEK. | N | Y | AMERICA'S BEST VALUE INN | 3119 C.R. 136 |  | WHITE SPRINGS | FL | 32096 |  | 8138926965 |  | MR. JAMES "GORDIE" BASS JR | RAJMOTWANI/SAGAR SAHA | 1004 ECKLES DRIVE |  | TAMPA | FL | 33612 |  | 8138926965 |  | INVESTOR | 25 | 23166 | 2 | 2016-01-08 | 2020-10-16 | NC01 | 50
2 | SUWANNEE | NED | TVICOS690@gmail.COM | 2611131 | NONCOMMUNITY | CHLORINATION; AERATION FOR REMOVAL OF ANY SECONDARY CONTAMINANT, SULFIDE, OR ANY UNREGULATED CONTAMINANT; CORROSION CONTROL INHIBITOR ADDITION; HYPOCHLORINATION; IRON OR MANGANESE SEQUESTRATION; OR ULTRAVIOLET RADIATION. THE LEAD/CHIEF OPERATOR MUST BE CLASS D OR HIGHER. 50,000 GPD UP TO 0.25 MGD-STAFFING BY CLASS D OR HIGHER OPERATOR: 3 VISITS/WEEK ON NONCONSECUTIVE DAYS FOR A TOTAL OF 0.3 HOUR/WEEK. LESS THAN 50,000 GPD-STAFFING BY A CLASS D OR HIGHER OPERATOR: 2 VISITS/WEEK ON NONCONSECUTIVE DAYS FOR A TOTAL OF 0.2 HOUR/WEEK. THERE SHALL BE NO MORE THAN 5 DAYS BETWEEN THE LAST VISIT IN ONE WEEK AND THE FIRST VISIT IN THE NEXT WEEK. | N | Y | SUWANNEE COUNTRY CLUB | 7932 US 90 |  | LIVE OAK | FL | 32060 |  | 3863621147 |  | TERRY SHUNK | BOB BUCWICK | 7932 US 90 |  | LIVE OAK | FL | 32060 |  | 3863621147 |  | INVESTOR | 25 | 19264 | 3 | 2014-07-16 | 2020-09-16 | NC01 | 50
2 | SUWANNEE | NED | Rianna.Elliott@FloridaDEP.gov | 2611136 | NONCOMMUNITY | CHLORINATION; AERATION FOR REMOVAL OF ANY SECONDARY CONTAMINANT, SULFIDE, OR ANY UNREGULATED CONTAMINANT; CORROSION CONTROL INHIBITOR ADDITION; HYPOCHLORINATION; IRON OR MANGANESE SEQUESTRATION; OR ULTRAVIOLET RADIATION. THE LEAD/CHIEF OPERATOR MUST BE CLASS D OR HIGHER. 50,000 GPD UP TO 0.25 MGD-STAFFING BY CLASS D OR HIGHER OPERATOR: 3 VISITS/WEEK ON NONCONSECUTIVE DAYS FOR A TOTAL OF 0.3 HOUR/WEEK. LESS THAN 50,000 GPD-STAFFING BY A CLASS D OR HIGHER OPERATOR: 2 VISITS/WEEK ON NONCONSECUTIVE DAYS FOR A TOTAL OF 0.2 HOUR/WEEK. THERE SHALL BE NO MORE THAN 5 DAYS BETWEEN THE LAST VISIT IN ONE WEEK AND THE FIRST VISIT IN THE NEXT WEEK. | N | Y | SUWANNEE RIVER STATE PARK | 3631 201ST PATH |  | LIVE OAK | FL | 32060 |  | 3863622746 |  | MATTHEW PHIFER | [9 empty] | DEP (STATE PARK OR STATE REC AREA) | 72 | 10007 | 36 | 2016-04-12 | 2020-06-17 | NC01 | 50
2 | SUWANNEE | NED | MAMAKRINGLE@YAHOO.COM; COACHSCAR@GMAIL.COM | 2611239 | COMMUNITY | CHLORINATION; AERATION FOR REMOVAL OF ANY SECONDARY CONTAMINANT, SULFIDE, OR ANY UNREGULATED CONTAMINANT; CORROSION CONTROL INHIBITOR ADDITION; HYPOCHLORINATION; IRON OR MANGANESE SEQUESTRATION; OR ULTRAVIOLET RADIATION. THE LEAD/CHIEF OPERATOR MUST BE CLASS D OR HIGHER. 50,000 GPD UP TO 0.25 MGD-STAFFING BY CLASS D OR HIGHER OPERATOR: 3 VISITS/WEEK ON NONCONSECUTIVE DAYS FOR A TOTAL OF 0.3 HOUR/WEEK. LESS THAN 50,000 GPD-STAFFING BY A CLASS D OR HIGHER OPERATOR: 2 VISITS/WEEK ON NONCONSECUTIVE DAYS FOR A TOTAL OF 0.2 HOUR/WEEK. THERE SHALL BE NO MORE THAN 5 DAYS BETWEEN THE LAST VISIT IN ONE WEEK AND THE FIRST VISIT IN THE NEXT WEEK. | N | Y | WAYNE FRIER'S TRAILER PARK | 12788 US 90, WEST |  | LIVE OAK | FL | 32060 |  | 3863626306 |  | PHYLLIS ANDERS | PHYLLIS ANDERS | 12788 US 90, WEST |  | LIVE OAK | FL | 32060 |  | 3863302567 |  | INVESTOR | 295 | 94133 | 133 | 2018-12-06 | 2021-03-04 | DC051 | 100
2 | SUWANNEE | NED | PASCOJ@WINDSTREAM.NET | 2611246 | COMMUNITY | CHLORINATION; AERATION FOR REMOVAL OF ANY SECONDARY CONTAMINANT, SULFIDE, OR ANY UNREGULATED CONTAMINANT; CORROSION CONTROL INHIBITOR ADDITION; HYPOCHLORINATION; IRON OR MANGANESE SEQUESTRATION; OR ULTRAVIOLET RADIATION. THE LEAD/CHIEF OPERATOR MUST BE CLASS C OR HIGHER. 5.0 MGD AND ABOVE-STAFFING BY CLASS C OR HIGHER OPERATOR: 6 HOURS/DAY FOR 5 DAYS/WEEK AND ONE VISIT ON EACH WEEKEND DAY. 3.0 MGD UP TO 5.0 MGD-STAFFING BY CLASS C OR HIGHER OPERATOR: 1 HOUR/DAY FOR 5 DAYS/WEEK AND ONE VISIT ON EACH WEEKEND DAY. 0.25 MGD UP TO 3.0 MGD-STAFFING BY CLASS C OR HIGHER OPERATOR: 5 VISITS/WEEK AND ONE VISIT EACH WEEKEND FOR A TOTAL OF 0.6 HOUR/WEEK. | N | Y | WELLBORN WTP | 209 15TH AVE. |  | WELLBORN | FL | 32094 |  | 3869633641 |  | W. PASCO JARVIS | W. PASCO JARVIS | 1505 SIXTH AVE. |  | WELLBORN | FL | 32094 |  | 3869633641 |  | AUTHORITY/COMMISSION/DISTRICT | 500 | 288000 | 192 | 2017-07-20 | 2019-12-11 | DC05 | 500
2 | SUWANNEE | NED | COACHSCAR@GMAIL.COM | 2611406 | NONCOMMUNITY | CHLORINATION; AERATION FOR REMOVAL OF ANY SECONDARY CONTAMINANT, SULFIDE, OR ANY UNREGULATED CONTAMINANT; CORROSION CONTROL INHIBITOR ADDITION; HYPOCHLORINATION; IRON OR MANGANESE SEQUESTRATION; OR ULTRAVIOLET RADIATION. THE LEAD/CHIEF OPERATOR MUST BE CLASS D OR HIGHER. 50,000 GPD UP TO 0.25 MGD-STAFFING BY CLASS D OR HIGHER OPERATOR: 3 VISITS/WEEK ON NONCONSECUTIVE DAYS FOR A TOTAL OF 0.3 HOUR/WEEK. LESS THAN 50,000 GPD-STAFFING BY A CLASS D OR HIGHER OPERATOR: 2 VISITS/WEEK ON NONCONSECUTIVE DAYS FOR A TOTAL OF 0.2 HOUR/WEEK. THERE SHALL BE NO MORE THAN 5 DAYS BETWEEN THE LAST VISIT IN ONE WEEK AND THE FIRST VISIT IN THE NEXT WEEK. | N | Y | SPIRIT OF THE SUWANNEE CAMPGROUND | 3076 95TH DRIVE |  | LIVE OAK | FL | 32060 |  | 3863641683 |  | KENNY HARRELL | JAMES CORNETTE | 3076 95TH DRIVE |  | LIVE OAK | FL | 32060 |  | 3863641683 |  | INVESTOR | 291 | 142000 | 97 | 2014-04-01 | 2019-11-26 | NC01 | 50
2 | SUWANNEE | NED | MTALLEY@GATEPETRO.COM; HUGHESTOWNE@MSN.COM | 2614148 | NONCOMMUNITY | CHLORINATION; AERATION FOR REMOVAL OF ANY SECONDARY CONTAMINANT, SULFIDE, OR ANY UNREGULATED CONTAMINANT; CORROSION CONTROL INHIBITOR ADDITION; HYPOCHLORINATION; IRON OR MANGANESE SEQUESTRATION; OR ULTRAVIOLET RADIATION. THE LEAD/CHIEF OPERATOR MUST BE CLASS D OR HIGHER. 50,000 GPD UP TO 0.25 MGD-STAFFING BY CLASS D OR HIGHER OPERATOR: 3 VISITS/WEEK ON NONCONSECUTIVE DAYS FOR A TOTAL OF 0.3 HOUR/WEEK. LESS THAN 50,000 GPD-STAFFING BY A CLASS D OR HIGHER OPERATOR: 2 VISITS/WEEK ON NONCONSECUTIVE DAYS FOR A TOTAL OF 0.2 HOUR/WEEK. THERE SHALL BE NO MORE THAN 5 DAYS BETWEEN THE LAST VISIT IN ONE WEEK AND THE FIRST VISIT IN THE NEXT WEEK. | N | Y | GATE STATION 136 | 2940 CR 136 |  | WHITE SPRINGS | FL | 32096 |  | 3869635555 |  | LISA CUPP | MARLENE TALLEY | P.O. BOX 23627 |  | JACKSONVILLE | FL | 32241 | 3627 | 9047377220 |  | INVESTOR | 25 | 20160 | 1 | 2015-02-04 | 2019-07-30 | NC01 | 50
2 | SUWANNEE | NED | info@campweed.org | 2614178 | NONCOMMUNITY | CHLORINATION; AERATION FOR REMOVAL OF ANY SECONDARY CONTAMINANT, SULFIDE, OR ANY UNREGULATED CONTAMINANT; CORROSION CONTROL INHIBITOR ADDITION; HYPOCHLORINATION; IRON OR MANGANESE SEQUESTRATION; OR ULTRAVIOLET RADIATION. THE LEAD/CHIEF OPERATOR MUST BE CLASS D OR HIGHER. 50,000 GPD UP TO 0.25 MGD-STAFFING BY CLASS D OR HIGHER OPERATOR: 3 VISITS/WEEK ON NONCONSECUTIVE DAYS FOR A TOTAL OF 0.3 HOUR/WEEK. LESS THAN 50,000 GPD-STAFFING BY A CLASS D OR HIGHER OPERATOR: 2 VISITS/WEEK ON NONCONSECUTIVE DAYS FOR A TOTAL OF 0.2 HOUR/WEEK. THERE SHALL BE NO MORE THAN 5 DAYS BETWEEN THE LAST VISIT IN ONE WEEK AND THE FIRST VISIT IN THE NEXT WEEK. | N | Y | CAMP WEED AND CERVENY CONFERENCE CENTER | 11057 CAMP WEED PLACE |  | LIVE OAK | FL | 32060 |  | 3863645250 |  | THOMAS FRAZER | THOMAS FRAZER | 11057 CAMP WEED PLACE |  | LIVE OAK | FL | 32060 |  | 3863645250 |  | INVESTOR | 25 | 43000 | 13 | 2014-08-20 | 2020-08-18 | NC01 | 50
2 | SUWANNEE | NED |  | 2614214 | NONCOMMUNITY | CHLORINATION; AERATION FOR REMOVAL OF ANY SECONDARY CONTAMINANT, SULFIDE, OR ANY UNREGULATED CONTAMINANT; CORROSION CONTROL INHIBITOR ADDITION; HYPOCHLORINATION; IRON OR MANGANESE SEQUESTRATION; OR ULTRAVIOLET RADIATION. THE LEAD/CHIEF OPERATOR MUST BE CLASS D OR HIGHER. 50,000 GPD UP TO 0.25 MGD-STAFFING BY CLASS D OR HIGHER OPERATOR: 3 VISITS/WEEK ON NONCONSECUTIVE DAYS FOR A TOTAL OF 0.3 HOUR/WEEK. LESS THAN 50,000 GPD-STAFFING BY A CLASS D OR HIGHER OPERATOR: 2 VISITS/WEEK ON NONCONSECUTIVE DAYS FOR A TOTAL OF 0.2 HOUR/WEEK. THERE SHALL BE NO MORE THAN 5 DAYS BETWEEN THE LAST VISIT IN ONE WEEK AND THE FIRST VISIT IN THE NEXT WEEK. | N | Y | ECONO LODGE - LIVE OAK | 6811 US HWY 129 # I-10 |  | LIVE OAK | FL | 32060 |  | 8505101086 |  | DARSHAN BHAKTA | DARSHAN BHAKTA | 6811 N. US 129 |  | LIVE OAK | FL | 32060 |  | 3863627459 |  | INVESTOR | 78 | 69754 | 1 | 2019-04-17 | 2018-09-06 | NC01 | 50
2 | SUWANNEE | NED | Jay.Davidson@fdacs.gov | 2614215 | NONCOMMUNITY | CHLORINATION; AERATION FOR REMOVAL OF ANY SECONDARY CONTAMINANT, SULFIDE, OR ANY UNREGULATED CONTAMINANT; CORROSION CONTROL INHIBITOR ADDITION; HYPOCHLORINATION; IRON OR MANGANESE SEQUESTRATION; OR ULTRAVIOLET RADIATION. THE LEAD/CHIEF OPERATOR MUST BE CLASS D OR HIGHER. 50,000 GPD UP TO 0.25 MGD-STAFFING BY CLASS D OR HIGHER OPERATOR: 3 VISITS/WEEK ON NONCONSECUTIVE DAYS FOR A TOTAL OF 0.3 HOUR/WEEK. LESS THAN 50,000 GPD-STAFFING BY A CLASS D OR HIGHER OPERATOR: 2 VISITS/WEEK ON NONCONSECUTIVE DAYS FOR A TOTAL OF 0.2 HOUR/WEEK. THERE SHALL BE NO MORE THAN 5 DAYS BETWEEN THE LAST VISIT IN ONE WEEK AND THE FIRST VISIT IN THE NEXT WEEK. | N | Y | SUWANNEE VALLEY FARMERS MARKET | 2758 CR-136 |  | WHITE SPRINGS | FL | 32096 |  | 3869634943 |  | JAY DAVIDSON | JAY DAVIDSON | 2758 CR 136 |  | WHITE SPRINGS | FL | 32096 |  | 3869635903 |  | STATE | 25 | 130073 | 8 | 2015-12-11 | 2020-10-19 | NC01 | 50
2 | SUWANNEE | NED | lonnieccasons@gmail.com | 2614217 | NONCOMMUNITY | CHLORINATION; AERATION FOR REMOVAL OF ANY SECONDARY CONTAMINANT, SULFIDE, OR ANY UNREGULATED CONTAMINANT; CORROSION CONTROL INHIBITOR ADDITION; HYPOCHLORINATION; IRON OR MANGANESE SEQUESTRATION; OR ULTRAVIOLET RADIATION. THE LEAD/CHIEF OPERATOR MUST BE CLASS D OR HIGHER. 50,000 GPD UP TO 0.25 MGD-STAFFING BY CLASS D OR HIGHER OPERATOR: 3 VISITS/WEEK ON NONCONSECUTIVE DAYS FOR A TOTAL OF 0.3 HOUR/WEEK. LESS THAN 50,000 GPD-STAFFING BY A CLASS D OR HIGHER OPERATOR: 2 VISITS/WEEK ON NONCONSECUTIVE DAYS FOR A TOTAL OF 0.2 HOUR/WEEK. THERE SHALL BE NO MORE THAN 5 DAYS BETWEEN THE LAST VISIT IN ONE WEEK AND THE FIRST VISIT IN THE NEXT WEEK. | N | Y | SOUTH CONG. OF JEHOVAHS WIT. | 14210 US 129 S |  | LIVE OAK | FL | 32060 |  | 3862080051 |  | LONNIE CASON | LONNIE CASON | 14210 US 129 S |  | LIVE OAK | FL | 32060 |  | 3865900797 |  | OTHER | 180 | 18603 | 1 | 2014-06-02 | 2020-09-24 | NC01 | 50
2 | SUWANNEE | NED | dball@acvillage.net | 2614218 | NONCOMMUNITY | CHLORINATION; AERATION FOR REMOVAL OF ANY SECONDARY CONTAMINANT, SULFIDE, OR ANY UNREGULATED CONTAMINANT; CORROSION CONTROL INHIBITOR ADDITION; HYPOCHLORINATION; IRON OR MANGANESE SEQUESTRATION; OR ULTRAVIOLET RADIATION. THE LEAD/CHIEF OPERATOR MUST BE CLASS D OR HIGHER. 50,000 GPD UP TO 0.25 MGD-STAFFING BY CLASS D OR HIGHER OPERATOR: 3 VISITS/WEEK ON NONCONSECUTIVE DAYS FOR A TOTAL OF 0.3 HOUR/WEEK. LESS THAN 50,000 GPD-STAFFING BY A CLASS D OR HIGHER OPERATOR: 2 VISITS/WEEK ON NONCONSECUTIVE DAYS FOR A TOTAL OF 0.2 HOUR/WEEK. THERE SHALL BE NO MORE THAN 5 DAYS BETWEEN THE LAST VISIT IN ONE WEEK AND THE FIRST VISIT IN THE NEXT WEEK. | N | Y | LURAVILLE STORE AND DELI | 18001 STATE ROAD 51 SOUTH |  | LIVE OAK | FL | 32060 |  | 3867761048 |  | HOUSSAM ALAM | HOUSSAM ALAM | 18001 SR 51 SOUTH |  | LIVE OAK | FL | 32060 |  | 3866882871 |  | INVESTOR | 25 | 9360 | 1 | 2014-06-26 | 2019-12-13 | NC01 | 50
2 | SUWANNEE | NED | kevin.tkusa@yahoo.com | 2614221 | NONCOMMUNITY | CHLORINATION; AERATION FOR REMOVAL OF ANY SECONDARY CONTAMINANT, SULFIDE, OR ANY UNREGULATED CONTAMINANT; CORROSION CONTROL INHIBITOR ADDITION; HYPOCHLORINATION; IRON OR MANGANESE SEQUESTRATION; OR ULTRAVIOLET RADIATION. THE LEAD/CHIEF OPERATOR MUST BE CLASS D OR HIGHER. 50,000 GPD UP TO 0.25 MGD-STAFFING BY CLASS D OR HIGHER OPERATOR: 3 VISITS/WEEK ON NONCONSECUTIVE DAYS FOR A TOTAL OF 0.3 HOUR/WEEK. LESS THAN 50,000 GPD-STAFFING BY A CLASS D OR HIGHER OPERATOR: 2 VISITS/WEEK ON NONCONSECUTIVE DAYS FOR A TOTAL OF 0.2 HOUR/WEEK. THERE SHALL BE NO MORE THAN 5 DAYS BETWEEN THE LAST VISIT IN ONE WEEK AND THE FIRST VISIT IN THE NEXT WEEK. | N | Y | MCDONALDS - WHITE SPRINGS | 2964 CR 136 |  | WHITE SPRINGS | FL | 32096 |  | 8505973149 |  | KEVIN GRAY | JUAN VAZQUEZ | 3156 HARTSFIELD RD |  | TALLHASSEE | FL | 32303 |  | 8505977416 |  | INVESTOR | 25 | 15000 | 1 | 2019-07-24 | 2018-12-13 | NC01 | 50
2 | SUWANNEE | NED | heather10237@yahoo.com | 2614222 | NONCOMMUNITY | CHLORINATION; AERATION FOR REMOVAL OF ANY SECONDARY CONTAMINANT, SULFIDE, OR ANY UNREGULATED CONTAMINANT; CORROSION CONTROL INHIBITOR ADDITION; HYPOCHLORINATION; IRON OR MANGANESE SEQUESTRATION; OR ULTRAVIOLET RADIATION. THE LEAD/CHIEF OPERATOR MUST BE CLASS D OR HIGHER. 50,000 GPD UP TO 0.25 MGD-STAFFING BY CLASS D OR HIGHER OPERATOR: 3 VISITS/WEEK ON NONCONSECUTIVE DAYS FOR A TOTAL OF 0.3 HOUR/WEEK. LESS THAN 50,000 GPD-STAFFING BY A CLASS D OR HIGHER OPERATOR: 2 VISITS/WEEK ON NONCONSECUTIVE DAYS FOR A TOTAL OF 0.2 HOUR/WEEK. THERE SHALL BE NO MORE THAN 5 DAYS BETWEEN THE LAST VISIT IN ONE WEEK AND THE FIRST VISIT IN THE NEXT WEEK. | N | Y | QUALITY INN & SUITES | 6819 US HIGHWAY 129 NORTH |  | LIVE OAK | FL | 32060 |  | 3863626000 |  | HEATHER JOHNSON | RINI KAPASI | 6819 US HWY 129 N |  | LIVE OAK | FL | 32060 |  | 3863626000 |  | INVESTOR | 25 | 72000 | 1 | 2019-06-14 | 2019-05-24 | NC01 | 50
2 | SUWANNEE | NED | JIFFYFOODSTORES@YAHOO.COM | 2614228 | NONCOMMUNITY | CHLORINATION; AERATION FOR REMOVAL OF ANY SECONDARY CONTAMINANT, SULFIDE, OR ANY UNREGULATED CONTAMINANT; CORROSION CONTROL INHIBITOR ADDITION; HYPOCHLORINATION; IRON OR MANGANESE SEQUESTRATION; OR ULTRAVIOLET RADIATION. THE LEAD/CHIEF OPERATOR MUST BE CLASS D OR HIGHER. 50,000 GPD UP TO 0.25 MGD-STAFFING BY CLASS D OR HIGHER OPERATOR: 3 VISITS/WEEK ON NONCONSECUTIVE DAYS FOR A TOTAL OF 0.3 HOUR/WEEK. LESS THAN 50,000 GPD-STAFFING BY A CLASS D OR HIGHER OPERATOR: 2 VISITS/WEEK ON NONCONSECUTIVE DAYS FOR A TOTAL OF 0.2 HOUR/WEEK. THERE SHALL BE NO MORE THAN 5 DAYS BETWEEN THE LAST VISIT IN ONE WEEK AND THE FIRST VISIT IN THE NEXT WEEK. | N | Y | JIFFY STORE #321 | 24879 CR 49 |  | O'BRIEN | FL | 32071 |  | 3869352334 |  | MR. JAMES BASS | SHAUN FREEMAN OR STEVE FREEMAN | 1102 HOWARD ST E |  | LIVE OAK | FL | 32064 |  | 3863621320 |  | INVESTOR | 37 | 9360 | 1 | 2013-12-19 | 2020-04-23 | NC01 | 50
2 | SUWANNEE | NED |  | 2614229 | NONCOMMUNITY | CHLORINATION; AERATION FOR REMOVAL OF ANY SECONDARY CONTAMINANT, SULFIDE, OR ANY UNREGULATED CONTAMINANT; CORROSION CONTROL INHIBITOR ADDITION; HYPOCHLORINATION; IRON OR MANGANESE SEQUESTRATION; OR ULTRAVIOLET RADIATION. THE LEAD/CHIEF OPERATOR MUST BE CLASS D OR HIGHER. 50,000 GPD UP TO 0.25 MGD-STAFFING BY CLASS D OR HIGHER OPERATOR: 3 VISITS/WEEK ON NONCONSECUTIVE DAYS FOR A TOTAL OF 0.3 HOUR/WEEK. LESS THAN 50,000 GPD-STAFFING BY A CLASS D OR HIGHER OPERATOR: 2 VISITS/WEEK ON NONCONSECUTIVE DAYS FOR A TOTAL OF 0.2 HOUR/WEEK. THERE SHALL BE NO MORE THAN 5 DAYS BETWEEN THE LAST VISIT IN ONE WEEK AND THE FIRST VISIT IN THE NEXT WEEK. | N | Y | ONE STOP STORE #7 | 7583 US HWY 90 |  | LIVE OAK | FL | 32060 |  | 3863625894 |  | MOHAMMAD SHAHJAHAN | MOHAMMAD SHAHJAHAN | 2996 SPRING ST. |  | MARIANNA | FL | 32446 |  | 3863625894 |  | INVESTOR | 100 | 9347 | 1 | 2015-07-17 | 2019-12-16 | NC01 | 50
2 | SUWANNEE | NED | leguire.c@gmail.com | 2614230 | NONCOMMUNITY | CHLORINATION; AERATION FOR REMOVAL OF ANY SECONDARY CONTAMINANT, SULFIDE, OR ANY UNREGULATED CONTAMINANT; CORROSION CONTROL INHIBITOR ADDITION; HYPOCHLORINATION; IRON OR MANGANESE SEQUESTRATION; OR ULTRAVIOLET RADIATION. THE LEAD/CHIEF OPERATOR MUST BE CLASS D OR HIGHER. 50,000 GPD UP TO 0.25 MGD-STAFFING BY CLASS D OR HIGHER OPERATOR: 3 VISITS/WEEK ON NONCONSECUTIVE DAYS FOR A TOTAL OF 0.3 HOUR/WEEK. LESS THAN 50,000 GPD-STAFFING BY A CLASS D OR HIGHER OPERATOR: 2 VISITS/WEEK ON NONCONSECUTIVE DAYS FOR A TOTAL OF 0.2 HOUR/WEEK. THERE SHALL BE NO MORE THAN 5 DAYS BETWEEN THE LAST VISIT IN ONE WEEK AND THE FIRST VISIT IN THE NEXT WEEK. | N | Y | RIVER RUN CAMPGROUND | 2739 US HWY 27 |  | BRANFORD | FL | 32008 |  | 3869356553 |  | CRAIG LEGUIRE | CRAIG LEGUIRE | 2739 US 27 |  | BRANFORD | FL | 32008 |  | 3866233396 |  | OTHER | 25 | 17287 | 55 | 2015-12-17 | 2020-12-15 | NC01 | 50
2 | SUWANNEE | NED | AWRINC@HOTMAIL.COM | 2614231 | NONCOMMUNITY | CHLORINATION; AERATION FOR REMOVAL OF ANY SECONDARY CONTAMINANT, SULFIDE, OR ANY UNREGULATED CONTAMINANT; CORROSION CONTROL INHIBITOR ADDITION; HYPOCHLORINATION; IRON OR MANGANESE SEQUESTRATION; OR ULTRAVIOLET RADIATION. THE LEAD/CHIEF OPERATOR MUST BE CLASS D OR HIGHER. 50,000 GPD UP TO 0.25 MGD-STAFFING BY CLASS D OR HIGHER OPERATOR: 3 VISITS/WEEK ON NONCONSECUTIVE DAYS FOR A TOTAL OF 0.3 HOUR/WEEK. LESS THAN 50,000 GPD-STAFFING BY A CLASS D OR HIGHER OPERATOR: 2 VISITS/WEEK ON NONCONSECUTIVE DAYS FOR A TOTAL OF 0.2 HOUR/WEEK. THERE SHALL BE NO MORE THAN 5 DAYS BETWEEN THE LAST VISIT IN ONE WEEK AND THE FIRST VISIT IN THE NEXT WEEK. | N | Y | THE KEG ROOM | 22671 STATE ROAD 247 |  | LAKE CITY | FL | 32024 |  | 3869350897 |  | RICK DAVIS | ARICA NORMAN | PO BOX 177 |  | BRADFORD | FL | 32008 |  | 3869350897 |  | INVESTOR | 25 | 27771 | 2 | 2018-03-07 | 2018-02-28 | NC01 | 50
2 | SUWANNEE | NED |  | 2614233 | NONCOMMUNITY | CHLORINATION; AERATION FOR REMOVAL OF ANY SECONDARY CONTAMINANT, SULFIDE, OR ANY UNREGULATED CONTAMINANT; CORROSION CONTROL INHIBITOR ADDITION; HYPOCHLORINATION; IRON OR MANGANESE SEQUESTRATION; OR ULTRAVIOLET RADIATION. THE LEAD/CHIEF OPERATOR MUST BE CLASS D OR HIGHER. 50,000 GPD UP TO 0.25 MGD-STAFFING BY CLASS D OR HIGHER OPERATOR: 3 VISITS/WEEK ON NONCONSECUTIVE DAYS FOR A TOTAL OF 0.3 HOUR/WEEK. LESS THAN 50,000 GPD-STAFFING BY A CLASS D OR HIGHER OPERATOR: 2 VISITS/WEEK ON NONCONSECUTIVE DAYS FOR A TOTAL OF 0.2 HOUR/WEEK. THERE SHALL BE NO MORE THAN 5 DAYS BETWEEN THE LAST VISIT IN ONE WEEK AND THE FIRST VISIT IN THE NEXT WEEK. | N | Y | S & S #325 | 17022 US HWY 129 |  | MCALPIN | FL | 32062 |  | 3863627071 |  | DARRYL BOYETT | JEANIE DOW | PO BOX 1510 |  | BAINBRIDGE | GA | 39818 |  | 2292461553 |  | INVESTOR | 25 | 9289 | 1 | 2018-03-21 | 2017-11-21 | NC01 | 50
2 | SUWANNEE | NED |  | 2614234 | NONCOMMUNITY | CHLORINATION; AERATION FOR REMOVAL OF ANY SECONDARY CONTAMINANT, SULFIDE, OR ANY UNREGULATED CONTAMINANT; CORROSION CONTROL INHIBITOR ADDITION; HYPOCHLORINATION; IRON OR MANGANESE SEQUESTRATION; OR ULTRAVIOLET RADIATION. THE LEAD/CHIEF OPERATOR MUST BE CLASS D OR HIGHER. 50,000 GPD UP TO 0.25 MGD-STAFFING BY CLASS D OR HIGHER OPERATOR: 3 VISITS/WEEK ON NONCONSECUTIVE DAYS FOR A TOTAL OF 0.3 HOUR/WEEK. LESS THAN 50,000 GPD-STAFFING BY A CLASS D OR HIGHER OPERATOR: 2 VISITS/WEEK ON NONCONSECUTIVE DAYS FOR A TOTAL OF 0.2 HOUR/WEEK. THERE SHALL BE NO MORE THAN 5 DAYS BETWEEN THE LAST VISIT IN ONE WEEK AND THE FIRST VISIT IN THE NEXT WEEK. | N | Y | S & S #335 | 2926 CR 136 |  | WHITE SPRINGS | FL | 32096 |  | 3869635674 |  | DARRYL BOYETT | JEANIE DOW | PO BOX 1510 |  | BAINBRIDGE | GA | 39818 |  | 2292461553 |  | INVESTOR | 25 | 8000 | 1 | 2014-01-29 | 2017-01-19 | NC01 | 50
2 | SUWANNEE | NED |  | 2614235 | NONCOMMUNITY | CHLORINATION; AERATION FOR REMOVAL OF ANY SECONDARY CONTAMINANT, SULFIDE, OR ANY UNREGULATED CONTAMINANT; CORROSION CONTROL INHIBITOR ADDITION; HYPOCHLORINATION; IRON OR MANGANESE SEQUESTRATION; OR ULTRAVIOLET RADIATION. THE LEAD/CHIEF OPERATOR MUST BE CLASS D OR HIGHER. 50,000 GPD UP TO 0.25 MGD-STAFFING BY CLASS D OR HIGHER OPERATOR: 3 VISITS/WEEK ON NONCONSECUTIVE DAYS FOR A TOTAL OF 0.3 HOUR/WEEK. LESS THAN 50,000 GPD-STAFFING BY A CLASS D OR HIGHER OPERATOR: 2 VISITS/WEEK ON NONCONSECUTIVE DAYS FOR A TOTAL OF 0.2 HOUR/WEEK. THERE SHALL BE NO MORE THAN 5 DAYS BETWEEN THE LAST VISIT IN ONE WEEK AND THE FIRST VISIT IN THE NEXT WEEK. | N | Y | S & S #319 | 22634 US HWY 129 |  | O'BRIEN | FL | 32071 |  | 3869350029 |  | DARRYL BOYETT | JEANIE DOW | PO BOX 1510 |  | BAINBRIDGE | GA | 39818 |  | 2292461553 |  | INVESTOR | 25 | 9289 | 1 | 2018-03-21 | 2017-11-21 | NC01 | 50
2 | SUWANNEE | NED |  | 2614236 | NONCOMMUNITY | CHLORINATION; AERATION FOR REMOVAL OF ANY SECONDARY CONTAMINANT, SULFIDE, OR ANY UNREGULATED CONTAMINANT; CORROSION CONTROL INHIBITOR ADDITION; HYPOCHLORINATION; IRON OR MANGANESE SEQUESTRATION; OR ULTRAVIOLET RADIATION. THE LEAD/CHIEF OPERATOR MUST BE CLASS D OR HIGHER. 50,000 GPD UP TO 0.25 MGD-STAFFING BY CLASS D OR HIGHER OPERATOR: 3 VISITS/WEEK ON NONCONSECUTIVE DAYS FOR A TOTAL OF 0.3 HOUR/WEEK. LESS THAN 50,000 GPD-STAFFING BY A CLASS D OR HIGHER OPERATOR: 2 VISITS/WEEK ON NONCONSECUTIVE DAYS FOR A TOTAL OF 0.2 HOUR/WEEK. THERE SHALL BE NO MORE THAN 5 DAYS BETWEEN THE LAST VISIT IN ONE WEEK AND THE FIRST VISIT IN THE NEXT WEEK. | N | Y | S & S #353 | 11089 SR 51 |  | LIVE OAK | FL | 32060 |  | 3863626784 |  | CHARLES BROCK | MICHAEL HARRELL | PO BOX 1510 |  | BAINBRIDGE | GA | 39818 |  | 2292461553 |  | INVESTOR | 25 | 23000 | 1 | 2014-03-17 | 2020-05-27 | NC01 | 50
2 | SUWANNEE | NED | dball@acvillage.net | 2614237 | NONCOMMUNITY | CHLORINATION; AERATION FOR REMOVAL OF ANY SECONDARY CONTAMINANT, SULFIDE, OR ANY UNREGULATED CONTAMINANT; CORROSION CONTROL INHIBITOR ADDITION; HYPOCHLORINATION; IRON OR MANGANESE SEQUESTRATION; OR ULTRAVIOLET RADIATION. THE LEAD/CHIEF OPERATOR MUST BE CLASS D OR HIGHER. 50,000 GPD UP TO 0.25 MGD-STAFFING BY CLASS D OR HIGHER OPERATOR: 3 VISITS/WEEK ON NONCONSECUTIVE DAYS FOR A TOTAL OF 0.3 HOUR/WEEK. LESS THAN 50,000 GPD-STAFFING BY A CLASS D OR HIGHER OPERATOR: 2 VISITS/WEEK ON NONCONSECUTIVE DAYS FOR A TOTAL OF 0.2 HOUR/WEEK. THERE SHALL BE NO MORE THAN 5 DAYS BETWEEN THE LAST VISIT IN ONE WEEK AND THE FIRST VISIT IN THE NEXT WEEK. | N | Y | TAYLOR'S GROCERY | 15095 STATE ROAD 51, SOUTH |  | LIVE OAK | FL | 32060 |  | 3867762262 |  |  | SANDRA TAYLOR | 15095 SR 51 SOUTH |  | LIVE OAK | FL | 32060 |  | 3867762262 |  | INVESTOR | 25 | 9280 | 1 | 2019-05-31 | 2019-05-15 | NC01 | 50
2 | SUWANNEE | NED | JIFFYFOODSTORE@YAHOO.COM; JAMESB1234@EMBARQMAIL.COM | 2614238 | NONCOMMUNITY | CHLORINATION; AERATION FOR REMOVAL OF ANY SECONDARY CONTAMINANT, SULFIDE, OR ANY UNREGULATED CONTAMINANT; CORROSION CONTROL INHIBITOR ADDITION; HYPOCHLORINATION; IRON OR MANGANESE SEQUESTRATION; OR ULTRAVIOLET RADIATION. THE LEAD/CHIEF OPERATOR MUST BE CLASS D OR HIGHER. 50,000 GPD UP TO 0.25 MGD-STAFFING BY CLASS D OR HIGHER OPERATOR: 3 VISITS/WEEK ON NONCONSECUTIVE DAYS FOR A TOTAL OF 0.3 HOUR/WEEK. LESS THAN 50,000 GPD-STAFFING BY A CLASS D OR HIGHER OPERATOR: 2 VISITS/WEEK ON NONCONSECUTIVE DAYS FOR A TOTAL OF 0.2 HOUR/WEEK. THERE SHALL BE NO MORE THAN 5 DAYS BETWEEN THE LAST VISIT IN ONE WEEK AND THE FIRST VISIT IN THE NEXT WEEK. | N | Y | JIFFY FOOD STORE #311 | 13354 HWY 90 |  | LIVE OAK | FL | 32060 |  | 3863524699 |  | SANDRA HENDERSON | STEVE FREEMAN OR SHAUN FREEMAN | 1102 HOWARD ST E |  | LIVE OAK | FL | 32064 |  | 3863621320 |  | INVESTOR | 45 | 9230 | 1 | 2011-11-04 | 2018-03-14 | NC01 | 50
2 | SUWANNEE | NED | AMITA_ZALA@YAHOO.COM; COACHSCAR@GMAIL.COM | 2614239 | NONCOMMUNITY | CHLORINATION; AERATION FOR REMOVAL OF ANY SECONDARY CONTAMINANT, SULFIDE, OR ANY UNREGULATED CONTAMINANT; CORROSION CONTROL INHIBITOR ADDITION; HYPOCHLORINATION; IRON OR MANGANESE SEQUESTRATION; OR ULTRAVIOLET RADIATION. THE LEAD/CHIEF OPERATOR MUST BE CLASS D OR HIGHER. 50,000 GPD UP TO 0.25 MGD-STAFFING BY CLASS D OR HIGHER OPERATOR: 3 VISITS/WEEK ON NONCONSECUTIVE DAYS FOR A TOTAL OF 0.3 HOUR/WEEK. LESS THAN 50,000 GPD-STAFFING BY A CLASS D OR HIGHER OPERATOR: 2 VISITS/WEEK ON NONCONSECUTIVE DAYS FOR A TOTAL OF 0.2 HOUR/WEEK. THERE SHALL BE NO MORE THAN 5 DAYS BETWEEN THE LAST VISIT IN ONE WEEK AND THE FIRST VISIT IN THE NEXT WEEK. | N | Y | MAHI MAHI DISCOUNT STORE | 3446 HWY 129 N |  | LIVE OAK | FL | 32060 |  | 3525144642 |  |  | AMITA ZALA | 3446 HWY 129 N |  | LIVE OAK | FL | 32060 |  | 3525144642 |  | INVESTOR | 25 | 9347 | 1 | 2018-06-22 | 2018-05-30 | NC01 | 50
2 | SUWANNEE | NED | ironken@aol.com | 2614241 | NONCOMMUNITY | CHLORINATION; AERATION FOR REMOVAL OF ANY SECONDARY CONTAMINANT, SULFIDE, OR ANY UNREGULATED CONTAMINANT; CORROSION CONTROL INHIBITOR ADDITION; HYPOCHLORINATION; IRON OR MANGANESE SEQUESTRATION; OR ULTRAVIOLET RADIATION. THE LEAD/CHIEF OPERATOR MUST BE CLASS D OR HIGHER. 50,000 GPD UP TO 0.25 MGD-STAFFING BY CLASS D OR HIGHER OPERATOR: 3 VISITS/WEEK ON NONCONSECUTIVE DAYS FOR A TOTAL OF 0.3 HOUR/WEEK. LESS THAN 50,000 GPD-STAFFING BY A CLASS D OR HIGHER OPERATOR: 2 VISITS/WEEK ON NONCONSECUTIVE DAYS FOR A TOTAL OF 0.2 HOUR/WEEK. THERE SHALL BE NO MORE THAN 5 DAYS BETWEEN THE LAST VISIT IN ONE WEEK AND THE FIRST VISIT IN THE NEXT WEEK. | N | Y | WELLBORN GENERAL STORE | 2909 COUNTY ROAD 252 |  | LAKE CITY | FL | 32024 |  | 3869632759 |  | TEJASH AND API PATEL | TEJASH AND API PATEL | 3818 NW ARCHER ST | #102 | LAKE CITY | FL | 32055 |  | 3869632759 |  | INVESTOR | 25 | 9319 | 1 | 2013-08-14 | 2018-05-24 | NC01 | 50
2 | SUWANNEE | NED | JIFFYFOODSTORES@YAHOO.COM; JAMESB1234@EMBARQMAIL.COM | 2614242 | NONCOMMUNITY | CHLORINATION; AERATION FOR REMOVAL OF ANY SECONDARY CONTAMINANT, SULFIDE, OR ANY UNREGULATED CONTAMINANT; CORROSION CONTROL INHIBITOR ADDITION; HYPOCHLORINATION; IRON OR MANGANESE SEQUESTRATION; OR ULTRAVIOLET RADIATION. THE LEAD/CHIEF OPERATOR MUST BE CLASS D OR HIGHER. 50,000 GPD UP TO 0.25 MGD-STAFFING BY CLASS D OR HIGHER OPERATOR: 3 VISITS/WEEK ON NONCONSECUTIVE DAYS FOR A TOTAL OF 0.3 HOUR/WEEK. LESS THAN 50,000 GPD-STAFFING BY A CLASS D OR HIGHER OPERATOR: 2 VISITS/WEEK ON NONCONSECUTIVE DAYS FOR A TOTAL OF 0.2 HOUR/WEEK. THERE SHALL BE NO MORE THAN 5 DAYS BETWEEN THE LAST VISIT IN ONE WEEK AND THE FIRST VISIT IN THE NEXT WEEK. | N | Y | JIFFY # 310 | 23910 CR 250 |  | DOWLING | FL | 32060 |  | 3866582242 |  | SANDRA HENDERSON | STEVE FREEMAN OR SHAUN FREEMAN | 1102 HOWARD ST E |  | LIVE OAK | FL | 32064 |  | 3863621320 |  | INVESTOR | 25 | 4690 | 1 | 2014-03-05 | 2020-06-24 | NC01 | 50
2 | SUWANNEE | NED |  | 2614245 | NONCOMMUNITY | CHLORINATION; AERATION FOR REMOVAL OF ANY SECONDARY CONTAMINANT, SULFIDE, OR ANY UNREGULATED CONTAMINANT; CORROSION CONTROL INHIBITOR ADDITION; HYPOCHLORINATION; IRON OR MANGANESE SEQUESTRATION; OR ULTRAVIOLET RADIATION. THE LEAD/CHIEF OPERATOR MUST BE CLASS D OR HIGHER. 50,000 GPD UP TO 0.25 MGD-STAFFING BY CLASS D OR HIGHER OPERATOR: 3 VISITS/WEEK ON NONCONSECUTIVE DAYS FOR A TOTAL OF 0.3 HOUR/WEEK. LESS THAN 50,000 GPD-STAFFING BY A CLASS D OR HIGHER OPERATOR: 2 VISITS/WEEK ON NONCONSECUTIVE DAYS FOR A TOTAL OF 0.2 HOUR/WEEK. THERE SHALL BE NO MORE THAN 5 DAYS BETWEEN THE LAST VISIT IN ONE WEEK AND THE FIRST VISIT IN THE NEXT WEEK. | N | Y | SUWANNEE FARMS - LABOR CAMP | 19620 N CR 349 |  | O'BRIEN | FL | 32071 |  | 3867762946 |  | JUSTIN GROVE | JAIME BRANNEN | 2086 J. FRANK CULPEPPER ROAD |  | LAKE PARK | GA | 31636 |  | 2295595288 |  | INVESTOR | 25 | 43200 | 3 | 2014-12-18 | 2019-05-16 | NC01 | 50
2 | SUWANNEE | NED |  | 2614248 | NONCOMMUNITY | CHLORINATION; AERATION FOR REMOVAL OF ANY SECONDARY CONTAMINANT, SULFIDE, OR ANY UNREGULATED CONTAMINANT; CORROSION CONTROL INHIBITOR ADDITION; HYPOCHLORINATION; IRON OR MANGANESE SEQUESTRATION; OR ULTRAVIOLET RADIATION. THE LEAD/CHIEF OPERATOR MUST BE CLASS D OR HIGHER. 50,000 GPD UP TO 0.25 MGD-STAFFING BY CLASS D OR HIGHER OPERATOR: 3 VISITS/WEEK ON NONCONSECUTIVE DAYS FOR A TOTAL OF 0.3 HOUR/WEEK. LESS THAN 50,000 GPD-STAFFING BY A CLASS D OR HIGHER OPERATOR: 2 VISITS/WEEK ON NONCONSECUTIVE DAYS FOR A TOTAL OF 0.2 HOUR/WEEK. THERE SHALL BE NO MORE THAN 5 DAYS BETWEEN THE LAST VISIT IN ONE WEEK AND THE FIRST VISIT IN THE NEXT WEEK. | N | Y | S & S #347 | 5595 US 27 |  | BRANFORD | FL | 32008 |  | 3869352620 |  | CHARLES BROCK | MICHAEL HARRELL | PO BOX 1510 |  | BAINBRIDGE | GA | 39818 |  | 2292461553 |  | INVESTOR | 25 | 9347 | 1 | 2014-01-08 | 2020-05-27 | NC01 | 50
2 | SUWANNEE | NED |  | 2614250 | NONCOMMUNITY | CHLORINATION; AERATION FOR REMOVAL OF ANY SECONDARY CONTAMINANT, SULFIDE, OR ANY UNREGULATED CONTAMINANT; CORROSION CONTROL INHIBITOR ADDITION; HYPOCHLORINATION; IRON OR MANGANESE SEQUESTRATION; OR ULTRAVIOLET RADIATION. THE LEAD/CHIEF OPERATOR MUST BE CLASS D OR HIGHER. 50,000 GPD UP TO 0.25 MGD-STAFFING BY CLASS D OR HIGHER OPERATOR: 3 VISITS/WEEK ON NONCONSECUTIVE DAYS FOR A TOTAL OF 0.3 HOUR/WEEK. LESS THAN 50,000 GPD-STAFFING BY A CLASS D OR HIGHER OPERATOR: 2 VISITS/WEEK ON NONCONSECUTIVE DAYS FOR A TOTAL OF 0.2 HOUR/WEEK. THERE SHALL BE NO MORE THAN 5 DAYS BETWEEN THE LAST VISIT IN ONE WEEK AND THE FIRST VISIT IN THE NEXT WEEK. | N | Y | S & S #346 | 10019 US HWY 129 |  | LIVE OAK | FL | 32060 |  | 3863621524 |  | CHARLES BROCK | MICHAEL HARRELL | PO BOX 1510 |  | BAINBRIDGE | GA | 39818 |  | 2292461553 |  | INVESTOR | 25 | 8000 | 1 | 2014-03-05 | 2020-05-27 | NC01 | 50
2 | SUWANNEE | NED | JAMESB1234@EMBARQMAIL.COM | 2614252 | NONTRANSIENT NONCOMMUNITY | AERATION FOR REMOVAL OF ANY PRIMARY CONTAMINANT; ALKALINITY/PH ADJUSTMENT; CHLORAMIN ATION; CHLORINE DIOXIDE FOR OXIDATION OR DISINFECTION; FLUORIDATION; ION EXCHANGE FOR REMOVAL OF ANY SECONDARY CONTAMINANT, SULFIDE, OR ANY UNREGULATED CONTAMINANT; OR OZONATION LESS THAN 0.1 MGD. STAFFING BY A CLASS D OR HIGHER OPERATOR: 3 VISITS/WEEK ON NONCONSECUTIVE DAYS FOR A TOTAL OF 0.6 HOUR/WEEK. THE LEAD/CHIEF OPERATOR MUST BE CLASS D OR HIGHER. | N | Y | MELODY CHRISTIAN CENTER (SCHOOL) | 10046 US HWY 129 S |  | LIVE OAK | FL | 32064 |  | 3863644800 |  | LAURA BALDWIN | MR. FRANK C. DAVIS | POST OFFICE BOX 100 |  | LIVE OAK | FL | 32064 |  | 3863644800 |  | OTHER | 210 | 12960 | 3 | 2016-11-09 | 2019-08-20 | NTNC | 100
2 | SUWANNEE | NED | dennis.parson@dep.state.fl.us | 2614253 | NONCOMMUNITY | CHLORINATION; AERATION FOR REMOVAL OF ANY SECONDARY CONTAMINANT, SULFIDE, OR ANY UNREGULATED CONTAMINANT; CORROSION CONTROL INHIBITOR ADDITION; HYPOCHLORINATION; IRON OR MANGANESE SEQUESTRATION; OR ULTRAVIOLET RADIATION. THE LEAD/CHIEF OPERATOR MUST BE CLASS D OR HIGHER. 50,000 GPD UP TO 0.25 MGD-STAFFING BY CLASS D OR HIGHER OPERATOR: 3 VISITS/WEEK ON NONCONSECUTIVE DAYS FOR A TOTAL OF 0.3 HOUR/WEEK. LESS THAN 50,000 GPD-STAFFING BY A CLASS D OR HIGHER OPERATOR: 2 VISITS/WEEK ON NONCONSECUTIVE DAYS FOR A TOTAL OF 0.2 HOUR/WEEK. THERE SHALL BE NO MORE THAN 5 DAYS BETWEEN THE LAST VISIT IN ONE WEEK AND THE FIRST VISIT IN THE NEXT WEEK. | N | Y | SRWT-WOODS FERRY | 6000 57TH DRIVE |  | LIVE OAK | FL | 32060 |  | 8008689914 |  | DENNIS PARSON | DENNIS PARSON | 4298 NW CR 292 |  | MAYO | FL | 32066 |  | 3862943667 |  | DEP (STATE PARK OR STATE REC AREA) | 25 | 14400 | 8 | 2017-02-03 | 2021-10-29 | NC01 | 50
2 | SUWANNEE | NED |  | 2614255 | NONCOMMUNITY | CHLORINATION; AERATION FOR REMOVAL OF ANY SECONDARY CONTAMINANT, SULFIDE, OR ANY UNREGULATED CONTAMINANT; CORROSION CONTROL INHIBITOR ADDITION; HYPOCHLORINATION; IRON OR MANGANESE SEQUESTRATION; OR ULTRAVIOLET RADIATION. THE LEAD/CHIEF OPERATOR MUST BE CLASS D OR HIGHER. 50,000 GPD UP TO 0.25 MGD-STAFFING BY CLASS D OR HIGHER OPERATOR: 3 VISITS/WEEK ON NONCONSECUTIVE DAYS FOR A TOTAL OF 0.3 HOUR/WEEK. LESS THAN 50,000 GPD-STAFFING BY A CLASS D OR HIGHER OPERATOR: 2 VISITS/WEEK ON NONCONSECUTIVE DAYS FOR A TOTAL OF 0.2 HOUR/WEEK. THERE SHALL BE NO MORE THAN 5 DAYS BETWEEN THE LAST VISIT IN ONE WEEK AND THE FIRST VISIT IN THE NEXT WEEK. | N | Y | JAYVEER FOOD MART 2-DOWLING PARK | 23527 CR 250 |  | DOWLING PARK | FL | 32064 |  | 3866884098 |  | ASHISH THAKOR | ASHISH THAKOR | 419 DUVAL ST. NE |  | LIVE OAK | FL | 32064 |  | 3866884098 |  | OTHER | 25 | 7200 | 1 | 2018-01-05 | 2017-02-13 | NC01 | 50
2 | SUWANNEE | NED | dennis.parson@dep.state.fl.us | 2614256 | NONCOMMUNITY | CHLORINATION; AERATION FOR REMOVAL OF ANY SECONDARY CONTAMINANT, SULFIDE, OR ANY UNREGULATED CONTAMINANT; CORROSION CONTROL INHIBITOR ADDITION; HYPOCHLORINATION; IRON OR MANGANESE SEQUESTRATION; OR ULTRAVIOLET RADIATION. THE LEAD/CHIEF OPERATOR MUST BE CLASS D OR HIGHER. 50,000 GPD UP TO 0.25 MGD-STAFFING BY CLASS D OR HIGHER OPERATOR: 3 VISITS/WEEK ON NONCONSECUTIVE DAYS FOR A TOTAL OF 0.3 HOUR/WEEK. LESS THAN 50,000 GPD-STAFFING BY A CLASS D OR HIGHER OPERATOR: 2 VISITS/WEEK ON NONCONSECUTIVE DAYS FOR A TOTAL OF 0.2 HOUR/WEEK. THERE SHALL BE NO MORE THAN 5 DAYS BETWEEN THE LAST VISIT IN ONE WEEK AND THE FIRST VISIT IN THE NEXT WEEK. | N | Y | SRWT-PEACOCK SLOUGH | 19039 PEACOCK SLOUGH PATH |  | LIVE OAK | FL | 32060 |  | 3863970921 |  | GINGER NICHOLS | DENNIS PARSON | 4298 NW CR 292 |  | MAYO | FL | 32066 |  | 3862943667 |  | STATE | 60 | 14400 | 8 | 2012-07-17 | 2017-12-21 | NC01 | 50
2 | SUWANNEE | NED | KPERT1@HOTMAIL.COM; dball@acvillage.net | 2614257 | NONCOMMUNITY | CHLORINATION; AERATION FOR REMOVAL OF ANY SECONDARY CONTAMINANT, SULFIDE, OR ANY UNREGULATED CONTAMINANT; CORROSION CONTROL INHIBITOR ADDITION; HYPOCHLORINATION; IRON OR MANGANESE SEQUESTRATION; OR ULTRAVIOLET RADIATION. THE LEAD/CHIEF OPERATOR MUST BE CLASS D OR HIGHER. 50,000 GPD UP TO 0.25 MGD-STAFFING BY CLASS D OR HIGHER OPERATOR: 3 VISITS/WEEK ON NONCONSECUTIVE DAYS FOR A TOTAL OF 0.3 HOUR/WEEK. LESS THAN 50,000 GPD-STAFFING BY A CLASS D OR HIGHER OPERATOR: 2 VISITS/WEEK ON NONCONSECUTIVE DAYS FOR A TOTAL OF 0.2 HOUR/WEEK. THERE SHALL BE NO MORE THAN 5 DAYS BETWEEN THE LAST VISIT IN ONE WEEK AND THE FIRST VISIT IN THE NEXT WEEK. | N | Y | FIRST BAPTIST CHURCH OF DOWLING PARK | 11274 235TH LANE |  | DOWLING PARK | FL | 32064 |  | 3866582360 |  |  | COY HOWELL | 11274 235TH LANE |  | LIVE OAK | FL | 32060 |  | 3862942880 |  | OTHER | 25 | 3360 | 2 | 2015-02-13 | 2021-10-29 | NC01 | 50
2 | SUWANNEE | NED |  | 2614261 | NONCOMMUNITY | CHLORINATION; AERATION FOR REMOVAL OF ANY SECONDARY CONTAMINANT, SULFIDE, OR ANY UNREGULATED CONTAMINANT; CORROSION CONTROL INHIBITOR ADDITION; HYPOCHLORINATION; IRON OR MANGANESE SEQUESTRATION; OR ULTRAVIOLET RADIATION. THE LEAD/CHIEF OPERATOR MUST BE CLASS D OR HIGHER. 50,000 GPD UP TO 0.25 MGD-STAFFING BY CLASS D OR HIGHER OPERATOR: 3 VISITS/WEEK ON NONCONSECUTIVE DAYS FOR A TOTAL OF 0.3 HOUR/WEEK. LESS THAN 50,000 GPD-STAFFING BY A CLASS D OR HIGHER OPERATOR: 2 VISITS/WEEK ON NONCONSECUTIVE DAYS FOR A TOTAL OF 0.2 HOUR/WEEK. THERE SHALL BE NO MORE THAN 5 DAYS BETWEEN THE LAST VISIT IN ONE WEEK AND THE FIRST VISIT IN THE NEXT WEEK. | N | Y | JAYVEER FOOD MART 1 - US 90 | 20363 US 90 W |  | LIVE OAK | FL | 32060 |  | 3863647006 |  | ASHISH THAKOR | ASHISH THAKOR | 419 DUVAL ST. NE |  | LIVE OAK | FL | 32064 |  | 3863647006 |  | OTHER | 25 | 3000 | 1 | 2018-01-04 | 2017-02-13 | NC01 | 50
2 | SUWANNEE | NED | KRISHNA.COLE@ASHGROVE.COM | 2614263 | NONTRANSIENT NONCOMMUNITY | CHLORINATION; AERATION FOR REMOVAL OF ANY SECONDARY CONTAMINANT, SULFIDE, OR ANY UNREGULATED CONTAMINANT; CORROSION CONTROL INHIBITOR ADDITION; HYPOCHLORINATION; IRON OR MANGANESE SEQUESTRATION; OR ULTRAVIOLET RADIATION. THE LEAD/CHIEF OPERATOR MUST BE CLASS D OR HIGHER. 50,000 GPD UP TO 0.25 MGD-STAFFING BY CLASS D OR HIGHER OPERATOR: 3 VISITS/WEEK ON NONCONSECUTIVE DAYS FOR A TOTAL OF 0.3 HOUR/WEEK. LESS THAN 50,000 GPD-STAFFING BY A CLASS D OR HIGHER OPERATOR: 2 VISITS/WEEK ON NONCONSECUTIVE DAYS FOR A TOTAL OF 0.2 HOUR/WEEK. THERE SHALL BE NO MORE THAN 5 DAYS BETWEEN THE LAST VISIT IN ONE WEEK AND THE FIRST VISIT IN THE NEXT WEEK. | N | Y | SUWANNEE AMERICAN CEMENT COMPANY, LLC | 5117 US HWY 27 |  | BRANFORD | FL | 32008 |  | 3869355023 |  | KRISHNA COLE | KRISHNA COLE | 5117 US 27 |  | BRANFORD | FL | 32008 |  | 3869355023 |  | INVESTOR | 95 | 45000 | 3 | 2018-05-07 | 2021-03-04 | NTNC | 100
2 | SUWANNEE | NED | randyh@suwcounty.org | 2614264 | NONTRANSIENT NONCOMMUNITY | CHLORINATION; AERATION FOR REMOVAL OF ANY SECONDARY CONTAMINANT, SULFIDE, OR ANY UNREGULATED CONTAMINANT; CORROSION CONTROL INHIBITOR ADDITION; HYPOCHLORINATION; IRON OR MANGANESE SEQUESTRATION; OR ULTRAVIOLET RADIATION. THE LEAD/CHIEF OPERATOR MUST BE CLASS C OR HIGHER. 5.0 MGD AND ABOVE-STAFFING BY CLASS C OR HIGHER OPERATOR: 6 HOURS/DAY FOR 5 DAYS/WEEK AND ONE VISIT ON EACH WEEKEND DAY. 3.0 MGD UP TO 5.0 MGD-STAFFING BY CLASS C OR HIGHER OPERATOR: 1 HOUR/DAY FOR 5 DAYS/WEEK AND ONE VISIT ON EACH WEEKEND DAY. 0.25 MGD UP TO 3.0 MGD-STAFFING BY CLASS C OR HIGHER OPERATOR: 5 VISITS/WEEK AND ONE VISIT EACH WEEKEND FOR A TOTAL OF 0.6 HOUR/WEEK. | N | Y | SUWANNEE CATALYST SITE | 17391 RAILROAD ST |  | LIVE OAK | FL | 32060 |  | 3863623276 |  | CHAD WAINWRIGHT | RANDY HARRIS | 13150 80TH TERRACE |  | LIVE OAK | FL | 32060 |  | 3863623276 |  | COUNTY | 150 | 717800 | 3 | 2018-04-11 | 2021-03-04 | NTNC | 100
2 | SUWANNEE | NED | envcompliance@dollargeneral.com | 2614265 | NONCOMMUNITY | CHLORINATION; AERATION FOR REMOVAL OF ANY SECONDARY CONTAMINANT, SULFIDE, OR ANY UNREGULATED CONTAMINANT; CORROSION CONTROL INHIBITOR ADDITION; HYPOCHLORINATION; IRON OR MANGANESE SEQUESTRATION; OR ULTRAVIOLET RADIATION. THE LEAD/CHIEF OPERATOR MUST BE CLASS D OR HIGHER. 50,000 GPD UP TO 0.25 MGD-STAFFING BY CLASS D OR HIGHER OPERATOR: 3 VISITS/WEEK ON NONCONSECUTIVE DAYS FOR A TOTAL OF 0.3 HOUR/WEEK. LESS THAN 50,000 GPD-STAFFING BY A CLASS D OR HIGHER OPERATOR: 2 VISITS/WEEK ON NONCONSECUTIVE DAYS FOR A TOTAL OF 0.2 HOUR/WEEK. THERE SHALL BE NO MORE THAN 5 DAYS BETWEEN THE LAST VISIT IN ONE WEEK AND THE FIRST VISIT IN THE NEXT WEEK. | N | Y | DOLLAR GENERAL STORE #16349 | 23322 COUNTY ROAD 250 |  | LIVE OAK | FL | 32060 |  | 3867558887 |  |  | KRISTIN ELLIOTT | 100 MISSION RIDGE |  | GOODLETTSVILLE | TN | 37072 |  | 6158555365 |  | INVESTOR | 25 | 1000 | 1 | 2015-12-14 | 2020-10-16 | NC01 | 50
2 | SUWANNEE | NED | ENVIRONMENTALSERVICES@INNOVATIONSMGMT.COM; SSCULL@DOLLARGENERAL.COM | 2614266 | NONCOMMUNITY | CHLORINATION; AERATION FOR REMOVAL OF ANY SECONDARY CONTAMINANT, SULFIDE, OR ANY UNREGULATED CONTAMINANT; CORROSION CONTROL INHIBITOR ADDITION; HYPOCHLORINATION; IRON OR MANGANESE SEQUESTRATION; OR ULTRAVIOLET RADIATION. THE LEAD/CHIEF OPERATOR MUST BE CLASS D OR HIGHER. 50,000 GPD UP TO 0.25 MGD-STAFFING BY CLASS D OR HIGHER OPERATOR: 3 VISITS/WEEK ON NONCONSECUTIVE DAYS FOR A TOTAL OF 0.3 HOUR/WEEK. LESS THAN 50,000 GPD-STAFFING BY A CLASS D OR HIGHER OPERATOR: 2 VISITS/WEEK ON NONCONSECUTIVE DAYS FOR A TOTAL OF 0.2 HOUR/WEEK. THERE SHALL BE NO MORE THAN 5 DAYS BETWEEN THE LAST VISIT IN ONE WEEK AND THE FIRST VISIT IN THE NEXT WEEK. | N | Y | DOLLAR GENERAL STORE #16350 | 17040 US HIGHWAY 129 |  | MCALPIN | FL | 32062 |  | 3864018080 |  | KRISTIN ELLIOTT | MITCHELL RICHARDSON | 7350 OLD HAMMOND HWY |  | BATON ROUGE | LA | 70809 |  | 2252188889 |  | INVESTOR | 25 | 1000 | 1 | 2021-10-04 | 2021-09-08 | NC01 | 50
2 | SUWANNEE | NED |  | 2614267 | NONTRANSIENT NONCOMMUNITY | CHLORINATION; AERATION FOR REMOVAL OF ANY SECONDARY CONTAMINANT, SULFIDE, OR ANY UNREGULATED CONTAMINANT; CORROSION CONTROL INHIBITOR ADDITION; HYPOCHLORINATION; IRON OR MANGANESE SEQUESTRATION; OR ULTRAVIOLET RADIATION. THE LEAD/CHIEF OPERATOR MUST BE CLASS D OR HIGHER. 50,000 GPD UP TO 0.25 MGD-STAFFING BY CLASS D OR HIGHER OPERATOR: 3 VISITS/WEEK ON NONCONSECUTIVE DAYS FOR A TOTAL OF 0.3 HOUR/WEEK. LESS THAN 50,000 GPD-STAFFING BY A CLASS D OR HIGHER OPERATOR: 2 VISITS/WEEK ON NONCONSECUTIVE DAYS FOR A TOTAL OF 0.2 HOUR/WEEK. THERE SHALL BE NO MORE THAN 5 DAYS BETWEEN THE LAST VISIT IN ONE WEEK AND THE FIRST VISIT IN THE NEXT WEEK. | N | Y | SUWANNEE VALLEY ELECTRIC COOPERATIVE | 11340 100TH STREET | POST BOX 160 | LIVE OAK | FL | 32064 |  | 3863622226 |  | MARK MOSLEY | MARK MOSLEY | 11340 110TH STREET | P.O. BOX 160 | LIVE OAK | FL | 32064 |  | 3863622226 | 5629 | INVESTOR/LICENSED PUBLIC UTILITIES | 82 | 1822 | 5 | 2019-08-26 | 2019-08-20 | NTNC | 100
2 | SUWANNEE | NED | JEFFREY.SMILEY@JACOBS.COM | 2614268 | COMMUNITY | AERATION FOR REMOVAL OF ANY PRIMARY CONTAMINANT; ALKALINITY/PH ADJUSTMENT; CHLORAMIN ATION; CHLORINE DIOXIDE FOR OXIDATION OR DISINFECTION; FLUORIDATION; ION EXCHANGE FOR REMOVAL OF ANY SECONDARY CONTAMINANT, SULFIDE, OR ANY UNREGULATED CONTAMINANT; OR OZONATION. THE LEAD/CHIEF OPERATOR MUST BE CLASS C OR HIGHER. 5.0 MGD UP TO 10 MGD-STAFFING BY CLASS C OR HIGHER OPERATOR: 6 HOURS/DAY FOR 5 DAYS/WEEK AND ONE VISIT ON EACH WEEKEND DAY. 3.0 MGD UP TO 5.0 MGD-STAFFING BY CLASS C OR HIGHER OPERATOR: 3 HOURS/DAY FOR 5 DAYS/WEEK AND ONE VISIT ON EACH WEEKEND DAY. 1.0 MGD UP TO 3.0 MGD-STAFFING BY CLASS C OR HIGHER OPERATOR: 1 HOUR/DAY FOR 5 DAYS/WEEK AND ONE VISIT ON EACH WEEKEND DAY. 0.1 MGD UP TO 1.0 MGD-STAFFING BY CLASS C OR HIGHER OPERATOR: 5 VISITS/WEEK AND ONE VISIT EACH WEEKEND FOR A TOTAL OF 1.2 HOURS/WEEK. | N | Y | SUWANNEE CORRECTIONAL INSTITUTE | 5964 U.S. HWY 90 |  | LIVE OAK | FL | 32060 |  | 3865902453 |  | Jeffrey Smiley | GEORGE CURTIS | 101 SE WHITE AVE |  | LIVE OAK | FL | 32064 |  | 3863622276 |  | CITY | 3950 | 1080000 | 13 |  | 2019-12-11 | DC03 | 2000
2 | SUWANNEE | NED |  | 2614269 | NONCOMMUNITY | CHLORINATION; AERATION FOR REMOVAL OF ANY SECONDARY CONTAMINANT, SULFIDE, OR ANY UNREGULATED CONTAMINANT; CORROSION CONTROL INHIBITOR ADDITION; HYPOCHLORINATION; IRON OR MANGANESE SEQUESTRATION; OR ULTRAVIOLET RADIATION. THE LEAD/CHIEF OPERATOR MUST BE CLASS D OR HIGHER. 50,000 GPD UP TO 0.25 MGD-STAFFING BY CLASS D OR HIGHER OPERATOR: 3 VISITS/WEEK ON NONCONSECUTIVE DAYS FOR A TOTAL OF 0.3 HOUR/WEEK. LESS THAN 50,000 GPD-STAFFING BY A CLASS D OR HIGHER OPERATOR: 2 VISITS/WEEK ON NONCONSECUTIVE DAYS FOR A TOTAL OF 0.2 HOUR/WEEK. THERE SHALL BE NO MORE THAN 5 DAYS BETWEEN THE LAST VISIT IN ONE WEEK AND THE FIRST VISIT IN THE NEXT WEEK. | N | Y | DOLLAR GENERAL #19593 | 11209 145TH RD |  | LIVE OAK | FL | 32060 |  | 3867558887 |  | KRISTIN ELLIOTT | KRISTIN ELLIOTT | 100 MISSION RIDGE |  | GOODLETTSVILLE | TN | 32072 |  | 6158555365 |  | INVESTOR | 25 | 1000 | 1 | 2019-01-22 | 2019-01-22 | NC01 | 50
2 | SUWANNEE | NED |  | 2614271 | NONCOMMUNITY | CHLORINATION; AERATION FOR REMOVAL OF ANY SECONDARY CONTAMINANT, SULFIDE, OR ANY UNREGULATED CONTAMINANT; CORROSION CONTROL INHIBITOR ADDITION; HYPOCHLORINATION; IRON OR MANGANESE SEQUESTRATION; OR ULTRAVIOLET RADIATION. THE LEAD/CHIEF OPERATOR MUST BE CLASS D OR HIGHER. 50,000 GPD UP TO 0.25 MGD-STAFFING BY CLASS D OR HIGHER OPERATOR: 3 VISITS/WEEK ON NONCONSECUTIVE DAYS FOR A TOTAL OF 0.3 HOUR/WEEK. LESS THAN 50,000 GPD-STAFFING BY A CLASS D OR HIGHER OPERATOR: 2 VISITS/WEEK ON NONCONSECUTIVE DAYS FOR A TOTAL OF 0.2 HOUR/WEEK. THERE SHALL BE NO MORE THAN 5 DAYS BETWEEN THE LAST VISIT IN ONE WEEK AND THE FIRST VISIT IN THE NEXT WEEK. | N | Y | SHOPS OF MAPLE GROVE | 9929 170TH TERR |  | MCALPIN | FL | 32062 |  | 3869352606 |  |  | LARRY COLE | 9708 180TH STE |  | MCALPIN | FL | 32062 |  | 3869352606 |  | INVESTOR | 25 | 2000 | 6 |  | 2021-04-28 | NC01 | 50
2 | SUWANNEE | NED | matt@conceptcompanies.net | 2614272 | NONCOMMUNITY | CHLORINATION; AERATION FOR REMOVAL OF ANY SECONDARY CONTAMINANT, SULFIDE, OR ANY UNREGULATED CONTAMINANT; CORROSION CONTROL INHIBITOR ADDITION; HYPOCHLORINATION; IRON OR MANGANESE SEQUESTRATION; OR ULTRAVIOLET RADIATION. THE LEAD/CHIEF OPERATOR MUST BE CLASS D OR HIGHER. 50,000 GPD UP TO 0.25 MGD-STAFFING BY CLASS D OR HIGHER OPERATOR: 3 VISITS/WEEK ON NONCONSECUTIVE DAYS FOR A TOTAL OF 0.3 HOUR/WEEK. LESS THAN 50,000 GPD-STAFFING BY A CLASS D OR HIGHER OPERATOR: 2 VISITS/WEEK ON NONCONSECUTIVE DAYS FOR A TOTAL OF 0.2 HOUR/WEEK. THERE SHALL BE NO MORE THAN 5 DAYS BETWEEN THE LAST VISIT IN ONE WEEK AND THE FIRST VISIT IN THE NEXT WEEK. | N | Y | DOLLAR GENERAL BRANFORD | 27265 COUNTY ROAD 137 |  | OBRIEN | FL | 32008 |  | 3867558887 |  | MATT CASON | MATT CASON | 3324 WEST UNIVERSITY AVENUE #151 |  | GAINESVILLE | FL | 32607 |  | 3867558887 |  | INVESTOR | 25 | 1000 | 1 |  | 2021-12-03 | NC01 | 50
2 | TAYLOR | NED | wtp2@fairpoint.net | 2620208 | COMMUNITY | ACTIVATED CARBON PROCESSES; DIATOMACEOUS EARTH FILTRATION; ION EXCHANGE FOR REMOVAL OF ANY PRIMARY CONTAMINANT; ION AND MANGANESE REMOVAL (OXIDATION, DETENTION, AND FILTRATION); OR SLOW SAND FILTRATION. LEAD/CHIEF OPERATOR MUST BE CLASS C OR HIGHER. 1.0 MGD UP TO 2.0 MGD-STAFFING BY CLASS C OR HIGHER OPERATOR: 6 HOURS/DAY FOR 5 DAYS/WEEK AND ONE VISIT ON EACH WEEKEND DAY. 0.5 MGD UP TO 1.0 MGD-STAFFING BY CLASS C OR HIGHER OPERATOR: 3 HOURS/DAY FOR 5 DAYS/WEEK AND ONE VISIT ON EACH WEEKEND DAY. 0.25 MGD UP TO 0.5 MGD-STAFFING BY CLASS C OR HIGHER OPERATOR: 1 HOUR/DAY FOR 5 DAYS/WEEK AND ONE VISIT ON EACH WEEKEND DAY. LESS THAN 0.25 MGD-STAFFING BY CLASS C OR HIGHER OPERATOR: 5 VISITS/WEEK AND ONE VISIT EACH WEEKEND FOR A TOTAL OF 1.8 HOURS/WEEK. | N | Y | PERRY WATER SYSTEM | 713 FAULKNER ST (WTP#2 AND MAIN OFFICE) |  | PERRY | FL | 32347 |  | 8505847940 |  | CHESTER MCAFEE | TAYLOR BROWN | 224 S. JEFFERSON ST. |  | PERRY | FL | 32347 |  | 8505847940 |  | MUNICIPALITY | 8900 | 4502000 | 3300 | 2016-03-03 | 2019-03-05 | DC03 | 2000
2 | TAYLOR | NED | BBWA@BELLSOUTH.NET | 2621102 | COMMUNITY | CONVENTIONAL FILTRATION (COAGULATION, FLOCCULATION, SEDIMENTATION, AND FILTRATION); DIRECT FILTRATION, (COAGULATION AND FILTRATION); OR LIME SOFTENING. THE LEAD/CHIEF OPERATOR MUST BE CLASS C OR HIGHER. 0.3 MGD UP TO 1.0 MGD STAFFING BY CLASS C OR HIGHER OPERATOR: 6 HOURS/DAY FOR 5 DAYS/WEEK AND ONE VISIT ON EACH WEEKEND DAY. 0.1 MGD UP TO 0.3 MGD STAFFING BY CLASS C OR HIGHER OPERATOR: 3 HOURS/DAY FOR 5 DAYS/WEEK AND ONE VISIT ON EACH WEEKEND DAY. LESS THAN 0.1 MGD STAFFING BY CLASS C OR HIGHER OPERATOR: 2 HOURS/DAY FOR 5 DAYS/WEEK AND ONE VISIT ON EACH WEEKEND DAY. | N | Y | BIG BEND WATER AUTHORITY | 1313 1ST AVENUE SOUTH |  | STEINHATCHEE | FL | 32359 |  | 3524983576 |  | GARRETT DODD | MARK REBLIN | POST OFFICE BOX 670 |  | STEINHATCHEE | FL | 32359 | 670 | 3524983576 |  | MUNICIPALITY | 3000 | 900000 | 1500 | 2017-03-08 | 2020-02-21 | DC04 | 1000
2 | TAYLOR | NED | alan.obaigbena@dot.state.fl.us | 2624164 | NONCOMMUNITY | AERATION FOR REMOVAL OF ANY PRIMARY CONTAMINANT; ALKALINITY/PH ADJUSTMENT; CHLORAMIN ATION; CHLORINE DIOXIDE FOR OXIDATION OR DISINFECTION; FLUORIDATION; ION EXCHANGE FOR REMOVAL OF ANY SECONDARY CONTAMINANT, SULFIDE, OR ANY UNREGULATED CONTAMINANT; OR OZONATION LESS THAN 0.1 MGD. STAFFING BY A CLASS D OR HIGHER OPERATOR: 3 VISITS/WEEK ON NONCONSECUTIVE DAYS FOR A TOTAL OF 0.6 HOUR/WEEK. THE LEAD/CHIEF OPERATOR MUST BE CLASS D OR HIGHER. | N | Y | DOT - PERRY REST AREA | 5871 US-19, PERRY, FL 32347 |  | PERRY | FL | 32347 |  | 3869617306 |  | ALAN OBAIGBENA, PE | TRAVIS HUMPHRIES, P.E. | 1109 S. MARION AVE. |  | LAKE CITY | FL | 32025 |  | 8007492967 | 7800 | STATE | 1001 | 72000 | 1 | 2012-08-24 | 2018-06-28 | NC01 | 50
2 | TAYLOR | NED | tcwsd@fairpoint.net | 2624165 | COMMUNITY | CHLORINATION; AERATION FOR REMOVAL OF ANY SECONDARY CONTAMINANT, SULFIDE, OR ANY UNREGULATED CONTAMINANT; CORROSION CONTROL INHIBITOR ADDITION; HYPOCHLORINATION; IRON OR MANGANESE SEQUESTRATION; OR ULTRAVIOLET RADIATION. THE LEAD/CHIEF OPERATOR MUST BE CLASS C OR HIGHER. 5.0 MGD AND ABOVE-STAFFING BY CLASS C OR HIGHER OPERATOR: 6 HOURS/DAY FOR 5 DAYS/WEEK AND ONE VISIT ON EACH WEEKEND DAY. 3.0 MGD UP TO 5.0 MGD-STAFFING BY CLASS C OR HIGHER OPERATOR: 1 HOUR/DAY FOR 5 DAYS/WEEK AND ONE VISIT ON EACH WEEKEND DAY. 0.25 MGD UP TO 3.0 MGD-STAFFING BY CLASS C OR HIGHER OPERATOR: 5 VISITS/WEEK AND ONE VISIT EACH WEEKEND FOR A TOTAL OF 0.6 HOUR/WEEK. | N | Y | TAYLOR COASTAL WATER & SEWER DISTRICT | 18780 BEACH ROAD |  | PERRY | FL | 32348 |  | 8505783043 |  | LYNETTE SENTER | LYNDA AIBEJERIS | 18820 BEACH ROAD |  | PERRY | FL | 32348 |  | 8505783043 |  | MUNICIPALITY | 1322 | 345000 | 529 | 2017-03-03 | 2020-02-21 | DC04 | 1000
2 | TAYLOR | NED | mcain@cshore.com | 2624166 | NONCOMMUNITY | CHLORINATION; AERATION FOR REMOVAL OF ANY SECONDARY CONTAMINANT, SULFIDE, OR ANY UNREGULATED CONTAMINANT; CORROSION CONTROL INHIBITOR ADDITION; HYPOCHLORINATION; IRON OR MANGANESE SEQUESTRATION; OR ULTRAVIOLET RADIATION. THE LEAD/CHIEF OPERATOR MUST BE CLASS D OR HIGHER. 50,000 GPD UP TO 0.25 MGD-STAFFING BY CLASS D OR HIGHER OPERATOR: 3 VISITS/WEEK ON NONCONSECUTIVE DAYS FOR A TOTAL OF 0.3 HOUR/WEEK. LESS THAN 50,000 GPD-STAFFING BY A CLASS D OR HIGHER OPERATOR: 2 VISITS/WEEK ON NONCONSECUTIVE DAYS FOR A TOTAL OF 0.2 HOUR/WEEK. THERE SHALL BE NO MORE THAN 5 DAYS BETWEEN THE LAST VISIT IN ONE WEEK AND THE FIRST VISIT IN THE NEXT WEEK. | N | Y | STEINHATCHEE OUTPOST | 24123 US 19 SOUTH |  | STEINHATCHEE | FL | 32359 |  | 8608858363 |  | MAUREEN T. CAIN | MAUREEN T. CAIN | 136 GUNGY ROAD |  | SALEM | CT | 6420 |  | 8608858363 |  | INVESTOR | 25 | 9437 | 100 | 2018-12-02 | 2018-11-27 | NC01 | 50
2 | TAYLOR | NED | STEFANELLI123@YAHOO.COM | 2624167 | NONCOMMUNITY | ACTIVATED CARBON PROCESSES; DIATOMACEOUS EARTH FILTRATION; ION EXCHANGE FOR REMOVAL OF ANY PRIMARY CONTAMINANT; ION AND MANGANESE REMOVAL (OXIDATION, DETENTION, AND FILTRATION); OR SLOW SAND FILTRATION. LEAD/CHIEF OPERATOR MUST BE CLASS C OR HIGHER. 1.0 MGD UP TO 2.0 MGD-STAFFING BY CLASS C OR HIGHER OPERATOR: 6 HOURS/DAY FOR 5 DAYS/WEEK AND ONE VISIT ON EACH WEEKEND DAY. 0.5 MGD UP TO 1.0 MGD-STAFFING BY CLASS C OR HIGHER OPERATOR: 3 HOURS/DAY FOR 5 DAYS/WEEK AND ONE VISIT ON EACH WEEKEND DAY. 0.25 MGD UP TO 0.5 MGD-STAFFING BY CLASS C OR HIGHER OPERATOR: 1 HOUR/DAY FOR 5 DAYS/WEEK AND ONE VISIT ON EACH WEEKEND DAY. LESS THAN 0.25 MGD-STAFFING BY CLASS C OR HIGHER OPERATOR: 5 VISITS/WEEK AND ONE VISIT EACH WEEKEND FOR A TOTAL OF 1.8 HOURS/WEEK. | N | Y | ECONFINA WATER SYSTEM | 4705 ECONFINA RIVER ROAD |  | LAMONT | FL | 32336 |  | 4076442115 |  | ROBERT STEFANELLI, JR. | ROBERT STEFANELLI, JR. | 4705 ECONFINA RIVER ROAD |  | LAMONT | FL | 32336 |  | 8505842135 |  | INVESTOR | 25 | 72000 | 60 | 2017-04-06 | 2017-03-16 | NC01 | 50
2 | TAYLOR | NED |  | 2624169 | NONCOMMUNITY | CHLORINATION; AERATION FOR REMOVAL OF ANY SECONDARY CONTAMINANT, SULFIDE, OR ANY UNREGULATED CONTAMINANT; CORROSION CONTROL INHIBITOR ADDITION; HYPOCHLORINATION; IRON OR MANGANESE SEQUESTRATION; OR ULTRAVIOLET RADIATION. THE LEAD/CHIEF OPERATOR MUST BE CLASS D OR HIGHER. 50,000 GPD UP TO 0.25 MGD-STAFFING BY CLASS D OR HIGHER OPERATOR: 3 VISITS/WEEK ON NONCONSECUTIVE DAYS FOR A TOTAL OF 0.3 HOUR/WEEK. LESS THAN 50,000 GPD-STAFFING BY A CLASS D OR HIGHER OPERATOR: 2 VISITS/WEEK ON NONCONSECUTIVE DAYS FOR A TOTAL OF 0.2 HOUR/WEEK. THERE SHALL BE NO MORE THAN 5 DAYS BETWEEN THE LAST VISIT IN ONE WEEK AND THE FIRST VISIT IN THE NEXT WEEK. | N | Y | GRAVES DRIVE-IN | 1974 US HWY 221 NORTH | POST OFFICE BOX 1886 | PERRY | FL | 32348 |  | 8505843669 |  | DAVID PATE | DAVID PATE | POST OFFICE BOX 1886 |  | PERRY | FL | 32348 |  | 8505843669 |  | INVESTOR | 25 | 9425 | 1 | 2014-10-14 | 2018-12-07 | NC01 | 50
2 | TAYLOR | NED | ziaulahmed88@gmail.com | 2624170 | NONCOMMUNITY | CHLORINATION; AERATION FOR REMOVAL OF ANY SECONDARY CONTAMINANT, SULFIDE, OR ANY UNREGULATED CONTAMINANT; CORROSION CONTROL INHIBITOR ADDITION; HYPOCHLORINATION; IRON OR MANGANESE SEQUESTRATION; OR ULTRAVIOLET RADIATION. THE LEAD/CHIEF OPERATOR MUST BE CLASS D OR HIGHER. 50,000 GPD UP TO 0.25 MGD-STAFFING BY CLASS D OR HIGHER OPERATOR: 3 VISITS/WEEK ON NONCONSECUTIVE DAYS FOR A TOTAL OF 0.3 HOUR/WEEK. LESS THAN 50,000 GPD-STAFFING BY A CLASS D OR HIGHER OPERATOR: 2 VISITS/WEEK ON NONCONSECUTIVE DAYS FOR A TOTAL OF 0.2 HOUR/WEEK. THERE SHALL BE NO MORE THAN 5 DAYS BETWEEN THE LAST VISIT IN ONE WEEK AND THE FIRST VISIT IN THE NEXT WEEK. | N | Y | NAFEE CAMPGROUND | 5260 US HIGHWAY 19 SOUTH |  | PERRY | FL | 32347 |  | 8505847084 |  | ZIAUL AHMED | ZIAUL AHMED | 211 PINELAND ST. |  | PERRY | FL | 32348 |  | 8505847084 |  | INVESTOR | 25 | 18754 | 3 | 2014-09-03 | 2020-12-16 | NC01 | 50
2 | TAYLOR | NED | RAY.PERRY@NAMMO.US | 2624173 | NONTRANSIENT NONCOMMUNITY | CHLORINATION; AERATION FOR REMOVAL OF ANY SECONDARY CONTAMINANT, SULFIDE, OR ANY UNREGULATED CONTAMINANT; CORROSION CONTROL INHIBITOR ADDITION; HYPOCHLORINATION; IRON OR MANGANESE SEQUESTRATION; OR ULTRAVIOLET RADIATION. THE LEAD/CHIEF OPERATOR MUST BE CLASS D OR HIGHER. 50,000 GPD UP TO 0.25 MGD-STAFFING BY CLASS D OR HIGHER OPERATOR: 3 VISITS/WEEK ON NONCONSECUTIVE DAYS FOR A TOTAL OF 0.3 HOUR/WEEK. LESS THAN 50,000 GPD-STAFFING BY A CLASS D OR HIGHER OPERATOR: 2 VISITS/WEEK ON NONCONSECUTIVE DAYS FOR A TOTAL OF 0.2 HOUR/WEEK. THERE SHALL BE NO MORE THAN 5 DAYS BETWEEN THE LAST VISIT IN ONE WEEK AND THE FIRST VISIT IN THE NEXT WEEK. | N | Y | NAMMO | 10625 PUCKETT ROAD |  | PERRY | FL | 32348 |  | 8505842634 |  | RAY PERRY | CONRAD WEBLEY | 10625 PUCKETT ROAD |  | PERRY | FL | 32348 |  | 8505842634 |  | INVESTOR | 250 | 165600 | 15 | 2012-07-25 | 2020-05-27 | NTNC | 100
2 | TAYLOR | NED | joewmattingly@gmail.com; heatherl@jandjequip.com | 2624174 | NONCOMMUNITY | CHLORINATION; AERATION FOR REMOVAL OF ANY SECONDARY CONTAMINANT, SULFIDE, OR ANY UNREGULATED CONTAMINANT; CORROSION CONTROL INHIBITOR ADDITION; HYPOCHLORINATION; IRON OR MANGANESE SEQUESTRATION; OR ULTRAVIOLET RADIATION. THE LEAD/CHIEF OPERATOR MUST BE CLASS D OR HIGHER. 50,000 GPD UP TO 0.25 MGD-STAFFING BY CLASS D OR HIGHER OPERATOR: 3 VISITS/WEEK ON NONCONSECUTIVE DAYS FOR A TOTAL OF 0.3 HOUR/WEEK. LESS THAN 50,000 GPD-STAFFING BY A CLASS D OR HIGHER OPERATOR: 2 VISITS/WEEK ON NONCONSECUTIVE DAYS FOR A TOTAL OF 0.2 HOUR/WEEK. THERE SHALL BE NO MORE THAN 5 DAYS BETWEEN THE LAST VISIT IN ONE WEEK AND THE FIRST VISIT IN THE NEXT WEEK. | N | Y | ROCKY'S SHADY GROVE GROCERY | 11899 HIGHWAY 221 NORTH |  | SHADY GROVE | FL | 32357 |  | 8505842596 |  | JOE MATTINGLY | JOE MATTINGLY | 88 ELLISON FRITH RD. |  | PERRY | FL | 32347 |  | 8505846555 |  | INVESTOR | 25 | 9347 | 1 | 2012-08-24 | 2019-03-11 | NC01 | 50
2 | TAYLOR | NED | 221gasandgrill@gmail.com | 2624175 | NONCOMMUNITY | CHLORINATION; AERATION FOR REMOVAL OF ANY SECONDARY CONTAMINANT, SULFIDE, OR ANY UNREGULATED CONTAMINANT; CORROSION CONTROL INHIBITOR ADDITION; HYPOCHLORINATION; IRON OR MANGANESE SEQUESTRATION; OR ULTRAVIOLET RADIATION. THE LEAD/CHIEF OPERATOR MUST BE CLASS D OR HIGHER. 50,000 GPD UP TO 0.25 MGD-STAFFING BY CLASS D OR HIGHER OPERATOR: 3 VISITS/WEEK ON NONCONSECUTIVE DAYS FOR A TOTAL OF 0.3 HOUR/WEEK. LESS THAN 50,000 GPD-STAFFING BY A CLASS D OR HIGHER OPERATOR: 2 VISITS/WEEK ON NONCONSECUTIVE DAYS FOR A TOTAL OF 0.2 HOUR/WEEK. THERE SHALL BE NO MORE THAN 5 DAYS BETWEEN THE LAST VISIT IN ONE WEEK AND THE FIRST VISIT IN THE NEXT WEEK. | N | Y | 221 GAS AND GRILL | 3525 HIGHWAY 221 NORTH |  | PERRY | FL | 32348 |  | 8505849221 |  | ASHISH GAJJAR | ASHISH GAJJAR | 3525 HWY 221 NORTH |  | PERRY | FL | 32348 |  | 8505849221 |  | INVESTOR | 25 | 9442 | 1 | 2019-04-12 | 2019-03-12 | NC01 | 50
2 | TAYLOR | NED | ingrampba@aol.com | 2624177 | NONCOMMUNITY | CHLORINATION; AERATION FOR REMOVAL OF ANY SECONDARY CONTAMINANT, SULFIDE, OR ANY UNREGULATED CONTAMINANT; CORROSION CONTROL INHIBITOR ADDITION; HYPOCHLORINATION; IRON OR MANGANESE SEQUESTRATION; OR ULTRAVIOLET RADIATION. THE LEAD/CHIEF OPERATOR MUST BE CLASS D OR HIGHER. 50,000 GPD UP TO 0.25 MGD-STAFFING BY CLASS D OR HIGHER OPERATOR: 3 VISITS/WEEK ON NONCONSECUTIVE DAYS FOR A TOTAL OF 0.3 HOUR/WEEK. LESS THAN 50,000 GPD-STAFFING BY A CLASS D OR HIGHER OPERATOR: 2 VISITS/WEEK ON NONCONSECUTIVE DAYS FOR A TOTAL OF 0.2 HOUR/WEEK. THERE SHALL BE NO MORE THAN 5 DAYS BETWEEN THE LAST VISIT IN ONE WEEK AND THE FIRST VISIT IN THE NEXT WEEK. | N | Y | BEACH BAR | 16260 BEACH ROAD |  | PERRY | FL | 32348 |  | 8505783046 |  | ELI INGRAM | ELI INGRAM | 16260 BEACH ROAD |  | PERRY | FL | 32348 |  | 8505783046 |  | INVESTOR | 25 | 9317 | 1 | 2013-02-01 | 2021-02-26 | NC01 | 50
2 | TAYLOR | NED |  | 2624179 | NONCOMMUNITY | CHLORINATION; AERATION FOR REMOVAL OF ANY SECONDARY CONTAMINANT, SULFIDE, OR ANY UNREGULATED CONTAMINANT; CORROSION CONTROL INHIBITOR ADDITION; HYPOCHLORINATION; IRON OR MANGANESE SEQUESTRATION; OR ULTRAVIOLET RADIATION. THE LEAD/CHIEF OPERATOR MUST BE CLASS D OR HIGHER. 50,000 GPD UP TO 0.25 MGD-STAFFING BY CLASS D OR HIGHER OPERATOR: 3 VISITS/WEEK ON NONCONSECUTIVE DAYS FOR A TOTAL OF 0.3 HOUR/WEEK. LESS THAN 50,000 GPD-STAFFING BY A CLASS D OR HIGHER OPERATOR: 2 VISITS/WEEK ON NONCONSECUTIVE DAYS FOR A TOTAL OF 0.2 HOUR/WEEK. THERE SHALL BE NO MORE THAN 5 DAYS BETWEEN THE LAST VISIT IN ONE WEEK AND THE FIRST VISIT IN THE NEXT WEEK. | N | Y | WACO #30 | 16538 SOUTH U.S. 19 |  | SALEM | FL | 32356 |  | 9048108233 |  |  | DON EVERETT, JR. | US 19 S |  | PERRY | FL | 32347 |  | 9048108233 |  | INVESTOR | 25 | 9437 | 1 | 2015-02-22 | 2019-11-22 | NC01 | 50
2 | TAYLOR | NED | sajjadahmed123@yahoo.com | 2624180 | NONCOMMUNITY | CHLORINATION; AERATION FOR REMOVAL OF ANY SECONDARY CONTAMINANT, SULFIDE, OR ANY UNREGULATED CONTAMINANT; CORROSION CONTROL INHIBITOR ADDITION; HYPOCHLORINATION; IRON OR MANGANESE SEQUESTRATION; OR ULTRAVIOLET RADIATION. THE LEAD/CHIEF OPERATOR MUST BE CLASS D OR HIGHER. 50,000 GPD UP TO 0.25 MGD-STAFFING BY CLASS D OR HIGHER OPERATOR: 3 VISITS/WEEK ON NONCONSECUTIVE DAYS FOR A TOTAL OF 0.3 HOUR/WEEK. LESS THAN 50,000 GPD-STAFFING BY A CLASS D OR HIGHER OPERATOR: 2 VISITS/WEEK ON NONCONSECUTIVE DAYS FOR A TOTAL OF 0.2 HOUR/WEEK. THERE SHALL BE NO MORE THAN 5 DAYS BETWEEN THE LAST VISIT IN ONE WEEK AND THE FIRST VISIT IN THE NEXT WEEK. | N | Y | SUNOCO #19 | 24111 US 19 SOUTH |  | STEINHATCHEE | FL | 32359 |  |  |  | FAISAL RAZA | DON EVERETT | 2715 S. BYRON BUTLER PKWY |  | PERRY | FL | 32348 |  | 8505846666 |  | INVESTOR | 25 | 7418 | 1 | 2012-08-21 | 2018-08-23 | NC01 | 50
2 | TAYLOR | NED | waltsessions@gmail.com | 2624181 | NONCOMMUNITY | CHLORINATION; AERATION FOR REMOVAL OF ANY SECONDARY CONTAMINANT, SULFIDE, OR ANY UNREGULATED CONTAMINANT; CORROSION CONTROL INHIBITOR ADDITION; HYPOCHLORINATION; IRON OR MANGANESE SEQUESTRATION; OR ULTRAVIOLET RADIATION. THE LEAD/CHIEF OPERATOR MUST BE CLASS D OR HIGHER. 50,000 GPD UP TO 0.25 MGD-STAFFING BY CLASS D OR HIGHER OPERATOR: 3 VISITS/WEEK ON NONCONSECUTIVE DAYS FOR A TOTAL OF 0.3 HOUR/WEEK. LESS THAN 50,000 GPD-STAFFING BY A CLASS D OR HIGHER OPERATOR: 2 VISITS/WEEK ON NONCONSECUTIVE DAYS FOR A TOTAL OF 0.2 HOUR/WEEK. THERE SHALL BE NO MORE THAN 5 DAYS BETWEEN THE LAST VISIT IN ONE WEEK AND THE FIRST VISIT IN THE NEXT WEEK. | N | Y | WALTER B'S | 15729 BEACH RD |  | PERRY | FL | 32346 |  | 8505785700 |  | WALT SESSIONS | WALT SESSIONS | 2195 LAKE BRADFORD RD |  | TALLAHASSEE | FL | 32310 |  | 8505782277 |  | OTHER | 25 | 1500 | 3 | 2014-09-03 | 2020-12-16 | NC01 | 50
2 | TAYLOR | NED | BOBBYHIRES@YAHOO.COM | 2624182 | NONCOMMUNITY | CHLORINATION; AERATION FOR REMOVAL OF ANY SECONDARY CONTAMINANT, SULFIDE, OR ANY UNREGULATED CONTAMINANT; CORROSION CONTROL INHIBITOR ADDITION; HYPOCHLORINATION; IRON OR MANGANESE SEQUESTRATION; OR ULTRAVIOLET RADIATION. THE LEAD/CHIEF OPERATOR MUST BE CLASS D OR HIGHER. 50,000 GPD UP TO 0.25 MGD-STAFFING BY CLASS D OR HIGHER OPERATOR: 3 VISITS/WEEK ON NONCONSECUTIVE DAYS FOR A TOTAL OF 0.3 HOUR/WEEK. LESS THAN 50,000 GPD-STAFFING BY A CLASS D OR HIGHER OPERATOR: 2 VISITS/WEEK ON NONCONSECUTIVE DAYS FOR A TOTAL OF 0.2 HOUR/WEEK. THERE SHALL BE NO MORE THAN 5 DAYS BETWEEN THE LAST VISIT IN ONE WEEK AND THE FIRST VISIT IN THE NEXT WEEK. | N | Y | BAPTIST PURITY CHURCH | 16525 S US 19 |  | SALEM | FL | 32356 |  | 8505845662 |  | B.J. HIRES | B.J. HIRES | 16335 96TH STREET |  | LIVE OAK | FL | 32060 |  | 8505845662 |  | UNKNOWN | 25 | 5300 | 16 | 2016-03-15 | 2021-02-26 | NC01 | 50
2 | TAYLOR | NED | NOWHERE.GRILLE@GMAIL.COM | 2624183 | NONCOMMUNITY | CHLORINATION; AERATION FOR REMOVAL OF ANY SECONDARY CONTAMINANT, SULFIDE, OR ANY UNREGULATED CONTAMINANT; CORROSION CONTROL INHIBITOR ADDITION; HYPOCHLORINATION; IRON OR MANGANESE SEQUESTRATION; OR ULTRAVIOLET RADIATION. THE LEAD/CHIEF OPERATOR MUST BE CLASS D OR HIGHER. 50,000 GPD UP TO 0.25 MGD-STAFFING BY CLASS D OR HIGHER OPERATOR: 3 VISITS/WEEK ON NONCONSECUTIVE DAYS FOR A TOTAL OF 0.3 HOUR/WEEK. LESS THAN 50,000 GPD-STAFFING BY A CLASS D OR HIGHER OPERATOR: 2 VISITS/WEEK ON NONCONSECUTIVE DAYS FOR A TOTAL OF 0.2 HOUR/WEEK. THERE SHALL BE NO MORE THAN 5 DAYS BETWEEN THE LAST VISIT IN ONE WEEK AND THE FIRST VISIT IN THE NEXT WEEK. | N | Y | NOWHERE GRILL | 13950 BEACH ROAD |  | PERRY | FL | 32348 |  | 8508386077 |  | TAMMY INGLE | JIM MUSSELWHITE | PO BOX 532 |  | SHADY GROVE | FL | 32357 |  | 8508386077 |  | OTHER | 25 | 1950 | 1 | 2013-11-18 | 2019-11-08 | NC01 | 50
2 | TAYLOR | NED | kelly@eliroberts.com | 2624184 | NONCOMMUNITY | CHLORINATION; AERATION FOR REMOVAL OF ANY SECONDARY CONTAMINANT, SULFIDE, OR ANY UNREGULATED CONTAMINANT; CORROSION CONTROL INHIBITOR ADDITION; HYPOCHLORINATION; IRON OR MANGANESE SEQUESTRATION; OR ULTRAVIOLET RADIATION. THE LEAD/CHIEF OPERATOR MUST BE CLASS D OR HIGHER. 50,000 GPD UP TO 0.25 MGD-STAFFING BY CLASS D OR HIGHER OPERATOR: 3 VISITS/WEEK ON NONCONSECUTIVE DAYS FOR A TOTAL OF 0.3 HOUR/WEEK. LESS THAN 50,000 GPD-STAFFING BY A CLASS D OR HIGHER OPERATOR: 2 VISITS/WEEK ON NONCONSECUTIVE DAYS FOR A TOTAL OF 0.2 HOUR/WEEK. THERE SHALL BE NO MORE THAN 5 DAYS BETWEEN THE LAST VISIT IN ONE WEEK AND THE FIRST VISIT IN THE NEXT WEEK. | N | Y | ERIDU COUNTRY STORE | 12755 US 19 |  | GREENVILLE | FL | 32331 |  | 8505763145 |  | KELLY LOVE | JOSHUA ELI ROBERTS | 2195 LAKE BRADFORD ROAD |  | TALLAHASSEE | FL | 32310 |  | 3525763145 |  | INVESTOR | 25 | 9857 | 1 |  | 2017-05-26 | NC01 | 50
2 | TAYLOR | NED | james.burt@pacem-defense.com | 2624185 | NONTRANSIENT NONCOMMUNITY | CHLORINATION; AERATION FOR REMOVAL OF ANY SECONDARY CONTAMINANT, SULFIDE, OR ANY UNREGULATED CONTAMINANT; CORROSION CONTROL INHIBITOR ADDITION; HYPOCHLORINATION; IRON OR MANGANESE SEQUESTRATION; OR ULTRAVIOLET RADIATION. THE LEAD/CHIEF OPERATOR MUST BE CLASS D OR HIGHER. 50,000 GPD UP TO 0.25 MGD-STAFFING BY CLASS D OR HIGHER OPERATOR: 3 VISITS/WEEK ON NONCONSECUTIVE DAYS FOR A TOTAL OF 0.3 HOUR/WEEK. LESS THAN 50,000 GPD-STAFFING BY A CLASS D OR HIGHER OPERATOR: 2 VISITS/WEEK ON NONCONSECUTIVE DAYS FOR A TOTAL OF 0.2 HOUR/WEEK. THERE SHALL BE NO MORE THAN 5 DAYS BETWEEN THE LAST VISIT IN ONE WEEK AND THE FIRST VISIT IN THE NEXT WEEK. | N | Y | PACEM-DEFENSE | 4700 PROVIDENCE ROAD |  | PERRY | FL | 32347 |  | 8502234066 |  | JAMES BURT | JAMES BURT | 4700 PROVIDENCE ROAD |  | PERRY | FL | 32347 |  | 8508388445 |  | INVESTOR | 45 | 100000 | 18 | 2014-06-18 | 2020-05-27 | NTNC | 100
2 | TAYLOR | NED | EMILY@BGCPERRY.COM | 2624186 | NONTRANSIENT NONCOMMUNITY | CHLORINATION; AERATION FOR REMOVAL OF ANY SECONDARY CONTAMINANT, SULFIDE, OR ANY UNREGULATED CONTAMINANT; CORROSION CONTROL INHIBITOR ADDITION; HYPOCHLORINATION; IRON OR MANGANESE SEQUESTRATION; OR ULTRAVIOLET RADIATION. THE LEAD/CHIEF OPERATOR MUST BE CLASS D OR HIGHER. 50,000 GPD UP TO 0.25 MGD-STAFFING BY CLASS D OR HIGHER OPERATOR: 3 VISITS/WEEK ON NONCONSECUTIVE DAYS FOR A TOTAL OF 0.3 HOUR/WEEK. LESS THAN 50,000 GPD-STAFFING BY A CLASS D OR HIGHER OPERATOR: 2 VISITS/WEEK ON NONCONSECUTIVE DAYS FOR A TOTAL OF 0.2 HOUR/WEEK. THERE SHALL BE NO MORE THAN 5 DAYS BETWEEN THE LAST VISIT IN ONE WEEK AND THE FIRST VISIT IN THE NEXT WEEK. | N | Y | BOYS & GIRLS CLUB WTP | 4225 ALTON WENTWORTH ROAD |  | GREENVILLE | FL | 32331 |  | 8503711651 |  | EMILY KETRING | EMILY KETRING | 918 NORTH WASHINGTON STREET |  | PERRY | FL | 32347 |  | 8503711651 |  | OTHER | 50 | 2000 | 2 |  | 2020-08-06 | NTNC | 100
2 | TAYLOR | NED | moneyhan@fairpoint.net | 2624189 | NONCOMMUNITY | CHLORINATION; AERATION FOR REMOVAL OF ANY SECONDARY CONTAMINANT, SULFIDE, OR ANY UNREGULATED CONTAMINANT; CORROSION CONTROL INHIBITOR ADDITION; HYPOCHLORINATION; IRON OR MANGANESE SEQUESTRATION; OR ULTRAVIOLET RADIATION. THE LEAD/CHIEF OPERATOR MUST BE CLASS D OR HIGHER. 50,000 GPD UP TO 0.25 MGD-STAFFING BY CLASS D OR HIGHER OPERATOR: 3 VISITS/WEEK ON NONCONSECUTIVE DAYS FOR A TOTAL OF 0.3 HOUR/WEEK. LESS THAN 50,000 GPD-STAFFING BY A CLASS D OR HIGHER OPERATOR: 2 VISITS/WEEK ON NONCONSECUTIVE DAYS FOR A TOTAL OF 0.2 HOUR/WEEK. THERE SHALL BE NO MORE THAN 5 DAYS BETWEEN THE LAST VISIT IN ONE WEEK AND THE FIRST VISIT IN THE NEXT WEEK. | N | Y | THE OLD REPUBLIC RV PARK | 6810 SOUTH US HWY 98 |  | PERRY | FL | 32348 |  | 8505846397 |  | MARK MONEYHAN | MARK MONEYHAN | 1993 DONALD RUSSELL RD. |  | PERRY | FL | 32348 |  | 8505846397 |  | INVESTOR | 62 | 60000 | 31 |  | 2021-10-13 | NC01 | 50
2 | UNION | NED | COLBUTILITIES@GMAIL.COM | 2630202 | COMMUNITY | CHLORINATION; AERATION FOR REMOVAL OF ANY SECONDARY CONTAMINANT, SULFIDE, OR ANY UNREGULATED CONTAMINANT; CORROSION CONTROL INHIBITOR ADDITION; HYPOCHLORINATION; IRON OR MANGANESE SEQUESTRATION; OR ULTRAVIOLET RADIATION. THE LEAD/CHIEF OPERATOR MUST BE CLASS C OR HIGHER. 5.0 MGD AND ABOVE-STAFFING BY CLASS C OR HIGHER OPERATOR: 6 HOURS/DAY FOR 5 DAYS/WEEK AND ONE VISIT ON EACH WEEKEND DAY. 3.0 MGD UP TO 5.0 MGD-STAFFING BY CLASS C OR HIGHER OPERATOR: 1 HOUR/DAY FOR 5 DAYS/WEEK AND ONE VISIT ON EACH WEEKEND DAY. 0.25 MGD UP TO 3.0 MGD-STAFFING BY CLASS C OR HIGHER OPERATOR: 5 VISITS/WEEK AND ONE VISIT EACH WEEKEND FOR A TOTAL OF 0.6 HOUR/WEEK. | N | Y | LAKE BUTLER WTP | 640 SW 4TH STREET |  | LAKE BUTLER | FL | 32054 |  |  |  | WILLIE HENDERSON | MR. DALE WALKER | 200 SW FIRST ST. |  | LAKE BUTLER | FL | 32054 | 2016 | 3864963401 |  | MUNICIPALITY | 1875 | 1368686 | 750 | 2019-02-01 | 2021-12-13 | DC03 | 2000
2 | UNION | NED |  | 2634212 | NONTRANSIENT NONCOMMUNITY | CHLORINATION; AERATION FOR REMOVAL OF ANY SECONDARY CONTAMINANT, SULFIDE, OR ANY UNREGULATED CONTAMINANT; CORROSION CONTROL INHIBITOR ADDITION; HYPOCHLORINATION; IRON OR MANGANESE SEQUESTRATION; OR ULTRAVIOLET RADIATION. THE LEAD/CHIEF OPERATOR MUST BE CLASS D OR HIGHER. 50,000 GPD UP TO 0.25 MGD-STAFFING BY CLASS D OR HIGHER OPERATOR: 3 VISITS/WEEK ON NONCONSECUTIVE DAYS FOR A TOTAL OF 0.3 HOUR/WEEK. LESS THAN 50,000 GPD-STAFFING BY A CLASS D OR HIGHER OPERATOR: 2 VISITS/WEEK ON NONCONSECUTIVE DAYS FOR A TOTAL OF 0.2 HOUR/WEEK. THERE SHALL BE NO MORE THAN 5 DAYS BETWEEN THE LAST VISIT IN ONE WEEK AND THE FIRST VISIT IN THE NEXT WEEK. | N | Y | WEST FRASER LUMBER MILL (FKA GILMAN BP) | 9022 SOUTHEAST 186TH PLACE |  | LAKE BUTLER | FL | 32054 |  | 3864962944 |  | TAMARA RICHARDS | JOSH CRAWFORD | 9022 SE 186TH PLACE |  | LAKE BUTLER | FL | 32054 |  | 9042906460 |  | INVESTOR | 143 | 232554 | 7 | 2018-11-06 | 2021-02-23 | NTNC | 100
2 | UNION | NED |  | 2634215 | NONCOMMUNITY | CHLORINATION; AERATION FOR REMOVAL OF ANY SECONDARY CONTAMINANT, SULFIDE, OR ANY UNREGULATED CONTAMINANT; CORROSION CONTROL INHIBITOR ADDITION; HYPOCHLORINATION; IRON OR MANGANESE SEQUESTRATION; OR ULTRAVIOLET RADIATION. THE LEAD/CHIEF OPERATOR MUST BE CLASS D OR HIGHER. 50,000 GPD UP TO 0.25 MGD-STAFFING BY CLASS D OR HIGHER OPERATOR: 3 VISITS/WEEK ON NONCONSECUTIVE DAYS FOR A TOTAL OF 0.3 HOUR/WEEK. LESS THAN 50,000 GPD-STAFFING BY A CLASS D OR HIGHER OPERATOR: 2 VISITS/WEEK ON NONCONSECUTIVE DAYS FOR A TOTAL OF 0.2 HOUR/WEEK. THERE SHALL BE NO MORE THAN 5 DAYS BETWEEN THE LAST VISIT IN ONE WEEK AND THE FIRST VISIT IN THE NEXT WEEK. | N | Y | CIRCLE K #2842 | 13138 NE STATE ROAD 121 |  | RAIFORD | FL | 32083 |  | 3864311645 |  | RAINEY BEVERLY | RAINEY BEVERLY | 215 PENDLETON ST. |  | WAYCROSS | GA | 31501 |  | 9124902406 |  | INVESTOR | 25 | 7200 | 1 | 2019-06-19 | 2018-12-04 | NC01 | 50
2 | UNION | NED | ironken@aol.com | 2634219 | NONCOMMUNITY | CHLORINATION; AERATION FOR REMOVAL OF ANY SECONDARY CONTAMINANT, SULFIDE, OR ANY UNREGULATED CONTAMINANT; CORROSION CONTROL INHIBITOR ADDITION; HYPOCHLORINATION; IRON OR MANGANESE SEQUESTRATION; OR ULTRAVIOLET RADIATION. THE LEAD/CHIEF OPERATOR MUST BE CLASS D OR HIGHER. 50,000 GPD UP TO 0.25 MGD-STAFFING BY CLASS D OR HIGHER OPERATOR: 3 VISITS/WEEK ON NONCONSECUTIVE DAYS FOR A TOTAL OF 0.3 HOUR/WEEK. LESS THAN 50,000 GPD-STAFFING BY A CLASS D OR HIGHER OPERATOR: 2 VISITS/WEEK ON NONCONSECUTIVE DAYS FOR A TOTAL OF 0.2 HOUR/WEEK. THERE SHALL BE NO MORE THAN 5 DAYS BETWEEN THE LAST VISIT IN ONE WEEK AND THE FIRST VISIT IN THE NEXT WEEK. | N | Y | S & S #336 | 4793 SW STATE ROAD 121 |  | WORTHINGTON SPRINGS | FL | 32697 |  | 3864961308 |  | MICHAEL W. HARRELL | JEANIE DOW | P.O. BOX 1510 |  | BAINBRIDGE | GA | 39818 |  | 2292202420 |  | INVESTOR | 25 | 9407 | 1 | 2012-02-28 | 2018-12-04 | NC01 | 50
2 | UNION | NED |  | 2634220 | NONCOMMUNITY | CHLORINATION; AERATION FOR REMOVAL OF ANY SECONDARY CONTAMINANT, SULFIDE, OR ANY UNREGULATED CONTAMINANT; CORROSION CONTROL INHIBITOR ADDITION; HYPOCHLORINATION; IRON OR MANGANESE SEQUESTRATION; OR ULTRAVIOLET RADIATION. THE LEAD/CHIEF OPERATOR MUST BE CLASS D OR HIGHER. 50,000 GPD UP TO 0.25 MGD-STAFFING BY CLASS D OR HIGHER OPERATOR: 3 VISITS/WEEK ON NONCONSECUTIVE DAYS FOR A TOTAL OF 0.3 HOUR/WEEK. LESS THAN 50,000 GPD-STAFFING BY A CLASS D OR HIGHER OPERATOR: 2 VISITS/WEEK ON NONCONSECUTIVE DAYS FOR A TOTAL OF 0.2 HOUR/WEEK. THERE SHALL BE NO MORE THAN 5 DAYS BETWEEN THE LAST VISIT IN ONE WEEK AND THE FIRST VISIT IN THE NEXT WEEK. | N | Y | FAST TRACK #214 | 1200 EAST MAIN STREET |  | LAKE BUTLER | FL | 32054 |  |  |  |  | ALAN S. FOGG, JR. | 3715 NW 97TH BLVD. | SUITE A | GAINESVILLE | FL | 32606 |  | 3523333011 |  | INVESTOR | 25 | 14000 | 1 | 2017-07-26 | 2017-06-22 | NC01 | 50
2 | UNION | NED | Bing.Xu@fdc.myflorida.com | 2634222 | COMMUNITY | CHLORINATION; AERATION FOR REMOVAL OF ANY SECONDARY CONTAMINANT, SULFIDE, OR ANY UNREGULATED CONTAMINANT; CORROSION CONTROL INHIBITOR ADDITION; HYPOCHLORINATION; IRON OR MANGANESE SEQUESTRATION; OR ULTRAVIOLET RADIATION. THE LEAD/CHIEF OPERATOR MUST BE CLASS C OR HIGHER. 5.0 MGD AND ABOVE-STAFFING BY CLASS C OR HIGHER OPERATOR: 6 HOURS/DAY FOR 5 DAYS/WEEK AND ONE VISIT ON EACH WEEKEND DAY. 3.0 MGD UP TO 5.0 MGD-STAFFING BY CLASS C OR HIGHER OPERATOR: 1 HOUR/DAY FOR 5 DAYS/WEEK AND ONE VISIT ON EACH WEEKEND DAY. 0.25 MGD UP TO 3.0 MGD-STAFFING BY CLASS C OR HIGHER OPERATOR: 5 VISITS/WEEK AND ONE VISIT EACH WEEKEND FOR A TOTAL OF 0.6 HOUR/WEEK. | N | Y | RECEPTION AND MEDICAL CENTER | 7765 S CR 231 |  | LAKE BUTLER | FL | 32054 |  | 3864966000 |  | STANLEY YOUNG | ANDRES KRAUL | 501 S. CALHOUN ST. |  | TALLAHASSEE | FL | 32399 | 2500 | 8507173926 |  | STATE | 3000 | 1072457 | 400 | 2018-02-28 | 2020-06-16 | DC03 | 2000
2 | UNION | NED |  | 2634225 | NONCOMMUNITY | CHLORINATION; AERATION FOR REMOVAL OF ANY SECONDARY CONTAMINANT, SULFIDE, OR ANY UNREGULATED CONTAMINANT; CORROSION CONTROL INHIBITOR ADDITION; HYPOCHLORINATION; IRON OR MANGANESE SEQUESTRATION; OR ULTRAVIOLET RADIATION. THE LEAD/CHIEF OPERATOR MUST BE CLASS D OR HIGHER. 50,000 GPD UP TO 0.25 MGD-STAFFING BY CLASS D OR HIGHER OPERATOR: 3 VISITS/WEEK ON NONCONSECUTIVE DAYS FOR A TOTAL OF 0.3 HOUR/WEEK. LESS THAN 50,000 GPD-STAFFING BY A CLASS D OR HIGHER OPERATOR: 2 VISITS/WEEK ON NONCONSECUTIVE DAYS FOR A TOTAL OF 0.2 HOUR/WEEK. THERE SHALL BE NO MORE THAN 5 DAYS BETWEEN THE LAST VISIT IN ONE WEEK AND THE FIRST VISIT IN THE NEXT WEEK. | N | Y | FELLOWSHIP BAPTIST CHURCH | CR-121 / POST OFFICE BOX 338 |  | RAIFORD | FL | 32083 |  |  |  | TREASURER | HAROLD HUDSON | PO BOX 338 |  | RAIFORD | FL | 32083 |  | 9047818312 |  | OTHER | 150 | 9442 | 3 | 2019-02-11 | 2018-06-27 | NC01 | 50
2 | UNION | NED |  | 2634232 | NONCOMMUNITY | CHLORINATION; AERATION FOR REMOVAL OF ANY SECONDARY CONTAMINANT, SULFIDE, OR ANY UNREGULATED CONTAMINANT; CORROSION CONTROL INHIBITOR ADDITION; HYPOCHLORINATION; IRON OR MANGANESE SEQUESTRATION; OR ULTRAVIOLET RADIATION. THE LEAD/CHIEF OPERATOR MUST BE CLASS D OR HIGHER. 50,000 GPD UP TO 0.25 MGD-STAFFING BY CLASS D OR HIGHER OPERATOR: 3 VISITS/WEEK ON NONCONSECUTIVE DAYS FOR A TOTAL OF 0.3 HOUR/WEEK. LESS THAN 50,000 GPD-STAFFING BY A CLASS D OR HIGHER OPERATOR: 2 VISITS/WEEK ON NONCONSECUTIVE DAYS FOR A TOTAL OF 0.2 HOUR/WEEK. THERE SHALL BE NO MORE THAN 5 DAYS BETWEEN THE LAST VISIT IN ONE WEEK AND THE FIRST VISIT IN THE NEXT WEEK. | N | Y | CJCLDS-UNION COUNTY | 14970 W STATE ROAD 238 | <<PHYSICAL ADDRESS, NOT MAILING>> | LAKE BUTLER | FL | 32054 |  | 9044962245 |  | ANDREW BOLTON | ANDREW BOLTON | 2603 NW 13TH ST. | #334 | GAINESVILLE | FL | 32609 |  | 6789773965 |  | OTHER | 25 | 46848 | 1 | 2017-12-12 | 2017-11-16 | NC01 | 50
2 | UNION | NED |  | 2634236 | NONCOMMUNITY | CHLORINATION; AERATION FOR REMOVAL OF ANY SECONDARY CONTAMINANT, SULFIDE, OR ANY UNREGULATED CONTAMINANT; CORROSION CONTROL INHIBITOR ADDITION; HYPOCHLORINATION; IRON OR MANGANESE SEQUESTRATION; OR ULTRAVIOLET RADIATION. THE LEAD/CHIEF OPERATOR MUST BE CLASS D OR HIGHER. 50,000 GPD UP TO 0.25 MGD-STAFFING BY CLASS D OR HIGHER OPERATOR: 3 VISITS/WEEK ON NONCONSECUTIVE DAYS FOR A TOTAL OF 0.3 HOUR/WEEK. LESS THAN 50,000 GPD-STAFFING BY A CLASS D OR HIGHER OPERATOR: 2 VISITS/WEEK ON NONCONSECUTIVE DAYS FOR A TOTAL OF 0.2 HOUR/WEEK. THERE SHALL BE NO MORE THAN 5 DAYS BETWEEN THE LAST VISIT IN ONE WEEK AND THE FIRST VISIT IN THE NEXT WEEK. | N | Y | DOLLAR GENERAL-RAIFORD (#12716) | 13100 SR 121 |  | RAIFORD | FL | 32083 |  | 9044675500 |  | KRISTIN ELLIOT | KRISTIN ELLIOT | 100 MISSION RIDGE |  | GOODLETTSVILLE | TN | 37072 |  | 6158555365 |  | INVESTOR | 25 | 2000 | 1 |  | 2021-06-25 | NC01 | 50
2 | UNION | NED | ENVCOMPLIANCE@DOLLARGENERAL.COM | 2634237 | NONCOMMUNITY | CHLORINATION; AERATION FOR REMOVAL OF ANY SECONDARY CONTAMINANT, SULFIDE, OR ANY UNREGULATED CONTAMINANT; CORROSION CONTROL INHIBITOR ADDITION; HYPOCHLORINATION; IRON OR MANGANESE SEQUESTRATION; OR ULTRAVIOLET RADIATION. THE LEAD/CHIEF OPERATOR MUST BE CLASS D OR HIGHER. 50,000 GPD UP TO 0.25 MGD-STAFFING BY CLASS D OR HIGHER OPERATOR: 3 VISITS/WEEK ON NONCONSECUTIVE DAYS FOR A TOTAL OF 0.3 HOUR/WEEK. LESS THAN 50,000 GPD-STAFFING BY A CLASS D OR HIGHER OPERATOR: 2 VISITS/WEEK ON NONCONSECUTIVE DAYS FOR A TOTAL OF 0.2 HOUR/WEEK. THERE SHALL BE NO MORE THAN 5 DAYS BETWEEN THE LAST VISIT IN ONE WEEK AND THE FIRST VISIT IN THE NEXT WEEK. | N | Y | DOLLAR GENERAL-WORTHINGTON SPRGS(#12840) | 4173 SW SR 121 |  | LAKE BUTLER | FL | 32054 |  | 3524485858 |  | DOLLAR GENERAL | DOLLAR GENERAL | 100 MISSION RIDGE |  | GOODLETTSVILLE | TN | 37072 |  | 6158555365 |  | INVESTOR | 25 | 9257 | 1 |  | 2021-06-25 | NC01 | 50
3 | BREVARD | CD | mark.dowe@brevardcounty.us | 3050057 | COMMUNITY | CONVENTIONAL FILTRATION (COAGULATION, FLOCCULATION, SEDIMENTATION, AND FILTRATION); DIRECT FILTRATION, (COAGULATION AND FILTRATION); OR LIME SOFTENING 1.0 MGD UP TO 5.0 MGD. STAFFING BY CLASS C OR HIGHER OPERATOR: 16 HOURS/DAY FOR 7 DAYS/WEEK. THE LEAD/CHIEF OPERATOR MUST BE CLASS B OR HIGHER. | N | Y | BAREFOOT BAY | 334 EGRET CIRCLE |  | BAREFOOT BAY | FL | 32976 |  | 7726641633 |  | Mark Dowe | EDWARD FONTANIN | 2725 JUDGE FRAN JAMIESON WAY |  | VIERA | FL | 32940 |  | 3216332091 |  | COUNTY | 9648 | 1000000 | 5390 | 2014-04-28 | 2020-12-18 | DC03 | 2000
3 | BREVARD | CD |  | 3050108 | COMMUNITY | CHLORINATION; AERATION FOR REMOVAL OF ANY SECONDARY CONTAMINANT, SULFIDE, OR ANY UNREGULATED CONTAMINANT; CORROSION CONTROL INHIBITOR ADDITION; HYPOCHLORINATION; IRON OR MANGANESE SEQUESTRATION; OR ULTRAVIOLET RADIATION. THE LEAD/CHIEF OPERATOR MUST BE CLASS D OR HIGHER. 50,000 GPD UP TO 0.25 MGD-STAFFING BY CLASS D OR HIGHER OPERATOR: 3 VISITS/WEEK ON NONCONSECUTIVE DAYS FOR A TOTAL OF 0.3 HOUR/WEEK. LESS THAN 50,000 GPD-STAFFING BY A CLASS D OR HIGHER OPERATOR: 2 VISITS/WEEK ON NONCONSECUTIVE DAYS FOR A TOTAL OF 0.2 HOUR/WEEK. THERE SHALL BE NO MORE THAN 5 DAYS BETWEEN THE LAST VISIT IN ONE WEEK AND THE FIRST VISIT IN THE NEXT WEEK. | N | Y | BREEZEWAY TRAILER PARK | 8860 SOUTH U.S. 1 |  | MICCO | FL | 32976 |  | 7726645073 |  | PIOTR & KELLY PODSIEDLIK | PIOTR & KELLY PODSIEDLIK | PO BOX 531885 |  | ST. PETERSBURG | FL | 33747 |  | 7726645073 |  | INVESTOR | 95 | 21900 | 43 | 2013-08-20 | 2021-12-06 | DC06 | 100
3 | BREVARD | CD | camelot@camelotrvpark.com | 3050131 | COMMUNITY | MEMBRANE PROCESSES, INCLUDING ELECTRODIALYSIS, ELECTRODIALYSIS REVERSAL, MICROFILTRATION, ULTRAFILTRATION, NANOFILTRATION, AND REVERSE OSMOSIS. THE LEAD/CHIEF OPERATOR MUST BE CLASS C OR HIGHER. 0.5 MGD UP TO 1.0 MGD-STAFFING BY CLASS C OR HIGHER OPERATOR: 6 HOURS/DAY FOR 5 DAYS/WEEK AND ONE VISIT ON EACH WEEKEND DAY. 0.1 MGD UP TO 0.5 MGD-STAFFING BY CLASS C OR HIGHER OPERATOR: 3 HOURS/DAY FOR 5 DAYS/WEEK AND ONE VISIT ON EACH WEEKEND DAY. LESS THAN 0.1 MGD-STAFFING BY CLASS C OR HIGHER OPERATOR: 1 HOUR/DAY FOR 5 DAYS/WEEK AND ONE VISIT ON EACH WEEKEND DAY. | N | Y | CAMELOT RV PARK INC | 1600 US HWY 1 |  | MALABAR | FL | 32950 |  | 3217245396 |  | BOB J RITTER JR | CAMELOT RV PARK | PO BOX 500205 |  | MALABAR | FL | 32950 | 205 | 3217245396 |  | INVESTOR | 100 | 24264 | 181 | 2019-07-08 | 2021-12-06 | DC06 | 100
3 | BREVARD | CD | mckinney@cfl.rr.com | 3050134 | NONCOMMUNITY | CHLORINATION; AERATION FOR REMOVAL OF ANY SECONDARY CONTAMINANT, SULFIDE, OR ANY UNREGULATED CONTAMINANT; CORROSION CONTROL INHIBITOR ADDITION; HYPOCHLORINATION; IRON OR MANGANESE SEQUESTRATION; OR ULTRAVIOLET RADIATION. THE LEAD/CHIEF OPERATOR MUST BE CLASS D OR HIGHER. 50,000 GPD UP TO 0.25 MGD-STAFFING BY CLASS D OR HIGHER OPERATOR: 3 VISITS/WEEK ON NONCONSECUTIVE DAYS FOR A TOTAL OF 0.3 HOUR/WEEK. LESS THAN 50,000 GPD-STAFFING BY A CLASS D OR HIGHER OPERATOR: 2 VISITS/WEEK ON NONCONSECUTIVE DAYS FOR A TOTAL OF 0.2 HOUR/WEEK. THERE SHALL BE NO MORE THAN 5 DAYS BETWEEN THE LAST VISIT IN ONE WEEK AND THE FIRST VISIT IN THE NEXT WEEK. | N | Y | CAMP HOLLY | 6901 W HWY 192 |  | MELBOURNE | FL | 32904 |  | 3217232179 |  | CURT MCKINNEY | CURT MCKINNEY | 2112 W NEW HAVEN AVE |  | MELBOURNE | FL | 32904 |  | 3217232179 |  | INVESTOR | 25 | 16200 | 6 | 2014-01-28 | 2021-08-02 | NC01 | 50
3 | BREVARD | CD | jmitchell@cocoafl.org | 3050223 | COMMUNITY | CONVENTIONAL FILTRATION (COAGULATION, FLOCCULATION, SEDIMENTATION, AND FILTRATION); DIRECT FILTRATION, (COAGULATION AND FILTRATION); OR LIME SOFTENING 5.0 MGD AND ABOVE. STAFFING BY CLASS C OR HIGHER OPERATOR: 24 HOURS/DAY FOR 7 DAYS/WEEK. THE LEAD/CHIEF OPERATOR MUST BE CLASS A. | Y | Y | COCOA, CITY OF | 351 SHEARER BLVD |  | COCOA | FL | 32922 |  | 3216357770 |  | JAMES MITCHELL | JOHN "JACK" WALSH | 351 SHEARER BLVD. |  | COCOA | FL | 32922 |  | 3214338700 |  | MUNICIPALITY | 294039 | 60000000 | 84011 | 2019-04-04 | 2021-09-09 | DC01 | 6000
3 | BREVARD | CD | afells@legacymhc.com | 3050341 | COMMUNITY | ACTIVATED CARBON PROCESSES; DIATOMACEOUS EARTH FILTRATION; ION EXCHANGE FOR REMOVAL OF ANY PRIMARY CONTAMINANT; ION AND MANGANESE REMOVAL (OXIDATION, DETENTION, AND FILTRATION); OR SLOW SAND FILTRATION. LEAD/CHIEF OPERATOR MUST BE CLASS C OR HIGHER. 1.0 MGD UP TO 2.0 MGD-STAFFING BY CLASS C OR HIGHER OPERATOR: 6 HOURS/DAY FOR 5 DAYS/WEEK AND ONE VISIT ON EACH WEEKEND DAY. 0.5 MGD UP TO 1.0 MGD-STAFFING BY CLASS C OR HIGHER OPERATOR: 3 HOURS/DAY FOR 5 DAYS/WEEK AND ONE VISIT ON EACH WEEKEND DAY. 0.25 MGD UP TO 0.5 MGD-STAFFING BY CLASS C OR HIGHER OPERATOR: 1 HOUR/DAY FOR 5 DAYS/WEEK AND ONE VISIT ON EACH WEEKEND DAY. LESS THAN 0.25 MGD-STAFFING BY CLASS C OR HIGHER OPERATOR: 5 VISITS/WEEK AND ONE VISIT EACH WEEKEND FOR A TOTAL OF 1.8 HOURS/WEEK. | N | Y | ENCHANTED LAKES ESTATES | 750 MALABAR RD |  | MALABAR | FL | 32950 |  | 3217238847 |  | ALEXANDER S. FELLS | ALEXANDER S. FELLS | 8700 E VISTA BONITA DR | SUITE 224 | SCOTTSDALE | AZ | 85255 |  | 4803671770 |  | INVESTOR | 107 | 86000 | 148 | 2018-07-30 | 2021-02-04 | DC05 | 500
3 | BREVARD | CD | TIM.VANDEVENTER@PALMBAYFLORIDA.ORG | 3050442 | COMMUNITY | CONVENTIONAL FILTRATION (COAGULATION, FLOCCULATION, SEDIMENTATION, AND FILTRATION); DIRECT FILTRATION, (COAGULATION AND FILTRATION); OR LIME SOFTENING 5.0 MGD AND ABOVE. STAFFING BY CLASS C OR HIGHER OPERATOR: 24 HOURS/DAY FOR 7 DAYS/WEEK. THE LEAD/CHIEF OPERATOR MUST BE CLASS A. | N | Y | PALM BAY, CITY OF | 1101 TROUTMAN RD |  | PALM BAY | FL | 32905 |  | 3219523478 |  | TIM VAN DEVENTER | CHRISTOPHER A. LITTLE, P.E. | 250 OSMOSIS DR. |  | PALM BAY | FL | 32909 |  | 3219523410 | 7387 | CITY | 121160 | 15000000 | 34617 | 2018-10-19 | 2021-09-15 | DC01 | 6000
3 | BREVARD | CD |  | 3050596 | COMMUNITY | ACTIVATED CARBON PROCESSES; DIATOMACEOUS EARTH FILTRATION; ION EXCHANGE FOR REMOVAL OF ANY PRIMARY CONTAMINANT; ION AND MANGANESE REMOVAL (OXIDATION, DETENTION, AND FILTRATION); OR SLOW SAND FILTRATION. LEAD/CHIEF OPERATOR MUST BE CLASS C OR HIGHER. 1.0 MGD UP TO 2.0 MGD-STAFFING BY CLASS C OR HIGHER OPERATOR: 6 HOURS/DAY FOR 5 DAYS/WEEK AND ONE VISIT ON EACH WEEKEND DAY. 0.5 MGD UP TO 1.0 MGD-STAFFING BY CLASS C OR HIGHER OPERATOR: 3 HOURS/DAY FOR 5 DAYS/WEEK AND ONE VISIT ON EACH WEEKEND DAY. 0.25 MGD UP TO 0.5 MGD-STAFFING BY CLASS C OR HIGHER OPERATOR: 1 HOUR/DAY FOR 5 DAYS/WEEK AND ONE VISIT ON EACH WEEKEND DAY. LESS THAN 0.25 MGD-STAFFING BY CLASS C OR HIGHER OPERATOR: 5 VISITS/WEEK AND ONE VISIT EACH WEEKEND FOR A TOTAL OF 1.8 HOURS/WEEK. | N | Y | INDIAN RIVER SHORES MHP | 7400 US HWY 1 |  | MICCO | FL | 32976 |  | 7726646553 |  |  | MARIA C MULLER | 7400 US 1 |  | MICCO | FL | 32976 |  | 9543834391 |  | INVESTOR | 55 | 17500 | 47 | 2019-05-20 | 2021-12-15 | DC06 | 100
3 | BREVARD | CD |  | 3050773 | NONCOMMUNITY | CHLORINATION; AERATION FOR REMOVAL OF ANY SECONDARY CONTAMINANT, SULFIDE, OR ANY UNREGULATED CONTAMINANT; CORROSION CONTROL INHIBITOR ADDITION; HYPOCHLORINATION; IRON OR MANGANESE SEQUESTRATION; OR ULTRAVIOLET RADIATION. THE LEAD/CHIEF OPERATOR MUST BE CLASS D OR HIGHER. 50,000 GPD UP TO 0.25 MGD-STAFFING BY CLASS D OR HIGHER OPERATOR: 3 VISITS/WEEK ON NONCONSECUTIVE DAYS FOR A TOTAL OF 0.3 HOUR/WEEK. LESS THAN 50,000 GPD-STAFFING BY A CLASS D OR HIGHER OPERATOR: 2 VISITS/WEEK ON NONCONSECUTIVE DAYS FOR A TOTAL OF 0.2 HOUR/WEEK. THERE SHALL BE NO MORE THAN 5 DAYS BETWEEN THE LAST VISIT IN ONE WEEK AND THE FIRST VISIT IN THE NEXT WEEK. | N | Y | LONGPOINT RECREATION PARK (2 WPS) | 700 LONGPOINT ROAD |  | MELBOURNE BEACH | FL | 32951 |  | 3219524532 |  | DAVE MOORE | RICHARD TUCCI | 1515 SARNO ROAD | BLDG. A | MELBOURNE | FL | 32935 |  | 3212554400 |  | COUNTY | 25 | 86400 | 130 | 2016-12-06 | 2021-07-28 | NC01 | 50
3 | BREVARD | CD | RUDY.KHAN@BREVARDCOUNTY.US | 3050834 | COMMUNITY | CONVENTIONAL FILTRATION (COAGULATION, FLOCCULATION, SEDIMENTATION, AND FILTRATION); DIRECT FILTRATION, (COAGULATION AND FILTRATION); OR LIME SOFTENING 1.0 MGD UP TO 5.0 MGD. STAFFING BY CLASS C OR HIGHER OPERATOR: 16 HOURS/DAY FOR 7 DAYS/WEEK. THE LEAD/CHIEF OPERATOR MUST BE CLASS B OR HIGHER. | N | Y | MIMS WATER TREATMENT / NORTH BREVARD CO. | 2262 HIGH DRIVE |  | MIMS | FL | 32754 | 2016 | 3212645070 |  | Rudy I Khan | EDWARD FONTANIN | 2725 JUDGE FRAN JAMIESON WAY |  | VIERA | FL | 32940 |  | 3216332091 |  | COUNTY | 7958 | 2400000 | 3253 | 2014-07-10 | 2021-06-25 | DC03 | 2000
3 | BREVARD | CD | victorhardan@hotmail.com | 3050841 | COMMUNITY | CHLORINATION; AERATION FOR REMOVAL OF ANY SECONDARY CONTAMINANT, SULFIDE, OR ANY UNREGULATED CONTAMINANT; CORROSION CONTROL INHIBITOR ADDITION; HYPOCHLORINATION; IRON OR MANGANESE SEQUESTRATION; OR ULTRAVIOLET RADIATION. THE LEAD/CHIEF OPERATOR MUST BE CLASS D OR HIGHER. 50,000 GPD UP TO 0.25 MGD-STAFFING BY CLASS D OR HIGHER OPERATOR: 3 VISITS/WEEK ON NONCONSECUTIVE DAYS FOR A TOTAL OF 0.3 HOUR/WEEK. LESS THAN 50,000 GPD-STAFFING BY A CLASS D OR HIGHER OPERATOR: 2 VISITS/WEEK ON NONCONSECUTIVE DAYS FOR A TOTAL OF 0.2 HOUR/WEEK. THERE SHALL BE NO MORE THAN 5 DAYS BETWEEN THE LAST VISIT IN ONE WEEK AND THE FIRST VISIT IN THE NEXT WEEK. | N | Y | INTERCOASTAL ESTATES | 1481 N US HWY 1 |  | TITUSVILLE | FL | 32796 |  | 3212672665 |  | AVERY INTERCOASTAL, LLC | AVERY INTERCOASTAL, LLC. | 1481 N US HWY 1 (OFFICE) |  | TITUSVILLE | FL | 32796 |  | 3212672665 |  | INVESTOR | 275 | 108000 | 110 | 2013-04-17 | 2021-02-04 | DC051 | 100
3 | BREVARD | CD |  | 3050872 | NONCOMMUNITY | CHLORINATION; AERATION FOR REMOVAL OF ANY SECONDARY CONTAMINANT, SULFIDE, OR ANY UNREGULATED CONTAMINANT; CORROSION CONTROL INHIBITOR ADDITION; HYPOCHLORINATION; IRON OR MANGANESE SEQUESTRATION; OR ULTRAVIOLET RADIATION. THE LEAD/CHIEF OPERATOR MUST BE CLASS D OR HIGHER. 50,000 GPD UP TO 0.25 MGD-STAFFING BY CLASS D OR HIGHER OPERATOR: 3 VISITS/WEEK ON NONCONSECUTIVE DAYS FOR A TOTAL OF 0.3 HOUR/WEEK. LESS THAN 50,000 GPD-STAFFING BY A CLASS D OR HIGHER OPERATOR: 2 VISITS/WEEK ON NONCONSECUTIVE DAYS FOR A TOTAL OF 0.2 HOUR/WEEK. THERE SHALL BE NO MORE THAN 5 DAYS BETWEEN THE LAST VISIT IN ONE WEEK AND THE FIRST VISIT IN THE NEXT WEEK. | N | Y | SEBASTIAN RIVER MARINA & BOAT YARD | 8525 US HWY 1 |  | MICCO | FL | 32976 |  | 7726643029 |  | DOUG HILLMAN | DOUG HILLMAN | 8525 US HWY 1 |  | MICCO | FL | 32976 |  | 7726643029 |  | INVESTOR | 25 | 11520 | 3 | 2013-11-27 | 2019-10-28 | NC01 | 50
3 | BREVARD | CD | rtamburro1@centurylink.net | 3050873 | COMMUNITY | ACTIVATED CARBON PROCESSES; DIATOMACEOUS EARTH FILTRATION; ION EXCHANGE FOR REMOVAL OF ANY PRIMARY CONTAMINANT; ION AND MANGANESE REMOVAL (OXIDATION, DETENTION, AND FILTRATION); OR SLOW SAND FILTRATION. LEAD/CHIEF OPERATOR MUST BE CLASS C OR HIGHER. 1.0 MGD UP TO 2.0 MGD-STAFFING BY CLASS C OR HIGHER OPERATOR: 6 HOURS/DAY FOR 5 DAYS/WEEK AND ONE VISIT ON EACH WEEKEND DAY. 0.5 MGD UP TO 1.0 MGD-STAFFING BY CLASS C OR HIGHER OPERATOR: 3 HOURS/DAY FOR 5 DAYS/WEEK AND ONE VISIT ON EACH WEEKEND DAY. 0.25 MGD UP TO 0.5 MGD-STAFFING BY CLASS C OR HIGHER OPERATOR: 1 HOUR/DAY FOR 5 DAYS/WEEK AND ONE VISIT ON EACH WEEKEND DAY. LESS THAN 0.25 MGD-STAFFING BY CLASS C OR HIGHER OPERATOR: 5 VISITS/WEEK AND ONE VISIT EACH WEEKEND FOR A TOTAL OF 1.8 HOURS/WEEK. | N | Y | PINEWOOD VILLAGE MHP | 42 PINEWOOD PLACE |  | MIMS | FL | 32754 | 762 | 4076478659 |  | LINDA LESTER | ROBERT TAMBURRO | 401 SUNSHINE BLVD |  | LADY LAKE | FL | 32159 |  | 4073413602 |  | INVESTOR | 250 | 52000 | 116 | 2019-10-18 | 2019-08-07 | DC051 | 100
3 | BREVARD | CD | none | 3050890 | COMMUNITY | AERATION FOR REMOVAL OF ANY PRIMARY CONTAMINANT; ALKALINITY/PH ADJUSTMENT; CHLORAMIN ATION; CHLORINE DIOXIDE FOR OXIDATION OR DISINFECTION; FLUORIDATION; ION EXCHANGE FOR REMOVAL OF ANY SECONDARY CONTAMINANT, SULFIDE, OR ANY UNREGULATED CONTAMINANT; OR OZONATION. THE LEAD/CHIEF OPERATOR MUST BE CLASS C OR HIGHER. 5.0 MGD UP TO 10 MGD-STAFFING BY CLASS C OR HIGHER OPERATOR: 6 HOURS/DAY FOR 5 DAYS/WEEK AND ONE VISIT ON EACH WEEKEND DAY. 3.0 MGD UP TO 5.0 MGD-STAFFING BY CLASS C OR HIGHER OPERATOR: 3 HOURS/DAY FOR 5 DAYS/WEEK AND ONE VISIT ON EACH WEEKEND DAY. 1.0 MGD UP TO 3.0 MGD-STAFFING BY CLASS C OR HIGHER OPERATOR: 1 HOUR/DAY FOR 5 DAYS/WEEK AND ONE VISIT ON EACH WEEKEND DAY. 0.1 MGD UP TO 1.0 MGD-STAFFING BY CLASS C OR HIGHER OPERATOR: 5 VISITS/WEEK AND ONE VISIT EACH WEEKEND FOR A TOTAL OF 1.2 HOURS/WEEK. | N | Y | NORTHGATE MOBILE RANCH | 3277 ST AVE |  | MIMS | FL | 32754 |  | 3212670144 |  | LESTER "CHIP" GROOMS JR | LESTER "CHIP" GROOMS JR | 3277 FIRST AVE |  | MIMS | FL | 32754 |  | 3212670144 |  | INVESTOR | 250 | 95000 | 350 | 2019-10-11 | 2021-04-27 | DC051 | 100
3 | BREVARD | CD | jasonandgeorge@hotmail.com | 3050905 | COMMUNITY | CHLORINATION; AERATION FOR REMOVAL OF ANY SECONDARY CONTAMINANT, SULFIDE, OR ANY UNREGULATED CONTAMINANT; CORROSION CONTROL INHIBITOR ADDITION; HYPOCHLORINATION; IRON OR MANGANESE SEQUESTRATION; OR ULTRAVIOLET RADIATION. THE LEAD/CHIEF OPERATOR MUST BE CLASS D OR HIGHER. 50,000 GPD UP TO 0.25 MGD-STAFFING BY CLASS D OR HIGHER OPERATOR: 3 VISITS/WEEK ON NONCONSECUTIVE DAYS FOR A TOTAL OF 0.3 HOUR/WEEK. LESS THAN 50,000 GPD-STAFFING BY A CLASS D OR HIGHER OPERATOR: 2 VISITS/WEEK ON NONCONSECUTIVE DAYS FOR A TOTAL OF 0.2 HOUR/WEEK. THERE SHALL BE NO MORE THAN 5 DAYS BETWEEN THE LAST VISIT IN ONE WEEK AND THE FIRST VISIT IN THE NEXT WEEK. | N | Y | OAK PARK TRAILER COURT, LLC | 1410 NORTH DIXIE HIGHWAY |  | TITUSVILLE | FL | 32796 |  | 3216009449 |  | GEORGE STARK | GEORGE STARK | 1410 OLD DIXIE HWY #50 |  | TITUSVILLE | FL | 32796 |  | 3216009449 |  | INVESTOR | 90 | 57600 | 48 | 2007-05-29 | 2021-02-04 | DC051 | 100
3 | BREVARD | CD | None | 3051086 | COMMUNITY | ACTIVATED CARBON PROCESSES; DIATOMACEOUS EARTH FILTRATION; ION EXCHANGE FOR REMOVAL OF ANY PRIMARY CONTAMINANT; ION AND MANGANESE REMOVAL (OXIDATION, DETENTION, AND FILTRATION); OR SLOW SAND FILTRATION. LEAD/CHIEF OPERATOR MUST BE CLASS C OR HIGHER. 1.0 MGD UP TO 2.0 MGD-STAFFING BY CLASS C OR HIGHER OPERATOR: 6 HOURS/DAY FOR 5 DAYS/WEEK AND ONE VISIT ON EACH WEEKEND DAY. 0.5 MGD UP TO 1.0 MGD-STAFFING BY CLASS C OR HIGHER OPERATOR: 3 HOURS/DAY FOR 5 DAYS/WEEK AND ONE VISIT ON EACH WEEKEND DAY. 0.25 MGD UP TO 0.5 MGD-STAFFING BY CLASS C OR HIGHER OPERATOR: 1 HOUR/DAY FOR 5 DAYS/WEEK AND ONE VISIT ON EACH WEEKEND DAY. LESS THAN 0.25 MGD-STAFFING BY CLASS C OR HIGHER OPERATOR: 5 VISITS/WEEK AND ONE VISIT EACH WEEKEND FOR A TOTAL OF 1.8 HOURS/WEEK. | N | Y | PELICAN BAY | 8600 U.S. HIGHWAY 1 |  | MICCO | FL | 32976 |  | 7726643138 |  | KELLY NEITZER | APRIL ROLLIE | 27777 FRANKLIN ROAD | SUITE 200 | SOUTHFIELD | MI | 48034 |  | 2488640393 |  | INVESTOR | 432 | 288000 | 216 | 2019-11-27 | 2019-10-28 | DC05 | 500
3 | BREVARD | CD | SBWC@EARTHLINK.NET | 3051311 | COMMUNITY | MEMBRANE PROCESSES, INCLUDING ELECTRODIALYSIS, ELECTRODIALYSIS REVERSAL, MICROFILTRATION, ULTRAFILTRATION, NANOFILTRATION, AND REVERSE OSMOSIS. THE LEAD/CHIEF OPERATOR MUST BE CLASS C OR HIGHER. 0.5 MGD UP TO 1.0 MGD-STAFFING BY CLASS C OR HIGHER OPERATOR: 6 HOURS/DAY FOR 5 DAYS/WEEK AND ONE VISIT ON EACH WEEKEND DAY. 0.1 MGD UP TO 0.5 MGD-STAFFING BY CLASS C OR HIGHER OPERATOR: 3 HOURS/DAY FOR 5 DAYS/WEEK AND ONE VISIT ON EACH WEEKEND DAY. LESS THAN 0.1 MGD-STAFFING BY CLASS C OR HIGHER OPERATOR: 1 HOUR/DAY FOR 5 DAYS/WEEK AND ONE VISIT ON EACH WEEKEND DAY. | N | Y | SOUTH BREVARD WATER CO-OP | 41 MOHICAN WAY |  | MELBOURNE BEACH | FL | 32951 |  | 3219525043 |  | RAYMOND MAESTRI | STEVE PETROVITS | FTG |  | MELBOURNE BEACH | FL | 32951 | 697 |  |  | INVESTOR | 1537 | 120000 | 439 | 2019-09-16 | 2020-01-22 | DC05 | 500
3 | BREVARD | CD |  | 3051367 | COMMUNITY | CONVENTIONAL FILTRATION (COAGULATION, FLOCCULATION, SEDIMENTATION, AND FILTRATION); DIRECT FILTRATION, (COAGULATION AND FILTRATION); OR LIME SOFTENING 5.0 MGD AND ABOVE. STAFFING BY CLASS C OR HIGHER OPERATOR: 24 HOURS/DAY FOR 7 DAYS/WEEK. THE LEAD/CHIEF OPERATOR MUST BE CLASS A. | Y | Y | TITUSVILLE, CITY OF | 2836 GARDEN STREET |  | TITUSVILLE | FL | 32796 |  | 3215673882 |  | Chad Clark | SCOTT LARESE | PO BOX 2806 |  | TITUSVILLE | FL | 32781 | 2806 | 3215673702 |  | MUNICIPALITY | 55248 | 16000000 | 22099 | 2012-11-07 | 2019-06-26 | DC01 | 6000
3 | BREVARD | CD | DAVID.PHARES@MLBFL.ORG | 3051447 | COMMUNITY | CONVENTIONAL FILTRATION (COAGULATION, FLOCCULATION, SEDIMENTATION, AND FILTRATION); DIRECT FILTRATION, (COAGULATION AND FILTRATION); OR LIME SOFTENING 5.0 MGD AND ABOVE. STAFFING BY CLASS C OR HIGHER OPERATOR: 24 HOURS/DAY FOR 7 DAYS/WEEK. THE LEAD/CHIEF OPERATOR MUST BE CLASS A. | Y | Y | MELBOURNE, CITY OF | 6055 LAKE WASHINGTON RD |  | MELBOURNE | FL | 32934 |  | 3212554622 |  | DAVID PHARES | SHANNON LEWIS | 900 E. STRAWBRIDGE AVE. |  | MELBOURNE | FL | 32901 |  | 3216087200 |  | MUNICIPALITY | 167460 | 26500000 | 59807 | 2014-09-29 | 2021-04-06 | DC01 | 6000
3 | BREVARD | CD | HSALTER@WESTMELBOURNE.ORG | 3051460 | COMMUNITY | NO TREATMENT--CONSECUTIVE SYSTEMS ONLY | Y | N | WEST MELBOURNE WTR SYS(CONSEC) | 1415 HENRY AVENUE |  | WEST MELBOURNE | FL | 32904 |  | 3217273710 |  | HEATHER SALTER OR TIMOTHY THIBERT | CITY OF WEST MELBOURNE | 2240 MINTON RD |  | WEST MELBOURNE | FL | 32904 |  | 3217277700 |  | MUNICIPALITY | 20250 | 1000000 | 9759 | 2007-02-07 | 2019-05-30 | PC04 | 1000
3 | BREVARD | CD |  | 3051538 | NONCOMMUNITY | CHLORINATION; AERATION FOR REMOVAL OF ANY SECONDARY CONTAMINANT, SULFIDE, OR ANY UNREGULATED CONTAMINANT; CORROSION CONTROL INHIBITOR ADDITION; HYPOCHLORINATION; IRON OR MANGANESE SEQUESTRATION; OR ULTRAVIOLET RADIATION. THE LEAD/CHIEF OPERATOR MUST BE CLASS D OR HIGHER. 50,000 GPD UP TO 0.25 MGD-STAFFING BY CLASS D OR HIGHER OPERATOR: 3 VISITS/WEEK ON NONCONSECUTIVE DAYS FOR A TOTAL OF 0.3 HOUR/WEEK. LESS THAN 50,000 GPD-STAFFING BY A CLASS D OR HIGHER OPERATOR: 2 VISITS/WEEK ON NONCONSECUTIVE DAYS FOR A TOTAL OF 0.2 HOUR/WEEK. THERE SHALL BE NO MORE THAN 5 DAYS BETWEEN THE LAST VISIT IN ONE WEEK AND THE FIRST VISIT IN THE NEXT WEEK. | N | Y | STUCKEY'S PECAN SHOP | 4250 STUCKWAY ROAD |  | SCOTTSMOOR | FL | 32775 | 369 | 3212671878 |  | KIM FRAIBERG | S K PATEL | PO BOX 383 |  | SCOTTSMOOR | FL | 32775 | 383 | 3212671878 |  | INVESTOR | 25 | 28000 | 40 | 2014-05-15 | 2018-07-06 | NC01 | 50
3 | BREVARD | CD |  | 3054015 | COMMUNITY | CHLORINATION; AERATION FOR REMOVAL OF ANY SECONDARY CONTAMINANT, SULFIDE, OR ANY UNREGULATED CONTAMINANT; CORROSION CONTROL INHIBITOR ADDITION; HYPOCHLORINATION; IRON OR MANGANESE SEQUESTRATION; OR ULTRAVIOLET RADIATION. THE LEAD/CHIEF OPERATOR MUST BE CLASS D OR HIGHER. 50,000 GPD UP TO 0.25 MGD-STAFFING BY CLASS D OR HIGHER OPERATOR: 3 VISITS/WEEK ON NONCONSECUTIVE DAYS FOR A TOTAL OF 0.3 HOUR/WEEK. LESS THAN 50,000 GPD-STAFFING BY A CLASS D OR HIGHER OPERATOR: 2 VISITS/WEEK ON NONCONSECUTIVE DAYS FOR A TOTAL OF 0.2 HOUR/WEEK. THERE SHALL BE NO MORE THAN 5 DAYS BETWEEN THE LAST VISIT IN ONE WEEK AND THE FIRST VISIT IN THE NEXT WEEK. | N | Y | SOUTHERN COMFORT MHP | 2050 SOUTH U.S. 1 |  | MALABAR | FL | 32950 |  | 3217265993 |  | JOHN WILSON | [9 empty] | INVESTOR | 112 | 57000 | 56 | 2019-12-26 | 2019-10-28 | DC051 | 100
3 | BREVARD | CD | none9/24/01 | 3054016 | NONCOMMUNITY | CHLORINATION; AERATION FOR REMOVAL OF ANY SECONDARY CONTAMINANT, SULFIDE, OR ANY UNREGULATED CONTAMINANT; CORROSION CONTROL INHIBITOR ADDITION; HYPOCHLORINATION; IRON OR MANGANESE SEQUESTRATION; OR ULTRAVIOLET RADIATION. THE LEAD/CHIEF OPERATOR MUST BE CLASS D OR HIGHER. 50,000 GPD UP TO 0.25 MGD-STAFFING BY CLASS D OR HIGHER OPERATOR: 3 VISITS/WEEK ON NONCONSECUTIVE DAYS FOR A TOTAL OF 0.3 HOUR/WEEK. LESS THAN 50,000 GPD-STAFFING BY A CLASS D OR HIGHER OPERATOR: 2 VISITS/WEEK ON NONCONSECUTIVE DAYS FOR A TOTAL OF 0.2 HOUR/WEEK. THERE SHALL BE NO MORE THAN 5 DAYS BETWEEN THE LAST VISIT IN ONE WEEK AND THE FIRST VISIT IN THE NEXT WEEK. | N | Y | HOLIDAY VILLAGE RV PARK | 3550 N US 1 |  | MIMS | FL | 32754 |  | 3212696542 |  | CHIP GROOMS | CHIP GROOMS | 3550 NORTH US HWY 1 |  | MIMS | FL | 32168 | 9384 | 5089308770 |  | INVESTOR | 25 | 28000 | 100 | 2015-11-20 | 2018-03-22 | NC01 | 50
3 | BREVARD | CD |  | 3054017 | COMMUNITY | ACTIVATED CARBON PROCESSES; DIATOMACEOUS EARTH FILTRATION; ION EXCHANGE FOR REMOVAL OF ANY PRIMARY CONTAMINANT; ION AND MANGANESE REMOVAL (OXIDATION, DETENTION, AND FILTRATION); OR SLOW SAND FILTRATION. LEAD/CHIEF OPERATOR MUST BE CLASS C OR HIGHER. 1.0 MGD UP TO 2.0 MGD-STAFFING BY CLASS C OR HIGHER OPERATOR: 6 HOURS/DAY FOR 5 DAYS/WEEK AND ONE VISIT ON EACH WEEKEND DAY. 0.5 MGD UP TO 1.0 MGD-STAFFING BY CLASS C OR HIGHER OPERATOR: 3 HOURS/DAY FOR 5 DAYS/WEEK AND ONE VISIT ON EACH WEEKEND DAY. 0.25 MGD UP TO 0.5 MGD-STAFFING BY CLASS C OR HIGHER OPERATOR: 1 HOUR/DAY FOR 5 DAYS/WEEK AND ONE VISIT ON EACH WEEKEND DAY. LESS THAN 0.25 MGD-STAFFING BY CLASS C OR HIGHER OPERATOR: 5 VISITS/WEEK AND ONE VISIT EACH WEEKEND FOR A TOTAL OF 1.8 HOURS/WEEK. | N | Y | SUMMIT COVE (STE.ADELE SOUTH) | 8520 US 1 |  | MICCO | FL | 32976 |  | 7726644627 |  | DAN M. FAST | DAN M. FAST | 780 US-HWY 1 | SUITE 300 | VERO BEACH | FL | 32962 |  | 7724736090 |  | INVESTOR | 226 | 34560 | 84 | 2019-06-11 | 2021-02-04 | DC06 | 100
3 | BREVARD | CD |  | 3054024 | NONTRANSIENT NONCOMMUNITY | AERATION FOR REMOVAL OF ANY PRIMARY CONTAMINANT; ALKALINITY/PH ADJUSTMENT; CHLORAMIN ATION; CHLORINE DIOXIDE FOR OXIDATION OR DISINFECTION; FLUORIDATION; ION EXCHANGE FOR REMOVAL OF ANY SECONDARY CONTAMINANT, SULFIDE, OR ANY UNREGULATED CONTAMINANT; OR OZONATION. THE LEAD/CHIEF OPERATOR MUST BE CLASS C OR HIGHER. 5.0 MGD UP TO 10 MGD-STAFFING BY CLASS C OR HIGHER OPERATOR: 6 HOURS/DAY FOR 5 DAYS/WEEK AND ONE VISIT ON EACH WEEKEND DAY. 3.0 MGD UP TO 5.0 MGD-STAFFING BY CLASS C OR HIGHER OPERATOR: 3 HOURS/DAY FOR 5 DAYS/WEEK AND ONE VISIT ON EACH WEEKEND DAY. 1.0 MGD UP TO 3.0 MGD-STAFFING BY CLASS C OR HIGHER OPERATOR: 1 HOUR/DAY FOR 5 DAYS/WEEK AND ONE VISIT ON EACH WEEKEND DAY. 0.1 MGD UP TO 1.0 MGD-STAFFING BY CLASS C OR HIGHER OPERATOR: 5 VISITS/WEEK AND ONE VISIT EACH WEEKEND FOR A TOTAL OF 1.2 HOURS/WEEK. | Y | N | JOHN F KENNEDY SPACE CENTER (CONSEC) | BADGING STATION, SR 405 |  | JOHN F KENNEDY SPACE | FL | 32899 |  | 3218674561 |  | THOMAS L. PRICE | ROSALY-SANTOS EBAUGH | MAIL CODE SI-E2 |  | KENNEDY SPACE CENTER | FL | 32899 |  | 3218678402 |  | FEDERAL | 7364 | 1 | 175 | 2011-05-09 | 2020-07-28 | NTNC | 100
3 | BREVARD | CD |  | 3054047 | NONCOMMUNITY | CHLORINATION; AERATION FOR REMOVAL OF ANY SECONDARY CONTAMINANT, SULFIDE, OR ANY UNREGULATED CONTAMINANT; CORROSION CONTROL INHIBITOR ADDITION; HYPOCHLORINATION; IRON OR MANGANESE SEQUESTRATION; OR ULTRAVIOLET RADIATION. THE LEAD/CHIEF OPERATOR MUST BE CLASS C OR HIGHER. 5.0 MGD AND ABOVE-STAFFING BY CLASS C OR HIGHER OPERATOR: 6 HOURS/DAY FOR 5 DAYS/WEEK AND ONE VISIT ON EACH WEEKEND DAY. 3.0 MGD UP TO 5.0 MGD-STAFFING BY CLASS C OR HIGHER OPERATOR: 1 HOUR/DAY FOR 5 DAYS/WEEK AND ONE VISIT ON EACH WEEKEND DAY. 0.25 MGD UP TO 3.0 MGD-STAFFING BY CLASS C OR HIGHER OPERATOR: 5 VISITS/WEEK AND ONE VISIT EACH WEEKEND FOR A TOTAL OF 0.6 HOUR/WEEK. | N | Y | SEBASTIAN INLET STATE PARK, NORTH | 9700 SOUTH A1A |  | MELBOURNE BEACH | FL | 32951 |  | 3219844852 |  | JENNIFER ROBERTS | ROBERT YERO | 1800 WEKIWA CIRCLE |  | APOPKA | FL | 32712 |  | 4078842000 |  | DEP (STATE PARK OR STATE REC AREA) | 25 | 276000 | 9 | 2016-12-08 | 2021-07-28 | NC01 | 50
3 | BREVARD | CD |  | 3054058 | COMMUNITY | MEMBRANE PROCESSES, INCLUDING ELECTRODIALYSIS, ELECTRODIALYSIS REVERSAL, MICROFILTRATION, ULTRAFILTRATION, NANOFILTRATION, AND REVERSE OSMOSIS. THE LEAD/CHIEF OPERATOR MUST BE CLASS C OR HIGHER. 0.5 MGD UP TO 1.0 MGD-STAFFING BY CLASS C OR HIGHER OPERATOR: 6 HOURS/DAY FOR 5 DAYS/WEEK AND ONE VISIT ON EACH WEEKEND DAY. 0.1 MGD UP TO 0.5 MGD-STAFFING BY CLASS C OR HIGHER OPERATOR: 3 HOURS/DAY FOR 5 DAYS/WEEK AND ONE VISIT ON EACH WEEKEND DAY. LESS THAN 0.1 MGD-STAFFING BY CLASS C OR HIGHER OPERATOR: 1 HOUR/DAY FOR 5 DAYS/WEEK AND ONE VISIT ON EACH WEEKEND DAY. | N | Y | LIGHTHOUSE COVE | 106 CASSEEKEE TRAIL |  | MELBOURNE BEACH | FL | 32951 |  | 3217722862 |  | JOHN SCHAUFERT | JOHN SCHAUFERT | 106 CASSEEKEE TRAIL |  | MELBOURNE BEACH | FL | 32951 |  | 3217722862 |  | INVESTOR | 207 | 22000 | 83 | 2019-02-26 | 2021-02-04 | DC06 | 100
3 | BREVARD | CD |  | 3054059 | NONTRANSIENT NONCOMMUNITY | MEMBRANE PROCESSES, INCLUDING ELECTRODIALYSIS, ELECTRODIALYSIS REVERSAL, MICROFILTRATION, ULTRAFILTRATION, NANOFILTRATION, AND REVERSE OSMOSIS. THE LEAD/CHIEF OPERATOR MUST BE CLASS C OR HIGHER. 0.5 MGD UP TO 1.0 MGD-STAFFING BY CLASS C OR HIGHER OPERATOR: 6 HOURS/DAY FOR 5 DAYS/WEEK AND ONE VISIT ON EACH WEEKEND DAY. 0.1 MGD UP TO 0.5 MGD-STAFFING BY CLASS C OR HIGHER OPERATOR: 3 HOURS/DAY FOR 5 DAYS/WEEK AND ONE VISIT ON EACH WEEKEND DAY. LESS THAN 0.1 MGD-STAFFING BY CLASS C OR HIGHER OPERATOR: 1 HOUR/DAY FOR 5 DAYS/WEEK AND ONE VISIT ON EACH WEEKEND DAY. | N | Y | L3HARRIS TECHNOLOGIES, INC | 2800 JORDAN RD |  | MALABAR | FL | 32950 |  | 3217293928 |  | DAN REMBERT | DAN REMBERT | PO BOX 37 | MS 11E-IWTP | MELBOURNE | FL | 32902 |  | 3217297275 |  | INVESTOR | 411 | 128000 | 4 | 2016-04-08 | 2018-11-07 | NTNC | 100
3 | BREVARD | CD |  | 3054060 | COMMUNITY | MEMBRANE PROCESSES, INCLUDING ELECTRODIALYSIS, ELECTRODIALYSIS REVERSAL, MICROFILTRATION, ULTRAFILTRATION, NANOFILTRATION, AND REVERSE OSMOSIS. THE LEAD/CHIEF OPERATOR MUST BE CLASS C OR HIGHER. 0.5 MGD UP TO 1.0 MGD-STAFFING BY CLASS C OR HIGHER OPERATOR: 6 HOURS/DAY FOR 5 DAYS/WEEK AND ONE VISIT ON EACH WEEKEND DAY. 0.1 MGD UP TO 0.5 MGD-STAFFING BY CLASS C OR HIGHER OPERATOR: 3 HOURS/DAY FOR 5 DAYS/WEEK AND ONE VISIT ON EACH WEEKEND DAY. LESS THAN 0.1 MGD-STAFFING BY CLASS C OR HIGHER OPERATOR: 1 HOUR/DAY FOR 5 DAYS/WEEK AND ONE VISIT ON EACH WEEKEND DAY. | N | Y | AQUARINA UTILITIES | 235 AQUARINA BLVD |  | MELBOURNE BEACH | FL | 32951 |  | 3213272930 |  | KEVIN R. BURGE | AQUARINA UTILITIES INC | PO BOX 308 |  | JENSEN BEACH | FL | 34958 | 308 | 7727087946 |  | INVESTOR | 750 | 86400 | 267 | 2018-03-09 | 2019-11-01 | DC05 | 500
3 | BREVARD | CD | KELLEYCOMPANY@EARTHLINK.NET | 3054062 | COMMUNITY | MEMBRANE PROCESSES, INCLUDING ELECTRODIALYSIS, ELECTRODIALYSIS REVERSAL, MICROFILTRATION, ULTRAFILTRATION, NANOFILTRATION, AND REVERSE OSMOSIS. THE LEAD/CHIEF OPERATOR MUST BE CLASS C OR HIGHER. 0.5 MGD UP TO 1.0 MGD-STAFFING BY CLASS C OR HIGHER OPERATOR: 6 HOURS/DAY FOR 5 DAYS/WEEK AND ONE VISIT ON EACH WEEKEND DAY. 0.1 MGD UP TO 0.5 MGD-STAFFING BY CLASS C OR HIGHER OPERATOR: 3 HOURS/DAY FOR 5 DAYS/WEEK AND ONE VISIT ON EACH WEEKEND DAY. LESS THAN 0.1 MGD-STAFFING BY CLASS C OR HIGHER OPERATOR: 1 HOUR/DAY FOR 5 DAYS/WEEK AND ONE VISIT ON EACH WEEKEND DAY. | N | Y | SOUTH SHORES UTILITY ASSOCIATION | 5500 CORD GRASS LANE |  | MELBOURNE BEACH | FL | 32951 |  |  |  | ROBERT MCELHANEY | ROBERT MCELHANEY | 179 OCEAN WAY |  | MELBOURNE BEACH | FL | 32951 |  | 3217332001 |  | INVESTOR | 900 | 121600 | 300 | 2009-07-13 | 2021-02-04 | DC05 | 500
3 | BREVARD | CD |  | 3054066 | NONCOMMUNITY | CHLORINATION; AERATION FOR REMOVAL OF ANY SECONDARY CONTAMINANT, SULFIDE, OR ANY UNREGULATED CONTAMINANT; CORROSION CONTROL INHIBITOR ADDITION; HYPOCHLORINATION; IRON OR MANGANESE SEQUESTRATION; OR ULTRAVIOLET RADIATION. THE LEAD/CHIEF OPERATOR MUST BE CLASS D OR HIGHER. 50,000 GPD UP TO 0.25 MGD-STAFFING BY CLASS D OR HIGHER OPERATOR: 3 VISITS/WEEK ON NONCONSECUTIVE DAYS FOR A TOTAL OF 0.3 HOUR/WEEK. LESS THAN 50,000 GPD-STAFFING BY A CLASS D OR HIGHER OPERATOR: 2 VISITS/WEEK ON NONCONSECUTIVE DAYS FOR A TOTAL OF 0.2 HOUR/WEEK. THERE SHALL BE NO MORE THAN 5 DAYS BETWEEN THE LAST VISIT IN ONE WEEK AND THE FIRST VISIT IN THE NEXT WEEK. | N | Y | SEBASTIAN HARBORVIEW MOTEL | 8800 U.S HWY 1 |  | MICCO | FL | 32976 |  | 7726640077 |  | SHIRI HARTZY | SHIRI HARTZY | 2215 NE 204TH ST |  | MIAMI | FL | 33180 |  | 3054948273 |  | INVESTOR | 25 | 14400 | 1 | 2016-11-29 | 2021-07-23 | NC01 | 50
3 | BREVARD | CD |  | 3054074 | NONCOMMUNITY | CHLORINATION; AERATION FOR REMOVAL OF ANY SECONDARY CONTAMINANT, SULFIDE, OR ANY UNREGULATED CONTAMINANT; CORROSION CONTROL INHIBITOR ADDITION; HYPOCHLORINATION; IRON OR MANGANESE SEQUESTRATION; OR ULTRAVIOLET RADIATION. THE LEAD/CHIEF OPERATOR MUST BE CLASS D OR HIGHER. 50,000 GPD UP TO 0.25 MGD-STAFFING BY CLASS D OR HIGHER OPERATOR: 3 VISITS/WEEK ON NONCONSECUTIVE DAYS FOR A TOTAL OF 0.3 HOUR/WEEK. LESS THAN 50,000 GPD-STAFFING BY A CLASS D OR HIGHER OPERATOR: 2 VISITS/WEEK ON NONCONSECUTIVE DAYS FOR A TOTAL OF 0.2 HOUR/WEEK. THERE SHALL BE NO MORE THAN 5 DAYS BETWEEN THE LAST VISIT IN ONE WEEK AND THE FIRST VISIT IN THE NEXT WEEK. | N | Y | KNIGHTS OF COLUMBUS #7408 | 6725 SE BABCOCK ST |  | PALM BAY | FL | 32907 |  |  |  | FRANK ALTRO | BRIAN VOLMAN | PO BOX 60778 |  | PALM BAY | FL | 32906 | 778 | 3217271722 |  | INVESTOR | 25 | 10800 | 1 | 2014-04-17 | 2020-01-22 | NC01 | 50
3 | BREVARD | CD | FACILITIESCOMPLIANCE@THEPANTRY.COM | 3054098 | NONCOMMUNITY | CHLORINATION; AERATION FOR REMOVAL OF ANY SECONDARY CONTAMINANT, SULFIDE, OR ANY UNREGULATED CONTAMINANT; CORROSION CONTROL INHIBITOR ADDITION; HYPOCHLORINATION; IRON OR MANGANESE SEQUESTRATION; OR ULTRAVIOLET RADIATION. THE LEAD/CHIEF OPERATOR MUST BE CLASS D OR HIGHER. 50,000 GPD UP TO 0.25 MGD-STAFFING BY CLASS D OR HIGHER OPERATOR: 3 VISITS/WEEK ON NONCONSECUTIVE DAYS FOR A TOTAL OF 0.3 HOUR/WEEK. LESS THAN 50,000 GPD-STAFFING BY A CLASS D OR HIGHER OPERATOR: 2 VISITS/WEEK ON NONCONSECUTIVE DAYS FOR A TOTAL OF 0.2 HOUR/WEEK. THERE SHALL BE NO MORE THAN 5 DAYS BETWEEN THE LAST VISIT IN ONE WEEK AND THE FIRST VISIT IN THE NEXT WEEK. | N | Y | CIRCLE K #2111 | 6004 US HWY 1 |  | SCOTTSMOOR | FL | 32775 |  | 8004767574 |  |  | CHERYL BARROW | 3802 CORPOREX PARK DR. | STE 200 | TAMPA | FL | 33619 |  | 8139106878 |  | INVESTOR | 25 | 32400 | 1 | 2016-03-10 | 2020-02-25 | NC01 | 50
3 | BREVARD | CD |  | 3054099 | NONCOMMUNITY | CHLORINATION; AERATION FOR REMOVAL OF ANY SECONDARY CONTAMINANT, SULFIDE, OR ANY UNREGULATED CONTAMINANT; CORROSION CONTROL INHIBITOR ADDITION; HYPOCHLORINATION; IRON OR MANGANESE SEQUESTRATION; OR ULTRAVIOLET RADIATION. THE LEAD/CHIEF OPERATOR MUST BE CLASS D OR HIGHER. 50,000 GPD UP TO 0.25 MGD-STAFFING BY CLASS D OR HIGHER OPERATOR: 3 VISITS/WEEK ON NONCONSECUTIVE DAYS FOR A TOTAL OF 0.3 HOUR/WEEK. LESS THAN 50,000 GPD-STAFFING BY A CLASS D OR HIGHER OPERATOR: 2 VISITS/WEEK ON NONCONSECUTIVE DAYS FOR A TOTAL OF 0.2 HOUR/WEEK. THERE SHALL BE NO MORE THAN 5 DAYS BETWEEN THE LAST VISIT IN ONE WEEK AND THE FIRST VISIT IN THE NEXT WEEK. | N | Y | CUMBERLAND FARMS - MICCO | 8090 U.S. HWY 1 |  | MICCO | FL | 32976 |  | 7726648267 |  | JENNIFER DOLAWAY | CHRISTOPHER JOHNSON | 165 FLANDERS ROAD |  | WESTBOROUGH | MA | 1581 |  | 5082704495 |  | INVESTOR | 25 | 18000 | 1 | 2016-07-28 | 2021-07-23 | NC01 | 50
3 | BREVARD | CD |  | 3054100 | COMMUNITY | NO TREATMENT--CONSECUTIVE SYSTEMS ONLY | N | Y | OAKWOOD MANOR(CONSEC.TO MIMS) | 3200 BROCKETT RD NEAR KILBEE |  | MIMS | FL | 32754 |  | 3522660608 |  | SHARON PURVIANCE | GARY DEREMER | 5320 CAPTAIN'S COURT |  | NEW PORT RICHEY | FL | 34652 |  | 7278488292 |  | INVESTOR | 477 | 1 | 203 | 2098-12-23 | 2021-10-22 | PC01 | 50
3 | BREVARD | CD |  | 3054101 | COMMUNITY | NO TREATMENT--CONSECUTIVE SYSTEMS ONLY | N | Y | KINGSWOOD MANOR(CONSEC.TO MIMS | TURPENTINE DR AT KINGSWOOD DR |  | MIMS | FL | 32754 |  | 3522660608 |  | SHARON PURVIANCE | GARY DEREMER | 5320 CAPTAIN'S COURT |  | NEW PORT RICHEY | FL | 34652 |  | 7278488292 |  | INVESTOR | 140 | 1 | 60 | 2098-09-23 | 2021-10-29 | PC01 | 50
3 | BREVARD | CD | LAEVANS247@GMAIL.COM | 3054106 | NONCOMMUNITY | CHLORINATION; AERATION FOR REMOVAL OF ANY SECONDARY CONTAMINANT, SULFIDE, OR ANY UNREGULATED CONTAMINANT; CORROSION CONTROL INHIBITOR ADDITION; HYPOCHLORINATION; IRON OR MANGANESE SEQUESTRATION; OR ULTRAVIOLET RADIATION. THE LEAD/CHIEF OPERATOR MUST BE CLASS D OR HIGHER. 50,000 GPD UP TO 0.25 MGD-STAFFING BY CLASS D OR HIGHER OPERATOR: 3 VISITS/WEEK ON NONCONSECUTIVE DAYS FOR A TOTAL OF 0.3 HOUR/WEEK. LESS THAN 50,000 GPD-STAFFING BY A CLASS D OR HIGHER OPERATOR: 2 VISITS/WEEK ON NONCONSECUTIVE DAYS FOR A TOTAL OF 0.2 HOUR/WEEK. THERE SHALL BE NO MORE THAN 5 DAYS BETWEEN THE LAST VISIT IN ONE WEEK AND THE FIRST VISIT IN THE NEXT WEEK. | N | Y | RIVER'S EDGE INN | 4660 US HWY 1 |  | GRANT | FL | 32949 |  | 3219562120 |  | LORI DANIEL | MICHAEL BENICHAY | 4660 U.S. 1 S. |  | GRANT | FL | 32949 |  | 9542636090 |  | INVESTOR | 25 | 10800 | 18 | 2016-05-26 | 2021-07-28 | NC01 | 50
3 | BREVARD | CD |  | 3054107 | NONCOMMUNITY | CHLORINATION; AERATION FOR REMOVAL OF ANY SECONDARY CONTAMINANT, SULFIDE, OR ANY UNREGULATED CONTAMINANT; CORROSION CONTROL INHIBITOR ADDITION; HYPOCHLORINATION; IRON OR MANGANESE SEQUESTRATION; OR ULTRAVIOLET RADIATION. THE LEAD/CHIEF OPERATOR MUST BE CLASS D OR HIGHER. 50,000 GPD UP TO 0.25 MGD-STAFFING BY CLASS D OR HIGHER OPERATOR: 3 VISITS/WEEK ON NONCONSECUTIVE DAYS FOR A TOTAL OF 0.3 HOUR/WEEK. LESS THAN 50,000 GPD-STAFFING BY A CLASS D OR HIGHER OPERATOR: 2 VISITS/WEEK ON NONCONSECUTIVE DAYS FOR A TOTAL OF 0.2 HOUR/WEEK. THERE SHALL BE NO MORE THAN 5 DAYS BETWEEN THE LAST VISIT IN ONE WEEK AND THE FIRST VISIT IN THE NEXT WEEK. | N | Y | HABITAT GOLF COURSE CLUBHOUSE | 3591 FAIRGREEN ST |  | MALABAR | FL | 32950 |  | 3219524588 |  | LOUIS HACKENSON | SUE EICHENLAUB | 2725 JUDGE FRAN JAMIESON WAY |  | VIERA | FL | 32940 |  | 3216332046 | 21 | OTHER | 25 | 25200 | 3 | 2018-02-06 | 2018-01-17 | NC01 | 50
3 | BREVARD | CD |  | 3054109 | NONCOMMUNITY | CHLORINATION; AERATION FOR REMOVAL OF ANY SECONDARY CONTAMINANT, SULFIDE, OR ANY UNREGULATED CONTAMINANT; CORROSION CONTROL INHIBITOR ADDITION; HYPOCHLORINATION; IRON OR MANGANESE SEQUESTRATION; OR ULTRAVIOLET RADIATION. THE LEAD/CHIEF OPERATOR MUST BE CLASS D OR HIGHER. 50,000 GPD UP TO 0.25 MGD-STAFFING BY CLASS D OR HIGHER OPERATOR: 3 VISITS/WEEK ON NONCONSECUTIVE DAYS FOR A TOTAL OF 0.3 HOUR/WEEK. LESS THAN 50,000 GPD-STAFFING BY A CLASS D OR HIGHER OPERATOR: 2 VISITS/WEEK ON NONCONSECUTIVE DAYS FOR A TOTAL OF 0.2 HOUR/WEEK. THERE SHALL BE NO MORE THAN 5 DAYS BETWEEN THE LAST VISIT IN ONE WEEK AND THE FIRST VISIT IN THE NEXT WEEK. | N | Y | SUNSHINE FOOD MART #41 | 5395 US HWY 1 |  | GRANT | FL | 32949 |  | 3217241377 |  | MANHAR GANDHI | MANHAR GANDHI | 5395 US HWY 1 |  | GRANT | FL | 32949 |  | 3217241377 |  | INVESTOR | 25 | 5400 | 1 | 2014-01-13 | 2020-01-22 | NC01 | 50
3 | BREVARD | CD | None | 3054110 | NONCOMMUNITY | CHLORINATION; AERATION FOR REMOVAL OF ANY SECONDARY CONTAMINANT, SULFIDE, OR ANY UNREGULATED CONTAMINANT; CORROSION CONTROL INHIBITOR ADDITION; HYPOCHLORINATION; IRON OR MANGANESE SEQUESTRATION; OR ULTRAVIOLET RADIATION. THE LEAD/CHIEF OPERATOR MUST BE CLASS D OR HIGHER. 50,000 GPD UP TO 0.25 MGD-STAFFING BY CLASS D OR HIGHER OPERATOR: 3 VISITS/WEEK ON NONCONSECUTIVE DAYS FOR A TOTAL OF 0.3 HOUR/WEEK. LESS THAN 50,000 GPD-STAFFING BY A CLASS D OR HIGHER OPERATOR: 2 VISITS/WEEK ON NONCONSECUTIVE DAYS FOR A TOTAL OF 0.2 HOUR/WEEK. THERE SHALL BE NO MORE THAN 5 DAYS BETWEEN THE LAST VISIT IN ONE WEEK AND THE FIRST VISIT IN THE NEXT WEEK. | N | Y | SUNSHINE FOOD MART #81 | 9090 US HWY 1 |  | MICCO | FL | 32976 |  | 7726643551 |  |  | DINESH DESAI | 9090 US 1 |  | MICCO | FL | 32976 | 2960 | 7726643551 |  | INVESTOR | 25 | 5400 | 1 | 2014-02-18 | 2021-07-23 | NC01 | 50
3 | BREVARD | CD | NONE | 3054111 | NONCOMMUNITY | CHLORINATION; AERATION FOR REMOVAL OF ANY SECONDARY CONTAMINANT, SULFIDE, OR ANY UNREGULATED CONTAMINANT; CORROSION CONTROL INHIBITOR ADDITION; HYPOCHLORINATION; IRON OR MANGANESE SEQUESTRATION; OR ULTRAVIOLET RADIATION. THE LEAD/CHIEF OPERATOR MUST BE CLASS D OR HIGHER. 50,000 GPD UP TO 0.25 MGD-STAFFING BY CLASS D OR HIGHER OPERATOR: 3 VISITS/WEEK ON NONCONSECUTIVE DAYS FOR A TOTAL OF 0.3 HOUR/WEEK. LESS THAN 50,000 GPD-STAFFING BY A CLASS D OR HIGHER OPERATOR: 2 VISITS/WEEK ON NONCONSECUTIVE DAYS FOR A TOTAL OF 0.2 HOUR/WEEK. THERE SHALL BE NO MORE THAN 5 DAYS BETWEEN THE LAST VISIT IN ONE WEEK AND THE FIRST VISIT IN THE NEXT WEEK. | N | Y | SUNSHINE FOOD MART#44/CITGO OF MALABAR | 1360 S US HWY 1 |  | MALABAR | FL | 32950 |  | 3217240460 |  | SAM PATEL | SAM PATEL | 1360 US HWY 1 |  | MALABAR | FL | 32950 |  | 3217240460 |  | INVESTOR | 25 | 10800 | 1 | 2014-04-14 | 2020-01-22 | NC01 | 50
3 | BREVARD | CD | QUEENMY@AOL.COM | 3054112 | NONCOMMUNITY | CHLORINATION; AERATION FOR REMOVAL OF ANY SECONDARY CONTAMINANT, SULFIDE, OR ANY UNREGULATED CONTAMINANT; CORROSION CONTROL INHIBITOR ADDITION; HYPOCHLORINATION; IRON OR MANGANESE SEQUESTRATION; OR ULTRAVIOLET RADIATION. THE LEAD/CHIEF OPERATOR MUST BE CLASS D OR HIGHER. 50,000 GPD UP TO 0.25 MGD-STAFFING BY CLASS D OR HIGHER OPERATOR: 3 VISITS/WEEK ON NONCONSECUTIVE DAYS FOR A TOTAL OF 0.3 HOUR/WEEK. LESS THAN 50,000 GPD-STAFFING BY A CLASS D OR HIGHER OPERATOR: 2 VISITS/WEEK ON NONCONSECUTIVE DAYS FOR A TOTAL OF 0.2 HOUR/WEEK. THERE SHALL BE NO MORE THAN 5 DAYS BETWEEN THE LAST VISIT IN ONE WEEK AND THE FIRST VISIT IN THE NEXT WEEK. | N | Y | BOTTOM'S UP RESTAURANT | 8400 NORTH U.S. HWY. 1 |  | MICCO | FL | 32976 |  | 7726649863 |  | ROSE TURNQUIST | ROSE TURNQUIST | 8420 US 1 |  | MICCO | FL | 32976 |  | 7726649863 |  | INVESTOR | 25 | 5400 | 1 | 2016-02-11 | 2020-01-22 | NC01 | 50
3 | BREVARD | CD | none9/26/01 | 3054114 | NONCOMMUNITY | CHLORINATION; AERATION FOR REMOVAL OF ANY SECONDARY CONTAMINANT, SULFIDE, OR ANY UNREGULATED CONTAMINANT; CORROSION CONTROL INHIBITOR ADDITION; HYPOCHLORINATION; IRON OR MANGANESE SEQUESTRATION; OR ULTRAVIOLET RADIATION. THE LEAD/CHIEF OPERATOR MUST BE CLASS D OR HIGHER. 50,000 GPD UP TO 0.25 MGD-STAFFING BY CLASS D OR HIGHER OPERATOR: 3 VISITS/WEEK ON NONCONSECUTIVE DAYS FOR A TOTAL OF 0.3 HOUR/WEEK. LESS THAN 50,000 GPD-STAFFING BY A CLASS D OR HIGHER OPERATOR: 2 VISITS/WEEK ON NONCONSECUTIVE DAYS FOR A TOTAL OF 0.2 HOUR/WEEK. THERE SHALL BE NO MORE THAN 5 DAYS BETWEEN THE LAST VISIT IN ONE WEEK AND THE FIRST VISIT IN THE NEXT WEEK. | N | Y | CHRIST UNITED METHODIST CHURCH | 7795 BABCOCK STREET SE |  | PALM BAY | FL | 32909 | 5710 | 3219840423 |  | DON SCHAEFER | CHURCH OFFICE | 7795 SE BABCOCK ST |  | PALM BAY | FL | 32909 |  | 3219840423 |  | INVESTOR | 25 | 16200 | 2 | 2014-04-14 | 2020-01-22 | NC01 | 50
3 | BREVARD | CD | mkyhos@ouc.com | 3054115 | NONCOMMUNITY | CONVENTIONAL FILTRATION (COAGULATION, FLOCCULATION, SEDIMENTATION, AND FILTRATION); DIRECT FILTRATION, (COAGULATION AND FILTRATION); OR LIME SOFTENING. THE LEAD/CHIEF OPERATOR MUST BE CLASS C OR HIGHER. 0.3 MGD UP TO 1.0 MGD STAFFING BY CLASS C OR HIGHER OPERATOR: 6 HOURS/DAY FOR 5 DAYS/WEEK AND ONE VISIT ON EACH WEEKEND DAY. 0.1 MGD UP TO 0.3 MGD STAFFING BY CLASS C OR HIGHER OPERATOR: 3 HOURS/DAY FOR 5 DAYS/WEEK AND ONE VISIT ON EACH WEEKEND DAY. LESS THAN 0.1 MGD STAFFING BY CLASS C OR HIGHER OPERATOR: 2 HOURS/DAY FOR 5 DAYS/WEEK AND ONE VISIT ON EACH WEEKEND DAY. | N | Y | OUC INDIAN RIVER PLANT | 7800 SOUTH US HWY 1 |  | TITUSVILLE | FL | 32780 |  | 3212672155 |  | MIKE KYHOS | MIKE KYHOS | PO BOX 3193 | STANTON ENERGY CENTER | ORLANDO | FL | 32802 |  | 4074343036 |  | AUTHORITY/COMMISSION/DISTRICT | 25 | 576000 | 4 | 2001-01-18 | 2021-07-28 | NC01 | 50
3 | BREVARD | CD |  | 3054117 | NONCOMMUNITY | CHLORINATION; AERATION FOR REMOVAL OF ANY SECONDARY CONTAMINANT, SULFIDE, OR ANY UNREGULATED CONTAMINANT; CORROSION CONTROL INHIBITOR ADDITION; HYPOCHLORINATION; IRON OR MANGANESE SEQUESTRATION; OR ULTRAVIOLET RADIATION. THE LEAD/CHIEF OPERATOR MUST BE CLASS D OR HIGHER. 50,000 GPD UP TO 0.25 MGD-STAFFING BY CLASS D OR HIGHER OPERATOR: 3 VISITS/WEEK ON NONCONSECUTIVE DAYS FOR A TOTAL OF 0.3 HOUR/WEEK. LESS THAN 50,000 GPD-STAFFING BY A CLASS D OR HIGHER OPERATOR: 2 VISITS/WEEK ON NONCONSECUTIVE DAYS FOR A TOTAL OF 0.2 HOUR/WEEK. THERE SHALL BE NO MORE THAN 5 DAYS BETWEEN THE LAST VISIT IN ONE WEEK AND THE FIRST VISIT IN THE NEXT WEEK. | N | Y | FRATERNAL ORDER OF ORIOLES #272 | 9330 US HIGHWAY 1 |  | MICCO | FL | 32976 |  | 5616644459 |  | NEIL BAUMGARTNER | TOM LALLY | 9330 US HWY 1 |  | MICCO | FL | 32976 |  | 7025216495 |  | OTHER | 25 | 8100 | 1 | 2013-11-01 | 2020-01-22 | NC01 | 50
3 | BREVARD | CD | FACILITIESCOMPLIANCE@THEPANTRY.COM | 3054119 | NONCOMMUNITY | CHLORINATION; AERATION FOR REMOVAL OF ANY SECONDARY CONTAMINANT, SULFIDE, OR ANY UNREGULATED CONTAMINANT; CORROSION CONTROL INHIBITOR ADDITION; HYPOCHLORINATION; IRON OR MANGANESE SEQUESTRATION; OR ULTRAVIOLET RADIATION. THE LEAD/CHIEF OPERATOR MUST BE CLASS D OR HIGHER. 50,000 GPD UP TO 0.25 MGD-STAFFING BY CLASS D OR HIGHER OPERATOR: 3 VISITS/WEEK ON NONCONSECUTIVE DAYS FOR A TOTAL OF 0.3 HOUR/WEEK. LESS THAN 50,000 GPD-STAFFING BY A CLASS D OR HIGHER OPERATOR: 2 VISITS/WEEK ON NONCONSECUTIVE DAYS FOR A TOTAL OF 0.2 HOUR/WEEK. THERE SHALL BE NO MORE THAN 5 DAYS BETWEEN THE LAST VISIT IN ONE WEEK AND THE FIRST VISIT IN THE NEXT WEEK. | N | Y | CIRCLE K #2005 | 4790 NORTH US1 |  | MIMS | FL | 32754 |  | 8004767574 |  |  | CHERYL BARROW | 3802 CORPOREX PARK DR. | STE 200 | TAMPA | FL | 33619 |  | 8139106878 |  | INVESTOR | 25 | 32400 | 1 | 2014-04-14 | 2018-05-23 | NC01 | 50
3 | BREVARD | CD | none | 3054126 | NONCOMMUNITY | CHLORINATION; AERATION FOR REMOVAL OF ANY SECONDARY CONTAMINANT, SULFIDE, OR ANY UNREGULATED CONTAMINANT; CORROSION CONTROL INHIBITOR ADDITION; HYPOCHLORINATION; IRON OR MANGANESE SEQUESTRATION; OR ULTRAVIOLET RADIATION. THE LEAD/CHIEF OPERATOR MUST BE CLASS D OR HIGHER. 50,000 GPD UP TO 0.25 MGD-STAFFING BY CLASS D OR HIGHER OPERATOR: 3 VISITS/WEEK ON NONCONSECUTIVE DAYS FOR A TOTAL OF 0.3 HOUR/WEEK. LESS THAN 50,000 GPD-STAFFING BY A CLASS D OR HIGHER OPERATOR: 2 VISITS/WEEK ON NONCONSECUTIVE DAYS FOR A TOTAL OF 0.2 HOUR/WEEK. THERE SHALL BE NO MORE THAN 5 DAYS BETWEEN THE LAST VISIT IN ONE WEEK AND THE FIRST VISIT IN THE NEXT WEEK. | N | Y | MOOSE LODGE # 1767 | 9250 U.S. 1 |  | MICCO | FL | 32976 |  | 3216644565 |  | BOB GREEN | JAMES GLEASON JR. | 9250 US 1 |  | MICCO | FL | 32976 |  | 7726645725 |  | INVESTOR | 25 | 10800 | 1 | 2018-02-15 | 2018-01-17 | NC01 | 50
3 | BREVARD | CD |  | 3054127 | NONCOMMUNITY | CHLORINATION; AERATION FOR REMOVAL OF ANY SECONDARY CONTAMINANT, SULFIDE, OR ANY UNREGULATED CONTAMINANT; CORROSION CONTROL INHIBITOR ADDITION; HYPOCHLORINATION; IRON OR MANGANESE SEQUESTRATION; OR ULTRAVIOLET RADIATION. THE LEAD/CHIEF OPERATOR MUST BE CLASS D OR HIGHER. 50,000 GPD UP TO 0.25 MGD-STAFFING BY CLASS D OR HIGHER OPERATOR: 3 VISITS/WEEK ON NONCONSECUTIVE DAYS FOR A TOTAL OF 0.3 HOUR/WEEK. LESS THAN 50,000 GPD-STAFFING BY A CLASS D OR HIGHER OPERATOR: 2 VISITS/WEEK ON NONCONSECUTIVE DAYS FOR A TOTAL OF 0.2 HOUR/WEEK. THERE SHALL BE NO MORE THAN 5 DAYS BETWEEN THE LAST VISIT IN ONE WEEK AND THE FIRST VISIT IN THE NEXT WEEK. | N | Y | SUMMIT PLAZA | 8530 US HWY 1 |  | MICCO | FL | 32976 |  | 5616644002 |  | AMY PRIEP | SUMMIT PLAZA | 8530 US HWY 1 STE 8 |  | MICCO | FL | 32976 | 2639 | 7726648893 |  | INVESTOR | 25 | 10800 | 1 | 2016-11-29 | 2021-07-23 | NC01 | 50
3 | BREVARD | CD | robin.armhold@us.af.mil | 3054128 | COMMUNITY | AERATION FOR REMOVAL OF ANY PRIMARY CONTAMINANT; ALKALINITY/PH ADJUSTMENT; CHLORAMIN ATION; CHLORINE DIOXIDE FOR OXIDATION OR DISINFECTION; FLUORIDATION; ION EXCHANGE FOR REMOVAL OF ANY SECONDARY CONTAMINANT, SULFIDE, OR ANY UNREGULATED CONTAMINANT; OR OZONATION. THE LEAD/CHIEF OPERATOR MUST BE CLASS C OR HIGHER. 5.0 MGD UP TO 10 MGD-STAFFING BY CLASS C OR HIGHER OPERATOR: 6 HOURS/DAY FOR 5 DAYS/WEEK AND ONE VISIT ON EACH WEEKEND DAY. 3.0 MGD UP TO 5.0 MGD-STAFFING BY CLASS C OR HIGHER OPERATOR: 3 HOURS/DAY FOR 5 DAYS/WEEK AND ONE VISIT ON EACH WEEKEND DAY. 1.0 MGD UP TO 3.0 MGD-STAFFING BY CLASS C OR HIGHER OPERATOR: 1 HOUR/DAY FOR 5 DAYS/WEEK AND ONE VISIT ON EACH WEEKEND DAY. 0.1 MGD UP TO 1.0 MGD-STAFFING BY CLASS C OR HIGHER OPERATOR: 5 VISITS/WEEK AND ONE VISIT EACH WEEKEND FOR A TOTAL OF 1.2 HOURS/WEEK. | Y | N | PATRICK AIR FORCE BASE(CONSEC) | 1381 S PATRICK DR |  | PATRICK AIR FORCE BASE | FL | 32925 | 3606 | 3214949272 |  | STEVEN BAKER,MS | PATRICK GINIEWSKI | 1224 JUPITER ST. MS 9125 | 45 CES/CEAN (BLDG 534) | PATRICK AIR FORCE BASE | FL | 32925 | 3343 | 3214942939 |  | FEDERAL | 7500 | 1 | 1815 | 03-APR-00 | 2020-08-20 | PC03 | 500
3 | BREVARD | CD | markbaalman@verizon.net | 3054130 | NONCOMMUNITY | AERATION FOR REMOVAL OF ANY PRIMARY CONTAMINANT; ALKALINITY/PH ADJUSTMENT; CHLORAMIN ATION; CHLORINE DIOXIDE FOR OXIDATION OR DISINFECTION; FLUORIDATION; ION EXCHANGE FOR REMOVAL OF ANY SECONDARY CONTAMINANT, SULFIDE, OR ANY UNREGULATED CONTAMINANT; OR OZONATION LESS THAN 0.1 MGD. STAFFING BY A CLASS D OR HIGHER OPERATOR: 3 VISITS/WEEK ON NONCONSECUTIVE DAYS FOR A TOTAL OF 0.6 HOUR/WEEK. THE LEAD/CHIEF OPERATOR MUST BE CLASS D OR HIGHER. | N | Y | BOATHOUSE PUB | 5170 US HWY #1 S |  | GRANT | FL | 32949 |  | 3038083343 |  | MARK BAALMAN | MARK BAALMAN | 5170 S. US 1 |  | GRANT VALKARIA | FL | 32949 |  | 3038083343 |  | INVESTOR | 25 | 4305 | 2 | 2014-06-09 | 2018-08-14 | NC01 | 50
3 | BREVARD | CD | MALABARMOS@AOL.COM | 3054134 | NONCOMMUNITY | CHLORINATION; AERATION FOR REMOVAL OF ANY SECONDARY CONTAMINANT, SULFIDE, OR ANY UNREGULATED CONTAMINANT; CORROSION CONTROL INHIBITOR ADDITION; HYPOCHLORINATION; IRON OR MANGANESE SEQUESTRATION; OR ULTRAVIOLET RADIATION. THE LEAD/CHIEF OPERATOR MUST BE CLASS D OR HIGHER. 50,000 GPD UP TO 0.25 MGD-STAFFING BY CLASS D OR HIGHER OPERATOR: 3 VISITS/WEEK ON NONCONSECUTIVE DAYS FOR A TOTAL OF 0.3 HOUR/WEEK. LESS THAN 50,000 GPD-STAFFING BY A CLASS D OR HIGHER OPERATOR: 2 VISITS/WEEK ON NONCONSECUTIVE DAYS FOR A TOTAL OF 0.2 HOUR/WEEK. THERE SHALL BE NO MORE THAN 5 DAYS BETWEEN THE LAST VISIT IN ONE WEEK AND THE FIRST VISIT IN THE NEXT WEEK. | N | Y | MALABAR MO'S | 2805 MALABAR ROAD |  | MALABAR | FL | 32950 |  | 3217258374 |  |  | WILLIE CARMINE | 2805 MALABAR ROAD |  | MALABAR | FL | 32950 | 835 | 3217258374 |  | INVESTOR | 25 | 5400 | 1 | 2014-04-14 | 2020-01-22 | NC01 | 50
3 | BREVARD | CD | NONE | 3054136 | NONCOMMUNITY | CHLORINATION; AERATION FOR REMOVAL OF ANY SECONDARY CONTAMINANT, SULFIDE, OR ANY UNREGULATED CONTAMINANT; CORROSION CONTROL INHIBITOR ADDITION; HYPOCHLORINATION; IRON OR MANGANESE SEQUESTRATION; OR ULTRAVIOLET RADIATION. THE LEAD/CHIEF OPERATOR MUST BE CLASS D OR HIGHER. 50,000 GPD UP TO 0.25 MGD-STAFFING BY CLASS D OR HIGHER OPERATOR: 3 VISITS/WEEK ON NONCONSECUTIVE DAYS FOR A TOTAL OF 0.3 HOUR/WEEK. LESS THAN 50,000 GPD-STAFFING BY A CLASS D OR HIGHER OPERATOR: 2 VISITS/WEEK ON NONCONSECUTIVE DAYS FOR A TOTAL OF 0.2 HOUR/WEEK. THERE SHALL BE NO MORE THAN 5 DAYS BETWEEN THE LAST VISIT IN ONE WEEK AND THE FIRST VISIT IN THE NEXT WEEK. | N | Y | MIM'S SOUTHERN BBQ | 2191 US 1 |  | TITUSVILLE | FL | 32780 |  | 3212641446 |  | JAMES ANTHONY BOX | JAMES ANTHONY BOX | 2191 N US 1 |  | TITUSVILLE | FL | 32780 |  | 8633819676 |  | INVESTOR | 25 | 25400 | 1 | 2014-03-14 | 2021-06-16 | NC01 | 50
3 | BREVARD | CD | steven.baker.44@spaceforce.mil | 3054140 | NONTRANSIENT NONCOMMUNITY | AERATION FOR REMOVAL OF ANY PRIMARY CONTAMINANT; ALKALINITY/PH ADJUSTMENT; CHLORAMIN ATION; CHLORINE DIOXIDE FOR OXIDATION OR DISINFECTION; FLUORIDATION; ION EXCHANGE FOR REMOVAL OF ANY SECONDARY CONTAMINANT, SULFIDE, OR ANY UNREGULATED CONTAMINANT; OR OZONATION. THE LEAD/CHIEF OPERATOR MUST BE CLASS C OR HIGHER. 5.0 MGD UP TO 10 MGD-STAFFING BY CLASS C OR HIGHER OPERATOR: 6 HOURS/DAY FOR 5 DAYS/WEEK AND ONE VISIT ON EACH WEEKEND DAY. 3.0 MGD UP TO 5.0 MGD-STAFFING BY CLASS C OR HIGHER OPERATOR: 3 HOURS/DAY FOR 5 DAYS/WEEK AND ONE VISIT ON EACH WEEKEND DAY. 1.0 MGD UP TO 3.0 MGD-STAFFING BY CLASS C OR HIGHER OPERATOR: 1 HOUR/DAY FOR 5 DAYS/WEEK AND ONE VISIT ON EACH WEEKEND DAY. 0.1 MGD UP TO 1.0 MGD-STAFFING BY CLASS C OR HIGHER OPERATOR: 5 VISITS/WEEK AND ONE VISIT EACH WEEKEND FOR A TOTAL OF 1.2 HOURS/WEEK. | Y | N | CAPE CANAVERAL AFS (CONSEC) | CAPE CANAVERAL AFS |  | CAPE CANAVERAL AFS | FL | 32925 |  | 3218535872 |  | STEVEN BAKER, MS | PATRICK GINIEWSKI | 45 CES/CEI | 1224 JUPITER ST, MS-9125 | PATRICK AFB | FL | 32925 | 3343 | 3212987022 |  | FEDERAL | 6250 | 3 | 800 | 2008-11-26 | 2019-11-15 | NTNC | 100
3 | BREVARD | CD | honeysucklerestaurant@gmail.com | 3054143 | NONCOMMUNITY | CHLORINATION; AERATION FOR REMOVAL OF ANY SECONDARY CONTAMINANT, SULFIDE, OR ANY UNREGULATED CONTAMINANT; CORROSION CONTROL INHIBITOR ADDITION; HYPOCHLORINATION; IRON OR MANGANESE SEQUESTRATION; OR ULTRAVIOLET RADIATION. THE LEAD/CHIEF OPERATOR MUST BE CLASS D OR HIGHER. 50,000 GPD UP TO 0.25 MGD-STAFFING BY CLASS D OR HIGHER OPERATOR: 3 VISITS/WEEK ON NONCONSECUTIVE DAYS FOR A TOTAL OF 0.3 HOUR/WEEK. LESS THAN 50,000 GPD-STAFFING BY A CLASS D OR HIGHER OPERATOR: 2 VISITS/WEEK ON NONCONSECUTIVE DAYS FOR A TOTAL OF 0.2 HOUR/WEEK. THERE SHALL BE NO MORE THAN 5 DAYS BETWEEN THE LAST VISIT IN ONE WEEK AND THE FIRST VISIT IN THE NEXT WEEK. | N | Y | HONEYSUCKLE RESTAURANT | 2203 NORTH US 1 |  | MIMS | FL | 32796 |  | 3214039088 |  | AMANDA AMOS | AMANDA AMOS | 2203 N US HWY 1 |  | MIMS | FL | 32796 |  | 3214039088 |  | INVESTOR | 25 | 16100 | 1 | 2014-03-14 | 2020-02-25 | NC01 | 50
3 | BREVARD | CD |  | 3054146 | COMMUNITY | MEMBRANE PROCESSES, INCLUDING ELECTRODIALYSIS, ELECTRODIALYSIS REVERSAL, MICROFILTRATION, ULTRAFILTRATION, NANOFILTRATION, AND REVERSE OSMOSIS. THE LEAD/CHIEF OPERATOR MUST BE CLASS C OR HIGHER. 0.5 MGD UP TO 1.0 MGD-STAFFING BY CLASS C OR HIGHER OPERATOR: 6 HOURS/DAY FOR 5 DAYS/WEEK AND ONE VISIT ON EACH WEEKEND DAY. 0.1 MGD UP TO 0.5 MGD-STAFFING BY CLASS C OR HIGHER OPERATOR: 3 HOURS/DAY FOR 5 DAYS/WEEK AND ONE VISIT ON EACH WEEKEND DAY. LESS THAN 0.1 MGD-STAFFING BY CLASS C OR HIGHER OPERATOR: 1 HOUR/DAY FOR 5 DAYS/WEEK AND ONE VISIT ON EACH WEEKEND DAY. | N | Y | WINGATE RESERVE SUBDIVISION | 100 SIGNATURE DRIVE |  | MELBOURNE BEACH | FL | 32951 |  | 3217235125 |  | JACK MURPHY | JACK MURPHY | 150 SEAGLASS DR. |  | MELBOURNE BEACH | FL | 32951 | 403 | 3217235125 |  | INVESTOR | 54 | 42000 | 135 | 2012-06-25 | 2021-02-04 | DC06 | 100
3 | BREVARD | CD | nathanwho@bellsouth.net | 3054148 | NONCOMMUNITY | CHLORINATION; AERATION FOR REMOVAL OF ANY SECONDARY CONTAMINANT, SULFIDE, OR ANY UNREGULATED CONTAMINANT; CORROSION CONTROL INHIBITOR ADDITION; HYPOCHLORINATION; IRON OR MANGANESE SEQUESTRATION; OR ULTRAVIOLET RADIATION. THE LEAD/CHIEF OPERATOR MUST BE CLASS D OR HIGHER. 50,000 GPD UP TO 0.25 MGD-STAFFING BY CLASS D OR HIGHER OPERATOR: 3 VISITS/WEEK ON NONCONSECUTIVE DAYS FOR A TOTAL OF 0.3 HOUR/WEEK. LESS THAN 50,000 GPD-STAFFING BY A CLASS D OR HIGHER OPERATOR: 2 VISITS/WEEK ON NONCONSECUTIVE DAYS FOR A TOTAL OF 0.2 HOUR/WEEK. THERE SHALL BE NO MORE THAN 5 DAYS BETWEEN THE LAST VISIT IN ONE WEEK AND THE FIRST VISIT IN THE NEXT WEEK. | N | Y | WATERMARK GRILL | 1390 US HWY 1 |  | MALABAR | FL | 32950 |  | 3213454646 |  | PETER WORTHY | PETER WORTHY | P O BOX 189 |  | GRANT | FL | 32949 |  | 3214993260 |  | INVESTOR | 25 | 5000 | 1 | 2013-08-29 | 2019-06-12 | NC01 | 50
3 | BREVARD | CD | pgoetsch@datamanagement.com | 3054149 | NONTRANSIENT NONCOMMUNITY | ACTIVATED CARBON PROCESSES; DIATOMACEOUS EARTH FILTRATION; ION EXCHANGE FOR REMOVAL OF ANY PRIMARY CONTAMINANT; ION AND MANGANESE REMOVAL (OXIDATION, DETENTION, AND FILTRATION); OR SLOW SAND FILTRATION. LEAD/CHIEF OPERATOR MUST BE CLASS C OR HIGHER. 1.0 MGD UP TO 2.0 MGD-STAFFING BY CLASS C OR HIGHER OPERATOR: 6 HOURS/DAY FOR 5 DAYS/WEEK AND ONE VISIT ON EACH WEEKEND DAY. 0.5 MGD UP TO 1.0 MGD-STAFFING BY CLASS C OR HIGHER OPERATOR: 3 HOURS/DAY FOR 5 DAYS/WEEK AND ONE VISIT ON EACH WEEKEND DAY. 0.25 MGD UP TO 0.5 MGD-STAFFING BY CLASS C OR HIGHER OPERATOR: 1 HOUR/DAY FOR 5 DAYS/WEEK AND ONE VISIT ON EACH WEEKEND DAY. LESS THAN 0.25 MGD-STAFFING BY CLASS C OR HIGHER OPERATOR: 5 VISITS/WEEK AND ONE VISIT EACH WEEKEND FOR A TOTAL OF 1.8 HOURS/WEEK. | N | Y | DATA MANAGEMENT ASSOCIATES | 3225 JORDAN BLVD |  | MALABAR | FL | 32950 |  | 3217258081 |  | DATA MANAGEMENT ASSOCIATES | DATA MANAGEMENT ASSOCIATES | 3225 JORDAN BLVD |  | MALABAR | FL | 32950 |  | 3217258081 |  | INVESTOR | 60 | 12000 | 1 | 2015-06-12 | 2021-03-29 | NTNC | 100
3 | BREVARD | CD | none | 3054152 | NONCOMMUNITY | CHLORINATION; AERATION FOR REMOVAL OF ANY SECONDARY CONTAMINANT, SULFIDE, OR ANY UNREGULATED CONTAMINANT; CORROSION CONTROL INHIBITOR ADDITION; HYPOCHLORINATION; IRON OR MANGANESE SEQUESTRATION; OR ULTRAVIOLET RADIATION. THE LEAD/CHIEF OPERATOR MUST BE CLASS D OR HIGHER. 50,000 GPD UP TO 0.25 MGD-STAFFING BY CLASS D OR HIGHER OPERATOR: 3 VISITS/WEEK ON NONCONSECUTIVE DAYS FOR A TOTAL OF 0.3 HOUR/WEEK. LESS THAN 50,000 GPD-STAFFING BY A CLASS D OR HIGHER OPERATOR: 2 VISITS/WEEK ON NONCONSECUTIVE DAYS FOR A TOTAL OF 0.2 HOUR/WEEK. THERE SHALL BE NO MORE THAN 5 DAYS BETWEEN THE LAST VISIT IN ONE WEEK AND THE FIRST VISIT IN THE NEXT WEEK. | N | Y | MICCO RIDGE CENTER | 5675 MICCO ROAD #4 |  | MICCO | FL | 32976 |  | 7726647026 |  | ROHIT PATEL | ROHIT PATEL | 5675 MICCO RD #4 |  | MICCO | FL | 32976 | 8467 | 7726647026 |  | INVESTOR | 25 | 10800 | 6 | 2014-01-13 | 2019-10-28 | NC01 | 50
3 | BREVARD | CD |  | 3054153 | NONCOMMUNITY | CHLORINATION; AERATION FOR REMOVAL OF ANY SECONDARY CONTAMINANT, SULFIDE, OR ANY UNREGULATED CONTAMINANT; CORROSION CONTROL INHIBITOR ADDITION; HYPOCHLORINATION; IRON OR MANGANESE SEQUESTRATION; OR ULTRAVIOLET RADIATION. THE LEAD/CHIEF OPERATOR MUST BE CLASS D OR HIGHER. 50,000 GPD UP TO 0.25 MGD-STAFFING BY CLASS D OR HIGHER OPERATOR: 3 VISITS/WEEK ON NONCONSECUTIVE DAYS FOR A TOTAL OF 0.3 HOUR/WEEK. LESS THAN 50,000 GPD-STAFFING BY A CLASS D OR HIGHER OPERATOR: 2 VISITS/WEEK ON NONCONSECUTIVE DAYS FOR A TOTAL OF 0.2 HOUR/WEEK. THERE SHALL BE NO MORE THAN 5 DAYS BETWEEN THE LAST VISIT IN ONE WEEK AND THE FIRST VISIT IN THE NEXT WEEK. | N | Y | MR K FOOD STORE | 6645 SOUTH BABCOCK STREET |  | MALABAR | FL | 32950 |  | 3217290682 |  | KEN PATEL | K FOOD STORE | 6645 S BABCOCK ST |  | MALABAR | FL | 32950 |  | 3217290682 |  | INVESTOR | 25 | 5400 | 1 | 2018-02-16 | 2018-01-17 | NC01 | 50
3 | BREVARD | CD |  | 3054156 | NONCOMMUNITY | CHLORINATION; AERATION FOR REMOVAL OF ANY SECONDARY CONTAMINANT, SULFIDE, OR ANY UNREGULATED CONTAMINANT; CORROSION CONTROL INHIBITOR ADDITION; HYPOCHLORINATION; IRON OR MANGANESE SEQUESTRATION; OR ULTRAVIOLET RADIATION. THE LEAD/CHIEF OPERATOR MUST BE CLASS D OR HIGHER. 50,000 GPD UP TO 0.25 MGD-STAFFING BY CLASS D OR HIGHER OPERATOR: 3 VISITS/WEEK ON NONCONSECUTIVE DAYS FOR A TOTAL OF 0.3 HOUR/WEEK. LESS THAN 50,000 GPD-STAFFING BY A CLASS D OR HIGHER OPERATOR: 2 VISITS/WEEK ON NONCONSECUTIVE DAYS FOR A TOTAL OF 0.2 HOUR/WEEK. THERE SHALL BE NO MORE THAN 5 DAYS BETWEEN THE LAST VISIT IN ONE WEEK AND THE FIRST VISIT IN THE NEXT WEEK. | N | Y | INDIAN RIVER LAGOON EAGLES #4527 | 8820 US HWY 1 |  | MICCO | FL | 32976 |  | 7729188678 |  | DON POLUMBO | HAROLD FEY | PO BOX 0936 |  | ROSELAND | FL | 32976 |  | 7726645482 |  | INVESTOR | 25 | 10800 | 1 | 2018-02-19 | 2018-01-17 | NC01 | 50
3 | BREVARD | CD | STEVEDGRABER@GMAIL.COM | 3054157 | NONCOMMUNITY | CHLORINATION; AERATION FOR REMOVAL OF ANY SECONDARY CONTAMINANT, SULFIDE, OR ANY UNREGULATED CONTAMINANT; CORROSION CONTROL INHIBITOR ADDITION; HYPOCHLORINATION; IRON OR MANGANESE SEQUESTRATION; OR ULTRAVIOLET RADIATION. THE LEAD/CHIEF OPERATOR MUST BE CLASS D OR HIGHER. 50,000 GPD UP TO 0.25 MGD-STAFFING BY CLASS D OR HIGHER OPERATOR: 3 VISITS/WEEK ON NONCONSECUTIVE DAYS FOR A TOTAL OF 0.3 HOUR/WEEK. LESS THAN 50,000 GPD-STAFFING BY A CLASS D OR HIGHER OPERATOR: 2 VISITS/WEEK ON NONCONSECUTIVE DAYS FOR A TOTAL OF 0.2 HOUR/WEEK. THERE SHALL BE NO MORE THAN 5 DAYS BETWEEN THE LAST VISIT IN ONE WEEK AND THE FIRST VISIT IN THE NEXT WEEK. | N | Y | CRYSTAL LAKE RV PARK | 4240 DEERING PARKWAY |  | MIMS | FL | 32775 |  | 3212688555 |  | PENNY GRABER | STEVE D. GRABER | 4240 DEERING PARKWAY |  | MIMS | FL | 32754 | 5819 | 3212688555 |  | INVESTOR | 25 | 10800 | 63 | 2014-04-07 | 2018-06-06 | NC01 | 50
3 | BREVARD | CD | WMCA_PRINCIPAL@YAHOO.COM | 3054159 | NONTRANSIENT NONCOMMUNITY | AERATION FOR REMOVAL OF ANY PRIMARY CONTAMINANT; ALKALINITY/PH ADJUSTMENT; CHLORAMIN ATION; CHLORINE DIOXIDE FOR OXIDATION OR DISINFECTION; FLUORIDATION; ION EXCHANGE FOR REMOVAL OF ANY SECONDARY CONTAMINANT, SULFIDE, OR ANY UNREGULATED CONTAMINANT; OR OZONATION LESS THAN 0.1 MGD. STAFFING BY A CLASS D OR HIGHER OPERATOR: 3 VISITS/WEEK ON NONCONSECUTIVE DAYS FOR A TOTAL OF 0.6 HOUR/WEEK. THE LEAD/CHIEF OPERATOR MUST BE CLASS D OR HIGHER. | N | Y | NEW HOPE SANCTUARY | 3150 MILWAUKEE AVENUE |  | WEST MELBOURNE | FL | 32904 |  | 3217257281 |  | MARK SILER | BRUCE SILER | 3150 MILWAUKEE AVE |  | WEST MELBOURNE | FL | 32904 | 6419 | 3217257281 |  | INVESTOR | 125 | 10800 | 6 | 2016-07-15 | 2019-04-17 | NTNC | 100
3 | BREVARD | CD |  | 3054161 | NONCOMMUNITY | CHLORINATION; AERATION FOR REMOVAL OF ANY SECONDARY CONTAMINANT, SULFIDE, OR ANY UNREGULATED CONTAMINANT; CORROSION CONTROL INHIBITOR ADDITION; HYPOCHLORINATION; IRON OR MANGANESE SEQUESTRATION; OR ULTRAVIOLET RADIATION. THE LEAD/CHIEF OPERATOR MUST BE CLASS D OR HIGHER. 50,000 GPD UP TO 0.25 MGD-STAFFING BY CLASS D OR HIGHER OPERATOR: 3 VISITS/WEEK ON NONCONSECUTIVE DAYS FOR A TOTAL OF 0.3 HOUR/WEEK. LESS THAN 50,000 GPD-STAFFING BY A CLASS D OR HIGHER OPERATOR: 2 VISITS/WEEK ON NONCONSECUTIVE DAYS FOR A TOTAL OF 0.2 HOUR/WEEK. THERE SHALL BE NO MORE THAN 5 DAYS BETWEEN THE LAST VISIT IN ONE WEEK AND THE FIRST VISIT IN THE NEXT WEEK. | N | Y | FILL-IN-STATION | 2685 NORTH U S HWY 1 |  | MIMS | FL | 32754 |  | 3213830053 |  | DAVID KEENE | DAVID KEENE | 2685 N. US 1 |  | MIMS | FL | 32754 |  | 3213830053 |  | INVESTOR | 25 | 10800 | 1 | 2014-06-13 | 2020-02-25 | NC01 | 50
3 | BREVARD | CD | NONE | 3054162 | NONCOMMUNITY | CHLORINATION; AERATION FOR REMOVAL OF ANY SECONDARY CONTAMINANT, SULFIDE, OR ANY UNREGULATED CONTAMINANT; CORROSION CONTROL INHIBITOR ADDITION; HYPOCHLORINATION; IRON OR MANGANESE SEQUESTRATION; OR ULTRAVIOLET RADIATION. THE LEAD/CHIEF OPERATOR MUST BE CLASS D OR HIGHER. 50,000 GPD UP TO 0.25 MGD-STAFFING BY CLASS D OR HIGHER OPERATOR: 3 VISITS/WEEK ON NONCONSECUTIVE DAYS FOR A TOTAL OF 0.3 HOUR/WEEK. LESS THAN 50,000 GPD-STAFFING BY A CLASS D OR HIGHER OPERATOR: 2 VISITS/WEEK ON NONCONSECUTIVE DAYS FOR A TOTAL OF 0.2 HOUR/WEEK. THERE SHALL BE NO MORE THAN 5 DAYS BETWEEN THE LAST VISIT IN ONE WEEK AND THE FIRST VISIT IN THE NEXT WEEK. | N | Y | SURFCASTER'S MOTEL & DEANGELO'S | 5935 SOUTH A1A |  | MELBOURNE BEACH | FL | 32951 |  | 3217230383 |  | RICH DEANGELO | PHILIP DEANGELO | 5935 S HWY A1A |  | MELBOURNE BEACH | FL | 32951 |  | 3217230383 |  | INVESTOR | 25 | 8100 | 1 | 2016-11-21 | 2021-07-28 | NC01 | 50
3 | BREVARD | CD |  | 3054163 | NONCOMMUNITY | CHLORINATION; AERATION FOR REMOVAL OF ANY SECONDARY CONTAMINANT, SULFIDE, OR ANY UNREGULATED CONTAMINANT; CORROSION CONTROL INHIBITOR ADDITION; HYPOCHLORINATION; IRON OR MANGANESE SEQUESTRATION; OR ULTRAVIOLET RADIATION. THE LEAD/CHIEF OPERATOR MUST BE CLASS D OR HIGHER. 50,000 GPD UP TO 0.25 MGD-STAFFING BY CLASS D OR HIGHER OPERATOR: 3 VISITS/WEEK ON NONCONSECUTIVE DAYS FOR A TOTAL OF 0.3 HOUR/WEEK. LESS THAN 50,000 GPD-STAFFING BY A CLASS D OR HIGHER OPERATOR: 2 VISITS/WEEK ON NONCONSECUTIVE DAYS FOR A TOTAL OF 0.2 HOUR/WEEK. THERE SHALL BE NO MORE THAN 5 DAYS BETWEEN THE LAST VISIT IN ONE WEEK AND THE FIRST VISIT IN THE NEXT WEEK. | N | Y | FIRST BAPTIST CHURCH OF AURANTIA | 3953 FAIRFAX DR (PO BOX # 96) |  | MIMS | FL | 32754 | 96 | 3212691618 |  | JAMES HARVEY | FIRST BAPTIST CHURCH OF AURANTIA | PO BOX 96 |  | MIMS | FL | 32754 | 96 | 3212691618 |  | INVESTOR | 25 | 36000 | 4 | 2011-12-15 | 2018-06-06 | NC01 | 50
3 | BREVARD | CD | INFO@ORBITRV.COM | 3054164 | NONCOMMUNITY | CHLORINATION; AERATION FOR REMOVAL OF ANY SECONDARY CONTAMINANT, SULFIDE, OR ANY UNREGULATED CONTAMINANT; CORROSION CONTROL INHIBITOR ADDITION; HYPOCHLORINATION; IRON OR MANGANESE SEQUESTRATION; OR ULTRAVIOLET RADIATION. THE LEAD/CHIEF OPERATOR MUST BE CLASS D OR HIGHER. 50,000 GPD UP TO 0.25 MGD-STAFFING BY CLASS D OR HIGHER OPERATOR: 3 VISITS/WEEK ON NONCONSECUTIVE DAYS FOR A TOTAL OF 0.3 HOUR/WEEK. LESS THAN 50,000 GPD-STAFFING BY A CLASS D OR HIGHER OPERATOR: 2 VISITS/WEEK ON NONCONSECUTIVE DAYS FOR A TOTAL OF 0.2 HOUR/WEEK. THERE SHALL BE NO MORE THAN 5 DAYS BETWEEN THE LAST VISIT IN ONE WEEK AND THE FIRST VISIT IN THE NEXT WEEK. | N | Y | ORBIT RV PARK INC | 3860 US HWY 1 |  | GRANT | FL | 32949 |  | 3219532555 |  | KEITH RYAN | GRACE AND HENRY PODSIEDLIK | 3860 US 1 |  | GRANT | FL | 32949 |  | 3219532555 |  | INVESTOR | 25 | 5400 | 40 | 2017-02-22 | 2021-08-02 | NC01 | 50
3 | BREVARD | CD |  | 3054165 | NONCOMMUNITY | CHLORINATION; AERATION FOR REMOVAL OF ANY SECONDARY CONTAMINANT, SULFIDE, OR ANY UNREGULATED CONTAMINANT; CORROSION CONTROL INHIBITOR ADDITION; HYPOCHLORINATION; IRON OR MANGANESE SEQUESTRATION; OR ULTRAVIOLET RADIATION. THE LEAD/CHIEF OPERATOR MUST BE CLASS D OR HIGHER. 50,000 GPD UP TO 0.25 MGD-STAFFING BY CLASS D OR HIGHER OPERATOR: 3 VISITS/WEEK ON NONCONSECUTIVE DAYS FOR A TOTAL OF 0.3 HOUR/WEEK. LESS THAN 50,000 GPD-STAFFING BY A CLASS D OR HIGHER OPERATOR: 2 VISITS/WEEK ON NONCONSECUTIVE DAYS FOR A TOTAL OF 0.2 HOUR/WEEK. THERE SHALL BE NO MORE THAN 5 DAYS BETWEEN THE LAST VISIT IN ONE WEEK AND THE FIRST VISIT IN THE NEXT WEEK. | N | Y | SMOKIN ICE HOUSE | 5890 U.S. HIGHWAY 1 |  | GRANT | FL | 32949 |  |  |  | MICHAEL QUATRARO | MICHAEL QUATRARO | PO BOX 482 |  | GRANT | FL | 32949 | 482 | 3219143988 |  | INVESTOR | 25 | 5760 | 2 | 2012-09-18 | 2018-01-17 | NC01 | 50
3 | BREVARD | CD | TOMMIE.NANCE@BREVARDCOUNTY.US | 3054166 | NONCOMMUNITY | CHLORINATION; AERATION FOR REMOVAL OF ANY SECONDARY CONTAMINANT, SULFIDE, OR ANY UNREGULATED CONTAMINANT; CORROSION CONTROL INHIBITOR ADDITION; HYPOCHLORINATION; IRON OR MANGANESE SEQUESTRATION; OR ULTRAVIOLET RADIATION. THE LEAD/CHIEF OPERATOR MUST BE CLASS D OR HIGHER. 50,000 GPD UP TO 0.25 MGD-STAFFING BY CLASS D OR HIGHER OPERATOR: 3 VISITS/WEEK ON NONCONSECUTIVE DAYS FOR A TOTAL OF 0.3 HOUR/WEEK. LESS THAN 50,000 GPD-STAFFING BY A CLASS D OR HIGHER OPERATOR: 2 VISITS/WEEK ON NONCONSECUTIVE DAYS FOR A TOTAL OF 0.2 HOUR/WEEK. THERE SHALL BE NO MORE THAN 5 DAYS BETWEEN THE LAST VISIT IN ONE WEEK AND THE FIRST VISIT IN THE NEXT WEEK. | N | Y | SOUTH MAINLAND COMMUNITY CTR | 3700 ALLEN AVE |  | MICCO | FL | 32976 |  | 7726638748 |  | TOM NANCE | JERRY GUST | 1515 SARNO ROAD | BLDG A | MELBOURNE | FL | 32935 |  | 3212554400 |  | OTHER | 25 | 43200 | 1 | 2016-05-27 | 2021-07-23 | NC01 | 50
3 | BREVARD | CD |  | 3054168 | NONCOMMUNITY | CHLORINATION; AERATION FOR REMOVAL OF ANY SECONDARY CONTAMINANT, SULFIDE, OR ANY UNREGULATED CONTAMINANT; CORROSION CONTROL INHIBITOR ADDITION; HYPOCHLORINATION; IRON OR MANGANESE SEQUESTRATION; OR ULTRAVIOLET RADIATION. THE LEAD/CHIEF OPERATOR MUST BE CLASS D OR HIGHER. 50,000 GPD UP TO 0.25 MGD-STAFFING BY CLASS D OR HIGHER OPERATOR: 3 VISITS/WEEK ON NONCONSECUTIVE DAYS FOR A TOTAL OF 0.3 HOUR/WEEK. LESS THAN 50,000 GPD-STAFFING BY A CLASS D OR HIGHER OPERATOR: 2 VISITS/WEEK ON NONCONSECUTIVE DAYS FOR A TOTAL OF 0.2 HOUR/WEEK. THERE SHALL BE NO MORE THAN 5 DAYS BETWEEN THE LAST VISIT IN ONE WEEK AND THE FIRST VISIT IN THE NEXT WEEK. | N | Y | MARINA CAFE | 8490 US HWY 1 |  | MICCO | FL | 32967 |  | 7726647400 |  | PAT MURPHY | EUGENE LOMANDO | 13179 SW 10TH LANE |  | MIAMI | FL | 33184 |  | 3053458309 |  | OTHER | 25 | 3000 | 2 | 2018-02-09 | 2018-01-17 | NC01 | 50
3 | BREVARD | CD |  | 3054169 | NONCOMMUNITY | CHLORINATION; AERATION FOR REMOVAL OF ANY SECONDARY CONTAMINANT, SULFIDE, OR ANY UNREGULATED CONTAMINANT; CORROSION CONTROL INHIBITOR ADDITION; HYPOCHLORINATION; IRON OR MANGANESE SEQUESTRATION; OR ULTRAVIOLET RADIATION. THE LEAD/CHIEF OPERATOR MUST BE CLASS D OR HIGHER. 50,000 GPD UP TO 0.25 MGD-STAFFING BY CLASS D OR HIGHER OPERATOR: 3 VISITS/WEEK ON NONCONSECUTIVE DAYS FOR A TOTAL OF 0.3 HOUR/WEEK. LESS THAN 50,000 GPD-STAFFING BY A CLASS D OR HIGHER OPERATOR: 2 VISITS/WEEK ON NONCONSECUTIVE DAYS FOR A TOTAL OF 0.2 HOUR/WEEK. THERE SHALL BE NO MORE THAN 5 DAYS BETWEEN THE LAST VISIT IN ONE WEEK AND THE FIRST VISIT IN THE NEXT WEEK. | N | Y | PALM BAY CONGR. OF JEHOVAH'S WITNESSES | 8765 BABCOCK STREET, NE |  | PALM BAY | FL | 32909 |  | 3217272720 |  | VIRGINIA JAMES | MR. DANA OWENS | 8765 BABCOCK ST NE |  | PALM BAY | FL | 32909 |  | 3217272720 |  | OTHER | 25 | 5760 | 1 | 2018-07-05 | 2018-06-06 | NC01 | 50
3 | BREVARD | CD |  | 3054170 | COMMUNITY | AERATION FOR REMOVAL OF ANY PRIMARY CONTAMINANT; ALKALINITY/PH ADJUSTMENT; CHLORAMIN ATION; CHLORINE DIOXIDE FOR OXIDATION OR DISINFECTION; FLUORIDATION; ION EXCHANGE FOR REMOVAL OF ANY SECONDARY CONTAMINANT, SULFIDE, OR ANY UNREGULATED CONTAMINANT; OR OZONATION. THE LEAD/CHIEF OPERATOR MUST BE CLASS C OR HIGHER. 5.0 MGD UP TO 10 MGD-STAFFING BY CLASS C OR HIGHER OPERATOR: 6 HOURS/DAY FOR 5 DAYS/WEEK AND ONE VISIT ON EACH WEEKEND DAY. 3.0 MGD UP TO 5.0 MGD-STAFFING BY CLASS C OR HIGHER OPERATOR: 3 HOURS/DAY FOR 5 DAYS/WEEK AND ONE VISIT ON EACH WEEKEND DAY. 1.0 MGD UP TO 3.0 MGD-STAFFING BY CLASS C OR HIGHER OPERATOR: 1 HOUR/DAY FOR 5 DAYS/WEEK AND ONE VISIT ON EACH WEEKEND DAY. 0.1 MGD UP TO 1.0 MGD-STAFFING BY CLASS C OR HIGHER OPERATOR: 5 VISITS/WEEK AND ONE VISIT EACH WEEKEND FOR A TOTAL OF 1.2 HOURS/WEEK. | N | Y | SAN SEBASTIAN WOODS | 8800 7TH AVE |  | MICCO | FL | 32976 |  | 7726641633 |  | Mark Dowe | EDWARD FONTANIN,P.E. | 2725 JUDGE FRAN JAMIESON WAY |  | VIERA | FL | 32940 |  | 3216332091 |  | INVESTOR | 131 | 100800 | 57 | 2012-11-29 | 2021-12-06 | DC05 | 500
3 | BREVARD | CD |  | 3054171 | NONCOMMUNITY | CHLORINATION; AERATION FOR REMOVAL OF ANY SECONDARY CONTAMINANT, SULFIDE, OR ANY UNREGULATED CONTAMINANT; CORROSION CONTROL INHIBITOR ADDITION; HYPOCHLORINATION; IRON OR MANGANESE SEQUESTRATION; OR ULTRAVIOLET RADIATION. THE LEAD/CHIEF OPERATOR MUST BE CLASS D OR HIGHER. 50,000 GPD UP TO 0.25 MGD-STAFFING BY CLASS D OR HIGHER OPERATOR: 3 VISITS/WEEK ON NONCONSECUTIVE DAYS FOR A TOTAL OF 0.3 HOUR/WEEK. LESS THAN 50,000 GPD-STAFFING BY A CLASS D OR HIGHER OPERATOR: 2 VISITS/WEEK ON NONCONSECUTIVE DAYS FOR A TOTAL OF 0.2 HOUR/WEEK. THERE SHALL BE NO MORE THAN 5 DAYS BETWEEN THE LAST VISIT IN ONE WEEK AND THE FIRST VISIT IN THE NEXT WEEK. | N | Y | LONG POINT BAIT AND TACKLE | 100 LONG POINT ROAD |  | MELBOURNE BEACH | FL | 32951 |  | 3219844131 |  | TROY GEBELEIN | TROY GEBELEIN | 100 LONG POINT RD |  | MELBOURNE BEACH | FL | 32951 |  | 3219844131 |  | INVESTOR | 25 | 19200 | 1 | 2016-11-21 | 2021-07-28 | NC01 | 50
3 | BREVARD | CD |  | 3054174 | NONCOMMUNITY | CHLORINATION; AERATION FOR REMOVAL OF ANY SECONDARY CONTAMINANT, SULFIDE, OR ANY UNREGULATED CONTAMINANT; CORROSION CONTROL INHIBITOR ADDITION; HYPOCHLORINATION; IRON OR MANGANESE SEQUESTRATION; OR ULTRAVIOLET RADIATION. THE LEAD/CHIEF OPERATOR MUST BE CLASS D OR HIGHER. 50,000 GPD UP TO 0.25 MGD-STAFFING BY CLASS D OR HIGHER OPERATOR: 3 VISITS/WEEK ON NONCONSECUTIVE DAYS FOR A TOTAL OF 0.3 HOUR/WEEK. LESS THAN 50,000 GPD-STAFFING BY A CLASS D OR HIGHER OPERATOR: 2 VISITS/WEEK ON NONCONSECUTIVE DAYS FOR A TOTAL OF 0.2 HOUR/WEEK. THERE SHALL BE NO MORE THAN 5 DAYS BETWEEN THE LAST VISIT IN ONE WEEK AND THE FIRST VISIT IN THE NEXT WEEK. | N | Y | OUTRIGGERS BAR & GRILL | 4015 MAIN ST |  | MICCO | FL | 32976 |  | 7726641112 |  |  | JEFF AND STEPHANIE CHANDLER | 4015 MAIN ST. |  | MICCO | FL | 32976 |  | 3214435862 |  | INVESTOR | 25 | 11520 | 1 | 2013-11-15 | 2020-01-22 | NC01 | 50
3 | BREVARD | CD | jessica.breault@brevardparks.com | 3054179 | NONCOMMUNITY | CHLORINATION; AERATION FOR REMOVAL OF ANY SECONDARY CONTAMINANT, SULFIDE, OR ANY UNREGULATED CONTAMINANT; CORROSION CONTROL INHIBITOR ADDITION; HYPOCHLORINATION; IRON OR MANGANESE SEQUESTRATION; OR ULTRAVIOLET RADIATION. THE LEAD/CHIEF OPERATOR MUST BE CLASS D OR HIGHER. 50,000 GPD UP TO 0.25 MGD-STAFFING BY CLASS D OR HIGHER OPERATOR: 3 VISITS/WEEK ON NONCONSECUTIVE DAYS FOR A TOTAL OF 0.3 HOUR/WEEK. LESS THAN 50,000 GPD-STAFFING BY A CLASS D OR HIGHER OPERATOR: 2 VISITS/WEEK ON NONCONSECUTIVE DAYS FOR A TOTAL OF 0.2 HOUR/WEEK. THERE SHALL BE NO MORE THAN 5 DAYS BETWEEN THE LAST VISIT IN ONE WEEK AND THE FIRST VISIT IN THE NEXT WEEK. | N | Y | MICCO PARK | 9655 RIVERVIEW DRIVE |  | MICCO | FL | 32976 |  | 3213023217 |  | TOMMIE NANCE | JERRY GUST | 1515 SARNO ROAD | BLDG A | MELBOURNE | FL | 32935 |  | 3212554400 |  | COUNTY | 25 | 675 | 5 | 2018-01-30 | 2018-01-17 | NC01 | 50
3 | BREVARD | CD |  | 3054180 | NONCOMMUNITY | CHLORINATION; AERATION FOR REMOVAL OF ANY SECONDARY CONTAMINANT, SULFIDE, OR ANY UNREGULATED CONTAMINANT; CORROSION CONTROL INHIBITOR ADDITION; HYPOCHLORINATION; IRON OR MANGANESE SEQUESTRATION; OR ULTRAVIOLET RADIATION. THE LEAD/CHIEF OPERATOR MUST BE CLASS D OR HIGHER. 50,000 GPD UP TO 0.25 MGD-STAFFING BY CLASS D OR HIGHER OPERATOR: 3 VISITS/WEEK ON NONCONSECUTIVE DAYS FOR A TOTAL OF 0.3 HOUR/WEEK. LESS THAN 50,000 GPD-STAFFING BY A CLASS D OR HIGHER OPERATOR: 2 VISITS/WEEK ON NONCONSECUTIVE DAYS FOR A TOTAL OF 0.2 HOUR/WEEK. THERE SHALL BE NO MORE THAN 5 DAYS BETWEEN THE LAST VISIT IN ONE WEEK AND THE FIRST VISIT IN THE NEXT WEEK. | N | Y | GRANT CONVENIENCE STORE | 6080 US HIGHWAY 1 |  | GRANT | FL | 32949 |  | 3212426333 |  | PAULA BURNS | RAJENDRA SHAH | 380 COMMERCE PARKWAY |  | ROCKLEDGE | FL | 32955 |  |  |  | INVESTOR | 25 | 3780 | 1 | 2014-03-11 | 2021-07-23 | NC01 | 50
3 | BREVARD | CD |  | 3054181 | NONCOMMUNITY | ACTIVATED CARBON PROCESSES; DIATOMACEOUS EARTH FILTRATION; ION EXCHANGE FOR REMOVAL OF ANY PRIMARY CONTAMINANT; ION AND MANGANESE REMOVAL (OXIDATION, DETENTION, AND FILTRATION); OR SLOW SAND FILTRATION. LEAD/CHIEF OPERATOR MUST BE CLASS C OR HIGHER. 1.0 MGD UP TO 2.0 MGD-STAFFING BY CLASS C OR HIGHER OPERATOR: 6 HOURS/DAY FOR 5 DAYS/WEEK AND ONE VISIT ON EACH WEEKEND DAY. 0.5 MGD UP TO 1.0 MGD-STAFFING BY CLASS C OR HIGHER OPERATOR: 3 HOURS/DAY FOR 5 DAYS/WEEK AND ONE VISIT ON EACH WEEKEND DAY. 0.25 MGD UP TO 0.5 MGD-STAFFING BY CLASS C OR HIGHER OPERATOR: 1 HOUR/DAY FOR 5 DAYS/WEEK AND ONE VISIT ON EACH WEEKEND DAY. LESS THAN 0.25 MGD-STAFFING BY CLASS C OR HIGHER OPERATOR: 5 VISITS/WEEK AND ONE VISIT EACH WEEKEND FOR A TOTAL OF 1.8 HOURS/WEEK. | N | Y | ST. SEBASTIAN RIVER PRESERVE VISITOR CTR | 1000 BUFFER PRESERVE DR |  | FELLSMERE | FL | 32948 |  | 3219535005 |  | DYLAN GAVAGNI | FDEP-DIV OF RECREATION & PARKS | 1800 WEKIWA CIRCLE |  | APOPKA | FL | 32712 |  | 4078842000 |  | STATE | 25 | 1200 | 1 | 2019-12-09 | 2019-10-28 | NC01 | 50
3 | BREVARD | CD | raymond.mojica@brevardcounty.us | 3054183 | NONCOMMUNITY | CHLORINATION; AERATION FOR REMOVAL OF ANY SECONDARY CONTAMINANT, SULFIDE, OR ANY UNREGULATED CONTAMINANT; CORROSION CONTROL INHIBITOR ADDITION; HYPOCHLORINATION; IRON OR MANGANESE SEQUESTRATION; OR ULTRAVIOLET RADIATION. THE LEAD/CHIEF OPERATOR MUST BE CLASS D OR HIGHER. 50,000 GPD UP TO 0.25 MGD-STAFFING BY CLASS D OR HIGHER OPERATOR: 3 VISITS/WEEK ON NONCONSECUTIVE DAYS FOR A TOTAL OF 0.3 HOUR/WEEK. LESS THAN 50,000 GPD-STAFFING BY A CLASS D OR HIGHER OPERATOR: 2 VISITS/WEEK ON NONCONSECUTIVE DAYS FOR A TOTAL OF 0.2 HOUR/WEEK. THERE SHALL BE NO MORE THAN 5 DAYS BETWEEN THE LAST VISIT IN ONE WEEK AND THE FIRST VISIT IN THE NEXT WEEK. | N | Y | BARRIER ISLAND ECOSYSTEM CENTER | 8385 SOUTH HIGHWAY A1A |  | MELBOURNE | FL | 32951 |  | 3217233556 |  | RAYMOND MOJICA | BREVARD COUNTY UTILITIES | 91 EAST DRIVE |  | MELBOURNE | FL | 32904 |  | 3212554466 |  | COUNTY | 25 | 11000 | 1 | 2016-06-09 | 2021-07-28 | NC01 | 50
3 | BREVARD | CD |  | 3054184 | NONCOMMUNITY | CHLORINATION; AERATION FOR REMOVAL OF ANY SECONDARY CONTAMINANT, SULFIDE, OR ANY UNREGULATED CONTAMINANT; CORROSION CONTROL INHIBITOR ADDITION; HYPOCHLORINATION; IRON OR MANGANESE SEQUESTRATION; OR ULTRAVIOLET RADIATION. THE LEAD/CHIEF OPERATOR MUST BE CLASS D OR HIGHER. 50,000 GPD UP TO 0.25 MGD-STAFFING BY CLASS D OR HIGHER OPERATOR: 3 VISITS/WEEK ON NONCONSECUTIVE DAYS FOR A TOTAL OF 0.3 HOUR/WEEK. LESS THAN 50,000 GPD-STAFFING BY A CLASS D OR HIGHER OPERATOR: 2 VISITS/WEEK ON NONCONSECUTIVE DAYS FOR A TOTAL OF 0.2 HOUR/WEEK. THERE SHALL BE NO MORE THAN 5 DAYS BETWEEN THE LAST VISIT IN ONE WEEK AND THE FIRST VISIT IN THE NEXT WEEK. | N | Y | TROPICAL SPOT TIKI BAR & GRILL | 3800 U.S. HIGHWAY 1 |  | GRANT | FL | 32945 |  | 3216742060 |  | IAN JOHNSTON | IAN JOHNSTON | 335 SPOONBILL LANE |  | MELBOURNE BEACH | FL | 32951 |  | 3212902850 |  | INVESTOR | 25 | 8100 | 1 | 2018-05-29 | 2018-01-17 | NC01 | 50
3 | BREVARD | CD |  | 3054185 | NONCOMMUNITY | CHLORINATION; AERATION FOR REMOVAL OF ANY SECONDARY CONTAMINANT, SULFIDE, OR ANY UNREGULATED CONTAMINANT; CORROSION CONTROL INHIBITOR ADDITION; HYPOCHLORINATION; IRON OR MANGANESE SEQUESTRATION; OR ULTRAVIOLET RADIATION. THE LEAD/CHIEF OPERATOR MUST BE CLASS D OR HIGHER. 50,000 GPD UP TO 0.25 MGD-STAFFING BY CLASS D OR HIGHER OPERATOR: 3 VISITS/WEEK ON NONCONSECUTIVE DAYS FOR A TOTAL OF 0.3 HOUR/WEEK. LESS THAN 50,000 GPD-STAFFING BY A CLASS D OR HIGHER OPERATOR: 2 VISITS/WEEK ON NONCONSECUTIVE DAYS FOR A TOTAL OF 0.2 HOUR/WEEK. THERE SHALL BE NO MORE THAN 5 DAYS BETWEEN THE LAST VISIT IN ONE WEEK AND THE FIRST VISIT IN THE NEXT WEEK. | N | Y | THE OLD FISH HOUSE | 5185 US HIGHWAY 1 |  | GRANT | FL | 32949 |  | 3217333390 |  | BONNIE ROBERTS | BONNIE ROBERTS | 5185 US HIGHWAY 1 |  | GRANT | FL | 32949 |  | 3217333390 |  | INVESTOR | 25 | 10800 | 2 | 2018-04-23 | 2018-01-17 | NC01 | 50
3 | BREVARD | CD |  | 3054186 | NONCOMMUNITY | CHLORINATION; AERATION FOR REMOVAL OF ANY SECONDARY CONTAMINANT, SULFIDE, OR ANY UNREGULATED CONTAMINANT; CORROSION CONTROL INHIBITOR ADDITION; HYPOCHLORINATION; IRON OR MANGANESE SEQUESTRATION; OR ULTRAVIOLET RADIATION. THE LEAD/CHIEF OPERATOR MUST BE CLASS D OR HIGHER. 50,000 GPD UP TO 0.25 MGD-STAFFING BY CLASS D OR HIGHER OPERATOR: 3 VISITS/WEEK ON NONCONSECUTIVE DAYS FOR A TOTAL OF 0.3 HOUR/WEEK. LESS THAN 50,000 GPD-STAFFING BY A CLASS D OR HIGHER OPERATOR: 2 VISITS/WEEK ON NONCONSECUTIVE DAYS FOR A TOTAL OF 0.2 HOUR/WEEK. THERE SHALL BE NO MORE THAN 5 DAYS BETWEEN THE LAST VISIT IN ONE WEEK AND THE FIRST VISIT IN THE NEXT WEEK. | N | Y | GRANT STATION RESTAURANT & STORE | 5390 US HIGHWAY 1 |  | GRANT VALKARIA | FL | 32949 |  | 3218484075 |  | ROBERT POZGAR | ROBERT POZGAR | 5390 US HWY 1 |  | GRANT VALKARIA | FL | 32949 |  | 3218484075 |  | INVESTOR | 25 | 7280 | 2 |  | 2018-01-17 | NC01 | 50
3 | BREVARD | CD | don.murphy@va.gov | 3054187 | NONCOMMUNITY | CHLORINATION; AERATION FOR REMOVAL OF ANY SECONDARY CONTAMINANT, SULFIDE, OR ANY UNREGULATED CONTAMINANT; CORROSION CONTROL INHIBITOR ADDITION; HYPOCHLORINATION; IRON OR MANGANESE SEQUESTRATION; OR ULTRAVIOLET RADIATION. THE LEAD/CHIEF OPERATOR MUST BE CLASS D OR HIGHER. 50,000 GPD UP TO 0.25 MGD-STAFFING BY CLASS D OR HIGHER OPERATOR: 3 VISITS/WEEK ON NONCONSECUTIVE DAYS FOR A TOTAL OF 0.3 HOUR/WEEK. LESS THAN 50,000 GPD-STAFFING BY A CLASS D OR HIGHER OPERATOR: 2 VISITS/WEEK ON NONCONSECUTIVE DAYS FOR A TOTAL OF 0.2 HOUR/WEEK. THERE SHALL BE NO MORE THAN 5 DAYS BETWEEN THE LAST VISIT IN ONE WEEK AND THE FIRST VISIT IN THE NEXT WEEK. | N | Y | CAPE CANAVERAL NATIONAL CEMETERY (2 WPS) | 5525 US HIGHWAY 1 |  | MIMS | FL | 32754 |  | 3213832638 |  | CINDY MERRITT | KEVIN RIDGEWAY | 5525 US 1 |  | MIMS | FL | 32754 |  | 3213832638 | 8006 | FEDERAL | 25 | 20000 | 2 |  | 2020-02-25 | NC01 | 50
3 | BREVARD | CD |  | 3054189 | NONCOMMUNITY | CHLORINATION; AERATION FOR REMOVAL OF ANY SECONDARY CONTAMINANT, SULFIDE, OR ANY UNREGULATED CONTAMINANT; CORROSION CONTROL INHIBITOR ADDITION; HYPOCHLORINATION; IRON OR MANGANESE SEQUESTRATION; OR ULTRAVIOLET RADIATION. THE LEAD/CHIEF OPERATOR MUST BE CLASS D OR HIGHER. 50,000 GPD UP TO 0.25 MGD-STAFFING BY CLASS D OR HIGHER OPERATOR: 3 VISITS/WEEK ON NONCONSECUTIVE DAYS FOR A TOTAL OF 0.3 HOUR/WEEK. LESS THAN 50,000 GPD-STAFFING BY A CLASS D OR HIGHER OPERATOR: 2 VISITS/WEEK ON NONCONSECUTIVE DAYS FOR A TOTAL OF 0.2 HOUR/WEEK. THERE SHALL BE NO MORE THAN 5 DAYS BETWEEN THE LAST VISIT IN ONE WEEK AND THE FIRST VISIT IN THE NEXT WEEK. | N | Y | DOLLAR GENERAL MIMS | 3795 SUMMER STREET |  | MIMS | FL | 32754 |  | 3213624890 |  | KRISTIN ELLIOTT | BRIAN CRAWFORD | 3324 W. UNIVERSITY AVE. | PMB # 151 | GAINESVILLE | FL | 32607 |  | 3523333233 |  | OTHER | 25 | 1000 | 1 | 2021-09-03 | 2018-07-06 | NC01 | 50
3 | BREVARD | CD |  | 3054190 | NONCOMMUNITY | CHLORINATION; AERATION FOR REMOVAL OF ANY SECONDARY CONTAMINANT, SULFIDE, OR ANY UNREGULATED CONTAMINANT; CORROSION CONTROL INHIBITOR ADDITION; HYPOCHLORINATION; IRON OR MANGANESE SEQUESTRATION; OR ULTRAVIOLET RADIATION. THE LEAD/CHIEF OPERATOR MUST BE CLASS D OR HIGHER. 50,000 GPD UP TO 0.25 MGD-STAFFING BY CLASS D OR HIGHER OPERATOR: 3 VISITS/WEEK ON NONCONSECUTIVE DAYS FOR A TOTAL OF 0.3 HOUR/WEEK. LESS THAN 50,000 GPD-STAFFING BY A CLASS D OR HIGHER OPERATOR: 2 VISITS/WEEK ON NONCONSECUTIVE DAYS FOR A TOTAL OF 0.2 HOUR/WEEK. THERE SHALL BE NO MORE THAN 5 DAYS BETWEEN THE LAST VISIT IN ONE WEEK AND THE FIRST VISIT IN THE NEXT WEEK. | N | Y | VALKARIA AIRPORT TERMINAL | 1 PILOTS PLACE |  | VALKARIA | FL | 32950 |  | 3529524592 |  | STEVE BOROWSKI | STEVE BOROWSKI | 1 PILOTS PLACE |  | VALKARIA | FL | 32950 |  | 3529524592 |  | COUNTY | 25 | 2000 | 1 |  | 2019-03-06 | NC01 | 50
3 | BREVARD | CD |  | 3054191 | NONCOMMUNITY | CHLORINATION; AERATION FOR REMOVAL OF ANY SECONDARY CONTAMINANT, SULFIDE, OR ANY UNREGULATED CONTAMINANT; CORROSION CONTROL INHIBITOR ADDITION; HYPOCHLORINATION; IRON OR MANGANESE SEQUESTRATION; OR ULTRAVIOLET RADIATION. THE LEAD/CHIEF OPERATOR MUST BE CLASS D OR HIGHER. 50,000 GPD UP TO 0.25 MGD-STAFFING BY CLASS D OR HIGHER OPERATOR: 3 VISITS/WEEK ON NONCONSECUTIVE DAYS FOR A TOTAL OF 0.3 HOUR/WEEK. LESS THAN 50,000 GPD-STAFFING BY A CLASS D OR HIGHER OPERATOR: 2 VISITS/WEEK ON NONCONSECUTIVE DAYS FOR A TOTAL OF 0.2 HOUR/WEEK. THERE SHALL BE NO MORE THAN 5 DAYS BETWEEN THE LAST VISIT IN ONE WEEK AND THE FIRST VISIT IN THE NEXT WEEK. | N | Y | PELICAN LODGE | 5690 S US-HWY 1 |  | GRANT VALKARIA | FL | 32949 |  | 3054948273 |  |  | ISAAC HARTZY | 2215 NE 204TH ST |  | MIAMI | FL | 33180 | 0 | 3054948273 |  | OTHER | 25 | 10800 | 16 |  | 2021-06-16 | NC01 | 50
4 | INDIAN RIVER | SED | JHOWARD@COVB.ORG | 3310206 | COMMUNITY | CONVENTIONAL FILTRATION (COAGULATION, FLOCCULATION, SEDIMENTATION, AND FILTRATION); DIRECT FILTRATION, (COAGULATION AND FILTRATION); OR LIME SOFTENING 5.0 MGD AND ABOVE. STAFFING BY CLASS C OR HIGHER OPERATOR: 24 HOURS/DAY FOR 7 DAYS/WEEK. THE LEAD/CHIEF OPERATOR MUST BE CLASS A. | N | Y | VERO BEACH, CITY OF | 3225 N US 1/N AIRPORT DR |  | VERO BEACH | FL | 32961 | 1389 | 7729785225 |  | JEFF HOWARD | ROBERT BOLTON | PO BOX 1389 |  | VERO BEACH | FL | 32961 | 1389 | 7729785211 |  | MUNICIPALITY | 37308 | 14990000 | 11972 | 2019-12-13 | 2019-02-21 | DC01 | 6000
4 | INDIAN RIVER | SED | Mmonroe@sunaginc.com | 3310364 | NONTRANSIENT NONCOMMUNITY | CHLORINATION; AERATION FOR REMOVAL OF ANY SECONDARY CONTAMINANT, SULFIDE, OR ANY UNREGULATED CONTAMINANT; CORROSION CONTROL INHIBITOR ADDITION; HYPOCHLORINATION; IRON OR MANGANESE SEQUESTRATION; OR ULTRAVIOLET RADIATION. THE LEAD/CHIEF OPERATOR MUST BE CLASS D OR HIGHER. 50,000 GPD UP TO 0.25 MGD-STAFFING BY CLASS D OR HIGHER OPERATOR: 3 VISITS/WEEK ON NONCONSECUTIVE DAYS FOR A TOTAL OF 0.3 HOUR/WEEK. LESS THAN 50,000 GPD-STAFFING BY A CLASS D OR HIGHER OPERATOR: 2 VISITS/WEEK ON NONCONSECUTIVE DAYS FOR A TOTAL OF 0.2 HOUR/WEEK. THERE SHALL BE NO MORE THAN 5 DAYS BETWEEN THE LAST VISIT IN ONE WEEK AND THE FIRST VISIT IN THE NEXT WEEK. | N | Y | SUN-AG PACKING HOUSE | 7735 CR 512 |  | FELLSMERE | FL | 32948 |  | 7725711204 |  | MICHAEL MONROE | DAWN COSNER | 7735 CR 512 |  | FELLSMERE | FL | 32948 |  | 7725710700 |  | INVESTOR | 85 | 129600 | 1 | 2016-09-30 | 2021-01-13 | NTNC | 100
4 | INDIAN RIVER | SED | info@pelicanslandingresort.com | 3310629 | NONCOMMUNITY | AERATION FOR REMOVAL OF ANY PRIMARY CONTAMINANT; ALKALINITY/PH ADJUSTMENT; CHLORAMIN ATION; CHLORINE DIOXIDE FOR OXIDATION OR DISINFECTION; FLUORIDATION; ION EXCHANGE FOR REMOVAL OF ANY SECONDARY CONTAMINANT, SULFIDE, OR ANY UNREGULATED CONTAMINANT; OR OZONATION LESS THAN 0.1 MGD. STAFFING BY A CLASS D OR HIGHER OPERATOR: 3 VISITS/WEEK ON NONCONSECUTIVE DAYS FOR A TOTAL OF 0.6 HOUR/WEEK. THE LEAD/CHIEF OPERATOR MUST BE CLASS D OR HIGHER. | N | Y | PELICAN'S LANDING | 11330 S INDIAN RIVER DR |  | SEBASTIAN | FL | 32958 |  | 7725895188 |  |  | BUD LEITHISER | 1618 US 1 |  | SEBASTIAN | FL | 32958 | 8431 | 7725895188 |  | INVESTOR | 25 | 8640 | 25 | 2016-05-09 | 2019-06-19 | NC01 | 50
4 | INDIAN RIVER | SED | palmparadiseofverobeach@gmail.com | 3310982 | NONCOMMUNITY | CHLORINATION; AERATION FOR REMOVAL OF ANY SECONDARY CONTAMINANT, SULFIDE, OR ANY UNREGULATED CONTAMINANT; CORROSION CONTROL INHIBITOR ADDITION; HYPOCHLORINATION; IRON OR MANGANESE SEQUESTRATION; OR ULTRAVIOLET RADIATION. THE LEAD/CHIEF OPERATOR MUST BE CLASS D OR HIGHER. 50,000 GPD UP TO 0.25 MGD-STAFFING BY CLASS D OR HIGHER OPERATOR: 3 VISITS/WEEK ON NONCONSECUTIVE DAYS FOR A TOTAL OF 0.3 HOUR/WEEK. LESS THAN 50,000 GPD-STAFFING BY A CLASS D OR HIGHER OPERATOR: 2 VISITS/WEEK ON NONCONSECUTIVE DAYS FOR A TOTAL OF 0.2 HOUR/WEEK. THERE SHALL BE NO MORE THAN 5 DAYS BETWEEN THE LAST VISIT IN ONE WEEK AND THE FIRST VISIT IN THE NEXT WEEK. | N | Y | PALM PARADISE MOBILE HOME PARK | 7945 NORTH US HWY 1 |  | VERO BEACH | FL | 32967 |  | 7725894646 |  | RUBIN BERMUDEZ | [9 empty] | INVESTOR | 125 | 20000 | 66 | 2022-01-12 | 2020-02-21 | NC01 | 50
4 | INDIAN RIVER | SED | KEVIN.JONES@DEP.STATE.FL.US | 3311137 | NONCOMMUNITY | CHLORINATION; AERATION FOR REMOVAL OF ANY SECONDARY CONTAMINANT, SULFIDE, OR ANY UNREGULATED CONTAMINANT; CORROSION CONTROL INHIBITOR ADDITION; HYPOCHLORINATION; IRON OR MANGANESE SEQUESTRATION; OR ULTRAVIOLET RADIATION. THE LEAD/CHIEF OPERATOR MUST BE CLASS D OR HIGHER. 50,000 GPD UP TO 0.25 MGD-STAFFING BY CLASS D OR HIGHER OPERATOR: 3 VISITS/WEEK ON NONCONSECUTIVE DAYS FOR A TOTAL OF 0.3 HOUR/WEEK. LESS THAN 50,000 GPD-STAFFING BY A CLASS D OR HIGHER OPERATOR: 2 VISITS/WEEK ON NONCONSECUTIVE DAYS FOR A TOTAL OF 0.2 HOUR/WEEK. THERE SHALL BE NO MORE THAN 5 DAYS BETWEEN THE LAST VISIT IN ONE WEEK AND THE FIRST VISIT IN THE NEXT WEEK. | N | Y | SEBASTIAN INLET STATE PARK SOUTH | 9700 SOUTH A1A |  | MELBOURNE BEACH | FL | 32951 |  | 3219844853 |  | DETRY SHACKLEFORD | LARRY FOOKS | 1800 WEKIWA CIRCLE |  | APOPKA | FL | 32712 |  | 4078842000 |  | DEP (STATE PARK OR STATE REC AREA) | 25 | 54000 | 59 | 2019-05-07 | 2019-04-10 | NC01 | 50
4 | INDIAN RIVER | SED | mwyatt@ircgov.com | 3314052 | COMMUNITY | MEMBRANE PROCESSES, INCLUDING ELECTRODIALYSIS, ELECTRODIALYSIS REVERSAL, MICROFILTRATION, ULTRAFILTRATION, NANOFILTRATION, AND REVERSE OSMOSIS 6.5 MGD AND ABOVE. STAFFING BY CLASS C OR HIGHER OPERATOR: 24 HOURS/DAY FOR 7 DAYS/WEEK. THE LEAD/CHIEF OPERATOR MUST BE CLASS A. | N | Y | INDIAN RIVER COUNTY UTILITIES (2 WTPS) | 1840 25TH ST |  | VERO BEACH | FL | 32960 |  | 7722263400 |  | Mike Wyatt | MATT JORDAN | 1801 27TH ST |  | VERO BEACH | FL | 32960 |  | 7722261835 |  | COUNTY | 126893 | 20010000 | 52872 | 2015-03-30 | 2021-04-21 | DC01 | 6000
4 | INDIAN RIVER | SED | Pinkflamingocottages@gmail.com | 3314123 | OTHER PUBLIC WATER SYSTEM | CHLORINATION; AERATION FOR REMOVAL OF ANY SECONDARY CONTAMINANT, SULFIDE, OR ANY UNREGULATED CONTAMINANT; CORROSION CONTROL INHIBITOR ADDITION; HYPOCHLORINATION; IRON OR MANGANESE SEQUESTRATION; OR ULTRAVIOLET RADIATION. THE LEAD/CHIEF OPERATOR MUST BE CLASS D OR HIGHER. 50,000 GPD UP TO 0.25 MGD-STAFFING BY CLASS D OR HIGHER OPERATOR: 3 VISITS/WEEK ON NONCONSECUTIVE DAYS FOR A TOTAL OF 0.3 HOUR/WEEK. LESS THAN 50,000 GPD-STAFFING BY A CLASS D OR HIGHER OPERATOR: 2 VISITS/WEEK ON NONCONSECUTIVE DAYS FOR A TOTAL OF 0.2 HOUR/WEEK. THERE SHALL BE NO MORE THAN 5 DAYS BETWEEN THE LAST VISIT IN ONE WEEK AND THE FIRST VISIT IN THE NEXT WEEK. | N | Y | PINK FLAMINGO COTTAGES (PELICAN ISLAND) | 11330 US HWY 1 |  | SEBASTIAN | FL | 32958 |  | 7723213202 |  | JAMES JACKSON | PINK FLAMINGO COTTAGES LLC | P.O. BOX 643992 |  | VERO BEACH | FL | 32964 |  | 7723213202 |  | INVESTOR | 15 | 10800 | 12 | 2013-04-23 | 2010-02-24 | NAF | 0
4 | INDIAN RIVER | SED | AWC7205@BELLSOUTH.NET | 3314124 | NONCOMMUNITY | CHLORINATION; AERATION FOR REMOVAL OF ANY SECONDARY CONTAMINANT, SULFIDE, OR ANY UNREGULATED CONTAMINANT; CORROSION CONTROL INHIBITOR ADDITION; HYPOCHLORINATION; IRON OR MANGANESE SEQUESTRATION; OR ULTRAVIOLET RADIATION. THE LEAD/CHIEF OPERATOR MUST BE CLASS D OR HIGHER. 50,000 GPD UP TO 0.25 MGD-STAFFING BY CLASS D OR HIGHER OPERATOR: 3 VISITS/WEEK ON NONCONSECUTIVE DAYS FOR A TOTAL OF 0.3 HOUR/WEEK. LESS THAN 50,000 GPD-STAFFING BY A CLASS D OR HIGHER OPERATOR: 2 VISITS/WEEK ON NONCONSECUTIVE DAYS FOR A TOTAL OF 0.2 HOUR/WEEK. THERE SHALL BE NO MORE THAN 5 DAYS BETWEEN THE LAST VISIT IN ONE WEEK AND THE FIRST VISIT IN THE NEXT WEEK. | N | Y | PELICAN PUB | 1318 U.S. HWY 1 |  | SEBASTIAN | FL | 32958 |  | 7725894479 |  | JEFF PRATT | PELICAN PUB | 1318 US HWY 1 |  | SEBASTIAN | FL | 32958 |  | 7725304378 |  | INVESTOR | 25 | 8100 | 1 | 2016-02-22 | 2019-06-19 | NC01 | 50
4 | INDIAN RIVER | SED | ACCT1@THEMOORINGSCLUB.COM | 3314202 | NONCOMMUNITY | CHLORINATION; AERATION FOR REMOVAL OF ANY SECONDARY CONTAMINANT, SULFIDE, OR ANY UNREGULATED CONTAMINANT; CORROSION CONTROL INHIBITOR ADDITION; HYPOCHLORINATION; IRON OR MANGANESE SEQUESTRATION; OR ULTRAVIOLET RADIATION. THE LEAD/CHIEF OPERATOR MUST BE CLASS D OR HIGHER. 50,000 GPD UP TO 0.25 MGD-STAFFING BY CLASS D OR HIGHER OPERATOR: 3 VISITS/WEEK ON NONCONSECUTIVE DAYS FOR A TOTAL OF 0.3 HOUR/WEEK. LESS THAN 50,000 GPD-STAFFING BY A CLASS D OR HIGHER OPERATOR: 2 VISITS/WEEK ON NONCONSECUTIVE DAYS FOR A TOTAL OF 0.2 HOUR/WEEK. THERE SHALL BE NO MORE THAN 5 DAYS BETWEEN THE LAST VISIT IN ONE WEEK AND THE FIRST VISIT IN THE NEXT WEEK. | N | Y | HAWKS NEST GOLF COURSE | 6005 OLD DIXIE HWY |  | VERO BEACH | FL | 32967 |  | 7725699402 |  | CORY MAGGART | THE MOORINGS CLUB, INC. | 6005 OLD DIXIE HWY |  | VERO BEACH | FL | 32967 |  | 7725699409 |  | INVESTOR | 25 | 50000 | 4 | 2012-01-12 | 2019-11-19 | NC01 | 50
4 | INDIAN RIVER | SED | AWC7205@BELLSOUTH.NET | 3314205 | NONCOMMUNITY | CHLORINATION; AERATION FOR REMOVAL OF ANY SECONDARY CONTAMINANT, SULFIDE, OR ANY UNREGULATED CONTAMINANT; CORROSION CONTROL INHIBITOR ADDITION; HYPOCHLORINATION; IRON OR MANGANESE SEQUESTRATION; OR ULTRAVIOLET RADIATION. THE LEAD/CHIEF OPERATOR MUST BE CLASS D OR HIGHER. 50,000 GPD UP TO 0.25 MGD-STAFFING BY CLASS D OR HIGHER OPERATOR: 3 VISITS/WEEK ON NONCONSECUTIVE DAYS FOR A TOTAL OF 0.3 HOUR/WEEK. LESS THAN 50,000 GPD-STAFFING BY A CLASS D OR HIGHER OPERATOR: 2 VISITS/WEEK ON NONCONSECUTIVE DAYS FOR A TOTAL OF 0.2 HOUR/WEEK. THERE SHALL BE NO MORE THAN 5 DAYS BETWEEN THE LAST VISIT IN ONE WEEK AND THE FIRST VISIT IN THE NEXT WEEK. | N | Y | SUNSET MOBILE HOME COURT | 9885 US HWY 1 |  | SEBASTIAN | FL | 32958 |  | 9142988911 |  | RICHARD THOMPSON | ANDREW DIMARCO | 6 REDWOOD LANE |  | WAPPINGERS FALLS | NY | 12590 |  | 9142988911 |  | OTHER | 25 | 10800 | 20 | 2015-03-06 | 2020-10-08 | NC01 | 50
4 | INDIAN RIVER | SED | matt@premiercitrus.com | 3314279 | NONTRANSIENT NONCOMMUNITY | CHLORINATION; AERATION FOR REMOVAL OF ANY SECONDARY CONTAMINANT, SULFIDE, OR ANY UNREGULATED CONTAMINANT; CORROSION CONTROL INHIBITOR ADDITION; HYPOCHLORINATION; IRON OR MANGANESE SEQUESTRATION; OR ULTRAVIOLET RADIATION. THE LEAD/CHIEF OPERATOR MUST BE CLASS D OR HIGHER. 50,000 GPD UP TO 0.25 MGD-STAFFING BY CLASS D OR HIGHER OPERATOR: 3 VISITS/WEEK ON NONCONSECUTIVE DAYS FOR A TOTAL OF 0.3 HOUR/WEEK. LESS THAN 50,000 GPD-STAFFING BY A CLASS D OR HIGHER OPERATOR: 2 VISITS/WEEK ON NONCONSECUTIVE DAYS FOR A TOTAL OF 0.2 HOUR/WEEK. THERE SHALL BE NO MORE THAN 5 DAYS BETWEEN THE LAST VISIT IN ONE WEEK AND THE FIRST VISIT IN THE NEXT WEEK. | N | Y | PREMIER CITRUS, LLC | 625 66TH AVENUE SW |  | VERO BEACH | FL | 32968 |  | 7727940565 |  | MATTHEW W. OHLER | JON F. MARONE | PO BOX 690759 |  | VERO BEACH | FL | 32969 |  | 7727940565 |  | INVESTOR | 90 | 41040 | 1 | 2020-11-13 | 2020-04-21 | NTNC | 100
4 | INDIAN RIVER | SED | UTILITYDIRECTOR@CITYOFFELLSMERE.ORG | 3314280 | COMMUNITY | ACTIVATED CARBON PROCESSES; DIATOMACEOUS EARTH FILTRATION; ION EXCHANGE FOR REMOVAL OF ANY PRIMARY CONTAMINANT; ION AND MANGANESE REMOVAL (OXIDATION, DETENTION, AND FILTRATION); OR SLOW SAND FILTRATION. LEAD/CHIEF OPERATOR MUST BE CLASS C OR HIGHER. 1.0 MGD UP TO 2.0 MGD-STAFFING BY CLASS C OR HIGHER OPERATOR: 6 HOURS/DAY FOR 5 DAYS/WEEK AND ONE VISIT ON EACH WEEKEND DAY. 0.5 MGD UP TO 1.0 MGD-STAFFING BY CLASS C OR HIGHER OPERATOR: 3 HOURS/DAY FOR 5 DAYS/WEEK AND ONE VISIT ON EACH WEEKEND DAY. 0.25 MGD UP TO 0.5 MGD-STAFFING BY CLASS C OR HIGHER OPERATOR: 1 HOUR/DAY FOR 5 DAYS/WEEK AND ONE VISIT ON EACH WEEKEND DAY. LESS THAN 0.25 MGD-STAFFING BY CLASS C OR HIGHER OPERATOR: 5 VISITS/WEEK AND ONE VISIT EACH WEEKEND FOR A TOTAL OF 1.8 HOURS/WEEK. | N | Y | FELLSMERE, CITY OF | 12600 97TH ST |  | FELLSMERE | FL | 32948 |  | 7725711616 |  | ANDY SHELTON | MARK D. MATHES | 22 S. ORANGE ST. |  | FELLSMERE | FL | 32948 | 6714 | 7726466303 |  | MUNICIPALITY | 4465 | 650000 | 1000 | 2013-03-07 | 2019-05-09 | DC04 | 1000
4 | INDIAN RIVER | SED | KGIVEN@QUAILVALLEYGOLFCLUB.COM | 3314287 | NONCOMMUNITY | CHLORINATION; AERATION FOR REMOVAL OF ANY SECONDARY CONTAMINANT, SULFIDE, OR ANY UNREGULATED CONTAMINANT; CORROSION CONTROL INHIBITOR ADDITION; HYPOCHLORINATION; IRON OR MANGANESE SEQUESTRATION; OR ULTRAVIOLET RADIATION. THE LEAD/CHIEF OPERATOR MUST BE CLASS D OR HIGHER. 50,000 GPD UP TO 0.25 MGD-STAFFING BY CLASS D OR HIGHER OPERATOR: 3 VISITS/WEEK ON NONCONSECUTIVE DAYS FOR A TOTAL OF 0.3 HOUR/WEEK. LESS THAN 50,000 GPD-STAFFING BY A CLASS D OR HIGHER OPERATOR: 2 VISITS/WEEK ON NONCONSECUTIVE DAYS FOR A TOTAL OF 0.2 HOUR/WEEK. THERE SHALL BE NO MORE THAN 5 DAYS BETWEEN THE LAST VISIT IN ONE WEEK AND THE FIRST VISIT IN THE NEXT WEEK. | N | Y | QUAIL VALLEY GOLF CLUB | 6545 PINNACLE DRIVE |  | VERO BEACH | FL | 32967 |  | 7722993232 |  | CAROL LINN | KEVIN GIVEN | 2345 HWY A1A |  | VERO BEACH | FL | 32963 |  | 7724922027 |  | INVESTOR | 25 | 48960 | 1 | 2011-09-01 | 2019-06-21 | NC01 | 50
4 | INDIAN RIVER | SED | JCWITTECKUTILITIES@GMAIL.COM | 3314289 | NONCOMMUNITY | CHLORINATION; AERATION FOR REMOVAL OF ANY SECONDARY CONTAMINANT, SULFIDE, OR ANY UNREGULATED CONTAMINANT; CORROSION CONTROL INHIBITOR ADDITION; HYPOCHLORINATION; IRON OR MANGANESE SEQUESTRATION; OR ULTRAVIOLET RADIATION. THE LEAD/CHIEF OPERATOR MUST BE CLASS D OR HIGHER. 50,000 GPD UP TO 0.25 MGD-STAFFING BY CLASS D OR HIGHER OPERATOR: 3 VISITS/WEEK ON NONCONSECUTIVE DAYS FOR A TOTAL OF 0.3 HOUR/WEEK. LESS THAN 50,000 GPD-STAFFING BY A CLASS D OR HIGHER OPERATOR: 2 VISITS/WEEK ON NONCONSECUTIVE DAYS FOR A TOTAL OF 0.2 HOUR/WEEK. THERE SHALL BE NO MORE THAN 5 DAYS BETWEEN THE LAST VISIT IN ONE WEEK AND THE FIRST VISIT IN THE NEXT WEEK. | N | Y | HAWKS NEST GOLF COURSE 2 | 6005 OLD DIXIE HIGHWAY |  | VERO BEACH | FL | 32967 |  | 7725699400 |  | CORY MAGGART | THE MOORINGS CLUB INC. DBA THE MOORINGS YACHT & COUNTRY CLUB | 6005 OLD DIXIE HIGHWAY |  | VERO BEACH | FL | 32967 |  | 7725699409 |  | INVESTOR | 25 | 10800 | 1 | 2019-09-13 | 2019-11-19 | NC01 | 50
4 | INDIAN RIVER | SED | JANEBURTON@BELLSOUTH.NET | 3314290 | NONCOMMUNITY | CHLORINATION; AERATION FOR REMOVAL OF ANY SECONDARY CONTAMINANT, SULFIDE, OR ANY UNREGULATED CONTAMINANT; CORROSION CONTROL INHIBITOR ADDITION; HYPOCHLORINATION; IRON OR MANGANESE SEQUESTRATION; OR ULTRAVIOLET RADIATION. THE LEAD/CHIEF OPERATOR MUST BE CLASS D OR HIGHER. 50,000 GPD UP TO 0.25 MGD-STAFFING BY CLASS D OR HIGHER OPERATOR: 3 VISITS/WEEK ON NONCONSECUTIVE DAYS FOR A TOTAL OF 0.3 HOUR/WEEK. LESS THAN 50,000 GPD-STAFFING BY A CLASS D OR HIGHER OPERATOR: 2 VISITS/WEEK ON NONCONSECUTIVE DAYS FOR A TOTAL OF 0.2 HOUR/WEEK. THERE SHALL BE NO MORE THAN 5 DAYS BETWEEN THE LAST VISIT IN ONE WEEK AND THE FIRST VISIT IN THE NEXT WEEK. | N | Y | LAKESIDE FELLOWSHIP CHURCH | 8000 66TH AVENUE |  | VERO BEACH | FL | 32967 |  | 7723882992 |  | JOE MALDONADO | JOE MALDONADO | 8000 66TH AVE. |  | VERO BEACH | FL | 32967 | 5050 | 7723882992 |  | OTHER | 25 | 2700 | 2 | 2018-08-21 | 2018-08-10 | NC01 | 50
4 | INDIAN RIVER | SED | jasontepper@watercress.com | 3314291 | NONTRANSIENT NONCOMMUNITY | ACTIVATED CARBON PROCESSES; DIATOMACEOUS EARTH FILTRATION; ION EXCHANGE FOR REMOVAL OF ANY PRIMARY CONTAMINANT; ION AND MANGANESE REMOVAL (OXIDATION, DETENTION, AND FILTRATION); OR SLOW SAND FILTRATION. LEAD/CHIEF OPERATOR MUST BE CLASS C OR HIGHER. 1.0 MGD UP TO 2.0 MGD-STAFFING BY CLASS C OR HIGHER OPERATOR: 6 HOURS/DAY FOR 5 DAYS/WEEK AND ONE VISIT ON EACH WEEKEND DAY. 0.5 MGD UP TO 1.0 MGD-STAFFING BY CLASS C OR HIGHER OPERATOR: 3 HOURS/DAY FOR 5 DAYS/WEEK AND ONE VISIT ON EACH WEEKEND DAY. 0.25 MGD UP TO 0.5 MGD-STAFFING BY CLASS C OR HIGHER OPERATOR: 1 HOUR/DAY FOR 5 DAYS/WEEK AND ONE VISIT ON EACH WEEKEND DAY. LESS THAN 0.25 MGD-STAFFING BY CLASS C OR HIGHER OPERATOR: 5 VISITS/WEEK AND ONE VISIT EACH WEEKEND FOR A TOTAL OF 1.8 HOURS/WEEK. | N | Y | B&W QUALITY GROWERS | 7798 CR 512 |  | FELLSMERE | FL | 32948 |  | 7725710800 |  | JASON TEPPER | DON DREWEL | 7798 CR 512 |  | FELLSMERE | FL | 32948 |  | 7724730669 |  | OTHER | 120 | 5200 | 2 | 2018-03-20 | 2021-01-13 | NTNC | 100
4 | INDIAN RIVER | SED | ALANTEMPLE@WATERCRESS.COM | 3314292 | NONTRANSIENT NONCOMMUNITY | AERATION FOR REMOVAL OF ANY PRIMARY CONTAMINANT; ALKALINITY/PH ADJUSTMENT; CHLORAMIN ATION; CHLORINE DIOXIDE FOR OXIDATION OR DISINFECTION; FLUORIDATION; ION EXCHANGE FOR REMOVAL OF ANY SECONDARY CONTAMINANT, SULFIDE, OR ANY UNREGULATED CONTAMINANT; OR OZONATION LESS THAN 0.1 MGD. STAFFING BY A CLASS D OR HIGHER OPERATOR: 3 VISITS/WEEK ON NONCONSECUTIVE DAYS FOR A TOTAL OF 0.6 HOUR/WEEK. THE LEAD/CHIEF OPERATOR MUST BE CLASS D OR HIGHER. | N | Y | B&W WORKER BREAK CENTER | 17825 79TH STREET |  | FELLSMERE | FL | 32948 |  | 7725710800 |  | CESAR ROSERO | CESAR ROSERO | 7798 CR 512 |  | FELLSMERE | FL | 32948 |  | 7722282197 |  | OTHER | 50 | 1875 | 1 | 2019-08-22 | 2019-08-21 | NTNC | 100
3 | LAKE | CD | Scain@GOVMSERV.COM | 3350005 | COMMUNITY | CHLORINATION; AERATION FOR REMOVAL OF ANY SECONDARY CONTAMINANT, SULFIDE, OR ANY UNREGULATED CONTAMINANT; CORROSION CONTROL INHIBITOR ADDITION; HYPOCHLORINATION; IRON OR MANGANESE SEQUESTRATION; OR ULTRAVIOLET RADIATION. THE LEAD/CHIEF OPERATOR MUST BE CLASS D OR HIGHER. 50,000 GPD UP TO 0.25 MGD-STAFFING BY CLASS D OR HIGHER OPERATOR: 3 VISITS/WEEK ON NONCONSECUTIVE DAYS FOR A TOTAL OF 0.3 HOUR/WEEK. LESS THAN 50,000 GPD-STAFFING BY A CLASS D OR HIGHER OPERATOR: 2 VISITS/WEEK ON NONCONSECUTIVE DAYS FOR A TOTAL OF 0.2 HOUR/WEEK. THERE SHALL BE NO MORE THAN 5 DAYS BETWEEN THE LAST VISIT IN ONE WEEK AND THE FIRST VISIT IN THE NEXT WEEK. | N | Y | FORTY-EIGHT ESTATES | CIRCLE WAY |  | LEESBURG | FL | 34788 | 8867 | 4076296900 |  | WILLIAM FONTAINE | SAM CAIN | 280 WEKIVA SPRINGS RD | SUITE 2070 | LONGWOOD | FL | 32779 |  | 4076296900 |  | INVESTOR | 87 | 57600 | 305 | 2015-01-29 | 2019-03-29 | DC051 | 100
3 | LAKE | CD | kathylokey@gmail.com | 3350012 | NONCOMMUNITY | CHLORINATION; AERATION FOR REMOVAL OF ANY SECONDARY CONTAMINANT, SULFIDE, OR ANY UNREGULATED CONTAMINANT; CORROSION CONTROL INHIBITOR ADDITION; HYPOCHLORINATION; IRON OR MANGANESE SEQUESTRATION; OR ULTRAVIOLET RADIATION. THE LEAD/CHIEF OPERATOR MUST BE CLASS D OR HIGHER. 50,000 GPD UP TO 0.25 MGD-STAFFING BY CLASS D OR HIGHER OPERATOR: 3 VISITS/WEEK ON NONCONSECUTIVE DAYS FOR A TOTAL OF 0.3 HOUR/WEEK. LESS THAN 50,000 GPD-STAFFING BY A CLASS D OR HIGHER OPERATOR: 2 VISITS/WEEK ON NONCONSECUTIVE DAYS FOR A TOTAL OF 0.2 HOUR/WEEK. THERE SHALL BE NO MORE THAN 5 DAYS BETWEEN THE LAST VISIT IN ONE WEEK AND THE FIRST VISIT IN THE NEXT WEEK. | N | Y | PICKLE BARREL GENERAL STORE | 9945 CR 44 |  | LEESBURG | FL | 34788 |  | 4074639629 |  | KATHY LOKEY | KATHY LOKEY | 9945 CR 44 |  | LEESBURG | FL | 34788 |  | 4074639629 |  | INVESTOR | 25 | 25000 | 1 | 2019-06-17 | 2019-05-14 | NC01 | 50
3 | LAKE | CD | BBUSH@FS.FED.US | 3350020 | NONCOMMUNITY | CHLORINATION; AERATION FOR REMOVAL OF ANY SECONDARY CONTAMINANT, SULFIDE, OR ANY UNREGULATED CONTAMINANT; CORROSION CONTROL INHIBITOR ADDITION; HYPOCHLORINATION; IRON OR MANGANESE SEQUESTRATION; OR ULTRAVIOLET RADIATION. THE LEAD/CHIEF OPERATOR MUST BE CLASS D OR HIGHER. 50,000 GPD UP TO 0.25 MGD-STAFFING BY CLASS D OR HIGHER OPERATOR: 3 VISITS/WEEK ON NONCONSECUTIVE DAYS FOR A TOTAL OF 0.3 HOUR/WEEK. LESS THAN 50,000 GPD-STAFFING BY A CLASS D OR HIGHER OPERATOR: 2 VISITS/WEEK ON NONCONSECUTIVE DAYS FOR A TOTAL OF 0.2 HOUR/WEEK. THERE SHALL BE NO MORE THAN 5 DAYS BETWEEN THE LAST VISIT IN ONE WEEK AND THE FIRST VISIT IN THE NEXT WEEK. | N | Y | USDA/ALEXANDER SPRGS REC AREA | 49525 CR 445 |  | ALTOONA | FL | 32702 |  | 3526252520 | 2509 |  | LEIGH OSTIN | 17147 E. FL-40 |  | SILVER SPRINGS | FL | 34488 |  | 3526252520 | 2504 | FEDERAL | 25 | 144000 | 27 | 2013-12-11 | 2017-07-26 | NC01 | 50
3 | LAKE | CD | peter@aca-camp.com | 3350027 | NONCOMMUNITY | CHLORINATION; AERATION FOR REMOVAL OF ANY SECONDARY CONTAMINANT, SULFIDE, OR ANY UNREGULATED CONTAMINANT; CORROSION CONTROL INHIBITOR ADDITION; HYPOCHLORINATION; IRON OR MANGANESE SEQUESTRATION; OR ULTRAVIOLET RADIATION. THE LEAD/CHIEF OPERATOR MUST BE CLASS D OR HIGHER. 50,000 GPD UP TO 0.25 MGD-STAFFING BY CLASS D OR HIGHER OPERATOR: 3 VISITS/WEEK ON NONCONSECUTIVE DAYS FOR A TOTAL OF 0.3 HOUR/WEEK. LESS THAN 50,000 GPD-STAFFING BY A CLASS D OR HIGHER OPERATOR: 2 VISITS/WEEK ON NONCONSECUTIVE DAYS FOR A TOTAL OF 0.2 HOUR/WEEK. THERE SHALL BE NO MORE THAN 5 DAYS BETWEEN THE LAST VISIT IN ONE WEEK AND THE FIRST VISIT IN THE NEXT WEEK. | N | Y | ACA CAMP LAKE GENEVA (2 WPS) | 36540 VIA MARCIA |  | FRUITLAND PARK | FL | 34731 |  | 3527877016 |  | PETER MIRAGLIA | PETER MIRAGLIA | 36540 VIA MARCIA |  | FRUITLAND PARK | FL | 34731 |  | 3526171026 |  | INVESTOR | 25 | 83520 | 18 | 2014-06-19 | 2021-07-20 | NC01 | 50
3 | LAKE | CD | SJRU3479@EMBARQMAIL.COM | 3350044 | COMMUNITY | ACTIVATED CARBON PROCESSES; DIATOMACEOUS EARTH FILTRATION; ION EXCHANGE FOR REMOVAL OF ANY PRIMARY CONTAMINANT; ION AND MANGANESE REMOVAL (OXIDATION, DETENTION, AND FILTRATION); OR SLOW SAND FILTRATION. LEAD/CHIEF OPERATOR MUST BE CLASS C OR HIGHER. 1.0 MGD UP TO 2.0 MGD-STAFFING BY CLASS C OR HIGHER OPERATOR: 6 HOURS/DAY FOR 5 DAYS/WEEK AND ONE VISIT ON EACH WEEKEND DAY. 0.5 MGD UP TO 1.0 MGD-STAFFING BY CLASS C OR HIGHER OPERATOR: 3 HOURS/DAY FOR 5 DAYS/WEEK AND ONE VISIT ON EACH WEEKEND DAY. 0.25 MGD UP TO 0.5 MGD-STAFFING BY CLASS C OR HIGHER OPERATOR: 1 HOUR/DAY FOR 5 DAYS/WEEK AND ONE VISIT ON EACH WEEKEND DAY. LESS THAN 0.25 MGD-STAFFING BY CLASS C OR HIGHER OPERATOR: 5 VISITS/WEEK AND ONE VISIT EACH WEEKEND FOR A TOTAL OF 1.8 HOURS/WEEK. | N | Y | ST. JOHN'S RIVER UTILITY INC | 54642 CR 445-A |  | ASTOR | FL | 32102 |  | 3527592340 |  | LANCE BARNES OR LUANN VAN HOOSE | ST. JOHNS RIVER UTILITY INC | PO BOX 77 |  | ASTOR | FL | 32102 | 77 | 3527592260 |  | WATER ASSOCIATION | 2498 | 1000000 | 1636 | 2013-03-26 | 2020-07-14 | DC03 | 2000
3 | LAKE | CD | DBULLOCK2@CFL.RR.COM | 3350062 | COMMUNITY | CHLORINATION; AERATION FOR REMOVAL OF ANY SECONDARY CONTAMINANT, SULFIDE, OR ANY UNREGULATED CONTAMINANT; CORROSION CONTROL INHIBITOR ADDITION; HYPOCHLORINATION; IRON OR MANGANESE SEQUESTRATION; OR ULTRAVIOLET RADIATION. THE LEAD/CHIEF OPERATOR MUST BE CLASS D OR HIGHER. 50,000 GPD UP TO 0.25 MGD-STAFFING BY CLASS D OR HIGHER OPERATOR: 3 VISITS/WEEK ON NONCONSECUTIVE DAYS FOR A TOTAL OF 0.3 HOUR/WEEK. LESS THAN 50,000 GPD-STAFFING BY A CLASS D OR HIGHER OPERATOR: 2 VISITS/WEEK ON NONCONSECUTIVE DAYS FOR A TOTAL OF 0.2 HOUR/WEEK. THERE SHALL BE NO MORE THAN 5 DAYS BETWEEN THE LAST VISIT IN ONE WEEK AND THE FIRST VISIT IN THE NEXT WEEK. | N | Y | CYPRESS COVE MHP | 11100 SYCAMORE LANE | CR 473 (200 YARDS N OF 441) | LEESBURG | FL | 34789 |  | 4072213036 |  | DANNY SHAH | CHRIS MINIO | PO BOX 7911 |  | NEW YORK | NY | 10150 |  |  |  | INVESTOR | 60 | 43200 | 40 | 2018-12-07 | 2021-12-15 | DC06 | 100
3 | LAKE | CD | rowenabill@gmail.com | 3350065 | NONCOMMUNITY | CHLORINATION; AERATION FOR REMOVAL OF ANY SECONDARY CONTAMINANT, SULFIDE, OR ANY UNREGULATED CONTAMINANT; CORROSION CONTROL INHIBITOR ADDITION; HYPOCHLORINATION; IRON OR MANGANESE SEQUESTRATION; OR ULTRAVIOLET RADIATION. THE LEAD/CHIEF OPERATOR MUST BE CLASS D OR HIGHER. 50,000 GPD UP TO 0.25 MGD-STAFFING BY CLASS D OR HIGHER OPERATOR: 3 VISITS/WEEK ON NONCONSECUTIVE DAYS FOR A TOTAL OF 0.3 HOUR/WEEK. LESS THAN 50,000 GPD-STAFFING BY A CLASS D OR HIGHER OPERATOR: 2 VISITS/WEEK ON NONCONSECUTIVE DAYS FOR A TOTAL OF 0.2 HOUR/WEEK. THERE SHALL BE NO MORE THAN 5 DAYS BETWEEN THE LAST VISIT IN ONE WEEK AND THE FIRST VISIT IN THE NEXT WEEK. | N | Y | BAY ISLAND COTTAGES | 11325 OCKLAWAHA DR |  | LEESBURG | FL | 34788 |  | 3527422634 |  | WILLIAM MOFFIT | BAY ISLAND COTTAGES | 11325 OCKLAWAHA DR |  | LEESBURG | FL | 34788 |  | 3527422634 |  | INVESTOR | 25 | 10800 | 17 | 2011-07-06 | 2018-08-08 | NC01 | 50
3 | LAKE | CD | sharichatterton@gmail.com | 3350090 | NONCOMMUNITY | CHLORINATION; AERATION FOR REMOVAL OF ANY SECONDARY CONTAMINANT, SULFIDE, OR ANY UNREGULATED CONTAMINANT; CORROSION CONTROL INHIBITOR ADDITION; HYPOCHLORINATION; IRON OR MANGANESE SEQUESTRATION; OR ULTRAVIOLET RADIATION. THE LEAD/CHIEF OPERATOR MUST BE CLASS D OR HIGHER. 50,000 GPD UP TO 0.25 MGD-STAFFING BY CLASS D OR HIGHER OPERATOR: 3 VISITS/WEEK ON NONCONSECUTIVE DAYS FOR A TOTAL OF 0.3 HOUR/WEEK. LESS THAN 50,000 GPD-STAFFING BY A CLASS D OR HIGHER OPERATOR: 2 VISITS/WEEK ON NONCONSECUTIVE DAYS FOR A TOTAL OF 0.2 HOUR/WEEK. THERE SHALL BE NO MORE THAN 5 DAYS BETWEEN THE LAST VISIT IN ONE WEEK AND THE FIRST VISIT IN THE NEXT WEEK. | N | Y | CROSS CREEK VILLAGE (BLACK BASS RESORT) | 10402 COUNTY ROAD 44 |  | LEESBURG | FL | 34788 |  | 2088698071 |  | SHARI CHATTERTON | SHARI CHATTERTON | 278 E WHITESPUR ST. |  | MERIDIAN | ID | 83642 |  | 2088698071 |  | INVESTOR | 25 | 10800 | 13 | 2017-08-24 | 2017-07-26 | NC01 | 50
3 | LAKE | CD | Wildercorp@aol.com | 3350094 | COMMUNITY | CHLORINATION; AERATION FOR REMOVAL OF ANY SECONDARY CONTAMINANT, SULFIDE, OR ANY UNREGULATED CONTAMINANT; CORROSION CONTROL INHIBITOR ADDITION; HYPOCHLORINATION; IRON OR MANGANESE SEQUESTRATION; OR ULTRAVIOLET RADIATION. THE LEAD/CHIEF OPERATOR MUST BE CLASS D OR HIGHER. 50,000 GPD UP TO 0.25 MGD-STAFFING BY CLASS D OR HIGHER OPERATOR: 3 VISITS/WEEK ON NONCONSECUTIVE DAYS FOR A TOTAL OF 0.3 HOUR/WEEK. LESS THAN 50,000 GPD-STAFFING BY A CLASS D OR HIGHER OPERATOR: 2 VISITS/WEEK ON NONCONSECUTIVE DAYS FOR A TOTAL OF 0.2 HOUR/WEEK. THERE SHALL BE NO MORE THAN 5 DAYS BETWEEN THE LAST VISIT IN ONE WEEK AND THE FIRST VISIT IN THE NEXT WEEK. | N | Y | BLUE PARROT RV PARK | 40840 COUNTY ROAD 25 |  | LADY LAKE | FL | 32159 |  | 3527532026 |  | JOHN NAPIER | WILDER LLC | 513 N. BELCHER ROAD |  | CLEARWATER | FL | 33765 |  | 7277992111 |  | INVESTOR | 100 | 162000 | 450 | 2013-03-28 | 2021-05-19 | DC052 | 100
3 | LAKE | CD | None | 3350102 | COMMUNITY | CHLORINATION; AERATION FOR REMOVAL OF ANY SECONDARY CONTAMINANT, SULFIDE, OR ANY UNREGULATED CONTAMINANT; CORROSION CONTROL INHIBITOR ADDITION; HYPOCHLORINATION; IRON OR MANGANESE SEQUESTRATION; OR ULTRAVIOLET RADIATION. THE LEAD/CHIEF OPERATOR MUST BE CLASS D OR HIGHER. 50,000 GPD UP TO 0.25 MGD-STAFFING BY CLASS D OR HIGHER OPERATOR: 3 VISITS/WEEK ON NONCONSECUTIVE DAYS FOR A TOTAL OF 0.3 HOUR/WEEK. LESS THAN 50,000 GPD-STAFFING BY A CLASS D OR HIGHER OPERATOR: 2 VISITS/WEEK ON NONCONSECUTIVE DAYS FOR A TOTAL OF 0.2 HOUR/WEEK. THERE SHALL BE NO MORE THAN 5 DAYS BETWEEN THE LAST VISIT IN ONE WEEK AND THE FIRST VISIT IN THE NEXT WEEK. | N | Y | BONFIRE MOBILE HOME PARK | 620 MISTI DR. | PLANT ON CORNER OF JODI & KIMBERLY | LEESBURG | FL | 34788 |  | 3527874891 |  |  | ROBERT WOLGAN | 620 MISTI DR |  | LEESBURG | FL | 34788 |  | 3527874891 |  | INVESTOR | 270 | 180000 | 215 | 2014-05-19 | 2020-01-28 | DC05 | 500
3 | LAKE | CD | None | 3350117 | COMMUNITY | CHLORINATION; AERATION FOR REMOVAL OF ANY SECONDARY CONTAMINANT, SULFIDE, OR ANY UNREGULATED CONTAMINANT; CORROSION CONTROL INHIBITOR ADDITION; HYPOCHLORINATION; IRON OR MANGANESE SEQUESTRATION; OR ULTRAVIOLET RADIATION. THE LEAD/CHIEF OPERATOR MUST BE CLASS C OR HIGHER. 5.0 MGD AND ABOVE-STAFFING BY CLASS C OR HIGHER OPERATOR: 6 HOURS/DAY FOR 5 DAYS/WEEK AND ONE VISIT ON EACH WEEKEND DAY. 3.0 MGD UP TO 5.0 MGD-STAFFING BY CLASS C OR HIGHER OPERATOR: 1 HOUR/DAY FOR 5 DAYS/WEEK AND ONE VISIT ON EACH WEEKEND DAY. 0.25 MGD UP TO 3.0 MGD-STAFFING BY CLASS C OR HIGHER OPERATOR: 5 VISITS/WEEK AND ONE VISIT EACH WEEKEND FOR A TOTAL OF 0.6 HOUR/WEEK. | N | Y | BRITTANY ESTATES | 1000 MARK ROAD |  | LEESBURG | FL | 34748 |  | 3527878448 |  | JENNIFER RICE | DAN CICCAGLIONE | 1000 MARK RD |  | LEESBURG | FL | 34748 |  | 3527878448 |  | SUBDIVISION | 383 | 360000 | 213 | 2014-05-20 | 2020-02-07 | DC04 | 1000
3 | LAKE | CD | SVENTURA@FL.EASTERSEALS.COM | 3350133 | NONCOMMUNITY | CHLORINATION; AERATION FOR REMOVAL OF ANY SECONDARY CONTAMINANT, SULFIDE, OR ANY UNREGULATED CONTAMINANT; CORROSION CONTROL INHIBITOR ADDITION; HYPOCHLORINATION; IRON OR MANGANESE SEQUESTRATION; OR ULTRAVIOLET RADIATION. THE LEAD/CHIEF OPERATOR MUST BE CLASS D OR HIGHER. 50,000 GPD UP TO 0.25 MGD-STAFFING BY CLASS D OR HIGHER OPERATOR: 3 VISITS/WEEK ON NONCONSECUTIVE DAYS FOR A TOTAL OF 0.3 HOUR/WEEK. LESS THAN 50,000 GPD-STAFFING BY A CLASS D OR HIGHER OPERATOR: 2 VISITS/WEEK ON NONCONSECUTIVE DAYS FOR A TOTAL OF 0.2 HOUR/WEEK. THERE SHALL BE NO MORE THAN 5 DAYS BETWEEN THE LAST VISIT IN ONE WEEK AND THE FIRST VISIT IN THE NEXT WEEK. | N | Y | CAMP CHALLENGE | 31600 CAMP CHALLENGE RD |  | SORRENTO | FL | 32776 |  | 3523834711 |  | NICK RYON | SUSAN VENTURA | 2010 CROSBY WAY |  | WINTER PARK | FL | 32792 |  | 4075924601 |  | OTHER | 25 | 72000 | 22 | 2012-12-17 | 2017-07-26 | NC01 | 50
3 | LAKE | CD | lanoche@aol.com | 3350138 | NONCOMMUNITY | CHLORINATION; AERATION FOR REMOVAL OF ANY SECONDARY CONTAMINANT, SULFIDE, OR ANY UNREGULATED CONTAMINANT; CORROSION CONTROL INHIBITOR ADDITION; HYPOCHLORINATION; IRON OR MANGANESE SEQUESTRATION; OR ULTRAVIOLET RADIATION. THE LEAD/CHIEF OPERATOR MUST BE CLASS D OR HIGHER. 50,000 GPD UP TO 0.25 MGD-STAFFING BY CLASS D OR HIGHER OPERATOR: 3 VISITS/WEEK ON NONCONSECUTIVE DAYS FOR A TOTAL OF 0.3 HOUR/WEEK. LESS THAN 50,000 GPD-STAFFING BY A CLASS D OR HIGHER OPERATOR: 2 VISITS/WEEK ON NONCONSECUTIVE DAYS FOR A TOTAL OF 0.2 HOUR/WEEK. THERE SHALL BE NO MORE THAN 5 DAYS BETWEEN THE LAST VISIT IN ONE WEEK AND THE FIRST VISIT IN THE NEXT WEEK. | N | Y | LA-NO-CHE SCOUT RESERVATION | 41940 BOYSCOUT ROAD |  | PAISLEY | FL | 32767 |  | 3526698558 |  | MATT RAGAN/ BRIAN HODGSON | CENTRAL FLORIDA COUNCIL, BSA | PO BOX 489 |  | PAISLEY | FL | 32767 | 323 | 3526698558 |  | INVESTOR | 25 | 144000 | 50 | 2011-12-01 | 2017-07-26 | NC01 | 50
3 | LAKE | CD | bargaineer76@gmail.com | 3350140 | NONCOMMUNITY | CHLORINATION; AERATION FOR REMOVAL OF ANY SECONDARY CONTAMINANT, SULFIDE, OR ANY UNREGULATED CONTAMINANT; CORROSION CONTROL INHIBITOR ADDITION; HYPOCHLORINATION; IRON OR MANGANESE SEQUESTRATION; OR ULTRAVIOLET RADIATION. THE LEAD/CHIEF OPERATOR MUST BE CLASS D OR HIGHER. 50,000 GPD UP TO 0.25 MGD-STAFFING BY CLASS D OR HIGHER OPERATOR: 3 VISITS/WEEK ON NONCONSECUTIVE DAYS FOR A TOTAL OF 0.3 HOUR/WEEK. LESS THAN 50,000 GPD-STAFFING BY A CLASS D OR HIGHER OPERATOR: 2 VISITS/WEEK ON NONCONSECUTIVE DAYS FOR A TOTAL OF 0.2 HOUR/WEEK. THERE SHALL BE NO MORE THAN 5 DAYS BETWEEN THE LAST VISIT IN ONE WEEK AND THE FIRST VISIT IN THE NEXT WEEK. | N | Y | CHURCH OF GOD YOUTH & RETREAT CNTR | 33926 CR 473 |  | LEESBURG | FL | 34788 |  | 3212779703 |  | CHARLES BARGAINEER | CHARLES BARGAINEER | 33926 CR 473 |  | LEESBURG | FL | 34788 |  | 3212779703 |  | OTHER | 25 | 72000 | 17 | 2018-07-19 | 2018-05-03 | NC01 | 50
3 | LAKE | CD | PRWILLIAMS@AQUAAMERICA.COM | 3350152 | COMMUNITY | CHLORINATION; AERATION FOR REMOVAL OF ANY SECONDARY CONTAMINANT, SULFIDE, OR ANY UNREGULATED CONTAMINANT; CORROSION CONTROL INHIBITOR ADDITION; HYPOCHLORINATION; IRON OR MANGANESE SEQUESTRATION; OR ULTRAVIOLET RADIATION. THE LEAD/CHIEF OPERATOR MUST BE CLASS C OR HIGHER. 5.0 MGD AND ABOVE-STAFFING BY CLASS C OR HIGHER OPERATOR: 6 HOURS/DAY FOR 5 DAYS/WEEK AND ONE VISIT ON EACH WEEKEND DAY. 3.0 MGD UP TO 5.0 MGD-STAFFING BY CLASS C OR HIGHER OPERATOR: 1 HOUR/DAY FOR 5 DAYS/WEEK AND ONE VISIT ON EACH WEEKEND DAY. 0.25 MGD UP TO 3.0 MGD-STAFFING BY CLASS C OR HIGHER OPERATOR: 5 VISITS/WEEK AND ONE VISIT EACH WEEKEND FOR A TOTAL OF 0.6 HOUR/WEEK. | N | Y | CARLTON VILLAGE | LOT 11 OAKRIDGE ROAD |  | LADY LAKE | FL | 32159 |  | 4076296900 |  | WILLIAM FONTAINE | SAM CAIN, P.E. | 280 WEKIVA SPRINGS RD | SUITE 2070 | LONGWOOD | FL | 32779 |  | 4076296900 |  | INVESTOR/LICENSED PUBLIC UTILITIES | 474 | 288000 | 251 | 2007-08-15 | 2021-05-19 | DC05 | 500
3 | LAKE | CD | cfbc@cfbiblecamp.org | 3350165 | NONCOMMUNITY | CHLORINATION; AERATION FOR REMOVAL OF ANY SECONDARY CONTAMINANT, SULFIDE, OR ANY UNREGULATED CONTAMINANT; CORROSION CONTROL INHIBITOR ADDITION; HYPOCHLORINATION; IRON OR MANGANESE SEQUESTRATION; OR ULTRAVIOLET RADIATION. THE LEAD/CHIEF OPERATOR MUST BE CLASS D OR HIGHER. 50,000 GPD UP TO 0.25 MGD-STAFFING BY CLASS D OR HIGHER OPERATOR: 3 VISITS/WEEK ON NONCONSECUTIVE DAYS FOR A TOTAL OF 0.3 HOUR/WEEK. LESS THAN 50,000 GPD-STAFFING BY A CLASS D OR HIGHER OPERATOR: 2 VISITS/WEEK ON NONCONSECUTIVE DAYS FOR A TOTAL OF 0.2 HOUR/WEEK. THERE SHALL BE NO MORE THAN 5 DAYS BETWEEN THE LAST VISIT IN ONE WEEK AND THE FIRST VISIT IN THE NEXT WEEK. | N | Y | CENTRAL FLORIDA BIBLE CAMP | 23813 COUNTY RD. 44A |  | EUSTIS | FL | 32736 |  | 3523576316 |  | RON BRACKETT | RON BRACKETT | 23813 CR 44A |  | EUSTIS | FL | 32736 |  | 3523576316 |  | OTHER | 25 | 32400 | 22 | 2011-03-24 | 2017-06-16 | NC01 | 50
3 | LAKE | CD | karen_doiron@equitylifestyle.com | 3350172 | COMMUNITY | CHLORINATION; AERATION FOR REMOVAL OF ANY SECONDARY CONTAMINANT, SULFIDE, OR ANY UNREGULATED CONTAMINANT; CORROSION CONTROL INHIBITOR ADDITION; HYPOCHLORINATION; IRON OR MANGANESE SEQUESTRATION; OR ULTRAVIOLET RADIATION. THE LEAD/CHIEF OPERATOR MUST BE CLASS D OR HIGHER. 50,000 GPD UP TO 0.25 MGD-STAFFING BY CLASS D OR HIGHER OPERATOR: 3 VISITS/WEEK ON NONCONSECUTIVE DAYS FOR A TOTAL OF 0.3 HOUR/WEEK. LESS THAN 50,000 GPD-STAFFING BY A CLASS D OR HIGHER OPERATOR: 2 VISITS/WEEK ON NONCONSECUTIVE DAYS FOR A TOTAL OF 0.2 HOUR/WEEK. THERE SHALL BE NO MORE THAN 5 DAYS BETWEEN THE LAST VISIT IN ONE WEEK AND THE FIRST VISIT IN THE NEXT WEEK. | N | Y | GRAND ISLAND RESORT MHP (2 WPS) | 36121 PLUM AVENUE |  | GRAND ISLAND | FL | 32735 |  | 3525892040 |  | HENRY LUE | MHC GRAND ISLAND, LLC | 2 N RIVERSIDE PLAZA | SUITE 800 | CHICAGO | IL | 60606 |  | 3122791400 |  | INVESTOR | 480 | 324000 | 320 | 2013-01-02 | 2019-11-19 | DC05 | 500
3 | LAKE | CD | none | 3350180 | NONCOMMUNITY | CHLORINATION; AERATION FOR REMOVAL OF ANY SECONDARY CONTAMINANT, SULFIDE, OR ANY UNREGULATED CONTAMINANT; CORROSION CONTROL INHIBITOR ADDITION; HYPOCHLORINATION; IRON OR MANGANESE SEQUESTRATION; OR ULTRAVIOLET RADIATION. THE LEAD/CHIEF OPERATOR MUST BE CLASS D OR HIGHER. 50,000 GPD UP TO 0.25 MGD-STAFFING BY CLASS D OR HIGHER OPERATOR: 3 VISITS/WEEK ON NONCONSECUTIVE DAYS FOR A TOTAL OF 0.3 HOUR/WEEK. LESS THAN 50,000 GPD-STAFFING BY A CLASS D OR HIGHER OPERATOR: 2 VISITS/WEEK ON NONCONSECUTIVE DAYS FOR A TOTAL OF 0.2 HOUR/WEEK. THERE SHALL BE NO MORE THAN 5 DAYS BETWEEN THE LAST VISIT IN ONE WEEK AND THE FIRST VISIT IN THE NEXT WEEK. | N | Y | CHISHOLM TRAIL CAMPGROUND | 45626 STATE ROAD 19 |  | ALTOONA | FL | 32702 | 9733 | 3526695995 |  | GARDY VASTEY | GARDY VASTEY | 45626 SR 19 | LOT 33 | ALTOONA | FL | 32702 | 9733 | 3526690093 |  | INVESTOR | 25 | 25200 | 25 | 2017-12-22 | 2017-11-29 | NC01 | 50
3 | LAKE | CD | bsmith4807@aol.com | 3350191 | COMMUNITY | CHLORINATION; AERATION FOR REMOVAL OF ANY SECONDARY CONTAMINANT, SULFIDE, OR ANY UNREGULATED CONTAMINANT; CORROSION CONTROL INHIBITOR ADDITION; HYPOCHLORINATION; IRON OR MANGANESE SEQUESTRATION; OR ULTRAVIOLET RADIATION. THE LEAD/CHIEF OPERATOR MUST BE CLASS D OR HIGHER. 50,000 GPD UP TO 0.25 MGD-STAFFING BY CLASS D OR HIGHER OPERATOR: 3 VISITS/WEEK ON NONCONSECUTIVE DAYS FOR A TOTAL OF 0.3 HOUR/WEEK. LESS THAN 50,000 GPD-STAFFING BY A CLASS D OR HIGHER OPERATOR: 2 VISITS/WEEK ON NONCONSECUTIVE DAYS FOR A TOTAL OF 0.2 HOUR/WEEK. THERE SHALL BE NO MORE THAN 5 DAYS BETWEEN THE LAST VISIT IN ONE WEEK AND THE FIRST VISIT IN THE NEXT WEEK. | N | Y | LEISURE MEADOWS MH RANCH | 1920 MARION COUNTY ROAD |  | WEIRSDALE | FL | 32195 |  | 4076160250 |  | TOM FELTON | CASEY SHIPMAN | PO BOX 149231 |  | ORLANDO | FL | 32814 |  | 4078458676 |  | INVESTOR | 300 | 118800 | 96 | 2017-07-26 | 2020-06-10 | DC05 | 500
3 | LAKE | CD | dudleyharrod@yahoo.com | 3350207 | NONCOMMUNITY | CHLORINATION; AERATION FOR REMOVAL OF ANY SECONDARY CONTAMINANT, SULFIDE, OR ANY UNREGULATED CONTAMINANT; CORROSION CONTROL INHIBITOR ADDITION; HYPOCHLORINATION; IRON OR MANGANESE SEQUESTRATION; OR ULTRAVIOLET RADIATION. THE LEAD/CHIEF OPERATOR MUST BE CLASS D OR HIGHER. 50,000 GPD UP TO 0.25 MGD-STAFFING BY CLASS D OR HIGHER OPERATOR: 3 VISITS/WEEK ON NONCONSECUTIVE DAYS FOR A TOTAL OF 0.3 HOUR/WEEK. LESS THAN 50,000 GPD-STAFFING BY A CLASS D OR HIGHER OPERATOR: 2 VISITS/WEEK ON NONCONSECUTIVE DAYS FOR A TOTAL OF 0.2 HOUR/WEEK. THERE SHALL BE NO MORE THAN 5 DAYS BETWEEN THE LAST VISIT IN ONE WEEK AND THE FIRST VISIT IN THE NEXT WEEK. | N | Y | SHADY NEST MOBILE HOME PARK | 10446 COUNTY ROAD 44 |  | LEESBURG | FL | 34749 |  | 3525164772 |  | RENEE HARROD | RENEE HARROD | 2418 VIRGINIA DR |  | LEESBURG | FL | 34748 | 4120 | 3526362624 |  | INVESTOR | 25 | 26000 | 20 | 2018-08-22 | 2018-08-22 | NC01 | 50
3 | LAKE | CD | BBUSH@FS.FED.US | 3350213 | NONCOMMUNITY | CHLORINATION; AERATION FOR REMOVAL OF ANY SECONDARY CONTAMINANT, SULFIDE, OR ANY UNREGULATED CONTAMINANT; CORROSION CONTROL INHIBITOR ADDITION; HYPOCHLORINATION; IRON OR MANGANESE SEQUESTRATION; OR ULTRAVIOLET RADIATION. THE LEAD/CHIEF OPERATOR MUST BE CLASS D OR HIGHER. 50,000 GPD UP TO 0.25 MGD-STAFFING BY CLASS D OR HIGHER OPERATOR: 3 VISITS/WEEK ON NONCONSECUTIVE DAYS FOR A TOTAL OF 0.3 HOUR/WEEK. LESS THAN 50,000 GPD-STAFFING BY A CLASS D OR HIGHER OPERATOR: 2 VISITS/WEEK ON NONCONSECUTIVE DAYS FOR A TOTAL OF 0.2 HOUR/WEEK. THERE SHALL BE NO MORE THAN 5 DAYS BETWEEN THE LAST VISIT IN ONE WEEK AND THE FIRST VISIT IN THE NEXT WEEK. | N | Y | USDA/CLEARWATER LAKE REC AREA | 24511 COUNTY ROAD 42 |  | PAISLEY | FL | 32767 |  | 3526252520 | 2509 |  | LEIGH OSTIN | 17147 E. FL-40 |  | SILVER SPRINGS | FL | 34488 |  | 3526252520 | 2504 | FEDERAL | 25 | 10000 | 9 | 2014-04-10 | 2017-07-26 | NC01 | 50
3 | LAKE | CD | SBRUNSON@CLERMONTFL.ORG | 3350215 | COMMUNITY | CHLORINATION; AERATION FOR REMOVAL OF ANY SECONDARY CONTAMINANT, SULFIDE, OR ANY UNREGULATED CONTAMINANT; CORROSION CONTROL INHIBITOR ADDITION; HYPOCHLORINATION; IRON OR MANGANESE SEQUESTRATION; OR ULTRAVIOLET RADIATION. THE LEAD/CHIEF OPERATOR MUST BE CLASS C OR HIGHER. 5.0 MGD AND ABOVE-STAFFING BY CLASS C OR HIGHER OPERATOR: 6 HOURS/DAY FOR 5 DAYS/WEEK AND ONE VISIT ON EACH WEEKEND DAY. 3.0 MGD UP TO 5.0 MGD-STAFFING BY CLASS C OR HIGHER OPERATOR: 1 HOUR/DAY FOR 5 DAYS/WEEK AND ONE VISIT ON EACH WEEKEND DAY. 0.25 MGD UP TO 3.0 MGD-STAFFING BY CLASS C OR HIGHER OPERATOR: 5 VISITS/WEEK AND ONE VISIT EACH WEEKEND FOR A TOTAL OF 0.6 HOUR/WEEK. | N | Y | CLERMONT, CITY OF (2 WPS) | 3335 HANCOCK RD |  | CLERMONT | FL | 34711 |  | 3523941008 |  | DUANE LAND | STONY BRUNSON | 3335 HANCOCK RD |  | CLERMONT | FL | 34711 |  | 3522410178 |  | MUNICIPALITY | 11628 | 3384000 | 3876 | 2014-08-07 | 2021-12-22 | DC03 | 2000
3 | LAKE | CD | None | 3350240 | COMMUNITY | CHLORINATION; AERATION FOR REMOVAL OF ANY SECONDARY CONTAMINANT, SULFIDE, OR ANY UNREGULATED CONTAMINANT; CORROSION CONTROL INHIBITOR ADDITION; HYPOCHLORINATION; IRON OR MANGANESE SEQUESTRATION; OR ULTRAVIOLET RADIATION. THE LEAD/CHIEF OPERATOR MUST BE CLASS D OR HIGHER. 50,000 GPD UP TO 0.25 MGD-STAFFING BY CLASS D OR HIGHER OPERATOR: 3 VISITS/WEEK ON NONCONSECUTIVE DAYS FOR A TOTAL OF 0.3 HOUR/WEEK. LESS THAN 50,000 GPD-STAFFING BY A CLASS D OR HIGHER OPERATOR: 2 VISITS/WEEK ON NONCONSECUTIVE DAYS FOR A TOTAL OF 0.2 HOUR/WEEK. THERE SHALL BE NO MORE THAN 5 DAYS BETWEEN THE LAST VISIT IN ONE WEEK AND THE FIRST VISIT IN THE NEXT WEEK. | N | Y | CORLEY ISLAND MOBILE MANOR | 138 KINGS BLVD |  | LEESBURG | FL | 34748 |  | 3527878201 |  | GARY BREWINGTON | HAROLD WHITCOMB | 1621 CHASE LANDING WAY |  | WINTER PARK | FL | 32789 |  | 8137582643 |  | INVESTOR | 250 | 165600 | 150 | 2016-04-19 | 2021-12-15 | DC05 | 500
3 | LAKE | CD |  | 3350249 | COMMUNITY | CHLORINATION; AERATION FOR REMOVAL OF ANY SECONDARY CONTAMINANT, SULFIDE, OR ANY UNREGULATED CONTAMINANT; CORROSION CONTROL INHIBITOR ADDITION; HYPOCHLORINATION; IRON OR MANGANESE SEQUESTRATION; OR ULTRAVIOLET RADIATION. THE LEAD/CHIEF OPERATOR MUST BE CLASS D OR HIGHER. 50,000 GPD UP TO 0.25 MGD-STAFFING BY CLASS D OR HIGHER OPERATOR: 3 VISITS/WEEK ON NONCONSECUTIVE DAYS FOR A TOTAL OF 0.3 HOUR/WEEK. LESS THAN 50,000 GPD-STAFFING BY A CLASS D OR HIGHER OPERATOR: 2 VISITS/WEEK ON NONCONSECUTIVE DAYS FOR A TOTAL OF 0.2 HOUR/WEEK. THERE SHALL BE NO MORE THAN 5 DAYS BETWEEN THE LAST VISIT IN ONE WEEK AND THE FIRST VISIT IN THE NEXT WEEK. | N | Y | COUNTRY SQUIRE MOBILE HOME PK | 6 COUNTRY SQUIRE ROAD |  | PAISLEY | FL | 32767 |  | 3526693107 |  | JENNIFER HARDWICK | APRIL ROLLIE | 27777 FRANKLIN ROAD | SUITE 200 | FRANKLIN | MI | 48034 |  | 2488640393 |  | INVESTOR | 240 | 241920 | 120 | 2018-08-16 | 2020-12-18 | DC05 | 500
3 | LAKE | CD | deerhavencr@yahoo.com | 3350284 | NONCOMMUNITY | CHLORINATION; AERATION FOR REMOVAL OF ANY SECONDARY CONTAMINANT, SULFIDE, OR ANY UNREGULATED CONTAMINANT; CORROSION CONTROL INHIBITOR ADDITION; HYPOCHLORINATION; IRON OR MANGANESE SEQUESTRATION; OR ULTRAVIOLET RADIATION. THE LEAD/CHIEF OPERATOR MUST BE CLASS D OR HIGHER. 50,000 GPD UP TO 0.25 MGD-STAFFING BY CLASS D OR HIGHER OPERATOR: 3 VISITS/WEEK ON NONCONSECUTIVE DAYS FOR A TOTAL OF 0.3 HOUR/WEEK. LESS THAN 50,000 GPD-STAFFING BY A CLASS D OR HIGHER OPERATOR: 2 VISITS/WEEK ON NONCONSECUTIVE DAYS FOR A TOTAL OF 0.2 HOUR/WEEK. THERE SHALL BE NO MORE THAN 5 DAYS BETWEEN THE LAST VISIT IN ONE WEEK AND THE FIRST VISIT IN THE NEXT WEEK. | N | Y | DEERHAVEN CAMPGROUND, INC. | 47924 NFS 540-2 |  | PAISLEY | FL | 32767 |  | 3526693791 |  | ROBERT TILLIS | DEERHAVEN CAMPGROUND INC. | 47924 NFS 540-2 |  | PAISLEY | FL | 32767 |  | 3526693791 |  | INVESTOR | 25 | 72000 | 70 | 2014-09-02 | 2017-08-08 | NC01 | 50
3 | LAKE | CD | bowens@durastress.com | 3350316 | NONTRANSIENT NONCOMMUNITY | CHLORINATION; AERATION FOR REMOVAL OF ANY SECONDARY CONTAMINANT, SULFIDE, OR ANY UNREGULATED CONTAMINANT; CORROSION CONTROL INHIBITOR ADDITION; HYPOCHLORINATION; IRON OR MANGANESE SEQUESTRATION; OR ULTRAVIOLET RADIATION. THE LEAD/CHIEF OPERATOR MUST BE CLASS D OR HIGHER. 50,000 GPD UP TO 0.25 MGD-STAFFING BY CLASS D OR HIGHER OPERATOR: 3 VISITS/WEEK ON NONCONSECUTIVE DAYS FOR A TOTAL OF 0.3 HOUR/WEEK. LESS THAN 50,000 GPD-STAFFING BY A CLASS D OR HIGHER OPERATOR: 2 VISITS/WEEK ON NONCONSECUTIVE DAYS FOR A TOTAL OF 0.2 HOUR/WEEK. THERE SHALL BE NO MORE THAN 5 DAYS BETWEEN THE LAST VISIT IN ONE WEEK AND THE FIRST VISIT IN THE NEXT WEEK. | N | Y | DURA-STRESS INC | 11325 CR 44 |  | LEESBURG | FL | 34749 |  | 3527871422 |  | BOB OWENS | G. KENT FULLER | PO BOX 490779 |  | LEESBURG | FL | 34749 | 779 | 3527871422 |  | INVESTOR | 350 | 13000 | 2 | 2017-05-12 | 2019-12-16 | NTNC | 100
3 | LAKE | CD | None | 3350319 | COMMUNITY | CHLORINATION; AERATION FOR REMOVAL OF ANY SECONDARY CONTAMINANT, SULFIDE, OR ANY UNREGULATED CONTAMINANT; CORROSION CONTROL INHIBITOR ADDITION; HYPOCHLORINATION; IRON OR MANGANESE SEQUESTRATION; OR ULTRAVIOLET RADIATION. THE LEAD/CHIEF OPERATOR MUST BE CLASS D OR HIGHER. 50,000 GPD UP TO 0.25 MGD-STAFFING BY CLASS D OR HIGHER OPERATOR: 3 VISITS/WEEK ON NONCONSECUTIVE DAYS FOR A TOTAL OF 0.3 HOUR/WEEK. LESS THAN 50,000 GPD-STAFFING BY A CLASS D OR HIGHER OPERATOR: 2 VISITS/WEEK ON NONCONSECUTIVE DAYS FOR A TOTAL OF 0.2 HOUR/WEEK. THERE SHALL BE NO MORE THAN 5 DAYS BETWEEN THE LAST VISIT IN ONE WEEK AND THE FIRST VISIT IN THE NEXT WEEK. | N | Y | EAGLES NEST ESTATES, LLC | 5519 EAGLES NEST RD |  | FRUITLAND PARK | FL | 34731 |  | 3527871149 |  | PHIL HUGHES | PHIL HUGHES | NO ADDRESS YET |  | FRUITLAND PARK | FL | 34731 |  | 8595335221 |  | INVESTOR | 340 | 144000 | 189 | 2012-05-02 | 2020-04-10 | DC051 | 100
3 | LAKE | CD |  | 3350322 | COMMUNITY | CHLORINATION; AERATION FOR REMOVAL OF ANY SECONDARY CONTAMINANT, SULFIDE, OR ANY UNREGULATED CONTAMINANT; CORROSION CONTROL INHIBITOR ADDITION; HYPOCHLORINATION; IRON OR MANGANESE SEQUESTRATION; OR ULTRAVIOLET RADIATION. THE LEAD/CHIEF OPERATOR MUST BE CLASS D OR HIGHER. 50,000 GPD UP TO 0.25 MGD-STAFFING BY CLASS D OR HIGHER OPERATOR: 3 VISITS/WEEK ON NONCONSECUTIVE DAYS FOR A TOTAL OF 0.3 HOUR/WEEK. LESS THAN 50,000 GPD-STAFFING BY A CLASS D OR HIGHER OPERATOR: 2 VISITS/WEEK ON NONCONSECUTIVE DAYS FOR A TOTAL OF 0.2 HOUR/WEEK. THERE SHALL BE NO MORE THAN 5 DAYS BETWEEN THE LAST VISIT IN ONE WEEK AND THE FIRST VISIT IN THE NEXT WEEK. | N | Y | EAST LAKE HARRIS ESTATES | 13319 WOODLAND DRIVE |  | ASTATULA | FL | 34705 |  | 3522660608 |  | WILL FONTAUNE | SAM CAIN | 280 WEKIVA SPRINGS RD | SUITE 2070 | LONGWOOD | FL | 32779 |  | 4076296900 |  | INVESTOR/LICENSED PUBLIC UTILITIES | 458 | 144000 | 177 | 2015-08-03 | 2021-02-26 | DC051 | 100
3 | LAKE | CD | DOBBINSG@CI.EUSTIS.FL.US | 3350346 | COMMUNITY | CHLORINATION; AERATION FOR REMOVAL OF ANY SECONDARY CONTAMINANT, SULFIDE, OR ANY UNREGULATED CONTAMINANT; CORROSION CONTROL INHIBITOR ADDITION; HYPOCHLORINATION; IRON OR MANGANESE SEQUESTRATION; OR ULTRAVIOLET RADIATION. THE LEAD/CHIEF OPERATOR MUST BE CLASS C OR HIGHER. 5.0 MGD AND ABOVE-STAFFING BY CLASS C OR HIGHER OPERATOR: 6 HOURS/DAY FOR 5 DAYS/WEEK AND ONE VISIT ON EACH WEEKEND DAY. 3.0 MGD UP TO 5.0 MGD-STAFFING BY CLASS C OR HIGHER OPERATOR: 1 HOUR/DAY FOR 5 DAYS/WEEK AND ONE VISIT ON EACH WEEKEND DAY. 0.25 MGD UP TO 3.0 MGD-STAFFING BY CLASS C OR HIGHER OPERATOR: 5 VISITS/WEEK AND ONE VISIT EACH WEEKEND FOR A TOTAL OF 0.6 HOUR/WEEK. | N | Y | EUSTIS, CITY OF (4 WPS) | P O BOX 68 |  | EUSTIS | FL | 32727 | 68 | 3523575618 |  | BRANDON PENNINGTON | GREG DOBBINS | PO BOX 68 |  | EUSTIS | FL | 32727 | 68 | 3523575618 |  | MUNICIPALITY | 35089 | 14805000 | 10266 | 2014-09-15 | 2019-01-15 | DC01 | 6000
3 | LAKE | CD | jconnolly@govmserv.com | 3350370 | COMMUNITY | CHLORINATION; AERATION FOR REMOVAL OF ANY SECONDARY CONTAMINANT, SULFIDE, OR ANY UNREGULATED CONTAMINANT; CORROSION CONTROL INHIBITOR ADDITION; HYPOCHLORINATION; IRON OR MANGANESE SEQUESTRATION; OR ULTRAVIOLET RADIATION. THE LEAD/CHIEF OPERATOR MUST BE CLASS D OR HIGHER. 50,000 GPD UP TO 0.25 MGD-STAFFING BY CLASS D OR HIGHER OPERATOR: 3 VISITS/WEEK ON NONCONSECUTIVE DAYS FOR A TOTAL OF 0.3 HOUR/WEEK. LESS THAN 50,000 GPD-STAFFING BY A CLASS D OR HIGHER OPERATOR: 2 VISITS/WEEK ON NONCONSECUTIVE DAYS FOR A TOTAL OF 0.2 HOUR/WEEK. THERE SHALL BE NO MORE THAN 5 DAYS BETWEEN THE LAST VISIT IN ONE WEEK AND THE FIRST VISIT IN THE NEXT WEEK. | N | Y | FERN TERRACE SUBDIVISION | 300 N FERN DRIVE |  | LEESBURG | FL | 34788 |  | 4076296900 |  | WILLIAM FONTAINE | SAM CAIN | 280 WEKIVA SPRINGS RD | SUITE 2070 | LONGWOOD | FL | 32779 |  | 4076296900 |  | INVESTOR/LICENSED PUBLIC UTILITIES | 283 | 129600 | 125 | 2099-08-24 | 2020-06-16 | DC051 | 100
3 | LAKE | CD | none | 3350384 | NONCOMMUNITY | CHLORINATION; AERATION FOR REMOVAL OF ANY SECONDARY CONTAMINANT, SULFIDE, OR ANY UNREGULATED CONTAMINANT; CORROSION CONTROL INHIBITOR ADDITION; HYPOCHLORINATION; IRON OR MANGANESE SEQUESTRATION; OR ULTRAVIOLET RADIATION. THE LEAD/CHIEF OPERATOR MUST BE CLASS D OR HIGHER. 50,000 GPD UP TO 0.25 MGD-STAFFING BY CLASS D OR HIGHER OPERATOR: 3 VISITS/WEEK ON NONCONSECUTIVE DAYS FOR A TOTAL OF 0.3 HOUR/WEEK. LESS THAN 50,000 GPD-STAFFING BY A CLASS D OR HIGHER OPERATOR: 2 VISITS/WEEK ON NONCONSECUTIVE DAYS FOR A TOTAL OF 0.2 HOUR/WEEK. THERE SHALL BE NO MORE THAN 5 DAYS BETWEEN THE LAST VISIT IN ONE WEEK AND THE FIRST VISIT IN THE NEXT WEEK. | N | Y | FISHERMAN'S COVE | 3950 NORTH EICHELBERGER RD |  | TAVARES | FL | 32778 |  | 3523431233 |  | RUSTY HINKLE | GORDON AND KATHLEEN COMER | 14233 7TH ST |  | DADE CITY | FL | 33523 |  | 3523431233 |  | INVESTOR | 25 | 122000 | 25 | 2015-04-17 | 2018-05-18 | NC01 | 50
3 | LAKE | CD | jeff.yant@lybcc.com | 3350385 | NONCOMMUNITY | CHLORINATION; AERATION FOR REMOVAL OF ANY SECONDARY CONTAMINANT, SULFIDE, OR ANY UNREGULATED CONTAMINANT; CORROSION CONTROL INHIBITOR ADDITION; HYPOCHLORINATION; IRON OR MANGANESE SEQUESTRATION; OR ULTRAVIOLET RADIATION. THE LEAD/CHIEF OPERATOR MUST BE CLASS D OR HIGHER. 50,000 GPD UP TO 0.25 MGD-STAFFING BY CLASS D OR HIGHER OPERATOR: 3 VISITS/WEEK ON NONCONSECUTIVE DAYS FOR A TOTAL OF 0.3 HOUR/WEEK. LESS THAN 50,000 GPD-STAFFING BY A CLASS D OR HIGHER OPERATOR: 2 VISITS/WEEK ON NONCONSECUTIVE DAYS FOR A TOTAL OF 0.2 HOUR/WEEK. THERE SHALL BE NO MORE THAN 5 DAYS BETWEEN THE LAST VISIT IN ONE WEEK AND THE FIRST VISIT IN THE NEXT WEEK. | N | Y | LAKE YALE BAPTIST CONFERENCE CTR (2WPS) | 39034 COUNTY ROAD 452 |  | LEESBURG | FL | 34788 |  | 3524839800 |  | JEFF YANT | JEFF YANT | 39034 COUNTY ROAD 452 |  | LEESBURG | FL | 34788 |  | 3524839800 |  | INVESTOR | 25 | 324000 | 48 | 2014-10-16 | 2018-06-05 | NC01 | 50
3 | LAKE | CD | bojohnson_24@yahoo.com | 3350398 | NONCOMMUNITY | CHLORINATION; AERATION FOR REMOVAL OF ANY SECONDARY CONTAMINANT, SULFIDE, OR ANY UNREGULATED CONTAMINANT; CORROSION CONTROL INHIBITOR ADDITION; HYPOCHLORINATION; IRON OR MANGANESE SEQUESTRATION; OR ULTRAVIOLET RADIATION. THE LEAD/CHIEF OPERATOR MUST BE CLASS D OR HIGHER. 50,000 GPD UP TO 0.25 MGD-STAFFING BY CLASS D OR HIGHER OPERATOR: 3 VISITS/WEEK ON NONCONSECUTIVE DAYS FOR A TOTAL OF 0.3 HOUR/WEEK. LESS THAN 50,000 GPD-STAFFING BY A CLASS D OR HIGHER OPERATOR: 2 VISITS/WEEK ON NONCONSECUTIVE DAYS FOR A TOTAL OF 0.2 HOUR/WEEK. THERE SHALL BE NO MORE THAN 5 DAYS BETWEEN THE LAST VISIT IN ONE WEEK AND THE FIRST VISIT IN THE NEXT WEEK. | N | Y | FLORIDA BAPTIST ENCAMPMENT | 4645 BAPTIST ISLAND ROAD |  | GROVELAND | FL | 34736 |  | 3524293173 |  | BO JOHNSON | BO JOHNSON | 4645 BAPTIST ISLAND RD |  | GROVELAND | FL | 34736 |  | 4074143297 |  | OTHER | 25 | 108000 | 22 | 2014-06-24 | 2017-08-08 | NC01 | 50
3 | LAKE | CD | hortonb@adoserv.com | 3350417 | NONCOMMUNITY | CHLORINATION; AERATION FOR REMOVAL OF ANY SECONDARY CONTAMINANT, SULFIDE, OR ANY UNREGULATED CONTAMINANT; CORROSION CONTROL INHIBITOR ADDITION; HYPOCHLORINATION; IRON OR MANGANESE SEQUESTRATION; OR ULTRAVIOLET RADIATION. THE LEAD/CHIEF OPERATOR MUST BE CLASS C OR HIGHER. 5.0 MGD AND ABOVE-STAFFING BY CLASS C OR HIGHER OPERATOR: 6 HOURS/DAY FOR 5 DAYS/WEEK AND ONE VISIT ON EACH WEEKEND DAY. 3.0 MGD UP TO 5.0 MGD-STAFFING BY CLASS C OR HIGHER OPERATOR: 1 HOUR/DAY FOR 5 DAYS/WEEK AND ONE VISIT ON EACH WEEKEND DAY. 0.25 MGD UP TO 3.0 MGD-STAFFING BY CLASS C OR HIGHER OPERATOR: 5 VISITS/WEEK AND ONE VISIT EACH WEEKEND FOR A TOTAL OF 0.6 HOUR/WEEK. | N | Y | FORESTER HAVEN II | 28334 CHURCHILL SMITH LN |  | MT DORA | FL | 32757 |  | 3523836158 |  | CHURCHHILL SMITH LANE, LLC | CHURCHHILL SMITH LANE, LLC | 699 E FIFTH AVE |  | MOUNT DORA | FL | 32757 |  |  |  | INVESTOR | 38 | 288000 | 7 | 2018-02-12 | 2021-02-26 | NC01 | 50
3 | LAKE | CD | JCONNOLLY@GOVMSERV.COM | 3350426 | COMMUNITY | CHLORINATION; AERATION FOR REMOVAL OF ANY SECONDARY CONTAMINANT, SULFIDE, OR ANY UNREGULATED CONTAMINANT; CORROSION CONTROL INHIBITOR ADDITION; HYPOCHLORINATION; IRON OR MANGANESE SEQUESTRATION; OR ULTRAVIOLET RADIATION. THE LEAD/CHIEF OPERATOR MUST BE CLASS D OR HIGHER. 50,000 GPD UP TO 0.25 MGD-STAFFING BY CLASS D OR HIGHER OPERATOR: 3 VISITS/WEEK ON NONCONSECUTIVE DAYS FOR A TOTAL OF 0.3 HOUR/WEEK. LESS THAN 50,000 GPD-STAFFING BY A CLASS D OR HIGHER OPERATOR: 2 VISITS/WEEK ON NONCONSECUTIVE DAYS FOR A TOTAL OF 0.2 HOUR/WEEK. THERE SHALL BE NO MORE THAN 5 DAYS BETWEEN THE LAST VISIT IN ONE WEEK AND THE FIRST VISIT IN THE NEXT WEEK. | N | Y | FRIENDLY CENTER SUBDIVISION | 25701 MONROE STREET |  | ASTATULA | FL | 34705 |  | 4076296900 |  | WILLIAM FONTAINE | SAM CAIN | 280 WEKIVA SPRINGS RD | SUITE 2070 | LONGWOOD | FL | 32779 |  | 4076296900 |  | INVESTOR/LICENSED PUBLIC UTILITIES | 80 | 72100 | 31 | 2007-08-15 | 2021-02-26 | DC052 | 100
3 | LAKE | CD | RDICUS@FRUITLANDPARK.ORG | 3350427 | COMMUNITY | CHLORINATION; AERATION FOR REMOVAL OF ANY SECONDARY CONTAMINANT, SULFIDE, OR ANY UNREGULATED CONTAMINANT; CORROSION CONTROL INHIBITOR ADDITION; HYPOCHLORINATION; IRON OR MANGANESE SEQUESTRATION; OR ULTRAVIOLET RADIATION. THE LEAD/CHIEF OPERATOR MUST BE CLASS C OR HIGHER. 5.0 MGD AND ABOVE-STAFFING BY CLASS C OR HIGHER OPERATOR: 6 HOURS/DAY FOR 5 DAYS/WEEK AND ONE VISIT ON EACH WEEKEND DAY. 3.0 MGD UP TO 5.0 MGD-STAFFING BY CLASS C OR HIGHER OPERATOR: 1 HOUR/DAY FOR 5 DAYS/WEEK AND ONE VISIT ON EACH WEEKEND DAY. 0.25 MGD UP TO 3.0 MGD-STAFFING BY CLASS C OR HIGHER OPERATOR: 5 VISITS/WEEK AND ONE VISIT EACH WEEKEND FOR A TOTAL OF 0.6 HOUR/WEEK. | N | Y | FRUITLAND PARK, CITY OF (3 WPS) | 506 W BERCKMAN ST |  | FRUITLAND PARK | FL | 34731 |  | 3523606795 |  | ROBB DICUS | ROBB DICUS | 506 W BERCKMAN ST |  | FRUITLAND PARK | FL | 34731 |  | 3523086651 |  | MUNICIPALITY | 5127 | 2371875 | 1899 | 2014-12-12 | 2020-04-10 | DC03 | 2000
3 | LAKE | CD |  | 3350454 | NONTRANSIENT NONCOMMUNITY | CHLORINATION; AERATION FOR REMOVAL OF ANY SECONDARY CONTAMINANT, SULFIDE, OR ANY UNREGULATED CONTAMINANT; CORROSION CONTROL INHIBITOR ADDITION; HYPOCHLORINATION; IRON OR MANGANESE SEQUESTRATION; OR ULTRAVIOLET RADIATION. THE LEAD/CHIEF OPERATOR MUST BE CLASS C OR HIGHER. 5.0 MGD AND ABOVE-STAFFING BY CLASS C OR HIGHER OPERATOR: 6 HOURS/DAY FOR 5 DAYS/WEEK AND ONE VISIT ON EACH WEEKEND DAY. 3.0 MGD UP TO 5.0 MGD-STAFFING BY CLASS C OR HIGHER OPERATOR: 1 HOUR/DAY FOR 5 DAYS/WEEK AND ONE VISIT ON EACH WEEKEND DAY. 0.25 MGD UP TO 3.0 MGD-STAFFING BY CLASS C OR HIGHER OPERATOR: 5 VISITS/WEEK AND ONE VISIT EACH WEEKEND FOR A TOTAL OF 0.6 HOUR/WEEK. | N | Y | FLORIDA'S NATURAL GROWERS | 38851 STATE ROAD 19 |  | UMATILLA | FL | 32784 |  | 3526692101 |  | ERNEST MACHAMER | JASON JONES | 38851 SR 19 |  | UMATILLA | FL | 32784 |  | 3526692101 | 201 | INVESTOR | 100 | 864000 | 13 | 2012-05-31 | 2020-11-13 | NTNC | 100
3 | LAKE | CD | NONE 3/11/15 | 3350464 | NONCOMMUNITY | CHLORINATION; AERATION FOR REMOVAL OF ANY SECONDARY CONTAMINANT, SULFIDE, OR ANY UNREGULATED CONTAMINANT; CORROSION CONTROL INHIBITOR ADDITION; HYPOCHLORINATION; IRON OR MANGANESE SEQUESTRATION; OR ULTRAVIOLET RADIATION. THE LEAD/CHIEF OPERATOR MUST BE CLASS D OR HIGHER. 50,000 GPD UP TO 0.25 MGD-STAFFING BY CLASS D OR HIGHER OPERATOR: 3 VISITS/WEEK ON NONCONSECUTIVE DAYS FOR A TOTAL OF 0.3 HOUR/WEEK. LESS THAN 50,000 GPD-STAFFING BY A CLASS D OR HIGHER OPERATOR: 2 VISITS/WEEK ON NONCONSECUTIVE DAYS FOR A TOTAL OF 0.2 HOUR/WEEK. THERE SHALL BE NO MORE THAN 5 DAYS BETWEEN THE LAST VISIT IN ONE WEEK AND THE FIRST VISIT IN THE NEXT WEEK. | N | Y | GRAND ISLAND TRAILER PARK | 36530 S. FISHCAMP RD |  | GRAND ISLAND | FL | 32735 |  | 3525891264 |  |  | WILLARD MARTIN | 2008 W. RIDGE ST. |  | MARQUETTE | MI | 49855 |  | 9062283747 |  | INVESTOR | 25 | 54000 | 25 | 2018-06-29 | 2018-05-03 | NC01 | 50
3 | LAKE | CD | None | 3350474 | COMMUNITY | CHLORINATION; AERATION FOR REMOVAL OF ANY SECONDARY CONTAMINANT, SULFIDE, OR ANY UNREGULATED CONTAMINANT; CORROSION CONTROL INHIBITOR ADDITION; HYPOCHLORINATION; IRON OR MANGANESE SEQUESTRATION; OR ULTRAVIOLET RADIATION. THE LEAD/CHIEF OPERATOR MUST BE CLASS D OR HIGHER. 50,000 GPD UP TO 0.25 MGD-STAFFING BY CLASS D OR HIGHER OPERATOR: 3 VISITS/WEEK ON NONCONSECUTIVE DAYS FOR A TOTAL OF 0.3 HOUR/WEEK. LESS THAN 50,000 GPD-STAFFING BY A CLASS D OR HIGHER OPERATOR: 2 VISITS/WEEK ON NONCONSECUTIVE DAYS FOR A TOTAL OF 0.2 HOUR/WEEK. THERE SHALL BE NO MORE THAN 5 DAYS BETWEEN THE LAST VISIT IN ONE WEEK AND THE FIRST VISIT IN THE NEXT WEEK. | N | Y | GRIFFWOOD MOBILE HOME PARK | 03896 PICCIOLA RD |  | FRUITLAND PARK | FL | 34731 |  | 3527873700 |  | JILL BOYLE | JILL BOYLE | 3896 PICCIOLA RD |  | FRUITLAND PARK | FL | 34731 | 6374 | 3527873700 |  | INVESTOR | 295 | 64800 | 118 | 2012-07-12 | 2021-12-06 | DC051 | 100
3 | LAKE | CD |  | 3350475 | NONCOMMUNITY | CHLORINATION; AERATION FOR REMOVAL OF ANY SECONDARY CONTAMINANT, SULFIDE, OR ANY UNREGULATED CONTAMINANT; CORROSION CONTROL INHIBITOR ADDITION; HYPOCHLORINATION; IRON OR MANGANESE SEQUESTRATION; OR ULTRAVIOLET RADIATION. THE LEAD/CHIEF OPERATOR MUST BE CLASS D OR HIGHER. 50,000 GPD UP TO 0.25 MGD-STAFFING BY CLASS D OR HIGHER OPERATOR: 3 VISITS/WEEK ON NONCONSECUTIVE DAYS FOR A TOTAL OF 0.3 HOUR/WEEK. LESS THAN 50,000 GPD-STAFFING BY A CLASS D OR HIGHER OPERATOR: 2 VISITS/WEEK ON NONCONSECUTIVE DAYS FOR A TOTAL OF 0.2 HOUR/WEEK. THERE SHALL BE NO MORE THAN 5 DAYS BETWEEN THE LAST VISIT IN ONE WEEK AND THE FIRST VISIT IN THE NEXT WEEK. | N | Y | PINE LAKE RETREAT | 21725 COUNTY RD. 33 |  | GROVELAND | FL | 34736 |  | 3524294454 |  | ANGELA ROIX | SURESH GUPTA | 21725 CR 33 |  | GROVELAND | FL | 34736 |  | 4076191500 |  | INVESTOR | 25 | 34560 | 26 | 2016-04-15 | 2020-06-17 | NC01 | 50
3 | LAKE | CD | CRAIG.RAINES@GROVELAND-FL.GOV | 3350476 | COMMUNITY | CHLORINATION; AERATION FOR REMOVAL OF ANY SECONDARY CONTAMINANT, SULFIDE, OR ANY UNREGULATED CONTAMINANT; CORROSION CONTROL INHIBITOR ADDITION; HYPOCHLORINATION; IRON OR MANGANESE SEQUESTRATION; OR ULTRAVIOLET RADIATION. THE LEAD/CHIEF OPERATOR MUST BE CLASS C OR HIGHER. 5.0 MGD AND ABOVE-STAFFING BY CLASS C OR HIGHER OPERATOR: 6 HOURS/DAY FOR 5 DAYS/WEEK AND ONE VISIT ON EACH WEEKEND DAY. 3.0 MGD UP TO 5.0 MGD-STAFFING BY CLASS C OR HIGHER OPERATOR: 1 HOUR/DAY FOR 5 DAYS/WEEK AND ONE VISIT ON EACH WEEKEND DAY. 0.25 MGD UP TO 3.0 MGD-STAFFING BY CLASS C OR HIGHER OPERATOR: 5 VISITS/WEEK AND ONE VISIT EACH WEEKEND FOR A TOTAL OF 0.6 HOUR/WEEK. | N | Y | GROVELAND WATER DEPARTMENT (3 WPS) | 156 S. LAKE AVE. |  | GROVELAND | FL | 32736 | 26 | 3524292141 |  | CRAIG RAINES | CRAIG RAINES | 156 S LAKE AVE |  | GROVELAND | FL | 34736 | 26 | 3525847228 | 17 | MUNICIPALITY | 12985 | 3353000 | 3710 | 2018-07-24 | 2021-06-03 | DC03 | 2000
3 | LAKE | CD | gforrest@govmserv.com | 3350481 | COMMUNITY | CHLORINATION; AERATION FOR REMOVAL OF ANY SECONDARY CONTAMINANT, SULFIDE, OR ANY UNREGULATED CONTAMINANT; CORROSION CONTROL INHIBITOR ADDITION; HYPOCHLORINATION; IRON OR MANGANESE SEQUESTRATION; OR ULTRAVIOLET RADIATION. THE LEAD/CHIEF OPERATOR MUST BE CLASS D OR HIGHER. 50,000 GPD UP TO 0.25 MGD-STAFFING BY CLASS D OR HIGHER OPERATOR: 3 VISITS/WEEK ON NONCONSECUTIVE DAYS FOR A TOTAL OF 0.3 HOUR/WEEK. LESS THAN 50,000 GPD-STAFFING BY A CLASS D OR HIGHER OPERATOR: 2 VISITS/WEEK ON NONCONSECUTIVE DAYS FOR A TOTAL OF 0.2 HOUR/WEEK. THERE SHALL BE NO MORE THAN 5 DAYS BETWEEN THE LAST VISIT IN ONE WEEK AND THE FIRST VISIT IN THE NEXT WEEK. | N | Y | HAINES CREEK MOBILE HOME PARK | 34834 HAINES CREEK RD |  | LEESBURG | FL | 34788 |  | 6039731554 |  | WILLIAM FONTAINE | SAM CAIN | 280 WEKIVA SPRINGS ROAD | SUITE 2000 | LONGWOOD | FL | 32779 |  | 4076296900 |  | INVESTOR | 220 | 64800 | 110 | 2013-10-11 | 2019-06-13 | DC051 | 100
3 | LAKE | CD | harboroaks@embarqmail.com | 3350495 | COMMUNITY | CHLORINATION; AERATION FOR REMOVAL OF ANY SECONDARY CONTAMINANT, SULFIDE, OR ANY UNREGULATED CONTAMINANT; CORROSION CONTROL INHIBITOR ADDITION; HYPOCHLORINATION; IRON OR MANGANESE SEQUESTRATION; OR ULTRAVIOLET RADIATION. THE LEAD/CHIEF OPERATOR MUST BE CLASS C OR HIGHER. 5.0 MGD AND ABOVE-STAFFING BY CLASS C OR HIGHER OPERATOR: 6 HOURS/DAY FOR 5 DAYS/WEEK AND ONE VISIT ON EACH WEEKEND DAY. 3.0 MGD UP TO 5.0 MGD-STAFFING BY CLASS C OR HIGHER OPERATOR: 1 HOUR/DAY FOR 5 DAYS/WEEK AND ONE VISIT ON EACH WEEKEND DAY. 0.25 MGD UP TO 3.0 MGD-STAFFING BY CLASS C OR HIGHER OPERATOR: 5 VISITS/WEEK AND ONE VISIT EACH WEEKEND FOR A TOTAL OF 0.6 HOUR/WEEK. | N | Y | HARBOR OAKS MOBILE HOME PARK | 3990 PICCIOLA RD |  | FRUITLAND PARK | FL | 34731 | 6408 | 3527871908 |  | GERI LAU | GERI LAU | 3990 PICCIOLA RD |  | FRUITLAND PARK | FL | 34731 |  | 3527871908 |  | SUBDIVISION | 421 | 440000 | 234 | 2017-08-25 | 2020-04-10 | DC04 | 1000
3 | LAKE | CD | KAREN_DOIRON@EQUITYLIFESTYLE.COM | 3350506 | COMMUNITY | CHLORINATION; AERATION FOR REMOVAL OF ANY SECONDARY CONTAMINANT, SULFIDE, OR ANY UNREGULATED CONTAMINANT; CORROSION CONTROL INHIBITOR ADDITION; HYPOCHLORINATION; IRON OR MANGANESE SEQUESTRATION; OR ULTRAVIOLET RADIATION. THE LEAD/CHIEF OPERATOR MUST BE CLASS C OR HIGHER. 5.0 MGD AND ABOVE-STAFFING BY CLASS C OR HIGHER OPERATOR: 6 HOURS/DAY FOR 5 DAYS/WEEK AND ONE VISIT ON EACH WEEKEND DAY. 3.0 MGD UP TO 5.0 MGD-STAFFING BY CLASS C OR HIGHER OPERATOR: 1 HOUR/DAY FOR 5 DAYS/WEEK AND ONE VISIT ON EACH WEEKEND DAY. 0.25 MGD UP TO 3.0 MGD-STAFFING BY CLASS C OR HIGHER OPERATOR: 5 VISITS/WEEK AND ONE VISIT EACH WEEKEND FOR A TOTAL OF 0.6 HOUR/WEEK. | N | Y | HASELTON VILLAGE | 14 CORAL ST |  | EUSTIS | FL | 32726 |  | 8132826754 |  |  | MARLUZ LOPEZ | 5100 LEMON ST. | STE 109 | TAMPA | FL | 33609 |  |  |  | INVESTOR/LICENSED PUBLIC UTILITIES | 500 | 360000 | 298 | 2018-05-10 | 2021-03-29 | DC04 | 1000
3 | LAKE | CD | None | 3350507 | COMMUNITY | CHLORINATION; AERATION FOR REMOVAL OF ANY SECONDARY CONTAMINANT, SULFIDE, OR ANY UNREGULATED CONTAMINANT; CORROSION CONTROL INHIBITOR ADDITION; HYPOCHLORINATION; IRON OR MANGANESE SEQUESTRATION; OR ULTRAVIOLET RADIATION. THE LEAD/CHIEF OPERATOR MUST BE CLASS C OR HIGHER. 5.0 MGD AND ABOVE-STAFFING BY CLASS C OR HIGHER OPERATOR: 6 HOURS/DAY FOR 5 DAYS/WEEK AND ONE VISIT ON EACH WEEKEND DAY. 3.0 MGD UP TO 5.0 MGD-STAFFING BY CLASS C OR HIGHER OPERATOR: 1 HOUR/DAY FOR 5 DAYS/WEEK AND ONE VISIT ON EACH WEEKEND DAY. 0.25 MGD UP TO 3.0 MGD-STAFFING BY CLASS C OR HIGHER OPERATOR: 5 VISITS/WEEK AND ONE VISIT EACH WEEKEND FOR A TOTAL OF 0.6 HOUR/WEEK. | N | Y | HAWTHORNE AT LEESBURG | 100 HAWTHORNE BLVD |  | LEESBURG | FL | 34748 |  | 3527871000 |  | Paul Gunterman | CHAD PECK | 100 HAWTHORNE BLVD |  | LEESBURG | FL | 34748 |  | 3527871000 |  | INVESTOR | 1883 | 1030000 | 1186 | 2013-02-27 | 2020-05-19 | DC03 | 2000
3 | LAKE | CD | Manager@hickoryhollowestates | 3350523 | COMMUNITY | CHLORINATION; AERATION FOR REMOVAL OF ANY SECONDARY CONTAMINANT, SULFIDE, OR ANY UNREGULATED CONTAMINANT; CORROSION CONTROL INHIBITOR ADDITION; HYPOCHLORINATION; IRON OR MANGANESE SEQUESTRATION; OR ULTRAVIOLET RADIATION. THE LEAD/CHIEF OPERATOR MUST BE CLASS C OR HIGHER. 5.0 MGD AND ABOVE-STAFFING BY CLASS C OR HIGHER OPERATOR: 6 HOURS/DAY FOR 5 DAYS/WEEK AND ONE VISIT ON EACH WEEKEND DAY. 3.0 MGD UP TO 5.0 MGD-STAFFING BY CLASS C OR HIGHER OPERATOR: 1 HOUR/DAY FOR 5 DAYS/WEEK AND ONE VISIT ON EACH WEEKEND DAY. 0.25 MGD UP TO 3.0 MGD-STAFFING BY CLASS C OR HIGHER OPERATOR: 5 VISITS/WEEK AND ONE VISIT EACH WEEKEND FOR A TOTAL OF 0.6 HOUR/WEEK. | N | Y | HICKORY HOLLOW ESTATES | 9705 LOT 31 HICKORY HOLLOW RD |  | LEESBURG | FL | 34788 |  | 3527281667 |  | CAL COLLINSWORTH | KYLE HUNEYCUTT | 1211 ORANGE AVE STE 102 |  | WINTER PARK | FL | 32789 |  | 4077408773 |  | INVESTOR | 223 | 64800 | 119 | 2012-05-29 | 2019-12-13 | DC051 | 100
3 | LAKE | CD | conrad_eggers@hotmail.com | 3350529 | NONCOMMUNITY | CHLORINATION; AERATION FOR REMOVAL OF ANY SECONDARY CONTAMINANT, SULFIDE, OR ANY UNREGULATED CONTAMINANT; CORROSION CONTROL INHIBITOR ADDITION; HYPOCHLORINATION; IRON OR MANGANESE SEQUESTRATION; OR ULTRAVIOLET RADIATION. THE LEAD/CHIEF OPERATOR MUST BE CLASS D OR HIGHER. 50,000 GPD UP TO 0.25 MGD-STAFFING BY CLASS D OR HIGHER OPERATOR: 3 VISITS/WEEK ON NONCONSECUTIVE DAYS FOR A TOTAL OF 0.3 HOUR/WEEK. LESS THAN 50,000 GPD-STAFFING BY A CLASS D OR HIGHER OPERATOR: 2 VISITS/WEEK ON NONCONSECUTIVE DAYS FOR A TOTAL OF 0.2 HOUR/WEEK. THERE SHALL BE NO MORE THAN 5 DAYS BETWEEN THE LAST VISIT IN ONE WEEK AND THE FIRST VISIT IN THE NEXT WEEK. | N | Y | HIDE-AWAY-HARBOR MHP | 48 HARBOR CIRCLE |  | ASTATULA | FL | 34705 |  | 7012265610 |  |  | CONRAD EGGERS | 144 SE 33RD ST |  | CAPE CORAL | FL | 33904 |  | 7012265610 |  | INVESTOR | 23 | 42000 | 41 | 2014-09-12 | 2018-08-08 | NC01 | 50
3 | LAKE | CD | None | 3350536 | COMMUNITY | CHLORINATION; AERATION FOR REMOVAL OF ANY SECONDARY CONTAMINANT, SULFIDE, OR ANY UNREGULATED CONTAMINANT; CORROSION CONTROL INHIBITOR ADDITION; HYPOCHLORINATION; IRON OR MANGANESE SEQUESTRATION; OR ULTRAVIOLET RADIATION. THE LEAD/CHIEF OPERATOR MUST BE CLASS D OR HIGHER. 50,000 GPD UP TO 0.25 MGD-STAFFING BY CLASS D OR HIGHER OPERATOR: 3 VISITS/WEEK ON NONCONSECUTIVE DAYS FOR A TOTAL OF 0.3 HOUR/WEEK. LESS THAN 50,000 GPD-STAFFING BY A CLASS D OR HIGHER OPERATOR: 2 VISITS/WEEK ON NONCONSECUTIVE DAYS FOR A TOTAL OF 0.2 HOUR/WEEK. THERE SHALL BE NO MORE THAN 5 DAYS BETWEEN THE LAST VISIT IN ONE WEEK AND THE FIRST VISIT IN THE NEXT WEEK. | N | Y | HIGHLANDS MOBILE HOME PARK | 17730 U.S. HWY 27 |  | CLERMONT | FL | 34711 |  | 3523943200 |  | BARRY CAMPBELL | JOHN HALL | 3310 US 301 |  | ELLENTON | FL | 34222 |  | 9414008007 |  | INVESTOR | 130 | 86000 | 67 | 2017-11-20 | 2020-06-16 | DC051 | 100
3 | LAKE | CD | JCONNOLLY@GOVMSERV.COM | 3350544 | COMMUNITY | CHLORINATION; AERATION FOR REMOVAL OF ANY SECONDARY CONTAMINANT, SULFIDE, OR ANY UNREGULATED CONTAMINANT; CORROSION CONTROL INHIBITOR ADDITION; HYPOCHLORINATION; IRON OR MANGANESE SEQUESTRATION; OR ULTRAVIOLET RADIATION. THE LEAD/CHIEF OPERATOR MUST BE CLASS D OR HIGHER. 50,000 GPD UP TO 0.25 MGD-STAFFING BY CLASS D OR HIGHER OPERATOR: 3 VISITS/WEEK ON NONCONSECUTIVE DAYS FOR A TOTAL OF 0.3 HOUR/WEEK. LESS THAN 50,000 GPD-STAFFING BY A CLASS D OR HIGHER OPERATOR: 2 VISITS/WEEK ON NONCONSECUTIVE DAYS FOR A TOTAL OF 0.2 HOUR/WEEK. THERE SHALL BE NO MORE THAN 5 DAYS BETWEEN THE LAST VISIT IN ONE WEEK AND THE FIRST VISIT IN THE NEXT WEEK. | N | Y | HOBBY HILL SUBDIVISION | 37337 GENIUS COURT |  | LADY LAKE | FL | 32159 |  | 4076296900 |  | WILLIAM FONTAINE | SAM CAIN | 280 WEKIVA SPRINGS RD | SUITE 2070 | LONGWOOD | FL | 32779 |  | 4076296900 |  | INVESTOR/LICENSED PUBLIC UTILITIES | 265 | 234000 | 106 | 2009-12-09 | 2021-05-19 | DC051 | 100
3 | LAKE | CD |  | 3350551 | COMMUNITY | CHLORINATION; AERATION FOR REMOVAL OF ANY SECONDARY CONTAMINANT, SULFIDE, OR ANY UNREGULATED CONTAMINANT; CORROSION CONTROL INHIBITOR ADDITION; HYPOCHLORINATION; IRON OR MANGANESE SEQUESTRATION; OR ULTRAVIOLET RADIATION. THE LEAD/CHIEF OPERATOR MUST BE CLASS C OR HIGHER. 5.0 MGD AND ABOVE-STAFFING BY CLASS C OR HIGHER OPERATOR: 6 HOURS/DAY FOR 5 DAYS/WEEK AND ONE VISIT ON EACH WEEKEND DAY. 3.0 MGD UP TO 5.0 MGD-STAFFING BY CLASS C OR HIGHER OPERATOR: 1 HOUR/DAY FOR 5 DAYS/WEEK AND ONE VISIT ON EACH WEEKEND DAY. 0.25 MGD UP TO 3.0 MGD-STAFFING BY CLASS C OR HIGHER OPERATOR: 5 VISITS/WEEK AND ONE VISIT EACH WEEKEND FOR A TOTAL OF 0.6 HOUR/WEEK. | N | Y | HOLIDAY RV VILLAGE | 28229 CR 33 |  | LEESBURG | FL | 34748 |  | 3527875151 |  | MARK WEIR | DONNA PASSETTI | 28229 CR 33 |  | LEESBURG | FL | 34748 |  | 3527875151 |  | INVESTOR | 1725 | 554000 | 958 | 2018-06-21 | 2021-03-02 | DC04 | 1000
3 | LAKE | CD | none | 3350572 | NONCOMMUNITY | CHLORINATION; AERATION FOR REMOVAL OF ANY SECONDARY CONTAMINANT, SULFIDE, OR ANY UNREGULATED CONTAMINANT; CORROSION CONTROL INHIBITOR ADDITION; HYPOCHLORINATION; IRON OR MANGANESE SEQUESTRATION; OR ULTRAVIOLET RADIATION. THE LEAD/CHIEF OPERATOR MUST BE CLASS D OR HIGHER. 50,000 GPD UP TO 0.25 MGD-STAFFING BY CLASS D OR HIGHER OPERATOR: 3 VISITS/WEEK ON NONCONSECUTIVE DAYS FOR A TOTAL OF 0.3 HOUR/WEEK. LESS THAN 50,000 GPD-STAFFING BY A CLASS D OR HIGHER OPERATOR: 2 VISITS/WEEK ON NONCONSECUTIVE DAYS FOR A TOTAL OF 0.2 HOUR/WEEK. THERE SHALL BE NO MORE THAN 5 DAYS BETWEEN THE LAST VISIT IN ONE WEEK AND THE FIRST VISIT IN THE NEXT WEEK. | N | Y | ROMAR ESTATES | SOUTH BUCKHILL RD AND COUNTY ROAD 455 |  | ASTATULA | FL | 32798 |  | 4074688004 |  | MENTOR SAUCEDA | MENTOR SAUCEDA | 24508 COUNTY ROAD 561 |  | ASTATULA | FL | 34705 | 9646 | 3524552063 |  | INVESTOR | 25 | 64800 | 20 | 2021-09-08 | 2019-05-16 | NC01 | 50
3 | LAKE | CD | HoweyPWD@aol.com | 3350573 | COMMUNITY | CHLORINATION; AERATION FOR REMOVAL OF ANY SECONDARY CONTAMINANT, SULFIDE, OR ANY UNREGULATED CONTAMINANT; CORROSION CONTROL INHIBITOR ADDITION; HYPOCHLORINATION; IRON OR MANGANESE SEQUESTRATION; OR ULTRAVIOLET RADIATION. THE LEAD/CHIEF OPERATOR MUST BE CLASS C OR HIGHER. 5.0 MGD AND ABOVE-STAFFING BY CLASS C OR HIGHER OPERATOR: 6 HOURS/DAY FOR 5 DAYS/WEEK AND ONE VISIT ON EACH WEEKEND DAY. 3.0 MGD UP TO 5.0 MGD-STAFFING BY CLASS C OR HIGHER OPERATOR: 1 HOUR/DAY FOR 5 DAYS/WEEK AND ONE VISIT ON EACH WEEKEND DAY. 0.25 MGD UP TO 3.0 MGD-STAFFING BY CLASS C OR HIGHER OPERATOR: 5 VISITS/WEEK AND ONE VISIT EACH WEEKEND FOR A TOTAL OF 0.6 HOUR/WEEK. | N | Y | HOWEY IN THE HILLS (2 WPS) | PO BOX 128 |  | HOWEY IN THE HILLS | FL | 34737 |  | 3523242526 |  | JOHN M. ERNEST | JOHN ERNEST | PO BOX 128 |  | HOWEY IN THE HILLS | FL | 34737 | 128 | 3525161346 |  | MUNICIPALITY | 2027 | 2520000 | 881 | 2019-05-15 | 2019-04-16 | DC03 | 2000
3 | LAKE | CD |  | 3350584 | COMMUNITY | CHLORINATION; AERATION FOR REMOVAL OF ANY SECONDARY CONTAMINANT, SULFIDE, OR ANY UNREGULATED CONTAMINANT; CORROSION CONTROL INHIBITOR ADDITION; HYPOCHLORINATION; IRON OR MANGANESE SEQUESTRATION; OR ULTRAVIOLET RADIATION. THE LEAD/CHIEF OPERATOR MUST BE CLASS C OR HIGHER. 5.0 MGD AND ABOVE-STAFFING BY CLASS C OR HIGHER OPERATOR: 6 HOURS/DAY FOR 5 DAYS/WEEK AND ONE VISIT ON EACH WEEKEND DAY. 3.0 MGD UP TO 5.0 MGD-STAFFING BY CLASS C OR HIGHER OPERATOR: 1 HOUR/DAY FOR 5 DAYS/WEEK AND ONE VISIT ON EACH WEEKEND DAY. 0.25 MGD UP TO 3.0 MGD-STAFFING BY CLASS C OR HIGHER OPERATOR: 5 VISITS/WEEK AND ONE VISIT EACH WEEKEND FOR A TOTAL OF 0.6 HOUR/WEEK. | N | Y | IMPERIAL TERRACE WEST | 11709 MAGNOLIA DRIVE |  | TAVARES | FL | 32778 |  | 4076296900 |  | WILLIAM FONTAINE | SAM CAIN | 280 WEKIVA SPRINGS RD | SUITE 2070 | LONGWOOD | FL | 32779 |  | 4076296900 |  | INVESTOR/LICENSED PUBLIC UTILITIES | 498 | 288000 | 248 | 2019-11-29 | 2019-11-26 | DC051 | 100
3 | LAKE | CD | JCONNOLLY@GOVMSERV.COM | 3350655 | COMMUNITY | CHLORINATION; AERATION FOR REMOVAL OF ANY SECONDARY CONTAMINANT, SULFIDE, OR ANY UNREGULATED CONTAMINANT; CORROSION CONTROL INHIBITOR ADDITION; HYPOCHLORINATION; IRON OR MANGANESE SEQUESTRATION; OR ULTRAVIOLET RADIATION. THE LEAD/CHIEF OPERATOR MUST BE CLASS C OR HIGHER. 5.0 MGD AND ABOVE-STAFFING BY CLASS C OR HIGHER OPERATOR: 6 HOURS/DAY FOR 5 DAYS/WEEK AND ONE VISIT ON EACH WEEKEND DAY. 3.0 MGD UP TO 5.0 MGD-STAFFING BY CLASS C OR HIGHER OPERATOR: 1 HOUR/DAY FOR 5 DAYS/WEEK AND ONE VISIT ON EACH WEEKEND DAY. 0.25 MGD UP TO 3.0 MGD-STAFFING BY CLASS C OR HIGHER OPERATOR: 5 VISITS/WEEK AND ONE VISIT EACH WEEKEND FOR A TOTAL OF 0.6 HOUR/WEEK. | N | Y | KING'S COVE SUBDIVISION | CNR OF TWIN PALMS & PICCIOLA ROAD |  | FRUITLAND PARK | FL | 34731 |  | 4076296900 |  | WILLIAM FONTAINE | SAM CAIN | 280 WEKIVA SPRINGS RD | SUITE 2070 | LONGWOOD | FL | 32779 |  | 4076296900 |  | INVESTOR | 732 | 378000 | 209 | 2099-11-02 | 2019-05-14 | DC04 | 1000
3 | LAKE | CD | none | 3350679 | COMMUNITY | CHLORINATION; AERATION FOR REMOVAL OF ANY SECONDARY CONTAMINANT, SULFIDE, OR ANY UNREGULATED CONTAMINANT; CORROSION CONTROL INHIBITOR ADDITION; HYPOCHLORINATION; IRON OR MANGANESE SEQUESTRATION; OR ULTRAVIOLET RADIATION. THE LEAD/CHIEF OPERATOR MUST BE CLASS D OR HIGHER. 50,000 GPD UP TO 0.25 MGD-STAFFING BY CLASS D OR HIGHER OPERATOR: 3 VISITS/WEEK ON NONCONSECUTIVE DAYS FOR A TOTAL OF 0.3 HOUR/WEEK. LESS THAN 50,000 GPD-STAFFING BY A CLASS D OR HIGHER OPERATOR: 2 VISITS/WEEK ON NONCONSECUTIVE DAYS FOR A TOTAL OF 0.2 HOUR/WEEK. THERE SHALL BE NO MORE THAN 5 DAYS BETWEEN THE LAST VISIT IN ONE WEEK AND THE FIRST VISIT IN THE NEXT WEEK. | N | Y | LADY LAKE MOBILE HOME PARK | 2934 EAST GRIFFIN VIEW DR |  | LADY LAKE | FL | 32159 |  | 3527532118 |  | LEWIS B. JONES | LEWIS B. JONES | 2934 E GRIFFIN VIEW RD |  | LADY LAKE | FL | 32159 |  | 3527532118 |  | INVESTOR | 270 | 144000 | 148 | 2016-05-11 | 2021-12-15 | DC05 | 500
3 | LAKE | CD | None | 3350690 | COMMUNITY | CHLORINATION; AERATION FOR REMOVAL OF ANY SECONDARY CONTAMINANT, SULFIDE, OR ANY UNREGULATED CONTAMINANT; CORROSION CONTROL INHIBITOR ADDITION; HYPOCHLORINATION; IRON OR MANGANESE SEQUESTRATION; OR ULTRAVIOLET RADIATION. THE LEAD/CHIEF OPERATOR MUST BE CLASS C OR HIGHER. 5.0 MGD AND ABOVE-STAFFING BY CLASS C OR HIGHER OPERATOR: 6 HOURS/DAY FOR 5 DAYS/WEEK AND ONE VISIT ON EACH WEEKEND DAY. 3.0 MGD UP TO 5.0 MGD-STAFFING BY CLASS C OR HIGHER OPERATOR: 1 HOUR/DAY FOR 5 DAYS/WEEK AND ONE VISIT ON EACH WEEKEND DAY. 0.25 MGD UP TO 3.0 MGD-STAFFING BY CLASS C OR HIGHER OPERATOR: 5 VISITS/WEEK AND ONE VISIT EACH WEEKEND FOR A TOTAL OF 0.6 HOUR/WEEK. | N | Y | LAKE CORRECTIONAL INSTITUTION | 19225 US HWY 27 |  | CLERMONT | FL | 34711 |  | 3523946146 |  | MARK MCKINNON | ANDRES KRAUL | 501 S. CALHOUN ST. |  | TALLAHASSEE | FL | 32399 | 2500 | 8507173926 |  | STATE | 1500 | 648000 | 40 | 2018-01-18 | 2020-12-03 | DC04 | 1000
3 | LAKE | CD |  | 3350691 | COMMUNITY | CHLORINATION; AERATION FOR REMOVAL OF ANY SECONDARY CONTAMINANT, SULFIDE, OR ANY UNREGULATED CONTAMINANT; CORROSION CONTROL INHIBITOR ADDITION; HYPOCHLORINATION; IRON OR MANGANESE SEQUESTRATION; OR ULTRAVIOLET RADIATION. THE LEAD/CHIEF OPERATOR MUST BE CLASS C OR HIGHER. 5.0 MGD AND ABOVE-STAFFING BY CLASS C OR HIGHER OPERATOR: 6 HOURS/DAY FOR 5 DAYS/WEEK AND ONE VISIT ON EACH WEEKEND DAY. 3.0 MGD UP TO 5.0 MGD-STAFFING BY CLASS C OR HIGHER OPERATOR: 1 HOUR/DAY FOR 5 DAYS/WEEK AND ONE VISIT ON EACH WEEKEND DAY. 0.25 MGD UP TO 3.0 MGD-STAFFING BY CLASS C OR HIGHER OPERATOR: 5 VISITS/WEEK AND ONE VISIT EACH WEEKEND FOR A TOTAL OF 0.6 HOUR/WEEK. | N | Y | SUNSHINE PARKWAY SYSTEMS | 20434 US HWY 27 | (CNR OF HWY 19 & 27) | CLERMONT | FL | 34711 |  | 3524290227 |  | CRAIG RAINES | JAMES HUISH | 156 S LAKE AVE |  | GROVELAND | FL | 34736 | 2597 | 3524290227 | 17 | CITY | 1447 | 4990000 | 419 | 2018-05-15 | 2020-12-16 | DC03 | 2000
3 | LAKE | CD | JMICKETT@FS.FED.US | 3350693 | NONCOMMUNITY | CHLORINATION; AERATION FOR REMOVAL OF ANY SECONDARY CONTAMINANT, SULFIDE, OR ANY UNREGULATED CONTAMINANT; CORROSION CONTROL INHIBITOR ADDITION; HYPOCHLORINATION; IRON OR MANGANESE SEQUESTRATION; OR ULTRAVIOLET RADIATION. THE LEAD/CHIEF OPERATOR MUST BE CLASS D OR HIGHER. 50,000 GPD UP TO 0.25 MGD-STAFFING BY CLASS D OR HIGHER OPERATOR: 3 VISITS/WEEK ON NONCONSECUTIVE DAYS FOR A TOTAL OF 0.3 HOUR/WEEK. LESS THAN 50,000 GPD-STAFFING BY A CLASS D OR HIGHER OPERATOR: 2 VISITS/WEEK ON NONCONSECUTIVE DAYS FOR A TOTAL OF 0.2 HOUR/WEEK. THERE SHALL BE NO MORE THAN 5 DAYS BETWEEN THE LAST VISIT IN ONE WEEK AND THE FIRST VISIT IN THE NEXT WEEK. | N | Y | USDA/LAKE DORR REC AREA | 45660 SR 19 N |  | UMATILLA | FL | 32784 |  | 3526252520 | 2509 | JONATHAN MICKETT | LEIGH OSTIN | 17147 E. FL-40 |  | SILVER SPRINGS | FL | 34488 | 5849 | 3526252520 | 2504 | FEDERAL | 25 | 15000 | 8 | 2011-04-14 | 2017-07-26 | NC01 | 50
3 | LAKE | CD | none | 3350694 | NONCOMMUNITY | CHLORINATION; AERATION FOR REMOVAL OF ANY SECONDARY CONTAMINANT, SULFIDE, OR ANY UNREGULATED CONTAMINANT; CORROSION CONTROL INHIBITOR ADDITION; HYPOCHLORINATION; IRON OR MANGANESE SEQUESTRATION; OR ULTRAVIOLET RADIATION. THE LEAD/CHIEF OPERATOR MUST BE CLASS D OR HIGHER. 50,000 GPD UP TO 0.25 MGD-STAFFING BY CLASS D OR HIGHER OPERATOR: 3 VISITS/WEEK ON NONCONSECUTIVE DAYS FOR A TOTAL OF 0.3 HOUR/WEEK. LESS THAN 50,000 GPD-STAFFING BY A CLASS D OR HIGHER OPERATOR: 2 VISITS/WEEK ON NONCONSECUTIVE DAYS FOR A TOTAL OF 0.2 HOUR/WEEK. THERE SHALL BE NO MORE THAN 5 DAYS BETWEEN THE LAST VISIT IN ONE WEEK AND THE FIRST VISIT IN THE NEXT WEEK. | N | Y | LAKE DORR MOBILE HOME PARK | 19246 SUNFISH LANE |  | ALTOONA | FL | 32702 |  | 3527352071 |  | QUISQUEYA REAL ESTATE HOLDINGS | QUISQUEYA REAL ESTATE HOLDINGS | PO BOX 2085 |  | APOPKA | FL | 32712 |  | 3527352071 |  | INVESTOR | 25 | 15840 | 31 | 2011-08-04 | 2017-11-29 | NC01 | 50
3 | LAKE | CD | lvtlibrary@aol.com | 3350730 | COMMUNITY | CHLORINATION; AERATION FOR REMOVAL OF ANY SECONDARY CONTAMINANT, SULFIDE, OR ANY UNREGULATED CONTAMINANT; CORROSION CONTROL INHIBITOR ADDITION; HYPOCHLORINATION; IRON OR MANGANESE SEQUESTRATION; OR ULTRAVIOLET RADIATION. THE LEAD/CHIEF OPERATOR MUST BE CLASS C OR HIGHER. 5.0 MGD AND ABOVE-STAFFING BY CLASS C OR HIGHER OPERATOR: 6 HOURS/DAY FOR 5 DAYS/WEEK AND ONE VISIT ON EACH WEEKEND DAY. 3.0 MGD UP TO 5.0 MGD-STAFFING BY CLASS C OR HIGHER OPERATOR: 1 HOUR/DAY FOR 5 DAYS/WEEK AND ONE VISIT ON EACH WEEKEND DAY. 0.25 MGD UP TO 3.0 MGD-STAFFING BY CLASS C OR HIGHER OPERATOR: 5 VISITS/WEEK AND ONE VISIT EACH WEEKEND FOR A TOTAL OF 0.6 HOUR/WEEK. | N | Y | LAKEVIEW TERRACE RETIREMENT SERVICES | 331 RAINTREE DRIVE |  | ALTOONA | FL | 32702 |  | 3526692133 |  | TODD HARRIS | KENNETH SCHULTZ | 1890 SR 436 | STE 300 | WINTER PARK | FL | 32792 |  | 4076453211 |  | INVESTOR | 324 | 288000 | 38 | 2018-06-13 | 2021-02-04 | DC05 | 500
3 | LAKE | CD | none9/10/01 | 3350734 | NONCOMMUNITY | CHLORINATION; AERATION FOR REMOVAL OF ANY SECONDARY CONTAMINANT, SULFIDE, OR ANY UNREGULATED CONTAMINANT; CORROSION CONTROL INHIBITOR ADDITION; HYPOCHLORINATION; IRON OR MANGANESE SEQUESTRATION; OR ULTRAVIOLET RADIATION. THE LEAD/CHIEF OPERATOR MUST BE CLASS D OR HIGHER. 50,000 GPD UP TO 0.25 MGD-STAFFING BY CLASS D OR HIGHER OPERATOR: 3 VISITS/WEEK ON NONCONSECUTIVE DAYS FOR A TOTAL OF 0.3 HOUR/WEEK. LESS THAN 50,000 GPD-STAFFING BY A CLASS D OR HIGHER OPERATOR: 2 VISITS/WEEK ON NONCONSECUTIVE DAYS FOR A TOTAL OF 0.2 HOUR/WEEK. THERE SHALL BE NO MORE THAN 5 DAYS BETWEEN THE LAST VISIT IN ONE WEEK AND THE FIRST VISIT IN THE NEXT WEEK. | N | Y | LAKE HARRIS LODGE | 11924 LANE PARK RD. |  | TAVARES | FL | 32778 |  | 3523434111 |  | DON AND DEBBIE MIFFLIN | DON MIFFLIN | 11924 LANE PARK RD |  | TAVARES | FL | 32778 |  | 3523434111 |  | INVESTOR | 25 | 20600 | 35 | 2014-06-18 | 2017-08-08 | NC01 | 50
3 | LAKE | CD |  | 3350740 | NONCOMMUNITY | CHLORINATION; AERATION FOR REMOVAL OF ANY SECONDARY CONTAMINANT, SULFIDE, OR ANY UNREGULATED CONTAMINANT; CORROSION CONTROL INHIBITOR ADDITION; HYPOCHLORINATION; IRON OR MANGANESE SEQUESTRATION; OR ULTRAVIOLET RADIATION. THE LEAD/CHIEF OPERATOR MUST BE CLASS D OR HIGHER. 50,000 GPD UP TO 0.25 MGD-STAFFING BY CLASS D OR HIGHER OPERATOR: 3 VISITS/WEEK ON NONCONSECUTIVE DAYS FOR A TOTAL OF 0.3 HOUR/WEEK. LESS THAN 50,000 GPD-STAFFING BY A CLASS D OR HIGHER OPERATOR: 2 VISITS/WEEK ON NONCONSECUTIVE DAYS FOR A TOTAL OF 0.2 HOUR/WEEK. THERE SHALL BE NO MORE THAN 5 DAYS BETWEEN THE LAST VISIT IN ONE WEEK AND THE FIRST VISIT IN THE NEXT WEEK. | N | Y | LAZY OAKS RESORT | 1414 N LAKEVIEW AVE |  | LEESBURG | FL | 34748 |  | 3527284727 |  | DERK HAAG | IRENE NICOLAYSEN | 1414 N. LAKEVIEW AVE. |  | LEESBURG | FL | 34748 |  | 7273665036 |  | INVESTOR | 25 | 1 | 25 | 2016-08-23 | 2021-05-07 | NC01 | 50
3 | LAKE | CD | None | 3350744 | COMMUNITY | CHLORINATION; AERATION FOR REMOVAL OF ANY SECONDARY CONTAMINANT, SULFIDE, OR ANY UNREGULATED CONTAMINANT; CORROSION CONTROL INHIBITOR ADDITION; HYPOCHLORINATION; IRON OR MANGANESE SEQUESTRATION; OR ULTRAVIOLET RADIATION. THE LEAD/CHIEF OPERATOR MUST BE CLASS D OR HIGHER. 50,000 GPD UP TO 0.25 MGD-STAFFING BY CLASS D OR HIGHER OPERATOR: 3 VISITS/WEEK ON NONCONSECUTIVE DAYS FOR A TOTAL OF 0.3 HOUR/WEEK. LESS THAN 50,000 GPD-STAFFING BY A CLASS D OR HIGHER OPERATOR: 2 VISITS/WEEK ON NONCONSECUTIVE DAYS FOR A TOTAL OF 0.2 HOUR/WEEK. THERE SHALL BE NO MORE THAN 5 DAYS BETWEEN THE LAST VISIT IN ONE WEEK AND THE FIRST VISIT IN THE NEXT WEEK. | N | Y | LAKESIDE VILLAGE I | 2580 LAKESIDE DRIVE |  | LEESBURG | FL | 34788 |  | 3523268250 |  | COMPREHENSIVE ACCOUNTING SERVICES | COMPREHENSIVE ACCOUNTING SERVICES | 8700 E. VISTA BONITA DRIVE | SUITE 202 | SCOTTSDALE | AZ | 85255 | 3206 |  |  | INVESTOR | 280 | 162000 | 112 | 2014-04-17 | 2019-10-21 | DC051 | 100
3 | LAKE | CD | al.purvis@leesburgflorida.gov | 3350745 | COMMUNITY | CHLORINATION; AERATION FOR REMOVAL OF ANY SECONDARY CONTAMINANT, SULFIDE, OR ANY UNREGULATED CONTAMINANT; CORROSION CONTROL INHIBITOR ADDITION; HYPOCHLORINATION; IRON OR MANGANESE SEQUESTRATION; OR ULTRAVIOLET RADIATION. THE LEAD/CHIEF OPERATOR MUST BE CLASS C OR HIGHER. 5.0 MGD AND ABOVE-STAFFING BY CLASS C OR HIGHER OPERATOR: 6 HOURS/DAY FOR 5 DAYS/WEEK AND ONE VISIT ON EACH WEEKEND DAY. 3.0 MGD UP TO 5.0 MGD-STAFFING BY CLASS C OR HIGHER OPERATOR: 1 HOUR/DAY FOR 5 DAYS/WEEK AND ONE VISIT ON EACH WEEKEND DAY. 0.25 MGD UP TO 3.0 MGD-STAFFING BY CLASS C OR HIGHER OPERATOR: 5 VISITS/WEEK AND ONE VISIT EACH WEEKEND FOR A TOTAL OF 0.6 HOUR/WEEK. | N | Y | LEESBURG, CITY OF | 223 S 5TH ST |  | LEESBURG | FL | 34748 | 5897 | 3527289843 |  | Al Purvis | DAREL CRAINE | 223 S. FIFTH ST. |  | LEESBURG | FL | 34748 |  | 3527289835 |  | MUNICIPALITY | 41696 | 17424000 | 11913 | 2016-09-02 | 2019-01-11 | DC01 | 6000
3 | LAKE | CD |  | 3350760 | COMMUNITY | CHLORINATION; AERATION FOR REMOVAL OF ANY SECONDARY CONTAMINANT, SULFIDE, OR ANY UNREGULATED CONTAMINANT; CORROSION CONTROL INHIBITOR ADDITION; HYPOCHLORINATION; IRON OR MANGANESE SEQUESTRATION; OR ULTRAVIOLET RADIATION. THE LEAD/CHIEF OPERATOR MUST BE CLASS D OR HIGHER. 50,000 GPD UP TO 0.25 MGD-STAFFING BY CLASS D OR HIGHER OPERATOR: 3 VISITS/WEEK ON NONCONSECUTIVE DAYS FOR A TOTAL OF 0.3 HOUR/WEEK. LESS THAN 50,000 GPD-STAFFING BY A CLASS D OR HIGHER OPERATOR: 2 VISITS/WEEK ON NONCONSECUTIVE DAYS FOR A TOTAL OF 0.2 HOUR/WEEK. THERE SHALL BE NO MORE THAN 5 DAYS BETWEEN THE LAST VISIT IN ONE WEEK AND THE FIRST VISIT IN THE NEXT WEEK. | N | Y | LITTLE LAKE HARRIS SHORES ASSOC | CR 561 |  | ASTATULA | FL | 34705 |  | 3523438842 |  | DALE CARNSEW | ROGER SHROCK | 26603 W COVE DR |  | TAVARES | FL | 32778 |  | 7654380749 |  | WATER ASSOCIATION | 297 | 145000 | 147 | 2018-02-20 | 2021-02-10 | DC05 | 500
3 | LAKE | CD |  | 3350783 | COMMUNITY | CHLORINATION; AERATION FOR REMOVAL OF ANY SECONDARY CONTAMINANT, SULFIDE, OR ANY UNREGULATED CONTAMINANT; CORROSION CONTROL INHIBITOR ADDITION; HYPOCHLORINATION; IRON OR MANGANESE SEQUESTRATION; OR ULTRAVIOLET RADIATION. THE LEAD/CHIEF OPERATOR MUST BE CLASS D OR HIGHER. 50,000 GPD UP TO 0.25 MGD-STAFFING BY CLASS D OR HIGHER OPERATOR: 3 VISITS/WEEK ON NONCONSECUTIVE DAYS FOR A TOTAL OF 0.3 HOUR/WEEK. LESS THAN 50,000 GPD-STAFFING BY A CLASS D OR HIGHER OPERATOR: 2 VISITS/WEEK ON NONCONSECUTIVE DAYS FOR A TOTAL OF 0.2 HOUR/WEEK. THERE SHALL BE NO MORE THAN 5 DAYS BETWEEN THE LAST VISIT IN ONE WEEK AND THE FIRST VISIT IN THE NEXT WEEK. | N | Y | YOUTH WITH A MISSION (2WPS) | 15749 CR 455 |  | MONTVERDE | FL | 34756 |  | 4074692792 |  | DEAN SANGREY | MICHAEL BERG | 15749 CR 455 |  | MONTVERDE | FL | 34756 | 3775 | 4072731667 |  | OTHER | 120 | 282960 | 65 | 2018-12-05 | 2021-10-22 | DC052 | 100
3 | LAKE | CD | larry.walker@cityofmascotte.com | 3350812 | COMMUNITY | CHLORINATION; AERATION FOR REMOVAL OF ANY SECONDARY CONTAMINANT, SULFIDE, OR ANY UNREGULATED CONTAMINANT; CORROSION CONTROL INHIBITOR ADDITION; HYPOCHLORINATION; IRON OR MANGANESE SEQUESTRATION; OR ULTRAVIOLET RADIATION. THE LEAD/CHIEF OPERATOR MUST BE CLASS C OR HIGHER. 5.0 MGD AND ABOVE-STAFFING BY CLASS C OR HIGHER OPERATOR: 6 HOURS/DAY FOR 5 DAYS/WEEK AND ONE VISIT ON EACH WEEKEND DAY. 3.0 MGD UP TO 5.0 MGD-STAFFING BY CLASS C OR HIGHER OPERATOR: 1 HOUR/DAY FOR 5 DAYS/WEEK AND ONE VISIT ON EACH WEEKEND DAY. 0.25 MGD UP TO 3.0 MGD-STAFFING BY CLASS C OR HIGHER OPERATOR: 5 VISITS/WEEK AND ONE VISIT EACH WEEKEND FOR A TOTAL OF 0.6 HOUR/WEEK. | N | Y | MASCOTTE WATER DEPARTMENT | 143 KNIGHT ST. |  | MASCOTTE | FL | 34753 | 56 | 3524294429 |  | LARRY WALKER | LARRY WALKER | 100 E MYERS BLVD |  | MASCOTTE | FL | 34753 | 9766 | 3524294429 |  | MUNICIPALITY | 8771 | 1223000 | 2506 | 2019-01-09 | 2021-10-20 | DC03 | 2000
3 | LAKE | CD | karen_doiron@equitylifestyle.com | 3350825 | COMMUNITY | AERATION FOR REMOVAL OF ANY PRIMARY CONTAMINANT; ALKALINITY/PH ADJUSTMENT; CHLORAMIN ATION; CHLORINE DIOXIDE FOR OXIDATION OR DISINFECTION; FLUORIDATION; ION EXCHANGE FOR REMOVAL OF ANY SECONDARY CONTAMINANT, SULFIDE, OR ANY UNREGULATED CONTAMINANT; OR OZONATION. THE LEAD/CHIEF OPERATOR MUST BE CLASS C OR HIGHER. 5.0 MGD UP TO 10 MGD-STAFFING BY CLASS C OR HIGHER OPERATOR: 6 HOURS/DAY FOR 5 DAYS/WEEK AND ONE VISIT ON EACH WEEKEND DAY. 3.0 MGD UP TO 5.0 MGD-STAFFING BY CLASS C OR HIGHER OPERATOR: 3 HOURS/DAY FOR 5 DAYS/WEEK AND ONE VISIT ON EACH WEEKEND DAY. 1.0 MGD UP TO 3.0 MGD-STAFFING BY CLASS C OR HIGHER OPERATOR: 1 HOUR/DAY FOR 5 DAYS/WEEK AND ONE VISIT ON EACH WEEKEND DAY. 0.1 MGD UP TO 1.0 MGD-STAFFING BY CLASS C OR HIGHER OPERATOR: 5 VISITS/WEEK AND ONE VISIT EACH WEEKEND FOR A TOTAL OF 1.2 HOURS/WEEK. | N | Y | MID-FLORIDA LAKES YACHT CLUB | 201 FOREST DR |  | LEESBURG | FL | 34788 |  | 3525898300 |  | HENRY LUE | MARLUZ LOPEZ | 5100 LEMON ST. | STE 109 | TAMPA | FL | 33609 |  |  |  | INVESTOR | 3065 | 1209000 | 1226 | 2017-08-23 | 2019-11-19 | DC03 | 2000
3 | LAKE | CD | RHOLLAND@MINNEOLA.US | 3350836 | COMMUNITY | CHLORINATION; AERATION FOR REMOVAL OF ANY SECONDARY CONTAMINANT, SULFIDE, OR ANY UNREGULATED CONTAMINANT; CORROSION CONTROL INHIBITOR ADDITION; HYPOCHLORINATION; IRON OR MANGANESE SEQUESTRATION; OR ULTRAVIOLET RADIATION. THE LEAD/CHIEF OPERATOR MUST BE CLASS C OR HIGHER. 5.0 MGD AND ABOVE-STAFFING BY CLASS C OR HIGHER OPERATOR: 6 HOURS/DAY FOR 5 DAYS/WEEK AND ONE VISIT ON EACH WEEKEND DAY. 3.0 MGD UP TO 5.0 MGD-STAFFING BY CLASS C OR HIGHER OPERATOR: 1 HOUR/DAY FOR 5 DAYS/WEEK AND ONE VISIT ON EACH WEEKEND DAY. 0.25 MGD UP TO 3.0 MGD-STAFFING BY CLASS C OR HIGHER OPERATOR: 5 VISITS/WEEK AND ONE VISIT EACH WEEKEND FOR A TOTAL OF 0.6 HOUR/WEEK. | N | Y | MINNEOLA WATER DEPARTMENT (2 WPS) | 800 N HIGHWAY 27TH |  | MINNEOLA | FL | 34715 |  | 3525516501 |  | ROBERT HOLLAND | MARK JOHNSON | PO DRAWER 678 |  | MINNEOLA | FL | 34755 | 678 | 3523945330 |  | MUNICIPALITY | 17888 | 6480000 | 5111 | 2018-08-09 | 2021-08-24 | DC02 | 4000
3 | LAKE | CD | None | 3350838 | NONTRANSIENT NONCOMMUNITY | CHLORINATION; AERATION FOR REMOVAL OF ANY SECONDARY CONTAMINANT, SULFIDE, OR ANY UNREGULATED CONTAMINANT; CORROSION CONTROL INHIBITOR ADDITION; HYPOCHLORINATION; IRON OR MANGANESE SEQUESTRATION; OR ULTRAVIOLET RADIATION. THE LEAD/CHIEF OPERATOR MUST BE CLASS C OR HIGHER. 5.0 MGD AND ABOVE-STAFFING BY CLASS C OR HIGHER OPERATOR: 6 HOURS/DAY FOR 5 DAYS/WEEK AND ONE VISIT ON EACH WEEKEND DAY. 3.0 MGD UP TO 5.0 MGD-STAFFING BY CLASS C OR HIGHER OPERATOR: 1 HOUR/DAY FOR 5 DAYS/WEEK AND ONE VISIT ON EACH WEEKEND DAY. 0.25 MGD UP TO 3.0 MGD-STAFFING BY CLASS C OR HIGHER OPERATOR: 5 VISITS/WEEK AND ONE VISIT EACH WEEKEND FOR A TOTAL OF 0.6 HOUR/WEEK. | N | Y | MISSION INN GOLF & TENNIS RESORT | 10400 CR 48 |  | HOWEY-IN-THE-HILLS | FL | 34737 |  | 3523243101 |  | ANTHONY DISCALA | MISSION INN GOLF & TENNIS RESORT | 10400 CR 48 |  | HOWEY- IN-THE-HILLS | FL | 34737 |  | 3523242401 | 7159 | INVESTOR | 175 | 496800 | 5 | 2015-02-09 | 2020-01-16 | NTNC | 100
3 | LAKE | CD |  | 3350842 | COMMUNITY | CHLORINATION; AERATION FOR REMOVAL OF ANY SECONDARY CONTAMINANT, SULFIDE, OR ANY UNREGULATED CONTAMINANT; CORROSION CONTROL INHIBITOR ADDITION; HYPOCHLORINATION; IRON OR MANGANESE SEQUESTRATION; OR ULTRAVIOLET RADIATION. THE LEAD/CHIEF OPERATOR MUST BE CLASS D OR HIGHER. 50,000 GPD UP TO 0.25 MGD-STAFFING BY CLASS D OR HIGHER OPERATOR: 3 VISITS/WEEK ON NONCONSECUTIVE DAYS FOR A TOTAL OF 0.3 HOUR/WEEK. LESS THAN 50,000 GPD-STAFFING BY A CLASS D OR HIGHER OPERATOR: 2 VISITS/WEEK ON NONCONSECUTIVE DAYS FOR A TOTAL OF 0.2 HOUR/WEEK. THERE SHALL BE NO MORE THAN 5 DAYS BETWEEN THE LAST VISIT IN ONE WEEK AND THE FIRST VISIT IN THE NEXT WEEK. | N | Y | MOLOKAI MOBILE COMMUNITY | 1 HAWAIIAN WAY |  | LEESBURG | FL | 34788 | 8723 | 3523435300 |  | MURRAY LEAVER | MURRAY LEAVER | 1 HAWAIIAN WAY |  | LEESBURG | FL | 34788 | 8723 | 3523435300 |  | INVESTOR | 498 | 216000 | 270 | 2019-11-19 | 2019-11-19 | DC05 | 500
3 | LAKE | CD | None | 3350846 | COMMUNITY | CHLORINATION; AERATION FOR REMOVAL OF ANY SECONDARY CONTAMINANT, SULFIDE, OR ANY UNREGULATED CONTAMINANT; CORROSION CONTROL INHIBITOR ADDITION; HYPOCHLORINATION; IRON OR MANGANESE SEQUESTRATION; OR ULTRAVIOLET RADIATION. THE LEAD/CHIEF OPERATOR MUST BE CLASS C OR HIGHER. 5.0 MGD AND ABOVE-STAFFING BY CLASS C OR HIGHER OPERATOR: 6 HOURS/DAY FOR 5 DAYS/WEEK AND ONE VISIT ON EACH WEEKEND DAY. 3.0 MGD UP TO 5.0 MGD-STAFFING BY CLASS C OR HIGHER OPERATOR: 1 HOUR/DAY FOR 5 DAYS/WEEK AND ONE VISIT ON EACH WEEKEND DAY. 0.25 MGD UP TO 3.0 MGD-STAFFING BY CLASS C OR HIGHER OPERATOR: 5 VISITS/WEEK AND ONE VISIT EACH WEEKEND FOR A TOTAL OF 0.6 HOUR/WEEK. | N | Y | MONTVERDE MOBILE HOME SD | 17338 RAINTREE CT |  | MONTVERDE | FL | 34756 |  | 4074692922 |  | BILL MYERS | MONTVERDE MOBILE HOME S/D | PO BOX 560480 |  | MONTVERDE | FL | 34756 | 480 | 4078730010 |  | INVESTOR | 800 | 576000 | 280 | 2019-10-16 | 2019-10-14 | DC04 | 1000
3 | LAKE | CD | TBURDEN@MYMONTVERDE.COM | 3350847 | COMMUNITY | CHLORINATION; AERATION FOR REMOVAL OF ANY SECONDARY CONTAMINANT, SULFIDE, OR ANY UNREGULATED CONTAMINANT; CORROSION CONTROL INHIBITOR ADDITION; HYPOCHLORINATION; IRON OR MANGANESE SEQUESTRATION; OR ULTRAVIOLET RADIATION. THE LEAD/CHIEF OPERATOR MUST BE CLASS C OR HIGHER. 5.0 MGD AND ABOVE-STAFFING BY CLASS C OR HIGHER OPERATOR: 6 HOURS/DAY FOR 5 DAYS/WEEK AND ONE VISIT ON EACH WEEKEND DAY. 3.0 MGD UP TO 5.0 MGD-STAFFING BY CLASS C OR HIGHER OPERATOR: 1 HOUR/DAY FOR 5 DAYS/WEEK AND ONE VISIT ON EACH WEEKEND DAY. 0.25 MGD UP TO 3.0 MGD-STAFFING BY CLASS C OR HIGHER OPERATOR: 5 VISITS/WEEK AND ONE VISIT EACH WEEKEND FOR A TOTAL OF 0.6 HOUR/WEEK. | N | Y | MONTVERDE WATER DEPARTMENT (2WPS) | PORTER AVE, N.W. OF CITY HALL | P.O. BOX 560008 | MONTVERDE | FL | 34756 |  | 4074692681 |  | CHUCK MACK | TOWN OF MONTVERDE | PO BOX 560008 |  | MONTVERDE | FL | 34756 |  | 4074692681 |  | MUNICIPALITY | 1198 | 1775000 | 619 | 2011-12-14 | 2021-10-22 | DC03 | 2000
3 | LAKE | CD | TRASKWV@YAHOO.COM | 3350851 | COMMUNITY | CHLORINATION; AERATION FOR REMOVAL OF ANY SECONDARY CONTAMINANT, SULFIDE, OR ANY UNREGULATED CONTAMINANT; CORROSION CONTROL INHIBITOR ADDITION; HYPOCHLORINATION; IRON OR MANGANESE SEQUESTRATION; OR ULTRAVIOLET RADIATION. THE LEAD/CHIEF OPERATOR MUST BE CLASS D OR HIGHER. 50,000 GPD UP TO 0.25 MGD-STAFFING BY CLASS D OR HIGHER OPERATOR: 3 VISITS/WEEK ON NONCONSECUTIVE DAYS FOR A TOTAL OF 0.3 HOUR/WEEK. LESS THAN 50,000 GPD-STAFFING BY A CLASS D OR HIGHER OPERATOR: 2 VISITS/WEEK ON NONCONSECUTIVE DAYS FOR A TOTAL OF 0.2 HOUR/WEEK. THERE SHALL BE NO MORE THAN 5 DAYS BETWEEN THE LAST VISIT IN ONE WEEK AND THE FIRST VISIT IN THE NEXT WEEK. | N | Y | DUKES LANDING (MORGAN'S MHP & FISH CAMP) | 4056 PICCIOLA RD |  | FRUITLAND PARK | FL | 34731 |  | 3524314477 |  | SCOTT REEVE | PAUL W JAYNE | 1375 GIBSON RD. |  | DUNDEE | NY | 14837 |  | 6077386343 |  | INVESTOR | 30 | 50400 | 116 | 2014-11-19 | 2020-04-10 | DC051 | 100
3 | LAKE | CD | gforrest@GOVMSERV.COM | 3350852 | COMMUNITY | CHLORINATION; AERATION FOR REMOVAL OF ANY SECONDARY CONTAMINANT, SULFIDE, OR ANY UNREGULATED CONTAMINANT; CORROSION CONTROL INHIBITOR ADDITION; HYPOCHLORINATION; IRON OR MANGANESE SEQUESTRATION; OR ULTRAVIOLET RADIATION. THE LEAD/CHIEF OPERATOR MUST BE CLASS C OR HIGHER. 5.0 MGD AND ABOVE-STAFFING BY CLASS C OR HIGHER OPERATOR: 6 HOURS/DAY FOR 5 DAYS/WEEK AND ONE VISIT ON EACH WEEKEND DAY. 3.0 MGD UP TO 5.0 MGD-STAFFING BY CLASS C OR HIGHER OPERATOR: 1 HOUR/DAY FOR 5 DAYS/WEEK AND ONE VISIT ON EACH WEEKEND DAY. 0.25 MGD UP TO 3.0 MGD-STAFFING BY CLASS C OR HIGHER OPERATOR: 5 VISITS/WEEK AND ONE VISIT EACH WEEKEND FOR A TOTAL OF 0.6 HOUR/WEEK. | N | Y | MORNINGVIEW SUBDIVISION | 1322 ENGLISH ROAD |  | LEESBURG | FL | 34748 |  | 4076296900 |  | WILLIAM FONTAINE | SAM CAIN | 280 WEKIVA SPRINGS RD | SUITE 2070 | LONGWOOD | FL | 32779 |  | 4076296900 |  | INVESTOR/LICENSED PUBLIC UTILITIES | 123 | 306000 | 35 | 2001-12-20 | 2020-06-16 | DC051 | 100
3 | LAKE | CD | JANIKS@CITYOFMOUNTDORA.COM | 3350858 | COMMUNITY | CHLORINATION; AERATION FOR REMOVAL OF ANY SECONDARY CONTAMINANT, SULFIDE, OR ANY UNREGULATED CONTAMINANT; CORROSION CONTROL INHIBITOR ADDITION; HYPOCHLORINATION; IRON OR MANGANESE SEQUESTRATION; OR ULTRAVIOLET RADIATION. THE LEAD/CHIEF OPERATOR MUST BE CLASS C OR HIGHER. 5.0 MGD AND ABOVE-STAFFING BY CLASS C OR HIGHER OPERATOR: 6 HOURS/DAY FOR 5 DAYS/WEEK AND ONE VISIT ON EACH WEEKEND DAY. 3.0 MGD UP TO 5.0 MGD-STAFFING BY CLASS C OR HIGHER OPERATOR: 1 HOUR/DAY FOR 5 DAYS/WEEK AND ONE VISIT ON EACH WEEKEND DAY. 0.25 MGD UP TO 3.0 MGD-STAFFING BY CLASS C OR HIGHER OPERATOR: 5 VISITS/WEEK AND ONE VISIT EACH WEEKEND FOR A TOTAL OF 0.6 HOUR/WEEK. | N | Y | MOUNT DORA, CITY OF (2WPS) | 1250 NORTH HIGHLAND STREET |  | MOUNT DORA | FL | 32757 | 176 | 3527357151 |  | James Klein | JOE GRUSAUSKAS | 900 N. DONNELLY ST. |  | MOUNT DORA | FL | 32757 |  | 3527357151 |  | MUNICIPALITY | 35486 | 10368000 | 14309 | 2016-09-13 | 2020-05-08 | DC01 | 6000
3 | LAKE | CD |  | 3350900 | COMMUNITY | ACTIVATED CARBON PROCESSES; DIATOMACEOUS EARTH FILTRATION; ION EXCHANGE FOR REMOVAL OF ANY PRIMARY CONTAMINANT; ION AND MANGANESE REMOVAL (OXIDATION, DETENTION, AND FILTRATION); OR SLOW SAND FILTRATION. LEAD/CHIEF OPERATOR MUST BE CLASS C OR HIGHER. 1.0 MGD UP TO 2.0 MGD-STAFFING BY CLASS C OR HIGHER OPERATOR: 6 HOURS/DAY FOR 5 DAYS/WEEK AND ONE VISIT ON EACH WEEKEND DAY. 0.5 MGD UP TO 1.0 MGD-STAFFING BY CLASS C OR HIGHER OPERATOR: 3 HOURS/DAY FOR 5 DAYS/WEEK AND ONE VISIT ON EACH WEEKEND DAY. 0.25 MGD UP TO 0.5 MGD-STAFFING BY CLASS C OR HIGHER OPERATOR: 1 HOUR/DAY FOR 5 DAYS/WEEK AND ONE VISIT ON EACH WEEKEND DAY. LESS THAN 0.25 MGD-STAFFING BY CLASS C OR HIGHER OPERATOR: 5 VISITS/WEEK AND ONE VISIT EACH WEEKEND FOR A TOTAL OF 1.8 HOURS/WEEK. | N | Y | OAK LANE TRAILER PARK | 14236 MAX HOOKS ROAD |  | CLERMONT | FL | 34711 |  | 3523942033 |  | BRYON FIELDS | BRYON FIELDS | PO BOX 249 |  | ENGLEWOOD | NJ | 7631 |  | 7042998878 |  | INVESTOR | 109 | 32400 | 60 | 2014-08-13 | 2020-11-24 | DC06 | 100
3 | LAKE | CD | AHECKMAN@SUMMIT-COMMUNITIES.COM | 3350907 | COMMUNITY | CHLORINATION; AERATION FOR REMOVAL OF ANY SECONDARY CONTAMINANT, SULFIDE, OR ANY UNREGULATED CONTAMINANT; CORROSION CONTROL INHIBITOR ADDITION; HYPOCHLORINATION; IRON OR MANGANESE SEQUESTRATION; OR ULTRAVIOLET RADIATION. THE LEAD/CHIEF OPERATOR MUST BE CLASS D OR HIGHER. 50,000 GPD UP TO 0.25 MGD-STAFFING BY CLASS D OR HIGHER OPERATOR: 3 VISITS/WEEK ON NONCONSECUTIVE DAYS FOR A TOTAL OF 0.3 HOUR/WEEK. LESS THAN 50,000 GPD-STAFFING BY A CLASS D OR HIGHER OPERATOR: 2 VISITS/WEEK ON NONCONSECUTIVE DAYS FOR A TOTAL OF 0.2 HOUR/WEEK. THERE SHALL BE NO MORE THAN 5 DAYS BETWEEN THE LAST VISIT IN ONE WEEK AND THE FIRST VISIT IN THE NEXT WEEK. | N | Y | OAK SPRINGS MOBILE HOME PARK | 12 HIGHLAND AVE |  | SORRENTO | FL | 32776 |  | 3523835973 |  | TINA BADER | OAK SPRINGS MHC, LLC | 2632 S. ROCHESTER RD. | SUITE 70630 | ROCHESTER HILLS | MI | 48307 |  | 2485210521 |  | INVESTOR | 993 | 576000 | 331 | 2019-01-18 | 2021-09-24 | DC04 | 1000
3 | LAKE | CD | DEANNA.SIMMONS@JACOBS.COM | 3350942 | COMMUNITY | CHLORINATION; AERATION FOR REMOVAL OF ANY SECONDARY CONTAMINANT, SULFIDE, OR ANY UNREGULATED CONTAMINANT; CORROSION CONTROL INHIBITOR ADDITION; HYPOCHLORINATION; IRON OR MANGANESE SEQUESTRATION; OR ULTRAVIOLET RADIATION. THE LEAD/CHIEF OPERATOR MUST BE CLASS C OR HIGHER. 5.0 MGD AND ABOVE-STAFFING BY CLASS C OR HIGHER OPERATOR: 6 HOURS/DAY FOR 5 DAYS/WEEK AND ONE VISIT ON EACH WEEKEND DAY. 3.0 MGD UP TO 5.0 MGD-STAFFING BY CLASS C OR HIGHER OPERATOR: 1 HOUR/DAY FOR 5 DAYS/WEEK AND ONE VISIT ON EACH WEEKEND DAY. 0.25 MGD UP TO 3.0 MGD-STAFFING BY CLASS C OR HIGHER OPERATOR: 5 VISITS/WEEK AND ONE VISIT EACH WEEKEND FOR A TOTAL OF 0.6 HOUR/WEEK. | N | Y | VILLAGES OF LAKE-SUMTER - WTPS 1, 3, & 5 | 501 SUNBELT ROAD | OFFICE/WWTP ADDRESS | THE VILLAGES | FL | 32159 |  | 3527531756 |  | DEANNA SIMMONS | RICHARD BAIER | 1894 LAUREL MANOR DR |  | THE VILLAGES | FL | 32162 |  | 3527513939 |  | CITY | 18673 | 10527000 | 9828 | 2013-03-20 | 2021-04-27 | DC01 | 6000
3 | LAKE | CD | bgoodman@ladylakepw.org | 3350977 | COMMUNITY | CHLORINATION; AERATION FOR REMOVAL OF ANY SECONDARY CONTAMINANT, SULFIDE, OR ANY UNREGULATED CONTAMINANT; CORROSION CONTROL INHIBITOR ADDITION; HYPOCHLORINATION; IRON OR MANGANESE SEQUESTRATION; OR ULTRAVIOLET RADIATION. THE LEAD/CHIEF OPERATOR MUST BE CLASS C OR HIGHER. 5.0 MGD AND ABOVE-STAFFING BY CLASS C OR HIGHER OPERATOR: 6 HOURS/DAY FOR 5 DAYS/WEEK AND ONE VISIT ON EACH WEEKEND DAY. 3.0 MGD UP TO 5.0 MGD-STAFFING BY CLASS C OR HIGHER OPERATOR: 1 HOUR/DAY FOR 5 DAYS/WEEK AND ONE VISIT ON EACH WEEKEND DAY. 0.25 MGD UP TO 3.0 MGD-STAFFING BY CLASS C OR HIGHER OPERATOR: 5 VISITS/WEEK AND ONE VISIT EACH WEEKEND FOR A TOTAL OF 0.6 HOUR/WEEK. | N | Y | LADY LAKE CENTRAL - WPS 1,2,3 | 409 FENNELL BOULEVARD |  | LADY LAKE | FL | 32159 |  | 3527511513 |  | LELAND HUBBELL | LELAND HUBBELL | 409 FENNELL BLVD |  | LADY LAKE | FL | 32159 |  | 3522674108 |  | MUNICIPALITY | 6498 | 2358000 | 2599 | 2005-06-01 | 2019-03-29 | DC03 | 2000
3 | LAKE | CD | NONE | 3350980 | COMMUNITY | CHLORINATION; AERATION FOR REMOVAL OF ANY SECONDARY CONTAMINANT, SULFIDE, OR ANY UNREGULATED CONTAMINANT; CORROSION CONTROL INHIBITOR ADDITION; HYPOCHLORINATION; IRON OR MANGANESE SEQUESTRATION; OR ULTRAVIOLET RADIATION. THE LEAD/CHIEF OPERATOR MUST BE CLASS D OR HIGHER. 50,000 GPD UP TO 0.25 MGD-STAFFING BY CLASS D OR HIGHER OPERATOR: 3 VISITS/WEEK ON NONCONSECUTIVE DAYS FOR A TOTAL OF 0.3 HOUR/WEEK. LESS THAN 50,000 GPD-STAFFING BY A CLASS D OR HIGHER OPERATOR: 2 VISITS/WEEK ON NONCONSECUTIVE DAYS FOR A TOTAL OF 0.2 HOUR/WEEK. THERE SHALL BE NO MORE THAN 5 DAYS BETWEEN THE LAST VISIT IN ONE WEEK AND THE FIRST VISIT IN THE NEXT WEEK. | N | Y | PALM GARDENS MOBILE HOME PARK | 1661 PALM GARDENS STREET |  | TAVARES | FL | 32778 |  | 3523432024 |  | KEITH BUSE | ALBERT & KEITH BUSE | 1661 PALM GARDEN STREET |  | TAVARES | FL | 32778 |  | 3523432024 |  | INVESTOR | 75 | 32000 | 37 | 2018-12-13 | 2018-11-13 | DC06 | 100
3 | LAKE | CD | JCONNOLLY@GOVMSERV.COM | 3350981 | COMMUNITY | ACTIVATED CARBON PROCESSES; DIATOMACEOUS EARTH FILTRATION; ION EXCHANGE FOR REMOVAL OF ANY PRIMARY CONTAMINANT; ION AND MANGANESE REMOVAL (OXIDATION, DETENTION, AND FILTRATION); OR SLOW SAND FILTRATION. LEAD/CHIEF OPERATOR MUST BE CLASS C OR HIGHER. 1.0 MGD UP TO 2.0 MGD-STAFFING BY CLASS C OR HIGHER OPERATOR: 6 HOURS/DAY FOR 5 DAYS/WEEK AND ONE VISIT ON EACH WEEKEND DAY. 0.5 MGD UP TO 1.0 MGD-STAFFING BY CLASS C OR HIGHER OPERATOR: 3 HOURS/DAY FOR 5 DAYS/WEEK AND ONE VISIT ON EACH WEEKEND DAY. 0.25 MGD UP TO 0.5 MGD-STAFFING BY CLASS C OR HIGHER OPERATOR: 1 HOUR/DAY FOR 5 DAYS/WEEK AND ONE VISIT ON EACH WEEKEND DAY. LESS THAN 0.25 MGD-STAFFING BY CLASS C OR HIGHER OPERATOR: 5 VISITS/WEEK AND ONE VISIT EACH WEEKEND FOR A TOTAL OF 1.8 HOURS/WEEK. | N | Y | PALMS MOBILE HOME ESTATES | 24702 PLUMOSA DRIVE, OFF HWY 27 S |  | LEESBURG | FL | 34748 |  | 4076296900 |  | WILLIAM FONTAINE | SAM CAIN | 280 WEKIVA SPRINGS RD | SUITE 2070 | LONGWOOD | FL | 32779 |  | 4076296900 |  | INVESTOR/LICENSED PUBLIC UTILITIES | 158 | 93600 | 63 | 2015-09-21 | 2021-03-02 | DC051 | 100
3 | LAKE | CD | office@palmshores.com | 3350984 | COMMUNITY | CHLORINATION; AERATION FOR REMOVAL OF ANY SECONDARY CONTAMINANT, SULFIDE, OR ANY UNREGULATED CONTAMINANT; CORROSION CONTROL INHIBITOR ADDITION; HYPOCHLORINATION; IRON OR MANGANESE SEQUESTRATION; OR ULTRAVIOLET RADIATION. THE LEAD/CHIEF OPERATOR MUST BE CLASS D OR HIGHER. 50,000 GPD UP TO 0.25 MGD-STAFFING BY CLASS D OR HIGHER OPERATOR: 3 VISITS/WEEK ON NONCONSECUTIVE DAYS FOR A TOTAL OF 0.3 HOUR/WEEK. LESS THAN 50,000 GPD-STAFFING BY A CLASS D OR HIGHER OPERATOR: 2 VISITS/WEEK ON NONCONSECUTIVE DAYS FOR A TOTAL OF 0.2 HOUR/WEEK. THERE SHALL BE NO MORE THAN 5 DAYS BETWEEN THE LAST VISIT IN ONE WEEK AND THE FIRST VISIT IN THE NEXT WEEK. | N | Y | PALM SHORES RV RESORT | 38137 FLORIDA AVENUE |  | LEESBURG | FL | 34788 |  | 3523574909 |  | JOANNE HAZEN / RON BOVA | JO-ANN JOSLYN | 38137 FLORIDA AVE |  | LEESBURG | FL | 34788 |  | 3523574909 |  | SUBDIVISION | 80 | 180000 | 311 | 2019-02-20 | 2019-01-30 | DC051 | 100
3 | LAKE | CD | JCONNOLLY@GOVMSERV.COM | 3351009 | COMMUNITY | CHLORINATION; AERATION FOR REMOVAL OF ANY SECONDARY CONTAMINANT, SULFIDE, OR ANY UNREGULATED CONTAMINANT; CORROSION CONTROL INHIBITOR ADDITION; HYPOCHLORINATION; IRON OR MANGANESE SEQUESTRATION; OR ULTRAVIOLET RADIATION. THE LEAD/CHIEF OPERATOR MUST BE CLASS D OR HIGHER. 50,000 GPD UP TO 0.25 MGD-STAFFING BY CLASS D OR HIGHER OPERATOR: 3 VISITS/WEEK ON NONCONSECUTIVE DAYS FOR A TOTAL OF 0.3 HOUR/WEEK. LESS THAN 50,000 GPD-STAFFING BY A CLASS D OR HIGHER OPERATOR: 2 VISITS/WEEK ON NONCONSECUTIVE DAYS FOR A TOTAL OF 0.2 HOUR/WEEK. THERE SHALL BE NO MORE THAN 5 DAYS BETWEEN THE LAST VISIT IN ONE WEEK AND THE FIRST VISIT IN THE NEXT WEEK. | N | Y | PICCIOLA ISLAND SUBDIVISION | 5133 ALBERT ROAD |  | FRUITLAND PARK | FL | 34731 |  | 4076296900 |  | WILLIAM FONTAINE | SAM CAIN | 280 WEKIVA SPRINGS RD | SUITE 2070 | LONGWOOD | FL | 32779 |  | 4076296900 |  | INVESTOR/LICENSED PUBLIC UTILITIES | 374 | 198000 | 154 | 2015-09-21 | 2020-12-18 | DC051 | 100
3 | LAKE | CD | JCONNOLLY@GOVMSERV.COM | 3351021 | COMMUNITY | CHLORINATION; AERATION FOR REMOVAL OF ANY SECONDARY CONTAMINANT, SULFIDE, OR ANY UNREGULATED CONTAMINANT; CORROSION CONTROL INHIBITOR ADDITION; HYPOCHLORINATION; IRON OR MANGANESE SEQUESTRATION; OR ULTRAVIOLET RADIATION. THE LEAD/CHIEF OPERATOR MUST BE CLASS C OR HIGHER. 5.0 MGD AND ABOVE-STAFFING BY CLASS C OR HIGHER OPERATOR: 6 HOURS/DAY FOR 5 DAYS/WEEK AND ONE VISIT ON EACH WEEKEND DAY. 3.0 MGD UP TO 5.0 MGD-STAFFING BY CLASS C OR HIGHER OPERATOR: 1 HOUR/DAY FOR 5 DAYS/WEEK AND ONE VISIT ON EACH WEEKEND DAY. 0.25 MGD UP TO 3.0 MGD-STAFFING BY CLASS C OR HIGHER OPERATOR: 5 VISITS/WEEK AND ONE VISIT EACH WEEKEND FOR A TOTAL OF 0.6 HOUR/WEEK. | N | Y | PINEY WOODS SUBDIVISION - 2 WTPS | 2013 SPRING LAKE ROAD |  | FRUITLAND PARK | FL | 34731 |  | 4076296900 |  | WILLIAM FONTAINE | SAM CAIN | 280 WEKIVA SPRINGS RD | SUITE 2070 | LONGWOOD | FL | 32779 |  | 4076296900 |  | INVESTOR/LICENSED PUBLIC UTILITIES | 437 | 316800 | 180 | 2018-05-31 | 2020-12-18 | DC05 | 500
3 | LAKE | CD | FLORIDIANGARDENS@YAHOO.COM | 3351022 | NONCOMMUNITY | CHLORINATION; AERATION FOR REMOVAL OF ANY SECONDARY CONTAMINANT, SULFIDE, OR ANY UNREGULATED CONTAMINANT; CORROSION CONTROL INHIBITOR ADDITION; HYPOCHLORINATION; IRON OR MANGANESE SEQUESTRATION; OR ULTRAVIOLET RADIATION. THE LEAD/CHIEF OPERATOR MUST BE CLASS D OR HIGHER. 50,000 GPD UP TO 0.25 MGD-STAFFING BY CLASS D OR HIGHER OPERATOR: 3 VISITS/WEEK ON NONCONSECUTIVE DAYS FOR A TOTAL OF 0.3 HOUR/WEEK. LESS THAN 50,000 GPD-STAFFING BY A CLASS D OR HIGHER OPERATOR: 2 VISITS/WEEK ON NONCONSECUTIVE DAYS FOR A TOTAL OF 0.2 HOUR/WEEK. THERE SHALL BE NO MORE THAN 5 DAYS BETWEEN THE LAST VISIT IN ONE WEEK AND THE FIRST VISIT IN THE NEXT WEEK. | N | Y | FLORIDIAN GARDENS RESORT AND SPA VILLAGE | 14915 OLD US HWY 441 |  | TAVARES | FL | 32778 |  | 3523433465 |  | CYNTHIA S FRANK | CYNTHIA S FRANK | 14915 OLD US HWY 441 |  | TAVARES | FL | 32778 |  | 3523433700 |  | INVESTOR | 25 | 30000 | 44 | 2017-08-26 | 2017-04-26 | NC01 | 50
3 | LAKE | CD | JCONNOLLY@GOVMSERV.COM | 3351062 | COMMUNITY | CHLORINATION; AERATION FOR REMOVAL OF ANY SECONDARY CONTAMINANT, SULFIDE, OR ANY UNREGULATED CONTAMINANT; CORROSION CONTROL INHIBITOR ADDITION; HYPOCHLORINATION; IRON OR MANGANESE SEQUESTRATION; OR ULTRAVIOLET RADIATION. THE LEAD/CHIEF OPERATOR MUST BE CLASS D OR HIGHER. 50,000 GPD UP TO 0.25 MGD-STAFFING BY CLASS D OR HIGHER OPERATOR: 3 VISITS/WEEK ON NONCONSECUTIVE DAYS FOR A TOTAL OF 0.3 HOUR/WEEK. LESS THAN 50,000 GPD-STAFFING BY A CLASS D OR HIGHER OPERATOR: 2 VISITS/WEEK ON NONCONSECUTIVE DAYS FOR A TOTAL OF 0.2 HOUR/WEEK. THERE SHALL BE NO MORE THAN 5 DAYS BETWEEN THE LAST VISIT IN ONE WEEK AND THE FIRST VISIT IN THE NEXT WEEK. | N | Y | RAVENSWOOD WATER SYSTEM | CORNER OF MAGNOLIA & US HWY 27 |  | LEESBURG | FL | 34748 |  | 4076296900 |  | WILL FONTAINE | SAM CAIN | 280 WEKIVA SPRINGS RD | SUITE 2070 | LONGWOOD | FL | 32779 |  | 4076296900 |  | INVESTOR | 161 | 56160 | 46 | 2013-10-11 | 2019-04-10 | DC051 | 100
3 | LAKE | CD | none9/26/01 | 3351069 | NONCOMMUNITY | CHLORINATION; AERATION FOR REMOVAL OF ANY SECONDARY CONTAMINANT, SULFIDE, OR ANY UNREGULATED CONTAMINANT; CORROSION CONTROL INHIBITOR ADDITION; HYPOCHLORINATION; IRON OR MANGANESE SEQUESTRATION; OR ULTRAVIOLET RADIATION. THE LEAD/CHIEF OPERATOR MUST BE CLASS D OR HIGHER. 50,000 GPD UP TO 0.25 MGD-STAFFING BY CLASS D OR HIGHER OPERATOR: 3 VISITS/WEEK ON NONCONSECUTIVE DAYS FOR A TOTAL OF 0.3 HOUR/WEEK. LESS THAN 50,000 GPD-STAFFING BY A CLASS D OR HIGHER OPERATOR: 2 VISITS/WEEK ON NONCONSECUTIVE DAYS FOR A TOTAL OF 0.2 HOUR/WEEK. THERE SHALL BE NO MORE THAN 5 DAYS BETWEEN THE LAST VISIT IN ONE WEEK AND THE FIRST VISIT IN THE NEXT WEEK. | N | Y | REDWING RESTAURANT | 12500 SOUTH CR 33 | (CNR OF HWY 33 & REDWING) | GROVELAND | FL | 34736 |  | 3524292997 |  | PATRICK BORSEY & CHRISTOPHER SEEFELDT | PATRICK BORSEY & CHRISTOPHER SEEFELDT | 6025 LAKE ERIE RD |  | GROVELAND | FL | 34736 | 9744 | 3524292997 |  | UNKNOWN | 25 | 18000 | 1 | 2011-10-12 | 2020-07-31 | NC01 | 50
3 | LAKE | CD | NONE9/10/01 | 3351095 | NONCOMMUNITY | CHLORINATION; AERATION FOR REMOVAL OF ANY SECONDARY CONTAMINANT, SULFIDE, OR ANY UNREGULATED CONTAMINANT; CORROSION CONTROL INHIBITOR ADDITION; HYPOCHLORINATION; IRON OR MANGANESE SEQUESTRATION; OR ULTRAVIOLET RADIATION. THE LEAD/CHIEF OPERATOR MUST BE CLASS D OR HIGHER. 50,000 GPD UP TO 0.25 MGD-STAFFING BY CLASS D OR HIGHER OPERATOR: 3 VISITS/WEEK ON NONCONSECUTIVE DAYS FOR A TOTAL OF 0.3 HOUR/WEEK. LESS THAN 50,000 GPD-STAFFING BY A CLASS D OR HIGHER OPERATOR: 2 VISITS/WEEK ON NONCONSECUTIVE DAYS FOR A TOTAL OF 0.2 HOUR/WEEK. THERE SHALL BE NO MORE THAN 5 DAYS BETWEEN THE LAST VISIT IN ONE WEEK AND THE FIRST VISIT IN THE NEXT WEEK. | N | Y | ROD 'N REEL ASSOCIATION | 10901 LAKE HARRIS CIRCLE |  | TAVARES | FL | 32778 |  | 3527420896 |  | LYNNE LYNCH | JOYCE HUNT | 10826 LAKE HARRIS CIR |  | TAVARES | FL | 32778 |  | 3527420896 |  | INVESTOR | 25 | 38000 | 25 | 2018-08-27 | 2018-08-08 | NC01 | 50
3 | LAKE | CD |  | 3351115 | COMMUNITY | CHLORINATION; AERATION FOR REMOVAL OF ANY SECONDARY CONTAMINANT, SULFIDE, OR ANY UNREGULATED CONTAMINANT; CORROSION CONTROL INHIBITOR ADDITION; HYPOCHLORINATION; IRON OR MANGANESE SEQUESTRATION; OR ULTRAVIOLET RADIATION. THE LEAD/CHIEF OPERATOR MUST BE CLASS D OR HIGHER. 50,000 GPD UP TO 0.25 MGD-STAFFING BY CLASS D OR HIGHER OPERATOR: 3 VISITS/WEEK ON NONCONSECUTIVE DAYS FOR A TOTAL OF 0.3 HOUR/WEEK. LESS THAN 50,000 GPD-STAFFING BY A CLASS D OR HIGHER OPERATOR: 2 VISITS/WEEK ON NONCONSECUTIVE DAYS FOR A TOTAL OF 0.2 HOUR/WEEK. THERE SHALL BE NO MORE THAN 5 DAYS BETWEEN THE LAST VISIT IN ONE WEEK AND THE FIRST VISIT IN THE NEXT WEEK. | N | Y | SANDPIPER MOBILE HOME MANOR | CORNER OF CARDINAL DR. & SUNSET DR. |  | LEESBURG | FL | 34788 |  | 3524831377 |  | MICHAEL SMALLRIDGE | MICHAEL SMALLRIDGE | 5911 TROUBLE CREEK ROAD |  | NEW PORT RICHEY | FL | 34652 |  | 3523027406 |  | INVESTOR | 270 | 162000 | 150 | 2018-09-26 | 2021-01-15 | DC05 | 500
3 | LAKE | CD |  | 3351154 | NONCOMMUNITY | CHLORINATION; AERATION FOR REMOVAL OF ANY SECONDARY CONTAMINANT, SULFIDE, OR ANY UNREGULATED CONTAMINANT; CORROSION CONTROL INHIBITOR ADDITION; HYPOCHLORINATION; IRON OR MANGANESE SEQUESTRATION; OR ULTRAVIOLET RADIATION. THE LEAD/CHIEF OPERATOR MUST BE CLASS D OR HIGHER. 50,000 GPD UP TO 0.25 MGD-STAFFING BY CLASS D OR HIGHER OPERATOR: 3 VISITS/WEEK ON NONCONSECUTIVE DAYS FOR A TOTAL OF 0.3 HOUR/WEEK. LESS THAN 50,000 GPD-STAFFING BY A CLASS D OR HIGHER OPERATOR: 2 VISITS/WEEK ON NONCONSECUTIVE DAYS FOR A TOTAL OF 0.2 HOUR/WEEK. THERE SHALL BE NO MORE THAN 5 DAYS BETWEEN THE LAST VISIT IN ONE WEEK AND THE FIRST VISIT IN THE NEXT WEEK. | N | Y | SHADY OAKS MOBILE HOME & RV PARK | 34700 S HAINES CREEK RD |  | LEESBURG | FL | 34788 |  | 3527420234 |  | JUANITA | ALEXANDER G. STEWART | 2801 NORTH UNIVERSITY DRIVE | SUITE 306 | CORAL SPRINGS | FL | 33065 |  | 4107460201 |  | INVESTOR | 25 | 33120 | 61 | 2011-11-22 | 2017-06-07 | NC01 | 50
3 | LAKE | CD | JCONNOLLY@GOVMSERVE.COM | 3351182 | COMMUNITY | CHLORINATION; AERATION FOR REMOVAL OF ANY SECONDARY CONTAMINANT, SULFIDE, OR ANY UNREGULATED CONTAMINANT; CORROSION CONTROL INHIBITOR ADDITION; HYPOCHLORINATION; IRON OR MANGANESE SEQUESTRATION; OR ULTRAVIOLET RADIATION. THE LEAD/CHIEF OPERATOR MUST BE CLASS C OR HIGHER. 5.0 MGD AND ABOVE-STAFFING BY CLASS C OR HIGHER OPERATOR: 6 HOURS/DAY FOR 5 DAYS/WEEK AND ONE VISIT ON EACH WEEKEND DAY. 3.0 MGD UP TO 5.0 MGD-STAFFING BY CLASS C OR HIGHER OPERATOR: 1 HOUR/DAY FOR 5 DAYS/WEEK AND ONE VISIT ON EACH WEEKEND DAY. 0.25 MGD UP TO 3.0 MGD-STAFFING BY CLASS C OR HIGHER OPERATOR: 5 VISITS/WEEK AND ONE VISIT EACH WEEKEND FOR A TOTAL OF 0.6 HOUR/WEEK. | N | Y | SILVER LAKE ESTATES | 10438 BARRINGTON COURT |  | LEESBURG | FL | 34748 |  | 4076296900 |  | WILLIAM FONTAINE | SAM CAIN | 280 WEKIVA SPRINGS RD | SUITE 2070 | LONGWOOD | FL | 32779 |  | 4076296900 |  | INVESTOR/LICENSED PUBLIC UTILITIES | 2355 | 2202000 | 1143 | 2011-05-27 | 2019-12-19 | DC03 | 2000
3 | LAKE | CD | SHUNTER@SILVERSPRINGSCITRUS.COM | 3351189 | NONTRANSIENT NONCOMMUNITY | CHLORINATION; AERATION FOR REMOVAL OF ANY SECONDARY CONTAMINANT, SULFIDE, OR ANY UNREGULATED CONTAMINANT; CORROSION CONTROL INHIBITOR ADDITION; HYPOCHLORINATION; IRON OR MANGANESE SEQUESTRATION; OR ULTRAVIOLET RADIATION. THE LEAD/CHIEF OPERATOR MUST BE CLASS C OR HIGHER. 5.0 MGD AND ABOVE-STAFFING BY CLASS C OR HIGHER OPERATOR: 6 HOURS/DAY FOR 5 DAYS/WEEK AND ONE VISIT ON EACH WEEKEND DAY. 3.0 MGD UP TO 5.0 MGD-STAFFING BY CLASS C OR HIGHER OPERATOR: 1 HOUR/DAY FOR 5 DAYS/WEEK AND ONE VISIT ON EACH WEEKEND DAY. 0.25 MGD UP TO 3.0 MGD-STAFFING BY CLASS C OR HIGHER OPERATOR: 5 VISITS/WEEK AND ONE VISIT EACH WEEKEND FOR A TOTAL OF 0.6 HOUR/WEEK. | N | Y | SILVER SPRINGS CITRUS LLC | 25411 MARE AVENUE |  | HOWEY IN THE HILLS | FL | 34737 |  | 3523242101 |  |  | JAMES M. O'TOOLE | 25411 NORTH MARE AVENUE |  | HOWEY IN THE HILLS | FL | 34737 | 155 | 3523242101 |  | INVESTOR | 264 | 1116000 | 15 | 2018-12-07 | 2018-12-06 | NTNC | 100
3 | LAKE | CD | JCONNOLLY@GOVMSERV.COM | 3351205 | COMMUNITY | CHLORINATION; AERATION FOR REMOVAL OF ANY SECONDARY CONTAMINANT, SULFIDE, OR ANY UNREGULATED CONTAMINANT; CORROSION CONTROL INHIBITOR ADDITION; HYPOCHLORINATION; IRON OR MANGANESE SEQUESTRATION; OR ULTRAVIOLET RADIATION. THE LEAD/CHIEF OPERATOR MUST BE CLASS D OR HIGHER. 50,000 GPD UP TO 0.25 MGD-STAFFING BY CLASS D OR HIGHER OPERATOR: 3 VISITS/WEEK ON NONCONSECUTIVE DAYS FOR A TOTAL OF 0.3 HOUR/WEEK. LESS THAN 50,000 GPD-STAFFING BY A CLASS D OR HIGHER OPERATOR: 2 VISITS/WEEK ON NONCONSECUTIVE DAYS FOR A TOTAL OF 0.2 HOUR/WEEK. THERE SHALL BE NO MORE THAN 5 DAYS BETWEEN THE LAST VISIT IN ONE WEEK AND THE FIRST VISIT IN THE NEXT WEEK. | N | Y | SKYCREST SUBDIVISION | 36815 SKYCREST BLVD |  | FRUITLAND PARK | FL | 34731 |  | 4076296900 |  | WILLIAM FONTAINE | SAM CAIN | 280 WEKIVA SPRINGS RD | SUITE 2070 | LONGWOOD | FL | 32779 |  | 4076296900 |  | INVESTOR/LICENSED PUBLIC UTILITIES | 308 | 126000 | 123 | 2014-04-28 | 2019-12-30 | DC051 | 100
3 | LAKE | CD | floridafutures2@gmail.com | 3351243 | NONCOMMUNITY | CHLORINATION; AERATION FOR REMOVAL OF ANY SECONDARY CONTAMINANT, SULFIDE, OR ANY UNREGULATED CONTAMINANT; CORROSION CONTROL INHIBITOR ADDITION; HYPOCHLORINATION; IRON OR MANGANESE SEQUESTRATION; OR ULTRAVIOLET RADIATION. THE LEAD/CHIEF OPERATOR MUST BE CLASS D OR HIGHER. 50,000 GPD UP TO 0.25 MGD-STAFFING BY CLASS D OR HIGHER OPERATOR: 3 VISITS/WEEK ON NONCONSECUTIVE DAYS FOR A TOTAL OF 0.3 HOUR/WEEK. LESS THAN 50,000 GPD-STAFFING BY A CLASS D OR HIGHER OPERATOR: 2 VISITS/WEEK ON NONCONSECUTIVE DAYS FOR A TOTAL OF 0.2 HOUR/WEEK. THERE SHALL BE NO MORE THAN 5 DAYS BETWEEN THE LAST VISIT IN ONE WEEK AND THE FIRST VISIT IN THE NEXT WEEK. | N | Y | SPILLWAY GRILL & MARINA INC | 10432 CR 44 |  | LEESBURG | FL | 34788 | 2353 | 3525040237 |  | SHARON SAWCHUK | SPILLWAY GRILL & MARINA INC | PO BOX 895129 |  | LEESBURG | FL | 34789 |  | 3525040237 |  | INVESTOR | 25 | 4320 | 17 | 2014-06-24 | 2017-07-26 | NC01 | 50
3 | LAKE | CD |  | 3351254 | COMMUNITY | CHLORINATION; AERATION FOR REMOVAL OF ANY SECONDARY CONTAMINANT, SULFIDE, OR ANY UNREGULATED CONTAMINANT; CORROSION CONTROL INHIBITOR ADDITION; HYPOCHLORINATION; IRON OR MANGANESE SEQUESTRATION; OR ULTRAVIOLET RADIATION. THE LEAD/CHIEF OPERATOR MUST BE CLASS C OR HIGHER. 5.0 MGD AND ABOVE-STAFFING BY CLASS C OR HIGHER OPERATOR: 6 HOURS/DAY FOR 5 DAYS/WEEK AND ONE VISIT ON EACH WEEKEND DAY. 3.0 MGD UP TO 5.0 MGD-STAFFING BY CLASS C OR HIGHER OPERATOR: 1 HOUR/DAY FOR 5 DAYS/WEEK AND ONE VISIT ON EACH WEEKEND DAY. 0.25 MGD UP TO 3.0 MGD-STAFFING BY CLASS C OR HIGHER OPERATOR: 5 VISITS/WEEK AND ONE VISIT EACH WEEKEND FOR A TOTAL OF 0.6 HOUR/WEEK. | N | Y | SPRINGS PARK AREA INC | 57 PALM DR |  | YALAHA | FL | 34797 |  | 3523242533 |  | RICH COLWELL | ANITA SCALLY | 57 PALM DRIVE |  | YALAHA | FL | 34797 |  | 3523242765 |  | INVESTOR | 334 | 342000 | 167 | 2018-12-17 | 2018-12-06 | DC04 | 1000
3 | LAKE | CD | none | 3351331 | COMMUNITY | CHLORINATION; AERATION FOR REMOVAL OF ANY SECONDARY CONTAMINANT, SULFIDE, OR ANY UNREGULATED CONTAMINANT; CORROSION CONTROL INHIBITOR ADDITION; HYPOCHLORINATION; IRON OR MANGANESE SEQUESTRATION; OR ULTRAVIOLET RADIATION. THE LEAD/CHIEF OPERATOR MUST BE CLASS D OR HIGHER. 50,000 GPD UP TO 0.25 MGD-STAFFING BY CLASS D OR HIGHER OPERATOR: 3 VISITS/WEEK ON NONCONSECUTIVE DAYS FOR A TOTAL OF 0.3 HOUR/WEEK. LESS THAN 50,000 GPD-STAFFING BY A CLASS D OR HIGHER OPERATOR: 2 VISITS/WEEK ON NONCONSECUTIVE DAYS FOR A TOTAL OF 0.2 HOUR/WEEK. THERE SHALL BE NO MORE THAN 5 DAYS BETWEEN THE LAST VISIT IN ONE WEEK AND THE FIRST VISIT IN THE NEXT WEEK. | N | Y | TARA VILLAGE | 10630 COUNTY ROAD 44 |  | LEESBURG | FL | 34788 |  | 3527281000 |  | BARBARA CLUBANKS AND RICH CHANEY | WILLIAM GORMAN | 1498 WAUKON CIRCLE |  | CASSELBERRY | FL | 32707 |  | 4074912230 |  | INVESTOR | 283 | 79200 | 132 | 2018-11-26 | 2021-03-02 | DC05 | 500
3 | LAKE | CD | cabbott@tavares.org | 3351333 | COMMUNITY | AERATION FOR REMOVAL OF ANY PRIMARY CONTAMINANT; ALKALINITY/PH ADJUSTMENT; CHLORAMIN ATION; CHLORINE DIOXIDE FOR OXIDATION OR DISINFECTION; FLUORIDATION; ION EXCHANGE FOR REMOVAL OF ANY SECONDARY CONTAMINANT, SULFIDE, OR ANY UNREGULATED CONTAMINANT; OR OZONATION. THE LEAD/CHIEF OPERATOR MUST BE CLASS C OR HIGHER. 5.0 MGD UP TO 10 MGD-STAFFING BY CLASS C OR HIGHER OPERATOR: 6 HOURS/DAY FOR 5 DAYS/WEEK AND ONE VISIT ON EACH WEEKEND DAY. 3.0 MGD UP TO 5.0 MGD-STAFFING BY CLASS C OR HIGHER OPERATOR: 3 HOURS/DAY FOR 5 DAYS/WEEK AND ONE VISIT ON EACH WEEKEND DAY. 1.0 MGD UP TO 3.0 MGD-STAFFING BY CLASS C OR HIGHER OPERATOR: 1 HOUR/DAY FOR 5 DAYS/WEEK AND ONE VISIT ON EACH WEEKEND DAY. 0.1 MGD UP TO 1.0 MGD-STAFFING BY CLASS C OR HIGHER OPERATOR: 5 VISITS/WEEK AND ONE VISIT EACH WEEKEND FOR A TOTAL OF 1.2 HOURS/WEEK. | N | Y | TAVARES WATER DEPARTMENT (4 WPS) | 1000 CAPT. HAYNES RD. |  | TAVARES | FL | 32778 |  | 3527426222 |  | Chris Abbott | CHRIS ABBOTT | 1000 CAPT. HAYNES ROAD |  | TAVARES | FL | 32778 |  | 3527426222 |  | MUNICIPALITY | 17749 | 10436000 | 8170 | 2018-09-17 | 2021-04-27 | DC01 | 6000
3 | LAKE | CD | R.PRINCIPE@GRANDLC.COM | 3351335 | COMMUNITY | CHLORINATION; AERATION FOR REMOVAL OF ANY SECONDARY CONTAMINANT, SULFIDE, OR ANY UNREGULATED CONTAMINANT; CORROSION CONTROL INHIBITOR ADDITION; HYPOCHLORINATION; IRON OR MANGANESE SEQUESTRATION; OR ULTRAVIOLET RADIATION. THE LEAD/CHIEF OPERATOR MUST BE CLASS D OR HIGHER. 50,000 GPD UP TO 0.25 MGD-STAFFING BY CLASS D OR HIGHER OPERATOR: 3 VISITS/WEEK ON NONCONSECUTIVE DAYS FOR A TOTAL OF 0.3 HOUR/WEEK. LESS THAN 50,000 GPD-STAFFING BY A CLASS D OR HIGHER OPERATOR: 2 VISITS/WEEK ON NONCONSECUTIVE DAYS FOR A TOTAL OF 0.2 HOUR/WEEK. THERE SHALL BE NO MORE THAN 5 DAYS BETWEEN THE LAST VISIT IN ONE WEEK AND THE FIRST VISIT IN THE NEXT WEEK. | N | Y | RIDGECREST RESORT COMMUNITY | 26125 US HIGHWAY 27 |  | LEESBURG | FL | 34748 |  | 3527871504 |  | COMPREHENSIVE ACCOUNTING SERVICES | COMPREHENSIVE ACCOUNTING SERVICES | 8700 E. VISTA BONITA DRIVE | SUITE 202 | SCOTTSDALE | AZ | 85255 | 3206 |  |  | INVESTOR | 476 | 199000 | 300 | 2011-08-08 | 2020-02-07 | DC05 | 500
3 | LAKE | CD |  | 3351348 | COMMUNITY | CHLORINATION; AERATION FOR REMOVAL OF ANY SECONDARY CONTAMINANT, SULFIDE, OR ANY UNREGULATED CONTAMINANT; CORROSION CONTROL INHIBITOR ADDITION; HYPOCHLORINATION; IRON OR MANGANESE SEQUESTRATION; OR ULTRAVIOLET RADIATION. THE LEAD/CHIEF OPERATOR MUST BE CLASS D OR HIGHER. 50,000 GPD UP TO 0.25 MGD-STAFFING BY CLASS D OR HIGHER OPERATOR: 3 VISITS/WEEK ON NONCONSECUTIVE DAYS FOR A TOTAL OF 0.3 HOUR/WEEK. LESS THAN 50,000 GPD-STAFFING BY A CLASS D OR HIGHER OPERATOR: 2 VISITS/WEEK ON NONCONSECUTIVE DAYS FOR A TOTAL OF 0.2 HOUR/WEEK. THERE SHALL BE NO MORE THAN 5 DAYS BETWEEN THE LAST VISIT IN ONE WEEK AND THE FIRST VISIT IN THE NEXT WEEK. | N | Y | HILL, THE | CORNER OF JALARMY RD & WINDSONG CT |  | MINNEOLA | FL | 34755 | 965 | 3522431143 |  | DAVID POPOVIC | THE HILL HOMEOWNERS ASSOCIATION | PO BOX 965 |  | MINNEOLA | FL | 34755 |  | 3522431143 |  | SUBDIVISION | 90 | 357525 | 42 | 2019-03-13 | 2021-03-29 | DC04 | 1000
3 | LAKE | CD | rtamburro1@centurylink.net | 3351361 | NONCOMMUNITY | CHLORINATION; AERATION FOR REMOVAL OF ANY SECONDARY CONTAMINANT, SULFIDE, OR ANY UNREGULATED CONTAMINANT; CORROSION CONTROL INHIBITOR ADDITION; HYPOCHLORINATION; IRON OR MANGANESE SEQUESTRATION; OR ULTRAVIOLET RADIATION. THE LEAD/CHIEF OPERATOR MUST BE CLASS D OR HIGHER. 50,000 GPD UP TO 0.25 MGD-STAFFING BY CLASS D OR HIGHER OPERATOR: 3 VISITS/WEEK ON NONCONSECUTIVE DAYS FOR A TOTAL OF 0.3 HOUR/WEEK. LESS THAN 50,000 GPD-STAFFING BY A CLASS D OR HIGHER OPERATOR: 2 VISITS/WEEK ON NONCONSECUTIVE DAYS FOR A TOTAL OF 0.2 HOUR/WEEK. THERE SHALL BE NO MORE THAN 5 DAYS BETWEEN THE LAST VISIT IN ONE WEEK AND THE FIRST VISIT IN THE NEXT WEEK. | N | Y | THREE PALMS TRAILER PARK | 15007 OLD HIGHWAY 441 |  | TAVARES | FL | 32778 |  | 4076478659 |  | ROBERT TAMBURRO | ROBERT TAMBURRO | 1437 VALOR ST |  | ORLANDO | FL | 32810 |  | 4076478659 |  | INVESTOR | 25 | 14400 | 33 | 2014-06-18 | 2020-02-13 | NC01 | 50
3 | LAKE | CD | None | 3351366 | COMMUNITY | CHLORINATION; AERATION FOR REMOVAL OF ANY SECONDARY CONTAMINANT, SULFIDE, OR ANY UNREGULATED CONTAMINANT; CORROSION CONTROL INHIBITOR ADDITION; HYPOCHLORINATION; IRON OR MANGANESE SEQUESTRATION; OR ULTRAVIOLET RADIATION. THE LEAD/CHIEF OPERATOR MUST BE CLASS D OR HIGHER. 50,000 GPD UP TO 0.25 MGD-STAFFING BY CLASS D OR HIGHER OPERATOR: 3 VISITS/WEEK ON NONCONSECUTIVE DAYS FOR A TOTAL OF 0.3 HOUR/WEEK. LESS THAN 50,000 GPD-STAFFING BY A CLASS D OR HIGHER OPERATOR: 2 VISITS/WEEK ON NONCONSECUTIVE DAYS FOR A TOTAL OF 0.2 HOUR/WEEK. THERE SHALL BE NO MORE THAN 5 DAYS BETWEEN THE LAST VISIT IN ONE WEEK AND THE FIRST VISIT IN THE NEXT WEEK. | N | Y | TIMBER VILLAGE MOBILE HOME PK | 15130-6 TIMBER VILLAGE RD |  | GROVELAND | FL | 34736 |  | 3524293749 |  | BARRY CAMPBELL | JAMES KELLEY | 208 LOCHEN CT |  | WINTER HAVEN | FL | 33884 |  | 8638151028 |  | INVESTOR | 176 | 176000 | 98 | 2019-11-04 | 2019-10-14 | DC052 | 100
3 | LAKE | CD | None | 3351376 | COMMUNITY | CHLORINATION; AERATION FOR REMOVAL OF ANY SECONDARY CONTAMINANT, SULFIDE, OR ANY UNREGULATED CONTAMINANT; CORROSION CONTROL INHIBITOR ADDITION; HYPOCHLORINATION; IRON OR MANGANESE SEQUESTRATION; OR ULTRAVIOLET RADIATION. THE LEAD/CHIEF OPERATOR MUST BE CLASS D OR HIGHER. 50,000 GPD UP TO 0.25 MGD-STAFFING BY CLASS D OR HIGHER OPERATOR: 3 VISITS/WEEK ON NONCONSECUTIVE DAYS FOR A TOTAL OF 0.3 HOUR/WEEK. LESS THAN 50,000 GPD-STAFFING BY A CLASS D OR HIGHER OPERATOR: 2 VISITS/WEEK ON NONCONSECUTIVE DAYS FOR A TOTAL OF 0.2 HOUR/WEEK. THERE SHALL BE NO MORE THAN 5 DAYS BETWEEN THE LAST VISIT IN ONE WEEK AND THE FIRST VISIT IN THE NEXT WEEK. | N | Y | TORCHLIGHT MOBILE HOME PARK | 10201 HWY 27 SOUTH UNIT #1 |  | CLERMONT | FL | 34711 | 9700 | 3523943716 |  | CHRIS BROEMAN | CHRIS BROEMAN | 6278 N FEDERAL HWY PMB 328 |  | FT LAUDERDALE | FL | 33308 | 1916 | 9548186564 |  | INVESTOR | 230 | 36000 | 94 | 2019-10-21 | 2019-10-14 | DC06 | 100
3 | LAKE | CD | NONE | 3351398 | NONCOMMUNITY | CHLORINATION; AERATION FOR REMOVAL OF ANY SECONDARY CONTAMINANT, SULFIDE, OR ANY UNREGULATED CONTAMINANT; CORROSION CONTROL INHIBITOR ADDITION; HYPOCHLORINATION; IRON OR MANGANESE SEQUESTRATION; OR ULTRAVIOLET RADIATION. THE LEAD/CHIEF OPERATOR MUST BE CLASS D OR HIGHER. 50,000 GPD UP TO 0.25 MGD-STAFFING BY CLASS D OR HIGHER OPERATOR: 3 VISITS/WEEK ON NONCONSECUTIVE DAYS FOR A TOTAL OF 0.3 HOUR/WEEK. LESS THAN 50,000 GPD-STAFFING BY A CLASS D OR HIGHER OPERATOR: 2 VISITS/WEEK ON NONCONSECUTIVE DAYS FOR A TOTAL OF 0.2 HOUR/WEEK. THERE SHALL BE NO MORE THAN 5 DAYS BETWEEN THE LAST VISIT IN ONE WEEK AND THE FIRST VISIT IN THE NEXT WEEK. | N | Y | TWIN PALMS TRAILER PARK | 35301 CROSS STREET |  | FRUITLAND PARK | FL | 34731 |  | 3527874514 |  | BILL NICHOLS | BLAINE VERMEULEN/DENNY MULHOLLAND | 240 SOUTH HIGHLAND ST. |  | MOUNT DORA | FL | 32757 |  | 3527874514 |  | INVESTOR | 25 | 30000 | 28 | 2018-07-05 | 2018-06-29 | NC01 | 50
3 | LAKE | CD | JFIXL@UMATILLAFL.ORG | 3351402 | COMMUNITY | AERATION FOR REMOVAL OF ANY PRIMARY CONTAMINANT; ALKALINITY/PH ADJUSTMENT; CHLORAMIN ATION; CHLORINE DIOXIDE FOR OXIDATION OR DISINFECTION; FLUORIDATION; ION EXCHANGE FOR REMOVAL OF ANY SECONDARY CONTAMINANT, SULFIDE, OR ANY UNREGULATED CONTAMINANT; OR OZONATION. THE LEAD/CHIEF OPERATOR MUST BE CLASS C OR HIGHER. 5.0 MGD UP TO 10 MGD-STAFFING BY CLASS C OR HIGHER OPERATOR: 6 HOURS/DAY FOR 5 DAYS/WEEK AND ONE VISIT ON EACH WEEKEND DAY. 3.0 MGD UP TO 5.0 MGD-STAFFING BY CLASS C OR HIGHER OPERATOR: 3 HOURS/DAY FOR 5 DAYS/WEEK AND ONE VISIT ON EACH WEEKEND DAY. 1.0 MGD UP TO 3.0 MGD-STAFFING BY CLASS C OR HIGHER OPERATOR: 1 HOUR/DAY FOR 5 DAYS/WEEK AND ONE VISIT ON EACH WEEKEND DAY. 0.1 MGD UP TO 1.0 MGD-STAFFING BY CLASS C OR HIGHER OPERATOR: 5 VISITS/WEEK AND ONE VISIT EACH WEEKEND FOR A TOTAL OF 1.2 HOURS/WEEK. | N | Y | UMATILLA WATER WORKS (2 WPS) | 1025 BULLDOG WAY | CNR OF BULLDOG WAY & MAXWELL RD | UMATILLA | FL | 32784 | 2286 | 3526693125 |  | AARON MERCER | AARON MERCER | PO BOX 2286 |  | UMATILLA | FL | 32784 |  | 3526691539 |  | MUNICIPALITY | 3482 | 2541000 | 1451 | 2018-10-25 | 2021-06-18 | DC03 | 2000
3 | LAKE | CD |  | 3351418 | COMMUNITY | CHLORINATION; AERATION FOR REMOVAL OF ANY SECONDARY CONTAMINANT, SULFIDE, OR ANY UNREGULATED CONTAMINANT; CORROSION CONTROL INHIBITOR ADDITION; HYPOCHLORINATION; IRON OR MANGANESE SEQUESTRATION; OR ULTRAVIOLET RADIATION. THE LEAD/CHIEF OPERATOR MUST BE CLASS D OR HIGHER. 50,000 GPD UP TO 0.25 MGD-STAFFING BY CLASS D OR HIGHER OPERATOR: 3 VISITS/WEEK ON NONCONSECUTIVE DAYS FOR A TOTAL OF 0.3 HOUR/WEEK. LESS THAN 50,000 GPD-STAFFING BY A CLASS D OR HIGHER OPERATOR: 2 VISITS/WEEK ON NONCONSECUTIVE DAYS FOR A TOTAL OF 0.2 HOUR/WEEK. THERE SHALL BE NO MORE THAN 5 DAYS BETWEEN THE LAST VISIT IN ONE WEEK AND THE FIRST VISIT IN THE NEXT WEEK. | N | Y | VACATION VILLAGE CONDOMINIUMS | 10301 US HIGHWAY 27 |  | CLERMONT | FL | 34711 |  | 3523944091 |  | BETH YOUSEY | BETH YOUSEY | 10301 US 27 |  | CLERMONT | FL | 34711 |  | 3523944091 |  | INVESTOR | 58 | 216000 | 204 | 2014-04-02 | 2019-12-05 | DC05 | 500
3 | LAKE | CD | JCONNOLLY@GOVMSERV.COM | 3351421 | COMMUNITY | CHLORINATION; AERATION FOR REMOVAL OF ANY SECONDARY CONTAMINANT, SULFIDE, OR ANY UNREGULATED CONTAMINANT; CORROSION CONTROL INHIBITOR ADDITION; HYPOCHLORINATION; IRON OR MANGANESE SEQUESTRATION; OR ULTRAVIOLET RADIATION. THE LEAD/CHIEF OPERATOR MUST BE CLASS C OR HIGHER. 5.0 MGD AND ABOVE-STAFFING BY CLASS C OR HIGHER OPERATOR: 6 HOURS/DAY FOR 5 DAYS/WEEK AND ONE VISIT ON EACH WEEKEND DAY. 3.0 MGD UP TO 5.0 MGD-STAFFING BY CLASS C OR HIGHER OPERATOR: 1 HOUR/DAY FOR 5 DAYS/WEEK AND ONE VISIT ON EACH WEEKEND DAY. 0.25 MGD UP TO 3.0 MGD-STAFFING BY CLASS C OR HIGHER OPERATOR: 5 VISITS/WEEK AND ONE VISIT EACH WEEKEND FOR A TOTAL OF 0.6 HOUR/WEEK. | N | Y | VALENCIA TERRACE SUBDIVISION | 3618 TROUT LANE |  | FRUITLAND PARK | FL | 34731 |  | 4076296900 |  | WILLIAM FONTAINE | SAM CAIN | 280 WEKIVA SPRINGS RD | SUITE 2070 | LONGWOOD | FL | 32779 |  | 4076296900 |  | INVESTOR/LICENSED PUBLIC UTILITIES | 750 | 360000 | 357 | 2017-05-08 | 2020-04-06 | DC04 | 1000
3 | LAKE | CD | MDELACRUZ@GOVMSERV.COM | 3351426 | COMMUNITY | CHLORINATION; AERATION FOR REMOVAL OF ANY SECONDARY CONTAMINANT, SULFIDE, OR ANY UNREGULATED CONTAMINANT; CORROSION CONTROL INHIBITOR ADDITION; HYPOCHLORINATION; IRON OR MANGANESE SEQUESTRATION; OR ULTRAVIOLET RADIATION. THE LEAD/CHIEF OPERATOR MUST BE CLASS D OR HIGHER. 50,000 GPD UP TO 0.25 MGD-STAFFING BY CLASS D OR HIGHER OPERATOR: 3 VISITS/WEEK ON NONCONSECUTIVE DAYS FOR A TOTAL OF 0.3 HOUR/WEEK. LESS THAN 50,000 GPD-STAFFING BY A CLASS D OR HIGHER OPERATOR: 2 VISITS/WEEK ON NONCONSECUTIVE DAYS FOR A TOTAL OF 0.2 HOUR/WEEK. THERE SHALL BE NO MORE THAN 5 DAYS BETWEEN THE LAST VISIT IN ONE WEEK AND THE FIRST VISIT IN THE NEXT WEEK. | N | Y | VENETIAN VILLAGE | 31 TAMMI DRIVE |  | TAVERES | FL | 32778 |  | 4076296900 |  | WILLIAM FONTAINE | SAM CAIN | 280 WEKIVA SPRINGS RD | SUITE 2070 | LONGWOOD | FL | 32779 |  | 4076296900 |  | INVESTOR/LICENSED PUBLIC UTILITIES | 440 | 216000 | 170 | 2014-08-27 | 2021-02-10 | DC05 | 500
3 | LAKE | CD | NONE | 3351455 | COMMUNITY | CHLORINATION; AERATION FOR REMOVAL OF ANY SECONDARY CONTAMINANT, SULFIDE, OR ANY UNREGULATED CONTAMINANT; CORROSION CONTROL INHIBITOR ADDITION; HYPOCHLORINATION; IRON OR MANGANESE SEQUESTRATION; OR ULTRAVIOLET RADIATION. THE LEAD/CHIEF OPERATOR MUST BE CLASS D OR HIGHER. 50,000 GPD UP TO 0.25 MGD-STAFFING BY CLASS D OR HIGHER OPERATOR: 3 VISITS/WEEK ON NONCONSECUTIVE DAYS FOR A TOTAL OF 0.3 HOUR/WEEK. LESS THAN 50,000 GPD-STAFFING BY A CLASS D OR HIGHER OPERATOR: 2 VISITS/WEEK ON NONCONSECUTIVE DAYS FOR A TOTAL OF 0.2 HOUR/WEEK. THERE SHALL BE NO MORE THAN 5 DAYS BETWEEN THE LAST VISIT IN ONE WEEK AND THE FIRST VISIT IN THE NEXT WEEK. | N | Y | WEKIVA FALLS RESORT | 30700 WEKIVA RIVER ROAD |  | SORRENTO | FL | 32776 |  | 3523838055 |  | BILLIE YOUNG | TREEHOUSE COMMUNITIES | 1630 W GUADALUPE RD |  | GILBERT | AZ | 85233 |  | 4809665454 |  | INVESTOR | 352 | 151200 | 789 | 2016-11-16 | 2020-11-02 | DC05 | 500
3 | LAKE | CD |  | 3351458 | NONCOMMUNITY | CHLORINATION; AERATION FOR REMOVAL OF ANY SECONDARY CONTAMINANT, SULFIDE, OR ANY UNREGULATED CONTAMINANT; CORROSION CONTROL INHIBITOR ADDITION; HYPOCHLORINATION; IRON OR MANGANESE SEQUESTRATION; OR ULTRAVIOLET RADIATION. THE LEAD/CHIEF OPERATOR MUST BE CLASS D OR HIGHER. 50,000 GPD UP TO 0.25 MGD-STAFFING BY CLASS D OR HIGHER OPERATOR: 3 VISITS/WEEK ON NONCONSECUTIVE DAYS FOR A TOTAL OF 0.3 HOUR/WEEK. LESS THAN 50,000 GPD-STAFFING BY A CLASS D OR HIGHER OPERATOR: 2 VISITS/WEEK ON NONCONSECUTIVE DAYS FOR A TOTAL OF 0.2 HOUR/WEEK. THERE SHALL BE NO MORE THAN 5 DAYS BETWEEN THE LAST VISIT IN ONE WEEK AND THE FIRST VISIT IN THE NEXT WEEK. | N | Y | FISHERMAN'S WHARF | 05101-60 EAGLES NEST RD |  | FRUITLAND PARK | FL | 34731 |  | 3523600600 |  | ARTHUR GOERNER | ARTHUR GOERNER | 05101-60 EAGLE'S NEST RD |  | FRUITLAND PARK | FL | 34731 |  | 3523600600 |  | INVESTOR | 25 | 57600 | 31 | 2017-01-27 | 2021-09-24 | NC01 | 50
3 | LAKE | CD | PRWILLIAMS@AQUAAMERICA.COM | 3351464 | COMMUNITY | CHLORINATION; AERATION FOR REMOVAL OF ANY SECONDARY CONTAMINANT, SULFIDE, OR ANY UNREGULATED CONTAMINANT; CORROSION CONTROL INHIBITOR ADDITION; HYPOCHLORINATION; IRON OR MANGANESE SEQUESTRATION; OR ULTRAVIOLET RADIATION. THE LEAD/CHIEF OPERATOR MUST BE CLASS C OR HIGHER. 5.0 MGD AND ABOVE-STAFFING BY CLASS C OR HIGHER OPERATOR: 6 HOURS/DAY FOR 5 DAYS/WEEK AND ONE VISIT ON EACH WEEKEND DAY. 3.0 MGD UP TO 5.0 MGD-STAFFING BY CLASS C OR HIGHER OPERATOR: 1 HOUR/DAY FOR 5 DAYS/WEEK AND ONE VISIT ON EACH WEEKEND DAY. 0.25 MGD UP TO 3.0 MGD-STAFFING BY CLASS C OR HIGHER OPERATOR: 5 VISITS/WEEK AND ONE VISIT EACH WEEKEND FOR A TOTAL OF 0.6 HOUR/WEEK. | N | Y | WESTERN SHORES SUBDIVISION | 34210 CARL ROAD |  | LEESBURG | FL | 34788 |  | 4076296900 |  | WILLIAM FONTAINE | SAM CAIN | 280 WEKIVA SPRINGS RD | SUITE 2070 | LONGWOOD | FL | 32779 |  | 4076296900 |  | INVESTOR/LICENSED PUBLIC UTILITIES | 963 | 432000 | 472 | 2012-10-11 | 2019-11-26 | DC04 | 1000
3 | LAKE | CD |  | 3351555 | COMMUNITY | CHLORINATION; AERATION FOR REMOVAL OF ANY SECONDARY CONTAMINANT, SULFIDE, OR ANY UNREGULATED CONTAMINANT; CORROSION CONTROL INHIBITOR ADDITION; HYPOCHLORINATION; IRON OR MANGANESE SEQUESTRATION; OR ULTRAVIOLET RADIATION. THE LEAD/CHIEF OPERATOR MUST BE CLASS C OR HIGHER. 5.0 MGD AND ABOVE-STAFFING BY CLASS C OR HIGHER OPERATOR: 6 HOURS/DAY FOR 5 DAYS/WEEK AND ONE VISIT ON EACH WEEKEND DAY. 3.0 MGD UP TO 5.0 MGD-STAFFING BY CLASS C OR HIGHER OPERATOR: 1 HOUR/DAY FOR 5 DAYS/WEEK AND ONE VISIT ON EACH WEEKEND DAY. 0.25 MGD UP TO 3.0 MGD-STAFFING BY CLASS C OR HIGHER OPERATOR: 5 VISITS/WEEK AND ONE VISIT EACH WEEKEND FOR A TOTAL OF 0.6 HOUR/WEEK. | N | Y | SUNLAKE ESTATES | 1045 GREAT LAKES BLVD |  | GRAND ISLAND | FL | 32735 |  | 3526695438 |  | JENNIFER HARDWICK | APRIL ROLLIE | 27777 FRANKLIN ROAD | SUITE 200 | SOUTHFIELD | MI | 48034 |  | 2488640393 |  | INVESTOR | 751 | 639000 | 427 | 2019-05-21 | 2021-10-20 | DC04 | 1000
3 | LAKE | CD | None | 3351561 | COMMUNITY | CHLORINATION; AERATION FOR REMOVAL OF ANY SECONDARY CONTAMINANT, SULFIDE, OR ANY UNREGULATED CONTAMINANT; CORROSION CONTROL INHIBITOR ADDITION; HYPOCHLORINATION; IRON OR MANGANESE SEQUESTRATION; OR ULTRAVIOLET RADIATION. THE LEAD/CHIEF OPERATOR MUST BE CLASS D OR HIGHER. 50,000 GPD UP TO 0.25 MGD-STAFFING BY CLASS D OR HIGHER OPERATOR: 3 VISITS/WEEK ON NONCONSECUTIVE DAYS FOR A TOTAL OF 0.3 HOUR/WEEK. LESS THAN 50,000 GPD-STAFFING BY A CLASS D OR HIGHER OPERATOR: 2 VISITS/WEEK ON NONCONSECUTIVE DAYS FOR A TOTAL OF 0.2 HOUR/WEEK. THERE SHALL BE NO MORE THAN 5 DAYS BETWEEN THE LAST VISIT IN ONE WEEK AND THE FIRST VISIT IN THE NEXT WEEK. | N | Y | CYPRESS CREEK | 28944 HUBBARD ST |  | LEESBURG | FL | 34748 |  | 3524090086 |  | ED MILONE | CAROL KROPP | 1621 CHASE LANDING WAY |  | WINTER PARK | FL | 32789 |  | 4076282503 |  | INVESTOR/LICENSED PUBLIC UTILITIES | 191 | 100800 | 145 | 2017-06-05 | 2020-02-07 | DC05 | 500
3 | LAKE | CD | valerie.mousaw@americanlandlease.com | 3351563 | COMMUNITY | CHLORINATION; AERATION FOR REMOVAL OF ANY SECONDARY CONTAMINANT, SULFIDE, OR ANY UNREGULATED CONTAMINANT; CORROSION CONTROL INHIBITOR ADDITION; HYPOCHLORINATION; IRON OR MANGANESE SEQUESTRATION; OR ULTRAVIOLET RADIATION. THE LEAD/CHIEF OPERATOR MUST BE CLASS C OR HIGHER. 5.0 MGD AND ABOVE-STAFFING BY CLASS C OR HIGHER OPERATOR: 6 HOURS/DAY FOR 5 DAYS/WEEK AND ONE VISIT ON EACH WEEKEND DAY. 3.0 MGD UP TO 5.0 MGD-STAFFING BY CLASS C OR HIGHER OPERATOR: 1 HOUR/DAY FOR 5 DAYS/WEEK AND ONE VISIT ON EACH WEEKEND DAY. 0.25 MGD UP TO 3.0 MGD-STAFFING BY CLASS C OR HIGHER OPERATOR: 5 VISITS/WEEK AND ONE VISIT EACH WEEKEND FOR A TOTAL OF 0.6 HOUR/WEEK. | N | Y | THE WOODLANDS AT CHURCH LAKE | 1124 HERITAGE DR |  | GROVELAND | FL | 34736 |  | 3524294192 |  | JENNIFER HARDWICK | JOHN MCLAREN | 27777 FRANKLIN ROAD | SUITE 200 | SOUTHFIELD | MI | 48034 |  |  |  | INVESTOR | 286 | 720000 | 143 | 2017-06-16 | 2020-06-17 | DC04 | 1000
3 | LAKE | CD |  | 3351564 | COMMUNITY | CHLORINATION; AERATION FOR REMOVAL OF ANY SECONDARY CONTAMINANT, SULFIDE, OR ANY UNREGULATED CONTAMINANT; CORROSION CONTROL INHIBITOR ADDITION; HYPOCHLORINATION; IRON OR MANGANESE SEQUESTRATION; OR ULTRAVIOLET RADIATION. THE LEAD/CHIEF OPERATOR MUST BE CLASS D OR HIGHER. 50,000 GPD UP TO 0.25 MGD-STAFFING BY CLASS D OR HIGHER OPERATOR: 3 VISITS/WEEK ON NONCONSECUTIVE DAYS FOR A TOTAL OF 0.3 HOUR/WEEK. LESS THAN 50,000 GPD-STAFFING BY A CLASS D OR HIGHER OPERATOR: 2 VISITS/WEEK ON NONCONSECUTIVE DAYS FOR A TOTAL OF 0.2 HOUR/WEEK. THERE SHALL BE NO MORE THAN 5 DAYS BETWEEN THE LAST VISIT IN ONE WEEK AND THE FIRST VISIT IN THE NEXT WEEK. | N | Y | CITRUS CIRCLE MOBILE HOME S/D | NEXT TP 3824 NAVEL LN | [NO MAIL RECEPTACLE AT THIS ADDRESS] | FRUITLAND PARK | FL | 34731 |  | 3528212295 |  | JAMES H BUCKINGHAM | JOANN WILHELM | 3814 NAVEL LANE |  | FRUITLAND PARK | FL | 34731 |  | 3523151127 |  | INVESTOR | 88 | 64800 | 39 | 2012-05-02 | 2019-10-21 | DC051 | 100
3 | LAKE | CD | JSCHLOAD@FLUMC.ORG | 3351565 | NONTRANSIENT NONCOMMUNITY | CHLORINATION; AERATION FOR REMOVAL OF ANY SECONDARY CONTAMINANT, SULFIDE, OR ANY UNREGULATED CONTAMINANT; CORROSION CONTROL INHIBITOR ADDITION; HYPOCHLORINATION; IRON OR MANGANESE SEQUESTRATION; OR ULTRAVIOLET RADIATION. THE LEAD/CHIEF OPERATOR MUST BE CLASS C OR HIGHER. 5.0 MGD AND ABOVE-STAFFING BY CLASS C OR HIGHER OPERATOR: 6 HOURS/DAY FOR 5 DAYS/WEEK AND ONE VISIT ON EACH WEEKEND DAY. 3.0 MGD UP TO 5.0 MGD-STAFFING BY CLASS C OR HIGHER OPERATOR: 1 HOUR/DAY FOR 5 DAYS/WEEK AND ONE VISIT ON EACH WEEKEND DAY. 0.25 MGD UP TO 3.0 MGD-STAFFING BY CLASS C OR HIGHER OPERATOR: 5 VISITS/WEEK AND ONE VISIT EACH WEEKEND FOR A TOTAL OF 0.6 HOUR/WEEK. | N | Y | FL UNTED METHODIST LIFE ENRC. CENTER | 4991 PICCIOLA RD |  | FRUITLAND PARK | FL | 34731 |  | 3527870313 |  | STAN COE, DIVERSIFIED WATER SVCS | BILLY THOMPSON | 4991 PICCIOLA ROAD |  | FRUITLAND PARK | FL | 34731 |  | 3527870313 |  | OTHER | 90 | 298800 | 95 | 2017-08-22 | 2020-04-10 | NTNC | 100
3 | LAKE | CD | al.purvis@leesburgflorida.gov | 3351566 | COMMUNITY | CHLORINATION; AERATION FOR REMOVAL OF ANY SECONDARY CONTAMINANT, SULFIDE, OR ANY UNREGULATED CONTAMINANT; CORROSION CONTROL INHIBITOR ADDITION; HYPOCHLORINATION; IRON OR MANGANESE SEQUESTRATION; OR ULTRAVIOLET RADIATION. THE LEAD/CHIEF OPERATOR MUST BE CLASS C OR HIGHER. 5.0 MGD AND ABOVE-STAFFING BY CLASS C OR HIGHER OPERATOR: 6 HOURS/DAY FOR 5 DAYS/WEEK AND ONE VISIT ON EACH WEEKEND DAY. 3.0 MGD UP TO 5.0 MGD-STAFFING BY CLASS C OR HIGHER OPERATOR: 1 HOUR/DAY FOR 5 DAYS/WEEK AND ONE VISIT ON EACH WEEKEND DAY. 0.25 MGD UP TO 3.0 MGD-STAFFING BY CLASS C OR HIGHER OPERATOR: 5 VISITS/WEEK AND ONE VISIT EACH WEEKEND FOR A TOTAL OF 0.6 HOUR/WEEK. | N | Y | LEESBURG EAST (2WPS) | 10401 S HWY 441 |  | LEESBURG | FL | 34788 | 630 | 3527289843 |  | Al Purvis | AL PURVIS | 223 S. FIFTH ST. |  | LEESBURG | FL | 34748 |  | 3527289843 |  | MUNICIPALITY | 9629 | 2681000 | 2751 | 2014-09-05 | 2019-01-11 | DC03 | 2000
3 | LAKE | CD |  | 3351567 | COMMUNITY | CHLORINATION; AERATION FOR REMOVAL OF ANY SECONDARY CONTAMINANT, SULFIDE, OR ANY UNREGULATED CONTAMINANT; CORROSION CONTROL INHIBITOR ADDITION; HYPOCHLORINATION; IRON OR MANGANESE SEQUESTRATION; OR ULTRAVIOLET RADIATION. THE LEAD/CHIEF OPERATOR MUST BE CLASS C OR HIGHER. 5.0 MGD AND ABOVE-STAFFING BY CLASS C OR HIGHER OPERATOR: 6 HOURS/DAY FOR 5 DAYS/WEEK AND ONE VISIT ON EACH WEEKEND DAY. 3.0 MGD UP TO 5.0 MGD-STAFFING BY CLASS C OR HIGHER OPERATOR: 1 HOUR/DAY FOR 5 DAYS/WEEK AND ONE VISIT ON EACH WEEKEND DAY. 0.25 MGD UP TO 3.0 MGD-STAFFING BY CLASS C OR HIGHER OPERATOR: 5 VISITS/WEEK AND ONE VISIT EACH WEEKEND FOR A TOTAL OF 0.6 HOUR/WEEK. | N | Y | BAYWOOD CONDOMINIUMS | 4590 N HWY 19A |  | MT DORA | FL | 32757 |  | 3523573525 |  | LAURA BARTH | LAURA BARTH | 4590 N HWY 19A |  | MT DORA | FL | 32757 |  | 3523573525 |  | INVESTOR | 200 | 252000 | 100 | 2017-01-30 | 2019-10-21 | DC05 | 500
3 | LAKE | CD | russelp@lake.k12.fl.us | 3354000 | NONTRANSIENT NONCOMMUNITY | CHLORINATION; AERATION FOR REMOVAL OF ANY SECONDARY CONTAMINANT, SULFIDE, OR ANY UNREGULATED CONTAMINANT; CORROSION CONTROL INHIBITOR ADDITION; HYPOCHLORINATION; IRON OR MANGANESE SEQUESTRATION; OR ULTRAVIOLET RADIATION. THE LEAD/CHIEF OPERATOR MUST BE CLASS D OR HIGHER. 50,000 GPD UP TO 0.25 MGD-STAFFING BY CLASS D OR HIGHER OPERATOR: 3 VISITS/WEEK ON NONCONSECUTIVE DAYS FOR A TOTAL OF 0.3 HOUR/WEEK. LESS THAN 50,000 GPD-STAFFING BY A CLASS D OR HIGHER OPERATOR: 2 VISITS/WEEK ON NONCONSECUTIVE DAYS FOR A TOTAL OF 0.2 HOUR/WEEK. THERE SHALL BE NO MORE THAN 5 DAYS BETWEEN THE LAST VISIT IN ONE WEEK AND THE FIRST VISIT IN THE NEXT WEEK. | N | Y | ASTATULA ELEMENTARY SCHOOL | 13925 FLORIDA AVE. (CR 48) |  | ASTATULA | FL | 34705 |  | 3522536726 |  |  | CALVIN WINGO | 200 N CENTRAL AVE |  | UMATILLA | FL | 32784 |  | 3522536728 |  | COUNTY | 900 | 144000 | 8 | 2014-04-10 | 2020-01-16 | NTNC | 100
3 | LAKE | CD | mforeman@bellsouth.net | 3354004 | NONCOMMUNITY | CHLORINATION; AERATION FOR REMOVAL OF ANY SECONDARY CONTAMINANT, SULFIDE, OR ANY UNREGULATED CONTAMINANT; CORROSION CONTROL INHIBITOR ADDITION; HYPOCHLORINATION; IRON OR MANGANESE SEQUESTRATION; OR ULTRAVIOLET RADIATION. THE LEAD/CHIEF OPERATOR MUST BE CLASS D OR HIGHER. 50,000 GPD UP TO 0.25 MGD-STAFFING BY CLASS D OR HIGHER OPERATOR: 3 VISITS/WEEK ON NONCONSECUTIVE DAYS FOR A TOTAL OF 0.3 HOUR/WEEK. LESS THAN 50,000 GPD-STAFFING BY A CLASS D OR HIGHER OPERATOR: 2 VISITS/WEEK ON NONCONSECUTIVE DAYS FOR A TOTAL OF 0.2 HOUR/WEEK. THERE SHALL BE NO MORE THAN 5 DAYS BETWEEN THE LAST VISIT IN ONE WEEK AND THE FIRST VISIT IN THE NEXT WEEK. | N | Y | PINE ISLAND FISH CAMP | 6808 LAKE GRIFFIN RD |  | LADY LAKE | FL | 32159 |  | 3052166750 |  | LEN GARNER | LEN GARNER | 6808 LAKE GRIFFIN ROAD |  | LADY LAKE | FL | 32159 |  | 3527532972 |  | INVESTOR | 25 | 79000 | 33 | 2017-08-14 | 2017-07-26 | NC01 | 50
3 | LAKE | CD |  | 3354005 | COMMUNITY | CHLORINATION; AERATION FOR REMOVAL OF ANY SECONDARY CONTAMINANT, SULFIDE, OR ANY UNREGULATED CONTAMINANT; CORROSION CONTROL INHIBITOR ADDITION; HYPOCHLORINATION; IRON OR MANGANESE SEQUESTRATION; OR ULTRAVIOLET RADIATION. THE LEAD/CHIEF OPERATOR MUST BE CLASS D OR HIGHER. 50,000 GPD UP TO 0.25 MGD-STAFFING BY CLASS D OR HIGHER OPERATOR: 3 VISITS/WEEK ON NONCONSECUTIVE DAYS FOR A TOTAL OF 0.3 HOUR/WEEK. LESS THAN 50,000 GPD-STAFFING BY A CLASS D OR HIGHER OPERATOR: 2 VISITS/WEEK ON NONCONSECUTIVE DAYS FOR A TOTAL OF 0.2 HOUR/WEEK. THERE SHALL BE NO MORE THAN 5 DAYS BETWEEN THE LAST VISIT IN ONE WEEK AND THE FIRST VISIT IN THE NEXT WEEK. | N | Y | COVE WATER SYSTEM, INC. | 30741 GLENN DR |  | TAVARES | FL | 32778 |  | 3523434993 |  | GIDEON MASSEY | GIDEON MASSEY | PO BOX 1842 |  | TAVARES | FL | 32778 | 1822 | 3523434993 |  | INVESTOR | 300 | 108000 | 107 | 2012-05-24 | 2019-04-16 | DC051 | 100
3 | LAKE | CD | lparker1@suncommunities.com | 3354010 | COMMUNITY | CHLORINATION; AERATION FOR REMOVAL OF ANY SECONDARY CONTAMINANT, SULFIDE, OR ANY UNREGULATED CONTAMINANT; CORROSION CONTROL INHIBITOR ADDITION; HYPOCHLORINATION; IRON OR MANGANESE SEQUESTRATION; OR ULTRAVIOLET RADIATION. THE LEAD/CHIEF OPERATOR MUST BE CLASS C OR HIGHER. 5.0 MGD AND ABOVE-STAFFING BY CLASS C OR HIGHER OPERATOR: 6 HOURS/DAY FOR 5 DAYS/WEEK AND ONE VISIT ON EACH WEEKEND DAY. 3.0 MGD UP TO 5.0 MGD-STAFFING BY CLASS C OR HIGHER OPERATOR: 1 HOUR/DAY FOR 5 DAYS/WEEK AND ONE VISIT ON EACH WEEKEND DAY. 0.25 MGD UP TO 3.0 MGD-STAFFING BY CLASS C OR HIGHER OPERATOR: 5 VISITS/WEEK AND ONE VISIT EACH WEEKEND FOR A TOTAL OF 0.6 HOUR/WEEK. | N | Y | WATER OAK COUNTRY CLUB ESTATES | 412 PALMER DR |  | LADY LAKE | FL | 32159 |  | 3527533000 |  | LARA PARKER | APRIL ROLLIE | 27777 FRANKLIN ROAD | SUITE 200 | SOUTHFIELD | MI | 48034 |  | 2488640393 |  | INVESTOR | 1465 | 1056000 | 1026 | 2018-06-27 | 2020-12-18 | DC03 | 2000
3 | LAKE | CD | QUALITY@CUTRALE.COM | 3354020 | NONTRANSIENT NONCOMMUNITY | ACTIVATED CARBON PROCESSES; DIATOMACEOUS EARTH FILTRATION; ION EXCHANGE FOR REMOVAL OF ANY PRIMARY CONTAMINANT; ION AND MANGANESE REMOVAL (OXIDATION, DETENTION, AND FILTRATION); OR SLOW SAND FILTRATION. LEAD/CHIEF OPERATOR MUST BE CLASS C OR HIGHER. 1.0 MGD UP TO 2.0 MGD-STAFFING BY CLASS C OR HIGHER OPERATOR: 6 HOURS/DAY FOR 5 DAYS/WEEK AND ONE VISIT ON EACH WEEKEND DAY. 0.5 MGD UP TO 1.0 MGD-STAFFING BY CLASS C OR HIGHER OPERATOR: 3 HOURS/DAY FOR 5 DAYS/WEEK AND ONE VISIT ON EACH WEEKEND DAY. 0.25 MGD UP TO 0.5 MGD-STAFFING BY CLASS C OR HIGHER OPERATOR: 1 HOUR/DAY FOR 5 DAYS/WEEK AND ONE VISIT ON EACH WEEKEND DAY. LESS THAN 0.25 MGD-STAFFING BY CLASS C OR HIGHER OPERATOR: 5 VISITS/WEEK AND ONE VISIT EACH WEEKEND FOR A TOTAL OF 1.8 HOURS/WEEK. | N | Y | CUTRALE CITRUS JUICES - LEESBURG | 11 CLOUD ST |  | LEESBURG | FL | 34748 |  | 3527287800 |  | EDWARD PRIEST | CUTRALE CITRUS JUICES USA, INC | 11 CLOUD ST |  | LEESBURG | FL | 34748 |  | 3527287800 |  | INVESTOR | 250 | 1500000 | 10 | 2017-06-07 | 2020-01-23 | NTNC | 100
3 | LAKE | CD | jlinartas@yahoo.com | 3354027 | COMMUNITY | CHLORINATION; AERATION FOR REMOVAL OF ANY SECONDARY CONTAMINANT, SULFIDE, OR ANY UNREGULATED CONTAMINANT; CORROSION CONTROL INHIBITOR ADDITION; HYPOCHLORINATION; IRON OR MANGANESE SEQUESTRATION; OR ULTRAVIOLET RADIATION. THE LEAD/CHIEF OPERATOR MUST BE CLASS D OR HIGHER. 50,000 GPD UP TO 0.25 MGD-STAFFING BY CLASS D OR HIGHER OPERATOR: 3 VISITS/WEEK ON NONCONSECUTIVE DAYS FOR A TOTAL OF 0.3 HOUR/WEEK. LESS THAN 50,000 GPD-STAFFING BY A CLASS D OR HIGHER OPERATOR: 2 VISITS/WEEK ON NONCONSECUTIVE DAYS FOR A TOTAL OF 0.2 HOUR/WEEK. THERE SHALL BE NO MORE THAN 5 DAYS BETWEEN THE LAST VISIT IN ONE WEEK AND THE FIRST VISIT IN THE NEXT WEEK. | N | Y | CENTURY ESTATES UTILITIES INC. | CR 468 & CENTENNIAL BLVD |  | LEESBURG | FL | 34748 |  | 3524501450 |  | JOSEPH LINARTAS | CENTURY ESTATES UTILITIES INC | 114 EUCLID AVE |  | LEESBURG | FL | 34748 |  | 3524501450 |  | INVESTOR | 343 | 108000 | 98 | 2017-08-27 | 2020-06-23 | DC05 | 500
3 | LAKE | CD |  | 3354028 | COMMUNITY | CHLORINATION; AERATION FOR REMOVAL OF ANY SECONDARY CONTAMINANT, SULFIDE, OR ANY UNREGULATED CONTAMINANT; CORROSION CONTROL INHIBITOR ADDITION; HYPOCHLORINATION; IRON OR MANGANESE SEQUESTRATION; OR ULTRAVIOLET RADIATION. THE LEAD/CHIEF OPERATOR MUST BE CLASS D OR HIGHER. 50,000 GPD UP TO 0.25 MGD-STAFFING BY CLASS D OR HIGHER OPERATOR: 3 VISITS/WEEK ON NONCONSECUTIVE DAYS FOR A TOTAL OF 0.3 HOUR/WEEK. LESS THAN 50,000 GPD-STAFFING BY A CLASS D OR HIGHER OPERATOR: 2 VISITS/WEEK ON NONCONSECUTIVE DAYS FOR A TOTAL OF 0.2 HOUR/WEEK. THERE SHALL BE NO MORE THAN 5 DAYS BETWEEN THE LAST VISIT IN ONE WEEK AND THE FIRST VISIT IN THE NEXT WEEK. | N | Y | SHANGRI-LA BY THE LAKE UTILITIES, INC. | 100 SHANGRI-LA BOULEVARD |  | LEESBURG | FL | 34788 |  | 3525897744 |  | JOANNE RHOADES | TROY RENDELL | 4939 CROSS BAYOU BLVD |  | NEW PORT RICHEY | FL | 34652 |  | 7278488292 | 203 | INVESTOR | 328 | 180000 | 168 | 2013-01-02 | 2019-01-30 | DC05 | 500
3 | LAKE | CD | FISHER832@HOTMAIL.COM | 3354038 | COMMUNITY | CHLORINATION; AERATION FOR REMOVAL OF ANY SECONDARY CONTAMINANT, SULFIDE, OR ANY UNREGULATED CONTAMINANT; CORROSION CONTROL INHIBITOR ADDITION; HYPOCHLORINATION; IRON OR MANGANESE SEQUESTRATION; OR ULTRAVIOLET RADIATION. THE LEAD/CHIEF OPERATOR MUST BE CLASS D OR HIGHER. 50,000 GPD UP TO 0.25 MGD-STAFFING BY CLASS D OR HIGHER OPERATOR: 3 VISITS/WEEK ON NONCONSECUTIVE DAYS FOR A TOTAL OF 0.3 HOUR/WEEK. LESS THAN 50,000 GPD-STAFFING BY A CLASS D OR HIGHER OPERATOR: 2 VISITS/WEEK ON NONCONSECUTIVE DAYS FOR A TOTAL OF 0.2 HOUR/WEEK. THERE SHALL BE NO MORE THAN 5 DAYS BETWEEN THE LAST VISIT IN ONE WEEK AND THE FIRST VISIT IN THE NEXT WEEK. | N | Y | THE MEADOWS OF ASTATULA | END OF FAIR STREET |  | ASTATULA | FL | 34705 |  | 3523430017 |  | AL FISCHER | KATHY ZIMMERMAN | 25115 ALAMANDA DR |  | ASTATULA | FL | 34705 |  | 3527872700 | 227 | INVESTOR | 122 | 162000 | 53 | 2014-08-13 | 2021-12-15 | DC05 | 500
3 | LAKE | CD | gpconnllyjr@gmail.com | 3354043 | COMMUNITY | CHLORINATION; AERATION FOR REMOVAL OF ANY SECONDARY CONTAMINANT, SULFIDE, OR ANY UNREGULATED CONTAMINANT; CORROSION CONTROL INHIBITOR ADDITION; HYPOCHLORINATION; IRON OR MANGANESE SEQUESTRATION; OR ULTRAVIOLET RADIATION. THE LEAD/CHIEF OPERATOR MUST BE CLASS D OR HIGHER. 50,000 GPD UP TO 0.25 MGD-STAFFING BY CLASS D OR HIGHER OPERATOR: 3 VISITS/WEEK ON NONCONSECUTIVE DAYS FOR A TOTAL OF 0.3 HOUR/WEEK. LESS THAN 50,000 GPD-STAFFING BY A CLASS D OR HIGHER OPERATOR: 2 VISITS/WEEK ON NONCONSECUTIVE DAYS FOR A TOTAL OF 0.2 HOUR/WEEK. THERE SHALL BE NO MORE THAN 5 DAYS BETWEEN THE LAST VISIT IN ONE WEEK AND THE FIRST VISIT IN THE NEXT WEEK. | N | Y | BRENDENWOOD WATERWORKS | 13711 DEVENSHIRE CT |  | GRAND ISLAND | FL | 32735 |  | 3524598747 |  | GARY DEREMER | GARY DEREMER | 4939 CROSS BAYOU BLVD. |  | NEW PORT RICHEY | FL | 34652 |  | 7278488292 |  | INVESTOR | 130 | 108000 | 58 | 2011-06-30 | 2019-01-30 | DC051 | 100
3 | LAKE | CD | larry.hoag@comcast.net | 3354044 | COMMUNITY | CHLORINATION; AERATION FOR REMOVAL OF ANY SECONDARY CONTAMINANT, SULFIDE, OR ANY UNREGULATED CONTAMINANT; CORROSION CONTROL INHIBITOR ADDITION; HYPOCHLORINATION; IRON OR MANGANESE SEQUESTRATION; OR ULTRAVIOLET RADIATION. THE LEAD/CHIEF OPERATOR MUST BE CLASS D OR HIGHER. 50,000 GPD UP TO 0.25 MGD-STAFFING BY CLASS D OR HIGHER OPERATOR: 3 VISITS/WEEK ON NONCONSECUTIVE DAYS FOR A TOTAL OF 0.3 HOUR/WEEK. LESS THAN 50,000 GPD-STAFFING BY A CLASS D OR HIGHER OPERATOR: 2 VISITS/WEEK ON NONCONSECUTIVE DAYS FOR A TOTAL OF 0.2 HOUR/WEEK. THERE SHALL BE NO MORE THAN 5 DAYS BETWEEN THE LAST VISIT IN ONE WEEK AND THE FIRST VISIT IN THE NEXT WEEK. | N | Y | LAKE JOANNA ESTATES | ACROSS FROM 3064 WINDHAM DR. |  | EUSTIS | FL | 32727 |  | 3523574030 |  |  | B.J. ENGLEKA | PO BOX 895 |  | EUSTIS | FL | 32727 |  | 3525890315 |  | SUBDIVISION | 140 | 72000 | 46 | 2014-08-20 | 2021-03-29 | DC051 | 100
3 | LAKE | CD | INFO@CAMPHORIZON.ORG | 3354052 | NONCOMMUNITY | CHLORINATION; AERATION FOR REMOVAL OF ANY SECONDARY CONTAMINANT, SULFIDE, OR ANY UNREGULATED CONTAMINANT; CORROSION CONTROL INHIBITOR ADDITION; HYPOCHLORINATION; IRON OR MANGANESE SEQUESTRATION; OR ULTRAVIOLET RADIATION. THE LEAD/CHIEF OPERATOR MUST BE CLASS D OR HIGHER. 50,000 GPD UP TO 0.25 MGD-STAFFING BY CLASS D OR HIGHER OPERATOR: 3 VISITS/WEEK ON NONCONSECUTIVE DAYS FOR A TOTAL OF 0.3 HOUR/WEEK. LESS THAN 50,000 GPD-STAFFING BY A CLASS D OR HIGHER OPERATOR: 2 VISITS/WEEK ON NONCONSECUTIVE DAYS FOR A TOTAL OF 0.2 HOUR/WEEK. THERE SHALL BE NO MORE THAN 5 DAYS BETWEEN THE LAST VISIT IN ONE WEEK AND THE FIRST VISIT IN THE NEXT WEEK. | N | Y | CAMP HORIZON | 7369 SUNNYSIDE DR |  | LEESBURG | FL | 34748 |  | 3527285822 |  | STEVE SLUSSER | CAMP HORIZON | 7369 SUNNYSIDE DR |  | LEESBURG | FL | 34748 |  | 3527285822 |  | INVESTOR | 25 | 50400 | 11 | 2014-06-16 | 2017-07-13 | NC01 | 50
3 | LAKE | CD | CITRUSCOVEHOA@GMAIL.COM | 3354053 | COMMUNITY | CHLORINATION; AERATION FOR REMOVAL OF ANY SECONDARY CONTAMINANT, SULFIDE, OR ANY UNREGULATED CONTAMINANT; CORROSION CONTROL INHIBITOR ADDITION; HYPOCHLORINATION; IRON OR MANGANESE SEQUESTRATION; OR ULTRAVIOLET RADIATION. THE LEAD/CHIEF OPERATOR MUST BE CLASS D OR HIGHER. 50,000 GPD UP TO 0.25 MGD-STAFFING BY CLASS D OR HIGHER OPERATOR: 3 VISITS/WEEK ON NONCONSECUTIVE DAYS FOR A TOTAL OF 0.3 HOUR/WEEK. LESS THAN 50,000 GPD-STAFFING BY A CLASS D OR HIGHER OPERATOR: 2 VISITS/WEEK ON NONCONSECUTIVE DAYS FOR A TOTAL OF 0.2 HOUR/WEEK. THERE SHALL BE NO MORE THAN 5 DAYS BETWEEN THE LAST VISIT IN ONE WEEK AND THE FIRST VISIT IN THE NEXT WEEK. | N | Y | CITRUS COVE SUBDIVISION | CORNER OF 1ST AVE & WASHINGTON ST |  | WINTER GARDEN | FL | 34787 |  | 4078779157 |  | CHRIS CARTER | CLAUDIA SMYTHE | 17610 MANDARIN CIR |  | WINTER GARDEN | FL | 34787 |  | 4079220046 |  | OTHER | 80 | 100800 | 39 | 2018-11-30 | 2018-11-15 | DC051 | 100
3 | LAKE | CD |  | 3354054 | COMMUNITY | CHLORINATION; AERATION FOR REMOVAL OF ANY SECONDARY CONTAMINANT, SULFIDE, OR ANY UNREGULATED CONTAMINANT; CORROSION CONTROL INHIBITOR ADDITION; HYPOCHLORINATION; IRON OR MANGANESE SEQUESTRATION; OR ULTRAVIOLET RADIATION. THE LEAD/CHIEF OPERATOR MUST BE CLASS C OR HIGHER. 5.0 MGD AND ABOVE-STAFFING BY CLASS C OR HIGHER OPERATOR: 6 HOURS/DAY FOR 5 DAYS/WEEK AND ONE VISIT ON EACH WEEKEND DAY. 3.0 MGD UP TO 5.0 MGD-STAFFING BY CLASS C OR HIGHER OPERATOR: 1 HOUR/DAY FOR 5 DAYS/WEEK AND ONE VISIT ON EACH WEEKEND DAY. 0.25 MGD UP TO 3.0 MGD-STAFFING BY CLASS C OR HIGHER OPERATOR: 5 VISITS/WEEK AND ONE VISIT EACH WEEKEND FOR A TOTAL OF 0.6 HOUR/WEEK. | N | Y | LAKE GRIFFIN ISLES MHP (2 WTPS) | 200 ORCHID DR |  | FRUITLAND PARK | FL | 34731 |  | 3527286999 |  |  | DEAN HUMPHREY | 3495 US 441 |  | FRUITLAND PARK | FL | 34731 |  | 3527872500 |  | INVESTOR | 1212 | 878400 | 488 | 2015-01-06 | 2020-06-10 | DC04 | 1000
3 | LAKE | CD |  | 3354055 | COMMUNITY | CHLORINATION; AERATION FOR REMOVAL OF ANY SECONDARY CONTAMINANT, SULFIDE, OR ANY UNREGULATED CONTAMINANT; CORROSION CONTROL INHIBITOR ADDITION; HYPOCHLORINATION; IRON OR MANGANESE SEQUESTRATION; OR ULTRAVIOLET RADIATION. THE LEAD/CHIEF OPERATOR MUST BE CLASS C OR HIGHER. 5.0 MGD AND ABOVE-STAFFING BY CLASS C OR HIGHER OPERATOR: 6 HOURS/DAY FOR 5 DAYS/WEEK AND ONE VISIT ON EACH WEEKEND DAY. 3.0 MGD UP TO 5.0 MGD-STAFFING BY CLASS C OR HIGHER OPERATOR: 1 HOUR/DAY FOR 5 DAYS/WEEK AND ONE VISIT ON EACH WEEKEND DAY. 0.25 MGD UP TO 3.0 MGD-STAFFING BY CLASS C OR HIGHER OPERATOR: 5 VISITS/WEEK AND ONE VISIT EACH WEEKEND FOR A TOTAL OF 0.6 HOUR/WEEK. | N | Y | WATERWOOD SUBDIVISION | 300 WATERWOOD DR |  | YALAHA | FL | 34797 |  | 3523244000 |  | ANN PERRY | ANN PERRY | 300 WATERWOOD DR |  | YALAHA | FL | 34797 |  |  |  | INVESTOR/LICENSED PUBLIC UTILITIES | 185 | 504000 | 118 | 2016-03-30 | 2021-10-20 | DC04 | 1000
3 | LAKE | CD |  | 3354085 | NONCOMMUNITY | CHLORINATION; AERATION FOR REMOVAL OF ANY SECONDARY CONTAMINANT, SULFIDE, OR ANY UNREGULATED CONTAMINANT; CORROSION CONTROL INHIBITOR ADDITION; HYPOCHLORINATION; IRON OR MANGANESE SEQUESTRATION; OR ULTRAVIOLET RADIATION. THE LEAD/CHIEF OPERATOR MUST BE CLASS D OR HIGHER. 50,000 GPD UP TO 0.25 MGD-STAFFING BY CLASS D OR HIGHER OPERATOR: 3 VISITS/WEEK ON NONCONSECUTIVE DAYS FOR A TOTAL OF 0.3 HOUR/WEEK. LESS THAN 50,000 GPD-STAFFING BY A CLASS D OR HIGHER OPERATOR: 2 VISITS/WEEK ON NONCONSECUTIVE DAYS FOR A TOTAL OF 0.2 HOUR/WEEK. THERE SHALL BE NO MORE THAN 5 DAYS BETWEEN THE LAST VISIT IN ONE WEEK AND THE FIRST VISIT IN THE NEXT WEEK. | N | Y | EAST LAKE PLAZA | 23915 SR 46 |  | SORRENTO | FL | 32776 |  | 3523831925 |  | JOHN MCKINNEY | JOHN MCKINNEY | 23911 SR 46 |  | SORRENTO | FL | 32776 |  | 3524551182 |  | INVESTOR | 25 | 10000 | 1 | 2016-11-29 | 2020-10-21 | NC01 | 50
3 | LAKE | CD |  | 3354091 | NONCOMMUNITY | CHLORINATION; AERATION FOR REMOVAL OF ANY SECONDARY CONTAMINANT, SULFIDE, OR ANY UNREGULATED CONTAMINANT; CORROSION CONTROL INHIBITOR ADDITION; HYPOCHLORINATION; IRON OR MANGANESE SEQUESTRATION; OR ULTRAVIOLET RADIATION. THE LEAD/CHIEF OPERATOR MUST BE CLASS D OR HIGHER. 50,000 GPD UP TO 0.25 MGD-STAFFING BY CLASS D OR HIGHER OPERATOR: 3 VISITS/WEEK ON NONCONSECUTIVE DAYS FOR A TOTAL OF 0.3 HOUR/WEEK. LESS THAN 50,000 GPD-STAFFING BY A CLASS D OR HIGHER OPERATOR: 2 VISITS/WEEK ON NONCONSECUTIVE DAYS FOR A TOTAL OF 0.2 HOUR/WEEK. THERE SHALL BE NO MORE THAN 5 DAYS BETWEEN THE LAST VISIT IN ONE WEEK AND THE FIRST VISIT IN THE NEXT WEEK. | N | Y | MIDWAY MANOR | 36033 EMERALDA AVE |  | LEESBURG | FL | 34788 |  | 3527873321 |  | JACK BENSTEAD | MIDWAY MANOR | 36033 EMERALDA AVE |  | LEESBURG | FL | 34788 |  | 3527873321 |  | INVESTOR | 25 | 72000 | 79 | 2014-04-24 | 2018-03-30 | NC01 | 50
3 | LAKE | CD | karen_doiron@equitylifestyle.com | 3354104 | COMMUNITY | CHLORINATION; AERATION FOR REMOVAL OF ANY SECONDARY CONTAMINANT, SULFIDE, OR ANY UNREGULATED CONTAMINANT; CORROSION CONTROL INHIBITOR ADDITION; HYPOCHLORINATION; IRON OR MANGANESE SEQUESTRATION; OR ULTRAVIOLET RADIATION. THE LEAD/CHIEF OPERATOR MUST BE CLASS C OR HIGHER. 5.0 MGD AND ABOVE-STAFFING BY CLASS C OR HIGHER OPERATOR: 6 HOURS/DAY FOR 5 DAYS/WEEK AND ONE VISIT ON EACH WEEKEND DAY. 3.0 MGD UP TO 5.0 MGD-STAFFING BY CLASS C OR HIGHER OPERATOR: 1 HOUR/DAY FOR 5 DAYS/WEEK AND ONE VISIT ON EACH WEEKEND DAY. 0.25 MGD UP TO 3.0 MGD-STAFFING BY CLASS C OR HIGHER OPERATOR: 5 VISITS/WEEK AND ONE VISIT EACH WEEKEND FOR A TOTAL OF 0.6 HOUR/WEEK. | N | Y | CLERBROOK RV RESORTS (2 WPS) | 20005 US HIGHWAY 27 |  | CLERMONT | FL | 34715 |  | 3523945513 |  | HENRY LUE | MARLUZ LOPEZ | 5100 LEMON ST. | SUITE 109 | TAMPA | FL | 33609 |  |  |  | INVESTOR | 3142 | 403200 | 1257 | 2014-06-26 | 2019-10-14 | DC04 | 1000
3 | LAKE | CD | beesrvresort@comcast.net | 3354106 | COMMUNITY | CHLORINATION; AERATION FOR REMOVAL OF ANY SECONDARY CONTAMINANT, SULFIDE, OR ANY UNREGULATED CONTAMINANT; CORROSION CONTROL INHIBITOR ADDITION; HYPOCHLORINATION; IRON OR MANGANESE SEQUESTRATION; OR ULTRAVIOLET RADIATION. THE LEAD/CHIEF OPERATOR MUST BE CLASS D OR HIGHER. 50,000 GPD UP TO 0.25 MGD-STAFFING BY CLASS D OR HIGHER OPERATOR: 3 VISITS/WEEK ON NONCONSECUTIVE DAYS FOR A TOTAL OF 0.3 HOUR/WEEK. LESS THAN 50,000 GPD-STAFFING BY A CLASS D OR HIGHER OPERATOR: 2 VISITS/WEEK ON NONCONSECUTIVE DAYS FOR A TOTAL OF 0.2 HOUR/WEEK. THERE SHALL BE NO MORE THAN 5 DAYS BETWEEN THE LAST VISIT IN ONE WEEK AND THE FIRST VISIT IN THE NEXT WEEK. | N | Y | BEE'S RV RESORT | 20260 HWY 27 |  | CLERMONT | FL | 34715 |  | 3524292116 |  | RICK MARSHALL | RICHARD MARSHALL | 1216 W. WASHINGTON ST |  | ORLANDO | FL | 32805 |  | 3524292116 |  | INVESTOR | 158 | 162000 | 263 | 2017-04-21 | 2020-03-05 | DC051 | 100
3 | LAKE | CD | None | 3354110 | COMMUNITY | CHLORINATION; AERATION FOR REMOVAL OF ANY SECONDARY CONTAMINANT, SULFIDE, OR ANY UNREGULATED CONTAMINANT; CORROSION CONTROL INHIBITOR ADDITION; HYPOCHLORINATION; IRON OR MANGANESE SEQUESTRATION; OR ULTRAVIOLET RADIATION. THE LEAD/CHIEF OPERATOR MUST BE CLASS D OR HIGHER. 50,000 GPD UP TO 0.25 MGD-STAFFING BY CLASS D OR HIGHER OPERATOR: 3 VISITS/WEEK ON NONCONSECUTIVE DAYS FOR A TOTAL OF 0.3 HOUR/WEEK. LESS THAN 50,000 GPD-STAFFING BY A CLASS D OR HIGHER OPERATOR: 2 VISITS/WEEK ON NONCONSECUTIVE DAYS FOR A TOTAL OF 0.2 HOUR/WEEK. THERE SHALL BE NO MORE THAN 5 DAYS BETWEEN THE LAST VISIT IN ONE WEEK AND THE FIRST VISIT IN THE NEXT WEEK. | N | Y | LAKESIDE VILLAGE II | 2580 LAKESIDE DR |  | LEESBURG | FL | 34788 |  | 3523268250 |  | O. MARK SANDERSON | COMPREHENSIVE ACCOUNTING SERVICES | 8700 E. VISTA BONITA DRIVE | SUITE 202 | SCOTTSDALE | AZ | 85255 | 3206 |  |  | INVESTOR | 191 | 120000 | 105 | 2013-08-27 | 2019-10-21 | DC05 | 500
3 | LAKE | CD | GFORREST@GOVMSERV.COM | 3354112 | COMMUNITY | CHLORINATION; AERATION FOR REMOVAL OF ANY SECONDARY CONTAMINANT, SULFIDE, OR ANY UNREGULATED CONTAMINANT; CORROSION CONTROL INHIBITOR ADDITION; HYPOCHLORINATION; IRON OR MANGANESE SEQUESTRATION; OR ULTRAVIOLET RADIATION. THE LEAD/CHIEF OPERATOR MUST BE CLASS D OR HIGHER. 50,000 GPD UP TO 0.25 MGD-STAFFING BY CLASS D OR HIGHER OPERATOR: 3 VISITS/WEEK ON NONCONSECUTIVE DAYS FOR A TOTAL OF 0.3 HOUR/WEEK. LESS THAN 50,000 GPD-STAFFING BY A CLASS D OR HIGHER OPERATOR: 2 VISITS/WEEK ON NONCONSECUTIVE DAYS FOR A TOTAL OF 0.2 HOUR/WEEK. THERE SHALL BE NO MORE THAN 5 DAYS BETWEEN THE LAST VISIT IN ONE WEEK AND THE FIRST VISIT IN THE NEXT WEEK. | N | Y | SUMMIT CHASE VILLAS | TAVARES RIDGE DR |  | TAVARES | FL | 32788 |  | 4076296900 |  | WILLIAM FONTAINE | SAM CAIN | 280 WEKIVA SPRINGS RD | SUITE 2070 | LONGWOOD | FL | 32779 |  | 4076296900 |  | INVESTOR | 770 | 169000 | 220 | 2013-10-01 | 2021-11-05 | DC05 | 500
3 | LAKE | CD | none | 3354121 | NONCOMMUNITY | CHLORINATION; AERATION FOR REMOVAL OF ANY SECONDARY CONTAMINANT, SULFIDE, OR ANY UNREGULATED CONTAMINANT; CORROSION CONTROL INHIBITOR ADDITION; HYPOCHLORINATION; IRON OR MANGANESE SEQUESTRATION; OR ULTRAVIOLET RADIATION. THE LEAD/CHIEF OPERATOR MUST BE CLASS D OR HIGHER. 50,000 GPD UP TO 0.25 MGD-STAFFING BY CLASS D OR HIGHER OPERATOR: 3 VISITS/WEEK ON NONCONSECUTIVE DAYS FOR A TOTAL OF 0.3 HOUR/WEEK. LESS THAN 50,000 GPD-STAFFING BY A CLASS D OR HIGHER OPERATOR: 2 VISITS/WEEK ON NONCONSECUTIVE DAYS FOR A TOTAL OF 0.2 HOUR/WEEK. THERE SHALL BE NO MORE THAN 5 DAYS BETWEEN THE LAST VISIT IN ONE WEEK AND THE FIRST VISIT IN THE NEXT WEEK. | N | Y | OASIS SALOON AT SORRENTO | 23800 SORRENTO AVE |  | SORRENTO | FL | 32776 |  | 3523837525 |  | CHARLES WEST | OASIS SALOON AT SORRENTO | P O BOX 837 |  | SORRENTO | FL | 32776 |  | 3523834047 |  | INVESTOR | 25 | 13680 | 1 | 2012-04-12 | 2018-03-21 | NC01 | 50
3 | LAKE | CD | none9/25/01 | 3354124 | NONCOMMUNITY | CHLORINATION; AERATION FOR REMOVAL OF ANY SECONDARY CONTAMINANT, SULFIDE, OR ANY UNREGULATED CONTAMINANT; CORROSION CONTROL INHIBITOR ADDITION; HYPOCHLORINATION; IRON OR MANGANESE SEQUESTRATION; OR ULTRAVIOLET RADIATION. THE LEAD/CHIEF OPERATOR MUST BE CLASS D OR HIGHER. 50,000 GPD UP TO 0.25 MGD-STAFFING BY CLASS D OR HIGHER OPERATOR: 3 VISITS/WEEK ON NONCONSECUTIVE DAYS FOR A TOTAL OF 0.3 HOUR/WEEK. LESS THAN 50,000 GPD-STAFFING BY A CLASS D OR HIGHER OPERATOR: 2 VISITS/WEEK ON NONCONSECUTIVE DAYS FOR A TOTAL OF 0.2 HOUR/WEEK. THERE SHALL BE NO MORE THAN 5 DAYS BETWEEN THE LAST VISIT IN ONE WEEK AND THE FIRST VISIT IN THE NEXT WEEK. | N | Y | MASON JAR RESTAURANT/UMATILLA | 37534 SR 19 |  | UMATILLA | FL | 32784 |  | 3525892535 |  | DEBORAH BUTTON | MASON JAR RESTAURANT | P O BOX 992 |  | UMATILLA | FL | 32784 |  | 3525892535 |  | INVESTOR | 25 | 8600 | 1 | 2014-02-05 | 2021-03-29 | NC01 | 50
3 | LAKE | CD |  | 3354125 | NONCOMMUNITY | CHLORINATION; AERATION FOR REMOVAL OF ANY SECONDARY CONTAMINANT, SULFIDE, OR ANY UNREGULATED CONTAMINANT; CORROSION CONTROL INHIBITOR ADDITION; HYPOCHLORINATION; IRON OR MANGANESE SEQUESTRATION; OR ULTRAVIOLET RADIATION. THE LEAD/CHIEF OPERATOR MUST BE CLASS D OR HIGHER. 50,000 GPD UP TO 0.25 MGD-STAFFING BY CLASS D OR HIGHER OPERATOR: 3 VISITS/WEEK ON NONCONSECUTIVE DAYS FOR A TOTAL OF 0.3 HOUR/WEEK. LESS THAN 50,000 GPD-STAFFING BY A CLASS D OR HIGHER OPERATOR: 2 VISITS/WEEK ON NONCONSECUTIVE DAYS FOR A TOTAL OF 0.2 HOUR/WEEK. THERE SHALL BE NO MORE THAN 5 DAYS BETWEEN THE LAST VISIT IN ONE WEEK AND THE FIRST VISIT IN THE NEXT WEEK. | N | Y | GREEN SWAMP COUNTRY STORE | 3744 SR 33 |  | CLERMONT | FL | 34714 |  | 3523943772 |  | SONAL PATEL | GREEN SWAMP COUNTRY STORE | 3744 SR 33 |  | CLERMONT | FL | 34714 |  | 3522410157 |  | INVESTOR | 25 | 6480 | 1 | 2017-08-30 | 2017-07-31 | NC01 | 50
3 | LAKE | CD |  | 3354141 | NONCOMMUNITY | CHLORINATION; AERATION FOR REMOVAL OF ANY SECONDARY CONTAMINANT, SULFIDE, OR ANY UNREGULATED CONTAMINANT; CORROSION CONTROL INHIBITOR ADDITION; HYPOCHLORINATION; IRON OR MANGANESE SEQUESTRATION; OR ULTRAVIOLET RADIATION. THE LEAD/CHIEF OPERATOR MUST BE CLASS D OR HIGHER. 50,000 GPD UP TO 0.25 MGD-STAFFING BY CLASS D OR HIGHER OPERATOR: 3 VISITS/WEEK ON NONCONSECUTIVE DAYS FOR A TOTAL OF 0.3 HOUR/WEEK. LESS THAN 50,000 GPD-STAFFING BY A CLASS D OR HIGHER OPERATOR: 2 VISITS/WEEK ON NONCONSECUTIVE DAYS FOR A TOTAL OF 0.2 HOUR/WEEK. THERE SHALL BE NO MORE THAN 5 DAYS BETWEEN THE LAST VISIT IN ONE WEEK AND THE FIRST VISIT IN THE NEXT WEEK. | N | Y | FLORIDA TWIN MARKETS (2 WPS) | 20651 N HWY 441 |  | MT DORA | FL | 32757 |  | 3523838393 |  |  | DOYLE R CARLTON | 265 BAYOU CIRCLE |  | DEBARY | FL | 32713 |  | 3523838393 |  | INVESTOR | 25 | 64800 | 10 | 2014-06-18 | 2020-06-10 | NC01 | 50
3 | LAKE | CD |  | 3354142 | COMMUNITY | CHLORINATION; AERATION FOR REMOVAL OF ANY SECONDARY CONTAMINANT, SULFIDE, OR ANY UNREGULATED CONTAMINANT; CORROSION CONTROL INHIBITOR ADDITION; HYPOCHLORINATION; IRON OR MANGANESE SEQUESTRATION; OR ULTRAVIOLET RADIATION. THE LEAD/CHIEF OPERATOR MUST BE CLASS C OR HIGHER. 5.0 MGD AND ABOVE-STAFFING BY CLASS C OR HIGHER OPERATOR: 6 HOURS/DAY FOR 5 DAYS/WEEK AND ONE VISIT ON EACH WEEKEND DAY. 3.0 MGD UP TO 5.0 MGD-STAFFING BY CLASS C OR HIGHER OPERATOR: 1 HOUR/DAY FOR 5 DAYS/WEEK AND ONE VISIT ON EACH WEEKEND DAY. 0.25 MGD UP TO 3.0 MGD-STAFFING BY CLASS C OR HIGHER OPERATOR: 5 VISITS/WEEK AND ONE VISIT EACH WEEKEND FOR A TOTAL OF 0.6 HOUR/WEEK. | N | Y | COUNTRY LIFE FAMILY PARK | 3813 VICTOR BLVD |  | LEESBURG | FL | 34748 |  | 3214387186 |  | RYAN COOK | ERIC WOLFE | 1826 S. MAIN ST. |  | AKRON | OH | 44301 |  | 3307733351 | 101 | INVESTOR | 215 | 432000 | 97 | 2017-03-22 | 2020-06-10 | DC04 | 1000
3 | LAKE | CD | rderossett@uswatercorp.net; gderemer@uswatercorp.net | 3354644 | COMMUNITY | CHLORINATION; AERATION FOR REMOVAL OF ANY SECONDARY CONTAMINANT, SULFIDE, OR ANY UNREGULATED CONTAMINANT; CORROSION CONTROL INHIBITOR ADDITION; HYPOCHLORINATION; IRON OR MANGANESE SEQUESTRATION; OR ULTRAVIOLET RADIATION. THE LEAD/CHIEF OPERATOR MUST BE CLASS D OR HIGHER. 50,000 GPD UP TO 0.25 MGD-STAFFING BY CLASS D OR HIGHER OPERATOR: 3 VISITS/WEEK ON NONCONSECUTIVE DAYS FOR A TOTAL OF 0.3 HOUR/WEEK. LESS THAN 50,000 GPD-STAFFING BY A CLASS D OR HIGHER OPERATOR: 2 VISITS/WEEK ON NONCONSECUTIVE DAYS FOR A TOTAL OF 0.2 HOUR/WEEK. THERE SHALL BE NO MORE THAN 5 DAYS BETWEEN THE LAST VISIT IN ONE WEEK AND THE FIRST VISIT IN THE NEXT WEEK. | N | Y | PINE HARBOUR WATERWORKS, INC | HWY 44 & HARBOR SHORES RD |  | LEESBURG | FL | 34788 |  | 7278488292 |  | GARY DEREMER | GARY DEREMER | 4939 CROSS BAYOU BLVD |  | NEW PORT RICHEY | FL | 34652 |  | 7278488292 |  | INVESTOR | 132 | 60480 | 66 | 2018-10-08 | 2021-03-02 | DC051 | 100
3 | LAKE | CD | KAREN_DOIRON@EQUITYLIFESTYLE.COM | 3354646 | COMMUNITY | CHLORINATION; AERATION FOR REMOVAL OF ANY SECONDARY CONTAMINANT, SULFIDE, OR ANY UNREGULATED CONTAMINANT; CORROSION CONTROL INHIBITOR ADDITION; HYPOCHLORINATION; IRON OR MANGANESE SEQUESTRATION; OR ULTRAVIOLET RADIATION. THE LEAD/CHIEF OPERATOR MUST BE CLASS C OR HIGHER. 5.0 MGD AND ABOVE-STAFFING BY CLASS C OR HIGHER OPERATOR: 6 HOURS/DAY FOR 5 DAYS/WEEK AND ONE VISIT ON EACH WEEKEND DAY. 3.0 MGD UP TO 5.0 MGD-STAFFING BY CLASS C OR HIGHER OPERATOR: 1 HOUR/DAY FOR 5 DAYS/WEEK AND ONE VISIT ON EACH WEEKEND DAY. 0.25 MGD UP TO 3.0 MGD-STAFFING BY CLASS C OR HIGHER OPERATOR: 5 VISITS/WEEK AND ONE VISIT EACH WEEKEND FOR A TOTAL OF 0.6 HOUR/WEEK. | N | Y | ORANGE LAKE MH COMMUNITY | 15840-32 SR 50 |  | CLERMONT | FL | 34711 |  | 8132826754 |  |  | MARLUZ LOPEZ | 5100 LEMON ST. | STE 109 | TAMPA | FL | 33609 |  | 8132825934 |  | INVESTOR | 615 | 936000 | 246 | 2018-06-21 | 2021-09-27 | DC04 | 1000
3 | LAKE | CD |  | 3354647 | COMMUNITY | CHLORINATION; AERATION FOR REMOVAL OF ANY SECONDARY CONTAMINANT, SULFIDE, OR ANY UNREGULATED CONTAMINANT; CORROSION CONTROL INHIBITOR ADDITION; HYPOCHLORINATION; IRON OR MANGANESE SEQUESTRATION; OR ULTRAVIOLET RADIATION. THE LEAD/CHIEF OPERATOR MUST BE CLASS D OR HIGHER. 50,000 GPD UP TO 0.25 MGD-STAFFING BY CLASS D OR HIGHER OPERATOR: 3 VISITS/WEEK ON NONCONSECUTIVE DAYS FOR A TOTAL OF 0.3 HOUR/WEEK. LESS THAN 50,000 GPD-STAFFING BY A CLASS D OR HIGHER OPERATOR: 2 VISITS/WEEK ON NONCONSECUTIVE DAYS FOR A TOTAL OF 0.2 HOUR/WEEK. THERE SHALL BE NO MORE THAN 5 DAYS BETWEEN THE LAST VISIT IN ONE WEEK AND THE FIRST VISIT IN THE NEXT WEEK. | N | Y | FOUR LAKES | LOT #33 ALPHA AVE. |  | MONTVERDE | FL | 34756 |  | 4078691919 |  | BRYAN GONGRE | GARY RUDKIN | 200 WEATHERSFIELD AVE |  | ALTAMONTE SPRINGS | FL | 32714 | 4027 | 4077745078 |  | INVESTOR/LICENSED PUBLIC UTILITIES | 228 | 151200 | 70 | 2012-06-18 | 2021-06-21 | DC051 | 100
3 | LAKE | CD | Al.Purvis@leesburgflorida.gov | 3354650 | COMMUNITY | CHLORINATION; AERATION FOR REMOVAL OF ANY SECONDARY CONTAMINANT, SULFIDE, OR ANY UNREGULATED CONTAMINANT; CORROSION CONTROL INHIBITOR ADDITION; HYPOCHLORINATION; IRON OR MANGANESE SEQUESTRATION; OR ULTRAVIOLET RADIATION. THE LEAD/CHIEF OPERATOR MUST BE CLASS C OR HIGHER. 5.0 MGD AND ABOVE-STAFFING BY CLASS C OR HIGHER OPERATOR: 6 HOURS/DAY FOR 5 DAYS/WEEK AND ONE VISIT ON EACH WEEKEND DAY. 3.0 MGD UP TO 5.0 MGD-STAFFING BY CLASS C OR HIGHER OPERATOR: 1 HOUR/DAY FOR 5 DAYS/WEEK AND ONE VISIT ON EACH WEEKEND DAY. 0.25 MGD UP TO 3.0 MGD-STAFFING BY CLASS C OR HIGHER OPERATOR: 5 VISITS/WEEK AND ONE VISIT EACH WEEKEND FOR A TOTAL OF 0.6 HOUR/WEEK. | N | Y | LEESBURG/THE PLANTATION | 25201 US HIGHWAY 27 |  | LEESBURG | FL | 34748 |  | 3527289843 |  | Al Purvis | AL PURVIS | 223 S. FIFTH ST. |  | LEESBURG | FL | 34748 |  | 3527289843 | 2457 | INVESTOR | 5141 | 2401875 | 2856 | 2010-09-28 | 2019-01-11 | DC03 | 2000
3 | LAKE | CD | irelands@metrocast.net | 3354651 | COMMUNITY | CHLORINATION; AERATION FOR REMOVAL OF ANY SECONDARY CONTAMINANT, SULFIDE, OR ANY UNREGULATED CONTAMINANT; CORROSION CONTROL INHIBITOR ADDITION; HYPOCHLORINATION; IRON OR MANGANESE SEQUESTRATION; OR ULTRAVIOLET RADIATION. THE LEAD/CHIEF OPERATOR MUST BE CLASS C OR HIGHER. 5.0 MGD AND ABOVE-STAFFING BY CLASS C OR HIGHER OPERATOR: 6 HOURS/DAY FOR 5 DAYS/WEEK AND ONE VISIT ON EACH WEEKEND DAY. 3.0 MGD UP TO 5.0 MGD-STAFFING BY CLASS C OR HIGHER OPERATOR: 1 HOUR/DAY FOR 5 DAYS/WEEK AND ONE VISIT ON EACH WEEKEND DAY. 0.25 MGD UP TO 3.0 MGD-STAFFING BY CLASS C OR HIGHER OPERATOR: 5 VISITS/WEEK AND ONE VISIT EACH WEEKEND FOR A TOTAL OF 0.6 HOUR/WEEK. | N | Y | HAINES CREEK RV PARK | 10121 CR 44 |  | LEESBURG | FL | 34788 |  | 6039731554 |  | GEORGE IRELAND | SUSAN IRELAND | 10121 COUNTY ROAD 44 |  | LEESBURG | FL | 34788 |  | 6039731554 |  | INVESTOR | 215 | 360000 | 86 | 2018-11-21 | 2021-03-29 | DC04 | 1000
3 | LAKE | CD | PENNBROOKE@AOL.COM | 3354653 | COMMUNITY | CHLORINATION; AERATION FOR REMOVAL OF ANY SECONDARY CONTAMINANT, SULFIDE, OR ANY UNREGULATED CONTAMINANT; CORROSION CONTROL INHIBITOR ADDITION; HYPOCHLORINATION; IRON OR MANGANESE SEQUESTRATION; OR ULTRAVIOLET RADIATION. THE LEAD/CHIEF OPERATOR MUST BE CLASS C OR HIGHER. 5.0 MGD AND ABOVE-STAFFING BY CLASS C OR HIGHER OPERATOR: 6 HOURS/DAY FOR 5 DAYS/WEEK AND ONE VISIT ON EACH WEEKEND DAY. 3.0 MGD UP TO 5.0 MGD-STAFFING BY CLASS C OR HIGHER OPERATOR: 1 HOUR/DAY FOR 5 DAYS/WEEK AND ONE VISIT ON EACH WEEKEND DAY. 0.25 MGD UP TO 3.0 MGD-STAFFING BY CLASS C OR HIGHER OPERATOR: 5 VISITS/WEEK AND ONE VISIT EACH WEEKEND FOR A TOTAL OF 0.6 HOUR/WEEK. | N | Y | PENNBROOKE | END OF TRAILWOOD DRIVE |  | LEESBURG | FL | 34748 |  | 3523265600 |  | BRYAN GONGRE | GARY RUDKIN | 200 WEATHERSFIELD AVE |  | ALTAMONTE SPRINGS | FL | 32714 |  | 4077745078 |  | INVESTOR | 2488 | 864000 | 1244 | 2012-06-18 | 2020-12-09 | DC04 | 1000
3 | LAKE | CD | none | 3354654 | NONTRANSIENT NONCOMMUNITY | CHLORINATION; AERATION FOR REMOVAL OF ANY SECONDARY CONTAMINANT, SULFIDE, OR ANY UNREGULATED CONTAMINANT; CORROSION CONTROL INHIBITOR ADDITION; HYPOCHLORINATION; IRON OR MANGANESE SEQUESTRATION; OR ULTRAVIOLET RADIATION. THE LEAD/CHIEF OPERATOR MUST BE CLASS D OR HIGHER. 50,000 GPD UP TO 0.25 MGD-STAFFING BY CLASS D OR HIGHER OPERATOR: 3 VISITS/WEEK ON NONCONSECUTIVE DAYS FOR A TOTAL OF 0.3 HOUR/WEEK. LESS THAN 50,000 GPD-STAFFING BY A CLASS D OR HIGHER OPERATOR: 2 VISITS/WEEK ON NONCONSECUTIVE DAYS FOR A TOTAL OF 0.2 HOUR/WEEK. THERE SHALL BE NO MORE THAN 5 DAYS BETWEEN THE LAST VISIT IN ONE WEEK AND THE FIRST VISIT IN THE NEXT WEEK. | N | Y | CROTHALL LAUNDRY | 12626 HANCOCK RD |  | CLERMONT | FL | 34711 |  | 4076566888 |  | KEN HOLT | CROTHALL LAUNDRY | 12626 HANCOCK RD |  | CLERMONT | FL | 34711 |  | 4074681360 |  | OTHER | 65 | 216000 | 3 | 2013-09-10 | 2018-11-15 | NTNC | 100
3 | LAKE | CD | brenda_horton/advoserv@advoserv.com | 3354655 | NONCOMMUNITY | CHLORINATION; AERATION FOR REMOVAL OF ANY SECONDARY CONTAMINANT, SULFIDE, OR ANY UNREGULATED CONTAMINANT; CORROSION CONTROL INHIBITOR ADDITION; HYPOCHLORINATION; IRON OR MANGANESE SEQUESTRATION; OR ULTRAVIOLET RADIATION. THE LEAD/CHIEF OPERATOR MUST BE CLASS D OR HIGHER. 50,000 GPD UP TO 0.25 MGD-STAFFING BY CLASS D OR HIGHER OPERATOR: 3 VISITS/WEEK ON NONCONSECUTIVE DAYS FOR A TOTAL OF 0.3 HOUR/WEEK. LESS THAN 50,000 GPD-STAFFING BY A CLASS D OR HIGHER OPERATOR: 2 VISITS/WEEK ON NONCONSECUTIVE DAYS FOR A TOTAL OF 0.2 HOUR/WEEK. THERE SHALL BE NO MORE THAN 5 DAYS BETWEEN THE LAST VISIT IN ONE WEEK AND THE FIRST VISIT IN THE NEXT WEEK. | N | Y | CARLTON PALMS EDUCATIONAL CTR | 28308 CHURCHILL SMITH LANE |  | MT DORA | FL | 32757 |  | 3527350588 |  | BRIAN FORD | KELLY MCCRANN | 699 E 5TH AVE |  | MT DORA | FL | 32757 | 9301 | 3523838105 |  | INVESTOR | 145 | 28800 | 10 | 2012-01-18 | 2021-02-26 | NC01 | 50
3 | LAKE | CD | uswatercorp.net | 3354656 | COMMUNITY | CHLORINATION; AERATION FOR REMOVAL OF ANY SECONDARY CONTAMINANT, SULFIDE, OR ANY UNREGULATED CONTAMINANT; CORROSION CONTROL INHIBITOR ADDITION; HYPOCHLORINATION; IRON OR MANGANESE SEQUESTRATION; OR ULTRAVIOLET RADIATION. THE LEAD/CHIEF OPERATOR MUST BE CLASS C OR HIGHER. 5.0 MGD AND ABOVE-STAFFING BY CLASS C OR HIGHER OPERATOR: 6 HOURS/DAY FOR 5 DAYS/WEEK AND ONE VISIT ON EACH WEEKEND DAY. 3.0 MGD UP TO 5.0 MGD-STAFFING BY CLASS C OR HIGHER OPERATOR: 1 HOUR/DAY FOR 5 DAYS/WEEK AND ONE VISIT ON EACH WEEKEND DAY. 0.25 MGD UP TO 3.0 MGD-STAFFING BY CLASS C OR HIGHER OPERATOR: 5 VISITS/WEEK AND ONE VISIT EACH WEEKEND FOR A TOTAL OF 0.6 HOUR/WEEK. | N | Y | LAKE IDLEWILD UTILITY COMPANY | 4116 BAIR AVE | CNR OF BAIR AVE & WOODS DR | FRUITLAND PARK | FL | 34731 | 5616 | 7278488292 |  | GARY DEREMER | GARY DEREMER | 5320 CAPTAIN'S COURT |  | NEW PORT RICHEY | FL | 34652 |  | 7278488292 |  | INVESTOR | 170 | 252000 | 75 | 2013-01-10 | 2020-04-06 | DC05 | 500
3 | LAKE | CD |  | 3354657 | COMMUNITY | CHLORINATION; AERATION FOR REMOVAL OF ANY SECONDARY CONTAMINANT, SULFIDE, OR ANY UNREGULATED CONTAMINANT; CORROSION CONTROL INHIBITOR ADDITION; HYPOCHLORINATION; IRON OR MANGANESE SEQUESTRATION; OR ULTRAVIOLET RADIATION. THE LEAD/CHIEF OPERATOR MUST BE CLASS C OR HIGHER. 5.0 MGD AND ABOVE-STAFFING BY CLASS C OR HIGHER OPERATOR: 6 HOURS/DAY FOR 5 DAYS/WEEK AND ONE VISIT ON EACH WEEKEND DAY. 3.0 MGD UP TO 5.0 MGD-STAFFING BY CLASS C OR HIGHER OPERATOR: 1 HOUR/DAY FOR 5 DAYS/WEEK AND ONE VISIT ON EACH WEEKEND DAY. 0.25 MGD UP TO 3.0 MGD-STAFFING BY CLASS C OR HIGHER OPERATOR: 5 VISITS/WEEK AND ONE VISIT EACH WEEKEND FOR A TOTAL OF 0.6 HOUR/WEEK. | N | Y | DIAMOND POINT | 78 DIAMOND BLVD |  | LEESBURG | FL | 34748 |  | 3523268050 |  | RYAN COOK | ERIC WOLFE | 1826 S. MAIN ST |  | AKRON | OH | 44301 |  | 3307733351 | 101 | INVESTOR | 250 | 468000 | 97 | 2017-03-22 | 2020-06-10 | DC04 | 1000
3 | LAKE | CD | J.HAMILTON7@COMCAST.NET | 3354660 | COMMUNITY | CHLORINATION; AERATION FOR REMOVAL OF ANY SECONDARY CONTAMINANT, SULFIDE, OR ANY UNREGULATED CONTAMINANT; CORROSION CONTROL INHIBITOR ADDITION; HYPOCHLORINATION; IRON OR MANGANESE SEQUESTRATION; OR ULTRAVIOLET RADIATION. THE LEAD/CHIEF OPERATOR MUST BE CLASS D OR HIGHER. 50,000 GPD UP TO 0.25 MGD-STAFFING BY CLASS D OR HIGHER OPERATOR: 3 VISITS/WEEK ON NONCONSECUTIVE DAYS FOR A TOTAL OF 0.3 HOUR/WEEK. LESS THAN 50,000 GPD-STAFFING BY A CLASS D OR HIGHER OPERATOR: 2 VISITS/WEEK ON NONCONSECUTIVE DAYS FOR A TOTAL OF 0.2 HOUR/WEEK. THERE SHALL BE NO MORE THAN 5 DAYS BETWEEN THE LAST VISIT IN ONE WEEK AND THE FIRST VISIT IN THE NEXT WEEK. | N | Y | SILVER OAKS SUBDIVISION | NEXT TO 35127 SILVER OAK DR |  | LEESBURG | FL | 34748 |  | 3523241408 |  | SIVER OAK WATER COOPERATIVE, INC | SIVER OAK WATER COOPERATIVE, INC | 35003 SILVER OAK DRIVE |  | LEESBURG | FL | 34788 | 3141 | 3525089352 |  | INVESTOR | 123 | 122400 | 35 | 2012-08-17 | 2019-01-30 | DC05 | 500
3 | LAKE | CD |  | 3354661 | COMMUNITY | CHLORINATION; AERATION FOR REMOVAL OF ANY SECONDARY CONTAMINANT, SULFIDE, OR ANY UNREGULATED CONTAMINANT; CORROSION CONTROL INHIBITOR ADDITION; HYPOCHLORINATION; IRON OR MANGANESE SEQUESTRATION; OR ULTRAVIOLET RADIATION. THE LEAD/CHIEF OPERATOR MUST BE CLASS D OR HIGHER. 50,000 GPD UP TO 0.25 MGD-STAFFING BY CLASS D OR HIGHER OPERATOR: 3 VISITS/WEEK ON NONCONSECUTIVE DAYS FOR A TOTAL OF 0.3 HOUR/WEEK. LESS THAN 50,000 GPD-STAFFING BY A CLASS D OR HIGHER OPERATOR: 2 VISITS/WEEK ON NONCONSECUTIVE DAYS FOR A TOTAL OF 0.2 HOUR/WEEK. THERE SHALL BE NO MORE THAN 5 DAYS BETWEEN THE LAST VISIT IN ONE WEEK AND THE FIRST VISIT IN THE NEXT WEEK. | N | Y | PICCIOLA LANDING | CORNER OF WATER'S EDGE & PICCIOLA ROAD |  | FRUITLAND PARK | FL | 34731 |  | 3527286999 |  |  | DEAN HUMPHREY | 3495 US 441 |  | FRUITLAND PARK | FL | 34731 |  | 3527872500 |  | INVESTOR | 125 | 72000 | 50 | 2017-06-22 | 2020-02-07 | DC051 | 100
3 | LAKE | CD | None | 3354662 | COMMUNITY | CHLORINATION; AERATION FOR REMOVAL OF ANY SECONDARY CONTAMINANT, SULFIDE, OR ANY UNREGULATED CONTAMINANT; CORROSION CONTROL INHIBITOR ADDITION; HYPOCHLORINATION; IRON OR MANGANESE SEQUESTRATION; OR ULTRAVIOLET RADIATION. THE LEAD/CHIEF OPERATOR MUST BE CLASS C OR HIGHER. 5.0 MGD AND ABOVE-STAFFING BY CLASS C OR HIGHER OPERATOR: 6 HOURS/DAY FOR 5 DAYS/WEEK AND ONE VISIT ON EACH WEEKEND DAY. 3.0 MGD UP TO 5.0 MGD-STAFFING BY CLASS C OR HIGHER OPERATOR: 1 HOUR/DAY FOR 5 DAYS/WEEK AND ONE VISIT ON EACH WEEKEND DAY. 0.25 MGD UP TO 3.0 MGD-STAFFING BY CLASS C OR HIGHER OPERATOR: 5 VISITS/WEEK AND ONE VISIT EACH WEEKEND FOR A TOTAL OF 0.6 HOUR/WEEK. | N | Y | LAKE BEAUCLAIRE S/D | CUL DE SAC OF LAKE BEAUCLAIRE CT |  | TAVARES | FL | 32778 |  | 4073998468 |  |  | CRYSTAL PANZO | PO BOX 1717 |  | TAVARES | FL | 32778 |  | 3522230547 |  | INVESTOR | 98 | 504000 | 28 | 2017-09-14 | 2019-11-26 | DC04 | 1000
3 | LAKE | CD | none | 3354663 | NONTRANSIENT NONCOMMUNITY | CHLORINATION; AERATION FOR REMOVAL OF ANY SECONDARY CONTAMINANT, SULFIDE, OR ANY UNREGULATED CONTAMINANT; CORROSION CONTROL INHIBITOR ADDITION; HYPOCHLORINATION; IRON OR MANGANESE SEQUESTRATION; OR ULTRAVIOLET RADIATION. THE LEAD/CHIEF OPERATOR MUST BE CLASS D OR HIGHER. 50,000 GPD UP TO 0.25 MGD-STAFFING BY CLASS D OR HIGHER OPERATOR: 3 VISITS/WEEK ON NONCONSECUTIVE DAYS FOR A TOTAL OF 0.3 HOUR/WEEK. LESS THAN 50,000 GPD-STAFFING BY A CLASS D OR HIGHER OPERATOR: 2 VISITS/WEEK ON NONCONSECUTIVE DAYS FOR A TOTAL OF 0.2 HOUR/WEEK. THERE SHALL BE NO MORE THAN 5 DAYS BETWEEN THE LAST VISIT IN ONE WEEK AND THE FIRST VISIT IN THE NEXT WEEK. | N | Y | ALTOONA SCHOOL INC. | 42630 STATE ROAD 19 |  | ALTOONA | FL | 32702 |  | 3522536726 |  |  | CALVIN WINGO | 220 N CENTRAL AVE |  | UMATILLA | FL | 32784 |  | 3522536726 |  | OTHER | 90 | 43000 | 5 | 2014-08-25 | 2020-02-25 | NTNC | 100
3 | LAKE | CD |  | 3354664 | COMMUNITY | CHLORINATION; AERATION FOR REMOVAL OF ANY SECONDARY CONTAMINANT, SULFIDE, OR ANY UNREGULATED CONTAMINANT; CORROSION CONTROL INHIBITOR ADDITION; HYPOCHLORINATION; IRON OR MANGANESE SEQUESTRATION; OR ULTRAVIOLET RADIATION. THE LEAD/CHIEF OPERATOR MUST BE CLASS D OR HIGHER. 50,000 GPD UP TO 0.25 MGD-STAFFING BY CLASS D OR HIGHER OPERATOR: 3 VISITS/WEEK ON NONCONSECUTIVE DAYS FOR A TOTAL OF 0.3 HOUR/WEEK. LESS THAN 50,000 GPD-STAFFING BY A CLASS D OR HIGHER OPERATOR: 2 VISITS/WEEK ON NONCONSECUTIVE DAYS FOR A TOTAL OF 0.2 HOUR/WEEK. THERE SHALL BE NO MORE THAN 5 DAYS BETWEEN THE LAST VISIT IN ONE WEEK AND THE FIRST VISIT IN THE NEXT WEEK. | N | Y | TREASURE COVE | 8550 TREASURE ISLAND ROAD |  | LEESBURG | FL | 34788 |  | 3527871188 |  |  | LAURA RADCLIFFE | 34639 RUM RUN |  | LEESBURG | FL | 34748 |  | 3523268712 |  | INVESTOR | 128 | 154080 | 58 | 2017-05-11 | 2019-10-07 | DC052 | 100
3 | LAKE | CD | none | 3354666 | NONTRANSIENT NONCOMMUNITY | CHLORINATION; AERATION FOR REMOVAL OF ANY SECONDARY CONTAMINANT, SULFIDE, OR ANY UNREGULATED CONTAMINANT; CORROSION CONTROL INHIBITOR ADDITION; HYPOCHLORINATION; IRON OR MANGANESE SEQUESTRATION; OR ULTRAVIOLET RADIATION. THE LEAD/CHIEF OPERATOR MUST BE CLASS C OR HIGHER. 5.0 MGD AND ABOVE-STAFFING BY CLASS C OR HIGHER OPERATOR: 6 HOURS/DAY FOR 5 DAYS/WEEK AND ONE VISIT ON EACH WEEKEND DAY. 3.0 MGD UP TO 5.0 MGD-STAFFING BY CLASS C OR HIGHER OPERATOR: 1 HOUR/DAY FOR 5 DAYS/WEEK AND ONE VISIT ON EACH WEEKEND DAY. 0.25 MGD UP TO 3.0 MGD-STAFFING BY CLASS C OR HIGHER OPERATOR: 5 VISITS/WEEK AND ONE VISIT EACH WEEKEND FOR A TOTAL OF 0.6 HOUR/WEEK. | N | Y | TRIANGLE INDUSTRIAL PARK | 1501 W ALFRED ST |  | TAVARES | FL | 32778 |  | 3523437712 |  | JUNE CAPUTO | TRIANGLE INDUSTRIAL PARK | 359 W ALFRED ST |  | TAVARES | FL | 32778 |  | 3523437712 |  | INVESTOR | 50 | 1008000 | 14 | 2019-01-22 | 2018-12-06 | NTNC | 100
3 | LAKE | CD | angelina21726@aol.com | 3354670 | NONCOMMUNITY | CHLORINATION; AERATION FOR REMOVAL OF ANY SECONDARY CONTAMINANT, SULFIDE, OR ANY UNREGULATED CONTAMINANT; CORROSION CONTROL INHIBITOR ADDITION; HYPOCHLORINATION; IRON OR MANGANESE SEQUESTRATION; OR ULTRAVIOLET RADIATION. THE LEAD/CHIEF OPERATOR MUST BE CLASS D OR HIGHER. 50,000 GPD UP TO 0.25 MGD-STAFFING BY CLASS D OR HIGHER OPERATOR: 3 VISITS/WEEK ON NONCONSECUTIVE DAYS FOR A TOTAL OF 0.3 HOUR/WEEK. LESS THAN 50,000 GPD-STAFFING BY A CLASS D OR HIGHER OPERATOR: 2 VISITS/WEEK ON NONCONSECUTIVE DAYS FOR A TOTAL OF 0.2 HOUR/WEEK. THERE SHALL BE NO MORE THAN 5 DAYS BETWEEN THE LAST VISIT IN ONE WEEK AND THE FIRST VISIT IN THE NEXT WEEK. | N | Y | ANGELINA LAKESIDE INN | 21726 U S HWY 27 |  | LEESBURG | FL | 34748 |  | 3527878876 |  | SONYA | HSIANG YIN LIN | 21726 US 27 |  | LEESBURG | FL | 34748 |  | 3527878876 |  | INVESTOR | 25 | 115200 | 12 | 2012-05-29 | 2020-06-17 | NC01 | 50
3 | LAKE | CD | none | 3354671 | NONCOMMUNITY | CHLORINATION; AERATION FOR REMOVAL OF ANY SECONDARY CONTAMINANT, SULFIDE, OR ANY UNREGULATED CONTAMINANT; CORROSION CONTROL INHIBITOR ADDITION; HYPOCHLORINATION; IRON OR MANGANESE SEQUESTRATION; OR ULTRAVIOLET RADIATION. THE LEAD/CHIEF OPERATOR MUST BE CLASS D OR HIGHER. 50,000 GPD UP TO 0.25 MGD-STAFFING BY CLASS D OR HIGHER OPERATOR: 3 VISITS/WEEK ON NONCONSECUTIVE DAYS FOR A TOTAL OF 0.3 HOUR/WEEK. LESS THAN 50,000 GPD-STAFFING BY A CLASS D OR HIGHER OPERATOR: 2 VISITS/WEEK ON NONCONSECUTIVE DAYS FOR A TOTAL OF 0.2 HOUR/WEEK. THERE SHALL BE NO MORE THAN 5 DAYS BETWEEN THE LAST VISIT IN ONE WEEK AND THE FIRST VISIT IN THE NEXT WEEK. | N | Y | SORRENTO ACE HARDWARE | 24329 SR 46 |  | SORRENTO | FL | 32776 |  | 3523832061 |  | TINA DEESE | ROY C CARTER JR | 24329 STATE ROAD 46 |  | SORRENTO | FL | 32776 |  | 3523832061 |  | INVESTOR | 25 | 10000 | 3 | 2011-05-16 | 2020-10-21 | NC01 | 50
3 | LAKE | CD | whitneybc@embarqmail.com | 3354677 | NONCOMMUNITY | CHLORINATION; AERATION FOR REMOVAL OF ANY SECONDARY CONTAMINANT, SULFIDE, OR ANY UNREGULATED CONTAMINANT; CORROSION CONTROL INHIBITOR ADDITION; HYPOCHLORINATION; IRON OR MANGANESE SEQUESTRATION; OR ULTRAVIOLET RADIATION. THE LEAD/CHIEF OPERATOR MUST BE CLASS D OR HIGHER. 50,000 GPD UP TO 0.25 MGD-STAFFING BY CLASS D OR HIGHER OPERATOR: 3 VISITS/WEEK ON NONCONSECUTIVE DAYS FOR A TOTAL OF 0.3 HOUR/WEEK. LESS THAN 50,000 GPD-STAFFING BY A CLASS D OR HIGHER OPERATOR: 2 VISITS/WEEK ON NONCONSECUTIVE DAYS FOR A TOTAL OF 0.2 HOUR/WEEK. THERE SHALL BE NO MORE THAN 5 DAYS BETWEEN THE LAST VISIT IN ONE WEEK AND THE FIRST VISIT IN THE NEXT WEEK. | N | Y | WHITNEY BAPTIST CHURCH | 32630 N WHITNEY RD |  | LEESBURG | FL | 34749 |  | 3527874364 |  | RANDY FORD | WHITNEY BAPTIST CHURCH | 32630 N WHITNEY RD |  | LEESBURG | FL | 34748 | 9706 | 3527874364 |  | OTHER | 25 | 57600 | 1 | 2014-06-09 | 2020-02-07 | NC01 | 50
3 | LAKE | CD | gpconnollyjr@gmail.com | 3354687 | COMMUNITY | ACTIVATED CARBON PROCESSES; DIATOMACEOUS EARTH FILTRATION; ION EXCHANGE FOR REMOVAL OF ANY PRIMARY CONTAMINANT; ION AND MANGANESE REMOVAL (OXIDATION, DETENTION, AND FILTRATION); OR SLOW SAND FILTRATION. LEAD/CHIEF OPERATOR MUST BE CLASS C OR HIGHER. 1.0 MGD UP TO 2.0 MGD-STAFFING BY CLASS C OR HIGHER OPERATOR: 6 HOURS/DAY FOR 5 DAYS/WEEK AND ONE VISIT ON EACH WEEKEND DAY. 0.5 MGD UP TO 1.0 MGD-STAFFING BY CLASS C OR HIGHER OPERATOR: 3 HOURS/DAY FOR 5 DAYS/WEEK AND ONE VISIT ON EACH WEEKEND DAY. 0.25 MGD UP TO 0.5 MGD-STAFFING BY CLASS C OR HIGHER OPERATOR: 1 HOUR/DAY FOR 5 DAYS/WEEK AND ONE VISIT ON EACH WEEKEND DAY. LESS THAN 0.25 MGD-STAFFING BY CLASS C OR HIGHER OPERATOR: 5 VISITS/WEEK AND ONE VISIT EACH WEEKEND FOR A TOTAL OF 1.8 HOURS/WEEK. | N | Y | RAINTREE WATERWORKS | CORNER OF WINTERDALE DR & SUNDANCE DR |  | LEESBURG | FL | 34788 |  | 3524598747 |  | GARY DEREMER | GARY DEREMER | 5320 CAPTAIN'S COURT |  | NEW PORT RICHEY | FL | 34652 |  | 7278488292 |  | INVESTOR | 265 | 130000 | 118 | 2013-10-14 | 2019-01-30 | DC05 | 500
3 | LAKE | CD | MIKE@FUS1LLC.CO | 3354688 | COMMUNITY | CHLORINATION; AERATION FOR REMOVAL OF ANY SECONDARY CONTAMINANT, SULFIDE, OR ANY UNREGULATED CONTAMINANT; CORROSION CONTROL INHIBITOR ADDITION; HYPOCHLORINATION; IRON OR MANGANESE SEQUESTRATION; OR ULTRAVIOLET RADIATION. THE LEAD/CHIEF OPERATOR MUST BE CLASS C OR HIGHER. 5.0 MGD AND ABOVE-STAFFING BY CLASS C OR HIGHER OPERATOR: 6 HOURS/DAY FOR 5 DAYS/WEEK AND ONE VISIT ON EACH WEEKEND DAY. 3.0 MGD UP TO 5.0 MGD-STAFFING BY CLASS C OR HIGHER OPERATOR: 1 HOUR/DAY FOR 5 DAYS/WEEK AND ONE VISIT ON EACH WEEKEND DAY. 0.25 MGD UP TO 3.0 MGD-STAFFING BY CLASS C OR HIGHER OPERATOR: 5 VISITS/WEEK AND ONE VISIT EACH WEEKEND FOR A TOTAL OF 0.6 HOUR/WEEK. | N | Y | LAKE YALE ESTATES | 37802 CR 452 |  | LEESBURG | FL | 34788 |  | 3524831377 |  | MICHAEL SMALLRIDGE | MICHAEL SMALLRIDGE | 5911 TROUBLE CREEK ROAD |  | NEW PORT RICHEY | FL | 34652 |  | 3523027406 |  | INVESTOR | 101 | 468000 | 58 | 2012-07-10 | 2020-11-16 | DC04 | 1000
3 | LAKE | CD |  | 3354689 | NONCOMMUNITY | CHLORINATION; AERATION FOR REMOVAL OF ANY SECONDARY CONTAMINANT, SULFIDE, OR ANY UNREGULATED CONTAMINANT; CORROSION CONTROL INHIBITOR ADDITION; HYPOCHLORINATION; IRON OR MANGANESE SEQUESTRATION; OR ULTRAVIOLET RADIATION. THE LEAD/CHIEF OPERATOR MUST BE CLASS D OR HIGHER. 50,000 GPD UP TO 0.25 MGD-STAFFING BY CLASS D OR HIGHER OPERATOR: 3 VISITS/WEEK ON NONCONSECUTIVE DAYS FOR A TOTAL OF 0.3 HOUR/WEEK. LESS THAN 50,000 GPD-STAFFING BY A CLASS D OR HIGHER OPERATOR: 2 VISITS/WEEK ON NONCONSECUTIVE DAYS FOR A TOTAL OF 0.2 HOUR/WEEK. THERE SHALL BE NO MORE THAN 5 DAYS BETWEEN THE LAST VISIT IN ONE WEEK AND THE FIRST VISIT IN THE NEXT WEEK. | N | Y | LAKESIDE R.V. PARK | 37936 STATE ROAD 19 |  | UMATILLA | FL | 32784 | 8837 | 3526695569 |  | BOB FORTUNE | BOB FORTUNE | 38000 HWY 19 |  | UMATILLA | FL | 32784 |  | 3526694418 |  | OTHER | 25 | 19440 | 55 | 2016-11-23 | 2021-09-24 | NC01 | 50
3 | LAKE | CD | PCFLYNN@UIWATER.COM | 3354695 | COMMUNITY | CHLORINATION; AERATION FOR REMOVAL OF ANY SECONDARY CONTAMINANT, SULFIDE, OR ANY UNREGULATED CONTAMINANT; CORROSION CONTROL INHIBITOR ADDITION; HYPOCHLORINATION; IRON OR MANGANESE SEQUESTRATION; OR ULTRAVIOLET RADIATION. THE LEAD/CHIEF OPERATOR MUST BE CLASS C OR HIGHER. 5.0 MGD AND ABOVE-STAFFING BY CLASS C OR HIGHER OPERATOR: 6 HOURS/DAY FOR 5 DAYS/WEEK AND ONE VISIT ON EACH WEEKEND DAY. 3.0 MGD UP TO 5.0 MGD-STAFFING BY CLASS C OR HIGHER OPERATOR: 1 HOUR/DAY FOR 5 DAYS/WEEK AND ONE VISIT ON EACH WEEKEND DAY. 0.25 MGD UP TO 3.0 MGD-STAFFING BY CLASS C OR HIGHER OPERATOR: 5 VISITS/WEEK AND ONE VISIT EACH WEEKEND FOR A TOTAL OF 0.6 HOUR/WEEK. | N | Y | LAKE SAUNDERS | CNR OF ALANE CT AND CARROLLS CT |  | TAVARES | FL | 32778 |  | 4078691919 |  | BRYAN GONGRE | GARY RUDKIN | 200 WEATHERSFIELD AVE |  | ALTAMONTE SPRINGS | FL | 32714 |  | 4077745078 |  | INVESTOR/LICENSED PUBLIC UTILITIES | 161 | 432000 | 45 | 2012-06-18 | 2021-01-27 | DC04 | 1000
3 | LAKE | CD | JCONNOLLY@GOVMSERV.COM | 3354697 | COMMUNITY | CHLORINATION; AERATION FOR REMOVAL OF ANY SECONDARY CONTAMINANT, SULFIDE, OR ANY UNREGULATED CONTAMINANT; CORROSION CONTROL INHIBITOR ADDITION; HYPOCHLORINATION; IRON OR MANGANESE SEQUESTRATION; OR ULTRAVIOLET RADIATION. THE LEAD/CHIEF OPERATOR MUST BE CLASS C OR HIGHER. 5.0 MGD AND ABOVE-STAFFING BY CLASS C OR HIGHER OPERATOR: 6 HOURS/DAY FOR 5 DAYS/WEEK AND ONE VISIT ON EACH WEEKEND DAY. 3.0 MGD UP TO 5.0 MGD-STAFFING BY CLASS C OR HIGHER OPERATOR: 1 HOUR/DAY FOR 5 DAYS/WEEK AND ONE VISIT ON EACH WEEKEND DAY. 0.25 MGD UP TO 3.0 MGD-STAFFING BY CLASS C OR HIGHER OPERATOR: 5 VISITS/WEEK AND ONE VISIT EACH WEEKEND FOR A TOTAL OF 0.6 HOUR/WEEK. | N | Y | GRAND TERRACE SUBDIVISION | 33713 TERRA COURT |  | EUSTIS | FL | 32726 |  | 4076296900 |  | WILLIAM FONTAINE | SAM CAIN | 280 WEKIVA SPRINGS RD | SUITE 2070 | LONGWOOD | FL | 32779 |  | 4076296900 |  | INVESTOR/LICENSED PUBLIC UTILITIES | 256 | 432000 | 111 | 2014-08-28 | 2019-11-26 | DC04 | 1000
3 | LAKE | CD |  | 3354701 | COMMUNITY | CHLORINATION; AERATION FOR REMOVAL OF ANY SECONDARY CONTAMINANT, SULFIDE, OR ANY UNREGULATED CONTAMINANT; CORROSION CONTROL INHIBITOR ADDITION; HYPOCHLORINATION; IRON OR MANGANESE SEQUESTRATION; OR ULTRAVIOLET RADIATION. THE LEAD/CHIEF OPERATOR MUST BE CLASS C OR HIGHER. 5.0 MGD AND ABOVE-STAFFING BY CLASS C OR HIGHER OPERATOR: 6 HOURS/DAY FOR 5 DAYS/WEEK AND ONE VISIT ON EACH WEEKEND DAY. 3.0 MGD UP TO 5.0 MGD-STAFFING BY CLASS C OR HIGHER OPERATOR: 1 HOUR/DAY FOR 5 DAYS/WEEK AND ONE VISIT ON EACH WEEKEND DAY. 0.25 MGD UP TO 3.0 MGD-STAFFING BY CLASS C OR HIGHER OPERATOR: 5 VISITS/WEEK AND ONE VISIT EACH WEEKEND FOR A TOTAL OF 0.6 HOUR/WEEK. | N | Y | WEDGEWOOD SUBDIVISION | 12719 WEDGEFIELD DR |  | GRAND ISLAND | FL | 32735 |  | 3527873121 |  | LARRY MCCRAKEN | WEDGEWOOD HOA INC | PO BOX 350242 |  | GRAND ISLAND | FL | 32735 | 242 | 3525165756 |  | SUBDIVISION | 980 | 734400 | 393 | 2019-04-09 | 2021-11-05 | DC04 | 1000
3 | LAKE | CD |  | 3354704 | NONCOMMUNITY | CHLORINATION; AERATION FOR REMOVAL OF ANY SECONDARY CONTAMINANT, SULFIDE, OR ANY UNREGULATED CONTAMINANT; CORROSION CONTROL INHIBITOR ADDITION; HYPOCHLORINATION; IRON OR MANGANESE SEQUESTRATION; OR ULTRAVIOLET RADIATION. THE LEAD/CHIEF OPERATOR MUST BE CLASS D OR HIGHER. 50,000 GPD UP TO 0.25 MGD-STAFFING BY CLASS D OR HIGHER OPERATOR: 3 VISITS/WEEK ON NONCONSECUTIVE DAYS FOR A TOTAL OF 0.3 HOUR/WEEK. LESS THAN 50,000 GPD-STAFFING BY A CLASS D OR HIGHER OPERATOR: 2 VISITS/WEEK ON NONCONSECUTIVE DAYS FOR A TOTAL OF 0.2 HOUR/WEEK. THERE SHALL BE NO MORE THAN 5 DAYS BETWEEN THE LAST VISIT IN ONE WEEK AND THE FIRST VISIT IN THE NEXT WEEK. | N | Y | AMOCO #157/MT. PLYMOUTH | 25546 HWY 46 |  | MT PLYMOUTH | FL | 32776 |  | 3527353500 |  | STEVE WEEKS | JACK KIRKPATRICK | PO BOX 3889 |  | LAKELAND | FL | 33802 | 3889 | 8005530851 |  | INVESTOR | 25 | 8000 | 1 | 2016-11-03 | 2020-10-21 | NC01 | 50
3 | LAKE | CD | jstieben@circlek.com | 3354705 | NONCOMMUNITY | CHLORINATION; AERATION FOR REMOVAL OF ANY SECONDARY CONTAMINANT, SULFIDE, OR ANY UNREGULATED CONTAMINANT; CORROSION CONTROL INHIBITOR ADDITION; HYPOCHLORINATION; IRON OR MANGANESE SEQUESTRATION; OR ULTRAVIOLET RADIATION. THE LEAD/CHIEF OPERATOR MUST BE CLASS D OR HIGHER. 50,000 GPD UP TO 0.25 MGD-STAFFING BY CLASS D OR HIGHER OPERATOR: 3 VISITS/WEEK ON NONCONSECUTIVE DAYS FOR A TOTAL OF 0.3 HOUR/WEEK. LESS THAN 50,000 GPD-STAFFING BY A CLASS D OR HIGHER OPERATOR: 2 VISITS/WEEK ON NONCONSECUTIVE DAYS FOR A TOTAL OF 0.2 HOUR/WEEK. THERE SHALL BE NO MORE THAN 5 DAYS BETWEEN THE LAST VISIT IN ONE WEEK AND THE FIRST VISIT IN THE NEXT WEEK. | N | Y | CIRCLE K #7275/SORRENTO | 24520 HIGHWAY 44 |  | SORRENTO | FL | 32776 |  | 8139106808 |  | CHRISTINE SMITHSON | CHRISTINE SMITHSON | P.O. BOX 240 |  | SPOKANE | WA | 99210 |  | 8663224547 |  | INVESTOR | 25 | 20000 | 1 | 2016-12-12 | 2020-11-02 | NC01 | 50
3 | LAKE | CD | FACILITIESCOMPLIANCE@THEPANTRY.COM | 3354706 | NONCOMMUNITY | CHLORINATION; AERATION FOR REMOVAL OF ANY SECONDARY CONTAMINANT, SULFIDE, OR ANY UNREGULATED CONTAMINANT; CORROSION CONTROL INHIBITOR ADDITION; HYPOCHLORINATION; IRON OR MANGANESE SEQUESTRATION; OR ULTRAVIOLET RADIATION. THE LEAD/CHIEF OPERATOR MUST BE CLASS D OR HIGHER. 50,000 GPD UP TO 0.25 MGD-STAFFING BY CLASS D OR HIGHER OPERATOR: 3 VISITS/WEEK ON NONCONSECUTIVE DAYS FOR A TOTAL OF 0.3 HOUR/WEEK. LESS THAN 50,000 GPD-STAFFING BY A CLASS D OR HIGHER OPERATOR: 2 VISITS/WEEK ON NONCONSECUTIVE DAYS FOR A TOTAL OF 0.2 HOUR/WEEK. THERE SHALL BE NO MORE THAN 5 DAYS BETWEEN THE LAST VISIT IN ONE WEEK AND THE FIRST VISIT IN THE NEXT WEEK. | N | Y | CIRCLE K #2722799 | 25615 STATE ROAD 46 |  | SORRENTO | FL | 32776 |  | 8004767574 |  | BRENT PUZAK | BRENT PUZAK | 305 GREGSON DR. |  | CARY | NC | 27511 |  | 9195661549 |  | INVESTOR | 25 | 18000 | 1 | 2016-10-13 | 2020-11-02 | NC01 | 50
3 | LAKE | CD | tylerallen38@aol.com | 3354707 | NONCOMMUNITY | CHLORINATION; AERATION FOR REMOVAL OF ANY SECONDARY CONTAMINANT, SULFIDE, OR ANY UNREGULATED CONTAMINANT; CORROSION CONTROL INHIBITOR ADDITION; HYPOCHLORINATION; IRON OR MANGANESE SEQUESTRATION; OR ULTRAVIOLET RADIATION. THE LEAD/CHIEF OPERATOR MUST BE CLASS D OR HIGHER. 50,000 GPD UP TO 0.25 MGD-STAFFING BY CLASS D OR HIGHER OPERATOR: 3 VISITS/WEEK ON NONCONSECUTIVE DAYS FOR A TOTAL OF 0.3 HOUR/WEEK. LESS THAN 50,000 GPD-STAFFING BY A CLASS D OR HIGHER OPERATOR: 2 VISITS/WEEK ON NONCONSECUTIVE DAYS FOR A TOTAL OF 0.2 HOUR/WEEK. THERE SHALL BE NO MORE THAN 5 DAYS BETWEEN THE LAST VISIT IN ONE WEEK AND THE FIRST VISIT IN THE NEXT WEEK. | N | Y | COPPERHEAD LODGE SALOON | 1850 N HWY 441 |  | LEESBURG | FL | 34748 |  | 4074482791 |  | JOHN HOLLIER | JOHN HOLLIER | [6 empty] | 3527892368 |  | INVESTOR | 25 | 28800 | 1 | 2018-07-31 | 2019-12-23 | NC01 | 50
3 | LAKE | CD |  | 3354709 | NONCOMMUNITY | CHLORINATION; AERATION FOR REMOVAL OF ANY SECONDARY CONTAMINANT, SULFIDE, OR ANY UNREGULATED CONTAMINANT; CORROSION CONTROL INHIBITOR ADDITION; HYPOCHLORINATION; IRON OR MANGANESE SEQUESTRATION; OR ULTRAVIOLET RADIATION. THE LEAD/CHIEF OPERATOR MUST BE CLASS D OR HIGHER. 50,000 GPD UP TO 0.25 MGD-STAFFING BY CLASS D OR HIGHER OPERATOR: 3 VISITS/WEEK ON NONCONSECUTIVE DAYS FOR A TOTAL OF 0.3 HOUR/WEEK. LESS THAN 50,000 GPD-STAFFING BY A CLASS D OR HIGHER OPERATOR: 2 VISITS/WEEK ON NONCONSECUTIVE DAYS FOR A TOTAL OF 0.2 HOUR/WEEK. THERE SHALL BE NO MORE THAN 5 DAYS BETWEEN THE LAST VISIT IN ONE WEEK AND THE FIRST VISIT IN THE NEXT WEEK. | N | Y | DISCOUNT FOOD MART | 42332 SR 19 |  | ALTOONA | FL | 32702 |  | 3526696600 |  | MAHBUBES REHMEM | MAHBUBES REHMEM | 42332 SR 19 |  | ALTOONA | FL | 32702 |  | 3526696600 |  | INVESTOR | 25 | 10000 | 1 | 2014-02-05 | 2017-11-29 | NC01 | 50
3 | LAKE | CD |  | 3354710 | NONCOMMUNITY | CHLORINATION; AERATION FOR REMOVAL OF ANY SECONDARY CONTAMINANT, SULFIDE, OR ANY UNREGULATED CONTAMINANT; CORROSION CONTROL INHIBITOR ADDITION; HYPOCHLORINATION; IRON OR MANGANESE SEQUESTRATION; OR ULTRAVIOLET RADIATION. THE LEAD/CHIEF OPERATOR MUST BE CLASS D OR HIGHER. 50,000 GPD UP TO 0.25 MGD-STAFFING BY CLASS D OR HIGHER OPERATOR: 3 VISITS/WEEK ON NONCONSECUTIVE DAYS FOR A TOTAL OF 0.3 HOUR/WEEK. LESS THAN 50,000 GPD-STAFFING BY A CLASS D OR HIGHER OPERATOR: 2 VISITS/WEEK ON NONCONSECUTIVE DAYS FOR A TOTAL OF 0.2 HOUR/WEEK. THERE SHALL BE NO MORE THAN 5 DAYS BETWEEN THE LAST VISIT IN ONE WEEK AND THE FIRST VISIT IN THE NEXT WEEK. | N | Y | STAR FOOD MART #7 | 36002 EMERALDA AVENUE |  | LEESBURG | FL | 34788 |  | 3524359186 |  | RAKESH PATEL | RAKESH PATEL | 36002 EMERALDA AVE. |  | LEESBURG | FL | 34788 |  | 3524359186 |  | INVESTOR | 25 | 18000 | 1 | 2018-09-28 | 2018-08-08 | NC01 | 50
3 | LAKE | CD | none | 3354712 | NONCOMMUNITY | CHLORINATION; AERATION FOR REMOVAL OF ANY SECONDARY CONTAMINANT, SULFIDE, OR ANY UNREGULATED CONTAMINANT; CORROSION CONTROL INHIBITOR ADDITION; HYPOCHLORINATION; IRON OR MANGANESE SEQUESTRATION; OR ULTRAVIOLET RADIATION. THE LEAD/CHIEF OPERATOR MUST BE CLASS D OR HIGHER. 50,000 GPD UP TO 0.25 MGD-STAFFING BY CLASS D OR HIGHER OPERATOR: 3 VISITS/WEEK ON NONCONSECUTIVE DAYS FOR A TOTAL OF 0.3 HOUR/WEEK. LESS THAN 50,000 GPD-STAFFING BY A CLASS D OR HIGHER OPERATOR: 2 VISITS/WEEK ON NONCONSECUTIVE DAYS FOR A TOTAL OF 0.2 HOUR/WEEK. THERE SHALL BE NO MORE THAN 5 DAYS BETWEEN THE LAST VISIT IN ONE WEEK AND THE FIRST VISIT IN THE NEXT WEEK. | N | Y | 7-11 #25783/192 S CLERMONT | 17931 US HWY 192 |  | CLERMONT | FL | 34711 |  | 3523946420 |  | LAUKIK M. PATEL | LAUKIK M. PATEL | 1722 ROUTH ST. | SUITE 1000 | DALLAS | TX | 75201 |  | 4078654848 |  | INVESTOR | 25 | 10800 | 1 | 2018-08-31 | 2018-07-17 | NC01 | 50
3 | LAKE | CD | MYBOOKS333@GMAIL.COM | 3354715 | NONCOMMUNITY | CHLORINATION; AERATION FOR REMOVAL OF ANY SECONDARY CONTAMINANT, SULFIDE, OR ANY UNREGULATED CONTAMINANT; CORROSION CONTROL INHIBITOR ADDITION; HYPOCHLORINATION; IRON OR MANGANESE SEQUESTRATION; OR ULTRAVIOLET RADIATION. THE LEAD/CHIEF OPERATOR MUST BE CLASS D OR HIGHER. 50,000 GPD UP TO 0.25 MGD-STAFFING BY CLASS D OR HIGHER OPERATOR: 3 VISITS/WEEK ON NONCONSECUTIVE DAYS FOR A TOTAL OF 0.3 HOUR/WEEK. LESS THAN 50,000 GPD-STAFFING BY A CLASS D OR HIGHER OPERATOR: 2 VISITS/WEEK ON NONCONSECUTIVE DAYS FOR A TOTAL OF 0.2 HOUR/WEEK. THERE SHALL BE NO MORE THAN 5 DAYS BETWEEN THE LAST VISIT IN ONE WEEK AND THE FIRST VISIT IN THE NEXT WEEK. | N | Y | STAR FOOD MART #8 | 3524 COUNTY ROAD 48 |  | OKAHUMPKA | FL | 34762 | 249 | 3524359189 |  | MAYURDWAJ PATEL | MAYURDWAJ PATEL | 7548 PARK HILL AVE |  | LEESBURG | FL | 34748 |  | 3524359189 |  | INVESTOR | 25 | 7200 | 1 | 2017-04-10 | 2021-10-20 | NC01 | 50
3 | LAKE | CD | jayspatel5920@gmail.com | 3354718 | NONCOMMUNITY | CHLORINATION; AERATION FOR REMOVAL OF ANY SECONDARY CONTAMINANT, SULFIDE, OR ANY UNREGULATED CONTAMINANT; CORROSION CONTROL INHIBITOR ADDITION; HYPOCHLORINATION; IRON OR MANGANESE SEQUESTRATION; OR ULTRAVIOLET RADIATION. THE LEAD/CHIEF OPERATOR MUST BE CLASS D OR HIGHER. 50,000 GPD UP TO 0.25 MGD-STAFFING BY CLASS D OR HIGHER OPERATOR: 3 VISITS/WEEK ON NONCONSECUTIVE DAYS FOR A TOTAL OF 0.3 HOUR/WEEK. LESS THAN 50,000 GPD-STAFFING BY A CLASS D OR HIGHER OPERATOR: 2 VISITS/WEEK ON NONCONSECUTIVE DAYS FOR A TOTAL OF 0.2 HOUR/WEEK. THERE SHALL BE NO MORE THAN 5 DAYS BETWEEN THE LAST VISIT IN ONE WEEK AND THE FIRST VISIT IN THE NEXT WEEK. | N | Y | EASY FOOD MART | 8049 COUNTY ROAD 48 |  | YALAHA | FL | 34797 |  | 3523212102 |  | SHAILESHKUMAR R PATEL | JAGRUTI K PATEL | 8049 CR 48 |  | YALAHA | FL | 34797 | 3165 | 3523212102 |  | INVESTOR | 25 | 18000 | 1 | 2013-10-22 | 2021-10-20 | NC01 | 50
3 | LAKE | CD |  | 3354724 | NONTRANSIENT NONCOMMUNITY | CHLORINATION; AERATION FOR REMOVAL OF ANY SECONDARY CONTAMINANT, SULFIDE, OR ANY UNREGULATED CONTAMINANT; CORROSION CONTROL INHIBITOR ADDITION; HYPOCHLORINATION; IRON OR MANGANESE SEQUESTRATION; OR ULTRAVIOLET RADIATION. THE LEAD/CHIEF OPERATOR MUST BE CLASS D OR HIGHER. 50,000 GPD UP TO 0.25 MGD-STAFFING BY CLASS D OR HIGHER OPERATOR: 3 VISITS/WEEK ON NONCONSECUTIVE DAYS FOR A TOTAL OF 0.3 HOUR/WEEK. LESS THAN 50,000 GPD-STAFFING BY A CLASS D OR HIGHER OPERATOR: 2 VISITS/WEEK ON NONCONSECUTIVE DAYS FOR A TOTAL OF 0.2 HOUR/WEEK. THERE SHALL BE NO MORE THAN 5 DAYS BETWEEN THE LAST VISIT IN ONE WEEK AND THE FIRST VISIT IN THE NEXT WEEK. | N | Y | HARMONY HILLS | 18121 BOYS RANCH ROAD |  | ALTOONA | FL | 32702 |  | 3526693252 |  | WALTER JOHNSON | PALM BEACH RECOVERY LLC DBA HARMONY HILLS | 1901 W CYPRESS CREEK RD | SUITE 600 | FORT LAUDERDALE | FL | 33309 |  | 9544871263 |  | INVESTOR | 75 | 100800 | 9 | 2014-01-09 | 2021-01-15 | NTNC | 100
3 | LAKE | CD | FACILITIESCOMPLIANCE@THEPANTRY.COM | 3354725 | NONCOMMUNITY | CHLORINATION; AERATION FOR REMOVAL OF ANY SECONDARY CONTAMINANT, SULFIDE, OR ANY UNREGULATED CONTAMINANT; CORROSION CONTROL INHIBITOR ADDITION; HYPOCHLORINATION; IRON OR MANGANESE SEQUESTRATION; OR ULTRAVIOLET RADIATION. THE LEAD/CHIEF OPERATOR MUST BE CLASS D OR HIGHER. 50,000 GPD UP TO 0.25 MGD-STAFFING BY CLASS D OR HIGHER OPERATOR: 3 VISITS/WEEK ON NONCONSECUTIVE DAYS FOR A TOTAL OF 0.3 HOUR/WEEK. LESS THAN 50,000 GPD-STAFFING BY A CLASS D OR HIGHER OPERATOR: 2 VISITS/WEEK ON NONCONSECUTIVE DAYS FOR A TOTAL OF 0.2 HOUR/WEEK. THERE SHALL BE NO MORE THAN 5 DAYS BETWEEN THE LAST VISIT IN ONE WEEK AND THE FIRST VISIT IN THE NEXT WEEK. | N | Y | CIRCLE K # 2403 | 23932 STATE ROAD 46 |  | SORRENTO | FL | 32776 |  | 8005524267 |  | BRENT PUZAK | BRENT PUZAK | 305 GREGSON DR. |  | CARY | NC | 27511 |  | 9195661549 |  | INVESTOR | 25 | 17280 | 1 | 2016-12-16 | 2020-11-02 | NC01 | 50
3 | LAKE | CD | CBARROW@CIRCLEK.COM | 3354731 | NONCOMMUNITY | CHLORINATION; AERATION FOR REMOVAL OF ANY SECONDARY CONTAMINANT, SULFIDE, OR ANY UNREGULATED CONTAMINANT; CORROSION CONTROL INHIBITOR ADDITION; HYPOCHLORINATION; IRON OR MANGANESE SEQUESTRATION; OR ULTRAVIOLET RADIATION. THE LEAD/CHIEF OPERATOR MUST BE CLASS D OR HIGHER. 50,000 GPD UP TO 0.25 MGD-STAFFING BY CLASS D OR HIGHER OPERATOR: 3 VISITS/WEEK ON NONCONSECUTIVE DAYS FOR A TOTAL OF 0.3 HOUR/WEEK. LESS THAN 50,000 GPD-STAFFING BY A CLASS D OR HIGHER OPERATOR: 2 VISITS/WEEK ON NONCONSECUTIVE DAYS FOR A TOTAL OF 0.2 HOUR/WEEK. THERE SHALL BE NO MORE THAN 5 DAYS BETWEEN THE LAST VISIT IN ONE WEEK AND THE FIRST VISIT IN THE NEXT WEEK. | N | Y | CIRCLE K #7426/PINE LAKES | 31734 SR 44 (CNR OF HY 44 & OAK ST) |  | EUSTIS | FL | 32727 |  | 8139106878 |  |  | CHERYL BARROW | 3802 CORPOREX PARK DR. | STE 200 | TAMPA | FL | 33619 |  | 8139106878 |  | INVESTOR | 25 | 24000 | 1 | 2017-06-30 | 2017-06-26 | NC01 | 50
3 | LAKE | CD | aaron@enbcfamily.com | 3354750 | NONCOMMUNITY | CHLORINATION; AERATION FOR REMOVAL OF ANY SECONDARY CONTAMINANT, SULFIDE, OR ANY UNREGULATED CONTAMINANT; CORROSION CONTROL INHIBITOR ADDITION; HYPOCHLORINATION; IRON OR MANGANESE SEQUESTRATION; OR ULTRAVIOLET RADIATION. THE LEAD/CHIEF OPERATOR MUST BE CLASS D OR HIGHER. 50,000 GPD UP TO 0.25 MGD-STAFFING BY CLASS D OR HIGHER OPERATOR: 3 VISITS/WEEK ON NONCONSECUTIVE DAYS FOR A TOTAL OF 0.3 HOUR/WEEK. LESS THAN 50,000 GPD-STAFFING BY A CLASS D OR HIGHER OPERATOR: 2 VISITS/WEEK ON NONCONSECUTIVE DAYS FOR A TOTAL OF 0.2 HOUR/WEEK. THERE SHALL BE NO MORE THAN 5 DAYS BETWEEN THE LAST VISIT IN ONE WEEK AND THE FIRST VISIT IN THE NEXT WEEK. | N | Y | EAGLE'S NEST BAPTIST CHURCH | 4650 EAGLE'S NEST RD |  | FRUITLAND PARK | FL | 34731 |  | 3523268441 |  | AARON HORNSBY | AARON HORNSBY | 4650 EAGLE'S NEST RD |  | FRUITLAND PARK | FL | 34731 |  | 3523268441 |  | OTHER | 25 | 18000 | 2 | 2011-11-09 | 2018-05-31 | NC01 | 50
3 | LAKE | CD | terry@jjs-lounge.com | 3354753 | NONCOMMUNITY | CHLORINATION; AERATION FOR REMOVAL OF ANY SECONDARY CONTAMINANT, SULFIDE, OR ANY UNREGULATED CONTAMINANT; CORROSION CONTROL INHIBITOR ADDITION; HYPOCHLORINATION; IRON OR MANGANESE SEQUESTRATION; OR ULTRAVIOLET RADIATION. THE LEAD/CHIEF OPERATOR MUST BE CLASS D OR HIGHER. 50,000 GPD UP TO 0.25 MGD-STAFFING BY CLASS D OR HIGHER OPERATOR: 3 VISITS/WEEK ON NONCONSECUTIVE DAYS FOR A TOTAL OF 0.3 HOUR/WEEK. LESS THAN 50,000 GPD-STAFFING BY A CLASS D OR HIGHER OPERATOR: 2 VISITS/WEEK ON NONCONSECUTIVE DAYS FOR A TOTAL OF 0.2 HOUR/WEEK. THERE SHALL BE NO MORE THAN 5 DAYS BETWEEN THE LAST VISIT IN ONE WEEK AND THE FIRST VISIT IN THE NEXT WEEK. | N | Y | J J'S LOUNGE & PACKAGE | 24433 HIGHWAY 46 |  | SORRENTO | FL | 32776 | 8853 | 3523831400 |  |  | TERRY SQUILLANTE | 1851 PICKFORD ST. |  | NORTH HUNTINGDON | PA | 15642 |  | 4129510124 |  | INVESTOR | 25 | 5040 | 2 | 2012-06-21 | 2017-06-26 | NC01 | 50
3 | LAKE | CD | childrenshouseoflearning@centurylink.net | 3354761 | NONTRANSIENT NONCOMMUNITY | CHLORINATION; AERATION FOR REMOVAL OF ANY SECONDARY CONTAMINANT, SULFIDE, OR ANY UNREGULATED CONTAMINANT; CORROSION CONTROL INHIBITOR ADDITION; HYPOCHLORINATION; IRON OR MANGANESE SEQUESTRATION; OR ULTRAVIOLET RADIATION. THE LEAD/CHIEF OPERATOR MUST BE CLASS D OR HIGHER. 50,000 GPD UP TO 0.25 MGD-STAFFING BY CLASS D OR HIGHER OPERATOR: 3 VISITS/WEEK ON NONCONSECUTIVE DAYS FOR A TOTAL OF 0.3 HOUR/WEEK. LESS THAN 50,000 GPD-STAFFING BY A CLASS D OR HIGHER OPERATOR: 2 VISITS/WEEK ON NONCONSECUTIVE DAYS FOR A TOTAL OF 0.2 HOUR/WEEK. THERE SHALL BE NO MORE THAN 5 DAYS BETWEEN THE LAST VISIT IN ONE WEEK AND THE FIRST VISIT IN THE NEXT WEEK. | N | Y | CHILDREN'S HOUSE OF SORRENTO | 24534 SR 44 |  | SORRENTO | FL | 32776 |  | 3523572100 |  | BRENDA PHILLIPS | BRENDA PHILLIPS | 318 E. MAUD ST. |  | TAVARES | FL | 32778 |  | 3529789476 |  | INVESTOR | 53 | 20000 | 1 | 2019-02-05 | 2021-12-10 | NTNC | 100
3 | LAKE | CD | strsetcher@aol.com | 3354770 | NONCOMMUNITY | CHLORINATION; AERATION FOR REMOVAL OF ANY SECONDARY CONTAMINANT, SULFIDE, OR ANY UNREGULATED CONTAMINANT; CORROSION CONTROL INHIBITOR ADDITION; HYPOCHLORINATION; IRON OR MANGANESE SEQUESTRATION; OR ULTRAVIOLET RADIATION. THE LEAD/CHIEF OPERATOR MUST BE CLASS D OR HIGHER. 50,000 GPD UP TO 0.25 MGD-STAFFING BY CLASS D OR HIGHER OPERATOR: 3 VISITS/WEEK ON NONCONSECUTIVE DAYS FOR A TOTAL OF 0.3 HOUR/WEEK. LESS THAN 50,000 GPD-STAFFING BY A CLASS D OR HIGHER OPERATOR: 2 VISITS/WEEK ON NONCONSECUTIVE DAYS FOR A TOTAL OF 0.2 HOUR/WEEK. THERE SHALL BE NO MORE THAN 5 DAYS BETWEEN THE LAST VISIT IN ONE WEEK AND THE FIRST VISIT IN THE NEXT WEEK. | N | Y | MT. PLYMOUTH GROCERY | 31431 CR 435 |  | SORRENTO | FL | 32776 |  | 3523835001 |  | NAKUL PATEL | NAKUL PATEL | PO BOX 717 |  | SORRENTO | FL | 32776 | 717 | 3523835001 |  | INVESTOR | 25 | 12960 | 2 | 2011-05-16 | 2020-10-21 | NC01 | 50
3 | LAKE | CD |  | 3354774 | NONCOMMUNITY | CHLORINATION; AERATION FOR REMOVAL OF ANY SECONDARY CONTAMINANT, SULFIDE, OR ANY UNREGULATED CONTAMINANT; CORROSION CONTROL INHIBITOR ADDITION; HYPOCHLORINATION; IRON OR MANGANESE SEQUESTRATION; OR ULTRAVIOLET RADIATION. THE LEAD/CHIEF OPERATOR MUST BE CLASS D OR HIGHER. 50,000 GPD UP TO 0.25 MGD-STAFFING BY CLASS D OR HIGHER OPERATOR: 3 VISITS/WEEK ON NONCONSECUTIVE DAYS FOR A TOTAL OF 0.3 HOUR/WEEK. LESS THAN 50,000 GPD-STAFFING BY A CLASS D OR HIGHER OPERATOR: 2 VISITS/WEEK ON NONCONSECUTIVE DAYS FOR A TOTAL OF 0.2 HOUR/WEEK. THERE SHALL BE NO MORE THAN 5 DAYS BETWEEN THE LAST VISIT IN ONE WEEK AND THE FIRST VISIT IN THE NEXT WEEK. | N | Y | LAKERIDGE WINERY | 19239 U.S 27 NORTH |  | CLERMONT | FL | 34711 |  | 3523948627 |  | JEFF GREGG | GARY C. COX | 19239 US 27 |  | CLERMONT | FL | 34715 | 9025 | 3523948627 |  | INVESTOR | 25 | 21600 | 1 | 2011-02-15 | 2020-06-17 | NC01 | 50
3 | LAKE | CD | SBRUNSON@CLERMONTFL.ORG | 3354779 | COMMUNITY | CHLORINATION; AERATION FOR REMOVAL OF ANY SECONDARY CONTAMINANT, SULFIDE, OR ANY UNREGULATED CONTAMINANT; CORROSION CONTROL INHIBITOR ADDITION; HYPOCHLORINATION; IRON OR MANGANESE SEQUESTRATION; OR ULTRAVIOLET RADIATION. THE LEAD/CHIEF OPERATOR MUST BE CLASS C OR HIGHER. 5.0 MGD AND ABOVE-STAFFING BY CLASS C OR HIGHER OPERATOR: 6 HOURS/DAY FOR 5 DAYS/WEEK AND ONE VISIT ON EACH WEEKEND DAY. 3.0 MGD UP TO 5.0 MGD-STAFFING BY CLASS C OR HIGHER OPERATOR: 1 HOUR/DAY FOR 5 DAYS/WEEK AND ONE VISIT ON EACH WEEKEND DAY. 0.25 MGD UP TO 3.0 MGD-STAFFING BY CLASS C OR HIGHER OPERATOR: 5 VISITS/WEEK AND ONE VISIT EACH WEEKEND FOR A TOTAL OF 0.6 HOUR/WEEK. | N | Y | CLERMONT EAST WATER SYSTEM (2 WPS) | 3335 HANCOCK RD |  | CLERMONT | FL | 34711 |  | 3523941008 |  | DUANE LAND | [9 empty] | MUNICIPALITY | 36603 | 15548000 | 10762 | 2014-08-07 | 2020-11-05 | DC01 | 6000
3 | LAKE | CD |  | 3354781 | COMMUNITY | CHLORINATION; AERATION FOR REMOVAL OF ANY SECONDARY CONTAMINANT, SULFIDE, OR ANY UNREGULATED CONTAMINANT; CORROSION CONTROL INHIBITOR ADDITION; HYPOCHLORINATION; IRON OR MANGANESE SEQUESTRATION; OR ULTRAVIOLET RADIATION. THE LEAD/CHIEF OPERATOR MUST BE CLASS C OR HIGHER. 5.0 MGD AND ABOVE-STAFFING BY CLASS C OR HIGHER OPERATOR: 6 HOURS/DAY FOR 5 DAYS/WEEK AND ONE VISIT ON EACH WEEKEND DAY. 3.0 MGD UP TO 5.0 MGD-STAFFING BY CLASS C OR HIGHER OPERATOR: 1 HOUR/DAY FOR 5 DAYS/WEEK AND ONE VISIT ON EACH WEEKEND DAY. 0.25 MGD UP TO 3.0 MGD-STAFFING BY CLASS C OR HIGHER OPERATOR: 5 VISITS/WEEK AND ONE VISIT EACH WEEKEND FOR A TOTAL OF 0.6 HOUR/WEEK. | N | Y | HARBOR HILLS - 2 WTPS | 6538 LAKE GRIFFIN ROAD |  | LADY LAKE | FL | 32159 |  | 7278488292 |  | GARY A. DEREMER | TROY RENDELL | 5320 CAPTAINS CT |  | NEW PORT RICHEY | FL | 34652 |  | 7278488292 |  | SUBDIVISION | 1219 | 1800000 | 530 | 2011-07-14 | 2020-04-06 | DC03 | 2000
3 | LAKE | CD |  | 3354783 | NONCOMMUNITY | CHLORINATION; AERATION FOR REMOVAL OF ANY SECONDARY CONTAMINANT, SULFIDE, OR ANY UNREGULATED CONTAMINANT; CORROSION CONTROL INHIBITOR ADDITION; HYPOCHLORINATION; IRON OR MANGANESE SEQUESTRATION; OR ULTRAVIOLET RADIATION. THE LEAD/CHIEF OPERATOR MUST BE CLASS D OR HIGHER. 50,000 GPD UP TO 0.25 MGD-STAFFING BY CLASS D OR HIGHER OPERATOR: 3 VISITS/WEEK ON NONCONSECUTIVE DAYS FOR A TOTAL OF 0.3 HOUR/WEEK. LESS THAN 50,000 GPD-STAFFING BY A CLASS D OR HIGHER OPERATOR: 2 VISITS/WEEK ON NONCONSECUTIVE DAYS FOR A TOTAL OF 0.2 HOUR/WEEK. THERE SHALL BE NO MORE THAN 5 DAYS BETWEEN THE LAST VISIT IN ONE WEEK AND THE FIRST VISIT IN THE NEXT WEEK. | N | Y | BAY LAKE MISSIONARY BAPTIST CH | 9020 BAY LAKE RD. |  | GROVELAND | FL | 34736 |  | 3524292850 |  | DARRELL SHEELEY | DARRELL SHEELEY | 9020 BAY LAKE RD |  | GROVELAND | FL | 34736 |  | 3524292850 |  | OTHER | 25 | 13680 | 2 | 2011-11-15 | 2020-07-31 | NC01 | 50
3 | LAKE | CD | ROBERT@WHISTLINGPINES.ORG | 3354786 | NONCOMMUNITY | CHLORINATION; AERATION FOR REMOVAL OF ANY SECONDARY CONTAMINANT, SULFIDE, OR ANY UNREGULATED CONTAMINANT; CORROSION CONTROL INHIBITOR ADDITION; HYPOCHLORINATION; IRON OR MANGANESE SEQUESTRATION; OR ULTRAVIOLET RADIATION. THE LEAD/CHIEF OPERATOR MUST BE CLASS D OR HIGHER. 50,000 GPD UP TO 0.25 MGD-STAFFING BY CLASS D OR HIGHER OPERATOR: 3 VISITS/WEEK ON NONCONSECUTIVE DAYS FOR A TOTAL OF 0.3 HOUR/WEEK. LESS THAN 50,000 GPD-STAFFING BY A CLASS D OR HIGHER OPERATOR: 2 VISITS/WEEK ON NONCONSECUTIVE DAYS FOR A TOTAL OF 0.2 HOUR/WEEK. THERE SHALL BE NO MORE THAN 5 DAYS BETWEEN THE LAST VISIT IN ONE WEEK AND THE FIRST VISIT IN THE NEXT WEEK. | N | Y | THE CHURCH AT WHISTLING PINES | 16311 WHISTLING PINES RD |  | UMATILLA | FL | 32784 |  | 3525899622 |  |  | ROBERT WILLIAMS | 16311 WHISTLING PINES RD |  | UMATILLA | FL | 32784 |  | 3525899622 |  | OTHER | 25 | 18000 | 1 | 2016-11-19 | 2021-05-07 | NC01 | 50
3 | LAKE | CD |  | 3354787 | NONCOMMUNITY | CHLORINATION; AERATION FOR REMOVAL OF ANY SECONDARY CONTAMINANT, SULFIDE, OR ANY UNREGULATED CONTAMINANT; CORROSION CONTROL INHIBITOR ADDITION; HYPOCHLORINATION; IRON OR MANGANESE SEQUESTRATION; OR ULTRAVIOLET RADIATION. THE LEAD/CHIEF OPERATOR MUST BE CLASS D OR HIGHER. 50,000 GPD UP TO 0.25 MGD-STAFFING BY CLASS D OR HIGHER OPERATOR: 3 VISITS/WEEK ON NONCONSECUTIVE DAYS FOR A TOTAL OF 0.3 HOUR/WEEK. LESS THAN 50,000 GPD-STAFFING BY A CLASS D OR HIGHER OPERATOR: 2 VISITS/WEEK ON NONCONSECUTIVE DAYS FOR A TOTAL OF 0.2 HOUR/WEEK. THERE SHALL BE NO MORE THAN 5 DAYS BETWEEN THE LAST VISIT IN ONE WEEK AND THE FIRST VISIT IN THE NEXT WEEK. | N | Y | GREEN OAKS RETIREMENT PARK | 36133 EMERALDA AVE |  | LEESBURG | FL | 34788 |  | 3524061098 |  |  | WILLIAM DAVIDSON | 36133 EMERALDA AVE. |  | LEESBURG | FL | 34788 |  | 3524061098 |  | SUBDIVISION | 25 | 43200 | 14 | 2014-04-24 | 2021-10-20 | NC01 | 50
3 | LAKE | CD | FOURXFAITH@AOL.COM | 3354794 | NONCOMMUNITY | CHLORINATION; AERATION FOR REMOVAL OF ANY SECONDARY CONTAMINANT, SULFIDE, OR ANY UNREGULATED CONTAMINANT; CORROSION CONTROL INHIBITOR ADDITION; HYPOCHLORINATION; IRON OR MANGANESE SEQUESTRATION; OR ULTRAVIOLET RADIATION. THE LEAD/CHIEF OPERATOR MUST BE CLASS D OR HIGHER. 50,000 GPD UP TO 0.25 MGD-STAFFING BY CLASS D OR HIGHER OPERATOR: 3 VISITS/WEEK ON NONCONSECUTIVE DAYS FOR A TOTAL OF 0.3 HOUR/WEEK. LESS THAN 50,000 GPD-STAFFING BY A CLASS D OR HIGHER OPERATOR: 2 VISITS/WEEK ON NONCONSECUTIVE DAYS FOR A TOTAL OF 0.2 HOUR/WEEK. THERE SHALL BE NO MORE THAN 5 DAYS BETWEEN THE LAST VISIT IN ONE WEEK AND THE FIRST VISIT IN THE NEXT WEEK. | N | Y | CALVARY BAPTIST CHURCH | 3740 EAGLES NEST ROAD |  | FRUITLAND PARK | FL | 34731 |  | 3527877673 |  | PEGGY JONES | CHURCH CLERK | 3740 EAGLES NEST RD |  | FRUITLAND PARK | FL | 34731 |  | 3527877673 |  | OTHER | 25 | 43200 | 1 | 2018-02-06 | 2018-01-10 | NC01 | 50
3 | LAKE | CD | none9/25/01 | 3354808 | NONCOMMUNITY | CHLORINATION; AERATION FOR REMOVAL OF ANY SECONDARY CONTAMINANT, SULFIDE, OR ANY UNREGULATED CONTAMINANT; CORROSION CONTROL INHIBITOR ADDITION; HYPOCHLORINATION; IRON OR MANGANESE SEQUESTRATION; OR ULTRAVIOLET RADIATION. THE LEAD/CHIEF OPERATOR MUST BE CLASS D OR HIGHER. 50,000 GPD UP TO 0.25 MGD-STAFFING BY CLASS D OR HIGHER OPERATOR: 3 VISITS/WEEK ON NONCONSECUTIVE DAYS FOR A TOTAL OF 0.3 HOUR/WEEK. LESS THAN 50,000 GPD-STAFFING BY A CLASS D OR HIGHER OPERATOR: 2 VISITS/WEEK ON NONCONSECUTIVE DAYS FOR A TOTAL OF 0.2 HOUR/WEEK. THERE SHALL BE NO MORE THAN 5 DAYS BETWEEN THE LAST VISIT IN ONE WEEK AND THE FIRST VISIT IN THE NEXT WEEK. | N | Y | CLUB 27 | 215 HWY 27 |  | CLERMONT | FL | 34714 |  | 3522424757 |  | NICK MAGRONE | NICK MAGRONE | PO BOX 1662 |  | ORMOND BEACH | FL | 32175 | 1662 | 3864052825 |  | INVESTOR | 25 | 50000 | 2 | 2018-09-18 | 2018-07-17 | NC01 | 50
3 | LAKE | CD | ali.mohammadi@wamglobal.com | 3354812 | NONTRANSIENT NONCOMMUNITY | CHLORINATION; AERATION FOR REMOVAL OF ANY SECONDARY CONTAMINANT, SULFIDE, OR ANY UNREGULATED CONTAMINANT; CORROSION CONTROL INHIBITOR ADDITION; HYPOCHLORINATION; IRON OR MANGANESE SEQUESTRATION; OR ULTRAVIOLET RADIATION. THE LEAD/CHIEF OPERATOR MUST BE CLASS D OR HIGHER. 50,000 GPD UP TO 0.25 MGD-STAFFING BY CLASS D OR HIGHER OPERATOR: 3 VISITS/WEEK ON NONCONSECUTIVE DAYS FOR A TOTAL OF 0.3 HOUR/WEEK. LESS THAN 50,000 GPD-STAFFING BY A CLASS D OR HIGHER OPERATOR: 2 VISITS/WEEK ON NONCONSECUTIVE DAYS FOR A TOTAL OF 0.2 HOUR/WEEK. THERE SHALL BE NO MORE THAN 5 DAYS BETWEEN THE LAST VISIT IN ONE WEEK AND THE FIRST VISIT IN THE NEXT WEEK. | N | Y | WOLVERINE ADVANCED MATERIALS | 10825 CR 44 |  | LEESBURG | FL | 34788 |  | 3527873015 |  | ALI MOHAMMADI | ALI MOHAMMADI | 10825 CR 44 |  | LEESBURG | FL | 34788 |  | 3527873015 |  | INVESTOR | 59 | 120000 | 1 | 2018-11-20 | 2021-12-10 | NTNC | 100
3 | LAKE | CD | lisbonchurchofgod@gmail.com | 3354813 | NONCOMMUNITY | CHLORINATION; AERATION FOR REMOVAL OF ANY SECONDARY CONTAMINANT, SULFIDE, OR ANY UNREGULATED CONTAMINANT; CORROSION CONTROL INHIBITOR ADDITION; HYPOCHLORINATION; IRON OR MANGANESE SEQUESTRATION; OR ULTRAVIOLET RADIATION. THE LEAD/CHIEF OPERATOR MUST BE CLASS D OR HIGHER. 50,000 GPD UP TO 0.25 MGD-STAFFING BY CLASS D OR HIGHER OPERATOR: 3 VISITS/WEEK ON NONCONSECUTIVE DAYS FOR A TOTAL OF 0.3 HOUR/WEEK. LESS THAN 50,000 GPD-STAFFING BY A CLASS D OR HIGHER OPERATOR: 2 VISITS/WEEK ON NONCONSECUTIVE DAYS FOR A TOTAL OF 0.2 HOUR/WEEK. THERE SHALL BE NO MORE THAN 5 DAYS BETWEEN THE LAST VISIT IN ONE WEEK AND THE FIRST VISIT IN THE NEXT WEEK. | N | Y | LISBON CHURCH OF GOD | 10509 GOOSE PRAIRIE ROAD |  | LEESBURG | FL | 34788 |  | 3527878188 |  | PASTOR GARY GREER | PASTOR GARY GREER | 10509 GOOSE PRAIRIE ROAD |  | LEESBURG | FL | 34788 |  | 3527878188 |  | OTHER | 25 | 10800 | 2 | 2014-09-08 | 2018-08-30 | NC01 | 50
3 | LAKE | CD | none | 3354818 | NONTRANSIENT NONCOMMUNITY | CHLORINATION; AERATION FOR REMOVAL OF ANY SECONDARY CONTAMINANT, SULFIDE, OR ANY UNREGULATED CONTAMINANT; CORROSION CONTROL INHIBITOR ADDITION; HYPOCHLORINATION; IRON OR MANGANESE SEQUESTRATION; OR ULTRAVIOLET RADIATION. THE LEAD/CHIEF OPERATOR MUST BE CLASS D OR HIGHER. 50,000 GPD UP TO 0.25 MGD-STAFFING BY CLASS D OR HIGHER OPERATOR: 3 VISITS/WEEK ON NONCONSECUTIVE DAYS FOR A TOTAL OF 0.3 HOUR/WEEK. LESS THAN 50,000 GPD-STAFFING BY A CLASS D OR HIGHER OPERATOR: 2 VISITS/WEEK ON NONCONSECUTIVE DAYS FOR A TOTAL OF 0.2 HOUR/WEEK. THERE SHALL BE NO MORE THAN 5 DAYS BETWEEN THE LAST VISIT IN ONE WEEK AND THE FIRST VISIT IN THE NEXT WEEK. | N | Y | SEMINOLE SPRINGS ELEMENTARY | 26200 WEST HUFF RD |  | EUSTIS | FL | 32736 |  | 3522536726 |  |  | CALVIN WINGO | 220 N CENTRAL AVE |  | UMATILLA | FL | 32784 |  | 3522536726 |  | COUNTY | 900 | 72000 | 9 | 2014-06-04 | 2020-09-03 | NTNC | 100
3 | LAKE | CD | mailbox@mtolivembcfl.org | 3354819 | NONCOMMUNITY | CHLORINATION; AERATION FOR REMOVAL OF ANY SECONDARY CONTAMINANT, SULFIDE, OR ANY UNREGULATED CONTAMINANT; CORROSION CONTROL INHIBITOR ADDITION; HYPOCHLORINATION; IRON OR MANGANESE SEQUESTRATION; OR ULTRAVIOLET RADIATION. THE LEAD/CHIEF OPERATOR MUST BE CLASS D OR HIGHER. 50,000 GPD UP TO 0.25 MGD-STAFFING BY CLASS D OR HIGHER OPERATOR: 3 VISITS/WEEK ON NONCONSECUTIVE DAYS FOR A TOTAL OF 0.3 HOUR/WEEK. LESS THAN 50,000 GPD-STAFFING BY A CLASS D OR HIGHER OPERATOR: 2 VISITS/WEEK ON NONCONSECUTIVE DAYS FOR A TOTAL OF 0.2 HOUR/WEEK. THERE SHALL BE NO MORE THAN 5 DAYS BETWEEN THE LAST VISIT IN ONE WEEK AND THE FIRST VISIT IN THE NEXT WEEK. | N | Y | MT. OLIVE BAPTIST CHURCH | 3720 N. QUARTERS (VIRGIL HAWKINS) ROAD |  | OKAHUMPKA | FL | 34762 |  | 3523268803 |  | JAMES SPIKES | MT. OLIVE BAPTIST CHURCH | PO BOX 115 |  | OKAHUMPKA | FL | 34762 | 115 | 3527282711 |  | OTHER | 25 | 10800 | 1 | 2018-06-29 | 2018-06-29 | NC01 | 50
3 | LAKE | CD | fbcoffice@centurylink.com | 3354826 | NONCOMMUNITY | CHLORINATION; AERATION FOR REMOVAL OF ANY SECONDARY CONTAMINANT, SULFIDE, OR ANY UNREGULATED CONTAMINANT; CORROSION CONTROL INHIBITOR ADDITION; HYPOCHLORINATION; IRON OR MANGANESE SEQUESTRATION; OR ULTRAVIOLET RADIATION. THE LEAD/CHIEF OPERATOR MUST BE CLASS D OR HIGHER. 50,000 GPD UP TO 0.25 MGD-STAFFING BY CLASS D OR HIGHER OPERATOR: 3 VISITS/WEEK ON NONCONSECUTIVE DAYS FOR A TOTAL OF 0.3 HOUR/WEEK. LESS THAN 50,000 GPD-STAFFING BY A CLASS D OR HIGHER OPERATOR: 2 VISITS/WEEK ON NONCONSECUTIVE DAYS FOR A TOTAL OF 0.2 HOUR/WEEK. THERE SHALL BE NO MORE THAN 5 DAYS BETWEEN THE LAST VISIT IN ONE WEEK AND THE FIRST VISIT IN THE NEXT WEEK. | N | Y | FIRST BAPTIST CHURCH OF SORRENTO | 24125 STATE ROAD 46 |  | SORRENTO | FL | 32776 |  | 3523832241 |  | JAMES O'BRECHT | PATSY JOHNSON | PO BOX 185 |  | SORRENTO | FL | 32776 |  | 3523832241 |  | OTHER | 25 | 18000 | 3 | 2016-11-17 | 2020-11-21 | NC01 | 50
3 | LAKE | CD | fbcaltoona@hotmail.com | 3354831 | NONCOMMUNITY | CHLORINATION; AERATION FOR REMOVAL OF ANY SECONDARY CONTAMINANT, SULFIDE, OR ANY UNREGULATED CONTAMINANT; CORROSION CONTROL INHIBITOR ADDITION; HYPOCHLORINATION; IRON OR MANGANESE SEQUESTRATION; OR ULTRAVIOLET RADIATION. THE LEAD/CHIEF OPERATOR MUST BE CLASS D OR HIGHER. 50,000 GPD UP TO 0.25 MGD-STAFFING BY CLASS D OR HIGHER OPERATOR: 3 VISITS/WEEK ON NONCONSECUTIVE DAYS FOR A TOTAL OF 0.3 HOUR/WEEK. LESS THAN 50,000 GPD-STAFFING BY A CLASS D OR HIGHER OPERATOR: 2 VISITS/WEEK ON NONCONSECUTIVE DAYS FOR A TOTAL OF 0.2 HOUR/WEEK. THERE SHALL BE NO MORE THAN 5 DAYS BETWEEN THE LAST VISIT IN ONE WEEK AND THE FIRST VISIT IN THE NEXT WEEK. | N | Y | FIRST BAPTIST CH OF ALTOONA | 42226 STATE ROAD 19 |  | ALTOONA | FL | 32702 |  | 3526692806 |  | ZENOBIA LYERLY | FIRST BAPTIST CH OF ALTOONA | P O BOX 97 |  | ALTOONA | FL | 32702 |  | 3526692806 |  | OTHER | 25 | 12000 | 3 | 2017-08-04 | 2017-07-26 | NC01 | 50
3 | LAKE | CD |  | 3354833 | NONCOMMUNITY | CHLORINATION; AERATION FOR REMOVAL OF ANY SECONDARY CONTAMINANT, SULFIDE, OR ANY UNREGULATED CONTAMINANT; CORROSION CONTROL INHIBITOR ADDITION; HYPOCHLORINATION; IRON OR MANGANESE SEQUESTRATION; OR ULTRAVIOLET RADIATION. THE LEAD/CHIEF OPERATOR MUST BE CLASS D OR HIGHER. 50,000 GPD UP TO 0.25 MGD-STAFFING BY CLASS D OR HIGHER OPERATOR: 3 VISITS/WEEK ON NONCONSECUTIVE DAYS FOR A TOTAL OF 0.3 HOUR/WEEK. LESS THAN 50,000 GPD-STAFFING BY A CLASS D OR HIGHER OPERATOR: 2 VISITS/WEEK ON NONCONSECUTIVE DAYS FOR A TOTAL OF 0.2 HOUR/WEEK. THERE SHALL BE NO MORE THAN 5 DAYS BETWEEN THE LAST VISIT IN ONE WEEK AND THE FIRST VISIT IN THE NEXT WEEK. | N | Y | UNITED SOUTHERN BANK | 27524 US HIGHWAYY 27 |  | LEESBURG | FL | 34748 |  | 3527281737 |  | LEE ANN GILSON | LEE ANN GILSON | 2701 SOUTH BAY ST. |  | EUSTIS | FL | 32726 |  | 3524835895 |  | INVESTOR | 25 | 50400 | 1 | 2014-06-16 | 2021-06-15 | NC01 | 50
3 | LAKE | CD | LEECH22@COMCAST.NET | 3354834 | NONCOMMUNITY | CHLORINATION; AERATION FOR REMOVAL OF ANY SECONDARY CONTAMINANT, SULFIDE, OR ANY UNREGULATED CONTAMINANT; CORROSION CONTROL INHIBITOR ADDITION; HYPOCHLORINATION; IRON OR MANGANESE SEQUESTRATION; OR ULTRAVIOLET RADIATION. THE LEAD/CHIEF OPERATOR MUST BE CLASS D OR HIGHER. 50,000 GPD UP TO 0.25 MGD-STAFFING BY CLASS D OR HIGHER OPERATOR: 3 VISITS/WEEK ON NONCONSECUTIVE DAYS FOR A TOTAL OF 0.3 HOUR/WEEK. LESS THAN 50,000 GPD-STAFFING BY A CLASS D OR HIGHER OPERATOR: 2 VISITS/WEEK ON NONCONSECUTIVE DAYS FOR A TOTAL OF 0.2 HOUR/WEEK. THERE SHALL BE NO MORE THAN 5 DAYS BETWEEN THE LAST VISIT IN ONE WEEK AND THE FIRST VISIT IN THE NEXT WEEK. | N | Y | ALTOONA CONG OF JEH WITNESSES | 18727 REA WAY |  | ALTOONA | FL | 32702 |  | 3526691063 |  | RICHARD EVERS | ALTOONA CONGREGATION OF JEHOVAH?S WITNESSES | PO BOX 655 |  | ALTOONA | FL | 32702 | 655 | 3526691063 |  | OTHER | 25 | 40000 | 1 | 2017-08-01 | 2017-07-26 | NC01 | 50
3 | LAKE | CD | benp@bgss.com | 3354836 | COMMUNITY | CHLORINATION; AERATION FOR REMOVAL OF ANY SECONDARY CONTAMINANT, SULFIDE, OR ANY UNREGULATED CONTAMINANT; CORROSION CONTROL INHIBITOR ADDITION; HYPOCHLORINATION; IRON OR MANGANESE SEQUESTRATION; OR ULTRAVIOLET RADIATION. THE LEAD/CHIEF OPERATOR MUST BE CLASS C OR HIGHER. 5.0 MGD AND ABOVE-STAFFING BY CLASS C OR HIGHER OPERATOR: 6 HOURS/DAY FOR 5 DAYS/WEEK AND ONE VISIT ON EACH WEEKEND DAY. 3.0 MGD UP TO 5.0 MGD-STAFFING BY CLASS C OR HIGHER OPERATOR: 1 HOUR/DAY FOR 5 DAYS/WEEK AND ONE VISIT ON EACH WEEKEND DAY. 0.25 MGD UP TO 3.0 MGD-STAFFING BY CLASS C OR HIGHER OPERATOR: 5 VISITS/WEEK AND ONE VISIT EACH WEEKEND FOR A TOTAL OF 0.6 HOUR/WEEK. | N | Y | BISHOPS GATE PROPERTY COMPANY, LLC | 26935 BELLA VISTA DR | (OFF CR 48) | HOWEY-IN-THE-HILLS | FL | 34737 |  | 3145031230 |  | BEN PAULUHN | [9 empty] | INVESTOR | 244 | 360000 | 53 | 2019-04-17 | 2019-04-10 | DC04 | 1000
3 | LAKE | CD |  | 3354845 | NONCOMMUNITY | CHLORINATION; AERATION FOR REMOVAL OF ANY SECONDARY CONTAMINANT, SULFIDE, OR ANY UNREGULATED CONTAMINANT; CORROSION CONTROL INHIBITOR ADDITION; HYPOCHLORINATION; IRON OR MANGANESE SEQUESTRATION; OR ULTRAVIOLET RADIATION. THE LEAD/CHIEF OPERATOR MUST BE CLASS D OR HIGHER. 50,000 GPD UP TO 0.25 MGD-STAFFING BY CLASS D OR HIGHER OPERATOR: 3 VISITS/WEEK ON NONCONSECUTIVE DAYS FOR A TOTAL OF 0.3 HOUR/WEEK. LESS THAN 50,000 GPD-STAFFING BY A CLASS D OR HIGHER OPERATOR: 2 VISITS/WEEK ON NONCONSECUTIVE DAYS FOR A TOTAL OF 0.2 HOUR/WEEK. THERE SHALL BE NO MORE THAN 5 DAYS BETWEEN THE LAST VISIT IN ONE WEEK AND THE FIRST VISIT IN THE NEXT WEEK. | N | Y | FERNDALE BAPTIST CHURCH | 15050 SR 561A |  | FERNDALE | FL | 34715 |  | 4074693888 |  | ED MITCHELL | GORDAN SANDERS | PO BOX 130 |  | FERNDALE | FL | 34715 |  | 4074693888 |  | OTHER | 25 | 34560 | 3 | 2018-07-02 | 2018-06-29 | NC01 | 50
3 | LAKE | CD | NONE | 3354846 | NONTRANSIENT NONCOMMUNITY | CHLORINATION; AERATION FOR REMOVAL OF ANY SECONDARY CONTAMINANT, SULFIDE, OR ANY UNREGULATED CONTAMINANT; CORROSION CONTROL INHIBITOR ADDITION; HYPOCHLORINATION; IRON OR MANGANESE SEQUESTRATION; OR ULTRAVIOLET RADIATION. THE LEAD/CHIEF OPERATOR MUST BE CLASS D OR HIGHER. 50,000 GPD UP TO 0.25 MGD-STAFFING BY CLASS D OR HIGHER OPERATOR: 3 VISITS/WEEK ON NONCONSECUTIVE DAYS FOR A TOTAL OF 0.3 HOUR/WEEK. LESS THAN 50,000 GPD-STAFFING BY A CLASS D OR HIGHER OPERATOR: 2 VISITS/WEEK ON NONCONSECUTIVE DAYS FOR A TOTAL OF 0.2 HOUR/WEEK. THERE SHALL BE NO MORE THAN 5 DAYS BETWEEN THE LAST VISIT IN ONE WEEK AND THE FIRST VISIT IN THE NEXT WEEK. | N | Y | ASTATULA BAPTIST CHURCH | 13239 FLORIDA AVE. |  | ASTATULA | FL | 34705 |  | 3527422221 |  | TRAVIS LANE | ASTATULA BAPTIST CHURCH | P O BOX 141 |  | ASTATULA | FL | 34705 | 141 | 3527422221 |  | OTHER | 25 | 4963 | 2 | 2009-03-23 | 2021-02-10 | NTNC | 100
3 | LAKE | CD | spiritlifechurch@centurylink.net | 3354847 | NONCOMMUNITY | CHLORINATION; AERATION FOR REMOVAL OF ANY SECONDARY CONTAMINANT, SULFIDE, OR ANY UNREGULATED CONTAMINANT; CORROSION CONTROL INHIBITOR ADDITION; HYPOCHLORINATION; IRON OR MANGANESE SEQUESTRATION; OR ULTRAVIOLET RADIATION. THE LEAD/CHIEF OPERATOR MUST BE CLASS D OR HIGHER. 50,000 GPD UP TO 0.25 MGD-STAFFING BY CLASS D OR HIGHER OPERATOR: 3 VISITS/WEEK ON NONCONSECUTIVE DAYS FOR A TOTAL OF 0.3 HOUR/WEEK. LESS THAN 50,000 GPD-STAFFING BY A CLASS D OR HIGHER OPERATOR: 2 VISITS/WEEK ON NONCONSECUTIVE DAYS FOR A TOTAL OF 0.2 HOUR/WEEK. THERE SHALL BE NO MORE THAN 5 DAYS BETWEEN THE LAST VISIT IN ONE WEEK AND THE FIRST VISIT IN THE NEXT WEEK. | N | Y | SPIRIT LIFE CHURCH | 18620 CR-455 |  | FERNDALE | FL | 34729 |  | 3212997693 |  |  | REV. MICHAEL ADAMS | 18620 CR 455 |  | FERNDALE | FL | 34729 |  | 3212997693 |  | OTHER | 25 | 6480 | 2 | 2018-07-25 | 2018-06-29 | NC01 | 50
3 | LAKE | CD | bbleakney@titanamerica.com | 3354849 | NONTRANSIENT NONCOMMUNITY | CHLORINATION; AERATION FOR REMOVAL OF ANY SECONDARY CONTAMINANT, SULFIDE, OR ANY UNREGULATED CONTAMINANT; CORROSION CONTROL INHIBITOR ADDITION; HYPOCHLORINATION; IRON OR MANGANESE SEQUESTRATION; OR ULTRAVIOLET RADIATION. THE LEAD/CHIEF OPERATOR MUST BE CLASS D OR HIGHER. 50,000 GPD UP TO 0.25 MGD-STAFFING BY CLASS D OR HIGHER OPERATOR: 3 VISITS/WEEK ON NONCONSECUTIVE DAYS FOR A TOTAL OF 0.3 HOUR/WEEK. LESS THAN 50,000 GPD-STAFFING BY A CLASS D OR HIGHER OPERATOR: 2 VISITS/WEEK ON NONCONSECUTIVE DAYS FOR A TOTAL OF 0.2 HOUR/WEEK. THERE SHALL BE NO MORE THAN 5 DAYS BETWEEN THE LAST VISIT IN ONE WEEK AND THE FIRST VISIT IN THE NEXT WEEK. | N | Y | SILVER SAND COMPANY | 16375 HARTWOOD MARSH ROAD |  | CLERMONT | FL | 34711 |  | 4076563313 |  | JEREMY THOMPSON | JEREMY THOMPSON | 16375 HARTWOOD MARSH RD |  | CLERMONT | FL | 34711 |  | 4076563313 |  | INVESTOR | 40 | 30000 | 1 | 2009-07-20 | 2020-07-31 | NTNC | 100
3 | LAKE | CD | sunitawadhwa1971@aol.com | 3354851 | NONCOMMUNITY | CHLORINATION; AERATION FOR REMOVAL OF ANY SECONDARY CONTAMINANT, SULFIDE, OR ANY UNREGULATED CONTAMINANT; CORROSION CONTROL INHIBITOR ADDITION; HYPOCHLORINATION; IRON OR MANGANESE SEQUESTRATION; OR ULTRAVIOLET RADIATION. THE LEAD/CHIEF OPERATOR MUST BE CLASS D OR HIGHER. 50,000 GPD UP TO 0.25 MGD-STAFFING BY CLASS D OR HIGHER OPERATOR: 3 VISITS/WEEK ON NONCONSECUTIVE DAYS FOR A TOTAL OF 0.3 HOUR/WEEK. LESS THAN 50,000 GPD-STAFFING BY A CLASS D OR HIGHER OPERATOR: 2 VISITS/WEEK ON NONCONSECUTIVE DAYS FOR A TOTAL OF 0.2 HOUR/WEEK. THERE SHALL BE NO MORE THAN 5 DAYS BETWEEN THE LAST VISIT IN ONE WEEK AND THE FIRST VISIT IN THE NEXT WEEK. | N | Y | ALTOONA DISCOUNT FOOD STORE | 42409 SR 19 |  | ALTOONA | FL | 32702 | 9517 | 3526698633 |  | JIT WADHWA | JIT WADHWA | 42409 SR 19 |  | ALTOONA | FL | 32702 |  | 3524559546 |  | INVESTOR | 25 | 14400 | 2 | 2017-08-24 | 2017-07-26 | NC01 | 50
3 | LAKE | CD | paisleymethodist@yahoo.com | 3354857 | NONCOMMUNITY | CHLORINATION; AERATION FOR REMOVAL OF ANY SECONDARY CONTAMINANT, SULFIDE, OR ANY UNREGULATED CONTAMINANT; CORROSION CONTROL INHIBITOR ADDITION; HYPOCHLORINATION; IRON OR MANGANESE SEQUESTRATION; OR ULTRAVIOLET RADIATION. THE LEAD/CHIEF OPERATOR MUST BE CLASS D OR HIGHER. 50,000 GPD UP TO 0.25 MGD-STAFFING BY CLASS D OR HIGHER OPERATOR: 3 VISITS/WEEK ON NONCONSECUTIVE DAYS FOR A TOTAL OF 0.3 HOUR/WEEK. LESS THAN 50,000 GPD-STAFFING BY A CLASS D OR HIGHER OPERATOR: 2 VISITS/WEEK ON NONCONSECUTIVE DAYS FOR A TOTAL OF 0.2 HOUR/WEEK. THERE SHALL BE NO MORE THAN 5 DAYS BETWEEN THE LAST VISIT IN ONE WEEK AND THE FIRST VISIT IN THE NEXT WEEK. | N | Y | PAISLEY UNITED METHODIST CHURCH | 24980 CR 42 |  | PAISLEY | FL | 32767 |  | 3524553883 |  | JIM SMITH | PAISLEY UNITED METHODIST CHURCH | P O BOX 96 |  | PAISLEY | FL | 32767 | 96 | 3527710248 |  | OTHER | 25 | 10000 | 2 | 2017-09-18 | 2017-07-26 | NC01 | 50
3 | LAKE | CD | none | 3354861 | NONCOMMUNITY | CHLORINATION; AERATION FOR REMOVAL OF ANY SECONDARY CONTAMINANT, SULFIDE, OR ANY UNREGULATED CONTAMINANT; CORROSION CONTROL INHIBITOR ADDITION; HYPOCHLORINATION; IRON OR MANGANESE SEQUESTRATION; OR ULTRAVIOLET RADIATION. THE LEAD/CHIEF OPERATOR MUST BE CLASS D OR HIGHER. 50,000 GPD UP TO 0.25 MGD-STAFFING BY CLASS D OR HIGHER OPERATOR: 3 VISITS/WEEK ON NONCONSECUTIVE DAYS FOR A TOTAL OF 0.3 HOUR/WEEK. LESS THAN 50,000 GPD-STAFFING BY A CLASS D OR HIGHER OPERATOR: 2 VISITS/WEEK ON NONCONSECUTIVE DAYS FOR A TOTAL OF 0.2 HOUR/WEEK. THERE SHALL BE NO MORE THAN 5 DAYS BETWEEN THE LAST VISIT IN ONE WEEK AND THE FIRST VISIT IN THE NEXT WEEK. | N | Y | DEWAR FLORAL, LLC | 3050 BRITT RD |  | MT DORA | FL | 32757 |  | 3523834300 |  | TERRELL NEW | WILLIAM E DEWAR | 625 W. KEENE ROAD |  | APOPKA | FL | 32703 |  | 4078861188 |  | INVESTOR | 25 | 61200 | 10 | 2016-11-28 | 2020-12-18 | NC01 | 50
3 | LAKE | CD | none | 3354865 | NONCOMMUNITY | CHLORINATION; AERATION FOR REMOVAL OF ANY SECONDARY CONTAMINANT, SULFIDE, OR ANY UNREGULATED CONTAMINANT; CORROSION CONTROL INHIBITOR ADDITION; HYPOCHLORINATION; IRON OR MANGANESE SEQUESTRATION; OR ULTRAVIOLET RADIATION. THE LEAD/CHIEF OPERATOR MUST BE CLASS D OR HIGHER. 50,000 GPD UP TO 0.25 MGD-STAFFING BY CLASS D OR HIGHER OPERATOR: 3 VISITS/WEEK ON NONCONSECUTIVE DAYS FOR A TOTAL OF 0.3 HOUR/WEEK. LESS THAN 50,000 GPD-STAFFING BY A CLASS D OR HIGHER OPERATOR: 2 VISITS/WEEK ON NONCONSECUTIVE DAYS FOR A TOTAL OF 0.2 HOUR/WEEK. THERE SHALL BE NO MORE THAN 5 DAYS BETWEEN THE LAST VISIT IN ONE WEEK AND THE FIRST VISIT IN THE NEXT WEEK. | N | Y | TUSCANOOGA BAPTIST CHURCH | 18609 TUSCANOOGA RD. |  | GROVELAND | FL | 34736 |  | 3524293230 |  | CHUCK CHAPMAN | TUSCANOOGA BAPTIST CHURCH | PO BOX 725 |  | GROVELAND | FL | 34736 | 725 | 3524293230 |  | OTHER | 25 | 6480 | 1 | 2016-04-29 | 2020-03-05 | NC01 | 50
3 | LAKE | CD | MDELACRUZ@GOVMSERV.COM | 3354867 | COMMUNITY | CHLORINATION; AERATION FOR REMOVAL OF ANY SECONDARY CONTAMINANT, SULFIDE, OR ANY UNREGULATED CONTAMINANT; CORROSION CONTROL INHIBITOR ADDITION; HYPOCHLORINATION; IRON OR MANGANESE SEQUESTRATION; OR ULTRAVIOLET RADIATION. THE LEAD/CHIEF OPERATOR MUST BE CLASS C OR HIGHER. 5.0 MGD AND ABOVE-STAFFING BY CLASS C OR HIGHER OPERATOR: 6 HOURS/DAY FOR 5 DAYS/WEEK AND ONE VISIT ON EACH WEEKEND DAY. 3.0 MGD UP TO 5.0 MGD-STAFFING BY CLASS C OR HIGHER OPERATOR: 1 HOUR/DAY FOR 5 DAYS/WEEK AND ONE VISIT ON EACH WEEKEND DAY. 0.25 MGD UP TO 3.0 MGD-STAFFING BY CLASS C OR HIGHER OPERATOR: 5 VISITS/WEEK AND ONE VISIT EACH WEEKEND FOR A TOTAL OF 0.6 HOUR/WEEK. | N | Y | QUAIL RIDGE | 33713 QUAIL RIDGE CIRCLE |  | EUSTIS | FL | 32726 |  | 4076296900 |  | WILLIAM FONTAINE | SAM CAIN | 280 WEKIVA SPRINGS RD | SUITE 2070 | LONGWOOD | FL | 32779 |  | 4076296900 |  | INVESTOR/LICENSED PUBLIC UTILITIES | 240 | 468000 | 96 | 2099-08-24 | 2019-12-13 | DC04 | 1000
3 | LAKE | CD | Bob@jonsnursery.com | 3354868 | NONTRANSIENT NONCOMMUNITY | CHLORINATION; AERATION FOR REMOVAL OF ANY SECONDARY CONTAMINANT, SULFIDE, OR ANY UNREGULATED CONTAMINANT; CORROSION CONTROL INHIBITOR ADDITION; HYPOCHLORINATION; IRON OR MANGANESE SEQUESTRATION; OR ULTRAVIOLET RADIATION. THE LEAD/CHIEF OPERATOR MUST BE CLASS D OR HIGHER. 50,000 GPD UP TO 0.25 MGD-STAFFING BY CLASS D OR HIGHER OPERATOR: 3 VISITS/WEEK ON NONCONSECUTIVE DAYS FOR A TOTAL OF 0.3 HOUR/WEEK. LESS THAN 50,000 GPD-STAFFING BY A CLASS D OR HIGHER OPERATOR: 2 VISITS/WEEK ON NONCONSECUTIVE DAYS FOR A TOTAL OF 0.2 HOUR/WEEK. THERE SHALL BE NO MORE THAN 5 DAYS BETWEEN THE LAST VISIT IN ONE WEEK AND THE FIRST VISIT IN THE NEXT WEEK. | N | Y | JON'S NURSERY, INC. | 24546 NURSERY WAY |  | EUSTIS | FL | 32736 |  | 3523574289 | 215 | BILL BODNARUK | JON'S NURSERY, INC. | 24546 NURSERY WAY |  | EUSTIS | FL | 32736 |  | 3523574289 |  | INVESTOR | 100 | 25200 | 6 | 2012-03-14 | 2021-01-27 | NTNC | 100
3 | LAKE | CD | al.purvis@leesburgflorida.gov | 3354869 | COMMUNITY | CHLORINATION; AERATION FOR REMOVAL OF ANY SECONDARY CONTAMINANT, SULFIDE, OR ANY UNREGULATED CONTAMINANT; CORROSION CONTROL INHIBITOR ADDITION; HYPOCHLORINATION; IRON OR MANGANESE SEQUESTRATION; OR ULTRAVIOLET RADIATION. THE LEAD/CHIEF OPERATOR MUST BE CLASS C OR HIGHER. 5.0 MGD AND ABOVE-STAFFING BY CLASS C OR HIGHER OPERATOR: 6 HOURS/DAY FOR 5 DAYS/WEEK AND ONE VISIT ON EACH WEEKEND DAY. 3.0 MGD UP TO 5.0 MGD-STAFFING BY CLASS C OR HIGHER OPERATOR: 1 HOUR/DAY FOR 5 DAYS/WEEK AND ONE VISIT ON EACH WEEKEND DAY. 0.25 MGD UP TO 3.0 MGD-STAFFING BY CLASS C OR HIGHER OPERATOR: 5 VISITS/WEEK AND ONE VISIT EACH WEEKEND FOR A TOTAL OF 0.6 HOUR/WEEK. | N | Y | LEESBURG/HIGHLAND LAKES | 26800 CASH COURT |  | LEESBURG | FL | 34748 |  | 3527289843 |  | Al Purvis | AL PURVIS | 26800 CASH COURT |  | LEESBURG | FL | 34748 |  | 3527289843 |  | MUNICIPALITY | 2446 | 3380000 | 1223 | 2012-08-29 | 2019-01-11 | DC03 | 2000
3 | LAKE | CD | none | 3354870 | NONTRANSIENT NONCOMMUNITY | CHLORINATION; AERATION FOR REMOVAL OF ANY SECONDARY CONTAMINANT, SULFIDE, OR ANY UNREGULATED CONTAMINANT; CORROSION CONTROL INHIBITOR ADDITION; HYPOCHLORINATION; IRON OR MANGANESE SEQUESTRATION; OR ULTRAVIOLET RADIATION. THE LEAD/CHIEF OPERATOR MUST BE CLASS C OR HIGHER. 5.0 MGD AND ABOVE-STAFFING BY CLASS C OR HIGHER OPERATOR: 6 HOURS/DAY FOR 5 DAYS/WEEK AND ONE VISIT ON EACH WEEKEND DAY. 3.0 MGD UP TO 5.0 MGD-STAFFING BY CLASS C OR HIGHER OPERATOR: 1 HOUR/DAY FOR 5 DAYS/WEEK AND ONE VISIT ON EACH WEEKEND DAY. 0.25 MGD UP TO 3.0 MGD-STAFFING BY CLASS C OR HIGHER OPERATOR: 5 VISITS/WEEK AND ONE VISIT EACH WEEKEND FOR A TOTAL OF 0.6 HOUR/WEEK. | N | Y | COVANTA LAKE INC | 3830 ROGERS INDUSTRIAL PARK ROAD |  | OKAHUMPKA | FL | 34762 |  | 3523651611 |  | JAMIE ROCCO | TOMMY ROBERTSON | 3830 ROGERS INDUSTRIAL PARK RD |  | OKAHUMPKA | FL | 34762 |  | 3523651611 | 228 | INVESTOR | 35 | 324000 | 1 | 2018-12-26 | 2018-12-10 | NTNC | 100
3 | LAKE | CD |  | 3354877 | COMMUNITY | CHLORINATION; AERATION FOR REMOVAL OF ANY SECONDARY CONTAMINANT, SULFIDE, OR ANY UNREGULATED CONTAMINANT; CORROSION CONTROL INHIBITOR ADDITION; HYPOCHLORINATION; IRON OR MANGANESE SEQUESTRATION; OR ULTRAVIOLET RADIATION. THE LEAD/CHIEF OPERATOR MUST BE CLASS C OR HIGHER. 5.0 MGD AND ABOVE-STAFFING BY CLASS C OR HIGHER OPERATOR: 6 HOURS/DAY FOR 5 DAYS/WEEK AND ONE VISIT ON EACH WEEKEND DAY. 3.0 MGD UP TO 5.0 MGD-STAFFING BY CLASS C OR HIGHER OPERATOR: 1 HOUR/DAY FOR 5 DAYS/WEEK AND ONE VISIT ON EACH WEEKEND DAY. 0.25 MGD UP TO 3.0 MGD-STAFFING BY CLASS C OR HIGHER OPERATOR: 5 VISITS/WEEK AND ONE VISIT EACH WEEKEND FOR A TOTAL OF 0.6 HOUR/WEEK. | N | Y | PALISADES COUNTRY CLUB | 16933 JALARMY ROAD |  | CLERMONT | FL | 34711 |  | 3524290227 |  | CRAIG RAINES | CRAIG RAINES | 156 S LAKE AVE |  | GROVELAND | FL | 34736 | 2597 | 3525847228 | 17 | INVESTOR/LICENSED PUBLIC UTILITIES | 1967 | 0 | 562 | 2020-12-02 | 2021-06-03 | DC06 | 100
3 | LAKE | CD | PCFLYNN@UIWATER.COM | 3354881 | COMMUNITY | CHLORINATION; AERATION FOR REMOVAL OF ANY SECONDARY CONTAMINANT, SULFIDE, OR ANY UNREGULATED CONTAMINANT; CORROSION CONTROL INHIBITOR ADDITION; HYPOCHLORINATION; IRON OR MANGANESE SEQUESTRATION; OR ULTRAVIOLET RADIATION. THE LEAD/CHIEF OPERATOR MUST BE CLASS C OR HIGHER. 5.0 MGD AND ABOVE-STAFFING BY CLASS C OR HIGHER OPERATOR: 6 HOURS/DAY FOR 5 DAYS/WEEK AND ONE VISIT ON EACH WEEKEND DAY. 3.0 MGD UP TO 5.0 MGD-STAFFING BY CLASS C OR HIGHER OPERATOR: 1 HOUR/DAY FOR 5 DAYS/WEEK AND ONE VISIT ON EACH WEEKEND DAY. 0.25 MGD UP TO 3.0 MGD-STAFFING BY CLASS C OR HIGHER OPERATOR: 5 VISITS/WEEK AND ONE VISIT EACH WEEKEND FOR A TOTAL OF 0.6 HOUR/WEEK. | N | Y | LAKE UTILITY SERVICES INC SOUTH | 2425 U.S. HWY 27 |  | CLERMONT | FL | 34714 |  | 4078691919 |  | BRYAN GONGRE | GARY RUDKIN | 200 WEATHERSFIELD AVE |  | ALTAMONTE SPRINGS | FL | 32714 | 4027 | 4077745078 |  | INVESTOR | 13198 | 6000000 | 3771 | 2014-07-03 | 2021-08-16 | DC02 | 4000
3 | LAKE | CD | PCFLYNN@UIWATER.COM | 3354883 | COMMUNITY | CHLORINATION; AERATION FOR REMOVAL OF ANY SECONDARY CONTAMINANT, SULFIDE, OR ANY UNREGULATED CONTAMINANT; CORROSION CONTROL INHIBITOR ADDITION; HYPOCHLORINATION; IRON OR MANGANESE SEQUESTRATION; OR ULTRAVIOLET RADIATION. THE LEAD/CHIEF OPERATOR MUST BE CLASS C OR HIGHER. 5.0 MGD AND ABOVE-STAFFING BY CLASS C OR HIGHER OPERATOR: 6 HOURS/DAY FOR 5 DAYS/WEEK AND ONE VISIT ON EACH WEEKEND DAY. 3.0 MGD UP TO 5.0 MGD-STAFFING BY CLASS C OR HIGHER OPERATOR: 1 HOUR/DAY FOR 5 DAYS/WEEK AND ONE VISIT ON EACH WEEKEND DAY. 0.25 MGD UP TO 3.0 MGD-STAFFING BY CLASS C OR HIGHER OPERATOR: 5 VISITS/WEEK AND ONE VISIT EACH WEEKEND FOR A TOTAL OF 0.6 HOUR/WEEK. | N | Y | LAKE UTILITY SERVICES INC NORTH (8 WPS) | 2425 US HIGHWAY 27 |  | CLERMONT | FL | 34714 |  | 4078691919 |  | BRYAN GONGRE | UTILITIES INC OF FLORIDA | 200 WEATHERSFIELD AVE |  | ALTAMONTE SPRINGS | FL | 32714 |  | 4077745078 |  | INVESTOR/LICENSED PUBLIC UTILITIES | 20839 | 7380000 | 6629 | 2014-09-24 | 2021-08-16 | DC02 | 4000
3 | LAKE | CD | scain@govmserv.com | 3354886 | COMMUNITY | NO TREATMENT--CONSECUTIVE SYSTEMS ONLY | N | Y | HOLIDAY HAVEN (CONSEC.) | CNR OF FERN & DEER CREEK RD |  | ASTOR | FL | 32102 |  | 4076296900 |  | WILLIAM FONTAINE | SAM CAIN | 280 WEKIVA SPRINGS RD | SUITE 2070 | LONGWOOD | FL | 32779 |  | 4076296900 |  | INVESTOR | 295 | 1 | 126 | 2099-09-24 | 2020-12-18 | PC01 | 50
3 | LAKE | CD |  | 3354889 | NONCOMMUNITY | CHLORINATION; AERATION FOR REMOVAL OF ANY SECONDARY CONTAMINANT, SULFIDE, OR ANY UNREGULATED CONTAMINANT; CORROSION CONTROL INHIBITOR ADDITION; HYPOCHLORINATION; IRON OR MANGANESE SEQUESTRATION; OR ULTRAVIOLET RADIATION. THE LEAD/CHIEF OPERATOR MUST BE CLASS D OR HIGHER. 50,000 GPD UP TO 0.25 MGD-STAFFING BY CLASS D OR HIGHER OPERATOR: 3 VISITS/WEEK ON NONCONSECUTIVE DAYS FOR A TOTAL OF 0.3 HOUR/WEEK. LESS THAN 50,000 GPD-STAFFING BY A CLASS D OR HIGHER OPERATOR: 2 VISITS/WEEK ON NONCONSECUTIVE DAYS FOR A TOTAL OF 0.2 HOUR/WEEK. THERE SHALL BE NO MORE THAN 5 DAYS BETWEEN THE LAST VISIT IN ONE WEEK AND THE FIRST VISIT IN THE NEXT WEEK. | N | Y | SWISS VACATION HOUSES LLC | 13114 SKIING PARADISE BLVD |  | CLERMONT | FL | 34711 |  | 3524292178 |  | JOHN CROCKER | HANNS SCHINDLER | 13114 SKIING PARADISE BLVD |  | CLERMONT | FL | 34711 |  | 3525574811 |  | INVESTOR | 25 | 2500 | 3 | 2011-11-15 | 2020-07-31 | NC01 | 50
3 | LAKE | CD | JMICKETT@FS.FED.US | 3354900 | NONCOMMUNITY | CHLORINATION; AERATION FOR REMOVAL OF ANY SECONDARY CONTAMINANT, SULFIDE, OR ANY UNREGULATED CONTAMINANT; CORROSION CONTROL INHIBITOR ADDITION; HYPOCHLORINATION; IRON OR MANGANESE SEQUESTRATION; OR ULTRAVIOLET RADIATION. THE LEAD/CHIEF OPERATOR MUST BE CLASS D OR HIGHER. 50,000 GPD UP TO 0.25 MGD-STAFFING BY CLASS D OR HIGHER OPERATOR: 3 VISITS/WEEK ON NONCONSECUTIVE DAYS FOR A TOTAL OF 0.3 HOUR/WEEK. LESS THAN 50,000 GPD-STAFFING BY A CLASS D OR HIGHER OPERATOR: 2 VISITS/WEEK ON NONCONSECUTIVE DAYS FOR A TOTAL OF 0.2 HOUR/WEEK. THERE SHALL BE NO MORE THAN 5 DAYS BETWEEN THE LAST VISIT IN ONE WEEK AND THE FIRST VISIT IN THE NEXT WEEK. | N | Y | USDA/PITTMAN WORK CENTER | 45621 SR 19 |  | ALTOONA | FL | 32702 |  | 3526252520 | 2509 | JONATHAN MICKETT | LISA MERRITT | 17147 E FL-40 |  | SILVER SPRINGS | FL | 34488 |  | 3526252520 | 2509 | FEDERAL | 25 | 32000 | 5 | 2012-10-31 | 2017-07-26 | NC01 | 50
3 | LAKE | CD | JMICKETT@FS.FED.US | 3354901 | NONCOMMUNITY | CHLORINATION; AERATION FOR REMOVAL OF ANY SECONDARY CONTAMINANT, SULFIDE, OR ANY UNREGULATED CONTAMINANT; CORROSION CONTROL INHIBITOR ADDITION; HYPOCHLORINATION; IRON OR MANGANESE SEQUESTRATION; OR ULTRAVIOLET RADIATION. THE LEAD/CHIEF OPERATOR MUST BE CLASS D OR HIGHER. 50,000 GPD UP TO 0.25 MGD-STAFFING BY CLASS D OR HIGHER OPERATOR: 3 VISITS/WEEK ON NONCONSECUTIVE DAYS FOR A TOTAL OF 0.3 HOUR/WEEK. LESS THAN 50,000 GPD-STAFFING BY A CLASS D OR HIGHER OPERATOR: 2 VISITS/WEEK ON NONCONSECUTIVE DAYS FOR A TOTAL OF 0.2 HOUR/WEEK. THERE SHALL BE NO MORE THAN 5 DAYS BETWEEN THE LAST VISIT IN ONE WEEK AND THE FIRST VISIT IN THE NEXT WEEK. | N | Y | USDA/RIVER FOREST | 45700 RIVER FOREST BLVD |  | DELAND | FL | 32720 |  | 3526252520 | 2509 | JONATHAN MICKETT | JONATHAN MICKETT | 18634 NFS 24 ROAD |  | ALTOONA | FL | 32702 |  | 3527592577 | 5606 | FEDERAL | 25 | 10000 | 3 | 2012-10-31 | 2017-07-26 | NC01 | 50
3 | LAKE | CD |  | 3354902 | NONTRANSIENT NONCOMMUNITY | CHLORINATION; AERATION FOR REMOVAL OF ANY SECONDARY CONTAMINANT, SULFIDE, OR ANY UNREGULATED CONTAMINANT; CORROSION CONTROL INHIBITOR ADDITION; HYPOCHLORINATION; IRON OR MANGANESE SEQUESTRATION; OR ULTRAVIOLET RADIATION. THE LEAD/CHIEF OPERATOR MUST BE CLASS D OR HIGHER. 50,000 GPD UP TO 0.25 MGD-STAFFING BY CLASS D OR HIGHER OPERATOR: 3 VISITS/WEEK ON NONCONSECUTIVE DAYS FOR A TOTAL OF 0.3 HOUR/WEEK. LESS THAN 50,000 GPD-STAFFING BY A CLASS D OR HIGHER OPERATOR: 2 VISITS/WEEK ON NONCONSECUTIVE DAYS FOR A TOTAL OF 0.2 HOUR/WEEK. THERE SHALL BE NO MORE THAN 5 DAYS BETWEEN THE LAST VISIT IN ONE WEEK AND THE FIRST VISIT IN THE NEXT WEEK. | N | Y | SPRING CREEK CHARTER SCHOOL | 44440 SPRING CREEK ROAD |  | PAISLEY | FL | 32767 |  | 3522536726 |  |  | CALVIN WINGO | 220 N CENTRAL AVE |  | UMATILLA | FL | 32778 |  | 3522536726 |  | COUNTY | 640 | 144000 | 9 | 2014-04-10 | 2020-02-25 | NTNC | 100
3 | LAKE | CD | none | 3354904 | NONTRANSIENT NONCOMMUNITY | CHLORINATION; AERATION FOR REMOVAL OF ANY SECONDARY CONTAMINANT, SULFIDE, OR ANY UNREGULATED CONTAMINANT; CORROSION CONTROL INHIBITOR ADDITION; HYPOCHLORINATION; IRON OR MANGANESE SEQUESTRATION; OR ULTRAVIOLET RADIATION. THE LEAD/CHIEF OPERATOR MUST BE CLASS D OR HIGHER. 50,000 GPD UP TO 0.25 MGD-STAFFING BY CLASS D OR HIGHER OPERATOR: 3 VISITS/WEEK ON NONCONSECUTIVE DAYS FOR A TOTAL OF 0.3 HOUR/WEEK. LESS THAN 50,000 GPD-STAFFING BY A CLASS D OR HIGHER OPERATOR: 2 VISITS/WEEK ON NONCONSECUTIVE DAYS FOR A TOTAL OF 0.2 HOUR/WEEK. THERE SHALL BE NO MORE THAN 5 DAYS BETWEEN THE LAST VISIT IN ONE WEEK AND THE FIRST VISIT IN THE NEXT WEEK. | N | Y | MACK CONCRETE INDUSTRIES | 23902 CR 561 |  | ASTATULA | FL | 34705 |  | 3527422333 |  | MARVIN LAMP | MACK CONCRETE INDUSTRIES | P O BOX 157 |  | ASTATULA | FL | 34705 | 157 | 3527422333 |  | INVESTOR | 55 | 14400 | 3 | 2017-06-01 | 2020-01-16 | NTNC | 100
3 | LAKE | CD | SANDRA.MOTYKA@NORTHLANDLAKECOUNTY.COM | 3354907 | NONCOMMUNITY | CHLORINATION; AERATION FOR REMOVAL OF ANY SECONDARY CONTAMINANT, SULFIDE, OR ANY UNREGULATED CONTAMINANT; CORROSION CONTROL INHIBITOR ADDITION; HYPOCHLORINATION; IRON OR MANGANESE SEQUESTRATION; OR ULTRAVIOLET RADIATION. THE LEAD/CHIEF OPERATOR MUST BE CLASS D OR HIGHER. 50,000 GPD UP TO 0.25 MGD-STAFFING BY CLASS D OR HIGHER OPERATOR: 3 VISITS/WEEK ON NONCONSECUTIVE DAYS FOR A TOTAL OF 0.3 HOUR/WEEK. LESS THAN 50,000 GPD-STAFFING BY A CLASS D OR HIGHER OPERATOR: 2 VISITS/WEEK ON NONCONSECUTIVE DAYS FOR A TOTAL OF 0.2 HOUR/WEEK. THERE SHALL BE NO MORE THAN 5 DAYS BETWEEN THE LAST VISIT IN ONE WEEK AND THE FIRST VISIT IN THE NEXT WEEK. | N | Y | GRACE CITY CHURCH | 32441 COUNTY ROAD 437 |  | SORRENTO | FL | 32776 | 8133 | 3523088787 |  | SANDRA MOTYKA | SANDRA MOTYKA | 32441 N CR 437 |  | SORRENTO | FL | 32776 |  | 3523088787 |  | OTHER | 25 | 17280 | 2 | 2014-06-11 | 2020-10-21 | NC01 | 50
3 | LAKE | CD | FBCPINELAKES@GMAIL.COM | 3354914 | NONCOMMUNITY | CHLORINATION; AERATION FOR REMOVAL OF ANY SECONDARY CONTAMINANT, SULFIDE, OR ANY UNREGULATED CONTAMINANT; CORROSION CONTROL INHIBITOR ADDITION; HYPOCHLORINATION; IRON OR MANGANESE SEQUESTRATION; OR ULTRAVIOLET RADIATION. THE LEAD/CHIEF OPERATOR MUST BE CLASS D OR HIGHER. 50,000 GPD UP TO 0.25 MGD-STAFFING BY CLASS D OR HIGHER OPERATOR: 3 VISITS/WEEK ON NONCONSECUTIVE DAYS FOR A TOTAL OF 0.3 HOUR/WEEK. LESS THAN 50,000 GPD-STAFFING BY A CLASS D OR HIGHER OPERATOR: 2 VISITS/WEEK ON NONCONSECUTIVE DAYS FOR A TOTAL OF 0.2 HOUR/WEEK. THERE SHALL BE NO MORE THAN 5 DAYS BETWEEN THE LAST VISIT IN ONE WEEK AND THE FIRST VISIT IN THE NEXT WEEK. | N | Y | FIRST BAPTIST CHURCH OF PINE LAKES | 31932 HUFF RD |  | PINE LAKES | FL | 32736 |  | 3525897700 |  | PATRICIA BROOKS | CATHY PARADEE | 31932 HUFF RD |  | EUSTIS | FL | 32736 |  | 3525897700 |  | OTHER | 25 | 39600 | 1 | 2012-05-25 | 2017-07-26 | NC01 | 50
3 | LAKE | CD | no email | 3354915 | NONCOMMUNITY | CHLORINATION; AERATION FOR REMOVAL OF ANY SECONDARY CONTAMINANT, SULFIDE, OR ANY UNREGULATED CONTAMINANT; CORROSION CONTROL INHIBITOR ADDITION; HYPOCHLORINATION; IRON OR MANGANESE SEQUESTRATION; OR ULTRAVIOLET RADIATION. THE LEAD/CHIEF OPERATOR MUST BE CLASS D OR HIGHER. 50,000 GPD UP TO 0.25 MGD-STAFFING BY CLASS D OR HIGHER OPERATOR: 3 VISITS/WEEK ON NONCONSECUTIVE DAYS FOR A TOTAL OF 0.3 HOUR/WEEK. LESS THAN 50,000 GPD-STAFFING BY A CLASS D OR HIGHER OPERATOR: 2 VISITS/WEEK ON NONCONSECUTIVE DAYS FOR A TOTAL OF 0.2 HOUR/WEEK. THERE SHALL BE NO MORE THAN 5 DAYS BETWEEN THE LAST VISIT IN ONE WEEK AND THE FIRST VISIT IN THE NEXT WEEK. | N | Y | CLERMONT JEHOVAH'S WITNESSES | 12205 N. CITRUS GROVE BLVD |  | CLERMONT | FL | 34715 |  |  |  | MIKE REED | MIKE REED | 12205 N. CITRUS GROVE BLVD |  | CLERMONT | FL | 34715 |  | 3212706169 |  | INVESTOR | 25 | 54000 | 1 | 2018-07-03 | 2018-06-29 | NC01 | 50
3 | LAKE | CD | none | 3354916 | COMMUNITY | CHLORINATION; AERATION FOR REMOVAL OF ANY SECONDARY CONTAMINANT, SULFIDE, OR ANY UNREGULATED CONTAMINANT; CORROSION CONTROL INHIBITOR ADDITION; HYPOCHLORINATION; IRON OR MANGANESE SEQUESTRATION; OR ULTRAVIOLET RADIATION. THE LEAD/CHIEF OPERATOR MUST BE CLASS C OR HIGHER. 5.0 MGD AND ABOVE-STAFFING BY CLASS C OR HIGHER OPERATOR: 6 HOURS/DAY FOR 5 DAYS/WEEK AND ONE VISIT ON EACH WEEKEND DAY. 3.0 MGD UP TO 5.0 MGD-STAFFING BY CLASS C OR HIGHER OPERATOR: 1 HOUR/DAY FOR 5 DAYS/WEEK AND ONE VISIT ON EACH WEEKEND DAY. 0.25 MGD UP TO 3.0 MGD-STAFFING BY CLASS C OR HIGHER OPERATOR: 5 VISITS/WEEK AND ONE VISIT EACH WEEKEND FOR A TOTAL OF 0.6 HOUR/WEEK. | N | Y | SOUTHLAKE UTILITIES | 930 US HWY 27 |  | CLERMONT | FL | 34711 |  | 3523948898 |  | RANDALL W CORBIN | JEFF CAGAN | 16554 CAGAN CROSSINGS BLVD. | STE 2 | CLERMONT | FL | 34714 |  | 3522422444 |  | INVESTOR | 8300 | 2916000 | 2270 | 2018-07-17 | 2020-11-19 | DC03 | 2000
3 | LAKE | CD | wallace.holdstein@navy.mil | 3354918 | NONCOMMUNITY | CHLORINATION; AERATION FOR REMOVAL OF ANY SECONDARY CONTAMINANT, SULFIDE, OR ANY UNREGULATED CONTAMINANT; CORROSION CONTROL INHIBITOR ADDITION; HYPOCHLORINATION; IRON OR MANGANESE SEQUESTRATION; OR ULTRAVIOLET RADIATION. THE LEAD/CHIEF OPERATOR MUST BE CLASS D OR HIGHER. 50,000 GPD UP TO 0.25 MGD-STAFFING BY CLASS D OR HIGHER OPERATOR: 3 VISITS/WEEK ON NONCONSECUTIVE DAYS FOR A TOTAL OF 0.3 HOUR/WEEK. LESS THAN 50,000 GPD-STAFFING BY A CLASS D OR HIGHER OPERATOR: 2 VISITS/WEEK ON NONCONSECUTIVE DAYS FOR A TOTAL OF 0.2 HOUR/WEEK. THERE SHALL BE NO MORE THAN 5 DAYS BETWEEN THE LAST VISIT IN ONE WEEK AND THE FIRST VISIT IN THE NEXT WEEK. | N | Y | CENTROID ELECTRONIC WARFARE RG | 18510 NFS 524 |  | ALTOONA | FL | 32702 |  | 9045426893 |  | JAY CADDY | GERALD (JAY) CADDY | PO BOX 5 BLDG 27 |  | JACKSONVILLE | FL | 32212 | 72 | 9045426440 |  | FEDERAL | 25 | 15120 | 6 | 2011-11-09 | 2017-11-29 | NC01 | 50
3 | LAKE | CD | FACILITIESCOMPLIANCE@THEPANTRY.COM | 3354920 | NONCOMMUNITY | CHLORINATION; AERATION FOR REMOVAL OF ANY SECONDARY CONTAMINANT, SULFIDE, OR ANY UNREGULATED CONTAMINANT; CORROSION CONTROL INHIBITOR ADDITION; HYPOCHLORINATION; IRON OR MANGANESE SEQUESTRATION; OR ULTRAVIOLET RADIATION. THE LEAD/CHIEF OPERATOR MUST BE CLASS D OR HIGHER. 50,000 GPD UP TO 0.25 MGD-STAFFING BY CLASS D OR HIGHER OPERATOR: 3 VISITS/WEEK ON NONCONSECUTIVE DAYS FOR A TOTAL OF 0.3 HOUR/WEEK. LESS THAN 50,000 GPD-STAFFING BY A CLASS D OR HIGHER OPERATOR: 2 VISITS/WEEK ON NONCONSECUTIVE DAYS FOR A TOTAL OF 0.2 HOUR/WEEK. THERE SHALL BE NO MORE THAN 5 DAYS BETWEEN THE LAST VISIT IN ONE WEEK AND THE FIRST VISIT IN THE NEXT WEEK. | N | Y | CIRCLE K #2501 | 42404 HIGHWAY 19 |  | ALTOONA | FL | 32702 | 9516 | 8004767574 |  |  | CHERYL BARROW | 3802 CORPOREX PARK DR. | STE 200 | TAMPA | FL | 33619 |  | 8139106878 |  | INVESTOR | 25 | 25200 | 1 | 2014-04-16 | 2017-11-29 | NC01 | 50
3 | LAKE | CD | KEVIN4INS@YAHOO.COM | 3354921 | NONCOMMUNITY | CHLORINATION; AERATION FOR REMOVAL OF ANY SECONDARY CONTAMINANT, SULFIDE, OR ANY UNREGULATED CONTAMINANT; CORROSION CONTROL INHIBITOR ADDITION; HYPOCHLORINATION; IRON OR MANGANESE SEQUESTRATION; OR ULTRAVIOLET RADIATION. THE LEAD/CHIEF OPERATOR MUST BE CLASS D OR HIGHER. 50,000 GPD UP TO 0.25 MGD-STAFFING BY CLASS D OR HIGHER OPERATOR: 3 VISITS/WEEK ON NONCONSECUTIVE DAYS FOR A TOTAL OF 0.3 HOUR/WEEK. LESS THAN 50,000 GPD-STAFFING BY A CLASS D OR HIGHER OPERATOR: 2 VISITS/WEEK ON NONCONSECUTIVE DAYS FOR A TOTAL OF 0.2 HOUR/WEEK. THERE SHALL BE NO MORE THAN 5 DAYS BETWEEN THE LAST VISIT IN ONE WEEK AND THE FIRST VISIT IN THE NEXT WEEK. | N | Y | LANGE PLAZA | 25444 SR 46 |  | MT. PLYMOUTH | FL | 32776 |  | 3212515423 |  | KEVIN HOUGHTON | KEVIN HOUGHTON | PO BOX 952855 |  | LAKE MARY | FL | 32795 |  | 3212515423 |  | INVESTOR | 25 | 21600 | 1 | 2014-06-04 | 2020-10-21 | NC01 | 50
3 | LAKE | CD | guenter2641@gmail.com | 3354924 | NONCOMMUNITY | CHLORINATION; AERATION FOR REMOVAL OF ANY SECONDARY CONTAMINANT, SULFIDE, OR ANY UNREGULATED CONTAMINANT; CORROSION CONTROL INHIBITOR ADDITION; HYPOCHLORINATION; IRON OR MANGANESE SEQUESTRATION; OR ULTRAVIOLET RADIATION. THE LEAD/CHIEF OPERATOR MUST BE CLASS D OR HIGHER. 50,000 GPD UP TO 0.25 MGD-STAFFING BY CLASS D OR HIGHER OPERATOR: 3 VISITS/WEEK ON NONCONSECUTIVE DAYS FOR A TOTAL OF 0.3 HOUR/WEEK. LESS THAN 50,000 GPD-STAFFING BY A CLASS D OR HIGHER OPERATOR: 2 VISITS/WEEK ON NONCONSECUTIVE DAYS FOR A TOTAL OF 0.2 HOUR/WEEK. THERE SHALL BE NO MORE THAN 5 DAYS BETWEEN THE LAST VISIT IN ONE WEEK AND THE FIRST VISIT IN THE NEXT WEEK. | N | Y | YALAHA COUNTRY BAKERY | 8210 COUNTY ROAD 48 |  | YALAHA | FL | 34797 |  | 3523243779 |  |  | HEINZ AND ANNE MARIE KLUMB | 8210 CR 48 |  | YALAHA | FL | 34797 |  | 3523243779 |  | INVESTOR | 25 | 28000 | 1 | 2014-05-13 | 2017-08-08 | NC01 | 50
3 | LAKE | CD |  | 3354926 | COMMUNITY | CHLORINATION; AERATION FOR REMOVAL OF ANY SECONDARY CONTAMINANT, SULFIDE, OR ANY UNREGULATED CONTAMINANT; CORROSION CONTROL INHIBITOR ADDITION; HYPOCHLORINATION; IRON OR MANGANESE SEQUESTRATION; OR ULTRAVIOLET RADIATION. THE LEAD/CHIEF OPERATOR MUST BE CLASS D OR HIGHER. 50,000 GPD UP TO 0.25 MGD-STAFFING BY CLASS D OR HIGHER OPERATOR: 3 VISITS/WEEK ON NONCONSECUTIVE DAYS FOR A TOTAL OF 0.3 HOUR/WEEK. LESS THAN 50,000 GPD-STAFFING BY A CLASS D OR HIGHER OPERATOR: 2 VISITS/WEEK ON NONCONSECUTIVE DAYS FOR A TOTAL OF 0.2 HOUR/WEEK. THERE SHALL BE NO MORE THAN 5 DAYS BETWEEN THE LAST VISIT IN ONE WEEK AND THE FIRST VISIT IN THE NEXT WEEK. | N | Y | THE LAKE OF LADY LAKE HOMEOWNERS ASSOC. | 1411 MEADOW VIEW WAY |  | LADY LAKE | FL | 32158 |  | 3527500045 |  |  | RICHARD RAUS | 579 DOWLING CIR |  | LADY LAKE | FL | 32159 |  | 8593197890 |  | INVESTOR | 100 | 120000 | 36 | 2017-02-03 | 2020-04-06 | DC05 | 500
3 | LAKE | CD | none | 3354928 | NONTRANSIENT NONCOMMUNITY | CHLORINATION; AERATION FOR REMOVAL OF ANY SECONDARY CONTAMINANT, SULFIDE, OR ANY UNREGULATED CONTAMINANT; CORROSION CONTROL INHIBITOR ADDITION; HYPOCHLORINATION; IRON OR MANGANESE SEQUESTRATION; OR ULTRAVIOLET RADIATION. THE LEAD/CHIEF OPERATOR MUST BE CLASS D OR HIGHER. 50,000 GPD UP TO 0.25 MGD-STAFFING BY CLASS D OR HIGHER OPERATOR: 3 VISITS/WEEK ON NONCONSECUTIVE DAYS FOR A TOTAL OF 0.3 HOUR/WEEK. LESS THAN 50,000 GPD-STAFFING BY A CLASS D OR HIGHER OPERATOR: 2 VISITS/WEEK ON NONCONSECUTIVE DAYS FOR A TOTAL OF 0.2 HOUR/WEEK. THERE SHALL BE NO MORE THAN 5 DAYS BETWEEN THE LAST VISIT IN ONE WEEK AND THE FIRST VISIT IN THE NEXT WEEK. | N | Y | SUNRISE ARC OF LAKE COUNTY | 35201 RADIO RD |  | LEESBURG | FL | 34788 |  | 3527878954 |  | JOHN RIEHM | SUNRISE ARC OF LAKE COUNTY INC | 35201 RADIO RD |  | LEESBURG | FL | 34788 |  | 3527877894 |  | INVESTOR | 80 | 28800 | 2 | 2018-11-21 | 2021-03-02 | NTNC | 100
3 | LAKE | CD | al.purvis@leesburgflorida.gov | 3354929 | COMMUNITY | CHLORINATION; AERATION FOR REMOVAL OF ANY SECONDARY CONTAMINANT, SULFIDE, OR ANY UNREGULATED CONTAMINANT; CORROSION CONTROL INHIBITOR ADDITION; HYPOCHLORINATION; IRON OR MANGANESE SEQUESTRATION; OR ULTRAVIOLET RADIATION. THE LEAD/CHIEF OPERATOR MUST BE CLASS C OR HIGHER. 5.0 MGD AND ABOVE-STAFFING BY CLASS C OR HIGHER OPERATOR: 6 HOURS/DAY FOR 5 DAYS/WEEK AND ONE VISIT ON EACH WEEKEND DAY. 3.0 MGD UP TO 5.0 MGD-STAFFING BY CLASS C OR HIGHER OPERATOR: 1 HOUR/DAY FOR 5 DAYS/WEEK AND ONE VISIT ON EACH WEEKEND DAY. 0.25 MGD UP TO 3.0 MGD-STAFFING BY CLASS C OR HIGHER OPERATOR: 5 VISITS/WEEK AND ONE VISIT EACH WEEKEND FOR A TOTAL OF 0.6 HOUR/WEEK. | N | Y | LEESBURG/ROYAL HIGHLANDS | 21747 ROYAL ST GEORGES LANE |  | LEESBURG | FL | 34748 | 7540 | 3527289843 |  | Al Purvis | AL PURVIS | 223 S. FIFTH ST. |  | LEESBURG | FL | 34748 |  | 3527289835 |  | MUNICIPALITY | 3252 | 2160000 | 1626 | 2016-07-12 | 2019-01-11 | DC03 | 2000
3 | LAKE | CD | rroux@boggycreek.org | 3354930 | NONTRANSIENT NONCOMMUNITY | CHLORINATION; AERATION FOR REMOVAL OF ANY SECONDARY CONTAMINANT, SULFIDE, OR ANY UNREGULATED CONTAMINANT; CORROSION CONTROL INHIBITOR ADDITION; HYPOCHLORINATION; IRON OR MANGANESE SEQUESTRATION; OR ULTRAVIOLET RADIATION. THE LEAD/CHIEF OPERATOR MUST BE CLASS D OR HIGHER. 50,000 GPD UP TO 0.25 MGD-STAFFING BY CLASS D OR HIGHER OPERATOR: 3 VISITS/WEEK ON NONCONSECUTIVE DAYS FOR A TOTAL OF 0.3 HOUR/WEEK. LESS THAN 50,000 GPD-STAFFING BY A CLASS D OR HIGHER OPERATOR: 2 VISITS/WEEK ON NONCONSECUTIVE DAYS FOR A TOTAL OF 0.2 HOUR/WEEK. THERE SHALL BE NO MORE THAN 5 DAYS BETWEEN THE LAST VISIT IN ONE WEEK AND THE FIRST VISIT IN THE NEXT WEEK. | N | Y | BOGGY CREEK GANG CAMP | 30500 BRANTLEY BRANCH ROAD |  | EUSTIS | FL | 32736 | 9596 | 3524834200 | 290 | RONALD S. ROUX | CAMP BOGGY CREEK | 30500 BRANTLEY BRANCH ROAD |  | EUSTIS | FL | 32736 | 9596 | 3524834200 | 290 | INVESTOR | 32 | 144000 | 49 | 2018-08-16 | 2020-11-13 | NTNC | 100
3 | LAKE | CD | todd.gentry@cherrylakefarms | 3354931 | NONTRANSIENT NONCOMMUNITY | CHLORINATION; AERATION FOR REMOVAL OF ANY SECONDARY CONTAMINANT, SULFIDE, OR ANY UNREGULATED CONTAMINANT; CORROSION CONTROL INHIBITOR ADDITION; HYPOCHLORINATION; IRON OR MANGANESE SEQUESTRATION; OR ULTRAVIOLET RADIATION. THE LEAD/CHIEF OPERATOR MUST BE CLASS D OR HIGHER. 50,000 GPD UP TO 0.25 MGD-STAFFING BY CLASS D OR HIGHER OPERATOR: 3 VISITS/WEEK ON NONCONSECUTIVE DAYS FOR A TOTAL OF 0.3 HOUR/WEEK. LESS THAN 50,000 GPD-STAFFING BY A CLASS D OR HIGHER OPERATOR: 2 VISITS/WEEK ON NONCONSECUTIVE DAYS FOR A TOTAL OF 0.2 HOUR/WEEK. THERE SHALL BE NO MORE THAN 5 DAYS BETWEEN THE LAST VISIT IN ONE WEEK AND THE FIRST VISIT IN THE NEXT WEEK. | N | Y | CHERRY LAKE FARMS #1 | 7836 CHERRY LAKE RD |  | GROVELAND | FL | 34736 |  | 3524292171 |  | TODD GENTRY | CHERRY LAKE FARMS #1 | 7836 CHERRY LAKE RD |  | GROVELAND | FL | 34736 |  | 3524292171 |  | INVESTOR | 38 | 21000 | 3 | 2011-09-30 | 2020-06-17 | NTNC | 100
3 | LAKE | CD | FACILITIESCOMPLIANCE@THEPANTRY.COM | 3354933 | NONCOMMUNITY | CHLORINATION; AERATION FOR REMOVAL OF ANY SECONDARY CONTAMINANT, SULFIDE, OR ANY UNREGULATED CONTAMINANT; CORROSION CONTROL INHIBITOR ADDITION; HYPOCHLORINATION; IRON OR MANGANESE SEQUESTRATION; OR ULTRAVIOLET RADIATION. THE LEAD/CHIEF OPERATOR MUST BE CLASS D OR HIGHER. 50,000 GPD UP TO 0.25 MGD-STAFFING BY CLASS D OR HIGHER OPERATOR: 3 VISITS/WEEK ON NONCONSECUTIVE DAYS FOR A TOTAL OF 0.3 HOUR/WEEK. LESS THAN 50,000 GPD-STAFFING BY A CLASS D OR HIGHER OPERATOR: 2 VISITS/WEEK ON NONCONSECUTIVE DAYS FOR A TOTAL OF 0.2 HOUR/WEEK. THERE SHALL BE NO MORE THAN 5 DAYS BETWEEN THE LAST VISIT IN ONE WEEK AND THE FIRST VISIT IN THE NEXT WEEK. | N | Y | CIRCLE K #2118 | 24425 STATE ROAD 44 |  | EUSTIS | FL | 32726 |  | 8004767574 |  | BRENT PUZAK | BRENT PUZAK | 305 GREGSON DR. |  | CARY | NC | 27511 |  | 9195661549 |  | INVESTOR | 25 | 14400 | 1 | 2014-06-04 | 2020-11-02 | NC01 | 50
3 | LAKE | CD |  | 3354935 | COMMUNITY | CHLORINATION; AERATION FOR REMOVAL OF ANY SECONDARY CONTAMINANT, SULFIDE, OR ANY UNREGULATED CONTAMINANT; CORROSION CONTROL INHIBITOR ADDITION; HYPOCHLORINATION; IRON OR MANGANESE SEQUESTRATION; OR ULTRAVIOLET RADIATION. THE LEAD/CHIEF OPERATOR MUST BE CLASS D OR HIGHER. 50,000 GPD UP TO 0.25 MGD-STAFFING BY CLASS D OR HIGHER OPERATOR: 3 VISITS/WEEK ON NONCONSECUTIVE DAYS FOR A TOTAL OF 0.3 HOUR/WEEK. LESS THAN 50,000 GPD-STAFFING BY A CLASS D OR HIGHER OPERATOR: 2 VISITS/WEEK ON NONCONSECUTIVE DAYS FOR A TOTAL OF 0.2 HOUR/WEEK. THERE SHALL BE NO MORE THAN 5 DAYS BETWEEN THE LAST VISIT IN ONE WEEK AND THE FIRST VISIT IN THE NEXT WEEK. | N | Y | THE PARK AT WOLF BRANCH OAKS | WOLFBRANCH RD AND MAJESTIC OAKS DR |  | SORRENTO | FL | 32776 |  | 3522434595 |  | ROBERT DOWDIE | PARK AT WOLF BRANCH OAKS HOA INC | PO BOX 981 |  | SORRENTO | FL | 32776 | 981 | 3523837461 |  | TRUST/COOPERATIVE | 406 | 231000 | 116 | 2012-04-12 | 2021-12-03 | DC05 | 500
3 | LAKE | CD | orsillo@peoplepc.com | 3354936 | NONCOMMUNITY | CHLORINATION; AERATION FOR REMOVAL OF ANY SECONDARY CONTAMINANT, SULFIDE, OR ANY UNREGULATED CONTAMINANT; CORROSION CONTROL INHIBITOR ADDITION; HYPOCHLORINATION; IRON OR MANGANESE SEQUESTRATION; OR ULTRAVIOLET RADIATION. THE LEAD/CHIEF OPERATOR MUST BE CLASS D OR HIGHER. 50,000 GPD UP TO 0.25 MGD-STAFFING BY CLASS D OR HIGHER OPERATOR: 3 VISITS/WEEK ON NONCONSECUTIVE DAYS FOR A TOTAL OF 0.3 HOUR/WEEK. LESS THAN 50,000 GPD-STAFFING BY A CLASS D OR HIGHER OPERATOR: 2 VISITS/WEEK ON NONCONSECUTIVE DAYS FOR A TOTAL OF 0.2 HOUR/WEEK. THERE SHALL BE NO MORE THAN 5 DAYS BETWEEN THE LAST VISIT IN ONE WEEK AND THE FIRST VISIT IN THE NEXT WEEK. | N | Y | PALERMO PIZZA | 24929 HWY 42 |  | PAISLEY | FL | 32767 |  | 3526694296 |  | TONY'S PIZZA | TONY'S PIZZA | 24929 CR 42 |  | PAISLEY | FL | 32767 |  | 3867858808 |  | INVESTOR | 50 | 14400 | 1 | 2019-05-16 | 2019-03-29 | NC01 | 50
3 | LAKE | CD | NONE9/12/01 | 3354937 | NONCOMMUNITY | CHLORINATION; AERATION FOR REMOVAL OF ANY SECONDARY CONTAMINANT, SULFIDE, OR ANY UNREGULATED CONTAMINANT; CORROSION CONTROL INHIBITOR ADDITION; HYPOCHLORINATION; IRON OR MANGANESE SEQUESTRATION; OR ULTRAVIOLET RADIATION. THE LEAD/CHIEF OPERATOR MUST BE CLASS D OR HIGHER. 50,000 GPD UP TO 0.25 MGD-STAFFING BY CLASS D OR HIGHER OPERATOR: 3 VISITS/WEEK ON NONCONSECUTIVE DAYS FOR A TOTAL OF 0.3 HOUR/WEEK. LESS THAN 50,000 GPD-STAFFING BY A CLASS D OR HIGHER OPERATOR: 2 VISITS/WEEK ON NONCONSECUTIVE DAYS FOR A TOTAL OF 0.2 HOUR/WEEK. THERE SHALL BE NO MORE THAN 5 DAYS BETWEEN THE LAST VISIT IN ONE WEEK AND THE FIRST VISIT IN THE NEXT WEEK. | N | Y | FRAT. ORDER OF EAGLES#4273 (EAGLES AIRE) | 27150 HAYWOOD WORM FARM RD |  | OKAHUMPKA | FL | 34762 |  | 3527877020 |  | ROGER SINES, TRUSTEE | FRAT. ORDER OF EAGLES #4273 | 27150 HAYWOOD WORM FARM RD |  | OKAHUMPKA | FL | 34762 |  | 3527877020 |  | OTHER | 25 | 12000 | 3 | 2017-07-13 | 2017-07-12 | NC01 | 50
3 | LAKE | CD | deb@quantumlevelsuccess.com | 3354938 | COMMUNITY | CHLORINATION; AERATION FOR REMOVAL OF ANY SECONDARY CONTAMINANT, SULFIDE, OR ANY UNREGULATED CONTAMINANT; CORROSION CONTROL INHIBITOR ADDITION; HYPOCHLORINATION; IRON OR MANGANESE SEQUESTRATION; OR ULTRAVIOLET RADIATION. THE LEAD/CHIEF OPERATOR MUST BE CLASS C OR HIGHER. 5.0 MGD AND ABOVE-STAFFING BY CLASS C OR HIGHER OPERATOR: 6 HOURS/DAY FOR 5 DAYS/WEEK AND ONE VISIT ON EACH WEEKEND DAY. 3.0 MGD UP TO 5.0 MGD-STAFFING BY CLASS C OR HIGHER OPERATOR: 1 HOUR/DAY FOR 5 DAYS/WEEK AND ONE VISIT ON EACH WEEKEND DAY. 0.25 MGD UP TO 3.0 MGD-STAFFING BY CLASS C OR HIGHER OPERATOR: 5 VISITS/WEEK AND ONE VISIT EACH WEEKEND FOR A TOTAL OF 0.6 HOUR/WEEK. | N | Y | BLACK BEAR RESERVE | 24525 CR 44A | CNR OF CR 44A & 437 | EUSTIS | FL | 32736 |  | 3524839522 | [11 empty] | INVESTOR | 625 | 888000 | 401 | 2019-10-08 | 2019-10-07 | DC04 | 1000
3 | LAKE | CD | BISHOP@SORRENTOCOG.COM | 3354939 | NONCOMMUNITY | CHLORINATION; AERATION FOR REMOVAL OF ANY SECONDARY CONTAMINANT, SULFIDE, OR ANY UNREGULATED CONTAMINANT; CORROSION CONTROL INHIBITOR ADDITION; HYPOCHLORINATION; IRON OR MANGANESE SEQUESTRATION; OR ULTRAVIOLET RADIATION. THE LEAD/CHIEF OPERATOR MUST BE CLASS D OR HIGHER. 50,000 GPD UP TO 0.25 MGD-STAFFING BY CLASS D OR HIGHER OPERATOR: 3 VISITS/WEEK ON NONCONSECUTIVE DAYS FOR A TOTAL OF 0.3 HOUR/WEEK. LESS THAN 50,000 GPD-STAFFING BY A CLASS D OR HIGHER OPERATOR: 2 VISITS/WEEK ON NONCONSECUTIVE DAYS FOR A TOTAL OF 0.2 HOUR/WEEK. THERE SHALL BE NO MORE THAN 5 DAYS BETWEEN THE LAST VISIT IN ONE WEEK AND THE FIRST VISIT IN THE NEXT WEEK. | N | Y | SORRENTO CHURCH OF GOD | 31605 ORANGE STREET | POST OFFICE BOX 418 | SORRENTO | FL | 32776 |  | 3527354245 |  | MICHAEL WILSON | MICHAEL WILSON | PO BOX 418 |  | SORRENTO | FL | 32776 |  | 3527354245 |  | INVESTOR | 25 | 18000 | 1 | 2014-06-04 | 2020-12-18 | NC01 | 50
3 | LAKE | CD | churchoffice@ssbceustis.org | 3354941 | NONCOMMUNITY | CHLORINATION; AERATION FOR REMOVAL OF ANY SECONDARY CONTAMINANT, SULFIDE, OR ANY UNREGULATED CONTAMINANT; CORROSION CONTROL INHIBITOR ADDITION; HYPOCHLORINATION; IRON OR MANGANESE SEQUESTRATION; OR ULTRAVIOLET RADIATION. THE LEAD/CHIEF OPERATOR MUST BE CLASS D OR HIGHER. 50,000 GPD UP TO 0.25 MGD-STAFFING BY CLASS D OR HIGHER OPERATOR: 3 VISITS/WEEK ON NONCONSECUTIVE DAYS FOR A TOTAL OF 0.3 HOUR/WEEK. LESS THAN 50,000 GPD-STAFFING BY A CLASS D OR HIGHER OPERATOR: 2 VISITS/WEEK ON NONCONSECUTIVE DAYS FOR A TOTAL OF 0.2 HOUR/WEEK. THERE SHALL BE NO MORE THAN 5 DAYS BETWEEN THE LAST VISIT IN ONE WEEK AND THE FIRST VISIT IN THE NEXT WEEK. | N | Y | SEMINOLE SPRINGS BAPTIST CHURCH | 35025 HUFF ROAD |  | EUSTIS | FL | 32736 |  | 3525895555 |  | DEBBIE STONE | SEMINOLE SPRINGS BAPTIST CHURCH- DEBBIE STONE | 35025 HUFF ROAD |  | EUSTIS | FL | 32736 |  | 3525895555 |  | OTHER | 65 | 17280 | 1 | 2011-05-25 | 2018-03-21 | NC01 | 50
3 | LAKE | CD |  | 3354942 | NONTRANSIENT NONCOMMUNITY | CHLORINATION; AERATION FOR REMOVAL OF ANY SECONDARY CONTAMINANT, SULFIDE, OR ANY UNREGULATED CONTAMINANT; CORROSION CONTROL INHIBITOR ADDITION; HYPOCHLORINATION; IRON OR MANGANESE SEQUESTRATION; OR ULTRAVIOLET RADIATION. THE LEAD/CHIEF OPERATOR MUST BE CLASS D OR HIGHER. 50,000 GPD UP TO 0.25 MGD-STAFFING BY CLASS D OR HIGHER OPERATOR: 3 VISITS/WEEK ON NONCONSECUTIVE DAYS FOR A TOTAL OF 0.3 HOUR/WEEK. LESS THAN 50,000 GPD-STAFFING BY A CLASS D OR HIGHER OPERATOR: 2 VISITS/WEEK ON NONCONSECUTIVE DAYS FOR A TOTAL OF 0.2 HOUR/WEEK. THERE SHALL BE NO MORE THAN 5 DAYS BETWEEN THE LAST VISIT IN ONE WEEK AND THE FIRST VISIT IN THE NEXT WEEK. | N | Y | ROUND LAKE CHARTER SCHOOL | 31333 ROUND LAKE ROAD |  | MOUNT DORA | FL | 32757 |  | 3522536726 |  |  | CALVIN WINGO | 220 N CENTRAL AVE |  | UMATILLA | FL | 32784 |  | 3522536726 |  | COUNTY | 900 | 48000 | 6 | 2014-09-26 | 2020-09-03 | NTNC | 100
3 | LAKE | CD | TRIINDPRK@AOL.COM | 3354943 | COMMUNITY | CHLORINATION; AERATION FOR REMOVAL OF ANY SECONDARY CONTAMINANT, SULFIDE, OR ANY UNREGULATED CONTAMINANT; CORROSION CONTROL INHIBITOR ADDITION; HYPOCHLORINATION; IRON OR MANGANESE SEQUESTRATION; OR ULTRAVIOLET RADIATION. THE LEAD/CHIEF OPERATOR MUST BE CLASS D OR HIGHER. 50,000 GPD UP TO 0.25 MGD-STAFFING BY CLASS D OR HIGHER OPERATOR: 3 VISITS/WEEK ON NONCONSECUTIVE DAYS FOR A TOTAL OF 0.3 HOUR/WEEK. LESS THAN 50,000 GPD-STAFFING BY A CLASS D OR HIGHER OPERATOR: 2 VISITS/WEEK ON NONCONSECUTIVE DAYS FOR A TOTAL OF 0.2 HOUR/WEEK. THERE SHALL BE NO MORE THAN 5 DAYS BETWEEN THE LAST VISIT IN ONE WEEK AND THE FIRST VISIT IN THE NEXT WEEK. | N | Y | POMEROSA PARK | OLD HWY 441 AND SAUNDERS CIRCLE |  | TAVARES | FL | 32778 |  | 3523437712 |  | JUNE CAPUTO | POMEROSA PARK | 359 W ALFRED ST |  | TAVARES | FL | 32778 |  | 3523437712 |  | INVESTOR | 53 | 61200 | 16 | 2017-03-07 | 2019-10-07 | DC051 | 100
3 | LAKE | CD | budbeucher@missioninresort.com | 3354944 | COMMUNITY | CHLORINATION; AERATION FOR REMOVAL OF ANY SECONDARY CONTAMINANT, SULFIDE, OR ANY UNREGULATED CONTAMINANT; CORROSION CONTROL INHIBITOR ADDITION; HYPOCHLORINATION; IRON OR MANGANESE SEQUESTRATION; OR ULTRAVIOLET RADIATION. THE LEAD/CHIEF OPERATOR MUST BE CLASS C OR HIGHER. 5.0 MGD AND ABOVE-STAFFING BY CLASS C OR HIGHER OPERATOR: 6 HOURS/DAY FOR 5 DAYS/WEEK AND ONE VISIT ON EACH WEEKEND DAY. 3.0 MGD UP TO 5.0 MGD-STAFFING BY CLASS C OR HIGHER OPERATOR: 1 HOUR/DAY FOR 5 DAYS/WEEK AND ONE VISIT ON EACH WEEKEND DAY. 0.25 MGD UP TO 3.0 MGD-STAFFING BY CLASS C OR HIGHER OPERATOR: 5 VISITS/WEEK AND ONE VISIT EACH WEEKEND FOR A TOTAL OF 0.6 HOUR/WEEK. | N | Y | LAS COLINAS WATER PLANT | 10400 CR 48 |  | HOWEY-IN-THE-HILLS | FL | 34737 |  | 3523243101 |  | ANTHONY DISCALA | LAS COLINAS WATER PLANT | 10400 CR 48 |  | HOWEY-IN-THE-HILLS | FL | 34737 |  | 3523243101 | 7559 | SUBDIVISION | 260 | 1440000 | 173 | 2014-12-19 | 2020-06-16 | DC03 | 2000
3 | LAKE | CD |  | 3354945 | COMMUNITY | CHLORINATION; AERATION FOR REMOVAL OF ANY SECONDARY CONTAMINANT, SULFIDE, OR ANY UNREGULATED CONTAMINANT; CORROSION CONTROL INHIBITOR ADDITION; HYPOCHLORINATION; IRON OR MANGANESE SEQUESTRATION; OR ULTRAVIOLET RADIATION. THE LEAD/CHIEF OPERATOR MUST BE CLASS C OR HIGHER. 5.0 MGD AND ABOVE-STAFFING BY CLASS C OR HIGHER OPERATOR: 6 HOURS/DAY FOR 5 DAYS/WEEK AND ONE VISIT ON EACH WEEKEND DAY. 3.0 MGD UP TO 5.0 MGD-STAFFING BY CLASS C OR HIGHER OPERATOR: 1 HOUR/DAY FOR 5 DAYS/WEEK AND ONE VISIT ON EACH WEEKEND DAY. 0.25 MGD UP TO 3.0 MGD-STAFFING BY CLASS C OR HIGHER OPERATOR: 5 VISITS/WEEK AND ONE VISIT EACH WEEKEND FOR A TOTAL OF 0.6 HOUR/WEEK. | N | Y | FAIRWAYS AT MOUNT PLYMOUTH | TROON AVENUE AND DUBSDREAD DRIVE |  | SORRENTO | FL | 32776 |  | 4076296900 |  | WILLIAM FONTAINE | SAM CAIN | 280 WEKIVA SPRINGS RD | SUITE 2070 | LONGWOOD | FL | 32779 |  | 4076296900 |  | INVESTOR | 660 | 648000 | 242 | 2016-08-11 | 2021-12-03 | DC04 | 1000
3 | LAKE | CD | AMY.BARGAR@COUNTYMATERIALS.COM | 3354946 | NONTRANSIENT NONCOMMUNITY | CHLORINATION; AERATION FOR REMOVAL OF ANY SECONDARY CONTAMINANT, SULFIDE, OR ANY UNREGULATED CONTAMINANT; CORROSION CONTROL INHIBITOR ADDITION; HYPOCHLORINATION; IRON OR MANGANESE SEQUESTRATION; OR ULTRAVIOLET RADIATION. THE LEAD/CHIEF OPERATOR MUST BE CLASS D OR HIGHER. 50,000 GPD UP TO 0.25 MGD-STAFFING BY CLASS D OR HIGHER OPERATOR: 3 VISITS/WEEK ON NONCONSECUTIVE DAYS FOR A TOTAL OF 0.3 HOUR/WEEK. LESS THAN 50,000 GPD-STAFFING BY A CLASS D OR HIGHER OPERATOR: 2 VISITS/WEEK ON NONCONSECUTIVE DAYS FOR A TOTAL OF 0.2 HOUR/WEEK. THERE SHALL BE NO MORE THAN 5 DAYS BETWEEN THE LAST VISIT IN ONE WEEK AND THE FIRST VISIT IN THE NEXT WEEK. | N | Y | COUNTY MATERIALS CORPORATION | 25750 CR 561 |  | ASTATULA | FL | 34705 |  | 3523438488 |  | BOB DIARD | ALFRED MASCOLO | PO BOX 435 |  | ASTATULA | FL | 34708 |  | 3523438488 |  | OTHER | 40 | 48000 | 6 | 2011-08-18 | 2020-01-16 | NTNC | 100
3 | LAKE | CD | generalutilities@aol.com | 3354950 | NONCOMMUNITY | CHLORINATION; AERATION FOR REMOVAL OF ANY SECONDARY CONTAMINANT, SULFIDE, OR ANY UNREGULATED CONTAMINANT; CORROSION CONTROL INHIBITOR ADDITION; HYPOCHLORINATION; IRON OR MANGANESE SEQUESTRATION; OR ULTRAVIOLET RADIATION. THE LEAD/CHIEF OPERATOR MUST BE CLASS D OR HIGHER. 50,000 GPD UP TO 0.25 MGD-STAFFING BY CLASS D OR HIGHER OPERATOR: 3 VISITS/WEEK ON NONCONSECUTIVE DAYS FOR A TOTAL OF 0.3 HOUR/WEEK. LESS THAN 50,000 GPD-STAFFING BY A CLASS D OR HIGHER OPERATOR: 2 VISITS/WEEK ON NONCONSECUTIVE DAYS FOR A TOTAL OF 0.2 HOUR/WEEK. THERE SHALL BE NO MORE THAN 5 DAYS BETWEEN THE LAST VISIT IN ONE WEEK AND THE FIRST VISIT IN THE NEXT WEEK. | N | Y | REAL LIFE CHRISTIAN CHURCH | 31205 ROUND LAKE ROAD |  | MT. DORA | FL | 32757 |  | 3527355683 |  | TOM FELTON | RYAN PROKOP | 1501 STEEVES RD. |  | CLERMONT | FL | 34711 |  | 3528749542 |  | OTHER | 25 | 18144 | 1 | 2014-06-11 | 2020-12-18 | NC01 | 50
3 | LAKE | CD | DOBBINSG@CI.EUSTIS.FL.US | 3354953 | COMMUNITY | CHLORINATION; AERATION FOR REMOVAL OF ANY SECONDARY CONTAMINANT, SULFIDE, OR ANY UNREGULATED CONTAMINANT; CORROSION CONTROL INHIBITOR ADDITION; HYPOCHLORINATION; IRON OR MANGANESE SEQUESTRATION; OR ULTRAVIOLET RADIATION. THE LEAD/CHIEF OPERATOR MUST BE CLASS C OR HIGHER. 5.0 MGD AND ABOVE-STAFFING BY CLASS C OR HIGHER OPERATOR: 6 HOURS/DAY FOR 5 DAYS/WEEK AND ONE VISIT ON EACH WEEKEND DAY. 3.0 MGD UP TO 5.0 MGD-STAFFING BY CLASS C OR HIGHER OPERATOR: 1 HOUR/DAY FOR 5 DAYS/WEEK AND ONE VISIT ON EACH WEEKEND DAY. 0.25 MGD UP TO 3.0 MGD-STAFFING BY CLASS C OR HIGHER OPERATOR: 5 VISITS/WEEK AND ONE VISIT EACH WEEKEND FOR A TOTAL OF 0.6 HOUR/WEEK. | N | Y | EUSTIS EASTERN WTP | 33840 CARDINAL LN |  | EUSTIS | FL | 32736 | 9329 | 3523575618 |  | BRANDON PENNINGTON | GREG DOBBINS | PO BOX 68 |  | EUSTIS | FL | 32727 | 68 | 3523575618 |  | CITY | 2180 | 1790000 | 624 | 2013-02-06 | 2019-01-15 | DC03 | 2000
3 | LAKE | CD |  | 3354954 | COMMUNITY | CHLORINATION; AERATION FOR REMOVAL OF ANY SECONDARY CONTAMINANT, SULFIDE, OR ANY UNREGULATED CONTAMINANT; CORROSION CONTROL INHIBITOR ADDITION; HYPOCHLORINATION; IRON OR MANGANESE SEQUESTRATION; OR ULTRAVIOLET RADIATION. THE LEAD/CHIEF OPERATOR MUST BE CLASS C OR HIGHER. 5.0 MGD AND ABOVE-STAFFING BY CLASS C OR HIGHER OPERATOR: 6 HOURS/DAY FOR 5 DAYS/WEEK AND ONE VISIT ON EACH WEEKEND DAY. 3.0 MGD UP TO 5.0 MGD-STAFFING BY CLASS C OR HIGHER OPERATOR: 1 HOUR/DAY FOR 5 DAYS/WEEK AND ONE VISIT ON EACH WEEKEND DAY. 0.25 MGD UP TO 3.0 MGD-STAFFING BY CLASS C OR HIGHER OPERATOR: 5 VISITS/WEEK AND ONE VISIT EACH WEEKEND FOR A TOTAL OF 0.6 HOUR/WEEK. | N | Y | HEATHROW COUNTRY ESTATES (RED TAIL) | 25404 CAMINO CT. |  | SORRENTO | FL | 32776 |  | 3523575618 |  | BRANDON PENNINGTON | GREG DOBBINS | PO BOX 68 |  | EUSTIS | FL | 32727 | 68 | 3523575618 |  | CITY | 1057 | 1368000 | 302 | 2014-08-13 | 2019-06-13 | DC03 | 2000
3 | LAKE | CD |  | 3354955 | NONCOMMUNITY | CHLORINATION; AERATION FOR REMOVAL OF ANY SECONDARY CONTAMINANT, SULFIDE, OR ANY UNREGULATED CONTAMINANT; CORROSION CONTROL INHIBITOR ADDITION; HYPOCHLORINATION; IRON OR MANGANESE SEQUESTRATION; OR ULTRAVIOLET RADIATION. THE LEAD/CHIEF OPERATOR MUST BE CLASS D OR HIGHER. 50,000 GPD UP TO 0.25 MGD-STAFFING BY CLASS D OR HIGHER OPERATOR: 3 VISITS/WEEK ON NONCONSECUTIVE DAYS FOR A TOTAL OF 0.3 HOUR/WEEK. LESS THAN 50,000 GPD-STAFFING BY A CLASS D OR HIGHER OPERATOR: 2 VISITS/WEEK ON NONCONSECUTIVE DAYS FOR A TOTAL OF 0.2 HOUR/WEEK. THERE SHALL BE NO MORE THAN 5 DAYS BETWEEN THE LAST VISIT IN ONE WEEK AND THE FIRST VISIT IN THE NEXT WEEK. | N | Y | DAM SMOKER, THE | 36721 CR 19A |  | EUSTIS | FL | 32736 |  | 3523576555 |  | GENE SIMMONS | GENE SIMMONS | 36721 CR 19A |  | EUSTIS | FL | 32736 |  | 3523576555 |  | INVESTOR | 25 | 10800 | 1 | 2016-12-12 | 2019-12-17 | NC01 | 50
3 | LAKE | CD |  | 3354956 | COMMUNITY | CHLORINATION; AERATION FOR REMOVAL OF ANY SECONDARY CONTAMINANT, SULFIDE, OR ANY UNREGULATED CONTAMINANT; CORROSION CONTROL INHIBITOR ADDITION; HYPOCHLORINATION; IRON OR MANGANESE SEQUESTRATION; OR ULTRAVIOLET RADIATION. THE LEAD/CHIEF OPERATOR MUST BE CLASS C OR HIGHER. 5.0 MGD AND ABOVE-STAFFING BY CLASS C OR HIGHER OPERATOR: 6 HOURS/DAY FOR 5 DAYS/WEEK AND ONE VISIT ON EACH WEEKEND DAY. 3.0 MGD UP TO 5.0 MGD-STAFFING BY CLASS C OR HIGHER OPERATOR: 1 HOUR/DAY FOR 5 DAYS/WEEK AND ONE VISIT ON EACH WEEKEND DAY. 0.25 MGD UP TO 3.0 MGD-STAFFING BY CLASS C OR HIGHER OPERATOR: 5 VISITS/WEEK AND ONE VISIT EACH WEEKEND FOR A TOTAL OF 0.6 HOUR/WEEK. | N | Y | PINE ISLAND | 17500 CAVALLO DRIVE |  | MONTVERDE | FL | 34756 |  | 3522671358 |  |  | GEORGE S. FLINT | 13574 VILLAGE PARK DR | STE 265 | ORLANDO | FL | 32837 | 7696 | 4078415524 |  | INVESTOR | 35 | 1440000 | 10 | 2019-11-14 | 2019-10-14 | DC03 | 2000
3 | LAKE | CD |  | 3354958 | NONCOMMUNITY | CHLORINATION; AERATION FOR REMOVAL OF ANY SECONDARY CONTAMINANT, SULFIDE, OR ANY UNREGULATED CONTAMINANT; CORROSION CONTROL INHIBITOR ADDITION; HYPOCHLORINATION; IRON OR MANGANESE SEQUESTRATION; OR ULTRAVIOLET RADIATION. THE LEAD/CHIEF OPERATOR MUST BE CLASS D OR HIGHER. 50,000 GPD UP TO 0.25 MGD-STAFFING BY CLASS D OR HIGHER OPERATOR: 3 VISITS/WEEK ON NONCONSECUTIVE DAYS FOR A TOTAL OF 0.3 HOUR/WEEK. LESS THAN 50,000 GPD-STAFFING BY A CLASS D OR HIGHER OPERATOR: 2 VISITS/WEEK ON NONCONSECUTIVE DAYS FOR A TOTAL OF 0.2 HOUR/WEEK. THERE SHALL BE NO MORE THAN 5 DAYS BETWEEN THE LAST VISIT IN ONE WEEK AND THE FIRST VISIT IN THE NEXT WEEK. | N | Y | UNITED FAITH ASSEMBLY OF GOD | 11009 MOORE ST |  | LEESBURG | FL | 34788 |  | 3527421838 |  | WILSON FISCHER | DOUG KESSINGER | 11009 MOORE ST |  | LEESBURG | FL | 34788 |  | 3527421838 |  | OTHER | 25 | 7200 | 1 | 2007-01-22 | 2020-02-13 | NC01 | 50
3 | LAKE | CD |  | 3354959 | NONTRANSIENT NONCOMMUNITY | CHLORINATION; AERATION FOR REMOVAL OF ANY SECONDARY CONTAMINANT, SULFIDE, OR ANY UNREGULATED CONTAMINANT; CORROSION CONTROL INHIBITOR ADDITION; HYPOCHLORINATION; IRON OR MANGANESE SEQUESTRATION; OR ULTRAVIOLET RADIATION. THE LEAD/CHIEF OPERATOR MUST BE CLASS D OR HIGHER. 50,000 GPD UP TO 0.25 MGD-STAFFING BY CLASS D OR HIGHER OPERATOR: 3 VISITS/WEEK ON NONCONSECUTIVE DAYS FOR A TOTAL OF 0.3 HOUR/WEEK. LESS THAN 50,000 GPD-STAFFING BY A CLASS D OR HIGHER OPERATOR: 2 VISITS/WEEK ON NONCONSECUTIVE DAYS FOR A TOTAL OF 0.2 HOUR/WEEK. THERE SHALL BE NO MORE THAN 5 DAYS BETWEEN THE LAST VISIT IN ONE WEEK AND THE FIRST VISIT IN THE NEXT WEEK. | N | Y | WOODLANDS LUTHERAN CHURCH | 15333 COUNTY ROAD 455 |  | MONTVERDE | FL | 34756 |  | 4074692525 |  | JOE CHASMAR | WOODLANDS LUTHERAN CHURCH | 15333 CR 455 |  | MONTVERDE | FL | 34756 |  | 4074692525 |  | INVESTOR | 440 | 57600 | 3 | 2017-11-16 | 2021-01-27 | NTNC | 100
3 | LAKE | CD |  | 3354962 | COMMUNITY | CHLORINATION; AERATION FOR REMOVAL OF ANY SECONDARY CONTAMINANT, SULFIDE, OR ANY UNREGULATED CONTAMINANT; CORROSION CONTROL INHIBITOR ADDITION; HYPOCHLORINATION; IRON OR MANGANESE SEQUESTRATION; OR ULTRAVIOLET RADIATION. THE LEAD/CHIEF OPERATOR MUST BE CLASS C OR HIGHER. 5.0 MGD AND ABOVE-STAFFING BY CLASS C OR HIGHER OPERATOR: 6 HOURS/DAY FOR 5 DAYS/WEEK AND ONE VISIT ON EACH WEEKEND DAY. 3.0 MGD UP TO 5.0 MGD-STAFFING BY CLASS C OR HIGHER OPERATOR: 1 HOUR/DAY FOR 5 DAYS/WEEK AND ONE VISIT ON EACH WEEKEND DAY. 0.25 MGD UP TO 3.0 MGD-STAFFING BY CLASS C OR HIGHER OPERATOR: 5 VISITS/WEEK AND ONE VISIT EACH WEEKEND FOR A TOTAL OF 0.6 HOUR/WEEK. | N | Y | HILLCREST | 15601 VETTA DRIVE |  | MONTVERDE | FL | 34756 |  | 4078415524 |  |  | GEORGE FLINT | 13574 VILLAGE PARK DR. | STE 265 | ORLANDO | FL | 32837 | 7696 | 4078415524 |  | INVESTOR | 50 | 835000 | 27 | 2019-10-14 | 2019-10-14 | DC04 | 1000
3 | LAKE | CD | gatorbaymarina@aol.com | 3354963 | NONCOMMUNITY | CHLORINATION; AERATION FOR REMOVAL OF ANY SECONDARY CONTAMINANT, SULFIDE, OR ANY UNREGULATED CONTAMINANT; CORROSION CONTROL INHIBITOR ADDITION; HYPOCHLORINATION; IRON OR MANGANESE SEQUESTRATION; OR ULTRAVIOLET RADIATION. THE LEAD/CHIEF OPERATOR MUST BE CLASS D OR HIGHER. 50,000 GPD UP TO 0.25 MGD-STAFFING BY CLASS D OR HIGHER OPERATOR: 3 VISITS/WEEK ON NONCONSECUTIVE DAYS FOR A TOTAL OF 0.3 HOUR/WEEK. LESS THAN 50,000 GPD-STAFFING BY A CLASS D OR HIGHER OPERATOR: 2 VISITS/WEEK ON NONCONSECUTIVE DAYS FOR A TOTAL OF 0.2 HOUR/WEEK. THERE SHALL BE NO MORE THAN 5 DAYS BETWEEN THE LAST VISIT IN ONE WEEK AND THE FIRST VISIT IN THE NEXT WEEK. | N | Y | GATOR BAY MARINA | 10320 COUNTY ROAD 44 |  | LEESBURG | FL | 34788 |  | 3523652177 |  | KEVIN GOODSON | KEVIN GOODSON | 10320 CR 44 |  | LEESBURG | FL | 34788 |  | 3523652177 |  | OTHER | 25 | 8000 | 7 | 2014-04-24 | 2019-12-13 | NC01 | 50
3 | LAKE | CD |  | 3354964 | NONCOMMUNITY | CHLORINATION; AERATION FOR REMOVAL OF ANY SECONDARY CONTAMINANT, SULFIDE, OR ANY UNREGULATED CONTAMINANT; CORROSION CONTROL INHIBITOR ADDITION; HYPOCHLORINATION; IRON OR MANGANESE SEQUESTRATION; OR ULTRAVIOLET RADIATION. THE LEAD/CHIEF OPERATOR MUST BE CLASS D OR HIGHER. 50,000 GPD UP TO 0.25 MGD-STAFFING BY CLASS D OR HIGHER OPERATOR: 3 VISITS/WEEK ON NONCONSECUTIVE DAYS FOR A TOTAL OF 0.3 HOUR/WEEK. LESS THAN 50,000 GPD-STAFFING BY A CLASS D OR HIGHER OPERATOR: 2 VISITS/WEEK ON NONCONSECUTIVE DAYS FOR A TOTAL OF 0.2 HOUR/WEEK. THERE SHALL BE NO MORE THAN 5 DAYS BETWEEN THE LAST VISIT IN ONE WEEK AND THE FIRST VISIT IN THE NEXT WEEK. | N | Y | PIRATES PUB | 25031 COUNTY ROAD 42 |  | PAISLEY | FL | 32767 |  | 3526693872 |  | MARK CARO | MARK CARO | 43340 BUCK RUN ROAD |  | PAISLEY | FL | 32767 |  | 3523087960 |  | INVESTOR | 25 | 7200 | 2 |  | 2017-06-26 | NC01 | 50
3 | LAKE | CD |  | 3354965 | COMMUNITY | CHLORINATION; AERATION FOR REMOVAL OF ANY SECONDARY CONTAMINANT, SULFIDE, OR ANY UNREGULATED CONTAMINANT; CORROSION CONTROL INHIBITOR ADDITION; HYPOCHLORINATION; IRON OR MANGANESE SEQUESTRATION; OR ULTRAVIOLET RADIATION. THE LEAD/CHIEF OPERATOR MUST BE CLASS D OR HIGHER. 50,000 GPD UP TO 0.25 MGD-STAFFING BY CLASS D OR HIGHER OPERATOR: 3 VISITS/WEEK ON NONCONSECUTIVE DAYS FOR A TOTAL OF 0.3 HOUR/WEEK. LESS THAN 50,000 GPD-STAFFING BY A CLASS D OR HIGHER OPERATOR: 2 VISITS/WEEK ON NONCONSECUTIVE DAYS FOR A TOTAL OF 0.2 HOUR/WEEK. THERE SHALL BE NO MORE THAN 5 DAYS BETWEEN THE LAST VISIT IN ONE WEEK AND THE FIRST VISIT IN THE NEXT WEEK. | N | Y | BENTWOOD SUBDIVISION | 3400 SWEET LEAF LANE |  | LEESBRUG | FL | 34788 |  | 3523436677 |  |  | KATIE CICCOTELLI | 1928 SALK AVENUE |  | TAVARES | FL | 32778 |  | 3523435706 |  | SUBDIVISION | 60 | 115000 | 91 |  | 2019-04-16 | DC05 | 500
3 | LAKE | CD |  | 3354967 | COMMUNITY | CHLORINATION; AERATION FOR REMOVAL OF ANY SECONDARY CONTAMINANT, SULFIDE, OR ANY UNREGULATED CONTAMINANT; CORROSION CONTROL INHIBITOR ADDITION; HYPOCHLORINATION; IRON OR MANGANESE SEQUESTRATION; OR ULTRAVIOLET RADIATION. THE LEAD/CHIEF OPERATOR MUST BE CLASS C OR HIGHER. 5.0 MGD AND ABOVE-STAFFING BY CLASS C OR HIGHER OPERATOR: 6 HOURS/DAY FOR 5 DAYS/WEEK AND ONE VISIT ON EACH WEEKEND DAY. 3.0 MGD UP TO 5.0 MGD-STAFFING BY CLASS C OR HIGHER OPERATOR: 1 HOUR/DAY FOR 5 DAYS/WEEK AND ONE VISIT ON EACH WEEKEND DAY. 0.25 MGD UP TO 3.0 MGD-STAFFING BY CLASS C OR HIGHER OPERATOR: 5 VISITS/WEEK AND ONE VISIT EACH WEEKEND FOR A TOTAL OF 0.6 HOUR/WEEK. | N | Y | WOLF BRANCH MEADOWS | STONE MEADOW COURT/WOLF BRANCH RD |  | SORRENTO | FL | 32726 |  | 3525897000 |  | WOLF BRANCH MEADOWS HOA | WOLF BRANCH MEADOWS HOA | 1801 COOK AVE |  | ORLANDO | FL | 32806 |  |  |  | INVESTOR | 56 | 432000 | 16 |  | 2020-02-13 | DC04 | 1000
3 | LAKE | CD |  | 3354968 | COMMUNITY | CHLORINATION; AERATION FOR REMOVAL OF ANY SECONDARY CONTAMINANT, SULFIDE, OR ANY UNREGULATED CONTAMINANT; CORROSION CONTROL INHIBITOR ADDITION; HYPOCHLORINATION; IRON OR MANGANESE SEQUESTRATION; OR ULTRAVIOLET RADIATION. THE LEAD/CHIEF OPERATOR MUST BE CLASS C OR HIGHER. 5.0 MGD AND ABOVE-STAFFING BY CLASS C OR HIGHER OPERATOR: 6 HOURS/DAY FOR 5 DAYS/WEEK AND ONE VISIT ON EACH WEEKEND DAY. 3.0 MGD UP TO 5.0 MGD-STAFFING BY CLASS C OR HIGHER OPERATOR: 1 HOUR/DAY FOR 5 DAYS/WEEK AND ONE VISIT ON EACH WEEKEND DAY. 0.25 MGD UP TO 3.0 MGD-STAFFING BY CLASS C OR HIGHER OPERATOR: 5 VISITS/WEEK AND ONE VISIT EACH WEEKEND FOR A TOTAL OF 0.6 HOUR/WEEK. | N | Y | SUGARLOAF WATER TREATMENT PLANT | 20104 SUGARLOAF MOUNTAIN ROAD |  | CLERMONT | FL | 34715 |  | 3522421301 |  | MINNEOLA WATER DEPARTMENT | MINNEOLA WATER DEPARTMENT | PO DRAWER 678 |  | MINNEOLA | FL | 34755 | 678 | 3523943598 | 302 | CITY | 25 | 1957000 | 3 | 2012-01-18 | 2019-05-14 | DC03 | 2000
3 | LAKE | CD |  | 3354969 | COMMUNITY | CHLORINATION; AERATION FOR REMOVAL OF ANY SECONDARY CONTAMINANT, SULFIDE, OR ANY UNREGULATED CONTAMINANT; CORROSION CONTROL INHIBITOR ADDITION; HYPOCHLORINATION; IRON OR MANGANESE SEQUESTRATION; OR ULTRAVIOLET RADIATION. THE LEAD/CHIEF OPERATOR MUST BE CLASS D OR HIGHER. 50,000 GPD UP TO 0.25 MGD-STAFFING BY CLASS D OR HIGHER OPERATOR: 3 VISITS/WEEK ON NONCONSECUTIVE DAYS FOR A TOTAL OF 0.3 HOUR/WEEK. LESS THAN 50,000 GPD-STAFFING BY A CLASS D OR HIGHER OPERATOR: 2 VISITS/WEEK ON NONCONSECUTIVE DAYS FOR A TOTAL OF 0.2 HOUR/WEEK. THERE SHALL BE NO MORE THAN 5 DAYS BETWEEN THE LAST VISIT IN ONE WEEK AND THE FIRST VISIT IN THE NEXT WEEK. | N | Y | COLINA BAY | 16734 CARAVAGGIO LOOP |  | MONTVERDE | FL | 34756 |  | 8772756374 |  | TANIA THOLLEBEKE | COLINA BAY HOMEOWNERS ASSOCIATION | 16734 CARAVAGGIO LOOP |  | MONTIVERDE | FL | 34756 |  | 9544486743 |  | SUBDIVISION | 175 | 115000 | 75 | 2018-12-03 | 2018-11-15 | DC051 | 100
3 | LAKE | CD |  | 3354970 | NONTRANSIENT NONCOMMUNITY | CHLORINATION; AERATION FOR REMOVAL OF ANY SECONDARY CONTAMINANT, SULFIDE, OR ANY UNREGULATED CONTAMINANT; CORROSION CONTROL INHIBITOR ADDITION; HYPOCHLORINATION; IRON OR MANGANESE SEQUESTRATION; OR ULTRAVIOLET RADIATION. THE LEAD/CHIEF OPERATOR MUST BE CLASS D OR HIGHER. 50,000 GPD UP TO 0.25 MGD-STAFFING BY CLASS D OR HIGHER OPERATOR: 3 VISITS/WEEK ON NONCONSECUTIVE DAYS FOR A TOTAL OF 0.3 HOUR/WEEK. LESS THAN 50,000 GPD-STAFFING BY A CLASS D OR HIGHER OPERATOR: 2 VISITS/WEEK ON NONCONSECUTIVE DAYS FOR A TOTAL OF 0.2 HOUR/WEEK. THERE SHALL BE NO MORE THAN 5 DAYS BETWEEN THE LAST VISIT IN ONE WEEK AND THE FIRST VISIT IN THE NEXT WEEK. | N | Y | BUILDING FUTURES ACADEMY | 25541 HIGHWAY 46 |  | SORRENTO | FL | 32776 |  | 3526366308 |  | CHRISTINE THOMPSON | CHRISTINE THOMPSON | 25541 SR 46 |  | SORRENTO | FL | 32776 | 8303 | 3526366308 |  | OTHER | 50 | 10800 | 1 | 2019-07-25 | 2019-04-16 | NTNC | 100
3 | LAKE | CD | livinggreenhealth@gmail.com | 3354971 | NONCOMMUNITY | CHLORINATION; AERATION FOR REMOVAL OF ANY SECONDARY CONTAMINANT, SULFIDE, OR ANY UNREGULATED CONTAMINANT; CORROSION CONTROL INHIBITOR ADDITION; HYPOCHLORINATION; IRON OR MANGANESE SEQUESTRATION; OR ULTRAVIOLET RADIATION. THE LEAD/CHIEF OPERATOR MUST BE CLASS D OR HIGHER. 50,000 GPD UP TO 0.25 MGD-STAFFING BY CLASS D OR HIGHER OPERATOR: 3 VISITS/WEEK ON NONCONSECUTIVE DAYS FOR A TOTAL OF 0.3 HOUR/WEEK. LESS THAN 50,000 GPD-STAFFING BY A CLASS D OR HIGHER OPERATOR: 2 VISITS/WEEK ON NONCONSECUTIVE DAYS FOR A TOTAL OF 0.2 HOUR/WEEK. THERE SHALL BE NO MORE THAN 5 DAYS BETWEEN THE LAST VISIT IN ONE WEEK AND THE FIRST VISIT IN THE NEXT WEEK. | N | Y | LIVING GREEN HEALTH FOODS | 15037 OLD HWY 441 |  | TAVARES | FL | 32778 |  | 3528745290 |  | MICHELLE KRISTOFF | MICHELLE KRISTOFF | 15037 US OLD HWY 441 |  | TAVARES | FL | 32778 |  | 3526381350 |  | OTHER | 25 | 10800 | 1 | 2012-04-23 | 2019-10-21 | NC01 | 50
3 | LAKE | CD | ladylakeag@cs.com | 3354972 | NONCOMMUNITY | CHLORINATION; AERATION FOR REMOVAL OF ANY SECONDARY CONTAMINANT, SULFIDE, OR ANY UNREGULATED CONTAMINANT; CORROSION CONTROL INHIBITOR ADDITION; HYPOCHLORINATION; IRON OR MANGANESE SEQUESTRATION; OR ULTRAVIOLET RADIATION. THE LEAD/CHIEF OPERATOR MUST BE CLASS D OR HIGHER. 50,000 GPD UP TO 0.25 MGD-STAFFING BY CLASS D OR HIGHER OPERATOR: 3 VISITS/WEEK ON NONCONSECUTIVE DAYS FOR A TOTAL OF 0.3 HOUR/WEEK. LESS THAN 50,000 GPD-STAFFING BY A CLASS D OR HIGHER OPERATOR: 2 VISITS/WEEK ON NONCONSECUTIVE DAYS FOR A TOTAL OF 0.2 HOUR/WEEK. THERE SHALL BE NO MORE THAN 5 DAYS BETWEEN THE LAST VISIT IN ONE WEEK AND THE FIRST VISIT IN THE NEXT WEEK. | N | Y | LADY LAKE ASSEMBLY OF GOD | 41819 CR 25 |  | WEIRSDALE | FL | 32195 |  | 3527537157 |  | RON HARTLEY | RON HARTLEY | 41819 CR 25 |  | WEIRSDALE | FL | 32195 |  | 3527537157 |  | OTHER | 25 | 0 | 2 | 2018-02-07 | 2018-01-10 | NC01 | 50
3 | LAKE | CD | ken@jk-rotorhead.com | 3354973 | NONCOMMUNITY | CHLORINATION; AERATION FOR REMOVAL OF ANY SECONDARY CONTAMINANT, SULFIDE, OR ANY UNREGULATED CONTAMINANT; CORROSION CONTROL INHIBITOR ADDITION; HYPOCHLORINATION; IRON OR MANGANESE SEQUESTRATION; OR ULTRAVIOLET RADIATION. THE LEAD/CHIEF OPERATOR MUST BE CLASS D OR HIGHER. 50,000 GPD UP TO 0.25 MGD-STAFFING BY CLASS D OR HIGHER OPERATOR: 3 VISITS/WEEK ON NONCONSECUTIVE DAYS FOR A TOTAL OF 0.3 HOUR/WEEK. LESS THAN 50,000 GPD-STAFFING BY A CLASS D OR HIGHER OPERATOR: 2 VISITS/WEEK ON NONCONSECUTIVE DAYS FOR A TOTAL OF 0.2 HOUR/WEEK. THERE SHALL BE NO MORE THAN 5 DAYS BETWEEN THE LAST VISIT IN ONE WEEK AND THE FIRST VISIT IN THE NEXT WEEK. | N | Y | CROSSROADS COMMUNITY CHURCH | 275 GRIFFIN AVENUE |  | LADY LAKE | FL | 32159 |  | 3524302446 |  | JOHN MAHOLICK | JOHN MAHOLICK | PO BOX 1370 |  | LADY LAKE | FL | 32159 |  | 3524302446 |  | OTHER | 25 | 28800 | 1 | 2018-02-06 | 2018-01-10 | NC01 | 50
3 | LAKE | CD |  | 3354974 | NONCOMMUNITY | CHLORINATION; AERATION FOR REMOVAL OF ANY SECONDARY CONTAMINANT, SULFIDE, OR ANY UNREGULATED CONTAMINANT; CORROSION CONTROL INHIBITOR ADDITION; HYPOCHLORINATION; IRON OR MANGANESE SEQUESTRATION; OR ULTRAVIOLET RADIATION. THE LEAD/CHIEF OPERATOR MUST BE CLASS D OR HIGHER. 50,000 GPD UP TO 0.25 MGD-STAFFING BY CLASS D OR HIGHER OPERATOR: 3 VISITS/WEEK ON NONCONSECUTIVE DAYS FOR A TOTAL OF 0.3 HOUR/WEEK. LESS THAN 50,000 GPD-STAFFING BY A CLASS D OR HIGHER OPERATOR: 2 VISITS/WEEK ON NONCONSECUTIVE DAYS FOR A TOTAL OF 0.2 HOUR/WEEK. THERE SHALL BE NO MORE THAN 5 DAYS BETWEEN THE LAST VISIT IN ONE WEEK AND THE FIRST VISIT IN THE NEXT WEEK. | N | Y | CHAPEL BAPTIST CHURCH | 15744 COUNTY RD 474 |  | CLERMONT | FL | 34714 |  | 4073900599 |  | CHRIS LUPPINO | CHRIS LUPPINO | PO BOX 135335 |  | CLERMONT | FL | 34713 |  | 4073900599 |  | OTHER | 25 | 7200 | 3 | 2012-06-21 | 2018-07-17 | NC01 | 50
3 | LAKE | CD |  | 3354980 | NONTRANSIENT NONCOMMUNITY | ACTIVATED CARBON PROCESSES; DIATOMACEOUS EARTH FILTRATION; ION EXCHANGE FOR REMOVAL OF ANY PRIMARY CONTAMINANT; ION AND MANGANESE REMOVAL (OXIDATION, DETENTION, AND FILTRATION); OR SLOW SAND FILTRATION. LEAD/CHIEF OPERATOR MUST BE CLASS C OR HIGHER. 1.0 MGD UP TO 2.0 MGD-STAFFING BY CLASS C OR HIGHER OPERATOR: 6 HOURS/DAY FOR 5 DAYS/WEEK AND ONE VISIT ON EACH WEEKEND DAY. 0.5 MGD UP TO 1.0 MGD-STAFFING BY CLASS C OR HIGHER OPERATOR: 3 HOURS/DAY FOR 5 DAYS/WEEK AND ONE VISIT ON EACH WEEKEND DAY. 0.25 MGD UP TO 0.5 MGD-STAFFING BY CLASS C OR HIGHER OPERATOR: 1 HOUR/DAY FOR 5 DAYS/WEEK AND ONE VISIT ON EACH WEEKEND DAY. LESS THAN 0.25 MGD-STAFFING BY CLASS C OR HIGHER OPERATOR: 5 VISITS/WEEK AND ONE VISIT EACH WEEKEND FOR A TOTAL OF 1.8 HOURS/WEEK. | N | Y | HOPE FOREST ACADEMY | 46821 JANE LANE |  | PAISLEY | FL | 32767 |  | 3527176380 |  | TONY TANNER | LYNDA KYHL | 2560 BUSINESS PARKWAY SUITE C |  | MINDEN | NV | 89423 |  | 3527173694 |  | OTHER | 70 | 20000 | 14 |  | 2020-05-21 | NTNC | 100
3 | LAKE | CD | DRENTERIA@FAMILYDOLLAR.COM | 3354981 | NONCOMMUNITY | CHLORINATION; AERATION FOR REMOVAL OF ANY SECONDARY CONTAMINANT, SULFIDE, OR ANY UNREGULATED CONTAMINANT; CORROSION CONTROL INHIBITOR ADDITION; HYPOCHLORINATION; IRON OR MANGANESE SEQUESTRATION; OR ULTRAVIOLET RADIATION. THE LEAD/CHIEF OPERATOR MUST BE CLASS D OR HIGHER. 50,000 GPD UP TO 0.25 MGD-STAFFING BY CLASS D OR HIGHER OPERATOR: 3 VISITS/WEEK ON NONCONSECUTIVE DAYS FOR A TOTAL OF 0.3 HOUR/WEEK. LESS THAN 50,000 GPD-STAFFING BY A CLASS D OR HIGHER OPERATOR: 2 VISITS/WEEK ON NONCONSECUTIVE DAYS FOR A TOTAL OF 0.2 HOUR/WEEK. THERE SHALL BE NO MORE THAN 5 DAYS BETWEEN THE LAST VISIT IN ONE WEEK AND THE FIRST VISIT IN THE NEXT WEEK. | N | Y | FAMILY DOLLAR STORE #9414 (SORRENTO) | 24124 STATE ROAD 46 |  | SORRENTO | FL | 32776 |  | 4072345259 |  | PENNEY FOWLER | LICENSING | 24124 SR 46 |  | SORRENTO | FL | 32776 |  |  |  | OTHER | 25 | 14400 | 1 |  | 2017-03-29 | NC01 | 50
3 | LAKE | CD |  | 3354982 | NONCOMMUNITY | CHLORINATION; AERATION FOR REMOVAL OF ANY SECONDARY CONTAMINANT, SULFIDE, OR ANY UNREGULATED CONTAMINANT; CORROSION CONTROL INHIBITOR ADDITION; HYPOCHLORINATION; IRON OR MANGANESE SEQUESTRATION; OR ULTRAVIOLET RADIATION. THE LEAD/CHIEF OPERATOR MUST BE CLASS D OR HIGHER. 50,000 GPD UP TO 0.25 MGD-STAFFING BY CLASS D OR HIGHER OPERATOR: 3 VISITS/WEEK ON NONCONSECUTIVE DAYS FOR A TOTAL OF 0.3 HOUR/WEEK. LESS THAN 50,000 GPD-STAFFING BY A CLASS D OR HIGHER OPERATOR: 2 VISITS/WEEK ON NONCONSECUTIVE DAYS FOR A TOTAL OF 0.2 HOUR/WEEK. THERE SHALL BE NO MORE THAN 5 DAYS BETWEEN THE LAST VISIT IN ONE WEEK AND THE FIRST VISIT IN THE NEXT WEEK. | N | Y | GRAND OAKS RV EVENT PARKING | 3000 MARION COUNTY ROAD |  | WEIRSDALE | FL | 32195 |  | 3527505500 |  | THOMAS WARRINER | THOMAS WARRINER | 3000 MARION COUNTY ROAD |  | WEIRSDALE | FL | 32195 |  | 3527505500 |  | OTHER | 25 | 6750 | 45 |  | 2019-12-30 | NC01 | 50
3 | LAKE | CD | fordb@advoserv.com | 3354983 | NONCOMMUNITY | CHLORINATION; AERATION FOR REMOVAL OF ANY SECONDARY CONTAMINANT, SULFIDE, OR ANY UNREGULATED CONTAMINANT; CORROSION CONTROL INHIBITOR ADDITION; HYPOCHLORINATION; IRON OR MANGANESE SEQUESTRATION; OR ULTRAVIOLET RADIATION. THE LEAD/CHIEF OPERATOR MUST BE CLASS D OR HIGHER. 50,000 GPD UP TO 0.25 MGD-STAFFING BY CLASS D OR HIGHER OPERATOR: 3 VISITS/WEEK ON NONCONSECUTIVE DAYS FOR A TOTAL OF 0.3 HOUR/WEEK. LESS THAN 50,000 GPD-STAFFING BY A CLASS D OR HIGHER OPERATOR: 2 VISITS/WEEK ON NONCONSECUTIVE DAYS FOR A TOTAL OF 0.2 HOUR/WEEK. THERE SHALL BE NO MORE THAN 5 DAYS BETWEEN THE LAST VISIT IN ONE WEEK AND THE FIRST VISIT IN THE NEXT WEEK. | N | Y | CARLTON PALMS GILBERT CMNTY RESIDENCE | 17713 PALM VIEW CIRCLE |  | MOUNT DORA | FL | 32757 |  | 3527350588 |  | BRIAN FORD | BRIAN FORD | 699 E. 5TH AVENUE |  | MOUNT DORA | FL | 32757 | 5625 | 3523859106 |  | OTHER | 25 | 25200 | 4 | 2016-06-10 | 2021-12-10 | NC01 | 50
3 | LAKE | CD |  | 3354986 | NONTRANSIENT NONCOMMUNITY | CHLORINATION; AERATION FOR REMOVAL OF ANY SECONDARY CONTAMINANT, SULFIDE, OR ANY UNREGULATED CONTAMINANT; CORROSION CONTROL INHIBITOR ADDITION; HYPOCHLORINATION; IRON OR MANGANESE SEQUESTRATION; OR ULTRAVIOLET RADIATION. THE LEAD/CHIEF OPERATOR MUST BE CLASS D OR HIGHER. 50,000 GPD UP TO 0.25 MGD-STAFFING BY CLASS D OR HIGHER OPERATOR: 3 VISITS/WEEK ON NONCONSECUTIVE DAYS FOR A TOTAL OF 0.3 HOUR/WEEK. LESS THAN 50,000 GPD-STAFFING BY A CLASS D OR HIGHER OPERATOR: 2 VISITS/WEEK ON NONCONSECUTIVE DAYS FOR A TOTAL OF 0.2 HOUR/WEEK. THERE SHALL BE NO MORE THAN 5 DAYS BETWEEN THE LAST VISIT IN ONE WEEK AND THE FIRST VISIT IN THE NEXT WEEK. | N | Y | PHILLIPS MANUFACTURING | 38501 US 19 |  | UMATILLA | FL | 32784 |  | 4029359202 |  | DAVID KALINA | GEORGE KUBAT | 4949 S. 30TH STREET |  | OMAHA | NE | 68107 |  | 4029359201 |  | INVESTOR | 35 | 7200 | 1 | 2018-05-16 | 2021-01-15 | NTNC | 100
3 | LAKE | CD |  | 3354988 | NONCOMMUNITY | CHLORINATION; AERATION FOR REMOVAL OF ANY SECONDARY CONTAMINANT, SULFIDE, OR ANY UNREGULATED CONTAMINANT; CORROSION CONTROL INHIBITOR ADDITION; HYPOCHLORINATION; IRON OR MANGANESE SEQUESTRATION; OR ULTRAVIOLET RADIATION. THE LEAD/CHIEF OPERATOR MUST BE CLASS D OR HIGHER. 50,000 GPD UP TO 0.25 MGD-STAFFING BY CLASS D OR HIGHER OPERATOR: 3 VISITS/WEEK ON NONCONSECUTIVE DAYS FOR A TOTAL OF 0.3 HOUR/WEEK. LESS THAN 50,000 GPD-STAFFING BY A CLASS D OR HIGHER OPERATOR: 2 VISITS/WEEK ON NONCONSECUTIVE DAYS FOR A TOTAL OF 0.2 HOUR/WEEK. THERE SHALL BE NO MORE THAN 5 DAYS BETWEEN THE LAST VISIT IN ONE WEEK AND THE FIRST VISIT IN THE NEXT WEEK. | N | Y | MCDONALD CANAL BOAT RAMP | 24600 COUNTY ROAD 448A |  | ZELLWOOD | FL | 32798 |  | 3869370605 |  | CAREY MAXWELL | CAREY MAXWELL | PO BOX 1429 |  | PALATKA | FL | 32177 |  | 3869370605 |  | STATE | 25 | 14400 | 1 |  | 2021-05-19 | NC01 | 50
3 | LAKE | CD |  | 3354990 | NONCOMMUNITY | CHLORINATION; AERATION FOR REMOVAL OF ANY SECONDARY CONTAMINANT, SULFIDE, OR ANY UNREGULATED CONTAMINANT; CORROSION CONTROL INHIBITOR ADDITION; HYPOCHLORINATION; IRON OR MANGANESE SEQUESTRATION; OR ULTRAVIOLET RADIATION. THE LEAD/CHIEF OPERATOR MUST BE CLASS D OR HIGHER. 50,000 GPD UP TO 0.25 MGD-STAFFING BY CLASS D OR HIGHER OPERATOR: 3 VISITS/WEEK ON NONCONSECUTIVE DAYS FOR A TOTAL OF 0.3 HOUR/WEEK. LESS THAN 50,000 GPD-STAFFING BY A CLASS D OR HIGHER OPERATOR: 2 VISITS/WEEK ON NONCONSECUTIVE DAYS FOR A TOTAL OF 0.2 HOUR/WEEK. THERE SHALL BE NO MORE THAN 5 DAYS BETWEEN THE LAST VISIT IN ONE WEEK AND THE FIRST VISIT IN THE NEXT WEEK. | N | Y | STOP AND PLAY CAFE | 28333 HIGHWAY 27 |  | LEESBURG | FL | 34748 |  | 3522678003 |  | DONNA FABINSKI | DONNA FABINSKI | 28333 HWY 27 |  | LEESBURG | FL | 34748 |  | 3524559184 |  | INVESTOR | 25 | 10800 | 1 |  | 2017-07-12 | NC01 | 50
3 | LAKE | CD |  | 3354992 | NONTRANSIENT NONCOMMUNITY | CHLORINATION; AERATION FOR REMOVAL OF ANY SECONDARY CONTAMINANT, SULFIDE, OR ANY UNREGULATED CONTAMINANT; CORROSION CONTROL INHIBITOR ADDITION; HYPOCHLORINATION; IRON OR MANGANESE SEQUESTRATION; OR ULTRAVIOLET RADIATION. THE LEAD/CHIEF OPERATOR MUST BE CLASS D OR HIGHER. 50,000 GPD UP TO 0.25 MGD-STAFFING BY CLASS D OR HIGHER OPERATOR: 3 VISITS/WEEK ON NONCONSECUTIVE DAYS FOR A TOTAL OF 0.3 HOUR/WEEK. LESS THAN 50,000 GPD-STAFFING BY A CLASS D OR HIGHER OPERATOR: 2 VISITS/WEEK ON NONCONSECUTIVE DAYS FOR A TOTAL OF 0.2 HOUR/WEEK. THERE SHALL BE NO MORE THAN 5 DAYS BETWEEN THE LAST VISIT IN ONE WEEK AND THE FIRST VISIT IN THE NEXT WEEK. | N | Y | MED MEN | 25540 COUNTY ROAD 44-A |  | EUSTIS | FL | 32736 |  | 4076074095 |  | CHERI WHITEHEAD | JOHN MCQUEENEY | 25540 COUNTY ROAD 44-A |  | EUSTIS | FL | 32736 |  | 4243302261 |  | INVESTOR | 109 | 0 | 1 |  | 2019-06-13 | NTNC | 100
3 | LAKE | CD | david@southernhillfarms.com | 3354993 | NONCOMMUNITY | CHLORINATION; AERATION FOR REMOVAL OF ANY SECONDARY CONTAMINANT, SULFIDE, OR ANY UNREGULATED CONTAMINANT; CORROSION CONTROL INHIBITOR ADDITION; HYPOCHLORINATION; IRON OR MANGANESE SEQUESTRATION; OR ULTRAVIOLET RADIATION. THE LEAD/CHIEF OPERATOR MUST BE CLASS D OR HIGHER. 50,000 GPD UP TO 0.25 MGD-STAFFING BY CLASS D OR HIGHER OPERATOR: 3 VISITS/WEEK ON NONCONSECUTIVE DAYS FOR A TOTAL OF 0.3 HOUR/WEEK. LESS THAN 50,000 GPD-STAFFING BY A CLASS D OR HIGHER OPERATOR: 2 VISITS/WEEK ON NONCONSECUTIVE DAYS FOR A TOTAL OF 0.2 HOUR/WEEK. THERE SHALL BE NO MORE THAN 5 DAYS BETWEEN THE LAST VISIT IN ONE WEEK AND THE FIRST VISIT IN THE NEXT WEEK. | N | Y | SOUTHERN HILL FARMS | 16651 SCHOFIELD ROAD |  | CLERMONT | FL | 34714 |  | 4079865806 |  | DAVID HILL | DAVID HILL | 522 S. HUNT CLUB BLVD | #310 | APOPKA | FL | 32703 |  | 4079474079 |  | OTHER | 25 | 10800 | 1 |  | 2019-03-19 | NC01 | 50
3 | LAKE | CD |  | 3354994 | NONCOMMUNITY | NO TREATMENT--CONSECUTIVE SYSTEMS ONLY | N | N | LAKE APOPKA SOUND (CONSEC) | P.O. BOX 560008 |  | MONTVERDE | FL | 34756 |  | 4074691673 |  | CHUCK MACK | JOE WYNKOOP | P.O. BOX 560006 |  | MONTVERDE | FL | 34766 |  | 4074691673 |  | SUBDIVISION | 25 | 50000 | 102 |  | 2021-10-25 | NC01 | 50
3 | LAKE | CD |  | 3354995 | NONCOMMUNITY | CHLORINATION; AERATION FOR REMOVAL OF ANY SECONDARY CONTAMINANT, SULFIDE, OR ANY UNREGULATED CONTAMINANT; CORROSION CONTROL INHIBITOR ADDITION; HYPOCHLORINATION; IRON OR MANGANESE SEQUESTRATION; OR ULTRAVIOLET RADIATION. THE LEAD/CHIEF OPERATOR MUST BE CLASS D OR HIGHER. 50,000 GPD UP TO 0.25 MGD-STAFFING BY CLASS D OR HIGHER OPERATOR: 3 VISITS/WEEK ON NONCONSECUTIVE DAYS FOR A TOTAL OF 0.3 HOUR/WEEK. LESS THAN 50,000 GPD-STAFFING BY A CLASS D OR HIGHER OPERATOR: 2 VISITS/WEEK ON NONCONSECUTIVE DAYS FOR A TOTAL OF 0.2 HOUR/WEEK. THERE SHALL BE NO MORE THAN 5 DAYS BETWEEN THE LAST VISIT IN ONE WEEK AND THE FIRST VISIT IN THE NEXT WEEK. | N | Y | GRAND OAKS HAMLETS | 2900 MARION COUNTY ROAD |  | LADY LAKE | FL | 32195 |  | 3527505500 |  |  | THOMAS WARRINER | 3000 MARION COUNTY ROAD |  | WEIRSDALE | FL | 32195 |  | 3527533342 |  | OTHER | 25 | 5850 | 21 |  | 2019-11-19 | NC01 | 50
3 | LAKE | CD | RDELEON265@GMAIL.COM | 3354996 | NONTRANSIENT NONCOMMUNITY | CHLORINATION; AERATION FOR REMOVAL OF ANY SECONDARY CONTAMINANT, SULFIDE, OR ANY UNREGULATED CONTAMINANT; CORROSION CONTROL INHIBITOR ADDITION; HYPOCHLORINATION; IRON OR MANGANESE SEQUESTRATION; OR ULTRAVIOLET RADIATION. THE LEAD/CHIEF OPERATOR MUST BE CLASS D OR HIGHER. 50,000 GPD UP TO 0.25 MGD-STAFFING BY CLASS D OR HIGHER OPERATOR: 3 VISITS/WEEK ON NONCONSECUTIVE DAYS FOR A TOTAL OF 0.3 HOUR/WEEK. LESS THAN 50,000 GPD-STAFFING BY A CLASS D OR HIGHER OPERATOR: 2 VISITS/WEEK ON NONCONSECUTIVE DAYS FOR A TOTAL OF 0.2 HOUR/WEEK. THERE SHALL BE NO MORE THAN 5 DAYS BETWEEN THE LAST VISIT IN ONE WEEK AND THE FIRST VISIT IN THE NEXT WEEK. | N | Y | CURALEAF MOUNT DORA | 4055 BRITT ROAD |  | MOUNT DORA | FL | 32756 |  | 7862364722 |  | ROBERT F. DE LEON | ROBERT F. DE LEON | 13745 SW 216 STREET |  | GOULDS | FL | 33170 |  | 7862364722 |  | OTHER | 60 | 2025 | 1 |  | 2020-04-01 | NTNC | 100
3 | LAKE | CD |  | 3354997 | NONCOMMUNITY | CHLORINATION; AERATION FOR REMOVAL OF ANY SECONDARY CONTAMINANT, SULFIDE, OR ANY UNREGULATED CONTAMINANT; CORROSION CONTROL INHIBITOR ADDITION; HYPOCHLORINATION; IRON OR MANGANESE SEQUESTRATION; OR ULTRAVIOLET RADIATION. THE LEAD/CHIEF OPERATOR MUST BE CLASS D OR HIGHER. 50,000 GPD UP TO 0.25 MGD-STAFFING BY CLASS D OR HIGHER OPERATOR: 3 VISITS/WEEK ON NONCONSECUTIVE DAYS FOR A TOTAL OF 0.3 HOUR/WEEK. LESS THAN 50,000 GPD-STAFFING BY A CLASS D OR HIGHER OPERATOR: 2 VISITS/WEEK ON NONCONSECUTIVE DAYS FOR A TOTAL OF 0.2 HOUR/WEEK. THERE SHALL BE NO MORE THAN 5 DAYS BETWEEN THE LAST VISIT IN ONE WEEK AND THE FIRST VISIT IN THE NEXT WEEK. | N | Y | WILD GOOSE FARMS II | 17951 SE HWY 452 |  | UMATILLA | FL | 32784 |  | 3524095009 |  | TERRI MARTINEZ | SEVORG TRADING COMPANY | 17591 HWY 452 |  | UMATILLA | FL | 32784 |  | 3524095009 |  | INVESTOR | 38 | 10800 | 1 |  | 2019-12-17 | NC01 | 50
3 | LAKE | CD |  | 3354998 | COMMUNITY | CHLORINATION; AERATION FOR REMOVAL OF ANY SECONDARY CONTAMINANT, SULFIDE, OR ANY UNREGULATED CONTAMINANT; CORROSION CONTROL INHIBITOR ADDITION; HYPOCHLORINATION; IRON OR MANGANESE SEQUESTRATION; OR ULTRAVIOLET RADIATION. THE LEAD/CHIEF OPERATOR MUST BE CLASS D OR HIGHER. 50,000 GPD UP TO 0.25 MGD-STAFFING BY CLASS D OR HIGHER OPERATOR: 3 VISITS/WEEK ON NONCONSECUTIVE DAYS FOR A TOTAL OF 0.3 HOUR/WEEK. LESS THAN 50,000 GPD-STAFFING BY A CLASS D OR HIGHER OPERATOR: 2 VISITS/WEEK ON NONCONSECUTIVE DAYS FOR A TOTAL OF 0.2 HOUR/WEEK. THERE SHALL BE NO MORE THAN 5 DAYS BETWEEN THE LAST VISIT IN ONE WEEK AND THE FIRST VISIT IN THE NEXT WEEK. | N | Y | AGAVE MANAGEMENT DUPLEXES | 3 MAY ROAD |  | LEESBURG | FL | 34748 |  | 3523573500 | 1004 |  | RAQUEL MARTIN | 21102 STATE ROAD 44 |  | EUSTIS | FL | 32736 |  | 3523573500 | 1004 | INVESTOR | 40 | 72000 | 5 |  | 2020-02-25 | DC051 | 100
3 | LAKE | CD |  | 3354999 | NONCOMMUNITY | CHLORINATION; AERATION FOR REMOVAL OF ANY SECONDARY CONTAMINANT, SULFIDE, OR ANY UNREGULATED CONTAMINANT; CORROSION CONTROL INHIBITOR ADDITION; HYPOCHLORINATION; IRON OR MANGANESE SEQUESTRATION; OR ULTRAVIOLET RADIATION. THE LEAD/CHIEF OPERATOR MUST BE CLASS D OR HIGHER. 50,000 GPD UP TO 0.25 MGD-STAFFING BY CLASS D OR HIGHER OPERATOR: 3 VISITS/WEEK ON NONCONSECUTIVE DAYS FOR A TOTAL OF 0.3 HOUR/WEEK. LESS THAN 50,000 GPD-STAFFING BY A CLASS D OR HIGHER OPERATOR: 2 VISITS/WEEK ON NONCONSECUTIVE DAYS FOR A TOTAL OF 0.2 HOUR/WEEK. THERE SHALL BE NO MORE THAN 5 DAYS BETWEEN THE LAST VISIT IN ONE WEEK AND THE FIRST VISIT IN THE NEXT WEEK. | N | Y | COUNTRY JUNCTION | 25924 CR 561 |  | ASTATULA | FL | 34705 |  | 3525162424 |  | ARLIE FARLEY | TONYA FARLEY | PO BOX 393 |  | ASTATULA | FL | 34705 |  | 3525162424 |  | INVESTOR | 25 | 0 | 3 |  | 2020-03-18 | NC01 | 50
3 | LAKE | CD |  | 3355001 | NONCOMMUNITY | CHLORINATION; AERATION FOR REMOVAL OF ANY SECONDARY CONTAMINANT, SULFIDE, OR ANY UNREGULATED CONTAMINANT; CORROSION CONTROL INHIBITOR ADDITION; HYPOCHLORINATION; IRON OR MANGANESE SEQUESTRATION; OR ULTRAVIOLET RADIATION. THE LEAD/CHIEF OPERATOR MUST BE CLASS D OR HIGHER. 50,000 GPD UP TO 0.25 MGD-STAFFING BY CLASS D OR HIGHER OPERATOR: 3 VISITS/WEEK ON NONCONSECUTIVE DAYS FOR A TOTAL OF 0.3 HOUR/WEEK. LESS THAN 50,000 GPD-STAFFING BY A CLASS D OR HIGHER OPERATOR: 2 VISITS/WEEK ON NONCONSECUTIVE DAYS FOR A TOTAL OF 0.2 HOUR/WEEK. THERE SHALL BE NO MORE THAN 5 DAYS BETWEEN THE LAST VISIT IN ONE WEEK AND THE FIRST VISIT IN THE NEXT WEEK. | N | Y | DOLLAR GENERAL TAVARES WTP | 16035 COUNTY ROAD 448 |  | TAVARES | FL | 32778 |  | 3867558887 |  |  | MATT CASON | 3324 WEST UNIVERSITY AVENUE STE. 151 |  | GAINESVILLE | FL | 32607 |  | 3867558887 |  | OTHER | 25 | 1000 | 1 |  | 2021-02-26 | NC01 | 50
3 | LAKE | CD |  | 3355003 | NONCOMMUNITY | CHLORINATION; AERATION FOR REMOVAL OF ANY SECONDARY CONTAMINANT, SULFIDE, OR ANY UNREGULATED CONTAMINANT; CORROSION CONTROL INHIBITOR ADDITION; HYPOCHLORINATION; IRON OR MANGANESE SEQUESTRATION; OR ULTRAVIOLET RADIATION. THE LEAD/CHIEF OPERATOR MUST BE CLASS D OR HIGHER. 50,000 GPD UP TO 0.25 MGD-STAFFING BY CLASS D OR HIGHER OPERATOR: 3 VISITS/WEEK ON NONCONSECUTIVE DAYS FOR A TOTAL OF 0.3 HOUR/WEEK. LESS THAN 50,000 GPD-STAFFING BY A CLASS D OR HIGHER OPERATOR: 2 VISITS/WEEK ON NONCONSECUTIVE DAYS FOR A TOTAL OF 0.2 HOUR/WEEK. THERE SHALL BE NO MORE THAN 5 DAYS BETWEEN THE LAST VISIT IN ONE WEEK AND THE FIRST VISIT IN THE NEXT WEEK. | N | Y | DOLLAR GENERAL HOWEY-IN-THE HILLS | INTERSECTION SR19 AND CR 455 |  | HOWEY IN THE HILLS | FL | 34737 |  | 3867558887 |  |  | MATT CASON | 3324 WEST UNIVERSITY AVENUE #151 |  | GAINESVILLE | FL | 32607 |  | 3867558887 |  | OTHER | 25 | 0 | 1 |  | 2021-02-26 | NC01 | 50
3 | LAKE | CD |  | 3355004 | NONCOMMUNITY | CHLORINATION; AERATION FOR REMOVAL OF ANY SECONDARY CONTAMINANT, SULFIDE, OR ANY UNREGULATED CONTAMINANT; CORROSION CONTROL INHIBITOR ADDITION; HYPOCHLORINATION; IRON OR MANGANESE SEQUESTRATION; OR ULTRAVIOLET RADIATION. THE LEAD/CHIEF OPERATOR MUST BE CLASS D OR HIGHER. 50,000 GPD UP TO 0.25 MGD-STAFFING BY CLASS D OR HIGHER OPERATOR: 3 VISITS/WEEK ON NONCONSECUTIVE DAYS FOR A TOTAL OF 0.3 HOUR/WEEK. LESS THAN 50,000 GPD-STAFFING BY A CLASS D OR HIGHER OPERATOR: 2 VISITS/WEEK ON NONCONSECUTIVE DAYS FOR A TOTAL OF 0.2 HOUR/WEEK. THERE SHALL BE NO MORE THAN 5 DAYS BETWEEN THE LAST VISIT IN ONE WEEK AND THE FIRST VISIT IN THE NEXT WEEK. | N | Y | LAKE GERTRUDE PLAZA | 17855 U.S. HWY 441 |  | MOUNT DORA | FL | 32757 |  | 3524081333 |  |  | JAMES HEPP | 24214 DEEP SPRINGS LOOP |  | EUSTIS | FL | 32736 |  | 3524081333 |  | INVESTOR | 25 | 0 | 5 |  | 2021-05-07 | NC01 | 50
3 | LAKE | CD |  | 3355005 | NONCOMMUNITY | CHLORINATION; AERATION FOR REMOVAL OF ANY SECONDARY CONTAMINANT, SULFIDE, OR ANY UNREGULATED CONTAMINANT; CORROSION CONTROL INHIBITOR ADDITION; HYPOCHLORINATION; IRON OR MANGANESE SEQUESTRATION; OR ULTRAVIOLET RADIATION. THE LEAD/CHIEF OPERATOR MUST BE CLASS D OR HIGHER. 50,000 GPD UP TO 0.25 MGD-STAFFING BY CLASS D OR HIGHER OPERATOR: 3 VISITS/WEEK ON NONCONSECUTIVE DAYS FOR A TOTAL OF 0.3 HOUR/WEEK. LESS THAN 50,000 GPD-STAFFING BY A CLASS D OR HIGHER OPERATOR: 2 VISITS/WEEK ON NONCONSECUTIVE DAYS FOR A TOTAL OF 0.2 HOUR/WEEK. THERE SHALL BE NO MORE THAN 5 DAYS BETWEEN THE LAST VISIT IN ONE WEEK AND THE FIRST VISIT IN THE NEXT WEEK. | N | Y | SHOPPES OF NORTHERN | 11240 NORTHERN AVE. |  | LEESBURG | FL | 34788 |  | 3527427770 |  |  | ATAUL HAQ | 1544 GRASSY RIDGE LANE |  | APOPKA | FL | 32712 |  | 4079636692 |  | INVESTOR | 25 | 0 | 5 |  | 2021-08-27 | NC01 | 50
3 | MARION | CD | MPREDMOND@AOL.COM | 3420006 | NONCOMMUNITY | CHLORINATION; AERATION FOR REMOVAL OF ANY SECONDARY CONTAMINANT, SULFIDE, OR ANY UNREGULATED CONTAMINANT; CORROSION CONTROL INHIBITOR ADDITION; HYPOCHLORINATION; IRON OR MANGANESE SEQUESTRATION; OR ULTRAVIOLET RADIATION. THE LEAD/CHIEF OPERATOR MUST BE CLASS D OR HIGHER. 50,000 GPD UP TO 0.25 MGD-STAFFING BY CLASS D OR HIGHER OPERATOR: 3 VISITS/WEEK ON NONCONSECUTIVE DAYS FOR A TOTAL OF 0.3 HOUR/WEEK. LESS THAN 50,000 GPD-STAFFING BY A CLASS D OR HIGHER OPERATOR: 2 VISITS/WEEK ON NONCONSECUTIVE DAYS FOR A TOTAL OF 0.2 HOUR/WEEK. THERE SHALL BE NO MORE THAN 5 DAYS BETWEEN THE LAST VISIT IN ONE WEEK AND THE FIRST VISIT IN THE NEXT WEEK. | N | Y | 88 GROCERY STORE | 14280 NE 203RD AVE. |  | FT MCCOY | FL | 32134 |  | 3526851833 |  | MIKE REDMOND | 88 GROCERY STORE | 20271 SE 142 PL |  | UMATILLA | FL | 32784 |  | 3522886090 |  | INVESTOR | 25 | 7200 | 2 | 2011-07-28 | 2020-08-14 | NC01 | 50
3 | MARION | CD | thariani@thariani.com | 3420013 | NONCOMMUNITY | CHLORINATION; AERATION FOR REMOVAL OF ANY SECONDARY CONTAMINANT, SULFIDE, OR ANY UNREGULATED CONTAMINANT; CORROSION CONTROL INHIBITOR ADDITION; HYPOCHLORINATION; IRON OR MANGANESE SEQUESTRATION; OR ULTRAVIOLET RADIATION. THE LEAD/CHIEF OPERATOR MUST BE CLASS D OR HIGHER. 50,000 GPD UP TO 0.25 MGD-STAFFING BY CLASS D OR HIGHER OPERATOR: 3 VISITS/WEEK ON NONCONSECUTIVE DAYS FOR A TOTAL OF 0.3 HOUR/WEEK. LESS THAN 50,000 GPD-STAFFING BY A CLASS D OR HIGHER OPERATOR: 2 VISITS/WEEK ON NONCONSECUTIVE DAYS FOR A TOTAL OF 0.2 HOUR/WEEK. THERE SHALL BE NO MORE THAN 5 DAYS BETWEEN THE LAST VISIT IN ONE WEEK AND THE FIRST VISIT IN THE NEXT WEEK. | N | Y | GOLDEN PALMS INN & SUITES | 3767 NW BLITCHTON ROAD |  | OCALA | FL | 34475 |  | 3527322300 |  | THARIANI AYAZ | THARIANI AYAZ | 3767 NW BLITCHTON RD |  | OCALA | FL | 34475 |  | 3527322300 |  | INVESTOR | 25 | 72000 | 120 | 2012-12-17 | 2020-08-28 | NC01 | 50
3 | MARION | CD | CHARLES.STEGALL@MARION.K12.FL.US | 3420034 | NONTRANSIENT NONCOMMUNITY | CHLORINATION; AERATION FOR REMOVAL OF ANY SECONDARY CONTAMINANT, SULFIDE, OR ANY UNREGULATED CONTAMINANT; CORROSION CONTROL INHIBITOR ADDITION; HYPOCHLORINATION; IRON OR MANGANESE SEQUESTRATION; OR ULTRAVIOLET RADIATION. THE LEAD/CHIEF OPERATOR MUST BE CLASS D OR HIGHER. 50,000 GPD UP TO 0.25 MGD-STAFFING BY CLASS D OR HIGHER OPERATOR: 3 VISITS/WEEK ON NONCONSECUTIVE DAYS FOR A TOTAL OF 0.3 HOUR/WEEK. LESS THAN 50,000 GPD-STAFFING BY A CLASS D OR HIGHER OPERATOR: 2 VISITS/WEEK ON NONCONSECUTIVE DAYS FOR A TOTAL OF 0.2 HOUR/WEEK. THERE SHALL BE NO MORE THAN 5 DAYS BETWEEN THE LAST VISIT IN ONE WEEK AND THE FIRST VISIT IN THE NEXT WEEK. | N | Y | ANTHONY ELEMENTARY SCHOOL | 9501 NE JACKSONVILLE RD |  | ANTHONY | FL | 32617 |  | 3526224261 |  | CHARLES STEGALL | ANTHONY ELEMENTARY SCHOOL | 1105 SW 7TH RD |  | OCALA | FL | 34471 | 571 | 3526716958 |  | COUNTY | 471 | 115200 | 7 | 2017-09-22 | 2020-04-22 | NTNC | 100
3 | MARION | CD | info@goldenpondvillage.com | 3420072 | NONCOMMUNITY | CHLORINATION; AERATION FOR REMOVAL OF ANY SECONDARY CONTAMINANT, SULFIDE, OR ANY UNREGULATED CONTAMINANT; CORROSION CONTROL INHIBITOR ADDITION; HYPOCHLORINATION; IRON OR MANGANESE SEQUESTRATION; OR ULTRAVIOLET RADIATION. THE LEAD/CHIEF OPERATOR MUST BE CLASS D OR HIGHER. 50,000 GPD UP TO 0.25 MGD-STAFFING BY CLASS D OR HIGHER OPERATOR: 3 VISITS/WEEK ON NONCONSECUTIVE DAYS FOR A TOTAL OF 0.3 HOUR/WEEK. LESS THAN 50,000 GPD-STAFFING BY A CLASS D OR HIGHER OPERATOR: 2 VISITS/WEEK ON NONCONSECUTIVE DAYS FOR A TOTAL OF 0.2 HOUR/WEEK. THERE SHALL BE NO MORE THAN 5 DAYS BETWEEN THE LAST VISIT IN ONE WEEK AND THE FIRST VISIT IN THE NEXT WEEK. | N | Y | GOLDEN POND RV PARK | 3233 SE 110TH ST |  | OCALA | FL | 34480 |  | 3522452334 |  | LISA CELESTE | LISA CELESTE | 3233 SE 110TH ST. |  | OCALA | FL | 34480 |  | 3522452334 |  | INVESTOR | 65 | 28000 | 62 | 2017-06-16 | 2021-12-15 | NC01 | 50
3 | MARION | CD | pworks@fdt.net | 3420074 | COMMUNITY | CHLORINATION; AERATION FOR REMOVAL OF ANY SECONDARY CONTAMINANT, SULFIDE, OR ANY UNREGULATED CONTAMINANT; CORROSION CONTROL INHIBITOR ADDITION; HYPOCHLORINATION; IRON OR MANGANESE SEQUESTRATION; OR ULTRAVIOLET RADIATION. THE LEAD/CHIEF OPERATOR MUST BE CLASS C OR HIGHER. 5.0 MGD AND ABOVE-STAFFING BY CLASS C OR HIGHER OPERATOR: 6 HOURS/DAY FOR 5 DAYS/WEEK AND ONE VISIT ON EACH WEEKEND DAY. 3.0 MGD UP TO 5.0 MGD-STAFFING BY CLASS C OR HIGHER OPERATOR: 1 HOUR/DAY FOR 5 DAYS/WEEK AND ONE VISIT ON EACH WEEKEND DAY. 0.25 MGD UP TO 3.0 MGD-STAFFING BY CLASS C OR HIGHER OPERATOR: 5 VISITS/WEEK AND ONE VISIT EACH WEEKEND FOR A TOTAL OF 0.6 HOUR/WEEK. | N | Y | BELLEVIEW, CITY OF (2 WPS) | 5343 SE ABSHIER BLVD |  | BELLEVIEW | FL | 34420 |  | 3522453304 |  | CITY OF BELLEVIEW | CITY OF BELLEVIEW | 5343 SE ABSHIER BLVD |  | BELLEVIEW | FL | 34420 |  | 3524252110 |  | MUNICIPALITY | 8433 | 2232000 | 3393 | 2018-09-24 | 2021-07-16 | DC03 | 2000
3 | MARION | CD |  | 3420095 | NONCOMMUNITY | CHLORINATION; AERATION FOR REMOVAL OF ANY SECONDARY CONTAMINANT, SULFIDE, OR ANY UNREGULATED CONTAMINANT; CORROSION CONTROL INHIBITOR ADDITION; HYPOCHLORINATION; IRON OR MANGANESE SEQUESTRATION; OR ULTRAVIOLET RADIATION. THE LEAD/CHIEF OPERATOR MUST BE CLASS D OR HIGHER. 50,000 GPD UP TO 0.25 MGD-STAFFING BY CLASS D OR HIGHER OPERATOR: 3 VISITS/WEEK ON NONCONSECUTIVE DAYS FOR A TOTAL OF 0.3 HOUR/WEEK. LESS THAN 50,000 GPD-STAFFING BY A CLASS D OR HIGHER OPERATOR: 2 VISITS/WEEK ON NONCONSECUTIVE DAYS FOR A TOTAL OF 0.2 HOUR/WEEK. THERE SHALL BE NO MORE THAN 5 DAYS BETWEEN THE LAST VISIT IN ONE WEEK AND THE FIRST VISIT IN THE NEXT WEEK. | N | Y | BLUE SKIES ESTATES | 2426 NORTHEAST 14TH STREET |  | OCALA | FL | 32670 |  | 3526292020 |  | EDWARD K SEYLER | EDWARD K SEYLER | PO BOX 4919 |  | OCALA | FL | 34478 |  | 3528436160 |  | INVESTOR | 20 | 167000 | 10 | 2016-06-30 | 2019-04-26 | NC01 | 50
3 | MARION | CD | Jody.kirkman@marionfl.org | 3420124 | COMMUNITY | CHLORINATION; AERATION FOR REMOVAL OF ANY SECONDARY CONTAMINANT, SULFIDE, OR ANY UNREGULATED CONTAMINANT; CORROSION CONTROL INHIBITOR ADDITION; HYPOCHLORINATION; IRON OR MANGANESE SEQUESTRATION; OR ULTRAVIOLET RADIATION. THE LEAD/CHIEF OPERATOR MUST BE CLASS D OR HIGHER. 50,000 GPD UP TO 0.25 MGD-STAFFING BY CLASS D OR HIGHER OPERATOR: 3 VISITS/WEEK ON NONCONSECUTIVE DAYS FOR A TOTAL OF 0.3 HOUR/WEEK. LESS THAN 50,000 GPD-STAFFING BY A CLASS D OR HIGHER OPERATOR: 2 VISITS/WEEK ON NONCONSECUTIVE DAYS FOR A TOTAL OF 0.2 HOUR/WEEK. THERE SHALL BE NO MORE THAN 5 DAYS BETWEEN THE LAST VISIT IN ONE WEEK AND THE FIRST VISIT IN THE NEXT WEEK. | N | Y | BUCKSKIN LAKE MANOR | 18820 NE 249TH TERR |  | FT. MCCOY | FL | 32134 |  | 3523074626 |  | JODY KIRKMAN | MARION COUNTY UTILITIES | 11800 S. US HWY 441 |  | BELLEVIEW | FL | 34420 |  | 3523074626 |  | INVESTOR/LICENSED PUBLIC UTILITIES | 242 | 64800 | 69 | 2016-04-27 | 2019-05-24 | DC05 | 500
3 | MARION | CD | none | 3420137 | NONCOMMUNITY | AERATION FOR REMOVAL OF ANY PRIMARY CONTAMINANT; ALKALINITY/PH ADJUSTMENT; CHLORAMIN ATION; CHLORINE DIOXIDE FOR OXIDATION OR DISINFECTION; FLUORIDATION; ION EXCHANGE FOR REMOVAL OF ANY SECONDARY CONTAMINANT, SULFIDE, OR ANY UNREGULATED CONTAMINANT; OR OZONATION LESS THAN 0.1 MGD. STAFFING BY A CLASS D OR HIGHER OPERATOR: 3 VISITS/WEEK ON NONCONSECUTIVE DAYS FOR A TOTAL OF 0.6 HOUR/WEEK. THE LEAD/CHIEF OPERATOR MUST BE CLASS D OR HIGHER. | N | Y | CAMP KIWANIS | 19300 SE 3RD ST. |  | SILVER SPRINGS | FL | 34488 |  | 3526252620 |  | CHARLES H. STEGALL | CAMP KIWANIS | PO BOX 682 |  | OCALA | FL | 34478 | 682 | 3526252620 |  | INVESTOR | 25 | 20000 | 7 | 2012-12-19 | 2018-06-20 | NC01 | 50
3 | MARION | CD | CAMOELLER@CFL.RR.COM | 3420161 | NONCOMMUNITY | CHLORINATION; AERATION FOR REMOVAL OF ANY SECONDARY CONTAMINANT, SULFIDE, OR ANY UNREGULATED CONTAMINANT; CORROSION CONTROL INHIBITOR ADDITION; HYPOCHLORINATION; IRON OR MANGANESE SEQUESTRATION; OR ULTRAVIOLET RADIATION. THE LEAD/CHIEF OPERATOR MUST BE CLASS D OR HIGHER. 50,000 GPD UP TO 0.25 MGD-STAFFING BY CLASS D OR HIGHER OPERATOR: 3 VISITS/WEEK ON NONCONSECUTIVE DAYS FOR A TOTAL OF 0.3 HOUR/WEEK. LESS THAN 50,000 GPD-STAFFING BY A CLASS D OR HIGHER OPERATOR: 2 VISITS/WEEK ON NONCONSECUTIVE DAYS FOR A TOTAL OF 0.2 HOUR/WEEK. THERE SHALL BE NO MORE THAN 5 DAYS BETWEEN THE LAST VISIT IN ONE WEEK AND THE FIRST VISIT IN THE NEXT WEEK. | N | Y | CEDAR CREEK BAPTIST CHURCH | 15455 NE C.R. 314 |  | SILVER SPRINGS | FL | 34488 |  | 3526252706 |  | CLYDE MOELLER | CEDAR CREEK BAPTIST CHURCH | 15455 NORTHEAST CR 314 |  | SILVER SPRINGS | FL | 34488 |  | 3526252706 |  | OTHER | 25 | 10800 | 5 | 2017-05-19 | 2017-04-20 | NC01 | 50
3 | MARION | CD | marionutilitiesinc@gmail.com | 3420162 | COMMUNITY | CHLORINATION; AERATION FOR REMOVAL OF ANY SECONDARY CONTAMINANT, SULFIDE, OR ANY UNREGULATED CONTAMINANT; CORROSION CONTROL INHIBITOR ADDITION; HYPOCHLORINATION; IRON OR MANGANESE SEQUESTRATION; OR ULTRAVIOLET RADIATION. THE LEAD/CHIEF OPERATOR MUST BE CLASS C OR HIGHER. 5.0 MGD AND ABOVE-STAFFING BY CLASS C OR HIGHER OPERATOR: 6 HOURS/DAY FOR 5 DAYS/WEEK AND ONE VISIT ON EACH WEEKEND DAY. 3.0 MGD UP TO 5.0 MGD-STAFFING BY CLASS C OR HIGHER OPERATOR: 1 HOUR/DAY FOR 5 DAYS/WEEK AND ONE VISIT ON EACH WEEKEND DAY. 0.25 MGD UP TO 3.0 MGD-STAFFING BY CLASS C OR HIGHER OPERATOR: 5 VISITS/WEEK AND ONE VISIT EACH WEEKEND FOR A TOTAL OF 0.6 HOUR/WEEK. | N | Y | CEDAR HILLS | SE 33RD CT & SE 35TH ST |  | OCALA | FL | 34470 |  | 3526221171 |  | JODY KIRKMAN | MARION COUNTY UTILITIES | 11800 S. US HWY 441 |  | BELLEVIEW | FL | 34420 |  | 3523076000 |  | INVESTOR/LICENSED PUBLIC UTILITIES | 1404 | 320000 | 410 | 2018-10-09 | 2021-02-10 | DC05 | 500
3 | MARION | CD | shawn@northempirellc.com; sarah@northempirellc.com | 3420170 | NONTRANSIENT NONCOMMUNITY | CHLORINATION; AERATION FOR REMOVAL OF ANY SECONDARY CONTAMINANT, SULFIDE, OR ANY UNREGULATED CONTAMINANT; CORROSION CONTROL INHIBITOR ADDITION; HYPOCHLORINATION; IRON OR MANGANESE SEQUESTRATION; OR ULTRAVIOLET RADIATION. THE LEAD/CHIEF OPERATOR MUST BE CLASS C OR HIGHER. 5.0 MGD AND ABOVE-STAFFING BY CLASS C OR HIGHER OPERATOR: 6 HOURS/DAY FOR 5 DAYS/WEEK AND ONE VISIT ON EACH WEEKEND DAY. 3.0 MGD UP TO 5.0 MGD-STAFFING BY CLASS C OR HIGHER OPERATOR: 1 HOUR/DAY FOR 5 DAYS/WEEK AND ONE VISIT ON EACH WEEKEND DAY. 0.25 MGD UP TO 3.0 MGD-STAFFING BY CLASS C OR HIGHER OPERATOR: 5 VISITS/WEEK AND ONE VISIT EACH WEEKEND FOR A TOTAL OF 0.6 HOUR/WEEK. | N | Y | NE OCALA, LLC | 6045 SE 83RD ST. |  | OCALA | FL | 34472 |  | 8452626311 | 105 | SHAWN WILSON | SHAWN WILSON | 873 RTE 45 | SUITE 101 | NEW CITY | NY | 10956 |  | 3523071690 |  | INVESTOR | 124 | 344000 | 4 | 2019-06-10 | 2019-05-22 | NTNC | 100
3 | MARION | CD | cliftwoodmanager@aol.com | 3420216 | COMMUNITY | CHLORINATION; AERATION FOR REMOVAL OF ANY SECONDARY CONTAMINANT, SULFIDE, OR ANY UNREGULATED CONTAMINANT; CORROSION CONTROL INHIBITOR ADDITION; HYPOCHLORINATION; IRON OR MANGANESE SEQUESTRATION; OR ULTRAVIOLET RADIATION. THE LEAD/CHIEF OPERATOR MUST BE CLASS D OR HIGHER. 50,000 GPD UP TO 0.25 MGD-STAFFING BY CLASS D OR HIGHER OPERATOR: 3 VISITS/WEEK ON NONCONSECUTIVE DAYS FOR A TOTAL OF 0.3 HOUR/WEEK. LESS THAN 50,000 GPD-STAFFING BY A CLASS D OR HIGHER OPERATOR: 2 VISITS/WEEK ON NONCONSECUTIVE DAYS FOR A TOTAL OF 0.2 HOUR/WEEK. THERE SHALL BE NO MORE THAN 5 DAYS BETWEEN THE LAST VISIT IN ONE WEEK AND THE FIRST VISIT IN THE NEXT WEEK. | N | Y | CLIFTWOOD MOBILE HOME PARK | 7101 WEST ANTHONY ROAD |  | OCALA | FL | 32670 |  | 3523683887 |  | STACEY ALLDREDGE | TOM STAPLEY | 1630 W GUADALUPE RD |  | GILBERT | AZ | 85233 |  | 4803390000 |  | INVESTOR | 54 | 129600 | 105 | 2012-10-23 | 2021-01-19 | DC051 | 100
3 | MARION | CD | CHARLES.STEGALL@MARION.K12.FL.US | 3420229 | NONCOMMUNITY | CHLORINATION; AERATION FOR REMOVAL OF ANY SECONDARY CONTAMINANT, SULFIDE, OR ANY UNREGULATED CONTAMINANT; CORROSION CONTROL INHIBITOR ADDITION; HYPOCHLORINATION; IRON OR MANGANESE SEQUESTRATION; OR ULTRAVIOLET RADIATION. THE LEAD/CHIEF OPERATOR MUST BE CLASS D OR HIGHER. 50,000 GPD UP TO 0.25 MGD-STAFFING BY CLASS D OR HIGHER OPERATOR: 3 VISITS/WEEK ON NONCONSECUTIVE DAYS FOR A TOTAL OF 0.3 HOUR/WEEK. LESS THAN 50,000 GPD-STAFFING BY A CLASS D OR HIGHER OPERATOR: 2 VISITS/WEEK ON NONCONSECUTIVE DAYS FOR A TOTAL OF 0.2 HOUR/WEEK. THERE SHALL BE NO MORE THAN 5 DAYS BETWEEN THE LAST VISIT IN ONE WEEK AND THE FIRST VISIT IN THE NEXT WEEK. | N | Y | COLLIER (FDLR SPRINGS) ELEM SCHOOL | 3881 NW 155TH ST |  | REDDICK | FL | 32686 |  | 3526207630 |  | TIM FISH | MARION COUNTY SCHOOL BOARD | 1105 SW 7TH RD |  | OCALA | FL | 34471 | 571 | 3526716958 |  | COUNTY | 25 | 187200 | 2 | 2017-07-06 | 2017-06-02 | NC01 | 50
3 | MARION | CD | NEWBREMEN1@HOTMAIL.COM | 3420235 | NONCOMMUNITY | CHLORINATION; AERATION FOR REMOVAL OF ANY SECONDARY CONTAMINANT, SULFIDE, OR ANY UNREGULATED CONTAMINANT; CORROSION CONTROL INHIBITOR ADDITION; HYPOCHLORINATION; IRON OR MANGANESE SEQUESTRATION; OR ULTRAVIOLET RADIATION. THE LEAD/CHIEF OPERATOR MUST BE CLASS D OR HIGHER. 50,000 GPD UP TO 0.25 MGD-STAFFING BY CLASS D OR HIGHER OPERATOR: 3 VISITS/WEEK ON NONCONSECUTIVE DAYS FOR A TOTAL OF 0.3 HOUR/WEEK. LESS THAN 50,000 GPD-STAFFING BY A CLASS D OR HIGHER OPERATOR: 2 VISITS/WEEK ON NONCONSECUTIVE DAYS FOR A TOTAL OF 0.2 HOUR/WEEK. THERE SHALL BE NO MORE THAN 5 DAYS BETWEEN THE LAST VISIT IN ONE WEEK AND THE FIRST VISIT IN THE NEXT WEEK. | N | Y | ANNIE'S FULLMOON SALOON | 13214 SE US 301 |  | BELLEVIEW | FL | 34420 |  | 3523475130 |  | SCHERRIE GREGOIRE | SCHERRIE GREGOIRE | 13214 SE US 301 |  | BELLEVIEW | FL | 34420 |  | 3523478015 |  | INVESTOR | 25 | 18000 | 2 | 2016-02-19 | 2020-09-11 | NC01 | 50
3 | MARION | CD |  | 3420251 | NONCOMMUNITY | CHLORINATION; AERATION FOR REMOVAL OF ANY SECONDARY CONTAMINANT, SULFIDE, OR ANY UNREGULATED CONTAMINANT; CORROSION CONTROL INHIBITOR ADDITION; HYPOCHLORINATION; IRON OR MANGANESE SEQUESTRATION; OR ULTRAVIOLET RADIATION. THE LEAD/CHIEF OPERATOR MUST BE CLASS D OR HIGHER. 50,000 GPD UP TO 0.25 MGD-STAFFING BY CLASS D OR HIGHER OPERATOR: 3 VISITS/WEEK ON NONCONSECUTIVE DAYS FOR A TOTAL OF 0.3 HOUR/WEEK. LESS THAN 50,000 GPD-STAFFING BY A CLASS D OR HIGHER OPERATOR: 2 VISITS/WEEK ON NONCONSECUTIVE DAYS FOR A TOTAL OF 0.2 HOUR/WEEK. THERE SHALL BE NO MORE THAN 5 DAYS BETWEEN THE LAST VISIT IN ONE WEEK AND THE FIRST VISIT IN THE NEXT WEEK. | N | Y | COUNTY LINE SMOKE HOUSE | 17474 SOUTH HIGHWAY 25 |  | WEIRSDALE | FL | 32695 |  | 3527531104 |  | JEFFS CONSTRUCTION SERVICES | JEFFS CONSTRUCTION SERVICES | 17474 S. HWY 25 |  | WEIRSDALE | FL | 32195 |  | 3525722742 |  | INVESTOR | 25 | 15840 | 1 | 2011-11-08 | 2021-03-09 | NC01 | 50
3 | MARION | CD | RUPN143@HOTMAIL.COM | 3420257 | NONCOMMUNITY | CHLORINATION; AERATION FOR REMOVAL OF ANY SECONDARY CONTAMINANT, SULFIDE, OR ANY UNREGULATED CONTAMINANT; CORROSION CONTROL INHIBITOR ADDITION; HYPOCHLORINATION; IRON OR MANGANESE SEQUESTRATION; OR ULTRAVIOLET RADIATION. THE LEAD/CHIEF OPERATOR MUST BE CLASS D OR HIGHER. 50,000 GPD UP TO 0.25 MGD-STAFFING BY CLASS D OR HIGHER OPERATOR: 3 VISITS/WEEK ON NONCONSECUTIVE DAYS FOR A TOTAL OF 0.3 HOUR/WEEK. LESS THAN 50,000 GPD-STAFFING BY A CLASS D OR HIGHER OPERATOR: 2 VISITS/WEEK ON NONCONSECUTIVE DAYS FOR A TOTAL OF 0.2 HOUR/WEEK. THERE SHALL BE NO MORE THAN 5 DAYS BETWEEN THE LAST VISIT IN ONE WEEK AND THE FIRST VISIT IN THE NEXT WEEK. | N | Y | CROSS COUNTRY MOTOR LODGE & TR | 5100 S PINE AVE (HWY 441) |  | OCALA | FL | 34480 |  | 3522089800 |  | MUNIE R RUPNARAIN | MUNIE R RUPNARAIN | P O BOX 1010 |  | OCKLAWAHA | FL | 32183 | 1010 | 3522089800 |  | INVESTOR | 25 | 17000 | 18 | 2018-06-11 | 2018-05-09 | NC01 | 50
3 | MARION | CD | none | 3420318 | NONCOMMUNITY | CHLORINATION; AERATION FOR REMOVAL OF ANY SECONDARY CONTAMINANT, SULFIDE, OR ANY UNREGULATED CONTAMINANT; CORROSION CONTROL INHIBITOR ADDITION; HYPOCHLORINATION; IRON OR MANGANESE SEQUESTRATION; OR ULTRAVIOLET RADIATION. THE LEAD/CHIEF OPERATOR MUST BE CLASS D OR HIGHER. 50,000 GPD UP TO 0.25 MGD-STAFFING BY CLASS D OR HIGHER OPERATOR: 3 VISITS/WEEK ON NONCONSECUTIVE DAYS FOR A TOTAL OF 0.3 HOUR/WEEK. LESS THAN 50,000 GPD-STAFFING BY A CLASS D OR HIGHER OPERATOR: 2 VISITS/WEEK ON NONCONSECUTIVE DAYS FOR A TOTAL OF 0.2 HOUR/WEEK. THERE SHALL BE NO MORE THAN 5 DAYS BETWEEN THE LAST VISIT IN ONE WEEK AND THE FIRST VISIT IN THE NEXT WEEK. | N | Y | CAMP SOZO | 19186 NE 13TH STREET |  | SILVER SPRINGS | FL | 34488 | 9561 | 3526251323 |  | DAVID HOUCK | DAVID HOUCK | 19185 NE 13TH ST |  | SILVER SPRINGS | FL | 34488 | 9561 | 3522995830 |  | OTHER | 55 | 14400 | 25 | 2018-06-20 | 2018-05-31 | NC01 | 50
3 | MARION | CD | CHARLES.STEGALL@MARION.K12.FL.US | 3420323 | NONTRANSIENT NONCOMMUNITY | CHLORINATION; AERATION FOR REMOVAL OF ANY SECONDARY CONTAMINANT, SULFIDE, OR ANY UNREGULATED CONTAMINANT; CORROSION CONTROL INHIBITOR ADDITION; HYPOCHLORINATION; IRON OR MANGANESE SEQUESTRATION; OR ULTRAVIOLET RADIATION. THE LEAD/CHIEF OPERATOR MUST BE CLASS C OR HIGHER. 5.0 MGD AND ABOVE-STAFFING BY CLASS C OR HIGHER OPERATOR: 6 HOURS/DAY FOR 5 DAYS/WEEK AND ONE VISIT ON EACH WEEKEND DAY. 3.0 MGD UP TO 5.0 MGD-STAFFING BY CLASS C OR HIGHER OPERATOR: 1 HOUR/DAY FOR 5 DAYS/WEEK AND ONE VISIT ON EACH WEEKEND DAY. 0.25 MGD UP TO 3.0 MGD-STAFFING BY CLASS C OR HIGHER OPERATOR: 5 VISITS/WEEK AND ONE VISIT EACH WEEKEND FOR A TOTAL OF 0.6 HOUR/WEEK. | N | Y | EAST MARION ELEMENTARY SCHOOL | 14550 NE 14TH ST RD |  | SILVER SPRINGS | FL | 34488 |  | 3526714810 |  | CHARLES STEGALL | EAST MARION ELEMENTARY SCHOOL | 1107 SW 7TH RD |  | OCALA | FL | 34471 | 571 | 3526715958 |  | COUNTY | 846 | 432000 | 17 | 2014-07-14 | 2021-02-23 | NTNC | 100
3 | MARION | CD | SUNSHINEUTL@AOL.COM | 3420340 | COMMUNITY | CHLORINATION; AERATION FOR REMOVAL OF ANY SECONDARY CONTAMINANT, SULFIDE, OR ANY UNREGULATED CONTAMINANT; CORROSION CONTROL INHIBITOR ADDITION; HYPOCHLORINATION; IRON OR MANGANESE SEQUESTRATION; OR ULTRAVIOLET RADIATION. THE LEAD/CHIEF OPERATOR MUST BE CLASS D OR HIGHER. 50,000 GPD UP TO 0.25 MGD-STAFFING BY CLASS D OR HIGHER OPERATOR: 3 VISITS/WEEK ON NONCONSECUTIVE DAYS FOR A TOTAL OF 0.3 HOUR/WEEK. LESS THAN 50,000 GPD-STAFFING BY A CLASS D OR HIGHER OPERATOR: 2 VISITS/WEEK ON NONCONSECUTIVE DAYS FOR A TOTAL OF 0.2 HOUR/WEEK. THERE SHALL BE NO MORE THAN 5 DAYS BETWEEN THE LAST VISIT IN ONE WEEK AND THE FIRST VISIT IN THE NEXT WEEK. | N | Y | EMIL-MAR SUBDIVISION | NE 22ND & NE 38TH ST |  | OCALA | FL | 34471 |  | 3523478228 |  | DEWAINE CHRISTMAS | DEWAINE CHRISTMAS | 10230 SE HWY 25 |  | BELLEVIEW | FL | 34420 | 5531 | 3523478228 |  | INVESTOR/LICENSED PUBLIC UTILITIES | 255 | 72000 | 73 | 2014-08-29 | 2021-06-17 | DC05 | 500
3 | MARION | CD | CHARLES.STEGALL@MARION.K12.FL.US | 3420374 | NONTRANSIENT NONCOMMUNITY | CHLORINATION; AERATION FOR REMOVAL OF ANY SECONDARY CONTAMINANT, SULFIDE, OR ANY UNREGULATED CONTAMINANT; CORROSION CONTROL INHIBITOR ADDITION; HYPOCHLORINATION; IRON OR MANGANESE SEQUESTRATION; OR ULTRAVIOLET RADIATION. THE LEAD/CHIEF OPERATOR MUST BE CLASS D OR HIGHER. 50,000 GPD UP TO 0.25 MGD-STAFFING BY CLASS D OR HIGHER OPERATOR: 3 VISITS/WEEK ON NONCONSECUTIVE DAYS FOR A TOTAL OF 0.3 HOUR/WEEK. LESS THAN 50,000 GPD-STAFFING BY A CLASS D OR HIGHER OPERATOR: 2 VISITS/WEEK ON NONCONSECUTIVE DAYS FOR A TOTAL OF 0.2 HOUR/WEEK. THERE SHALL BE NO MORE THAN 5 DAYS BETWEEN THE LAST VISIT IN ONE WEEK AND THE FIRST VISIT IN THE NEXT WEEK. | N | Y | FESSENDEN ELEMENTARY SCHOOL | 4200 NW 90TH ST. |  | OCALA | FL | 34460 |  | 3526714935 |  | CHARLES STEGALL | FESSENDEN ELEMENTARY SCHOOL | 1105 SW 7TH RD |  | OCALA | FL | 34471 | 571 | 3526716958 |  | COUNTY | 100 | 136000 | 6 | 2017-09-21 | 2020-04-22 | NTNC | 100
3 | MARION | CD |  | 3420380 | NONCOMMUNITY | CHLORINATION; AERATION FOR REMOVAL OF ANY SECONDARY CONTAMINANT, SULFIDE, OR ANY UNREGULATED CONTAMINANT; CORROSION CONTROL INHIBITOR ADDITION; HYPOCHLORINATION; IRON OR MANGANESE SEQUESTRATION; OR ULTRAVIOLET RADIATION. THE LEAD/CHIEF OPERATOR MUST BE CLASS D OR HIGHER. 50,000 GPD UP TO 0.25 MGD-STAFFING BY CLASS D OR HIGHER OPERATOR: 3 VISITS/WEEK ON NONCONSECUTIVE DAYS FOR A TOTAL OF 0.3 HOUR/WEEK. LESS THAN 50,000 GPD-STAFFING BY A CLASS D OR HIGHER OPERATOR: 2 VISITS/WEEK ON NONCONSECUTIVE DAYS FOR A TOTAL OF 0.2 HOUR/WEEK. THERE SHALL BE NO MORE THAN 5 DAYS BETWEEN THE LAST VISIT IN ONE WEEK AND THE FIRST VISIT IN THE NEXT WEEK. | N | Y | FIRST BAPTIST CHURCH OF SALT SPRINGS | 24100 NE. HWY 314 |  | SALT SPRINGS | FL | 32134 |  | 3526852364 |  | REBECCA HENRY | WILLIS CHESSER | 24100 NE HWY 314 |  | SALT SPRINGS | FL | 32134 | 6249 | 3526852364 |  | UNKNOWN | 25 | 7200 | 2 | 2011-09-22 | 2020-08-14 | NC01 | 50
3 | MARION | CD | Reuben.law@fdc.myflorida.com | 3420386 | COMMUNITY | CHLORINATION; AERATION FOR REMOVAL OF ANY SECONDARY CONTAMINANT, SULFIDE, OR ANY UNREGULATED CONTAMINANT; CORROSION CONTROL INHIBITOR ADDITION; HYPOCHLORINATION; IRON OR MANGANESE SEQUESTRATION; OR ULTRAVIOLET RADIATION. THE LEAD/CHIEF OPERATOR MUST BE CLASS C OR HIGHER. 5.0 MGD AND ABOVE-STAFFING BY CLASS C OR HIGHER OPERATOR: 6 HOURS/DAY FOR 5 DAYS/WEEK AND ONE VISIT ON EACH WEEKEND DAY. 3.0 MGD UP TO 5.0 MGD-STAFFING BY CLASS C OR HIGHER OPERATOR: 1 HOUR/DAY FOR 5 DAYS/WEEK AND ONE VISIT ON EACH WEEKEND DAY. 0.25 MGD UP TO 3.0 MGD-STAFFING BY CLASS C OR HIGHER OPERATOR: 5 VISITS/WEEK AND ONE VISIT EACH WEEKEND FOR A TOTAL OF 0.6 HOUR/WEEK. | N | Y | LOWELL CORRECTIONAL INSTITUTION ANNEX | 10400 NW GAINESVILLE RD |  | LOWELL | FL | 32663 |  | 3523688460 |  | REUBEN LAW | ANDRES KRAUL | 501 S. CALHOUN ST. |  | TALLAHASSEE | FL | 32399 | 2500 | 8507173926 |  | STATE | 2800 | 2160000 | 48 | 2019-08-01 | 2019-06-12 | DC03 | 2000
3 | MARION | CD | lloyd.garner@fdc.myflorida.com | 3420387 | COMMUNITY | CHLORINATION; AERATION FOR REMOVAL OF ANY SECONDARY CONTAMINANT, SULFIDE, OR ANY UNREGULATED CONTAMINANT; CORROSION CONTROL INHIBITOR ADDITION; HYPOCHLORINATION; IRON OR MANGANESE SEQUESTRATION; OR ULTRAVIOLET RADIATION. THE LEAD/CHIEF OPERATOR MUST BE CLASS C OR HIGHER. 5.0 MGD AND ABOVE-STAFFING BY CLASS C OR HIGHER OPERATOR: 6 HOURS/DAY FOR 5 DAYS/WEEK AND ONE VISIT ON EACH WEEKEND DAY. 3.0 MGD UP TO 5.0 MGD-STAFFING BY CLASS C OR HIGHER OPERATOR: 1 HOUR/DAY FOR 5 DAYS/WEEK AND ONE VISIT ON EACH WEEKEND DAY. 0.25 MGD UP TO 3.0 MGD-STAFFING BY CLASS C OR HIGHER OPERATOR: 5 VISITS/WEEK AND ONE VISIT EACH WEEKEND FOR A TOTAL OF 0.6 HOUR/WEEK. | N | Y | MARION CORRECTIONAL INSTITUTION | 3269 NW 105TH STREET |  | LOWELL | FL | 32663 |  | 3524016400 |  | Reuben Law | ANDRES KRAUL | 501 CALHOUN ST. |  | TALLAHASSEE | FL | 32399 | 2500 | 8507173925 |  | STATE | 2700 | 2340000 | 48 | 2013-03-07 | 2019-06-12 | DC03 | 2000
3 | MARION | CD |  | 3420407 | NONCOMMUNITY | CHLORINATION; AERATION FOR REMOVAL OF ANY SECONDARY CONTAMINANT, SULFIDE, OR ANY UNREGULATED CONTAMINANT; CORROSION CONTROL INHIBITOR ADDITION; HYPOCHLORINATION; IRON OR MANGANESE SEQUESTRATION; OR ULTRAVIOLET RADIATION. THE LEAD/CHIEF OPERATOR MUST BE CLASS D OR HIGHER. 50,000 GPD UP TO 0.25 MGD-STAFFING BY CLASS D OR HIGHER OPERATOR: 3 VISITS/WEEK ON NONCONSECUTIVE DAYS FOR A TOTAL OF 0.3 HOUR/WEEK. LESS THAN 50,000 GPD-STAFFING BY A CLASS D OR HIGHER OPERATOR: 2 VISITS/WEEK ON NONCONSECUTIVE DAYS FOR A TOTAL OF 0.2 HOUR/WEEK. THERE SHALL BE NO MORE THAN 5 DAYS BETWEEN THE LAST VISIT IN ONE WEEK AND THE FIRST VISIT IN THE NEXT WEEK. | N | Y | CAMP SONLIGHT | 16989 SE 58TH AVE |  | SUMMERFIELD | FL | 34491 |  | 3522457696 |  | DAVID L. ASH | DAVID L. ASH | 2543 LAKE ELLEN DRIVE |  | TAMPA | FL | 33618 |  | 8139610726 |  | INVESTOR | 216 | 194400 | 62 | 2016-10-18 | 2020-09-11 | NC01 | 50
3 | MARION | CD | WILLIAM.WOODS@MARIONCOUNTYFL.ORG | 3420408 | COMMUNITY | CHLORINATION; AERATION FOR REMOVAL OF ANY SECONDARY CONTAMINANT, SULFIDE, OR ANY UNREGULATED CONTAMINANT; CORROSION CONTROL INHIBITOR ADDITION; HYPOCHLORINATION; IRON OR MANGANESE SEQUESTRATION; OR ULTRAVIOLET RADIATION. THE LEAD/CHIEF OPERATOR MUST BE CLASS C OR HIGHER. 5.0 MGD AND ABOVE-STAFFING BY CLASS C OR HIGHER OPERATOR: 6 HOURS/DAY FOR 5 DAYS/WEEK AND ONE VISIT ON EACH WEEKEND DAY. 3.0 MGD UP TO 5.0 MGD-STAFFING BY CLASS C OR HIGHER OPERATOR: 1 HOUR/DAY FOR 5 DAYS/WEEK AND ONE VISIT ON EACH WEEKEND DAY. 0.25 MGD UP TO 3.0 MGD-STAFFING BY CLASS C OR HIGHER OPERATOR: 5 VISITS/WEEK AND ONE VISIT EACH WEEKEND FOR A TOTAL OF 0.6 HOUR/WEEK. | N | Y | SALT SPRINGS VILLAGE | NORTH 19 |  | SALT SPRINGS | FL | 32134 |  | 3526871856 |  | LARRY WOODS | WILLIAM BRYSON | [8 empty] | INVESTOR/LICENSED PUBLIC UTILITIES | 342 | 324000 | 158 | 2012-12-19 | 2021-01-21 | DC05 | 500
3 | MARION | CD | SUNSHINEUTL@AOL.COM | 3420411 | COMMUNITY | CHLORINATION; AERATION FOR REMOVAL OF ANY SECONDARY CONTAMINANT, SULFIDE, OR ANY UNREGULATED CONTAMINANT; CORROSION CONTROL INHIBITOR ADDITION; HYPOCHLORINATION; IRON OR MANGANESE SEQUESTRATION; OR ULTRAVIOLET RADIATION. THE LEAD/CHIEF OPERATOR MUST BE CLASS D OR HIGHER. 50,000 GPD UP TO 0.25 MGD-STAFFING BY CLASS D OR HIGHER OPERATOR: 3 VISITS/WEEK ON NONCONSECUTIVE DAYS FOR A TOTAL OF 0.3 HOUR/WEEK. LESS THAN 50,000 GPD-STAFFING BY A CLASS D OR HIGHER OPERATOR: 2 VISITS/WEEK ON NONCONSECUTIVE DAYS FOR A TOTAL OF 0.2 HOUR/WEEK. THERE SHALL BE NO MORE THAN 5 DAYS BETWEEN THE LAST VISIT IN ONE WEEK AND THE FIRST VISIT IN THE NEXT WEEK. | N | Y | FLOYD CLARK SUBDIVISION | NE 38TH ST.& 14TH AVE. |  | OCALA | FL | 34471 |  | 3523478228 |  | DEWAINE CHRISTMAS | DEWAINE CHRISTMAS | 10230 SE HWY 25 |  | BELLEVIEW | FL | 34420 | 5531 | 3523478228 |  | INVESTOR/LICENSED PUBLIC UTILITIES | 251 | 68000 | 72 | 2014-08-29 | 2021-06-17 | DC05 | 500
3 | MARION | CD | JODY.KIRKMAN@MARIONFL.ORG | 3420419 | COMMUNITY | CHLORINATION; AERATION FOR REMOVAL OF ANY SECONDARY CONTAMINANT, SULFIDE, OR ANY UNREGULATED CONTAMINANT; CORROSION CONTROL INHIBITOR ADDITION; HYPOCHLORINATION; IRON OR MANGANESE SEQUESTRATION; OR ULTRAVIOLET RADIATION. THE LEAD/CHIEF OPERATOR MUST BE CLASS C OR HIGHER. 5.0 MGD AND ABOVE-STAFFING BY CLASS C OR HIGHER OPERATOR: 6 HOURS/DAY FOR 5 DAYS/WEEK AND ONE VISIT ON EACH WEEKEND DAY. 3.0 MGD UP TO 5.0 MGD-STAFFING BY CLASS C OR HIGHER OPERATOR: 1 HOUR/DAY FOR 5 DAYS/WEEK AND ONE VISIT ON EACH WEEKEND DAY. 0.25 MGD UP TO 3.0 MGD-STAFFING BY CLASS C OR HIGHER OPERATOR: 5 VISITS/WEEK AND ONE VISIT EACH WEEKEND FOR A TOTAL OF 0.6 HOUR/WEEK. | N | Y | FORT KING FOREST | 5107 SE 8TH STREET |  | OCALA | FL | 34470 |  | 3526221171 |  | JODY KIRKMAN | MARION COUNTY UTILITIES | 11800 S US HWY 441 |  | BELLEVIEW | FL | 34420 |  | 3523076000 |  | INVESTOR/LICENSED PUBLIC UTILITIES | 335 | 360000 | 95 | 2018-03-29 | 2021-08-06 | DC04 | 1000
3 | MARION | CD | Jody.kirkman@marionfl.org | 3420456 | COMMUNITY | CHLORINATION; AERATION FOR REMOVAL OF ANY SECONDARY CONTAMINANT, SULFIDE, OR ANY UNREGULATED CONTAMINANT; CORROSION CONTROL INHIBITOR ADDITION; HYPOCHLORINATION; IRON OR MANGANESE SEQUESTRATION; OR ULTRAVIOLET RADIATION. THE LEAD/CHIEF OPERATOR MUST BE CLASS D OR HIGHER. 50,000 GPD UP TO 0.25 MGD-STAFFING BY CLASS D OR HIGHER OPERATOR: 3 VISITS/WEEK ON NONCONSECUTIVE DAYS FOR A TOTAL OF 0.3 HOUR/WEEK. LESS THAN 50,000 GPD-STAFFING BY A CLASS D OR HIGHER OPERATOR: 2 VISITS/WEEK ON NONCONSECUTIVE DAYS FOR A TOTAL OF 0.2 HOUR/WEEK. THERE SHALL BE NO MORE THAN 5 DAYS BETWEEN THE LAST VISIT IN ONE WEEK AND THE FIRST VISIT IN THE NEXT WEEK. | N | Y | GOLDEN HOLIDAY MHP (2 WPS) | 2200 NW 28TH AVE. |  | OCALA | FL | 34475 |  | 3523074626 |  | JODY KIRKMAN | MARION COUNTY UTILITIES | 11800 S. US HWY 441 |  | BELLEVIEW | FL | 34420 |  | 3523076000 |  | INVESTOR/LICENSED PUBLIC UTILITIES | 613 | 208800 | 175 | 2009-11-24 | 2021-11-30 | DC05 | 500
3 | MARION | CD | None | 3420484 | COMMUNITY | CHLORINATION; AERATION FOR REMOVAL OF ANY SECONDARY CONTAMINANT, SULFIDE, OR ANY UNREGULATED CONTAMINANT; CORROSION CONTROL INHIBITOR ADDITION; HYPOCHLORINATION; IRON OR MANGANESE SEQUESTRATION; OR ULTRAVIOLET RADIATION. THE LEAD/CHIEF OPERATOR MUST BE CLASS D OR HIGHER. 50,000 GPD UP TO 0.25 MGD-STAFFING BY CLASS D OR HIGHER OPERATOR: 3 VISITS/WEEK ON NONCONSECUTIVE DAYS FOR A TOTAL OF 0.3 HOUR/WEEK. LESS THAN 50,000 GPD-STAFFING BY A CLASS D OR HIGHER OPERATOR: 2 VISITS/WEEK ON NONCONSECUTIVE DAYS FOR A TOTAL OF 0.2 HOUR/WEEK. THERE SHALL BE NO MORE THAN 5 DAYS BETWEEN THE LAST VISIT IN ONE WEEK AND THE FIRST VISIT IN THE NEXT WEEK. | N | Y | MILL DAM MHP, LLC | 18975 EAST STATE ROAD 40 |  | SILVER SPRINGS | FL | 34488 |  | 3526254500 |  | RON CORRENTI | STUART SILVER | 602 CENTER RD |  | FORT MYERS | FL | 33907 |  | 2397681234 |  | INVESTOR | 155 | 132000 | 198 | 2013-03-07 | 2021-09-29 | DC052 | 100
3 | MARION | CD |  | 3420509 | COMMUNITY | CHLORINATION; AERATION FOR REMOVAL OF ANY SECONDARY CONTAMINANT, SULFIDE, OR ANY UNREGULATED CONTAMINANT; CORROSION CONTROL INHIBITOR ADDITION; HYPOCHLORINATION; IRON OR MANGANESE SEQUESTRATION; OR ULTRAVIOLET RADIATION. THE LEAD/CHIEF OPERATOR MUST BE CLASS D OR HIGHER. 50,000 GPD UP TO 0.25 MGD-STAFFING BY CLASS D OR HIGHER OPERATOR: 3 VISITS/WEEK ON NONCONSECUTIVE DAYS FOR A TOTAL OF 0.3 HOUR/WEEK. LESS THAN 50,000 GPD-STAFFING BY A CLASS D OR HIGHER OPERATOR: 2 VISITS/WEEK ON NONCONSECUTIVE DAYS FOR A TOTAL OF 0.2 HOUR/WEEK. THERE SHALL BE NO MORE THAN 5 DAYS BETWEEN THE LAST VISIT IN ONE WEEK AND THE FIRST VISIT IN THE NEXT WEEK. | N | Y | HAZEL GARDENS MOBILE HOME PARK | 8390 SW 3RD COURT |  | OCALA | FL | 34476 |  | 3525729371 |  | MAX PATE | MAX PATE | 8390 SW 3RD CT |  | OCALA | FL | 34476 |  | 3522390966 |  | INVESTOR | 66 | 106000 | 44 | 2013-01-30 | 2019-04-26 | DC051 | 100
3 | MARION | CD |  | 3420531 | COMMUNITY | CHLORINATION; AERATION FOR REMOVAL OF ANY SECONDARY CONTAMINANT, SULFIDE, OR ANY UNREGULATED CONTAMINANT; CORROSION CONTROL INHIBITOR ADDITION; HYPOCHLORINATION; IRON OR MANGANESE SEQUESTRATION; OR ULTRAVIOLET RADIATION. THE LEAD/CHIEF OPERATOR MUST BE CLASS D OR HIGHER. 50,000 GPD UP TO 0.25 MGD-STAFFING BY CLASS D OR HIGHER OPERATOR: 3 VISITS/WEEK ON NONCONSECUTIVE DAYS FOR A TOTAL OF 0.3 HOUR/WEEK. LESS THAN 50,000 GPD-STAFFING BY A CLASS D OR HIGHER OPERATOR: 2 VISITS/WEEK ON NONCONSECUTIVE DAYS FOR A TOTAL OF 0.2 HOUR/WEEK. THERE SHALL BE NO MORE THAN 5 DAYS BETWEEN THE LAST VISIT IN ONE WEEK AND THE FIRST VISIT IN THE NEXT WEEK. | N | Y | WANDERING OAKS RV RESORT (2WPS/1POE) | 1860 W HWY 326 |  | OCALA | FL | 34475 |  | 3526223644 |  | ART SARACH | JIM BUCKLEY | 1860 W HWY 326 |  | OCALA | FL | 34475 |  | 3526223644 |  | INVESTOR | 122 | 79200 | 85 | 2014-06-16 | 2020-05-13 | DC051 | 100
3 | MARION | CD | marionutilitiesinc@gmail.com | 3420533 | COMMUNITY | CHLORINATION; AERATION FOR REMOVAL OF ANY SECONDARY CONTAMINANT, SULFIDE, OR ANY UNREGULATED CONTAMINANT; CORROSION CONTROL INHIBITOR ADDITION; HYPOCHLORINATION; IRON OR MANGANESE SEQUESTRATION; OR ULTRAVIOLET RADIATION. THE LEAD/CHIEF OPERATOR MUST BE CLASS C OR HIGHER. 5.0 MGD AND ABOVE-STAFFING BY CLASS C OR HIGHER OPERATOR: 6 HOURS/DAY FOR 5 DAYS/WEEK AND ONE VISIT ON EACH WEEKEND DAY. 3.0 MGD UP TO 5.0 MGD-STAFFING BY CLASS C OR HIGHER OPERATOR: 1 HOUR/DAY FOR 5 DAYS/WEEK AND ONE VISIT ON EACH WEEKEND DAY. 0.25 MGD UP TO 3.0 MGD-STAFFING BY CLASS C OR HIGHER OPERATOR: 5 VISITS/WEEK AND ONE VISIT EACH WEEKEND FOR A TOTAL OF 0.6 HOUR/WEEK. | N | Y | HI-CLIFF ESTATES/SLEEPY HOLLOW | 5500 SE 3RD PLACE |  | OCALA | FL | 34470 |  | 3526221171 |  | JODY KIRKMAN | MARION COUNTY UTILITIES | 11800 S HWY 441 |  | BELLEVIEW | FL | 34420 |  | 3523076000 |  | INVESTOR/LICENSED PUBLIC UTILITIES | 721 | 360000 | 292 | 2016-03-07 | 2021-08-06 | DC04 | 1000
3 | MARION | CD | JODY.KIRKMAN@MARIONFL.ORG | 3420608 | COMMUNITY | CHLORINATION; AERATION FOR REMOVAL OF ANY SECONDARY CONTAMINANT, SULFIDE, OR ANY UNREGULATED CONTAMINANT; CORROSION CONTROL INHIBITOR ADDITION; HYPOCHLORINATION; IRON OR MANGANESE SEQUESTRATION; OR ULTRAVIOLET RADIATION. THE LEAD/CHIEF OPERATOR MUST BE CLASS C OR HIGHER. 5.0 MGD AND ABOVE-STAFFING BY CLASS C OR HIGHER OPERATOR: 6 HOURS/DAY FOR 5 DAYS/WEEK AND ONE VISIT ON EACH WEEKEND DAY. 3.0 MGD UP TO 5.0 MGD-STAFFING BY CLASS C OR HIGHER OPERATOR: 1 HOUR/DAY FOR 5 DAYS/WEEK AND ONE VISIT ON EACH WEEKEND DAY. 0.25 MGD UP TO 3.0 MGD-STAFFING BY CLASS C OR HIGHER OPERATOR: 5 VISITS/WEEK AND ONE VISIT EACH WEEKEND FOR A TOTAL OF 0.6 HOUR/WEEK. | N | Y | FORE ACRES | NE 48TH ST & NE 21ST CT |  | OCALA | FL | 34470 |  | 3526221171 |  | JODY KIRKMAN | MARION COUNTY UTILITIES | 11800 S. US HWY 441 BELLEVIEW |  | BELLEVIEW | FL | 34420 |  | 3523076000 |  | INVESTOR/LICENSED PUBLIC UTILITIES | 1688 | 896000 | 482 | 2013-11-01 | 2019-05-24 | DC04 | 1000
3 | MARION | CD | dondarley@aol.com | 3420625 | NONCOMMUNITY | CHLORINATION; AERATION FOR REMOVAL OF ANY SECONDARY CONTAMINANT, SULFIDE, OR ANY UNREGULATED CONTAMINANT; CORROSION CONTROL INHIBITOR ADDITION; HYPOCHLORINATION; IRON OR MANGANESE SEQUESTRATION; OR ULTRAVIOLET RADIATION. THE LEAD/CHIEF OPERATOR MUST BE CLASS D OR HIGHER. 50,000 GPD UP TO 0.25 MGD-STAFFING BY CLASS D OR HIGHER OPERATOR: 3 VISITS/WEEK ON NONCONSECUTIVE DAYS FOR A TOTAL OF 0.3 HOUR/WEEK. LESS THAN 50,000 GPD-STAFFING BY A CLASS D OR HIGHER OPERATOR: 2 VISITS/WEEK ON NONCONSECUTIVE DAYS FOR A TOTAL OF 0.2 HOUR/WEEK. THERE SHALL BE NO MORE THAN 5 DAYS BETWEEN THE LAST VISIT IN ONE WEEK AND THE FIRST VISIT IN THE NEXT WEEK. | N | Y | COLT COUNTRY CAFE & BUFFET | 15330 NW GAINESVILLE RD |  | REDDICK | FL | 32686 |  | 3528162727 |  | DONALD W. DARLEY | DONALD W. DARLEY | 15422 NW 44TH AVE. ROAD |  | REDDICK | FL | 32686 |  | 3528162727 |  | INVESTOR | 25 | 18000 | 1 | 2012-03-21 | 2019-11-21 | NC01 | 50
3 | MARION | CD | journeysendmotel@earthlink.net | 3420635 | NONCOMMUNITY | CHLORINATION; AERATION FOR REMOVAL OF ANY SECONDARY CONTAMINANT, SULFIDE, OR ANY UNREGULATED CONTAMINANT; CORROSION CONTROL INHIBITOR ADDITION; HYPOCHLORINATION; IRON OR MANGANESE SEQUESTRATION; OR ULTRAVIOLET RADIATION. THE LEAD/CHIEF OPERATOR MUST BE CLASS D OR HIGHER. 50,000 GPD UP TO 0.25 MGD-STAFFING BY CLASS D OR HIGHER OPERATOR: 3 VISITS/WEEK ON NONCONSECUTIVE DAYS FOR A TOTAL OF 0.3 HOUR/WEEK. LESS THAN 50,000 GPD-STAFFING BY A CLASS D OR HIGHER OPERATOR: 2 VISITS/WEEK ON NONCONSECUTIVE DAYS FOR A TOTAL OF 0.2 HOUR/WEEK. THERE SHALL BE NO MORE THAN 5 DAYS BETWEEN THE LAST VISIT IN ONE WEEK AND THE FIRST VISIT IN THE NEXT WEEK. | N | Y | JOHNSON'S JOURNEYS END INC | 7710 NE JACKSONVILLE RD |  | OCALA | FL | 34479 |  | 3526292827 |  | PHIL HENSLEY/SHERYL ALLEN | JOHNSON'S JOURNEYS END INC | 7710 NE JACKSONVILLE RD |  | OCALA | FL | 34479 |  | 3526292827 |  | INVESTOR | 25 | 14400 | 25 | 2019-04-18 | 2019-03-27 | NC01 | 50
3 | MARION | CD | JMICKETT@FS.FED.US | 3420640 | NONCOMMUNITY | CHLORINATION; AERATION FOR REMOVAL OF ANY SECONDARY CONTAMINANT, SULFIDE, OR ANY UNREGULATED CONTAMINANT; CORROSION CONTROL INHIBITOR ADDITION; HYPOCHLORINATION; IRON OR MANGANESE SEQUESTRATION; OR ULTRAVIOLET RADIATION. THE LEAD/CHIEF OPERATOR MUST BE CLASS D OR HIGHER. 50,000 GPD UP TO 0.25 MGD-STAFFING BY CLASS D OR HIGHER OPERATOR: 3 VISITS/WEEK ON NONCONSECUTIVE DAYS FOR A TOTAL OF 0.3 HOUR/WEEK. LESS THAN 50,000 GPD-STAFFING BY A CLASS D OR HIGHER OPERATOR: 2 VISITS/WEEK ON NONCONSECUTIVE DAYS FOR A TOTAL OF 0.2 HOUR/WEEK. THERE SHALL BE NO MORE THAN 5 DAYS BETWEEN THE LAST VISIT IN ONE WEEK AND THE FIRST VISIT IN THE NEXT WEEK. | N | Y | USDA/JUNIPER SPRINGS REC. AREA | 26701 HWY 40 ( WEST OF HWY19) |  | SILVER SPRINGS | FL | 34488 |  | 3526252520 |  |  | LEIGH OSTIN | 17147 E. FL-40 |  | SILVER SPRINGS | FL | 34488 |  | 3526252520 | 2504 | FEDERAL | 25 | 72000 | 96 | 2015-10-21 | 2019-05-24 | NC01 | 50
3 | MARION | CD | papysplacellc@gmail.com | 3420667 | NONCOMMUNITY | CHLORINATION; AERATION FOR REMOVAL OF ANY SECONDARY CONTAMINANT, SULFIDE, OR ANY UNREGULATED CONTAMINANT; CORROSION CONTROL INHIBITOR ADDITION; HYPOCHLORINATION; IRON OR MANGANESE SEQUESTRATION; OR ULTRAVIOLET RADIATION. THE LEAD/CHIEF OPERATOR MUST BE CLASS D OR HIGHER. 50,000 GPD UP TO 0.25 MGD-STAFFING BY CLASS D OR HIGHER OPERATOR: 3 VISITS/WEEK ON NONCONSECUTIVE DAYS FOR A TOTAL OF 0.3 HOUR/WEEK. LESS THAN 50,000 GPD-STAFFING BY A CLASS D OR HIGHER OPERATOR: 2 VISITS/WEEK ON NONCONSECUTIVE DAYS FOR A TOTAL OF 0.2 HOUR/WEEK. THERE SHALL BE NO MORE THAN 5 DAYS BETWEEN THE LAST VISIT IN ONE WEEK AND THE FIRST VISIT IN THE NEXT WEEK. | N | Y | PAPY'S PLACE | 9475 N E JACKSONVILLE RD(200A) |  | ANTHONY | FL | 34417 |  | 3526292765 |  | ALICIA QUEST | WANDA S HOMAN | PO BOX 1334 |  | OCALA | FL | 34478 | 1334 | 3524279805 |  | INVESTOR | 25 | 21000 | 2 | 2019-07-26 | 2019-04-25 | NC01 | 50
3 | MARION | CD |  | 3420671 | NONCOMMUNITY | CHLORINATION; AERATION FOR REMOVAL OF ANY SECONDARY CONTAMINANT, SULFIDE, OR ANY UNREGULATED CONTAMINANT; CORROSION CONTROL INHIBITOR ADDITION; HYPOCHLORINATION; IRON OR MANGANESE SEQUESTRATION; OR ULTRAVIOLET RADIATION. THE LEAD/CHIEF OPERATOR MUST BE CLASS D OR HIGHER. 50,000 GPD UP TO 0.25 MGD-STAFFING BY CLASS D OR HIGHER OPERATOR: 3 VISITS/WEEK ON NONCONSECUTIVE DAYS FOR A TOTAL OF 0.3 HOUR/WEEK. LESS THAN 50,000 GPD-STAFFING BY A CLASS D OR HIGHER OPERATOR: 2 VISITS/WEEK ON NONCONSECUTIVE DAYS FOR A TOTAL OF 0.2 HOUR/WEEK. THERE SHALL BE NO MORE THAN 5 DAYS BETWEEN THE LAST VISIT IN ONE WEEK AND THE FIRST VISIT IN THE NEXT WEEK. | N | Y | MCCOY QWIK KING FOOD STORE | 14929 EAST HIGHWAY 316 |  | FT MCCOY | FL | 32614 |  | 3522364339 |  | SUNIL S PATIDAR | SUNIL S PATIDAR | 12909 E HWY 25 |  | OCKLAWAHA | FL | 32179 |  | 3522881136 |  | INVESTOR | 25 | 18000 | 1 | 2020-01-04 | 2019-11-21 | NC01 | 50
3 | MARION | CD | LWALDENARESORT@EARTHLINK.NET | 3420718 | NONTRANSIENT NONCOMMUNITY | CHLORINATION; AERATION FOR REMOVAL OF ANY SECONDARY CONTAMINANT, SULFIDE, OR ANY UNREGULATED CONTAMINANT; CORROSION CONTROL INHIBITOR ADDITION; HYPOCHLORINATION; IRON OR MANGANESE SEQUESTRATION; OR ULTRAVIOLET RADIATION. THE LEAD/CHIEF OPERATOR MUST BE CLASS D OR HIGHER. 50,000 GPD UP TO 0.25 MGD-STAFFING BY CLASS D OR HIGHER OPERATOR: 3 VISITS/WEEK ON NONCONSECUTIVE DAYS FOR A TOTAL OF 0.3 HOUR/WEEK. LESS THAN 50,000 GPD-STAFFING BY A CLASS D OR HIGHER OPERATOR: 2 VISITS/WEEK ON NONCONSECUTIVE DAYS FOR A TOTAL OF 0.2 HOUR/WEEK. THERE SHALL BE NO MORE THAN 5 DAYS BETWEEN THE LAST VISIT IN ONE WEEK AND THE FIRST VISIT IN THE NEXT WEEK. | N | Y | LAKE WALDENA RESORT | 13582 E SR 40 |  | SILVER SPRINGS | FL | 34488 |  | 3526252851 |  | SARA MCFARLAND | [9 empty] | INVESTOR | 154 | 79200 | 217 | 2012-04-05 | 2021-02-02 | NTNC | 100
3 | MARION | CD | CHARLES.STEGALL@MARION.K12.FL.US | 3420719 | NONTRANSIENT NONCOMMUNITY | CHLORINATION; AERATION FOR REMOVAL OF ANY SECONDARY CONTAMINANT, SULFIDE, OR ANY UNREGULATED CONTAMINANT; CORROSION CONTROL INHIBITOR ADDITION; HYPOCHLORINATION; IRON OR MANGANESE SEQUESTRATION; OR ULTRAVIOLET RADIATION. THE LEAD/CHIEF OPERATOR MUST BE CLASS C OR HIGHER. 5.0 MGD AND ABOVE-STAFFING BY CLASS C OR HIGHER OPERATOR: 6 HOURS/DAY FOR 5 DAYS/WEEK AND ONE VISIT ON EACH WEEKEND DAY. 3.0 MGD UP TO 5.0 MGD-STAFFING BY CLASS C OR HIGHER OPERATOR: 1 HOUR/DAY FOR 5 DAYS/WEEK AND ONE VISIT ON EACH WEEKEND DAY. 0.25 MGD UP TO 3.0 MGD-STAFFING BY CLASS C OR HIGHER OPERATOR: 5 VISITS/WEEK AND ONE VISIT EACH WEEKEND FOR A TOTAL OF 0.6 HOUR/WEEK. | N | Y | LAKE WEIR MIDDLE SCHOOL | 10220 SE SUNSET HARBOR RD. |  | SUMMERFIELD | FL | 34491 |  | 3526716120 |  | CHARLES STEGALL | LAKE WEIR MIDDLE SCHOOL | 1105 SW 7TH RD |  | OCALA | FL | 34471 | 571 | 3526717700 |  | COUNTY | 1469 | 417000 | 9 | 2014-04-03 | 2021-01-29 | NTNC | 100
3 | MARION | CD |  | 3420761 | COMMUNITY | CHLORINATION; AERATION FOR REMOVAL OF ANY SECONDARY CONTAMINANT, SULFIDE, OR ANY UNREGULATED CONTAMINANT; CORROSION CONTROL INHIBITOR ADDITION; HYPOCHLORINATION; IRON OR MANGANESE SEQUESTRATION; OR ULTRAVIOLET RADIATION. THE LEAD/CHIEF OPERATOR MUST BE CLASS D OR HIGHER. 50,000 GPD UP TO 0.25 MGD-STAFFING BY CLASS D OR HIGHER OPERATOR: 3 VISITS/WEEK ON NONCONSECUTIVE DAYS FOR A TOTAL OF 0.3 HOUR/WEEK. LESS THAN 50,000 GPD-STAFFING BY A CLASS D OR HIGHER OPERATOR: 2 VISITS/WEEK ON NONCONSECUTIVE DAYS FOR A TOTAL OF 0.2 HOUR/WEEK. THERE SHALL BE NO MORE THAN 5 DAYS BETWEEN THE LAST VISIT IN ONE WEEK AND THE FIRST VISIT IN THE NEXT WEEK. | N | Y | LITTLE LAKE WEIR SUBDIVISION | 9049 SE 144TH LN |  | SUMMERFIELD | FL | 34420 |  | 3523478228 |  | DEWAINE CHRISTMAS | LITTLE LAKE WEIR SUBDIVISION | 10230 E HWY 25 |  | BELLEVIEW | FL | 34420 | 5531 | 3523478228 |  | INVESTOR/LICENSED PUBLIC UTILITIES | 963 | 106560 | 385 | 2017-03-22 | 2020-01-09 | DC05 | 500
3 | MARION | CD | manager@liveoaksmhp.com | 3420763 | COMMUNITY | CHLORINATION; AERATION FOR REMOVAL OF ANY SECONDARY CONTAMINANT, SULFIDE, OR ANY UNREGULATED CONTAMINANT; CORROSION CONTROL INHIBITOR ADDITION; HYPOCHLORINATION; IRON OR MANGANESE SEQUESTRATION; OR ULTRAVIOLET RADIATION. THE LEAD/CHIEF OPERATOR MUST BE CLASS D OR HIGHER. 50,000 GPD UP TO 0.25 MGD-STAFFING BY CLASS D OR HIGHER OPERATOR: 3 VISITS/WEEK ON NONCONSECUTIVE DAYS FOR A TOTAL OF 0.3 HOUR/WEEK. LESS THAN 50,000 GPD-STAFFING BY A CLASS D OR HIGHER OPERATOR: 2 VISITS/WEEK ON NONCONSECUTIVE DAYS FOR A TOTAL OF 0.2 HOUR/WEEK. THERE SHALL BE NO MORE THAN 5 DAYS BETWEEN THE LAST VISIT IN ONE WEEK AND THE FIRST VISIT IN THE NEXT WEEK. | N | Y | LIVE OAKS MOBILE HOME PARK | 3101 SE 73RD ST |  | OCALA | FL | 34480 | 8076 | 3526296547 |  | JULIE MCKINNON | JAMES C. GOSS | 10912 N. 56TH ST. |  | TEMPLE TERRACE | FL | 33617 | 3004 | 3526296547 |  | INVESTOR | 217 | 43000 | 87 | 2018-03-29 | 2021-06-29 | DC06 | 100
3 | MARION | CD | Derekvickers885@gmail.com | 3420781 | COMMUNITY | CHLORINATION; AERATION FOR REMOVAL OF ANY SECONDARY CONTAMINANT, SULFIDE, OR ANY UNREGULATED CONTAMINANT; CORROSION CONTROL INHIBITOR ADDITION; HYPOCHLORINATION; IRON OR MANGANESE SEQUESTRATION; OR ULTRAVIOLET RADIATION. THE LEAD/CHIEF OPERATOR MUST BE CLASS D OR HIGHER. 50,000 GPD UP TO 0.25 MGD-STAFFING BY CLASS D OR HIGHER OPERATOR: 3 VISITS/WEEK ON NONCONSECUTIVE DAYS FOR A TOTAL OF 0.3 HOUR/WEEK. LESS THAN 50,000 GPD-STAFFING BY A CLASS D OR HIGHER OPERATOR: 2 VISITS/WEEK ON NONCONSECUTIVE DAYS FOR A TOTAL OF 0.2 HOUR/WEEK. THERE SHALL BE NO MORE THAN 5 DAYS BETWEEN THE LAST VISIT IN ONE WEEK AND THE FIRST VISIT IN THE NEXT WEEK. | N | Y | COMMERCE PARK SUN ESTATES 2 | 4020 NORTHWEST GAINESVILLE RD |  | OCALA | FL | 34475 |  | 3528547779 |  | DEREK VICKERS | COMMERCE PARK SUN ESTATES LLC | 10101 N FLORIDA AVE | #67A | TAMPA | FL | 33612 |  | 5404307343 |  | INVESTOR | 42 | 31680 | 24 | 2017-12-26 | 2020-05-04 | DC06 | 100
3 | MARION | CD | ripper2254@gmail.com | 3420805 | COMMUNITY | CHLORINATION; AERATION FOR REMOVAL OF ANY SECONDARY CONTAMINANT, SULFIDE, OR ANY UNREGULATED CONTAMINANT; CORROSION CONTROL INHIBITOR ADDITION; HYPOCHLORINATION; IRON OR MANGANESE SEQUESTRATION; OR ULTRAVIOLET RADIATION. THE LEAD/CHIEF OPERATOR MUST BE CLASS D OR HIGHER. 50,000 GPD UP TO 0.25 MGD-STAFFING BY CLASS D OR HIGHER OPERATOR: 3 VISITS/WEEK ON NONCONSECUTIVE DAYS FOR A TOTAL OF 0.3 HOUR/WEEK. LESS THAN 50,000 GPD-STAFFING BY A CLASS D OR HIGHER OPERATOR: 2 VISITS/WEEK ON NONCONSECUTIVE DAYS FOR A TOTAL OF 0.2 HOUR/WEEK. THERE SHALL BE NO MORE THAN 5 DAYS BETWEEN THE LAST VISIT IN ONE WEEK AND THE FIRST VISIT IN THE NEXT WEEK. | N | Y | MARIE'S MHP | 8900 S US HWY 441 |  | OCALA | FL | 34480 |  | 3528179668 |  | ARTUR SELITSKIY | MHP OCALA LLC | 3500 PIEDMONT RD NE | SUITE 330 | ATLANTA | GA | 30305 |  | 9412035218 |  | INVESTOR | 88 | 72000 | 25 | 2016-03-25 | 2019-05-24 | DC051 | 100
3 | MARION | CD | Rtamburro1@centurylink.net | 3420853 | NONCOMMUNITY | CHLORINATION; AERATION FOR REMOVAL OF ANY SECONDARY CONTAMINANT, SULFIDE, OR ANY UNREGULATED CONTAMINANT; CORROSION CONTROL INHIBITOR ADDITION; HYPOCHLORINATION; IRON OR MANGANESE SEQUESTRATION; OR ULTRAVIOLET RADIATION. THE LEAD/CHIEF OPERATOR MUST BE CLASS D OR HIGHER. 50,000 GPD UP TO 0.25 MGD-STAFFING BY CLASS D OR HIGHER OPERATOR: 3 VISITS/WEEK ON NONCONSECUTIVE DAYS FOR A TOTAL OF 0.3 HOUR/WEEK. LESS THAN 50,000 GPD-STAFFING BY A CLASS D OR HIGHER OPERATOR: 2 VISITS/WEEK ON NONCONSECUTIVE DAYS FOR A TOTAL OF 0.2 HOUR/WEEK. THERE SHALL BE NO MORE THAN 5 DAYS BETWEEN THE LAST VISIT IN ONE WEEK AND THE FIRST VISIT IN THE NEXT WEEK. | N | Y | OCALA OAKS MHP LLC | 7850 S US HWY 441 AVE |  | OCALA | FL | 32671 |  | 3525097766 |  | ROBERT J TAMBURRO | ROBERT J TAMBURRO | 401 SUNSHINE BLVD. |  | LADY LAKE | FL | 32159 |  | 4073413602 |  | INVESTOR | 25 | 18000 | 21 | 2015-09-18 | 2019-02-20 | NC01 | 50
3 | MARION | CD |  | 3420857 | COMMUNITY | CHLORINATION; AERATION FOR REMOVAL OF ANY SECONDARY CONTAMINANT, SULFIDE, OR ANY UNREGULATED CONTAMINANT; CORROSION CONTROL INHIBITOR ADDITION; HYPOCHLORINATION; IRON OR MANGANESE SEQUESTRATION; OR ULTRAVIOLET RADIATION. THE LEAD/CHIEF OPERATOR MUST BE CLASS D OR HIGHER. 50,000 GPD UP TO 0.25 MGD-STAFFING BY CLASS D OR HIGHER OPERATOR: 3 VISITS/WEEK ON NONCONSECUTIVE DAYS FOR A TOTAL OF 0.3 HOUR/WEEK. LESS THAN 50,000 GPD-STAFFING BY A CLASS D OR HIGHER OPERATOR: 2 VISITS/WEEK ON NONCONSECUTIVE DAYS FOR A TOTAL OF 0.2 HOUR/WEEK. THERE SHALL BE NO MORE THAN 5 DAYS BETWEEN THE LAST VISIT IN ONE WEEK AND THE FIRST VISIT IN THE NEXT WEEK. | N | Y | MOTOR INN MOTEL AND RV PARK | 3601 W SILVER SPRINGS BLVD |  | OCALA | FL | 32674 |  | 3526296902 |  | MARK LINDSAY | JASON HALSTEAD | PO BOX 771736 |  | OCALA | FL | 34477 |  | 3526298092 |  | INVESTOR | 25 | 54000 | 100 | 2019-12-16 | 2019-11-21 | DC051 | 100
3 | MARION | CD | ryankanaga@yahoo.com | 3420870 | COMMUNITY | CHLORINATION; AERATION FOR REMOVAL OF ANY SECONDARY CONTAMINANT, SULFIDE, OR ANY UNREGULATED CONTAMINANT; CORROSION CONTROL INHIBITOR ADDITION; HYPOCHLORINATION; IRON OR MANGANESE SEQUESTRATION; OR ULTRAVIOLET RADIATION. THE LEAD/CHIEF OPERATOR MUST BE CLASS D OR HIGHER. 50,000 GPD UP TO 0.25 MGD-STAFFING BY CLASS D OR HIGHER OPERATOR: 3 VISITS/WEEK ON NONCONSECUTIVE DAYS FOR A TOTAL OF 0.3 HOUR/WEEK. LESS THAN 50,000 GPD-STAFFING BY A CLASS D OR HIGHER OPERATOR: 2 VISITS/WEEK ON NONCONSECUTIVE DAYS FOR A TOTAL OF 0.2 HOUR/WEEK. THERE SHALL BE NO MORE THAN 5 DAYS BETWEEN THE LAST VISIT IN ONE WEEK AND THE FIRST VISIT IN THE NEXT WEEK. | N | Y | NELSON'S FISH CAMP | 19400 SE HWY 42 |  | UMATILLA | FL | 32784 |  | 3528212421 |  |  | RYAN KANAGA | 522 HUNT CLUB BLVD | #146 | APOPKA | FL | 32703 | 4960 | 3528213474 |  | INVESTOR | 210 | 74000 | 84 | 2018-11-21 | 2021-05-19 | DC051 | 100
3 | MARION | CD | CHARLES.STEGALL@MARION.K12.FL.US | 3420884 | NONTRANSIENT NONCOMMUNITY | CHLORINATION; AERATION FOR REMOVAL OF ANY SECONDARY CONTAMINANT, SULFIDE, OR ANY UNREGULATED CONTAMINANT; CORROSION CONTROL INHIBITOR ADDITION; HYPOCHLORINATION; IRON OR MANGANESE SEQUESTRATION; OR ULTRAVIOLET RADIATION. THE LEAD/CHIEF OPERATOR MUST BE CLASS C OR HIGHER. 5.0 MGD AND ABOVE-STAFFING BY CLASS C OR HIGHER OPERATOR: 6 HOURS/DAY FOR 5 DAYS/WEEK AND ONE VISIT ON EACH WEEKEND DAY. 3.0 MGD UP TO 5.0 MGD-STAFFING BY CLASS C OR HIGHER OPERATOR: 1 HOUR/DAY FOR 5 DAYS/WEEK AND ONE VISIT ON EACH WEEKEND DAY. 0.25 MGD UP TO 3.0 MGD-STAFFING BY CLASS C OR HIGHER OPERATOR: 5 VISITS/WEEK AND ONE VISIT EACH WEEKEND FOR A TOTAL OF 0.6 HOUR/WEEK. | N | Y | NORTH MARION HIGH SCHOOL | 151 W HWY 329 |  | CITRA | FL | 32113 |  | 3526716010 |  | CHARLES STEGALL | NORTH MARION HIGH SCHOOL | 1107 SW 7TH RD |  | OCALA | FL | 34471 | 571 | 3526716958 |  | COUNTY | 1530 | 273600 | 21 | 2014-11-04 | 2020-02-20 | NTNC | 100
3 | MARION | CD | CHARLES.STEGALL@MARION.K12.FL.US | 3420886 | NONTRANSIENT NONCOMMUNITY | CHLORINATION; AERATION FOR REMOVAL OF ANY SECONDARY CONTAMINANT, SULFIDE, OR ANY UNREGULATED CONTAMINANT; CORROSION CONTROL INHIBITOR ADDITION; HYPOCHLORINATION; IRON OR MANGANESE SEQUESTRATION; OR ULTRAVIOLET RADIATION. THE LEAD/CHIEF OPERATOR MUST BE CLASS C OR HIGHER. 5.0 MGD AND ABOVE-STAFFING BY CLASS C OR HIGHER OPERATOR: 6 HOURS/DAY FOR 5 DAYS/WEEK AND ONE VISIT ON EACH WEEKEND DAY. 3.0 MGD UP TO 5.0 MGD-STAFFING BY CLASS C OR HIGHER OPERATOR: 1 HOUR/DAY FOR 5 DAYS/WEEK AND ONE VISIT ON EACH WEEKEND DAY. 0.25 MGD UP TO 3.0 MGD-STAFFING BY CLASS C OR HIGHER OPERATOR: 5 VISITS/WEEK AND ONE VISIT EACH WEEKEND FOR A TOTAL OF 0.6 HOUR/WEEK. | N | Y | NORTH MARION MIDDLE SCHOOL | 2085 NW HWY 329 |  | CITRA | FL | 32113 |  | 3526716035 |  | CHARLES STEGALL | MARION COUNTY SCHOOL BOARD | 1107 SW 7TH RD |  | OCALA | FL | 34471 | 571 | 3526207630 |  | COUNTY | 935 | 316800 | 3 | 2017-09-20 | 2020-04-22 | NTNC | 100
3 | MARION | CD |  | 3420904 | COMMUNITY | CHLORINATION; AERATION FOR REMOVAL OF ANY SECONDARY CONTAMINANT, SULFIDE, OR ANY UNREGULATED CONTAMINANT; CORROSION CONTROL INHIBITOR ADDITION; HYPOCHLORINATION; IRON OR MANGANESE SEQUESTRATION; OR ULTRAVIOLET RADIATION. THE LEAD/CHIEF OPERATOR MUST BE CLASS D OR HIGHER. 50,000 GPD UP TO 0.25 MGD-STAFFING BY CLASS D OR HIGHER OPERATOR: 3 VISITS/WEEK ON NONCONSECUTIVE DAYS FOR A TOTAL OF 0.3 HOUR/WEEK. LESS THAN 50,000 GPD-STAFFING BY A CLASS D OR HIGHER OPERATOR: 2 VISITS/WEEK ON NONCONSECUTIVE DAYS FOR A TOTAL OF 0.2 HOUR/WEEK. THERE SHALL BE NO MORE THAN 5 DAYS BETWEEN THE LAST VISIT IN ONE WEEK AND THE FIRST VISIT IN THE NEXT WEEK. | N | Y | OAK PARK VILLAGE | 3253 SE 39TH ST |  | OCALA | FL | 34470 |  | 3524333860 |  | PAUL LAYTON | PATRICIA BRYANT | PO BOX 540012 |  | ORLANDO | FL | 32854 |  | 3524333829 |  | INVESTOR | 95 | 52000 | 38 | 2018-12-17 | 2019-11-15 | DC051 | 100
3 | MARION | CD | MITHI60@GMAIL.COM | 3420916 | COMMUNITY | CHLORINATION; AERATION FOR REMOVAL OF ANY SECONDARY CONTAMINANT, SULFIDE, OR ANY UNREGULATED CONTAMINANT; CORROSION CONTROL INHIBITOR ADDITION; HYPOCHLORINATION; IRON OR MANGANESE SEQUESTRATION; OR ULTRAVIOLET RADIATION. THE LEAD/CHIEF OPERATOR MUST BE CLASS D OR HIGHER. 50,000 GPD UP TO 0.25 MGD-STAFFING BY CLASS D OR HIGHER OPERATOR: 3 VISITS/WEEK ON NONCONSECUTIVE DAYS FOR A TOTAL OF 0.3 HOUR/WEEK. LESS THAN 50,000 GPD-STAFFING BY A CLASS D OR HIGHER OPERATOR: 2 VISITS/WEEK ON NONCONSECUTIVE DAYS FOR A TOTAL OF 0.2 HOUR/WEEK. THERE SHALL BE NO MORE THAN 5 DAYS BETWEEN THE LAST VISIT IN ONE WEEK AND THE FIRST VISIT IN THE NEXT WEEK. | N | Y | OAKWOOD MOBILE MANOR | 3387 W. SILVER SPRINGS BLVD #58 |  | OCALA | FL | 34475 |  | 6505898757 |  | JOHN HALL | MITHILESH AMIN | 3455 SE 58TH AVE. |  | OCALA | FL | 34480 |  | 3526244225 |  | INVESTOR | 252 | 49900 | 78 | 2017-12-11 | 2021-02-10 | DC06 | 100
3 | MARION | CD | RTassa@ocalafl.org | 3420922 | COMMUNITY | CONVENTIONAL FILTRATION (COAGULATION, FLOCCULATION, SEDIMENTATION, AND FILTRATION); DIRECT FILTRATION, (COAGULATION AND FILTRATION); OR LIME SOFTENING 5.0 MGD AND ABOVE. STAFFING BY CLASS C OR HIGHER OPERATOR: 24 HOURS/DAY FOR 7 DAYS/WEEK. THE LEAD/CHIEF OPERATOR MUST BE CLASS A. | N | Y | OCALA, CITY OF (2 WTPS) | 1805 NE 36TH AVENUE BLDG 600 |  | OCALA | FL | 34470 |  | 3523516682 |  | Ryan Tassa | Ryan Tassa | 1805 NE 30TH AVENUE BLDG 600 |  | Ocala | FL | 34470 | 4875 | 3523516682 |  | MUNICIPALITY | 55639 | 26940000 | 24191 | 2014-01-29 | 2021-06-23 | DC01 | 6000
3 | MARION | CD | cwember@cox.net | 3420924 | COMMUNITY | CHLORINATION; AERATION FOR REMOVAL OF ANY SECONDARY CONTAMINANT, SULFIDE, OR ANY UNREGULATED CONTAMINANT; CORROSION CONTROL INHIBITOR ADDITION; HYPOCHLORINATION; IRON OR MANGANESE SEQUESTRATION; OR ULTRAVIOLET RADIATION. THE LEAD/CHIEF OPERATOR MUST BE CLASS C OR HIGHER. 5.0 MGD AND ABOVE-STAFFING BY CLASS C OR HIGHER OPERATOR: 6 HOURS/DAY FOR 5 DAYS/WEEK AND ONE VISIT ON EACH WEEKEND DAY. 3.0 MGD UP TO 5.0 MGD-STAFFING BY CLASS C OR HIGHER OPERATOR: 1 HOUR/DAY FOR 5 DAYS/WEEK AND ONE VISIT ON EACH WEEKEND DAY. 0.25 MGD UP TO 3.0 MGD-STAFFING BY CLASS C OR HIGHER OPERATOR: 5 VISITS/WEEK AND ONE VISIT EACH WEEKEND FOR A TOTAL OF 0.6 HOUR/WEEK. | N | Y | OCALA EAST VILLAS | 6120 NE 7TH ST |  | OCALA | FL | 34470 |  | 3522364759 |  | ROBERT BROGREN | ROBERT BROGREN | 191 NE 63RD CT |  | OCALA | FL | 34470 |  | 3522364759 |  | INVESTOR | 608 | 840000 | 248 | 2013-03-15 | 2021-03-02 | DC04 | 1000
3 | MARION | CD | jjskorski@gmail.com | 3420925 | NONCOMMUNITY | CHLORINATION; AERATION FOR REMOVAL OF ANY SECONDARY CONTAMINANT, SULFIDE, OR ANY UNREGULATED CONTAMINANT; CORROSION CONTROL INHIBITOR ADDITION; HYPOCHLORINATION; IRON OR MANGANESE SEQUESTRATION; OR ULTRAVIOLET RADIATION. THE LEAD/CHIEF OPERATOR MUST BE CLASS D OR HIGHER. 50,000 GPD UP TO 0.25 MGD-STAFFING BY CLASS D OR HIGHER OPERATOR: 3 VISITS/WEEK ON NONCONSECUTIVE DAYS FOR A TOTAL OF 0.3 HOUR/WEEK. LESS THAN 50,000 GPD-STAFFING BY A CLASS D OR HIGHER OPERATOR: 2 VISITS/WEEK ON NONCONSECUTIVE DAYS FOR A TOTAL OF 0.2 HOUR/WEEK. THERE SHALL BE NO MORE THAN 5 DAYS BETWEEN THE LAST VISIT IN ONE WEEK AND THE FIRST VISIT IN THE NEXT WEEK. | N | Y | OCALA FOREST CAMPGROUND | 26301 SE HIGHWAY 42 |  | UMATILLA | FL | 32784 | 9114 | 3526693888 |  | JOHN J. SKORSKI, JR | OCALA FOREST CAMPGROUND | 26301 SE HWY 42 |  | UMATILLA | FL | 32784 | 9114 | 3526693888 |  | INVESTOR | 25 | 54000 | 124 | 2017-05-11 | 2017-04-20 | NC01 | 50
3 | MARION | CD |  | 3420927 | NONTRANSIENT NONCOMMUNITY | CHLORINATION; AERATION FOR REMOVAL OF ANY SECONDARY CONTAMINANT, SULFIDE, OR ANY UNREGULATED CONTAMINANT; CORROSION CONTROL INHIBITOR ADDITION; HYPOCHLORINATION; IRON OR MANGANESE SEQUESTRATION; OR ULTRAVIOLET RADIATION. THE LEAD/CHIEF OPERATOR MUST BE CLASS D OR HIGHER. 50,000 GPD UP TO 0.25 MGD-STAFFING BY CLASS D OR HIGHER OPERATOR: 3 VISITS/WEEK ON NONCONSECUTIVE DAYS FOR A TOTAL OF 0.3 HOUR/WEEK. LESS THAN 50,000 GPD-STAFFING BY A CLASS D OR HIGHER OPERATOR: 2 VISITS/WEEK ON NONCONSECUTIVE DAYS FOR A TOTAL OF 0.2 HOUR/WEEK. THERE SHALL BE NO MORE THAN 5 DAYS BETWEEN THE LAST VISIT IN ONE WEEK AND THE FIRST VISIT IN THE NEXT WEEK. | N | Y | OCALA GAINESVILLE POKER AND JAI-ALAI | 4601 NW HWY 318 |  | ORANGE LAKE | FL | 32681 |  | 3525912345 |  | MARSHA KELSO | MARSHA KELSO | P O BOX 548 |  | ORANGE LAKE | FL | 32681 | 548 | 3525912345 | 102 | INVESTOR | 250 | 49000 | 1 | 2021-04-01 | 2021-03-18 | NTNC | 100
3 | MARION | CD | none | 3420937 | NONTRANSIENT NONCOMMUNITY | CHLORINATION; AERATION FOR REMOVAL OF ANY SECONDARY CONTAMINANT, SULFIDE, OR ANY UNREGULATED CONTAMINANT; CORROSION CONTROL INHIBITOR ADDITION; HYPOCHLORINATION; IRON OR MANGANESE SEQUESTRATION; OR ULTRAVIOLET RADIATION. THE LEAD/CHIEF OPERATOR MUST BE CLASS D OR HIGHER. 50,000 GPD UP TO 0.25 MGD-STAFFING BY CLASS D OR HIGHER OPERATOR: 3 VISITS/WEEK ON NONCONSECUTIVE DAYS FOR A TOTAL OF 0.3 HOUR/WEEK. LESS THAN 50,000 GPD-STAFFING BY A CLASS D OR HIGHER OPERATOR: 2 VISITS/WEEK ON NONCONSECUTIVE DAYS FOR A TOTAL OF 0.2 HOUR/WEEK. THERE SHALL BE NO MORE THAN 5 DAYS BETWEEN THE LAST VISIT IN ONE WEEK AND THE FIRST VISIT IN THE NEXT WEEK. | N | Y | OCKLAWAHA BRIDGE BAPTIST CHURCH | 14100 NE HWY 40 |  | SILVER SPRINGS | FL | 34488 |  | 3526252492 |  | JARED BUCHANAN | JARED BUCHANAN | 14100 NE FL 40 |  | SILVER SPRINGS | FL | 34488 |  | 3526257102 |  | OTHER | 68 | 11640 | 2 | 2012-04-05 | 2020-07-06 | NTNC | 100
3 | MARION | CD |  | 3420939 | COMMUNITY | CHLORINATION; AERATION FOR REMOVAL OF ANY SECONDARY CONTAMINANT, SULFIDE, OR ANY UNREGULATED CONTAMINANT; CORROSION CONTROL INHIBITOR ADDITION; HYPOCHLORINATION; IRON OR MANGANESE SEQUESTRATION; OR ULTRAVIOLET RADIATION. THE LEAD/CHIEF OPERATOR MUST BE CLASS C OR HIGHER. 5.0 MGD AND ABOVE-STAFFING BY CLASS C OR HIGHER OPERATOR: 6 HOURS/DAY FOR 5 DAYS/WEEK AND ONE VISIT ON EACH WEEKEND DAY. 3.0 MGD UP TO 5.0 MGD-STAFFING BY CLASS C OR HIGHER OPERATOR: 1 HOUR/DAY FOR 5 DAYS/WEEK AND ONE VISIT ON EACH WEEKEND DAY. 0.25 MGD UP TO 3.0 MGD-STAFFING BY CLASS C OR HIGHER OPERATOR: 5 VISITS/WEEK AND ONE VISIT EACH WEEKEND FOR A TOTAL OF 0.6 HOUR/WEEK. | N | Y | OCKLAWAHA WATER WORKS (2 WTPS) | SR 464 & CR 25 |  | OCKLAWAHA | FL | 34420 |  | 3523478228 |  | DEWAINE CHRISTMAS | DEWAINE CHRISTMAS | 10230 EAST HIGHWAY 25 |  | BELLEVIEW | FL | 34420 |  | 3523478228 |  | INVESTOR/LICENSED PUBLIC UTILITIES | 816 | 307440 | 272 | 2013-03-05 | 2021-02-05 | DC05 | 500
3 | MARION | CD | T.TRAVIS41@YAHOO.COM | 3420943 | NONCOMMUNITY | CHLORINATION; AERATION FOR REMOVAL OF ANY SECONDARY CONTAMINANT, SULFIDE, OR ANY UNREGULATED CONTAMINANT; CORROSION CONTROL INHIBITOR ADDITION; HYPOCHLORINATION; IRON OR MANGANESE SEQUESTRATION; OR ULTRAVIOLET RADIATION. THE LEAD/CHIEF OPERATOR MUST BE CLASS D OR HIGHER. 50,000 GPD UP TO 0.25 MGD-STAFFING BY CLASS D OR HIGHER OPERATOR: 3 VISITS/WEEK ON NONCONSECUTIVE DAYS FOR A TOTAL OF 0.3 HOUR/WEEK. LESS THAN 50,000 GPD-STAFFING BY A CLASS D OR HIGHER OPERATOR: 2 VISITS/WEEK ON NONCONSECUTIVE DAYS FOR A TOTAL OF 0.2 HOUR/WEEK. THERE SHALL BE NO MORE THAN 5 DAYS BETWEEN THE LAST VISIT IN ONE WEEK AND THE FIRST VISIT IN THE NEXT WEEK. | N | Y | ORANGE BLOSSOM MOTEL & RV PARK | 17575 N. U.S. 301 |  | CITRA | FL | 32113 |  | 3525958836 |  | CLARENCE HURLEY | TINA TRAVIS | 17575 N. U.S. 301 |  | CITRA | FL | 32113 |  | 3523965646 |  | INVESTOR | 50 | 10800 | 22 | 2099-01-15 | 2019-11-07 | NC01 | 50
3 | MARION | CD | Derekvickers885@gmail.com | 3420965 | COMMUNITY | CHLORINATION; AERATION FOR REMOVAL OF ANY SECONDARY CONTAMINANT, SULFIDE, OR ANY UNREGULATED CONTAMINANT; CORROSION CONTROL INHIBITOR ADDITION; HYPOCHLORINATION; IRON OR MANGANESE SEQUESTRATION; OR ULTRAVIOLET RADIATION. THE LEAD/CHIEF OPERATOR MUST BE CLASS D OR HIGHER. 50,000 GPD UP TO 0.25 MGD-STAFFING BY CLASS D OR HIGHER OPERATOR: 3 VISITS/WEEK ON NONCONSECUTIVE DAYS FOR A TOTAL OF 0.3 HOUR/WEEK. LESS THAN 50,000 GPD-STAFFING BY A CLASS D OR HIGHER OPERATOR: 2 VISITS/WEEK ON NONCONSECUTIVE DAYS FOR A TOTAL OF 0.2 HOUR/WEEK. THERE SHALL BE NO MORE THAN 5 DAYS BETWEEN THE LAST VISIT IN ONE WEEK AND THE FIRST VISIT IN THE NEXT WEEK. | N | Y | COMMERCE PARK SUN ESTATES 1 | 6800 NW GAINESVILLE ROAD |  | OCALA | FL | 34475 |  | 3528675610 |  | DEREK VICKERS | COMMERCE PARK SUN ESTATES LLC | 10101 N FLORIDA AVE | #67A | TAMPA | FL | 33612 |  | 5404307343 |  | INVESTOR | 93 | 41760 | 43 | 2018-12-20 | 2020-02-18 | DC06 | 100
3 | MARION | CD | Jody.kirkman@marionfl.org | 3421018 | COMMUNITY | CHLORINATION; AERATION FOR REMOVAL OF ANY SECONDARY CONTAMINANT, SULFIDE, OR ANY UNREGULATED CONTAMINANT; CORROSION CONTROL INHIBITOR ADDITION; HYPOCHLORINATION; IRON OR MANGANESE SEQUESTRATION; OR ULTRAVIOLET RADIATION. THE LEAD/CHIEF OPERATOR MUST BE CLASS C OR HIGHER. 5.0 MGD AND ABOVE-STAFFING BY CLASS C OR HIGHER OPERATOR: 6 HOURS/DAY FOR 5 DAYS/WEEK AND ONE VISIT ON EACH WEEKEND DAY. 3.0 MGD UP TO 5.0 MGD-STAFFING BY CLASS C OR HIGHER OPERATOR: 1 HOUR/DAY FOR 5 DAYS/WEEK AND ONE VISIT ON EACH WEEKEND DAY. 0.25 MGD UP TO 3.0 MGD-STAFFING BY CLASS C OR HIGHER OPERATOR: 5 VISITS/WEEK AND ONE VISIT EACH WEEKEND FOR A TOTAL OF 0.6 HOUR/WEEK. | N | Y | PINE RIDGE ESTATES | 4851 NE 10TH ST. |  | OCALA | FL | 34470 |  | 3523074626 |  | JODY KIRKMAN | MARION COUNTY UTILITIES | 11800 S. US HWY 441 |  | BELLEVIEW | FL | 34420 |  | 3523076000 |  | INVESTOR/LICENSED PUBLIC UTILITIES | 754 | 262000 | 215 | 2019-01-24 | 2021-11-04 | DC05 | 500
3 | MARION | CD | rollinggreens@NEWBYMANAGEMENT.COM | 3421098 | COMMUNITY | CHLORINATION; AERATION FOR REMOVAL OF ANY SECONDARY CONTAMINANT, SULFIDE, OR ANY UNREGULATED CONTAMINANT; CORROSION CONTROL INHIBITOR ADDITION; HYPOCHLORINATION; IRON OR MANGANESE SEQUESTRATION; OR ULTRAVIOLET RADIATION. THE LEAD/CHIEF OPERATOR MUST BE CLASS C OR HIGHER. 5.0 MGD AND ABOVE-STAFFING BY CLASS C OR HIGHER OPERATOR: 6 HOURS/DAY FOR 5 DAYS/WEEK AND ONE VISIT ON EACH WEEKEND DAY. 3.0 MGD UP TO 5.0 MGD-STAFFING BY CLASS C OR HIGHER OPERATOR: 1 HOUR/DAY FOR 5 DAYS/WEEK AND ONE VISIT ON EACH WEEKEND DAY. 0.25 MGD UP TO 3.0 MGD-STAFFING BY CLASS C OR HIGHER OPERATOR: 5 VISITS/WEEK AND ONE VISIT EACH WEEKEND FOR A TOTAL OF 0.6 HOUR/WEEK. | N | Y | ROLLING GREENS VILLAGE | 1815 W GLENN EAGLES ROAD |  | OCALA | FL | 34472 |  | 3526240140 |  | CHRISTINA ALCARAZ | GARY TIMMONS | 1901 SE 58TH AVE |  | OCALA | FL | 34480 |  | 3526240140 |  | INVESTOR | 2498 | 2952000 | 999 | 2014-05-05 | 2020-05-02 | DC03 | 2000
3 | MARION | CD | None | 3421118 | COMMUNITY | CHLORINATION; AERATION FOR REMOVAL OF ANY SECONDARY CONTAMINANT, SULFIDE, OR ANY UNREGULATED CONTAMINANT; CORROSION CONTROL INHIBITOR ADDITION; HYPOCHLORINATION; IRON OR MANGANESE SEQUESTRATION; OR ULTRAVIOLET RADIATION. THE LEAD/CHIEF OPERATOR MUST BE CLASS D OR HIGHER. 50,000 GPD UP TO 0.25 MGD-STAFFING BY CLASS D OR HIGHER OPERATOR: 3 VISITS/WEEK ON NONCONSECUTIVE DAYS FOR A TOTAL OF 0.3 HOUR/WEEK. LESS THAN 50,000 GPD-STAFFING BY A CLASS D OR HIGHER OPERATOR: 2 VISITS/WEEK ON NONCONSECUTIVE DAYS FOR A TOTAL OF 0.2 HOUR/WEEK. THERE SHALL BE NO MORE THAN 5 DAYS BETWEEN THE LAST VISIT IN ONE WEEK AND THE FIRST VISIT IN THE NEXT WEEK. | N | Y | SANDY ACRES | 24901 SE COUNTY HWY 42 |  | UMATILLA | FL | 32784 |  | 3523478228 |  | DEWAINE CHRISTMAS | DEWAINE CHRISTMAS | 10230 SE HWY 25 |  | BELLEVIEW | FL | 34420 | 5531 | 3523478228 |  | INVESTOR/LICENSED PUBLIC UTILITIES | 607 | 230000 | 243 | 2018-02-13 | 2021-02-05 | DC05 | 500
3 | MARION | CD | CHARLES.STEGALL@MARION.K12.FL.US | 3421124 | NONTRANSIENT NONCOMMUNITY | CHLORINATION; AERATION FOR REMOVAL OF ANY SECONDARY CONTAMINANT, SULFIDE, OR ANY UNREGULATED CONTAMINANT; CORROSION CONTROL INHIBITOR ADDITION; HYPOCHLORINATION; IRON OR MANGANESE SEQUESTRATION; OR ULTRAVIOLET RADIATION. THE LEAD/CHIEF OPERATOR MUST BE CLASS D OR HIGHER. 50,000 GPD UP TO 0.25 MGD-STAFFING BY CLASS D OR HIGHER OPERATOR: 3 VISITS/WEEK ON NONCONSECUTIVE DAYS FOR A TOTAL OF 0.3 HOUR/WEEK. LESS THAN 50,000 GPD-STAFFING BY A CLASS D OR HIGHER OPERATOR: 2 VISITS/WEEK ON NONCONSECUTIVE DAYS FOR A TOTAL OF 0.2 HOUR/WEEK. THERE SHALL BE NO MORE THAN 5 DAYS BETWEEN THE LAST VISIT IN ONE WEEK AND THE FIRST VISIT IN THE NEXT WEEK. | N | Y | BELLEVIEW SANTOS ELEM. SCHOOL | 9600 SE US HWY 441 |  | BELLEVIEW | FL | 34420 | 6200 | 3526716260 |  | CHARLES STEGALL | BELLEVIEW SANTOS ELEM. SCHOOL | 1105 SW 7TH RD |  | OCALA | FL | 34471 | 571 | 3526717700 |  | COUNTY | 837 | 237600 | 1 | 2013-11-21 | 2021-03-11 | NTNC | 100
3 | MARION | CD | Robinsmanager18@gmail.com | 3421141 | NONCOMMUNITY | CHLORINATION; AERATION FOR REMOVAL OF ANY SECONDARY CONTAMINANT, SULFIDE, OR ANY UNREGULATED CONTAMINANT; CORROSION CONTROL INHIBITOR ADDITION; HYPOCHLORINATION; IRON OR MANGANESE SEQUESTRATION; OR ULTRAVIOLET RADIATION. THE LEAD/CHIEF OPERATOR MUST BE CLASS D OR HIGHER. 50,000 GPD UP TO 0.25 MGD-STAFFING BY CLASS D OR HIGHER OPERATOR: 3 VISITS/WEEK ON NONCONSECUTIVE DAYS FOR A TOTAL OF 0.3 HOUR/WEEK. LESS THAN 50,000 GPD-STAFFING BY A CLASS D OR HIGHER OPERATOR: 2 VISITS/WEEK ON NONCONSECUTIVE DAYS FOR A TOTAL OF 0.2 HOUR/WEEK. THERE SHALL BE NO MORE THAN 5 DAYS BETWEEN THE LAST VISIT IN ONE WEEK AND THE FIRST VISIT IN THE NEXT WEEK. | N | Y | ROBIN'S NEST RV PARK | 13400 NE 1ST STREET |  | SILVER SPRINGS | FL | 34488 |  | 3522990645 |  | HEATHER DAVIS | NATHAN WHITTAKER | 3100 SE 3RD AVE |  | OCALA | FL | 34471 |  | 3109225583 |  | INVESTOR | 25 | 16200 | 50 | 2011-12-19 | 2017-05-31 | NC01 | 50
3 | MARION | CD | INFO@SHADYGROVEMBC.ORG | 3421151 | NONCOMMUNITY | CHLORINATION; AERATION FOR REMOVAL OF ANY SECONDARY CONTAMINANT, SULFIDE, OR ANY UNREGULATED CONTAMINANT; CORROSION CONTROL INHIBITOR ADDITION; HYPOCHLORINATION; IRON OR MANGANESE SEQUESTRATION; OR ULTRAVIOLET RADIATION. THE LEAD/CHIEF OPERATOR MUST BE CLASS D OR HIGHER. 50,000 GPD UP TO 0.25 MGD-STAFFING BY CLASS D OR HIGHER OPERATOR: 3 VISITS/WEEK ON NONCONSECUTIVE DAYS FOR A TOTAL OF 0.3 HOUR/WEEK. LESS THAN 50,000 GPD-STAFFING BY A CLASS D OR HIGHER OPERATOR: 2 VISITS/WEEK ON NONCONSECUTIVE DAYS FOR A TOTAL OF 0.2 HOUR/WEEK. THERE SHALL BE NO MORE THAN 5 DAYS BETWEEN THE LAST VISIT IN ONE WEEK AND THE FIRST VISIT IN THE NEXT WEEK. | N | Y | SHADY GROVE BAPTIST CHURCH | 9225 SW 27TH AVENUE |  | OCALA | FL | 34476 |  | 3522373422 |  | FRED MAEWEATHERS | LUCILLE POTTER | 9225 SW 27 AVE |  | OCALA | FL | 34476 |  | 3522372746 |  | OTHER | 25 | 18000 | 2 | 07-SEP-00 | 2021-03-29 | NC01 | 50
3 | MARION | CD |  | 3421152 | NONCOMMUNITY | CHLORINATION; AERATION FOR REMOVAL OF ANY SECONDARY CONTAMINANT, SULFIDE, OR ANY UNREGULATED CONTAMINANT; CORROSION CONTROL INHIBITOR ADDITION; HYPOCHLORINATION; IRON OR MANGANESE SEQUESTRATION; OR ULTRAVIOLET RADIATION. THE LEAD/CHIEF OPERATOR MUST BE CLASS D OR HIGHER. 50,000 GPD UP TO 0.25 MGD-STAFFING BY CLASS D OR HIGHER OPERATOR: 3 VISITS/WEEK ON NONCONSECUTIVE DAYS FOR A TOTAL OF 0.3 HOUR/WEEK. LESS THAN 50,000 GPD-STAFFING BY A CLASS D OR HIGHER OPERATOR: 2 VISITS/WEEK ON NONCONSECUTIVE DAYS FOR A TOTAL OF 0.2 HOUR/WEEK. THERE SHALL BE NO MORE THAN 5 DAYS BETWEEN THE LAST VISIT IN ONE WEEK AND THE FIRST VISIT IN THE NEXT WEEK. | N | Y | SHADY GROVE MOBILE HOME PARK | 5100 NW GAINESVILLE RD |  | OCALA | FL | 34475 |  | 3526295401 |  | RUDOLPH RAMESRA | SHADY GROVE MOBILE HOME PARK | 1208 BRADWELL DR |  | ORLANDO | FL | 32837 |  | 4072400390 |  | INVESTOR | 25 | 17280 | 13 | 2012-04-26 | 2019-04-25 | NC01 | 50
3 | MARION | CD |  | 3421157 | NONCOMMUNITY | CHLORINATION; AERATION FOR REMOVAL OF ANY SECONDARY CONTAMINANT, SULFIDE, OR ANY UNREGULATED CONTAMINANT; CORROSION CONTROL INHIBITOR ADDITION; HYPOCHLORINATION; IRON OR MANGANESE SEQUESTRATION; OR ULTRAVIOLET RADIATION. THE LEAD/CHIEF OPERATOR MUST BE CLASS D OR HIGHER. 50,000 GPD UP TO 0.25 MGD-STAFFING BY CLASS D OR HIGHER OPERATOR: 3 VISITS/WEEK ON NONCONSECUTIVE DAYS FOR A TOTAL OF 0.3 HOUR/WEEK. LESS THAN 50,000 GPD-STAFFING BY A CLASS D OR HIGHER OPERATOR: 2 VISITS/WEEK ON NONCONSECUTIVE DAYS FOR A TOTAL OF 0.2 HOUR/WEEK. THERE SHALL BE NO MORE THAN 5 DAYS BETWEEN THE LAST VISIT IN ONE WEEK AND THE FIRST VISIT IN THE NEXT WEEK. | N | Y | S&B COST CUTTER STORE | 8665 S MAGNOLIA AVE |  | OCALA | FL | 34476 |  | 3528732746 |  | RAJ PATEL | S & B COST CUTTER STORE | 8665 S MAGNOLIA |  | OCALA | FL | 34476 |  | 3528732746 |  | INVESTOR | 25 | 18000 | 1 | 2014-06-26 | 2018-11-05 | NC01 | 50
3 | MARION | CD | via@sharpesferry.com | 3421159 | COMMUNITY | CHLORINATION; AERATION FOR REMOVAL OF ANY SECONDARY CONTAMINANT, SULFIDE, OR ANY UNREGULATED CONTAMINANT; CORROSION CONTROL INHIBITOR ADDITION; HYPOCHLORINATION; IRON OR MANGANESE SEQUESTRATION; OR ULTRAVIOLET RADIATION. THE LEAD/CHIEF OPERATOR MUST BE CLASS D OR HIGHER. 50,000 GPD UP TO 0.25 MGD-STAFFING BY CLASS D OR HIGHER OPERATOR: 3 VISITS/WEEK ON NONCONSECUTIVE DAYS FOR A TOTAL OF 0.3 HOUR/WEEK. LESS THAN 50,000 GPD-STAFFING BY A CLASS D OR HIGHER OPERATOR: 2 VISITS/WEEK ON NONCONSECUTIVE DAYS FOR A TOTAL OF 0.2 HOUR/WEEK. THERE SHALL BE NO MORE THAN 5 DAYS BETWEEN THE LAST VISIT IN ONE WEEK AND THE FIRST VISIT IN THE NEXT WEEK. | N | Y | SHARPES FERRY MANUFACTURED HOME CMNTY | 9901 SE HWY 314 |  | SILVER SPRINGS | FL | 34488 | 2350 | 3526253328 |  | CLAUDIO VIA | CLAUDIO VIA | PO BOX 1004 |  | SILVER SPRINGS | FL | 34489 | 1004 | 3522365860 |  | INVESTOR | 207 | 41000 | 83 | 2014-04-23 | 2020-09-03 | DC06 | 100
3 | MARION | CD |  | 3421165 | NONCOMMUNITY | CHLORINATION; AERATION FOR REMOVAL OF ANY SECONDARY CONTAMINANT, SULFIDE, OR ANY UNREGULATED CONTAMINANT; CORROSION CONTROL INHIBITOR ADDITION; HYPOCHLORINATION; IRON OR MANGANESE SEQUESTRATION; OR ULTRAVIOLET RADIATION. THE LEAD/CHIEF OPERATOR MUST BE CLASS D OR HIGHER. 50,000 GPD UP TO 0.25 MGD-STAFFING BY CLASS D OR HIGHER OPERATOR: 3 VISITS/WEEK ON NONCONSECUTIVE DAYS FOR A TOTAL OF 0.3 HOUR/WEEK. LESS THAN 50,000 GPD-STAFFING BY A CLASS D OR HIGHER OPERATOR: 2 VISITS/WEEK ON NONCONSECUTIVE DAYS FOR A TOTAL OF 0.2 HOUR/WEEK. THERE SHALL BE NO MORE THAN 5 DAYS BETWEEN THE LAST VISIT IN ONE WEEK AND THE FIRST VISIT IN THE NEXT WEEK. | N | Y | DAYS INN | 3620 WEST SILVER SPRINGS BLVD. |  | OCALA | FL | 34475 |  | 3526290091 |  | KEVIN HILL | NUTAN BHIMJI | 3620 W SILVER SPRINGS BLVD |  | OCALA | FL | 34475 |  | 3526290091 |  | INVESTOR | 25 | 245000 | 4 | 2016-06-21 | 2020-05-15 | NC01 | 50
3 | MARION | CD | SUNSHINEUTL@AOL.COM | 3421201 | COMMUNITY | CHLORINATION; AERATION FOR REMOVAL OF ANY SECONDARY CONTAMINANT, SULFIDE, OR ANY UNREGULATED CONTAMINANT; CORROSION CONTROL INHIBITOR ADDITION; HYPOCHLORINATION; IRON OR MANGANESE SEQUESTRATION; OR ULTRAVIOLET RADIATION. THE LEAD/CHIEF OPERATOR MUST BE CLASS D OR HIGHER. 50,000 GPD UP TO 0.25 MGD-STAFFING BY CLASS D OR HIGHER OPERATOR: 3 VISITS/WEEK ON NONCONSECUTIVE DAYS FOR A TOTAL OF 0.3 HOUR/WEEK. LESS THAN 50,000 GPD-STAFFING BY A CLASS D OR HIGHER OPERATOR: 2 VISITS/WEEK ON NONCONSECUTIVE DAYS FOR A TOTAL OF 0.2 HOUR/WEEK. THERE SHALL BE NO MORE THAN 5 DAYS BETWEEN THE LAST VISIT IN ONE WEEK AND THE FIRST VISIT IN THE NEXT WEEK. | N | Y | OAKCREST VILLAS/SUN RESORT | CR 326 & 71ST PL |  | OCALA | FL | 34471 |  | 3523478228 |  | DEWAINE CHRISTMAS | DEWAINE CHRISTMAS | 10230 SE HWY 25 |  | BELLEVIEW | FL | 34420 | 5531 | 3523478228 |  | INVESTOR/LICENSED PUBLIC UTILITIES | 80 | 21600 | 32 | 2014-08-29 | 2021-02-10 | DC06 | 100
3 | MARION | CD | smartravi27@gmail.com | 3421226 | NONCOMMUNITY | CHLORINATION; AERATION FOR REMOVAL OF ANY SECONDARY CONTAMINANT, SULFIDE, OR ANY UNREGULATED CONTAMINANT; CORROSION CONTROL INHIBITOR ADDITION; HYPOCHLORINATION; IRON OR MANGANESE SEQUESTRATION; OR ULTRAVIOLET RADIATION. THE LEAD/CHIEF OPERATOR MUST BE CLASS D OR HIGHER. 50,000 GPD UP TO 0.25 MGD-STAFFING BY CLASS D OR HIGHER OPERATOR: 3 VISITS/WEEK ON NONCONSECUTIVE DAYS FOR A TOTAL OF 0.3 HOUR/WEEK. LESS THAN 50,000 GPD-STAFFING BY A CLASS D OR HIGHER OPERATOR: 2 VISITS/WEEK ON NONCONSECUTIVE DAYS FOR A TOTAL OF 0.2 HOUR/WEEK. THERE SHALL BE NO MORE THAN 5 DAYS BETWEEN THE LAST VISIT IN ONE WEEK AND THE FIRST VISIT IN THE NEXT WEEK. | N | Y | ECONOMY INN | 3520 W SILVER SPRINGS BLVD |  | OCALA | FL | 34475 |  | 3526297961 |  | RAVI PATEL | HARSHADBHAI R PATEL | 3520 W SILVER SPRINGS BLVD |  | OCALA | FL | 34475 |  | 3526297961 |  | INVESTOR | 25 | 72000 | 2 | 2017-04-21 | 2021-11-18 | NC01 | 50
3 | MARION | CD | CHARLES.STEGALL@MARION.K12.FL.US | 3421240 | NONTRANSIENT NONCOMMUNITY | CHLORINATION; AERATION FOR REMOVAL OF ANY SECONDARY CONTAMINANT, SULFIDE, OR ANY UNREGULATED CONTAMINANT; CORROSION CONTROL INHIBITOR ADDITION; HYPOCHLORINATION; IRON OR MANGANESE SEQUESTRATION; OR ULTRAVIOLET RADIATION. THE LEAD/CHIEF OPERATOR MUST BE CLASS D OR HIGHER. 50,000 GPD UP TO 0.25 MGD-STAFFING BY CLASS D OR HIGHER OPERATOR: 3 VISITS/WEEK ON NONCONSECUTIVE DAYS FOR A TOTAL OF 0.3 HOUR/WEEK. LESS THAN 50,000 GPD-STAFFING BY A CLASS D OR HIGHER OPERATOR: 2 VISITS/WEEK ON NONCONSECUTIVE DAYS FOR A TOTAL OF 0.2 HOUR/WEEK. THERE SHALL BE NO MORE THAN 5 DAYS BETWEEN THE LAST VISIT IN ONE WEEK AND THE FIRST VISIT IN THE NEXT WEEK. | N | Y | SPARR ELEMENTARY SCHOOL | 2525 E HWY 329 | PO BOX 539 | SPARR | FL | 32192 |  | 3526716060 |  | CHARLES STEGALL | SPARR ELEMENTARY SCHOOL | 1105 SW 7TH RD |  | OCALA | FL | 34471 | 571 | 3526717700 |  | COUNTY | 569 | 72000 | 10 | 2014-01-15 | 2020-02-20 | NTNC | 100
3 | MARION | CD | keysk3n@aol.com | 3421245 | NONCOMMUNITY | CHLORINATION; AERATION FOR REMOVAL OF ANY SECONDARY CONTAMINANT, SULFIDE, OR ANY UNREGULATED CONTAMINANT; CORROSION CONTROL INHIBITOR ADDITION; HYPOCHLORINATION; IRON OR MANGANESE SEQUESTRATION; OR ULTRAVIOLET RADIATION. THE LEAD/CHIEF OPERATOR MUST BE CLASS D OR HIGHER. 50,000 GPD UP TO 0.25 MGD-STAFFING BY CLASS D OR HIGHER OPERATOR: 3 VISITS/WEEK ON NONCONSECUTIVE DAYS FOR A TOTAL OF 0.3 HOUR/WEEK. LESS THAN 50,000 GPD-STAFFING BY A CLASS D OR HIGHER OPERATOR: 2 VISITS/WEEK ON NONCONSECUTIVE DAYS FOR A TOTAL OF 0.2 HOUR/WEEK. THERE SHALL BE NO MORE THAN 5 DAYS BETWEEN THE LAST VISIT IN ONE WEEK AND THE FIRST VISIT IN THE NEXT WEEK. | N | Y | POPS COUNTRY KITCHEN | 14400 E HWY 40 |  | SILVER SPRINGS | FL | 34488 |  | 3522883609 |  | TONI MACARGES | TONI MACARGES | 14400 E HWY 40 |  | SILVER SPRINGS | FL | 34488 |  | 3523845273 |  | INVESTOR | 30 | 18000 | 1 | 2013-01-18 | 2020-12-15 | NC01 | 50
3 | MARION | CD | FACILITIESCOMPLIANCE@THEPANTRY.COM | 3421257 | NONCOMMUNITY | CHLORINATION; AERATION FOR REMOVAL OF ANY SECONDARY CONTAMINANT, SULFIDE, OR ANY UNREGULATED CONTAMINANT; CORROSION CONTROL INHIBITOR ADDITION; HYPOCHLORINATION; IRON OR MANGANESE SEQUESTRATION; OR ULTRAVIOLET RADIATION. THE LEAD/CHIEF OPERATOR MUST BE CLASS D OR HIGHER. 50,000 GPD UP TO 0.25 MGD-STAFFING BY CLASS D OR HIGHER OPERATOR: 3 VISITS/WEEK ON NONCONSECUTIVE DAYS FOR A TOTAL OF 0.3 HOUR/WEEK. LESS THAN 50,000 GPD-STAFFING BY A CLASS D OR HIGHER OPERATOR: 2 VISITS/WEEK ON NONCONSECUTIVE DAYS FOR A TOTAL OF 0.2 HOUR/WEEK. THERE SHALL BE NO MORE THAN 5 DAYS BETWEEN THE LAST VISIT IN ONE WEEK AND THE FIRST VISIT IN THE NEXT WEEK. | N | Y | CIRCLE K #3916 | 5201 S. PINE AVE |  | OCALA | FL | 34480 |  | 8004767574 |  |  | CHERYL BARROW | 3802 CORPOREX PARK DR. | STE 200 | TAMPA | FL | 33619 |  | 8139106878 |  | INVESTOR | 25 | 43200 | 2 | 2018-04-23 | 2018-03-26 | NC01 | 50
3 | MARION | CD | JODY.KIRKMAN@MARIONFL.ORG | 3421283 | COMMUNITY | CHLORINATION; AERATION FOR REMOVAL OF ANY SECONDARY CONTAMINANT, SULFIDE, OR ANY UNREGULATED CONTAMINANT; CORROSION CONTROL INHIBITOR ADDITION; HYPOCHLORINATION; IRON OR MANGANESE SEQUESTRATION; OR ULTRAVIOLET RADIATION. THE LEAD/CHIEF OPERATOR MUST BE CLASS D OR HIGHER. 50,000 GPD UP TO 0.25 MGD-STAFFING BY CLASS D OR HIGHER OPERATOR: 3 VISITS/WEEK ON NONCONSECUTIVE DAYS FOR A TOTAL OF 0.3 HOUR/WEEK. LESS THAN 50,000 GPD-STAFFING BY A CLASS D OR HIGHER OPERATOR: 2 VISITS/WEEK ON NONCONSECUTIVE DAYS FOR A TOTAL OF 0.2 HOUR/WEEK. THERE SHALL BE NO MORE THAN 5 DAYS BETWEEN THE LAST VISIT IN ONE WEEK AND THE FIRST VISIT IN THE NEXT WEEK. | N | Y | STONE OAKS MOBILE HOME PARK | NW 42ND PL |  | OCALA | FL | 34470 |  | 3526221171 |  | JODY KIRKMAN | MARION COUNTY UTILITIES | 11800 S US HWY 441 |  | BELLEVEIW | FL | 34420 |  | 3523076000 |  | INVESTOR/LICENSED PUBLIC UTILITIES | 302 | 158400 | 86 | 2014-09-12 | 2019-05-24 | DC051 | 100
3 | MARION | CD | SUNSHINEUTL@AOL.COM | 3421314 | COMMUNITY | CHLORINATION; AERATION FOR REMOVAL OF ANY SECONDARY CONTAMINANT, SULFIDE, OR ANY UNREGULATED CONTAMINANT; CORROSION CONTROL INHIBITOR ADDITION; HYPOCHLORINATION; IRON OR MANGANESE SEQUESTRATION; OR ULTRAVIOLET RADIATION. THE LEAD/CHIEF OPERATOR MUST BE CLASS C OR HIGHER. 5.0 MGD AND ABOVE-STAFFING BY CLASS C OR HIGHER OPERATOR: 6 HOURS/DAY FOR 5 DAYS/WEEK AND ONE VISIT ON EACH WEEKEND DAY. 3.0 MGD UP TO 5.0 MGD-STAFFING BY CLASS C OR HIGHER OPERATOR: 1 HOUR/DAY FOR 5 DAYS/WEEK AND ONE VISIT ON EACH WEEKEND DAY. 0.25 MGD UP TO 3.0 MGD-STAFFING BY CLASS C OR HIGHER OPERATOR: 5 VISITS/WEEK AND ONE VISIT EACH WEEKEND FOR A TOTAL OF 0.6 HOUR/WEEK. | N | Y | SUN RAY ESTATES | 3420 NE 22ND CT |  | OCALA | FL | 34479 |  | 3523478228 |  | DEWAINE CHRISTMAS | DWAYNE CHRISTMAS | 10230 SE HWY 25 |  | BELLEVIEW | FL | 34420 | 5531 | 3523478228 |  | INVESTOR/LICENSED PUBLIC UTILITIES | 1999 | 396000 | 572 | 2018-02-13 | 2021-06-28 | DC04 | 1000
3 | MARION | CD | vernon4291@aol.com | 3421327 | NONCOMMUNITY | CHLORINATION; AERATION FOR REMOVAL OF ANY SECONDARY CONTAMINANT, SULFIDE, OR ANY UNREGULATED CONTAMINANT; CORROSION CONTROL INHIBITOR ADDITION; HYPOCHLORINATION; IRON OR MANGANESE SEQUESTRATION; OR ULTRAVIOLET RADIATION. THE LEAD/CHIEF OPERATOR MUST BE CLASS D OR HIGHER. 50,000 GPD UP TO 0.25 MGD-STAFFING BY CLASS D OR HIGHER OPERATOR: 3 VISITS/WEEK ON NONCONSECUTIVE DAYS FOR A TOTAL OF 0.3 HOUR/WEEK. LESS THAN 50,000 GPD-STAFFING BY A CLASS D OR HIGHER OPERATOR: 2 VISITS/WEEK ON NONCONSECUTIVE DAYS FOR A TOTAL OF 0.2 HOUR/WEEK. THERE SHALL BE NO MORE THAN 5 DAYS BETWEEN THE LAST VISIT IN ONE WEEK AND THE FIRST VISIT IN THE NEXT WEEK. | N | Y | TALL PINES PARK | 11565 SE HIGHWAY 25 |  | OCKLAWAHA | FL | 32179 |  | 3522888777 |  | HELEN RAMNARINE | TALL PINES PARK | 11565 SE HWY C-25 |  | OCKLAWAHA | FL | 32179 |  | 3523961236 |  | INVESTOR | 25 | 10800 | 15 | 2018-12-12 | 2018-08-16 | NC01 | 50
3 | MARION | CD |  | 3421353 | NONCOMMUNITY | CHLORINATION; AERATION FOR REMOVAL OF ANY SECONDARY CONTAMINANT, SULFIDE, OR ANY UNREGULATED CONTAMINANT; CORROSION CONTROL INHIBITOR ADDITION; HYPOCHLORINATION; IRON OR MANGANESE SEQUESTRATION; OR ULTRAVIOLET RADIATION. THE LEAD/CHIEF OPERATOR MUST BE CLASS D OR HIGHER. 50,000 GPD UP TO 0.25 MGD-STAFFING BY CLASS D OR HIGHER OPERATOR: 3 VISITS/WEEK ON NONCONSECUTIVE DAYS FOR A TOTAL OF 0.3 HOUR/WEEK. LESS THAN 50,000 GPD-STAFFING BY A CLASS D OR HIGHER OPERATOR: 2 VISITS/WEEK ON NONCONSECUTIVE DAYS FOR A TOTAL OF 0.2 HOUR/WEEK. THERE SHALL BE NO MORE THAN 5 DAYS BETWEEN THE LAST VISIT IN ONE WEEK AND THE FIRST VISIT IN THE NEXT WEEK. | N | Y | FORT MCCOY GROCERY | 14779 NE HIGHWAY 315 |  | FT MCCOY | FL | 32134 |  | 3522362404 |  | JERRY MORRIS | FORT MCCOY GROCERY | PO BOX 927 |  | FORT MCCOY | FL | 32134 | 927 | 3522362404 |  | INVESTOR | 25 | 18000 | 1 | 2019-07-29 | 2019-04-25 | NC01 | 50
3 | MARION | CD | townofmcintosh@windstream.net | 3421379 | COMMUNITY | CHLORINATION; AERATION FOR REMOVAL OF ANY SECONDARY CONTAMINANT, SULFIDE, OR ANY UNREGULATED CONTAMINANT; CORROSION CONTROL INHIBITOR ADDITION; HYPOCHLORINATION; IRON OR MANGANESE SEQUESTRATION; OR ULTRAVIOLET RADIATION. THE LEAD/CHIEF OPERATOR MUST BE CLASS C OR HIGHER. 5.0 MGD AND ABOVE-STAFFING BY CLASS C OR HIGHER OPERATOR: 6 HOURS/DAY FOR 5 DAYS/WEEK AND ONE VISIT ON EACH WEEKEND DAY. 3.0 MGD UP TO 5.0 MGD-STAFFING BY CLASS C OR HIGHER OPERATOR: 1 HOUR/DAY FOR 5 DAYS/WEEK AND ONE VISIT ON EACH WEEKEND DAY. 0.25 MGD UP TO 3.0 MGD-STAFFING BY CLASS C OR HIGHER OPERATOR: 5 VISITS/WEEK AND ONE VISIT EACH WEEKEND FOR A TOTAL OF 0.6 HOUR/WEEK. | N | Y | MCINTOSH, TOWN OF | 12TH ST & AVENUE G(5975 AV G) |  | MCINTOSH | FL | 32664 |  | 3525911047 |  | DAVID PERRYMAN | TOWN CLERK | PO BOX 165 |  | MCINTOSH | FL | 32664 | 165 | 3525911047 |  | MUNICIPALITY | 484 | 360000 | 250 | 2017-02-09 | 2020-05-13 | DC04 | 1000
3 | MARION | CD |  | 3421467 | COMMUNITY | CHLORINATION; AERATION FOR REMOVAL OF ANY SECONDARY CONTAMINANT, SULFIDE, OR ANY UNREGULATED CONTAMINANT; CORROSION CONTROL INHIBITOR ADDITION; HYPOCHLORINATION; IRON OR MANGANESE SEQUESTRATION; OR ULTRAVIOLET RADIATION. THE LEAD/CHIEF OPERATOR MUST BE CLASS D OR HIGHER. 50,000 GPD UP TO 0.25 MGD-STAFFING BY CLASS D OR HIGHER OPERATOR: 3 VISITS/WEEK ON NONCONSECUTIVE DAYS FOR A TOTAL OF 0.3 HOUR/WEEK. LESS THAN 50,000 GPD-STAFFING BY A CLASS D OR HIGHER OPERATOR: 2 VISITS/WEEK ON NONCONSECUTIVE DAYS FOR A TOTAL OF 0.2 HOUR/WEEK. THERE SHALL BE NO MORE THAN 5 DAYS BETWEEN THE LAST VISIT IN ONE WEEK AND THE FIRST VISIT IN THE NEXT WEEK. | N | Y | WHISPERING OAKS MHP | 6787 SE 125TH ST |  | BELLEVIEW | FL | 34420 |  | 3523071982 |  | HEATHER DAVIS | NATHAN WHITTAKER AND FELICIA CASEY-WHITTAKER | 6787 SE 125TH ST. | LOT #58 | BELLEVIEW | FL | 34420 |  | 3109225583 |  | INVESTOR | 160 | 89280 | 64 | 2017-05-09 | 2020-07-28 | DC052 | 100
3 | MARION | CD | none | 3421490 | COMMUNITY | CHLORINATION; AERATION FOR REMOVAL OF ANY SECONDARY CONTAMINANT, SULFIDE, OR ANY UNREGULATED CONTAMINANT; CORROSION CONTROL INHIBITOR ADDITION; HYPOCHLORINATION; IRON OR MANGANESE SEQUESTRATION; OR ULTRAVIOLET RADIATION. THE LEAD/CHIEF OPERATOR MUST BE CLASS D OR HIGHER. 50,000 GPD UP TO 0.25 MGD-STAFFING BY CLASS D OR HIGHER OPERATOR: 3 VISITS/WEEK ON NONCONSECUTIVE DAYS FOR A TOTAL OF 0.3 HOUR/WEEK. LESS THAN 50,000 GPD-STAFFING BY A CLASS D OR HIGHER OPERATOR: 2 VISITS/WEEK ON NONCONSECUTIVE DAYS FOR A TOTAL OF 0.2 HOUR/WEEK. THERE SHALL BE NO MORE THAN 5 DAYS BETWEEN THE LAST VISIT IN ONE WEEK AND THE FIRST VISIT IN THE NEXT WEEK. | N | Y | WOODS AND LAKES SUBDIVISION | SE 173RD CT & SE 67TH ST |  | OCKLAWAHA | FL | 32179 |  | 3526254312 |  | ART COLE | WOODS & LAKES SUBDIVISION | 17301 SE 67TH ST |  | OCKLAWAHA | FL | 32179 |  | 3526254312 |  | WATER ASSOCIATION | 275 | 130000 | 111 | 2017-03-13 | 2020-06-05 | DC05 | 500
3 | MARION | CD |  | 3421494 | NONTRANSIENT NONCOMMUNITY | CHLORINATION; AERATION FOR REMOVAL OF ANY SECONDARY CONTAMINANT, SULFIDE, OR ANY UNREGULATED CONTAMINANT; CORROSION CONTROL INHIBITOR ADDITION; HYPOCHLORINATION; IRON OR MANGANESE SEQUESTRATION; OR ULTRAVIOLET RADIATION. THE LEAD/CHIEF OPERATOR MUST BE CLASS D OR HIGHER. 50,000 GPD UP TO 0.25 MGD-STAFFING BY CLASS D OR HIGHER OPERATOR: 3 VISITS/WEEK ON NONCONSECUTIVE DAYS FOR A TOTAL OF 0.3 HOUR/WEEK. LESS THAN 50,000 GPD-STAFFING BY A CLASS D OR HIGHER OPERATOR: 2 VISITS/WEEK ON NONCONSECUTIVE DAYS FOR A TOTAL OF 0.2 HOUR/WEEK. THERE SHALL BE NO MORE THAN 5 DAYS BETWEEN THE LAST VISIT IN ONE WEEK AND THE FIRST VISIT IN THE NEXT WEEK. | N | Y | SHADY ACRES MOBILE HOME PARK | 16901 SE HWY 301 |  | SUMMERFIELD | FL | 34491 |  | 3523478071 |  | LINDA LESTER | SHADY ACRES MOBILE HOME PARK | 401 SUNSHINE BLVD. |  | LADY LAKE | FL | 32159 |  | 4073413802 |  | INVESTOR | 33 | 105000 | 35 | 2012-03-20 | 2021-02-01 | NTNC | 100
3 | MARION | CD | elkkes@cox.net | 3421495 | COMMUNITY | CHLORINATION; AERATION FOR REMOVAL OF ANY SECONDARY CONTAMINANT, SULFIDE, OR ANY UNREGULATED CONTAMINANT; CORROSION CONTROL INHIBITOR ADDITION; HYPOCHLORINATION; IRON OR MANGANESE SEQUESTRATION; OR ULTRAVIOLET RADIATION. THE LEAD/CHIEF OPERATOR MUST BE CLASS D OR HIGHER. 50,000 GPD UP TO 0.25 MGD-STAFFING BY CLASS D OR HIGHER OPERATOR: 3 VISITS/WEEK ON NONCONSECUTIVE DAYS FOR A TOTAL OF 0.3 HOUR/WEEK. LESS THAN 50,000 GPD-STAFFING BY A CLASS D OR HIGHER OPERATOR: 2 VISITS/WEEK ON NONCONSECUTIVE DAYS FOR A TOTAL OF 0.2 HOUR/WEEK. THERE SHALL BE NO MORE THAN 5 DAYS BETWEEN THE LAST VISIT IN ONE WEEK AND THE FIRST VISIT IN THE NEXT WEEK. | N | Y | COUNTRY OAKS MHP | 1311 NW 35TH ST |  | OCALA | FL | 34478 |  | 3523682805 |  | FRANK ELKES | FRANK ELKES | 905 SE 12TH ST |  | OCALA | FL | 34471 | 3925 | 3523682805 |  | INVESTOR | 95 | 28000 | 36 | 2014-08-20 | 2019-05-24 | DC06 | 100
3 | MARION | CD | george.warthen@myfwc.com | 3421503 | NONCOMMUNITY | CHLORINATION; AERATION FOR REMOVAL OF ANY SECONDARY CONTAMINANT, SULFIDE, OR ANY UNREGULATED CONTAMINANT; CORROSION CONTROL INHIBITOR ADDITION; HYPOCHLORINATION; IRON OR MANGANESE SEQUESTRATION; OR ULTRAVIOLET RADIATION. THE LEAD/CHIEF OPERATOR MUST BE CLASS D OR HIGHER. 50,000 GPD UP TO 0.25 MGD-STAFFING BY CLASS D OR HIGHER OPERATOR: 3 VISITS/WEEK ON NONCONSECUTIVE DAYS FOR A TOTAL OF 0.3 HOUR/WEEK. LESS THAN 50,000 GPD-STAFFING BY A CLASS D OR HIGHER OPERATOR: 2 VISITS/WEEK ON NONCONSECUTIVE DAYS FOR A TOTAL OF 0.2 HOUR/WEEK. THERE SHALL BE NO MORE THAN 5 DAYS BETWEEN THE LAST VISIT IN ONE WEEK AND THE FIRST VISIT IN THE NEXT WEEK. | N | Y | OCALA CONSERVATION CENTER/HUNTER ED CAMP | 7325 NE 170TH AVENUE |  | SILVER SPRINGS | FL | 34488 |  | 3526252804 |  | WILLIAM BURNETT | WILLIAM BURNETT | 1310 SE 170 AVE |  | SILVER SPRINGS | FL | 34488 |  | 3526252804 |  | STATE | 25 | 37000 | 20 | 2014-03-06 | 2020-03-20 | NC01 | 50
3 | MARION | CD |  | 3421509 | NONCOMMUNITY | CHLORINATION; AERATION FOR REMOVAL OF ANY SECONDARY CONTAMINANT, SULFIDE, OR ANY UNREGULATED CONTAMINANT; CORROSION CONTROL INHIBITOR ADDITION; HYPOCHLORINATION; IRON OR MANGANESE SEQUESTRATION; OR ULTRAVIOLET RADIATION. THE LEAD/CHIEF OPERATOR MUST BE CLASS D OR HIGHER. 50,000 GPD UP TO 0.25 MGD-STAFFING BY CLASS D OR HIGHER OPERATOR: 3 VISITS/WEEK ON NONCONSECUTIVE DAYS FOR A TOTAL OF 0.3 HOUR/WEEK. LESS THAN 50,000 GPD-STAFFING BY A CLASS D OR HIGHER OPERATOR: 2 VISITS/WEEK ON NONCONSECUTIVE DAYS FOR A TOTAL OF 0.2 HOUR/WEEK. THERE SHALL BE NO MORE THAN 5 DAYS BETWEEN THE LAST VISIT IN ONE WEEK AND THE FIRST VISIT IN THE NEXT WEEK. | N | Y | PINE GROVE TRAILER PARK | 18681 US 441 N |  | ORANGE LAKE | FL | 32686 |  | 3522079741 |  | RON SEEWAH | RON SEEWAH | 18681 N US HWY 441 | LOT 30 | REDDICK | FL | 32686 |  | 3522079741 |  | INVESTOR | 25 | 38880 | 26 | 2011-01-05 | 2019-05-14 | NC01 | 50
3 | MARION | CD | JLSNOW40@AOL.COM | 3421510 | NONCOMMUNITY | CHLORINATION; AERATION FOR REMOVAL OF ANY SECONDARY CONTAMINANT, SULFIDE, OR ANY UNREGULATED CONTAMINANT; CORROSION CONTROL INHIBITOR ADDITION; HYPOCHLORINATION; IRON OR MANGANESE SEQUESTRATION; OR ULTRAVIOLET RADIATION. THE LEAD/CHIEF OPERATOR MUST BE CLASS D OR HIGHER. 50,000 GPD UP TO 0.25 MGD-STAFFING BY CLASS D OR HIGHER OPERATOR: 3 VISITS/WEEK ON NONCONSECUTIVE DAYS FOR A TOTAL OF 0.3 HOUR/WEEK. LESS THAN 50,000 GPD-STAFFING BY A CLASS D OR HIGHER OPERATOR: 2 VISITS/WEEK ON NONCONSECUTIVE DAYS FOR A TOTAL OF 0.2 HOUR/WEEK. THERE SHALL BE NO MORE THAN 5 DAYS BETWEEN THE LAST VISIT IN ONE WEEK AND THE FIRST VISIT IN THE NEXT WEEK. | N | Y | BASS CHAMPIONS RESTAURANT AND LODGE | 25011 NE HWY 314 |  | SALT SPRINGS | FL | 32134 |  | 3526850000 |  | JIM SNOWDEN | JIM SNOWDEN | 25011 NE HWY 314 |  | SALT SPRINGS | FL | 32134 |  | 3526850000 |  | INVESTOR | 25 | 7200 | 11 | 2017-07-28 | 2017-04-20 | NC01 | 50
3 | MARION | CD |  | 3421520 | COMMUNITY | CHLORINATION; AERATION FOR REMOVAL OF ANY SECONDARY CONTAMINANT, SULFIDE, OR ANY UNREGULATED CONTAMINANT; CORROSION CONTROL INHIBITOR ADDITION; HYPOCHLORINATION; IRON OR MANGANESE SEQUESTRATION; OR ULTRAVIOLET RADIATION. THE LEAD/CHIEF OPERATOR MUST BE CLASS D OR HIGHER. 50,000 GPD UP TO 0.25 MGD-STAFFING BY CLASS D OR HIGHER OPERATOR: 3 VISITS/WEEK ON NONCONSECUTIVE DAYS FOR A TOTAL OF 0.3 HOUR/WEEK. LESS THAN 50,000 GPD-STAFFING BY A CLASS D OR HIGHER OPERATOR: 2 VISITS/WEEK ON NONCONSECUTIVE DAYS FOR A TOTAL OF 0.2 HOUR/WEEK. THERE SHALL BE NO MORE THAN 5 DAYS BETWEEN THE LAST VISIT IN ONE WEEK AND THE FIRST VISIT IN THE NEXT WEEK. | N | Y | SUNLIGHT ACRES SUBDIVISION | SE 32ND CT |  | BELLEVIEW | FL | 34420 |  | 3523478228 |  | DEWAINE CHRISTMAS | SUNSHINE UTILITIES | 10230 E HWY 25 |  | BELLEVIEW | FL | 34420 | 5531 | 3523478228 |  | INVESTOR/LICENSED PUBLIC UTILITIES | 198 | 180000 | 79 | 2017-03-22 | 2020-07-28 | DC051 | 100
3 | MARION | CD | talltimbersmgr@psdm.com | 3421528 | COMMUNITY | CHLORINATION; AERATION FOR REMOVAL OF ANY SECONDARY CONTAMINANT, SULFIDE, OR ANY UNREGULATED CONTAMINANT; CORROSION CONTROL INHIBITOR ADDITION; HYPOCHLORINATION; IRON OR MANGANESE SEQUESTRATION; OR ULTRAVIOLET RADIATION. THE LEAD/CHIEF OPERATOR MUST BE CLASS D OR HIGHER. 50,000 GPD UP TO 0.25 MGD-STAFFING BY CLASS D OR HIGHER OPERATOR: 3 VISITS/WEEK ON NONCONSECUTIVE DAYS FOR A TOTAL OF 0.3 HOUR/WEEK. LESS THAN 50,000 GPD-STAFFING BY A CLASS D OR HIGHER OPERATOR: 2 VISITS/WEEK ON NONCONSECUTIVE DAYS FOR A TOTAL OF 0.2 HOUR/WEEK. THERE SHALL BE NO MORE THAN 5 DAYS BETWEEN THE LAST VISIT IN ONE WEEK AND THE FIRST VISIT IN THE NEXT WEEK. | N | Y | TALL TIMBER TRAVEL TRAILER PARK | 14575 NE 21ST STREET |  | SILVER SPRINGS | FL | 34488 |  | 3526252783 |  | SARA MCFARLAND | SARA MCFARLAND | 1775 HANCOCK ST | SUITE 200 | SAN DIEGO | CA | 92110 |  | 6192969000 |  | INVESTOR | 95 | 86400 | 193 | 2018-12-05 | 2021-09-24 | DC051 | 100
3 | MARION | CD | office@obopry.com | 3421536 | NONCOMMUNITY | CHLORINATION; AERATION FOR REMOVAL OF ANY SECONDARY CONTAMINANT, SULFIDE, OR ANY UNREGULATED CONTAMINANT; CORROSION CONTROL INHIBITOR ADDITION; HYPOCHLORINATION; IRON OR MANGANESE SEQUESTRATION; OR ULTRAVIOLET RADIATION. THE LEAD/CHIEF OPERATOR MUST BE CLASS D OR HIGHER. 50,000 GPD UP TO 0.25 MGD-STAFFING BY CLASS D OR HIGHER OPERATOR: 3 VISITS/WEEK ON NONCONSECUTIVE DAYS FOR A TOTAL OF 0.3 HOUR/WEEK. LESS THAN 50,000 GPD-STAFFING BY A CLASS D OR HIGHER OPERATOR: 2 VISITS/WEEK ON NONCONSECUTIVE DAYS FOR A TOTAL OF 0.2 HOUR/WEEK. THERE SHALL BE NO MORE THAN 5 DAYS BETWEEN THE LAST VISIT IN ONE WEEK AND THE FIRST VISIT IN THE NEXT WEEK. | N | Y | ORANGE BLOSSOM OPRY | 13939 SE HWY 42 |  | WEIRSDALE | FL | 32195 |  | 3528211201 |  | KEVIN HAZLIP | ROGER BEYERS | 16439 SE 138 TERRACE |  | WEIRSDALE | FL | 32195 | 979 | 3528211201 |  | INVESTOR | 25 | 7200 | 2 | 2021-02-11 | 2021-02-09 | NC01 | 50
3 | MARION | CD |  | 3421554 | COMMUNITY | CHLORINATION; AERATION FOR REMOVAL OF ANY SECONDARY CONTAMINANT, SULFIDE, OR ANY UNREGULATED CONTAMINANT; CORROSION CONTROL INHIBITOR ADDITION; HYPOCHLORINATION; IRON OR MANGANESE SEQUESTRATION; OR ULTRAVIOLET RADIATION. THE LEAD/CHIEF OPERATOR MUST BE CLASS D OR HIGHER. 50,000 GPD UP TO 0.25 MGD-STAFFING BY CLASS D OR HIGHER OPERATOR: 3 VISITS/WEEK ON NONCONSECUTIVE DAYS FOR A TOTAL OF 0.3 HOUR/WEEK. LESS THAN 50,000 GPD-STAFFING BY A CLASS D OR HIGHER OPERATOR: 2 VISITS/WEEK ON NONCONSECUTIVE DAYS FOR A TOTAL OF 0.2 HOUR/WEEK. THERE SHALL BE NO MORE THAN 5 DAYS BETWEEN THE LAST VISIT IN ONE WEEK AND THE FIRST VISIT IN THE NEXT WEEK. | N | Y | OCALA GARDEN APARTMENTS | SW 7TH AVE |  | OCALA | FL | 34470 |  | 3523478228 |  | DEWAINE CHRISTMAS | DEWAINE CHRISTMAS | 10230 E HWY 25 |  | BELLEVIEW | FL | 34420 | 5531 | 3523478228 |  | INVESTOR/LICENSED PUBLIC UTILITIES | 48 | 39000 | 24 | 2011-07-18 | 2020-02-06 | DC06 | 100
3 | MARION | CD | VICTORYMHP@CENTURYLINK.NET | 3421559 | COMMUNITY | CHLORINATION; AERATION FOR REMOVAL OF ANY SECONDARY CONTAMINANT, SULFIDE, OR ANY UNREGULATED CONTAMINANT; CORROSION CONTROL INHIBITOR ADDITION; HYPOCHLORINATION; IRON OR MANGANESE SEQUESTRATION; OR ULTRAVIOLET RADIATION. THE LEAD/CHIEF OPERATOR MUST BE CLASS D OR HIGHER. 50,000 GPD UP TO 0.25 MGD-STAFFING BY CLASS D OR HIGHER OPERATOR: 3 VISITS/WEEK ON NONCONSECUTIVE DAYS FOR A TOTAL OF 0.3 HOUR/WEEK. LESS THAN 50,000 GPD-STAFFING BY A CLASS D OR HIGHER OPERATOR: 2 VISITS/WEEK ON NONCONSECUTIVE DAYS FOR A TOTAL OF 0.2 HOUR/WEEK. THERE SHALL BE NO MORE THAN 5 DAYS BETWEEN THE LAST VISIT IN ONE WEEK AND THE FIRST VISIT IN THE NEXT WEEK. | N | Y | VICTORY MOBILE HOME PARK LLC | 9588 N E JACKSONVILLE RD |  | ANTHONY | FL | 32617 |  | 3524019189 |  | BRIAN CARR | BRIAN CARR | 9588 NE JACKSONVILLE RD |  | ANTHONY | FL | 32617 |  | 3524019189 |  | INVESTOR | 248 | 43000 | 99 | 2018-11-15 | 2021-02-05 | DC06 | 100
3 | MARION | CD | GFORREST@GOVMSERV.COM | 3421560 | COMMUNITY | CHLORINATION; AERATION FOR REMOVAL OF ANY SECONDARY CONTAMINANT, SULFIDE, OR ANY UNREGULATED CONTAMINANT; CORROSION CONTROL INHIBITOR ADDITION; HYPOCHLORINATION; IRON OR MANGANESE SEQUESTRATION; OR ULTRAVIOLET RADIATION. THE LEAD/CHIEF OPERATOR MUST BE CLASS C OR HIGHER. 5.0 MGD AND ABOVE-STAFFING BY CLASS C OR HIGHER OPERATOR: 6 HOURS/DAY FOR 5 DAYS/WEEK AND ONE VISIT ON EACH WEEKEND DAY. 3.0 MGD UP TO 5.0 MGD-STAFFING BY CLASS C OR HIGHER OPERATOR: 1 HOUR/DAY FOR 5 DAYS/WEEK AND ONE VISIT ON EACH WEEKEND DAY. 0.25 MGD UP TO 3.0 MGD-STAFFING BY CLASS C OR HIGHER OPERATOR: 5 VISITS/WEEK AND ONE VISIT EACH WEEKEND FOR A TOTAL OF 0.6 HOUR/WEEK. | N | Y | OCALA OAKS SUBDIVISION (2 WPS) | 3900 NE 20TH AVE |  | OCALA | FL | 34470 |  | 4076296900 |  | WILLIAM FONTAINE | SAM CAIN | 280 WEKIVA SPRINGS RD | SUITE 2070 | LONGWOOD | FL | 32779 |  | 4076296900 |  | INVESTOR/LICENSED PUBLIC UTILITIES | 2202 | 712000 | 629 | 2010-04-13 | 2021-06-28 | DC04 | 1000
3 | MARION | CD | info@goldenpondvillage.com | 3421573 | COMMUNITY | CHLORINATION; AERATION FOR REMOVAL OF ANY SECONDARY CONTAMINANT, SULFIDE, OR ANY UNREGULATED CONTAMINANT; CORROSION CONTROL INHIBITOR ADDITION; HYPOCHLORINATION; IRON OR MANGANESE SEQUESTRATION; OR ULTRAVIOLET RADIATION. THE LEAD/CHIEF OPERATOR MUST BE CLASS D OR HIGHER. 50,000 GPD UP TO 0.25 MGD-STAFFING BY CLASS D OR HIGHER OPERATOR: 3 VISITS/WEEK ON NONCONSECUTIVE DAYS FOR A TOTAL OF 0.3 HOUR/WEEK. LESS THAN 50,000 GPD-STAFFING BY A CLASS D OR HIGHER OPERATOR: 2 VISITS/WEEK ON NONCONSECUTIVE DAYS FOR A TOTAL OF 0.2 HOUR/WEEK. THERE SHALL BE NO MORE THAN 5 DAYS BETWEEN THE LAST VISIT IN ONE WEEK AND THE FIRST VISIT IN THE NEXT WEEK. | N | Y | GOLDEN POND VILLAGE MHP | 3233 SE 110TH ST |  | OCALA | FL | 34480 |  | 3522452334 |  | LISA CELESTE | FLORIDA VILLAGE, LLC | 1331 ARAPAHOE AVE |  | BOULDER | CO | 80302 | 6224 | 3034430445 |  | INVESTOR/LICENSED PUBLIC UTILITIES | 135 | 31000 | 54 | 2019-06-19 | 2019-04-26 | DC06 | 100
3 | MARION | CD | JENOREALTYLLC@YAHOO.COM | 3421574 | COMMUNITY | CHLORINATION; AERATION FOR REMOVAL OF ANY SECONDARY CONTAMINANT, SULFIDE, OR ANY UNREGULATED CONTAMINANT; CORROSION CONTROL INHIBITOR ADDITION; HYPOCHLORINATION; IRON OR MANGANESE SEQUESTRATION; OR ULTRAVIOLET RADIATION. THE LEAD/CHIEF OPERATOR MUST BE CLASS D OR HIGHER. 50,000 GPD UP TO 0.25 MGD-STAFFING BY CLASS D OR HIGHER OPERATOR: 3 VISITS/WEEK ON NONCONSECUTIVE DAYS FOR A TOTAL OF 0.3 HOUR/WEEK. LESS THAN 50,000 GPD-STAFFING BY A CLASS D OR HIGHER OPERATOR: 2 VISITS/WEEK ON NONCONSECUTIVE DAYS FOR A TOTAL OF 0.2 HOUR/WEEK. THERE SHALL BE NO MORE THAN 5 DAYS BETWEEN THE LAST VISIT IN ONE WEEK AND THE FIRST VISIT IN THE NEXT WEEK. | N | Y | SERENITY OAKS MHP | 2790 SW 87TH PLACE |  | OCALA | FL | 34476 |  | 3526942925 |  | NOEMI WHEELER | JENO REALTY LLC | 15627 NW 32ND AVE |  | NEWBERRY | FL | 32669 |  | 3528540966 |  | INVESTOR | 135 | 70000 | 35 | 2019-08-28 | 2019-02-27 | DC051 | 100
3 | MARION | CD | JODY.KIRKMAN@MARIONFL.ORG | 3421576 | COMMUNITY | CHLORINATION; AERATION FOR REMOVAL OF ANY SECONDARY CONTAMINANT, SULFIDE, OR ANY UNREGULATED CONTAMINANT; CORROSION CONTROL INHIBITOR ADDITION; HYPOCHLORINATION; IRON OR MANGANESE SEQUESTRATION; OR ULTRAVIOLET RADIATION. THE LEAD/CHIEF OPERATOR MUST BE CLASS C OR HIGHER. 5.0 MGD AND ABOVE-STAFFING BY CLASS C OR HIGHER OPERATOR: 6 HOURS/DAY FOR 5 DAYS/WEEK AND ONE VISIT ON EACH WEEKEND DAY. 3.0 MGD UP TO 5.0 MGD-STAFFING BY CLASS C OR HIGHER OPERATOR: 1 HOUR/DAY FOR 5 DAYS/WEEK AND ONE VISIT ON EACH WEEKEND DAY. 0.25 MGD UP TO 3.0 MGD-STAFFING BY CLASS C OR HIGHER OPERATOR: 5 VISITS/WEEK AND ONE VISIT EACH WEEKEND FOR A TOTAL OF 0.6 HOUR/WEEK. | N | Y | WINDGATE ESTATES | 42ND ST & NE 5TH TERR |  | OCALA | FL | 34470 |  | 3526221171 |  | JODY KIRKMAN | MARION COUNTY UTILITITES | 11800 S US HWY 441 |  | BELLEVIEW | FL | 34420 |  | 3523076000 |  | INVESTOR | 361 | 273000 | 146 | 2019-06-28 | 2021-11-01 | DC05 | 500
3 | MARION | CD | Scain@GOVMSERV.COM | 3424000 | COMMUNITY | NO TREATMENT--CONSECUTIVE SYSTEMS ONLY | N | Y | BELLEAIR SUBDIVISION (CONSEC) | 2400 SE 52ND AVE |  | OCALA | FL | 32670 |  | 4076296900 |  | WILL FONTAINE | SAM CAIN | 280 WEKIVA SPRINGS RD | STE 2000 | LONGWOOD | FL | 32779 |  | 4076296900 |  | INVESTOR/LICENSED PUBLIC UTILITIES | 763 | 0 | 218 | 2010-04-13 | 2021-08-06 | PC02 | 100
3 | MARION | CD | JCONNOLLY@GOVMSERV.COM | 3424001 | COMMUNITY | CHLORINATION; AERATION FOR REMOVAL OF ANY SECONDARY CONTAMINANT, SULFIDE, OR ANY UNREGULATED CONTAMINANT; CORROSION CONTROL INHIBITOR ADDITION; HYPOCHLORINATION; IRON OR MANGANESE SEQUESTRATION; OR ULTRAVIOLET RADIATION. THE LEAD/CHIEF OPERATOR MUST BE CLASS D OR HIGHER. 50,000 GPD UP TO 0.25 MGD-STAFFING BY CLASS D OR HIGHER OPERATOR: 3 VISITS/WEEK ON NONCONSECUTIVE DAYS FOR A TOTAL OF 0.3 HOUR/WEEK. LESS THAN 50,000 GPD-STAFFING BY A CLASS D OR HIGHER OPERATOR: 2 VISITS/WEEK ON NONCONSECUTIVE DAYS FOR A TOTAL OF 0.2 HOUR/WEEK. THERE SHALL BE NO MORE THAN 5 DAYS BETWEEN THE LAST VISIT IN ONE WEEK AND THE FIRST VISIT IN THE NEXT WEEK. | N | Y | MARION HILLS | 5032 SE 140TH ST. |  | SUMMERFIELD | FL | 34470 |  | 4076296900 |  | WILLIAM FONTAINE | SAM CAIN | 280 WEKIVA SPRINGS BLVD | SUITE 2070 | LONGWOOD | FL | 32779 |  | 4076296900 |  | INVESTOR/LICENSED PUBLIC UTILITIES | 102 | 36000 | 29 | 2015-10-20 | 2021-02-01 | DC06 | 100
3 | MARION | CD | SUNSHINEUTL@AOL.COM | 3424009 | COMMUNITY | CHLORINATION; AERATION FOR REMOVAL OF ANY SECONDARY CONTAMINANT, SULFIDE, OR ANY UNREGULATED CONTAMINANT; CORROSION CONTROL INHIBITOR ADDITION; HYPOCHLORINATION; IRON OR MANGANESE SEQUESTRATION; OR ULTRAVIOLET RADIATION. THE LEAD/CHIEF OPERATOR MUST BE CLASS D OR HIGHER. 50,000 GPD UP TO 0.25 MGD-STAFFING BY CLASS D OR HIGHER OPERATOR: 3 VISITS/WEEK ON NONCONSECUTIVE DAYS FOR A TOTAL OF 0.3 HOUR/WEEK. LESS THAN 50,000 GPD-STAFFING BY A CLASS D OR HIGHER OPERATOR: 2 VISITS/WEEK ON NONCONSECUTIVE DAYS FOR A TOTAL OF 0.2 HOUR/WEEK. THERE SHALL BE NO MORE THAN 5 DAYS BETWEEN THE LAST VISIT IN ONE WEEK AND THE FIRST VISIT IN THE NEXT WEEK. | N | Y | WHISPERING SANDS S/D | SE 50TH CT & SE 30TH ST |  | OCALA | FL | 34471 |  | 3523478228 |  | DEWAINE CHRISTMAS | DWAYNE CHRISTMAS | 10230 SE HWY 25 |  | BELLEVIEW | FL | 34420 | 5531 | 3523478228 |  | INVESTOR/LICENSED PUBLIC UTILITIES | 437 | 228960 | 125 | 2014-08-29 | 2020-11-19 | DC05 | 500
3 | MARION | CD | pook4963@gmail.com | 3424011 | NONCOMMUNITY | CHLORINATION; AERATION FOR REMOVAL OF ANY SECONDARY CONTAMINANT, SULFIDE, OR ANY UNREGULATED CONTAMINANT; CORROSION CONTROL INHIBITOR ADDITION; HYPOCHLORINATION; IRON OR MANGANESE SEQUESTRATION; OR ULTRAVIOLET RADIATION. THE LEAD/CHIEF OPERATOR MUST BE CLASS D OR HIGHER. 50,000 GPD UP TO 0.25 MGD-STAFFING BY CLASS D OR HIGHER OPERATOR: 3 VISITS/WEEK ON NONCONSECUTIVE DAYS FOR A TOTAL OF 0.3 HOUR/WEEK. LESS THAN 50,000 GPD-STAFFING BY A CLASS D OR HIGHER OPERATOR: 2 VISITS/WEEK ON NONCONSECUTIVE DAYS FOR A TOTAL OF 0.2 HOUR/WEEK. THERE SHALL BE NO MORE THAN 5 DAYS BETWEEN THE LAST VISIT IN ONE WEEK AND THE FIRST VISIT IN THE NEXT WEEK. | N | Y | THE ANCHOR | 10135 SE SUNSET HARBOR RD |  | SUMMERFIELD | FL | 34491 |  | 8505256448 |  | WILSON ROBINSON ENTERPRISES LLC | WILSON ROBINSON ENTERPRISES LLC | 1010 SE 24TH ST. |  | OCALA | FL | 34471 |  | 3525722742 |  | INVESTOR | 25 | 10800 | 1 | 2016-06-14 | 2021-02-09 | NC01 | 50
3 | MARION | CD | Scain@GOVMSERV.COM | 3424029 | COMMUNITY | CHLORINATION; AERATION FOR REMOVAL OF ANY SECONDARY CONTAMINANT, SULFIDE, OR ANY UNREGULATED CONTAMINANT; CORROSION CONTROL INHIBITOR ADDITION; HYPOCHLORINATION; IRON OR MANGANESE SEQUESTRATION; OR ULTRAVIOLET RADIATION. THE LEAD/CHIEF OPERATOR MUST BE CLASS D OR HIGHER. 50,000 GPD UP TO 0.25 MGD-STAFFING BY CLASS D OR HIGHER OPERATOR: 3 VISITS/WEEK ON NONCONSECUTIVE DAYS FOR A TOTAL OF 0.3 HOUR/WEEK. LESS THAN 50,000 GPD-STAFFING BY A CLASS D OR HIGHER OPERATOR: 2 VISITS/WEEK ON NONCONSECUTIVE DAYS FOR A TOTAL OF 0.2 HOUR/WEEK. THERE SHALL BE NO MORE THAN 5 DAYS BETWEEN THE LAST VISIT IN ONE WEEK AND THE FIRST VISIT IN THE NEXT WEEK. | N | Y | CHAPPELL HILLS | 2382 NE 55TH PLACE |  | OCALA | FL | 34470 |  | 4076296900 |  | WILL FONTAINE | SAM CAIN | 280 WEKIVA SPRINGS RD | SUITE 2070 | LONGWOOD | FL | 32779 |  | 4076296900 |  | INVESTOR/LICENSED PUBLIC UTILITIES | 144 | 65000 | 41 | 2014-09-11 | 2020-12-18 | DC051 | 100
3 | MARION | CD | Scain@GOVMSERV.COM | 3424030 | COMMUNITY | NO TREATMENT--CONSECUTIVE SYSTEMS ONLY | N | Y | BELLEVIEW HILLS SUBDIVISION (CONSEC) | 11869 SE 95TH TERRACE |  | BELLEVIEW | FL | 34470 |  | 4076296900 |  | WILL FONTAINE | SAM CAIN | 280 WEKIVA SPRINGS RD | SUITE 2070 | LONGWOOD | FL | 32779 |  | 4076296900 |  | INVESTOR/LICENSED PUBLIC UTILITIES | 378 | 0 | 108 | 2015-10-20 | 2021-05-20 | PC01 | 50
3 | MARION | CD | SUNSHINEUTL@AOL.COM | 3424031 | COMMUNITY | CHLORINATION; AERATION FOR REMOVAL OF ANY SECONDARY CONTAMINANT, SULFIDE, OR ANY UNREGULATED CONTAMINANT; CORROSION CONTROL INHIBITOR ADDITION; HYPOCHLORINATION; IRON OR MANGANESE SEQUESTRATION; OR ULTRAVIOLET RADIATION. THE LEAD/CHIEF OPERATOR MUST BE CLASS D OR HIGHER. 50,000 GPD UP TO 0.25 MGD-STAFFING BY CLASS D OR HIGHER OPERATOR: 3 VISITS/WEEK ON NONCONSECUTIVE DAYS FOR A TOTAL OF 0.3 HOUR/WEEK. LESS THAN 50,000 GPD-STAFFING BY A CLASS D OR HIGHER OPERATOR: 2 VISITS/WEEK ON NONCONSECUTIVE DAYS FOR A TOTAL OF 0.2 HOUR/WEEK. THERE SHALL BE NO MORE THAN 5 DAYS BETWEEN THE LAST VISIT IN ONE WEEK AND THE FIRST VISIT IN THE NEXT WEEK. | N | Y | FLORIDA HEIGHTS S/D | SE 55TH PL & SE 68TH CT |  | OCALA | FL | 34471 |  | 3523478228 |  | DEWAINE CHRISTMAS | DEWAINE CHRISTMAS | 10230 SE HWY 25 |  | BELLEVIEW | FL | 34420 | 5531 | 3523478228 |  | INVESTOR/LICENSED PUBLIC UTILITIES | 346 | 144000 | 99 | 2015-01-23 | 2021-08-06 | DC05 | 500
3 | MARION | CD | SUNSHINEUTL@AOL.COM | 3424032 | COMMUNITY | CHLORINATION; AERATION FOR REMOVAL OF ANY SECONDARY CONTAMINANT, SULFIDE, OR ANY UNREGULATED CONTAMINANT; CORROSION CONTROL INHIBITOR ADDITION; HYPOCHLORINATION; IRON OR MANGANESE SEQUESTRATION; OR ULTRAVIOLET RADIATION. THE LEAD/CHIEF OPERATOR MUST BE CLASS C OR HIGHER. 5.0 MGD AND ABOVE-STAFFING BY CLASS C OR HIGHER OPERATOR: 6 HOURS/DAY FOR 5 DAYS/WEEK AND ONE VISIT ON EACH WEEKEND DAY. 3.0 MGD UP TO 5.0 MGD-STAFFING BY CLASS C OR HIGHER OPERATOR: 1 HOUR/DAY FOR 5 DAYS/WEEK AND ONE VISIT ON EACH WEEKEND DAY. 0.25 MGD UP TO 3.0 MGD-STAFFING BY CLASS C OR HIGHER OPERATOR: 5 VISITS/WEEK AND ONE VISIT EACH WEEKEND FOR A TOTAL OF 0.6 HOUR/WEEK. | N | Y | OAKHURST SUBDIVISION | 20TH STREET AND SE 56TH COURT |  | OCALA | FL | 34471 |  | 3523478228 |  | DEWAINE CHRISTMAS | DEWAINE CHRISTMAS | 10230 SE HWY 25 |  | BELLEVIEW | FL | 34420 | 5531 | 3523478228 |  | INVESTOR/LICENSED PUBLIC UTILITIES | 346 | 288000 | 99 | 2014-08-29 | 2021-09-27 | DC051 | 100
3 | MARION | CD | FOSHEMOORE@AOL.COM | 3424034 | COMMUNITY | CHLORINATION; AERATION FOR REMOVAL OF ANY SECONDARY CONTAMINANT, SULFIDE, OR ANY UNREGULATED CONTAMINANT; CORROSION CONTROL INHIBITOR ADDITION; HYPOCHLORINATION; IRON OR MANGANESE SEQUESTRATION; OR ULTRAVIOLET RADIATION. THE LEAD/CHIEF OPERATOR MUST BE CLASS C OR HIGHER. 5.0 MGD AND ABOVE-STAFFING BY CLASS C OR HIGHER OPERATOR: 6 HOURS/DAY FOR 5 DAYS/WEEK AND ONE VISIT ON EACH WEEKEND DAY. 3.0 MGD UP TO 5.0 MGD-STAFFING BY CLASS C OR HIGHER OPERATOR: 1 HOUR/DAY FOR 5 DAYS/WEEK AND ONE VISIT ON EACH WEEKEND DAY. 0.25 MGD UP TO 3.0 MGD-STAFFING BY CLASS C OR HIGHER OPERATOR: 5 VISITS/WEEK AND ONE VISIT EACH WEEKEND FOR A TOTAL OF 0.6 HOUR/WEEK. | N | Y | VILLAGES OF OCALA | 711 NE 77TH ST |  | OCALA | FL | 32670 |  | 8138338285 |  | LUTHER MOORE | JAMES GOSS | 28818 HANGING MOSS LOOP |  | WESLEY CHAPEL | FL | 33543 |  | 8138338285 |  | INVESTOR | 132 | 320000 | 52 | 2012-11-01 | 2020-04-15 | DC051 | 100
3 | MARION | CD | JCONNOLLY@GOVMSERV.COM | 3424036 | COMMUNITY | NO TREATMENT--CONSECUTIVE SYSTEMS ONLY | N | Y | WESTVIEW SUBDIVISION (CONSEC) | 2475 NW 45TH PL |  | OCALA | FL | 34470 |  | 4076296900 |  | WILLIAM FONTAINE | SAM CAIN | 280 WEKIVA SPRINGS RD | SUITE 2070 | LONGWOOD | FL | 32779 |  | 4076296900 |  | INVESTOR/LICENSED PUBLIC UTILITIES | 102 | 50000 | 29 | 2014-09-11 | 2021-06-28 | PC01 | 50
3 | MARION | CD | jconnolly@govmserv.com | 3424042 | COMMUNITY | CHLORINATION; AERATION FOR REMOVAL OF ANY SECONDARY CONTAMINANT, SULFIDE, OR ANY UNREGULATED CONTAMINANT; CORROSION CONTROL INHIBITOR ADDITION; HYPOCHLORINATION; IRON OR MANGANESE SEQUESTRATION; OR ULTRAVIOLET RADIATION. THE LEAD/CHIEF OPERATOR MUST BE CLASS D OR HIGHER. 50,000 GPD UP TO 0.25 MGD-STAFFING BY CLASS D OR HIGHER OPERATOR: 3 VISITS/WEEK ON NONCONSECUTIVE DAYS FOR A TOTAL OF 0.3 HOUR/WEEK. LESS THAN 50,000 GPD-STAFFING BY A CLASS D OR HIGHER OPERATOR: 2 VISITS/WEEK ON NONCONSECUTIVE DAYS FOR A TOTAL OF 0.2 HOUR/WEEK. THERE SHALL BE NO MORE THAN 5 DAYS BETWEEN THE LAST VISIT IN ONE WEEK AND THE FIRST VISIT IN THE NEXT WEEK. | N | Y | FAIRFAX HILLS SUBDIVISION | 14145 SE 45TH CT |  | SUMMERFIELD | FL | 34470 |  | 4076296900 |  | WILLIAM FONTAINE | SAM CAIN | 280 WEKIVA SPRINGS ROAD | SUITE 2070 | LONGWOOD | FL | 32779 |  | 4076296900 |  | INVESTOR/LICENSED PUBLIC UTILITIES | 287 | 100000 | 82 | 2015-10-20 | 2021-05-20 | DC051 | 100
3 | MARION | CD | None | 3424046 | COMMUNITY | CHLORINATION; AERATION FOR REMOVAL OF ANY SECONDARY CONTAMINANT, SULFIDE, OR ANY UNREGULATED CONTAMINANT; CORROSION CONTROL INHIBITOR ADDITION; HYPOCHLORINATION; IRON OR MANGANESE SEQUESTRATION; OR ULTRAVIOLET RADIATION. THE LEAD/CHIEF OPERATOR MUST BE CLASS C OR HIGHER. 5.0 MGD AND ABOVE-STAFFING BY CLASS C OR HIGHER OPERATOR: 6 HOURS/DAY FOR 5 DAYS/WEEK AND ONE VISIT ON EACH WEEKEND DAY. 3.0 MGD UP TO 5.0 MGD-STAFFING BY CLASS C OR HIGHER OPERATOR: 1 HOUR/DAY FOR 5 DAYS/WEEK AND ONE VISIT ON EACH WEEKEND DAY. 0.25 MGD UP TO 3.0 MGD-STAFFING BY CLASS C OR HIGHER OPERATOR: 5 VISITS/WEEK AND ONE VISIT EACH WEEKEND FOR A TOTAL OF 0.6 HOUR/WEEK. | N | Y | QUAIL RUN SUBDIVISION | SW 108 LN & 18 TERR. |  | OCALA | FL | 32671 |  | 3523478228 |  | DEWAINE CHRISTMAS | DEWAINE CHRISTMAS | 10230 SE HWY 25 |  | BELLEVIEW | FL | 34420 | 5531 | 3523478228 |  | INVESTOR/LICENSED PUBLIC UTILITIES | 230 | 260000 | 92 | 2018-02-13 | 2020-11-19 | DC051 | 100
3 | MARION | CD | rzalisjr@yahoo.com | 3424061 | COMMUNITY | CHLORINATION; AERATION FOR REMOVAL OF ANY SECONDARY CONTAMINANT, SULFIDE, OR ANY UNREGULATED CONTAMINANT; CORROSION CONTROL INHIBITOR ADDITION; HYPOCHLORINATION; IRON OR MANGANESE SEQUESTRATION; OR ULTRAVIOLET RADIATION. THE LEAD/CHIEF OPERATOR MUST BE CLASS D OR HIGHER. 50,000 GPD UP TO 0.25 MGD-STAFFING BY CLASS D OR HIGHER OPERATOR: 3 VISITS/WEEK ON NONCONSECUTIVE DAYS FOR A TOTAL OF 0.3 HOUR/WEEK. LESS THAN 50,000 GPD-STAFFING BY A CLASS D OR HIGHER OPERATOR: 2 VISITS/WEEK ON NONCONSECUTIVE DAYS FOR A TOTAL OF 0.2 HOUR/WEEK. THERE SHALL BE NO MORE THAN 5 DAYS BETWEEN THE LAST VISIT IN ONE WEEK AND THE FIRST VISIT IN THE NEXT WEEK. | N | Y | PARADISE MHP | 16767 SE HWY 301 |  | SUMMERFIELD | FL | 34491 |  | 3522457448 |  | BOB ZALIS | BOB ZALIS | 16767 SE US 301 | LOT 36 | SUMMERFIELD | FL | 34491 |  | 3522457448 |  | INVESTOR | 95 | 57000 | 32 | 2014-09-18 | 2019-01-11 | DC051 | 100
3 | MARION | CD |  | 3424062 | COMMUNITY | CHLORINATION; AERATION FOR REMOVAL OF ANY SECONDARY CONTAMINANT, SULFIDE, OR ANY UNREGULATED CONTAMINANT; CORROSION CONTROL INHIBITOR ADDITION; HYPOCHLORINATION; IRON OR MANGANESE SEQUESTRATION; OR ULTRAVIOLET RADIATION. THE LEAD/CHIEF OPERATOR MUST BE CLASS D OR HIGHER. 50,000 GPD UP TO 0.25 MGD-STAFFING BY CLASS D OR HIGHER OPERATOR: 3 VISITS/WEEK ON NONCONSECUTIVE DAYS FOR A TOTAL OF 0.3 HOUR/WEEK. LESS THAN 50,000 GPD-STAFFING BY A CLASS D OR HIGHER OPERATOR: 2 VISITS/WEEK ON NONCONSECUTIVE DAYS FOR A TOTAL OF 0.2 HOUR/WEEK. THERE SHALL BE NO MORE THAN 5 DAYS BETWEEN THE LAST VISIT IN ONE WEEK AND THE FIRST VISIT IN THE NEXT WEEK. | N | Y | PONDEROSA PINES (2 WPS) | CNR SE 185 TERR & SE 20TH PL |  | SILVER SPRINGS | FL | 34488 |  | 3523478228 |  | DEWAINE CHRISTMAS | PONDEROSA PINES | 10230 E HIGHWAY 25 |  | BELLEVIEW | FL | 34420 | 5531 | 3523478228 |  | WATER ASSOCIATION | 456 | 83520 | 186 | 2014-06-11 | 2020-03-13 | DC05 | 500
3 | MARION | CD |  | 3424086 | NONCOMMUNITY | CHLORINATION; AERATION FOR REMOVAL OF ANY SECONDARY CONTAMINANT, SULFIDE, OR ANY UNREGULATED CONTAMINANT; CORROSION CONTROL INHIBITOR ADDITION; HYPOCHLORINATION; IRON OR MANGANESE SEQUESTRATION; OR ULTRAVIOLET RADIATION. THE LEAD/CHIEF OPERATOR MUST BE CLASS D OR HIGHER. 50,000 GPD UP TO 0.25 MGD-STAFFING BY CLASS D OR HIGHER OPERATOR: 3 VISITS/WEEK ON NONCONSECUTIVE DAYS FOR A TOTAL OF 0.3 HOUR/WEEK. LESS THAN 50,000 GPD-STAFFING BY A CLASS D OR HIGHER OPERATOR: 2 VISITS/WEEK ON NONCONSECUTIVE DAYS FOR A TOTAL OF 0.2 HOUR/WEEK. THERE SHALL BE NO MORE THAN 5 DAYS BETWEEN THE LAST VISIT IN ONE WEEK AND THE FIRST VISIT IN THE NEXT WEEK. | N | Y | EVANGELICAL BIBLE MISSION | 5200 S.E. 145TH STREET |  | SUMMERFIELD | FL | 34492 |  | 3522452560 |  | COLLEEN STEBINS | GERALD BUSTIN | PO BOX 189 |  | SUMMERFIELD | FL | 34492 | 189 | 3522452560 |  | OTHER | 25 | 43200 | 12 | 2014-06-26 | 2021-03-09 | NC01 | 50
3 | MARION | CD | karen_doiron@equitylifestyle.com | 3424087 | COMMUNITY | CHLORINATION; AERATION FOR REMOVAL OF ANY SECONDARY CONTAMINANT, SULFIDE, OR ANY UNREGULATED CONTAMINANT; CORROSION CONTROL INHIBITOR ADDITION; HYPOCHLORINATION; IRON OR MANGANESE SEQUESTRATION; OR ULTRAVIOLET RADIATION. THE LEAD/CHIEF OPERATOR MUST BE CLASS C OR HIGHER. 5.0 MGD AND ABOVE-STAFFING BY CLASS C OR HIGHER OPERATOR: 6 HOURS/DAY FOR 5 DAYS/WEEK AND ONE VISIT ON EACH WEEKEND DAY. 3.0 MGD UP TO 5.0 MGD-STAFFING BY CLASS C OR HIGHER OPERATOR: 1 HOUR/DAY FOR 5 DAYS/WEEK AND ONE VISIT ON EACH WEEKEND DAY. 0.25 MGD UP TO 3.0 MGD-STAFFING BY CLASS C OR HIGHER OPERATOR: 5 VISITS/WEEK AND ONE VISIT EACH WEEKEND FOR A TOTAL OF 0.6 HOUR/WEEK. | N | Y | OAK BEND MHP | 10620 SOUTHWEST 27TH AVENUE |  | OCALA | FL | 34476 |  | 8132826754 |  |  | MARLUZ LOPEZ | 5100 LEMON ST | STE 109 | TAMPA | FL | 33609 |  | 8132826754 |  | INVESTOR | 410 | 465000 | 234 | 2012-12-07 | 2020-01-22 | DC04 | 1000
3 | MARION | CD | SUNSHINEUTL@AOL.COM | 3424099 | COMMUNITY | CHLORINATION; AERATION FOR REMOVAL OF ANY SECONDARY CONTAMINANT, SULFIDE, OR ANY UNREGULATED CONTAMINANT; CORROSION CONTROL INHIBITOR ADDITION; HYPOCHLORINATION; IRON OR MANGANESE SEQUESTRATION; OR ULTRAVIOLET RADIATION. THE LEAD/CHIEF OPERATOR MUST BE CLASS D OR HIGHER. 50,000 GPD UP TO 0.25 MGD-STAFFING BY CLASS D OR HIGHER OPERATOR: 3 VISITS/WEEK ON NONCONSECUTIVE DAYS FOR A TOTAL OF 0.3 HOUR/WEEK. LESS THAN 50,000 GPD-STAFFING BY A CLASS D OR HIGHER OPERATOR: 2 VISITS/WEEK ON NONCONSECUTIVE DAYS FOR A TOTAL OF 0.2 HOUR/WEEK. THERE SHALL BE NO MORE THAN 5 DAYS BETWEEN THE LAST VISIT IN ONE WEEK AND THE FIRST VISIT IN THE NEXT WEEK. | N | Y | ELEVEN OAKS SUBDIVISION | BETWEEN NE 60TH LN AND 63RD STREET. |  | OCALA | FL | 34471 |  | 3523478228 |  | DEWAINE CHRISTMAS | DEWAINE CHRISTMAS | 10230 SE HWY 25 |  | BELLEVIEW | FL | 34420 | 5531 | 3523478228 |  | INVESTOR/LICENSED PUBLIC UTILITIES | 136 | 39000 | 39 | 2014-08-29 | 2021-06-17 | DC06 | 100
3 | MARION | CD | SUNSHINEUTL@AOL.COM | 3424106 | COMMUNITY | CHLORINATION; AERATION FOR REMOVAL OF ANY SECONDARY CONTAMINANT, SULFIDE, OR ANY UNREGULATED CONTAMINANT; CORROSION CONTROL INHIBITOR ADDITION; HYPOCHLORINATION; IRON OR MANGANESE SEQUESTRATION; OR ULTRAVIOLET RADIATION. THE LEAD/CHIEF OPERATOR MUST BE CLASS C OR HIGHER. 5.0 MGD AND ABOVE-STAFFING BY CLASS C OR HIGHER OPERATOR: 6 HOURS/DAY FOR 5 DAYS/WEEK AND ONE VISIT ON EACH WEEKEND DAY. 3.0 MGD UP TO 5.0 MGD-STAFFING BY CLASS C OR HIGHER OPERATOR: 1 HOUR/DAY FOR 5 DAYS/WEEK AND ONE VISIT ON EACH WEEKEND DAY. 0.25 MGD UP TO 3.0 MGD-STAFFING BY CLASS C OR HIGHER OPERATOR: 5 VISITS/WEEK AND ONE VISIT EACH WEEKEND FOR A TOTAL OF 0.6 HOUR/WEEK. | N | Y | OAK HAVEN QUADRUPLEXES | 4224 NW 21ST AVE |  | OCALA | FL | 34475 |  | 3523478228 |  | DEWAINE CHRISTMAS | DEWAINE CHRISTMAS | 10230 SE HWY 25 |  | BELLEVIEW | FL | 34420 | 5531 | 3523478228 |  | INVESTOR/LICENSED PUBLIC UTILITIES | 103 | 288000 | 41 | 2014-08-29 | 2021-02-10 | DC05 | 500
3 | MARION | CD | CMPATEL4U@YAHOO.COM | 3424183 | NONCOMMUNITY | CHLORINATION; AERATION FOR REMOVAL OF ANY SECONDARY CONTAMINANT, SULFIDE, OR ANY UNREGULATED CONTAMINANT; CORROSION CONTROL INHIBITOR ADDITION; HYPOCHLORINATION; IRON OR MANGANESE SEQUESTRATION; OR ULTRAVIOLET RADIATION. THE LEAD/CHIEF OPERATOR MUST BE CLASS D OR HIGHER. 50,000 GPD UP TO 0.25 MGD-STAFFING BY CLASS D OR HIGHER OPERATOR: 3 VISITS/WEEK ON NONCONSECUTIVE DAYS FOR A TOTAL OF 0.3 HOUR/WEEK. LESS THAN 50,000 GPD-STAFFING BY A CLASS D OR HIGHER OPERATOR: 2 VISITS/WEEK ON NONCONSECUTIVE DAYS FOR A TOTAL OF 0.2 HOUR/WEEK. THERE SHALL BE NO MORE THAN 5 DAYS BETWEEN THE LAST VISIT IN ONE WEEK AND THE FIRST VISIT IN THE NEXT WEEK. | N | Y | QUICK KING #1 | 18373 NE HIGHWAY 301 |  | CITRA | FL | 32670 |  | 3525952908 |  | CHIRAG PATEL | CHIRAG PATEL | 303 SW 8TH STREET, SUITE #1 |  | OCALA | FL | 34471 |  | 3524978034 |  | INVESTOR | 25 | 18000 | 2 | 2017-03-31 | 2017-03-21 | NC01 | 50
3 | MARION | CD |  | 3424206 | NONCOMMUNITY | CHLORINATION; AERATION FOR REMOVAL OF ANY SECONDARY CONTAMINANT, SULFIDE, OR ANY UNREGULATED CONTAMINANT; CORROSION CONTROL INHIBITOR ADDITION; HYPOCHLORINATION; IRON OR MANGANESE SEQUESTRATION; OR ULTRAVIOLET RADIATION. THE LEAD/CHIEF OPERATOR MUST BE CLASS D OR HIGHER. 50,000 GPD UP TO 0.25 MGD-STAFFING BY CLASS D OR HIGHER OPERATOR: 3 VISITS/WEEK ON NONCONSECUTIVE DAYS FOR A TOTAL OF 0.3 HOUR/WEEK. LESS THAN 50,000 GPD-STAFFING BY A CLASS D OR HIGHER OPERATOR: 2 VISITS/WEEK ON NONCONSECUTIVE DAYS FOR A TOTAL OF 0.2 HOUR/WEEK. THERE SHALL BE NO MORE THAN 5 DAYS BETWEEN THE LAST VISIT IN ONE WEEK AND THE FIRST VISIT IN THE NEXT WEEK. | N | Y | PEDRO GROCERY | 16460 SE COUNTY ROAD 475 |  | SUMMERFIELD | FL | 34491 |  | 3522458020 |  | JASHMINE PATEL | JASHMINE PATEL | 16460 SE CR 475 |  | SUMMERFIELD | FL | 34491 |  | 3522458020 |  | INVESTOR | 25 | 7200 | 1 | 2015-11-04 | 2018-11-05 | NC01 | 50
3 | MARION | CD | Eagle2son@aol.com | 3424229 | NONTRANSIENT NONCOMMUNITY | CHLORINATION; AERATION FOR REMOVAL OF ANY SECONDARY CONTAMINANT, SULFIDE, OR ANY UNREGULATED CONTAMINANT; CORROSION CONTROL INHIBITOR ADDITION; HYPOCHLORINATION; IRON OR MANGANESE SEQUESTRATION; OR ULTRAVIOLET RADIATION. THE LEAD/CHIEF OPERATOR MUST BE CLASS D OR HIGHER. 50,000 GPD UP TO 0.25 MGD-STAFFING BY CLASS D OR HIGHER OPERATOR: 3 VISITS/WEEK ON NONCONSECUTIVE DAYS FOR A TOTAL OF 0.3 HOUR/WEEK. LESS THAN 50,000 GPD-STAFFING BY A CLASS D OR HIGHER OPERATOR: 2 VISITS/WEEK ON NONCONSECUTIVE DAYS FOR A TOTAL OF 0.2 HOUR/WEEK. THERE SHALL BE NO MORE THAN 5 DAYS BETWEEN THE LAST VISIT IN ONE WEEK AND THE FIRST VISIT IN THE NEXT WEEK. | N | Y | BUILDING BLOCKS ACADEMY OF OCALA | 920 NE 35TH ST |  | OCALA | FL | 34479 | 2708 | 3526906868 |  | GEORGE DIX | PASSAGE MINISTRIES, INC. | P.O. BOX 5698 |  | GAINESVILLE | FL | 32627 |  | 3523366868 |  | INVESTOR | 50 | 18000 | 1 | 2019-03-06 | 2019-01-30 | NTNC | 100
3 | MARION | CD | JMICKETT@FS.FED.US | 3424239 | NONCOMMUNITY | CHLORINATION; AERATION FOR REMOVAL OF ANY SECONDARY CONTAMINANT, SULFIDE, OR ANY UNREGULATED CONTAMINANT; CORROSION CONTROL INHIBITOR ADDITION; HYPOCHLORINATION; IRON OR MANGANESE SEQUESTRATION; OR ULTRAVIOLET RADIATION. THE LEAD/CHIEF OPERATOR MUST BE CLASS D OR HIGHER. 50,000 GPD UP TO 0.25 MGD-STAFFING BY CLASS D OR HIGHER OPERATOR: 3 VISITS/WEEK ON NONCONSECUTIVE DAYS FOR A TOTAL OF 0.3 HOUR/WEEK. LESS THAN 50,000 GPD-STAFFING BY A CLASS D OR HIGHER OPERATOR: 2 VISITS/WEEK ON NONCONSECUTIVE DAYS FOR A TOTAL OF 0.2 HOUR/WEEK. THERE SHALL BE NO MORE THAN 5 DAYS BETWEEN THE LAST VISIT IN ONE WEEK AND THE FIRST VISIT IN THE NEXT WEEK. | N | Y | USDA/BIG BASS LAKE CAMPGROUND | FOREST RD 588 |  | ALTOONA | FL | 32784 |  | 3526252520 | 2509 | JONATHAN MICKETT | LEIGH OSTIN | 17147 E. FL-40 |  | SILVER SPRINGS | FL | 34488 |  | 3526252520 | 2504 | FEDERAL | 25 | 43200 | 34 | 2015-11-03 | 2019-05-31 | NC01 | 50
3 | MARION | CD | JMICKETT@FS.FED.US | 3424240 | NONCOMMUNITY | CHLORINATION; AERATION FOR REMOVAL OF ANY SECONDARY CONTAMINANT, SULFIDE, OR ANY UNREGULATED CONTAMINANT; CORROSION CONTROL INHIBITOR ADDITION; HYPOCHLORINATION; IRON OR MANGANESE SEQUESTRATION; OR ULTRAVIOLET RADIATION. THE LEAD/CHIEF OPERATOR MUST BE CLASS D OR HIGHER. 50,000 GPD UP TO 0.25 MGD-STAFFING BY CLASS D OR HIGHER OPERATOR: 3 VISITS/WEEK ON NONCONSECUTIVE DAYS FOR A TOTAL OF 0.3 HOUR/WEEK. LESS THAN 50,000 GPD-STAFFING BY A CLASS D OR HIGHER OPERATOR: 2 VISITS/WEEK ON NONCONSECUTIVE DAYS FOR A TOTAL OF 0.2 HOUR/WEEK. THERE SHALL BE NO MORE THAN 5 DAYS BETWEEN THE LAST VISIT IN ONE WEEK AND THE FIRST VISIT IN THE NEXT WEEK. | N | Y | USDA/BIG SCRUB CAMPGROUND | FOREST RD 588 |  | UMATILLA | FL | 32784 |  | 3526252520 | 2509 | JONATHAN MICKETT | JONATHAN MICKETT | 17147 E FL-40 |  | SILVER SPRINGS | FL | 34488 |  | 3526252520 | 2509 | FEDERAL | 25 | 7200 | 200 | 2015-11-03 | 2019-05-24 | NC01 | 50
3 | MARION | CD | JMICKETT@FS.FED.US | 3424244 | NONCOMMUNITY | CHLORINATION; AERATION FOR REMOVAL OF ANY SECONDARY CONTAMINANT, SULFIDE, OR ANY UNREGULATED CONTAMINANT; CORROSION CONTROL INHIBITOR ADDITION; HYPOCHLORINATION; IRON OR MANGANESE SEQUESTRATION; OR ULTRAVIOLET RADIATION. THE LEAD/CHIEF OPERATOR MUST BE CLASS D OR HIGHER. 50,000 GPD UP TO 0.25 MGD-STAFFING BY CLASS D OR HIGHER OPERATOR: 3 VISITS/WEEK ON NONCONSECUTIVE DAYS FOR A TOTAL OF 0.3 HOUR/WEEK. LESS THAN 50,000 GPD-STAFFING BY A CLASS D OR HIGHER OPERATOR: 2 VISITS/WEEK ON NONCONSECUTIVE DAYS FOR A TOTAL OF 0.2 HOUR/WEEK. THERE SHALL BE NO MORE THAN 5 DAYS BETWEEN THE LAST VISIT IN ONE WEEK AND THE FIRST VISIT IN THE NEXT WEEK. | N | Y | USDA/FORE LAKE RECREATION CAMP | CR 314 |  | SILVER SPRINGS | FL | 34488 |  | 3526252520 |  | JONATHAN MICKETT | FORE LAKE RECREATION CAMP | 17147 E FL-40 |  | SILVER SPRINGS | FL | 34488 |  | 3526252520 |  | FEDERAL | 25 | 32000 | 25 | 2014-03-06 | 2018-06-06 | NC01 | 50
3 | MARION | CD |  | 3424252 | NONCOMMUNITY | CHLORINATION; AERATION FOR REMOVAL OF ANY SECONDARY CONTAMINANT, SULFIDE, OR ANY UNREGULATED CONTAMINANT; CORROSION CONTROL INHIBITOR ADDITION; HYPOCHLORINATION; IRON OR MANGANESE SEQUESTRATION; OR ULTRAVIOLET RADIATION. THE LEAD/CHIEF OPERATOR MUST BE CLASS D OR HIGHER. 50,000 GPD UP TO 0.25 MGD-STAFFING BY CLASS D OR HIGHER OPERATOR: 3 VISITS/WEEK ON NONCONSECUTIVE DAYS FOR A TOTAL OF 0.3 HOUR/WEEK. LESS THAN 50,000 GPD-STAFFING BY A CLASS D OR HIGHER OPERATOR: 2 VISITS/WEEK ON NONCONSECUTIVE DAYS FOR A TOTAL OF 0.2 HOUR/WEEK. THERE SHALL BE NO MORE THAN 5 DAYS BETWEEN THE LAST VISIT IN ONE WEEK AND THE FIRST VISIT IN THE NEXT WEEK. | N | Y | CACTUS JACK'S | 23740 E. HWY. 314 |  | SALT SPRINGS | FL | 32134 |  | 3526852244 |  |  | LYNN WISEMAN | 23740 NE HWY 314 |  | SALT SPRINGS | FL | 32134 |  | 3526852244 |  | INVESTOR | 30 | 18000 | 11 | 2011-08-11 | 2019-11-21 | NC01 | 50
3 | MARION | CD |  | 3424257 | NONCOMMUNITY | CHLORINATION; AERATION FOR REMOVAL OF ANY SECONDARY CONTAMINANT, SULFIDE, OR ANY UNREGULATED CONTAMINANT; CORROSION CONTROL INHIBITOR ADDITION; HYPOCHLORINATION; IRON OR MANGANESE SEQUESTRATION; OR ULTRAVIOLET RADIATION. THE LEAD/CHIEF OPERATOR MUST BE CLASS D OR HIGHER. 50,000 GPD UP TO 0.25 MGD-STAFFING BY CLASS D OR HIGHER OPERATOR: 3 VISITS/WEEK ON NONCONSECUTIVE DAYS FOR A TOTAL OF 0.3 HOUR/WEEK. LESS THAN 50,000 GPD-STAFFING BY A CLASS D OR HIGHER OPERATOR: 2 VISITS/WEEK ON NONCONSECUTIVE DAYS FOR A TOTAL OF 0.2 HOUR/WEEK. THERE SHALL BE NO MORE THAN 5 DAYS BETWEEN THE LAST VISIT IN ONE WEEK AND THE FIRST VISIT IN THE NEXT WEEK. | N | Y | COUNTRY KITCHEN | 12991 NE 245 ST RD |  | ORANGE SPRINGS | FL | 32182 |  | 3525465425 |  | LAURIE JOHNTRY | LAURIE JOHNTRY | 12991 NE 245TH STREET RD. |  | ORANGE SPRINGS | FL | 32182 |  | 3525465425 |  | INVESTOR | 25 | 10560 | 1 | 2018-08-17 | 2018-07-11 | NC01 | 50
3 | MARION | CD | charlie@alternativephone.com | 3424620 | COMMUNITY | CHLORINATION; AERATION FOR REMOVAL OF ANY SECONDARY CONTAMINANT, SULFIDE, OR ANY UNREGULATED CONTAMINANT; CORROSION CONTROL INHIBITOR ADDITION; HYPOCHLORINATION; IRON OR MANGANESE SEQUESTRATION; OR ULTRAVIOLET RADIATION. THE LEAD/CHIEF OPERATOR MUST BE CLASS C OR HIGHER. 5.0 MGD AND ABOVE-STAFFING BY CLASS C OR HIGHER OPERATOR: 6 HOURS/DAY FOR 5 DAYS/WEEK AND ONE VISIT ON EACH WEEKEND DAY. 3.0 MGD UP TO 5.0 MGD-STAFFING BY CLASS C OR HIGHER OPERATOR: 1 HOUR/DAY FOR 5 DAYS/WEEK AND ONE VISIT ON EACH WEEKEND DAY. 0.25 MGD UP TO 3.0 MGD-STAFFING BY CLASS C OR HIGHER OPERATOR: 5 VISITS/WEEK AND ONE VISIT EACH WEEKEND FOR A TOTAL OF 0.6 HOUR/WEEK. | N | Y | TRADEWINDS VILLAGE | NE 43 PL & 27TH CT |  | OCALA | FL | 34478 |  | 3526224949 |  |  | CHARLES DEMENZES | PO BOX 5220 |  | OCALA | FL | 34478 |  | 3522084502 |  | INVESTOR | 1313 | 950000 | 375 | 2017-08-25 | 2020-05-22 | DC04 | 1000
3 | MARION | CD |  | 3424621 | COMMUNITY | CHLORINATION; AERATION FOR REMOVAL OF ANY SECONDARY CONTAMINANT, SULFIDE, OR ANY UNREGULATED CONTAMINANT; CORROSION CONTROL INHIBITOR ADDITION; HYPOCHLORINATION; IRON OR MANGANESE SEQUESTRATION; OR ULTRAVIOLET RADIATION. THE LEAD/CHIEF OPERATOR MUST BE CLASS D OR HIGHER. 50,000 GPD UP TO 0.25 MGD-STAFFING BY CLASS D OR HIGHER OPERATOR: 3 VISITS/WEEK ON NONCONSECUTIVE DAYS FOR A TOTAL OF 0.3 HOUR/WEEK. LESS THAN 50,000 GPD-STAFFING BY A CLASS D OR HIGHER OPERATOR: 2 VISITS/WEEK ON NONCONSECUTIVE DAYS FOR A TOTAL OF 0.2 HOUR/WEEK. THERE SHALL BE NO MORE THAN 5 DAYS BETWEEN THE LAST VISIT IN ONE WEEK AND THE FIRST VISIT IN THE NEXT WEEK. | N | Y | BELLEVIEW OAKS ESTATES | CR25A & SE 76TH AVE. |  | BELLEVIEW | FL | 32620 |  | 3523478228 |  | DEWAINE CHRISTMAS | DEWAINE CHRISTMAS | 10230 E. HIGHWAY 25 |  | BELLEVIEW | FL | 34420 | 5531 | 3523478228 |  | INVESTOR/LICENSED PUBLIC UTILITIES | 294 | 147000 | 84 | 2014-06-19 | 2020-03-30 | DC051 | 100
3 | MARION | CD | none | 3424622 | COMMUNITY | CHLORINATION; AERATION FOR REMOVAL OF ANY SECONDARY CONTAMINANT, SULFIDE, OR ANY UNREGULATED CONTAMINANT; CORROSION CONTROL INHIBITOR ADDITION; HYPOCHLORINATION; IRON OR MANGANESE SEQUESTRATION; OR ULTRAVIOLET RADIATION. THE LEAD/CHIEF OPERATOR MUST BE CLASS D OR HIGHER. 50,000 GPD UP TO 0.25 MGD-STAFFING BY CLASS D OR HIGHER OPERATOR: 3 VISITS/WEEK ON NONCONSECUTIVE DAYS FOR A TOTAL OF 0.3 HOUR/WEEK. LESS THAN 50,000 GPD-STAFFING BY A CLASS D OR HIGHER OPERATOR: 2 VISITS/WEEK ON NONCONSECUTIVE DAYS FOR A TOTAL OF 0.2 HOUR/WEEK. THERE SHALL BE NO MORE THAN 5 DAYS BETWEEN THE LAST VISIT IN ONE WEEK AND THE FIRST VISIT IN THE NEXT WEEK. | N | Y | SPRINGLAKE VILLAGE | 2450 NE 146TH TERRACE |  | SILVER SPRINGS | FL | 34488 |  | 3526254700 |  | MIREK VOJTISEK | MIREK VOJTISEK | 2450 NE 146TH TERRACE |  | SILVER SPRINGS | FL | 34488 |  | 3526256100 |  | INVESTOR | 162 | 64800 | 65 | 2018-12-05 | 2021-01-21 | DC051 | 100
3 | MARION | CD | none | 3424623 | NONTRANSIENT NONCOMMUNITY | CHLORINATION; AERATION FOR REMOVAL OF ANY SECONDARY CONTAMINANT, SULFIDE, OR ANY UNREGULATED CONTAMINANT; CORROSION CONTROL INHIBITOR ADDITION; HYPOCHLORINATION; IRON OR MANGANESE SEQUESTRATION; OR ULTRAVIOLET RADIATION. THE LEAD/CHIEF OPERATOR MUST BE CLASS D OR HIGHER. 50,000 GPD UP TO 0.25 MGD-STAFFING BY CLASS D OR HIGHER OPERATOR: 3 VISITS/WEEK ON NONCONSECUTIVE DAYS FOR A TOTAL OF 0.3 HOUR/WEEK. LESS THAN 50,000 GPD-STAFFING BY A CLASS D OR HIGHER OPERATOR: 2 VISITS/WEEK ON NONCONSECUTIVE DAYS FOR A TOTAL OF 0.2 HOUR/WEEK. THERE SHALL BE NO MORE THAN 5 DAYS BETWEEN THE LAST VISIT IN ONE WEEK AND THE FIRST VISIT IN THE NEXT WEEK. | N | Y | PHOENIX HOUSE | 15681 N. US HWY 301 |  | CITRA | FL | 32113 |  | 3525955000 |  | JOHN BROWN | MARIA ALVAREZ | PO BOX 1317 |  | CITRA | FL | 32113 |  | 3525955000 | 6771 | OTHER | 120 | 266000 | 4 | 2019-04-19 | 2019-03-19 | NTNC | 100
3 | MARION | CD | cmaxwell@sjrwmd.com | 3424624 | NONCOMMUNITY | CHLORINATION; AERATION FOR REMOVAL OF ANY SECONDARY CONTAMINANT, SULFIDE, OR ANY UNREGULATED CONTAMINANT; CORROSION CONTROL INHIBITOR ADDITION; HYPOCHLORINATION; IRON OR MANGANESE SEQUESTRATION; OR ULTRAVIOLET RADIATION. THE LEAD/CHIEF OPERATOR MUST BE CLASS D OR HIGHER. 50,000 GPD UP TO 0.25 MGD-STAFFING BY CLASS D OR HIGHER OPERATOR: 3 VISITS/WEEK ON NONCONSECUTIVE DAYS FOR A TOTAL OF 0.3 HOUR/WEEK. LESS THAN 50,000 GPD-STAFFING BY A CLASS D OR HIGHER OPERATOR: 2 VISITS/WEEK ON NONCONSECUTIVE DAYS FOR A TOTAL OF 0.2 HOUR/WEEK. THERE SHALL BE NO MORE THAN 5 DAYS BETWEEN THE LAST VISIT IN ONE WEEK AND THE FIRST VISIT IN THE NEXT WEEK. | N | Y | MOSS BLUFF REC. AREA | CR 464C AND SE 96TH LANE |  | MOSS BLUFF | FL | 32077 |  | 3869370605 |  |  | CAREY MAXWELL | PO BOX 1429 |  | PALATKA | FL | 32178 | 1429 | 3869370605 |  | STATE | 25 | 158000 | 6 | 2011-09-29 | 2019-03-18 | NC01 | 50
3 | MARION | CD |  | 3424627 | NONCOMMUNITY | CHLORINATION; AERATION FOR REMOVAL OF ANY SECONDARY CONTAMINANT, SULFIDE, OR ANY UNREGULATED CONTAMINANT; CORROSION CONTROL INHIBITOR ADDITION; HYPOCHLORINATION; IRON OR MANGANESE SEQUESTRATION; OR ULTRAVIOLET RADIATION. THE LEAD/CHIEF OPERATOR MUST BE CLASS D OR HIGHER. 50,000 GPD UP TO 0.25 MGD-STAFFING BY CLASS D OR HIGHER OPERATOR: 3 VISITS/WEEK ON NONCONSECUTIVE DAYS FOR A TOTAL OF 0.3 HOUR/WEEK. LESS THAN 50,000 GPD-STAFFING BY A CLASS D OR HIGHER OPERATOR: 2 VISITS/WEEK ON NONCONSECUTIVE DAYS FOR A TOTAL OF 0.2 HOUR/WEEK. THERE SHALL BE NO MORE THAN 5 DAYS BETWEEN THE LAST VISIT IN ONE WEEK AND THE FIRST VISIT IN THE NEXT WEEK. | N | Y | YOUNG LIFE SOUTHWIND | 18115 SE 95TH ST RD |  | OCKLAWAHA | FL | 32179 |  | 3522882500 |  |  | JEF COX | 18115 SE 95TH ST RD |  | OCKLAWAHA | FL | 32179 |  | 3522882500 |  | INVESTOR | 25 | 64500 | 9 | 2019-05-31 | 2019-04-26 | NC01 | 50
3 | MARION | CD | TOM1985@COMCAST.NET | 3424628 | COMMUNITY | CHLORINATION; AERATION FOR REMOVAL OF ANY SECONDARY CONTAMINANT, SULFIDE, OR ANY UNREGULATED CONTAMINANT; CORROSION CONTROL INHIBITOR ADDITION; HYPOCHLORINATION; IRON OR MANGANESE SEQUESTRATION; OR ULTRAVIOLET RADIATION. THE LEAD/CHIEF OPERATOR MUST BE CLASS D OR HIGHER. 50,000 GPD UP TO 0.25 MGD-STAFFING BY CLASS D OR HIGHER OPERATOR: 3 VISITS/WEEK ON NONCONSECUTIVE DAYS FOR A TOTAL OF 0.3 HOUR/WEEK. LESS THAN 50,000 GPD-STAFFING BY A CLASS D OR HIGHER OPERATOR: 2 VISITS/WEEK ON NONCONSECUTIVE DAYS FOR A TOTAL OF 0.2 HOUR/WEEK. THERE SHALL BE NO MORE THAN 5 DAYS BETWEEN THE LAST VISIT IN ONE WEEK AND THE FIRST VISIT IN THE NEXT WEEK. | N | Y | SMITH LAKE SHORES VILLAGE | 9701 E HWY 25 LOT # 274 |  | BELLEVIEW | FL | 34420 |  | 3523476060 |  | TERRY FICHTNER | SMITH LAKE SHORE MHP, LLC | PO BOX 1059 |  | ORLANDO | FL | 32802 |  | 9736150893 |  | INVESTOR | 368 | 199000 | 192 | 2014-09-11 | 2021-01-15 | DC05 | 500
3 | MARION | CD | artgrandestates@gmail.com | 3424632 | NONCOMMUNITY | CHLORINATION; AERATION FOR REMOVAL OF ANY SECONDARY CONTAMINANT, SULFIDE, OR ANY UNREGULATED CONTAMINANT; CORROSION CONTROL INHIBITOR ADDITION; HYPOCHLORINATION; IRON OR MANGANESE SEQUESTRATION; OR ULTRAVIOLET RADIATION. THE LEAD/CHIEF OPERATOR MUST BE CLASS D OR HIGHER. 50,000 GPD UP TO 0.25 MGD-STAFFING BY CLASS D OR HIGHER OPERATOR: 3 VISITS/WEEK ON NONCONSECUTIVE DAYS FOR A TOTAL OF 0.3 HOUR/WEEK. LESS THAN 50,000 GPD-STAFFING BY A CLASS D OR HIGHER OPERATOR: 2 VISITS/WEEK ON NONCONSECUTIVE DAYS FOR A TOTAL OF 0.2 HOUR/WEEK. THERE SHALL BE NO MORE THAN 5 DAYS BETWEEN THE LAST VISIT IN ONE WEEK AND THE FIRST VISIT IN THE NEXT WEEK. | N | Y | MOSSLEY OAKS MOBILE HOME PARK | 6912 SOUTH PINE AVE |  | OCALA | FL | 34480 |  | 9412035218 |  | RALPH RIPPER | ARTUR SELITSKIY | 5655 BENTGRASS DRIVE | UNIT 204 | SARASOTA | FL | 34235 |  | 9412035218 |  | INVESTOR | 25 | 38000 | 36 | 2019-02-20 | 2019-01-30 | NC01 | 50
3 | MARION | CD | pat@standardpavinginc.com | 3424633 | NONCOMMUNITY | CHLORINATION; AERATION FOR REMOVAL OF ANY SECONDARY CONTAMINANT, SULFIDE, OR ANY UNREGULATED CONTAMINANT; CORROSION CONTROL INHIBITOR ADDITION; HYPOCHLORINATION; IRON OR MANGANESE SEQUESTRATION; OR ULTRAVIOLET RADIATION. THE LEAD/CHIEF OPERATOR MUST BE CLASS D OR HIGHER. 50,000 GPD UP TO 0.25 MGD-STAFFING BY CLASS D OR HIGHER OPERATOR: 3 VISITS/WEEK ON NONCONSECUTIVE DAYS FOR A TOTAL OF 0.3 HOUR/WEEK. LESS THAN 50,000 GPD-STAFFING BY A CLASS D OR HIGHER OPERATOR: 2 VISITS/WEEK ON NONCONSECUTIVE DAYS FOR A TOTAL OF 0.2 HOUR/WEEK. THERE SHALL BE NO MORE THAN 5 DAYS BETWEEN THE LAST VISIT IN ONE WEEK AND THE FIRST VISIT IN THE NEXT WEEK. | N | Y | BEN'S HITCHING POST | 2440 NE 115TH AVE |  | SILVER SPRINGS | FL | 34488 |  | 5712335187 |  | PATRICK GORMAN | PATRICK GORMAN | 2440 NE 115TH AVE |  | SILVER SPRINGS | FL | 34488 |  | 8054818801 |  | INVESTOR | 25 | 42480 | 44 | 2015-04-16 | 2019-03-27 | NC01 | 50
3 | MARION | CD | none | 3424634 | NONTRANSIENT NONCOMMUNITY | CHLORINATION; AERATION FOR REMOVAL OF ANY SECONDARY CONTAMINANT, SULFIDE, OR ANY UNREGULATED CONTAMINANT; CORROSION CONTROL INHIBITOR ADDITION; HYPOCHLORINATION; IRON OR MANGANESE SEQUESTRATION; OR ULTRAVIOLET RADIATION. THE LEAD/CHIEF OPERATOR MUST BE CLASS D OR HIGHER. 50,000 GPD UP TO 0.25 MGD-STAFFING BY CLASS D OR HIGHER OPERATOR: 3 VISITS/WEEK ON NONCONSECUTIVE DAYS FOR A TOTAL OF 0.3 HOUR/WEEK. LESS THAN 50,000 GPD-STAFFING BY A CLASS D OR HIGHER OPERATOR: 2 VISITS/WEEK ON NONCONSECUTIVE DAYS FOR A TOTAL OF 0.2 HOUR/WEEK. THERE SHALL BE NO MORE THAN 5 DAYS BETWEEN THE LAST VISIT IN ONE WEEK AND THE FIRST VISIT IN THE NEXT WEEK. | N | Y | THE SPRINGS RV RESORT | 2950 NE 52ND COURT |  | SILVER SPRINGS | FL | 32688 |  | 3522365250 |  | CARLA JONES | DAN O'BRIAN | 513 N. BELCHER ROAD |  | CLEARWATER | FL | 33765 |  | 7277992111 |  | INVESTOR | 250 | 100800 | 615 | 2013-06-25 | 2018-11-16 | NTNC | 100
3 | MARION | CD |  | 3424635 | NONCOMMUNITY | CHLORINATION; AERATION FOR REMOVAL OF ANY SECONDARY CONTAMINANT, SULFIDE, OR ANY UNREGULATED CONTAMINANT; CORROSION CONTROL INHIBITOR ADDITION; HYPOCHLORINATION; IRON OR MANGANESE SEQUESTRATION; OR ULTRAVIOLET RADIATION. THE LEAD/CHIEF OPERATOR MUST BE CLASS D OR HIGHER. 50,000 GPD UP TO 0.25 MGD-STAFFING BY CLASS D OR HIGHER OPERATOR: 3 VISITS/WEEK ON NONCONSECUTIVE DAYS FOR A TOTAL OF 0.3 HOUR/WEEK. LESS THAN 50,000 GPD-STAFFING BY A CLASS D OR HIGHER OPERATOR: 2 VISITS/WEEK ON NONCONSECUTIVE DAYS FOR A TOTAL OF 0.2 HOUR/WEEK. THERE SHALL BE NO MORE THAN 5 DAYS BETWEEN THE LAST VISIT IN ONE WEEK AND THE FIRST VISIT IN THE NEXT WEEK. | N | Y | WHISPERING PINES RV PARK II | 1700 NE 115TH AVE |  | SILVER SPRINGS | FL | 34488 |  | 3526251295 |  |  | WHISPERING PINES RV PARK II | 1700 NE 115TH AVE |  | SILVER SPRINGS | FL | 34488 |  | 3526251295 |  | INVESTOR | 25 | 96000 | 47 | 2019-05-13 | 2019-03-27 | NC01 | 50
3 | MARION | CD |  | 3424636 | NONCOMMUNITY | CHLORINATION; AERATION FOR REMOVAL OF ANY SECONDARY CONTAMINANT, SULFIDE, OR ANY UNREGULATED CONTAMINANT; CORROSION CONTROL INHIBITOR ADDITION; HYPOCHLORINATION; IRON OR MANGANESE SEQUESTRATION; OR ULTRAVIOLET RADIATION. THE LEAD/CHIEF OPERATOR MUST BE CLASS D OR HIGHER. 50,000 GPD UP TO 0.25 MGD-STAFFING BY CLASS D OR HIGHER OPERATOR: 3 VISITS/WEEK ON NONCONSECUTIVE DAYS FOR A TOTAL OF 0.3 HOUR/WEEK. LESS THAN 50,000 GPD-STAFFING BY A CLASS D OR HIGHER OPERATOR: 2 VISITS/WEEK ON NONCONSECUTIVE DAYS FOR A TOTAL OF 0.2 HOUR/WEEK. THERE SHALL BE NO MORE THAN 5 DAYS BETWEEN THE LAST VISIT IN ONE WEEK AND THE FIRST VISIT IN THE NEXT WEEK. | N | Y | ALFIES IRISH PUB & RESTAURANT | 11677 SE HIGHWAY 25 |  | OCKLAWAHA | FL | 32179 |  | 3522889771 |  | ALLAN EVANS | ALLAN EVANS | PO BOX 1009 |  | OCKLAWAHA | FL | 32183 |  | 3522880485 |  | INVESTOR | 25 | 14400 | 1 | 2018-11-30 | 2018-08-16 | NC01 | 50
3 | MARION | CD | Jody.kirkman@marionfl.org | 3424637 | COMMUNITY | CHLORINATION; AERATION FOR REMOVAL OF ANY SECONDARY CONTAMINANT, SULFIDE, OR ANY UNREGULATED CONTAMINANT; CORROSION CONTROL INHIBITOR ADDITION; HYPOCHLORINATION; IRON OR MANGANESE SEQUESTRATION; OR ULTRAVIOLET RADIATION. THE LEAD/CHIEF OPERATOR MUST BE CLASS D OR HIGHER. 50,000 GPD UP TO 0.25 MGD-STAFFING BY CLASS D OR HIGHER OPERATOR: 3 VISITS/WEEK ON NONCONSECUTIVE DAYS FOR A TOTAL OF 0.3 HOUR/WEEK. LESS THAN 50,000 GPD-STAFFING BY A CLASS D OR HIGHER OPERATOR: 2 VISITS/WEEK ON NONCONSECUTIVE DAYS FOR A TOTAL OF 0.2 HOUR/WEEK. THERE SHALL BE NO MORE THAN 5 DAYS BETWEEN THE LAST VISIT IN ONE WEEK AND THE FIRST VISIT IN THE NEXT WEEK. | N | Y | SHERI OAKS SUBDIVISION | 1891 NE 126TH LN |  | ANTHONY | FL | 32617 |  | 3523074626 |  | JODY KIRKMAN | MARION COUNTY UTILITIES | 11800 S. US HWY 441 |  | BELLEVIEW | FL | 34420 |  | 3523076000 |  | INVESTOR | 70 | 36000 | 20 | 2014-09-12 | 2019-05-24 | DC06 | 100
3 | MARION | CD | marionutilitiesinc@gmail.com | 3424638 | COMMUNITY | CHLORINATION; AERATION FOR REMOVAL OF ANY SECONDARY CONTAMINANT, SULFIDE, OR ANY UNREGULATED CONTAMINANT; CORROSION CONTROL INHIBITOR ADDITION; HYPOCHLORINATION; IRON OR MANGANESE SEQUESTRATION; OR ULTRAVIOLET RADIATION. THE LEAD/CHIEF OPERATOR MUST BE CLASS D OR HIGHER. 50,000 GPD UP TO 0.25 MGD-STAFFING BY CLASS D OR HIGHER OPERATOR: 3 VISITS/WEEK ON NONCONSECUTIVE DAYS FOR A TOTAL OF 0.3 HOUR/WEEK. LESS THAN 50,000 GPD-STAFFING BY A CLASS D OR HIGHER OPERATOR: 2 VISITS/WEEK ON NONCONSECUTIVE DAYS FOR A TOTAL OF 0.2 HOUR/WEEK. THERE SHALL BE NO MORE THAN 5 DAYS BETWEEN THE LAST VISIT IN ONE WEEK AND THE FIRST VISIT IN THE NEXT WEEK. | N | Y | OAK CREEK CAVERNS | CR 475 A & SW 20TH AVE |  | OCALA | FL | 34470 |  | 3526221171 |  | JODY KIRKMAN | MARION COUNTY UTILITIES | 11800 S US HWY 441 |  | BELLEVIEW | FL | 34420 |  | 3523076000 |  | INVESTOR/LICENSED PUBLIC UTILITIES | 147 | 54000 | 42 | 2014-09-12 | 2019-02-27 | DC05 | 500
3 | MARION | CD | randcgo@yahoo.com | 3424639 | NONCOMMUNITY | CHLORINATION; AERATION FOR REMOVAL OF ANY SECONDARY CONTAMINANT, SULFIDE, OR ANY UNREGULATED CONTAMINANT; CORROSION CONTROL INHIBITOR ADDITION; HYPOCHLORINATION; IRON OR MANGANESE SEQUESTRATION; OR ULTRAVIOLET RADIATION. THE LEAD/CHIEF OPERATOR MUST BE CLASS D OR HIGHER. 50,000 GPD UP TO 0.25 MGD-STAFFING BY CLASS D OR HIGHER OPERATOR: 3 VISITS/WEEK ON NONCONSECUTIVE DAYS FOR A TOTAL OF 0.3 HOUR/WEEK. LESS THAN 50,000 GPD-STAFFING BY A CLASS D OR HIGHER OPERATOR: 2 VISITS/WEEK ON NONCONSECUTIVE DAYS FOR A TOTAL OF 0.2 HOUR/WEEK. THERE SHALL BE NO MORE THAN 5 DAYS BETWEEN THE LAST VISIT IN ONE WEEK AND THE FIRST VISIT IN THE NEXT WEEK. | N | Y | GRAND OAKS MHP | 1505 SE 174TH CT |  | SILVER SPRINGS | FL | 34488 |  | 3526258869 |  | RICHARD & CARROL CUNNINGHAM | GRAND OAKS MHP | 1505 S E 174TH CT | LOT #20 | SILVER SPRINGS | FL | 34488 |  | 3526258869 |  | INVESTOR | 28 | 20160 | 19 | 2015-07-24 | 2019-02-20 | NC01 | 50
3 | MARION | CD | Jody.kirkman@marionfl.org | 3424643 | COMMUNITY | CHLORINATION; AERATION FOR REMOVAL OF ANY SECONDARY CONTAMINANT, SULFIDE, OR ANY UNREGULATED CONTAMINANT; CORROSION CONTROL INHIBITOR ADDITION; HYPOCHLORINATION; IRON OR MANGANESE SEQUESTRATION; OR ULTRAVIOLET RADIATION. THE LEAD/CHIEF OPERATOR MUST BE CLASS D OR HIGHER. 50,000 GPD UP TO 0.25 MGD-STAFFING BY CLASS D OR HIGHER OPERATOR: 3 VISITS/WEEK ON NONCONSECUTIVE DAYS FOR A TOTAL OF 0.3 HOUR/WEEK. LESS THAN 50,000 GPD-STAFFING BY A CLASS D OR HIGHER OPERATOR: 2 VISITS/WEEK ON NONCONSECUTIVE DAYS FOR A TOTAL OF 0.2 HOUR/WEEK. THERE SHALL BE NO MORE THAN 5 DAYS BETWEEN THE LAST VISIT IN ONE WEEK AND THE FIRST VISIT IN THE NEXT WEEK. | N | Y | MCATEER ACRES | 5399 SE 15TH CT. |  | OCALA | FL | 34480 |  | 3523074626 |  | JODY KIRKMAN | MARION COUNTY UTILITIES | 11800 S. US HWY 441 |  | BELLEVIEW | FL | 34420 |  | 3523076000 |  | INVESTOR | 234 | 61200 | 67 | 2014-09-12 | 2019-02-27 | DC051 | 100
3 | MARION | CD | SUNSHINEUTL@AOL.COM | 3424644 | COMMUNITY | CHLORINATION; AERATION FOR REMOVAL OF ANY SECONDARY CONTAMINANT, SULFIDE, OR ANY UNREGULATED CONTAMINANT; CORROSION CONTROL INHIBITOR ADDITION; HYPOCHLORINATION; IRON OR MANGANESE SEQUESTRATION; OR ULTRAVIOLET RADIATION. THE LEAD/CHIEF OPERATOR MUST BE CLASS C OR HIGHER. 5.0 MGD AND ABOVE-STAFFING BY CLASS C OR HIGHER OPERATOR: 6 HOURS/DAY FOR 5 DAYS/WEEK AND ONE VISIT ON EACH WEEKEND DAY. 3.0 MGD UP TO 5.0 MGD-STAFFING BY CLASS C OR HIGHER OPERATOR: 1 HOUR/DAY FOR 5 DAYS/WEEK AND ONE VISIT ON EACH WEEKEND DAY. 0.25 MGD UP TO 3.0 MGD-STAFFING BY CLASS C OR HIGHER OPERATOR: 5 VISITS/WEEK AND ONE VISIT EACH WEEKEND FOR A TOTAL OF 0.6 HOUR/WEEK. | N | Y | FORE OAKS ESTATES | NE 49TH/2ND AVE/LFT ON NE 51ST |  | OCALA | FL | 34470 |  | 3523478228 |  | DEWAINE CHRISTMAS | DEWAINE CHRISTMAS | 10230 SE HWY 25 |  | BELLEVIEW | FL | 34420 | 5531 | 3523478228 |  | INVESTOR/LICENSED PUBLIC UTILITIES | 793 | 421200 | 227 | 2014-08-29 | 2021-06-17 | DC04 | 1000
3 | MARION | CD | gforrest@govmserv.com | 3424646 | COMMUNITY | NO TREATMENT--CONSECUTIVE SYSTEMS ONLY | N | Y | WOODBERRY FOREST SUBDIVISION (CONSEC) | 9050 SE CR 25 |  | BELLEVIEW | FL | 34470 |  | 4076296900 |  | WILLIAM FONTAINE | SAM CAIN | 280 WEKIVA SPRINGS RD | SUITE 2070 | LONGWOOD | FL | 32779 |  | 4076296900 |  | INVESTOR/LICENSED PUBLIC UTILITIES | 193 | 54000 | 55 | 2015-10-20 | 2021-06-28 | PC01 | 50
3 | MARION | CD | HILLTOP16690@GMAIL.COM | 3424648 | COMMUNITY | CHLORINATION; AERATION FOR REMOVAL OF ANY SECONDARY CONTAMINANT, SULFIDE, OR ANY UNREGULATED CONTAMINANT; CORROSION CONTROL INHIBITOR ADDITION; HYPOCHLORINATION; IRON OR MANGANESE SEQUESTRATION; OR ULTRAVIOLET RADIATION. THE LEAD/CHIEF OPERATOR MUST BE CLASS D OR HIGHER. 50,000 GPD UP TO 0.25 MGD-STAFFING BY CLASS D OR HIGHER OPERATOR: 3 VISITS/WEEK ON NONCONSECUTIVE DAYS FOR A TOTAL OF 0.3 HOUR/WEEK. LESS THAN 50,000 GPD-STAFFING BY A CLASS D OR HIGHER OPERATOR: 2 VISITS/WEEK ON NONCONSECUTIVE DAYS FOR A TOTAL OF 0.2 HOUR/WEEK. THERE SHALL BE NO MORE THAN 5 DAYS BETWEEN THE LAST VISIT IN ONE WEEK AND THE FIRST VISIT IN THE NEXT WEEK. | N | Y | HILLTOP ESTATES MHP S/D | 16750 SE 96TH AVE |  | SUMMERFIELD | FL | 34492 |  | 3523478317 |  | BOB RIEDEL | BOB RIEDEL | 16690 SE 96TH AVE. |  | SUMMERFIELD | FL | 34491 | 6506 | 3523471234 |  | TRUST/COOPERATIVE | 230 | 113040 | 111 | 2014-09-18 | 2021-01-29 | DC05 | 500
3 | MARION | CD | joshscroggie@hotmail.com | 3424649 | COMMUNITY | CHLORINATION; AERATION FOR REMOVAL OF ANY SECONDARY CONTAMINANT, SULFIDE, OR ANY UNREGULATED CONTAMINANT; CORROSION CONTROL INHIBITOR ADDITION; HYPOCHLORINATION; IRON OR MANGANESE SEQUESTRATION; OR ULTRAVIOLET RADIATION. THE LEAD/CHIEF OPERATOR MUST BE CLASS D OR HIGHER. 50,000 GPD UP TO 0.25 MGD-STAFFING BY CLASS D OR HIGHER OPERATOR: 3 VISITS/WEEK ON NONCONSECUTIVE DAYS FOR A TOTAL OF 0.3 HOUR/WEEK. LESS THAN 50,000 GPD-STAFFING BY A CLASS D OR HIGHER OPERATOR: 2 VISITS/WEEK ON NONCONSECUTIVE DAYS FOR A TOTAL OF 0.2 HOUR/WEEK. THERE SHALL BE NO MORE THAN 5 DAYS BETWEEN THE LAST VISIT IN ONE WEEK AND THE FIRST VISIT IN THE NEXT WEEK. | N | Y | SUMMERFIELD PINES | 8010 SE 131ST PL |  | SUMMERFIELD | FL | 32691 |  | 3522883502 |  | JOSH SCROGGIE | JOSH SCROGGIE | 2535 NE 36TH AVE. |  | OCALA | FL | 34470 |  | 3528045472 |  | INVESTOR | 55 | 34000 | 39 | 2019-02-20 | 2019-01-11 | DC06 | 100
3 | MARION | CD | southernsunpark1@gmail.com | 3424650 | NONCOMMUNITY | CHLORINATION; AERATION FOR REMOVAL OF ANY SECONDARY CONTAMINANT, SULFIDE, OR ANY UNREGULATED CONTAMINANT; CORROSION CONTROL INHIBITOR ADDITION; HYPOCHLORINATION; IRON OR MANGANESE SEQUESTRATION; OR ULTRAVIOLET RADIATION. THE LEAD/CHIEF OPERATOR MUST BE CLASS D OR HIGHER. 50,000 GPD UP TO 0.25 MGD-STAFFING BY CLASS D OR HIGHER OPERATOR: 3 VISITS/WEEK ON NONCONSECUTIVE DAYS FOR A TOTAL OF 0.3 HOUR/WEEK. LESS THAN 50,000 GPD-STAFFING BY A CLASS D OR HIGHER OPERATOR: 2 VISITS/WEEK ON NONCONSECUTIVE DAYS FOR A TOTAL OF 0.2 HOUR/WEEK. THERE SHALL BE NO MORE THAN 5 DAYS BETWEEN THE LAST VISIT IN ONE WEEK AND THE FIRST VISIT IN THE NEXT WEEK. | N | Y | SOUTHERN SUN RV PARK | 11665 SE 69TH TERRACE |  | BELLEVIEW | FL | 34420 |  | 3522458070 |  | JOANN CARON | CHARLES GUEST | PO BOX 8349 |  | GREENSBORO | NC | 27419 |  | 3522458070 |  | INVESTOR | 20 | 14400 | 42 | 2015-10-23 | 2019-05-14 | NC01 | 50
3 | MARION | CD | SUNSHINEUTL@AOL.COM | 3424651 | COMMUNITY | CHLORINATION; AERATION FOR REMOVAL OF ANY SECONDARY CONTAMINANT, SULFIDE, OR ANY UNREGULATED CONTAMINANT; CORROSION CONTROL INHIBITOR ADDITION; HYPOCHLORINATION; IRON OR MANGANESE SEQUESTRATION; OR ULTRAVIOLET RADIATION. THE LEAD/CHIEF OPERATOR MUST BE CLASS C OR HIGHER. 5.0 MGD AND ABOVE-STAFFING BY CLASS C OR HIGHER OPERATOR: 6 HOURS/DAY FOR 5 DAYS/WEEK AND ONE VISIT ON EACH WEEKEND DAY. 3.0 MGD UP TO 5.0 MGD-STAFFING BY CLASS C OR HIGHER OPERATOR: 1 HOUR/DAY FOR 5 DAYS/WEEK AND ONE VISIT ON EACH WEEKEND DAY. 0.25 MGD UP TO 3.0 MGD-STAFFING BY CLASS C OR HIGHER OPERATOR: 5 VISITS/WEEK AND ONE VISIT EACH WEEKEND FOR A TOTAL OF 0.6 HOUR/WEEK. | N | Y | OCALA HEIGHTS S/D | 190 NE 68TH AVE |  | OCALA | FL | 34470 |  | 3523478228 |  | DEWAINE CHRISTMAS | DEWAINE CHRISTMAS | 10230 SE HWY 25 |  | BELLEVIEW | FL | 34420 | 5531 | 3523478228 |  | INVESTOR/LICENSED PUBLIC UTILITIES | 825 | 676800 | 331 | 2013-01-11 | 2021-02-10 | DC04 | 1000
3 | MARION | CD | fjonas@nhcmgt.com | 3424652 | COMMUNITY | CHLORINATION; AERATION FOR REMOVAL OF ANY SECONDARY CONTAMINANT, SULFIDE, OR ANY UNREGULATED CONTAMINANT; CORROSION CONTROL INHIBITOR ADDITION; HYPOCHLORINATION; IRON OR MANGANESE SEQUESTRATION; OR ULTRAVIOLET RADIATION. THE LEAD/CHIEF OPERATOR MUST BE CLASS D OR HIGHER. 50,000 GPD UP TO 0.25 MGD-STAFFING BY CLASS D OR HIGHER OPERATOR: 3 VISITS/WEEK ON NONCONSECUTIVE DAYS FOR A TOTAL OF 0.3 HOUR/WEEK. LESS THAN 50,000 GPD-STAFFING BY A CLASS D OR HIGHER OPERATOR: 2 VISITS/WEEK ON NONCONSECUTIVE DAYS FOR A TOTAL OF 0.2 HOUR/WEEK. THERE SHALL BE NO MORE THAN 5 DAYS BETWEEN THE LAST VISIT IN ONE WEEK AND THE FIRST VISIT IN THE NEXT WEEK. | N | Y | SHADY ROAD VILLAS TRAILER PARK | 9100 SW 27TH AVE |  | OCALA | FL | 34476 |  | 3528540881 |  | RHONDA REGISTER | [9 empty] | INVESTOR | 183 | 122000 | 122 | 2014-04-17 | 2020-01-22 | DC05 | 500
3 | MARION | CD |  | 3424654 | COMMUNITY | CHLORINATION; AERATION FOR REMOVAL OF ANY SECONDARY CONTAMINANT, SULFIDE, OR ANY UNREGULATED CONTAMINANT; CORROSION CONTROL INHIBITOR ADDITION; HYPOCHLORINATION; IRON OR MANGANESE SEQUESTRATION; OR ULTRAVIOLET RADIATION. THE LEAD/CHIEF OPERATOR MUST BE CLASS D OR HIGHER. 50,000 GPD UP TO 0.25 MGD-STAFFING BY CLASS D OR HIGHER OPERATOR: 3 VISITS/WEEK ON NONCONSECUTIVE DAYS FOR A TOTAL OF 0.3 HOUR/WEEK. LESS THAN 50,000 GPD-STAFFING BY A CLASS D OR HIGHER OPERATOR: 2 VISITS/WEEK ON NONCONSECUTIVE DAYS FOR A TOTAL OF 0.2 HOUR/WEEK. THERE SHALL BE NO MORE THAN 5 DAYS BETWEEN THE LAST VISIT IN ONE WEEK AND THE FIRST VISIT IN THE NEXT WEEK. | N | Y | WILDERNESS RV PARK ESTATES | 10313 E. HIGHWAY 40 |  | SILVER SPRINGS | FL | 34488 |  | 3526251122 |  | RICHARD SMITH | MARGARET R GRAY | 2771 NE 102ND AVE RD |  | SILVER SPRINGS | FL | 34488 |  | 3526251122 |  | INVESTOR | 60 | 86400 | 252 | 2019-02-13 | 2018-12-18 | DC05 | 500
3 | MARION | CD | DLKKMK@CFL.RR.COM | 3424655 | COMMUNITY | CHLORINATION; AERATION FOR REMOVAL OF ANY SECONDARY CONTAMINANT, SULFIDE, OR ANY UNREGULATED CONTAMINANT; CORROSION CONTROL INHIBITOR ADDITION; HYPOCHLORINATION; IRON OR MANGANESE SEQUESTRATION; OR ULTRAVIOLET RADIATION. THE LEAD/CHIEF OPERATOR MUST BE CLASS D OR HIGHER. 50,000 GPD UP TO 0.25 MGD-STAFFING BY CLASS D OR HIGHER OPERATOR: 3 VISITS/WEEK ON NONCONSECUTIVE DAYS FOR A TOTAL OF 0.3 HOUR/WEEK. LESS THAN 50,000 GPD-STAFFING BY A CLASS D OR HIGHER OPERATOR: 2 VISITS/WEEK ON NONCONSECUTIVE DAYS FOR A TOTAL OF 0.2 HOUR/WEEK. THERE SHALL BE NO MORE THAN 5 DAYS BETWEEN THE LAST VISIT IN ONE WEEK AND THE FIRST VISIT IN THE NEXT WEEK. | N | Y | HIGH HOPES MOBILE HOME PARK | SE 139TH STREET |  | SUMMERFIELD | FL | 34492 |  | 3523478002 |  | KENNETH M KENNEDY | KENNETH M KENNEDY | PO BOX 831642 |  | OCALA | FL | 34483 | 1642 | 3528124176 |  | INVESTOR | 68 | 201600 | 27 | 2011-06-13 | 2020-07-10 | DC051 | 100
3 | MARION | CD |  | 3424657 | COMMUNITY | CHLORINATION; AERATION FOR REMOVAL OF ANY SECONDARY CONTAMINANT, SULFIDE, OR ANY UNREGULATED CONTAMINANT; CORROSION CONTROL INHIBITOR ADDITION; HYPOCHLORINATION; IRON OR MANGANESE SEQUESTRATION; OR ULTRAVIOLET RADIATION. THE LEAD/CHIEF OPERATOR MUST BE CLASS D OR HIGHER. 50,000 GPD UP TO 0.25 MGD-STAFFING BY CLASS D OR HIGHER OPERATOR: 3 VISITS/WEEK ON NONCONSECUTIVE DAYS FOR A TOTAL OF 0.3 HOUR/WEEK. LESS THAN 50,000 GPD-STAFFING BY A CLASS D OR HIGHER OPERATOR: 2 VISITS/WEEK ON NONCONSECUTIVE DAYS FOR A TOTAL OF 0.2 HOUR/WEEK. THERE SHALL BE NO MORE THAN 5 DAYS BETWEEN THE LAST VISIT IN ONE WEEK AND THE FIRST VISIT IN THE NEXT WEEK. | N | Y | COUNTRY WALK | SE 60TH TERR & SE 60TH AVE |  | BELLEVIEW | FL | 34420 |  | 3523478228 |  | DEWAINE CHRISTMAS | DEWAINE CHRISTMAS | 10230 E. HIGHWAY 25 |  | BELLEVIEW | FL | 34420 | 5531 | 3523478228 |  | INVESTOR/LICENSED PUBLIC UTILITIES | 189 | 132480 | 65 | 2006-05-24 | 2020-03-30 | DC052 | 100
3 | MARION | CD |  | 3424658 | COMMUNITY | CHLORINATION; AERATION FOR REMOVAL OF ANY SECONDARY CONTAMINANT, SULFIDE, OR ANY UNREGULATED CONTAMINANT; CORROSION CONTROL INHIBITOR ADDITION; HYPOCHLORINATION; IRON OR MANGANESE SEQUESTRATION; OR ULTRAVIOLET RADIATION. THE LEAD/CHIEF OPERATOR MUST BE CLASS D OR HIGHER. 50,000 GPD UP TO 0.25 MGD-STAFFING BY CLASS D OR HIGHER OPERATOR: 3 VISITS/WEEK ON NONCONSECUTIVE DAYS FOR A TOTAL OF 0.3 HOUR/WEEK. LESS THAN 50,000 GPD-STAFFING BY A CLASS D OR HIGHER OPERATOR: 2 VISITS/WEEK ON NONCONSECUTIVE DAYS FOR A TOTAL OF 0.2 HOUR/WEEK. THERE SHALL BE NO MORE THAN 5 DAYS BETWEEN THE LAST VISIT IN ONE WEEK AND THE FIRST VISIT IN THE NEXT WEEK. | N | Y | PADDOCK PARK SOUTH MHP | 8880 SW 27TH AVE |  | OCALA | FL | 34476 |  | 3528540881 |  | JENNIFER HARDWICK | [9 empty] | INVESTOR | 386 | 132000 | 193 | 2015-11-30 | 2021-02-16 | DC05 | 500
3 | MARION | CD | RKMICK64@MFI.NET | 3424659 | COMMUNITY | CHLORINATION; AERATION FOR REMOVAL OF ANY SECONDARY CONTAMINANT, SULFIDE, OR ANY UNREGULATED CONTAMINANT; CORROSION CONTROL INHIBITOR ADDITION; HYPOCHLORINATION; IRON OR MANGANESE SEQUESTRATION; OR ULTRAVIOLET RADIATION. THE LEAD/CHIEF OPERATOR MUST BE CLASS D OR HIGHER. 50,000 GPD UP TO 0.25 MGD-STAFFING BY CLASS D OR HIGHER OPERATOR: 3 VISITS/WEEK ON NONCONSECUTIVE DAYS FOR A TOTAL OF 0.3 HOUR/WEEK. LESS THAN 50,000 GPD-STAFFING BY A CLASS D OR HIGHER OPERATOR: 2 VISITS/WEEK ON NONCONSECUTIVE DAYS FOR A TOTAL OF 0.2 HOUR/WEEK. THERE SHALL BE NO MORE THAN 5 DAYS BETWEEN THE LAST VISIT IN ONE WEEK AND THE FIRST VISIT IN THE NEXT WEEK. | N | Y | TROPICANA VILLAGE SUBDIVISION | SE 47TH AVE AND SE 132ND PLACE |  | BELLEVIEW | FL | 34420 |  | 3523470707 |  | TROPICANA VILLAGE HOMEOWNERS ASSOCIATION | [9 empty] | INVESTOR | 115 | 216000 | 111 | 2019-10-31 | 2019-01-11 | DC051 | 100
3 | MARION | CD | BarbaraMcdow@gmail.com | 3424660 | NONCOMMUNITY | CHLORINATION; AERATION FOR REMOVAL OF ANY SECONDARY CONTAMINANT, SULFIDE, OR ANY UNREGULATED CONTAMINANT; CORROSION CONTROL INHIBITOR ADDITION; HYPOCHLORINATION; IRON OR MANGANESE SEQUESTRATION; OR ULTRAVIOLET RADIATION. THE LEAD/CHIEF OPERATOR MUST BE CLASS D OR HIGHER. 50,000 GPD UP TO 0.25 MGD-STAFFING BY CLASS D OR HIGHER OPERATOR: 3 VISITS/WEEK ON NONCONSECUTIVE DAYS FOR A TOTAL OF 0.3 HOUR/WEEK. LESS THAN 50,000 GPD-STAFFING BY A CLASS D OR HIGHER OPERATOR: 2 VISITS/WEEK ON NONCONSECUTIVE DAYS FOR A TOTAL OF 0.2 HOUR/WEEK. THERE SHALL BE NO MORE THAN 5 DAYS BETWEEN THE LAST VISIT IN ONE WEEK AND THE FIRST VISIT IN THE NEXT WEEK. | N | Y | SILVER CITY OAKS S/D | MADISON ST & LEE AVE |  | FT.MCCOY | FL | 32637 |  | 3524333175 |  | SILVER CITY OAKS S/D ATT: JOHN HERR | [9 empty] | INVESTOR | 92 | 180000 | 46 | 2016-12-01 | 2021-08-20 | NC01 | 50
3 | MARION | CD |  | 3424661 | NONTRANSIENT NONCOMMUNITY | CHLORINATION; AERATION FOR REMOVAL OF ANY SECONDARY CONTAMINANT, SULFIDE, OR ANY UNREGULATED CONTAMINANT; CORROSION CONTROL INHIBITOR ADDITION; HYPOCHLORINATION; IRON OR MANGANESE SEQUESTRATION; OR ULTRAVIOLET RADIATION. THE LEAD/CHIEF OPERATOR MUST BE CLASS C OR HIGHER. 5.0 MGD AND ABOVE-STAFFING BY CLASS C OR HIGHER OPERATOR: 6 HOURS/DAY FOR 5 DAYS/WEEK AND ONE VISIT ON EACH WEEKEND DAY. 3.0 MGD UP TO 5.0 MGD-STAFFING BY CLASS C OR HIGHER OPERATOR: 1 HOUR/DAY FOR 5 DAYS/WEEK AND ONE VISIT ON EACH WEEKEND DAY. 0.25 MGD UP TO 3.0 MGD-STAFFING BY CLASS C OR HIGHER OPERATOR: 5 VISITS/WEEK AND ONE VISIT EACH WEEKEND FOR A TOTAL OF 0.6 HOUR/WEEK. | N | Y | FOREST CENTER SHOPPING CENTER | 15912 SR 40 |  | SILVER SPRINGS | FL | 34488 |  | 8008423755 |  | BENJAMIN VARDANYAN | BENJAMIN VARDANYAN | 444 ROUTE 111 | SUITE #1 | SMITHTOWN | NY | 11787 |  | 6319822100 |  | INVESTOR | 200 | 264960 | 16 | 2018-03-30 | 2021-02-23 | NTNC | 100
3 | MARION | CD | sunshineutl@aol.com | 3424662 | COMMUNITY | CHLORINATION; AERATION FOR REMOVAL OF ANY SECONDARY CONTAMINANT, SULFIDE, OR ANY UNREGULATED CONTAMINANT; CORROSION CONTROL INHIBITOR ADDITION; HYPOCHLORINATION; IRON OR MANGANESE SEQUESTRATION; OR ULTRAVIOLET RADIATION. THE LEAD/CHIEF OPERATOR MUST BE CLASS C OR HIGHER. 5.0 MGD AND ABOVE-STAFFING BY CLASS C OR HIGHER OPERATOR: 6 HOURS/DAY FOR 5 DAYS/WEEK AND ONE VISIT ON EACH WEEKEND DAY. 3.0 MGD UP TO 5.0 MGD-STAFFING BY CLASS C OR HIGHER OPERATOR: 1 HOUR/DAY FOR 5 DAYS/WEEK AND ONE VISIT ON EACH WEEKEND DAY. 0.25 MGD UP TO 3.0 MGD-STAFFING BY CLASS C OR HIGHER OPERATOR: 5 VISITS/WEEK AND ONE VISIT EACH WEEKEND FOR A TOTAL OF 0.6 HOUR/WEEK. | N | Y | HILLTOP AT LAKE WEIR | SE 125TH PL CR 25 |  | BELLEVIEW | FL | 34420 |  | 3523478228 |  | DEWAINE CHRISTMAS | HILLTOP AT LAKE WEIR | 10230 E. HIGHWAY 25 |  | BELLEVIEW | FL | 34420 | 5531 | 3523478228 |  | INVESTOR/LICENSED PUBLIC UTILITIES | 448 | 313000 | 179 | 2013-03-05 | 2020-03-30 | DC05 | 500
3 | MARION | CD |  | 3424663 | NONTRANSIENT NONCOMMUNITY | CHLORINATION; AERATION FOR REMOVAL OF ANY SECONDARY CONTAMINANT, SULFIDE, OR ANY UNREGULATED CONTAMINANT; CORROSION CONTROL INHIBITOR ADDITION; HYPOCHLORINATION; IRON OR MANGANESE SEQUESTRATION; OR ULTRAVIOLET RADIATION. THE LEAD/CHIEF OPERATOR MUST BE CLASS D OR HIGHER. 50,000 GPD UP TO 0.25 MGD-STAFFING BY CLASS D OR HIGHER OPERATOR: 3 VISITS/WEEK ON NONCONSECUTIVE DAYS FOR A TOTAL OF 0.3 HOUR/WEEK. LESS THAN 50,000 GPD-STAFFING BY A CLASS D OR HIGHER OPERATOR: 2 VISITS/WEEK ON NONCONSECUTIVE DAYS FOR A TOTAL OF 0.2 HOUR/WEEK. THERE SHALL BE NO MORE THAN 5 DAYS BETWEEN THE LAST VISIT IN ONE WEEK AND THE FIRST VISIT IN THE NEXT WEEK. | N | Y | OCALA SPRINGS ELEMENTARY | 5757 NE 40TH AVE RD |  | OCALA | FL | 34479 |  | 3526716360 |  | CHARLES STEGALL | OCALA SPRINGS ELEMENTARY | 1107 SW SEVENTH RD |  | OCALA | FL | 34471 | 571 | 3526207630 |  | COUNTY | 851 | 165600 | 2 | 2014-03-13 | 2021-03-26 | NTNC | 100
3 | MARION | CD | tsaikevin94@yahoo.com | 3424664 | COMMUNITY | CHLORINATION; AERATION FOR REMOVAL OF ANY SECONDARY CONTAMINANT, SULFIDE, OR ANY UNREGULATED CONTAMINANT; CORROSION CONTROL INHIBITOR ADDITION; HYPOCHLORINATION; IRON OR MANGANESE SEQUESTRATION; OR ULTRAVIOLET RADIATION. THE LEAD/CHIEF OPERATOR MUST BE CLASS D OR HIGHER. 50,000 GPD UP TO 0.25 MGD-STAFFING BY CLASS D OR HIGHER OPERATOR: 3 VISITS/WEEK ON NONCONSECUTIVE DAYS FOR A TOTAL OF 0.3 HOUR/WEEK. LESS THAN 50,000 GPD-STAFFING BY A CLASS D OR HIGHER OPERATOR: 2 VISITS/WEEK ON NONCONSECUTIVE DAYS FOR A TOTAL OF 0.2 HOUR/WEEK. THERE SHALL BE NO MORE THAN 5 DAYS BETWEEN THE LAST VISIT IN ONE WEEK AND THE FIRST VISIT IN THE NEXT WEEK. | N | Y | JACK MOBILE HOME PARK | 2610 SOUTHEAST 67TH ST |  | OCALA | FL | 34480 |  | 3523470265 |  | JIN SOONG | CHIH HUNG TSAI | 2610 SE 67TH STREET |  | OCALA | FL | 34480 |  | 3523907495 |  | INVESTOR | 50 | 32400 | 21 | 2014-11-07 | 2020-01-22 | DC06 | 100
3 | MARION | CD |  | 3424665 | NONCOMMUNITY | CHLORINATION; AERATION FOR REMOVAL OF ANY SECONDARY CONTAMINANT, SULFIDE, OR ANY UNREGULATED CONTAMINANT; CORROSION CONTROL INHIBITOR ADDITION; HYPOCHLORINATION; IRON OR MANGANESE SEQUESTRATION; OR ULTRAVIOLET RADIATION. THE LEAD/CHIEF OPERATOR MUST BE CLASS D OR HIGHER. 50,000 GPD UP TO 0.25 MGD-STAFFING BY CLASS D OR HIGHER OPERATOR: 3 VISITS/WEEK ON NONCONSECUTIVE DAYS FOR A TOTAL OF 0.3 HOUR/WEEK. LESS THAN 50,000 GPD-STAFFING BY A CLASS D OR HIGHER OPERATOR: 2 VISITS/WEEK ON NONCONSECUTIVE DAYS FOR A TOTAL OF 0.2 HOUR/WEEK. THERE SHALL BE NO MORE THAN 5 DAYS BETWEEN THE LAST VISIT IN ONE WEEK AND THE FIRST VISIT IN THE NEXT WEEK. | N | Y | QUICK KING #11 | 1350 SE HWY 484 |  | OCALA | FL | 34480 |  | 3522451013 |  | PUNAM PATEL | PUNAM PATEL | 1350 SE HWY 484 |  | OCALA | FL | 34480 |  | 3524029191 |  | INVESTOR | 25 | 18000 | 2 | 2018-04-26 | 2018-03-07 | NC01 | 50
3 | MARION | CD |  | 3424667 | NONCOMMUNITY | CHLORINATION; AERATION FOR REMOVAL OF ANY SECONDARY CONTAMINANT, SULFIDE, OR ANY UNREGULATED CONTAMINANT; CORROSION CONTROL INHIBITOR ADDITION; HYPOCHLORINATION; IRON OR MANGANESE SEQUESTRATION; OR ULTRAVIOLET RADIATION. THE LEAD/CHIEF OPERATOR MUST BE CLASS D OR HIGHER. 50,000 GPD UP TO 0.25 MGD-STAFFING BY CLASS D OR HIGHER OPERATOR: 3 VISITS/WEEK ON NONCONSECUTIVE DAYS FOR A TOTAL OF 0.3 HOUR/WEEK. LESS THAN 50,000 GPD-STAFFING BY A CLASS D OR HIGHER OPERATOR: 2 VISITS/WEEK ON NONCONSECUTIVE DAYS FOR A TOTAL OF 0.2 HOUR/WEEK. THERE SHALL BE NO MORE THAN 5 DAYS BETWEEN THE LAST VISIT IN ONE WEEK AND THE FIRST VISIT IN THE NEXT WEEK. | N | Y | CROSS BONES GRILL | 16460 EAST HWY 40 EAST |  | SILVER SPRINGS | FL | 34488 |  | 3522996778 |  | DEBBIE HARDMAN | [9 empty] | INVESTOR | 25 | 18000 | 1 | 2015-11-10 | 2020-06-22 | NC01 | 50
3 | MARION | CD | reynoldmaxwell@embarqmail.com | 3424669 | NONCOMMUNITY | CHLORINATION; AERATION FOR REMOVAL OF ANY SECONDARY CONTAMINANT, SULFIDE, OR ANY UNREGULATED CONTAMINANT; CORROSION CONTROL INHIBITOR ADDITION; HYPOCHLORINATION; IRON OR MANGANESE SEQUESTRATION; OR ULTRAVIOLET RADIATION. THE LEAD/CHIEF OPERATOR MUST BE CLASS D OR HIGHER. 50,000 GPD UP TO 0.25 MGD-STAFFING BY CLASS D OR HIGHER OPERATOR: 3 VISITS/WEEK ON NONCONSECUTIVE DAYS FOR A TOTAL OF 0.3 HOUR/WEEK. LESS THAN 50,000 GPD-STAFFING BY A CLASS D OR HIGHER OPERATOR: 2 VISITS/WEEK ON NONCONSECUTIVE DAYS FOR A TOTAL OF 0.2 HOUR/WEEK. THERE SHALL BE NO MORE THAN 5 DAYS BETWEEN THE LAST VISIT IN ONE WEEK AND THE FIRST VISIT IN THE NEXT WEEK. | N | Y | SILVER SPRINGS SHORES SDA CHURCH | 1345 PINE RD |  | OCALA | FL | 34472 | 8309 | 3526870545 |  | MARK REID | MARK REID | PO BOX 830607 |  | OCALA | FL | 34483 | 607 | 3526870545 |  | OTHER | 25 | 21600 | 1 | 2017-09-14 | 2017-08-23 | NC01 | 50
3 | MARION | CD | Michael.Aguiar@gflenv.com | 3424670 | NONTRANSIENT NONCOMMUNITY | CHLORINATION; AERATION FOR REMOVAL OF ANY SECONDARY CONTAMINANT, SULFIDE, OR ANY UNREGULATED CONTAMINANT; CORROSION CONTROL INHIBITOR ADDITION; HYPOCHLORINATION; IRON OR MANGANESE SEQUESTRATION; OR ULTRAVIOLET RADIATION. THE LEAD/CHIEF OPERATOR MUST BE CLASS D OR HIGHER. 50,000 GPD UP TO 0.25 MGD-STAFFING BY CLASS D OR HIGHER OPERATOR: 3 VISITS/WEEK ON NONCONSECUTIVE DAYS FOR A TOTAL OF 0.3 HOUR/WEEK. LESS THAN 50,000 GPD-STAFFING BY A CLASS D OR HIGHER OPERATOR: 2 VISITS/WEEK ON NONCONSECUTIVE DAYS FOR A TOTAL OF 0.2 HOUR/WEEK. THERE SHALL BE NO MORE THAN 5 DAYS BETWEEN THE LAST VISIT IN ONE WEEK AND THE FIRST VISIT IN THE NEXT WEEK. | N | Y | GFL SOLID WASTE SOUTHEAST LLC | 5111 SOUTH PINE AVE |  | OCALA | FL | 34480 |  | 3523635743 |  | MICHAEL AGUIAR | GFL SOLID WASTE SOUTHEAST LLC | 3301 BENSON DR. SUITE 601 | RALEIGH, NC 27609 | [6 empty] | INVESTOR | 107 | 57600 | 5 | 2019-02-20 | 2021-11-18 | NTNC | 100
3 | MARION | CD | SOULSHARBORFPC@GMAIL.COM | 3424671 | NONTRANSIENT NONCOMMUNITY | CHLORINATION; AERATION FOR REMOVAL OF ANY SECONDARY CONTAMINANT, SULFIDE, OR ANY UNREGULATED CONTAMINANT; CORROSION CONTROL INHIBITOR ADDITION; HYPOCHLORINATION; IRON OR MANGANESE SEQUESTRATION; OR ULTRAVIOLET RADIATION. THE LEAD/CHIEF OPERATOR MUST BE CLASS D OR HIGHER. 50,000 GPD UP TO 0.25 MGD-STAFFING BY CLASS D OR HIGHER OPERATOR: 3 VISITS/WEEK ON NONCONSECUTIVE DAYS FOR A TOTAL OF 0.3 HOUR/WEEK. LESS THAN 50,000 GPD-STAFFING BY A CLASS D OR HIGHER OPERATOR: 2 VISITS/WEEK ON NONCONSECUTIVE DAYS FOR A TOTAL OF 0.2 HOUR/WEEK. THERE SHALL BE NO MORE THAN 5 DAYS BETWEEN THE LAST VISIT IN ONE WEEK AND THE FIRST VISIT IN THE NEXT WEEK. | N | Y | SOULS HARBOR CHRISTIAN ACADEMY | 12650 SE HWY 484 |  | BELLEVIEW | FL | 34420 |  | 3522456252 |  | MICHAEL WICKER | MICHAEL WICKER | 12650 SE HWY 484 |  | BELLEVIEW | FL | 34420 |  | 3522661955 |  | OTHER | 190 | 43200 | 4 | 2019-07-15 | 2019-05-29 | NTNC | 100
3 | MARION | CD | none | 3424672 | NONCOMMUNITY | CHLORINATION; AERATION FOR REMOVAL OF ANY SECONDARY CONTAMINANT, SULFIDE, OR ANY UNREGULATED CONTAMINANT; CORROSION CONTROL INHIBITOR ADDITION; HYPOCHLORINATION; IRON OR MANGANESE SEQUESTRATION; OR ULTRAVIOLET RADIATION. THE LEAD/CHIEF OPERATOR MUST BE CLASS D OR HIGHER. 50,000 GPD UP TO 0.25 MGD-STAFFING BY CLASS D OR HIGHER OPERATOR: 3 VISITS/WEEK ON NONCONSECUTIVE DAYS FOR A TOTAL OF 0.3 HOUR/WEEK. LESS THAN 50,000 GPD-STAFFING BY A CLASS D OR HIGHER OPERATOR: 2 VISITS/WEEK ON NONCONSECUTIVE DAYS FOR A TOTAL OF 0.2 HOUR/WEEK. THERE SHALL BE NO MORE THAN 5 DAYS BETWEEN THE LAST VISIT IN ONE WEEK AND THE FIRST VISIT IN THE NEXT WEEK. | N | Y | FIRST BAPTIST CHURCH OF SUMMERFIELD | 14550 SE 65TH CT |  | SUMMERFIELD | FL | 34492 |  | 3522452369 |  | JOYCE BIBBY | FIRST BAPTIST CHURCH/SUMMERFIELD | P O BOX 58 |  | SUMMERFIELD | FL | 34492 |  | 3522452369 |  | OTHER | 25 | 7200 | 3 | 2014-06-12 | 2018-01-10 | NC01 | 50
3 | MARION | CD |  | 3424674 | NONCOMMUNITY | CHLORINATION; AERATION FOR REMOVAL OF ANY SECONDARY CONTAMINANT, SULFIDE, OR ANY UNREGULATED CONTAMINANT; CORROSION CONTROL INHIBITOR ADDITION; HYPOCHLORINATION; IRON OR MANGANESE SEQUESTRATION; OR ULTRAVIOLET RADIATION. THE LEAD/CHIEF OPERATOR MUST BE CLASS D OR HIGHER. 50,000 GPD UP TO 0.25 MGD-STAFFING BY CLASS D OR HIGHER OPERATOR: 3 VISITS/WEEK ON NONCONSECUTIVE DAYS FOR A TOTAL OF 0.3 HOUR/WEEK. LESS THAN 50,000 GPD-STAFFING BY A CLASS D OR HIGHER OPERATOR: 2 VISITS/WEEK ON NONCONSECUTIVE DAYS FOR A TOTAL OF 0.2 HOUR/WEEK. THERE SHALL BE NO MORE THAN 5 DAYS BETWEEN THE LAST VISIT IN ONE WEEK AND THE FIRST VISIT IN THE NEXT WEEK. | N | Y | QUICK KING #4 | 13003 NORTH US HIGHWAY 441 |  | SPARR | FL | 32690 |  | 3528678460 |  | CHIRAG (CHARLIE) PATEL | CHIRAG (CHARLIE) PATEL | 303 SW EIGHTH ST. | SUITE #1 | OCALA | FL | 34471 |  | 3524978034 |  | INVESTOR | 25 | 18000 | 2 | 2014-03-14 | 2020-04-15 | NC01 | 50
3 | MARION | CD |  | 3424676 | NONCOMMUNITY | CHLORINATION; AERATION FOR REMOVAL OF ANY SECONDARY CONTAMINANT, SULFIDE, OR ANY UNREGULATED CONTAMINANT; CORROSION CONTROL INHIBITOR ADDITION; HYPOCHLORINATION; IRON OR MANGANESE SEQUESTRATION; OR ULTRAVIOLET RADIATION. THE LEAD/CHIEF OPERATOR MUST BE CLASS D OR HIGHER. 50,000 GPD UP TO 0.25 MGD-STAFFING BY CLASS D OR HIGHER OPERATOR: 3 VISITS/WEEK ON NONCONSECUTIVE DAYS FOR A TOTAL OF 0.3 HOUR/WEEK. LESS THAN 50,000 GPD-STAFFING BY A CLASS D OR HIGHER OPERATOR: 2 VISITS/WEEK ON NONCONSECUTIVE DAYS FOR A TOTAL OF 0.2 HOUR/WEEK. THERE SHALL BE NO MORE THAN 5 DAYS BETWEEN THE LAST VISIT IN ONE WEEK AND THE FIRST VISIT IN THE NEXT WEEK. | N | Y | SUMMERFIELD QWIK KING FOOD STORE | 16481 SE US HIGHWAY 301 |  | SUMMERFIELD | FL | 34491 |  | 3522458911 |  | FEVIL PATEL | FEVIL PATEL | 16481 SE US HWY 301 |  | SUMMERFIELD | FL | 34491 |  | 3525025316 |  | INVESTOR | 25 | 18000 | 2 | 2018-01-02 | 2017-12-18 | NC01 | 50
3 | MARION | CD | none10/10/01 | 3424677 | NONCOMMUNITY | CHLORINATION; AERATION FOR REMOVAL OF ANY SECONDARY CONTAMINANT, SULFIDE, OR ANY UNREGULATED CONTAMINANT; CORROSION CONTROL INHIBITOR ADDITION; HYPOCHLORINATION; IRON OR MANGANESE SEQUESTRATION; OR ULTRAVIOLET RADIATION. THE LEAD/CHIEF OPERATOR MUST BE CLASS D OR HIGHER. 50,000 GPD UP TO 0.25 MGD-STAFFING BY CLASS D OR HIGHER OPERATOR: 3 VISITS/WEEK ON NONCONSECUTIVE DAYS FOR A TOTAL OF 0.3 HOUR/WEEK. LESS THAN 50,000 GPD-STAFFING BY A CLASS D OR HIGHER OPERATOR: 2 VISITS/WEEK ON NONCONSECUTIVE DAYS FOR A TOTAL OF 0.2 HOUR/WEEK. THERE SHALL BE NO MORE THAN 5 DAYS BETWEEN THE LAST VISIT IN ONE WEEK AND THE FIRST VISIT IN THE NEXT WEEK. | N | Y | KINGDOM HALL | 5221 PECAN RD. |  | OCALA | FL | 34472 |  | 3526783535 |  | WAYNE SANDY | WAYNE SANDY | PO BOX 831001 |  | OCALA | FL | 34483 |  | 3522454441 |  | INVESTOR | 25 | 36000 | 1 | 2015-07-22 | 2019-01-10 | NC01 | 50
3 | MARION | CD | none | 3424678 | NONCOMMUNITY | CHLORINATION; AERATION FOR REMOVAL OF ANY SECONDARY CONTAMINANT, SULFIDE, OR ANY UNREGULATED CONTAMINANT; CORROSION CONTROL INHIBITOR ADDITION; HYPOCHLORINATION; IRON OR MANGANESE SEQUESTRATION; OR ULTRAVIOLET RADIATION. THE LEAD/CHIEF OPERATOR MUST BE CLASS D OR HIGHER. 50,000 GPD UP TO 0.25 MGD-STAFFING BY CLASS D OR HIGHER OPERATOR: 3 VISITS/WEEK ON NONCONSECUTIVE DAYS FOR A TOTAL OF 0.3 HOUR/WEEK. LESS THAN 50,000 GPD-STAFFING BY A CLASS D OR HIGHER OPERATOR: 2 VISITS/WEEK ON NONCONSECUTIVE DAYS FOR A TOTAL OF 0.2 HOUR/WEEK. THERE SHALL BE NO MORE THAN 5 DAYS BETWEEN THE LAST VISIT IN ONE WEEK AND THE FIRST VISIT IN THE NEXT WEEK. | N | Y | CHRIST THE KING MISSION | 14045 N HWY U.S. 301 |  | CITRA | FL | 32113 | 3635 | 3525955605 |  | JIM PINDER | R DEBRAUWERE | 14045 N US 301 |  | CITRA | FL | 32113 |  | 3527328114 |  | INVESTOR | 25 | 18000 | 4 | 2011-09-29 | 2019-03-26 | NC01 | 50
3 | MARION | CD | None | 3424684 | NONCOMMUNITY | CHLORINATION; AERATION FOR REMOVAL OF ANY SECONDARY CONTAMINANT, SULFIDE, OR ANY UNREGULATED CONTAMINANT; CORROSION CONTROL INHIBITOR ADDITION; HYPOCHLORINATION; IRON OR MANGANESE SEQUESTRATION; OR ULTRAVIOLET RADIATION. THE LEAD/CHIEF OPERATOR MUST BE CLASS D OR HIGHER. 50,000 GPD UP TO 0.25 MGD-STAFFING BY CLASS D OR HIGHER OPERATOR: 3 VISITS/WEEK ON NONCONSECUTIVE DAYS FOR A TOTAL OF 0.3 HOUR/WEEK. LESS THAN 50,000 GPD-STAFFING BY A CLASS D OR HIGHER OPERATOR: 2 VISITS/WEEK ON NONCONSECUTIVE DAYS FOR A TOTAL OF 0.2 HOUR/WEEK. THERE SHALL BE NO MORE THAN 5 DAYS BETWEEN THE LAST VISIT IN ONE WEEK AND THE FIRST VISIT IN THE NEXT WEEK. | N | Y | SUMMERFIELD OAKS MHP | 16644 U.S. 301 |  | SUMMERFIELD | FL | 34491 |  | 4073413602 |  | LINDA LESTER | ROBERT J TAMBURRO | 401 SUNSHINE BLVD. |  | LADY LAKE | FL | 32159 |  | 4073413602 |  | INVESTOR | 25 | 23040 | 23 | 2014-04-11 | 2019-05-14 | NC01 | 50
3 | MARION | CD | jconnolly@govmserv.com | 3424685 | COMMUNITY | CHLORINATION; AERATION FOR REMOVAL OF ANY SECONDARY CONTAMINANT, SULFIDE, OR ANY UNREGULATED CONTAMINANT; CORROSION CONTROL INHIBITOR ADDITION; HYPOCHLORINATION; IRON OR MANGANESE SEQUESTRATION; OR ULTRAVIOLET RADIATION. THE LEAD/CHIEF OPERATOR MUST BE CLASS C OR HIGHER. 5.0 MGD AND ABOVE-STAFFING BY CLASS C OR HIGHER OPERATOR: 6 HOURS/DAY FOR 5 DAYS/WEEK AND ONE VISIT ON EACH WEEKEND DAY. 3.0 MGD UP TO 5.0 MGD-STAFFING BY CLASS C OR HIGHER OPERATOR: 1 HOUR/DAY FOR 5 DAYS/WEEK AND ONE VISIT ON EACH WEEKEND DAY. 0.25 MGD UP TO 3.0 MGD-STAFFING BY CLASS C OR HIGHER OPERATOR: 5 VISITS/WEEK AND ONE VISIT EACH WEEKEND FOR A TOTAL OF 0.6 HOUR/WEEK. | N | Y | HAWKS POINT SUBDIVISION | 4296 SE 107 LANE |  | BELLEVIEW | FL | 34480 |  | 4076296900 |  | WILLIAM FONTIANE | SAM CAIN | 280 WEKIVA SPRINGS RD | SUITE 2070 | LONGWOOD | FL | 32779 |  | 4076296900 |  | INVESTOR/LICENSED PUBLIC UTILITIES | 462 | 273600 | 132 | 2014-09-03 | 2021-05-20 | DC05 | 500
3 | MARION | CD |  | 3424688 | NONCOMMUNITY | CHLORINATION; AERATION FOR REMOVAL OF ANY SECONDARY CONTAMINANT, SULFIDE, OR ANY UNREGULATED CONTAMINANT; CORROSION CONTROL INHIBITOR ADDITION; HYPOCHLORINATION; IRON OR MANGANESE SEQUESTRATION; OR ULTRAVIOLET RADIATION. THE LEAD/CHIEF OPERATOR MUST BE CLASS D OR HIGHER. 50,000 GPD UP TO 0.25 MGD-STAFFING BY CLASS D OR HIGHER OPERATOR: 3 VISITS/WEEK ON NONCONSECUTIVE DAYS FOR A TOTAL OF 0.3 HOUR/WEEK. LESS THAN 50,000 GPD-STAFFING BY A CLASS D OR HIGHER OPERATOR: 2 VISITS/WEEK ON NONCONSECUTIVE DAYS FOR A TOTAL OF 0.2 HOUR/WEEK. THERE SHALL BE NO MORE THAN 5 DAYS BETWEEN THE LAST VISIT IN ONE WEEK AND THE FIRST VISIT IN THE NEXT WEEK. | N | Y | RAY WAYSIDE PARK (OCALA BOAT BASIN) | 9564 NE 28TH LN |  | SILVER SPRINGS | FL | 34488 |  | 3522362409 |  | GREG WILEY | LAURA COOPER | 111 SE 25TH AVE |  | OCALA | FL | 34471 | 9179 | 3526718560 |  | COUNTY | 75 | 21600 | 4 | 2017-01-31 | 2021-08-20 | NC01 | 50
3 | MARION | CD | william.bryson@marioncountyfl.org | 3424689 | COMMUNITY | CHLORINATION; AERATION FOR REMOVAL OF ANY SECONDARY CONTAMINANT, SULFIDE, OR ANY UNREGULATED CONTAMINANT; CORROSION CONTROL INHIBITOR ADDITION; HYPOCHLORINATION; IRON OR MANGANESE SEQUESTRATION; OR ULTRAVIOLET RADIATION. THE LEAD/CHIEF OPERATOR MUST BE CLASS C OR HIGHER. 5.0 MGD AND ABOVE-STAFFING BY CLASS C OR HIGHER OPERATOR: 6 HOURS/DAY FOR 5 DAYS/WEEK AND ONE VISIT ON EACH WEEKEND DAY. 3.0 MGD UP TO 5.0 MGD-STAFFING BY CLASS C OR HIGHER OPERATOR: 1 HOUR/DAY FOR 5 DAYS/WEEK AND ONE VISIT ON EACH WEEKEND DAY. 0.25 MGD UP TO 3.0 MGD-STAFFING BY CLASS C OR HIGHER OPERATOR: 5 VISITS/WEEK AND ONE VISIT EACH WEEKEND FOR A TOTAL OF 0.6 HOUR/WEEK. | N | Y | SILVER SPRINGS WOODS/VILLAGE | SR 40 & 178TH AVENUE |  | SILVER SPRINGS | FL | 34488 |  | 3526871856 |  | WILLIAM BRYSON | WILLIAM BRYSON | 11800 SE US 441 |  | BELLEVIEW | FL | 34420 |  | 3525725239 |  | INVESTOR | 1141 | 330000 | 345 | 2007-02-08 | 2021-01-21 | DC04 | 1000
3 | MARION | CD | charlie@alternativephone.com | 3424690 | COMMUNITY | CHLORINATION; AERATION FOR REMOVAL OF ANY SECONDARY CONTAMINANT, SULFIDE, OR ANY UNREGULATED CONTAMINANT; CORROSION CONTROL INHIBITOR ADDITION; HYPOCHLORINATION; IRON OR MANGANESE SEQUESTRATION; OR ULTRAVIOLET RADIATION. THE LEAD/CHIEF OPERATOR MUST BE CLASS C OR HIGHER. 5.0 MGD AND ABOVE-STAFFING BY CLASS C OR HIGHER OPERATOR: 6 HOURS/DAY FOR 5 DAYS/WEEK AND ONE VISIT ON EACH WEEKEND DAY. 3.0 MGD UP TO 5.0 MGD-STAFFING BY CLASS C OR HIGHER OPERATOR: 1 HOUR/DAY FOR 5 DAYS/WEEK AND ONE VISIT ON EACH WEEKEND DAY. 0.25 MGD UP TO 3.0 MGD-STAFFING BY CLASS C OR HIGHER OPERATOR: 5 VISITS/WEEK AND ONE VISIT EACH WEEKEND FOR A TOTAL OF 0.6 HOUR/WEEK. | N | Y | LANDFAIR SUBDIVISION | NE 78TH ST CR 200A |  | OCALA | FL | 34478 |  | 3526224949 |  | CHARES DEMENZES | LANDFAIR SUBDIVISION | P O BOX 5220 |  | OCALA | FL | 34478 |  | 3526224949 |  | INVESTOR | 580 | 360000 | 232 | 2014-03-24 | 2020-05-22 | DC04 | 1000
3 | MARION | CD |  | 3424691 | COMMUNITY | CHLORINATION; AERATION FOR REMOVAL OF ANY SECONDARY CONTAMINANT, SULFIDE, OR ANY UNREGULATED CONTAMINANT; CORROSION CONTROL INHIBITOR ADDITION; HYPOCHLORINATION; IRON OR MANGANESE SEQUESTRATION; OR ULTRAVIOLET RADIATION. THE LEAD/CHIEF OPERATOR MUST BE CLASS D OR HIGHER. 50,000 GPD UP TO 0.25 MGD-STAFFING BY CLASS D OR HIGHER OPERATOR: 3 VISITS/WEEK ON NONCONSECUTIVE DAYS FOR A TOTAL OF 0.3 HOUR/WEEK. LESS THAN 50,000 GPD-STAFFING BY A CLASS D OR HIGHER OPERATOR: 2 VISITS/WEEK ON NONCONSECUTIVE DAYS FOR A TOTAL OF 0.2 HOUR/WEEK. THERE SHALL BE NO MORE THAN 5 DAYS BETWEEN THE LAST VISIT IN ONE WEEK AND THE FIRST VISIT IN THE NEXT WEEK. | N | Y | WINDING WATERS | SE 58 PL & SE 183 AVE |  | OCKLAWAHA | FL | 34471 |  | 3523478228 |  | DEWAINE CHRISTMAS | DEWAINE CHRISTMAS | 10230 SE HWY 25 |  | BELLEVIEW | FL | 34420 | 5531 | 3523478228 |  | INVESTOR/LICENSED PUBLIC UTILITIES | 473 | 240000 | 189 | 2013-03-12 | 2020-03-13 | DC05 | 500
3 | MARION | CD | rjones@southeastmilk.org | 3424693 | NONTRANSIENT NONCOMMUNITY | CHLORINATION; AERATION FOR REMOVAL OF ANY SECONDARY CONTAMINANT, SULFIDE, OR ANY UNREGULATED CONTAMINANT; CORROSION CONTROL INHIBITOR ADDITION; HYPOCHLORINATION; IRON OR MANGANESE SEQUESTRATION; OR ULTRAVIOLET RADIATION. THE LEAD/CHIEF OPERATOR MUST BE CLASS D OR HIGHER. 50,000 GPD UP TO 0.25 MGD-STAFFING BY CLASS D OR HIGHER OPERATOR: 3 VISITS/WEEK ON NONCONSECUTIVE DAYS FOR A TOTAL OF 0.3 HOUR/WEEK. LESS THAN 50,000 GPD-STAFFING BY A CLASS D OR HIGHER OPERATOR: 2 VISITS/WEEK ON NONCONSECUTIVE DAYS FOR A TOTAL OF 0.2 HOUR/WEEK. THERE SHALL BE NO MORE THAN 5 DAYS BETWEEN THE LAST VISIT IN ONE WEEK AND THE FIRST VISIT IN THE NEXT WEEK. | N | Y | SOUTHEAST MILK | 1950 S.E. HWY 484 |  | SUMMERFIELD | FL | 34491 |  | 3522452437 |  | JEFF GORES | TODD PROFFITT | PO BOX 3790 |  | BELLEVIEW | FL | 34421 |  | 3522452437 |  | OTHER | 60 | 57600 | 3 | 2019-03-18 | 2020-07-10 | NTNC | 100
3 | MARION | CD | CHARLES.STEGALL@MARION.K12.FL.US | 3424694 | NONTRANSIENT NONCOMMUNITY | CHLORINATION; AERATION FOR REMOVAL OF ANY SECONDARY CONTAMINANT, SULFIDE, OR ANY UNREGULATED CONTAMINANT; CORROSION CONTROL INHIBITOR ADDITION; HYPOCHLORINATION; IRON OR MANGANESE SEQUESTRATION; OR ULTRAVIOLET RADIATION. THE LEAD/CHIEF OPERATOR MUST BE CLASS D OR HIGHER. 50,000 GPD UP TO 0.25 MGD-STAFFING BY CLASS D OR HIGHER OPERATOR: 3 VISITS/WEEK ON NONCONSECUTIVE DAYS FOR A TOTAL OF 0.3 HOUR/WEEK. LESS THAN 50,000 GPD-STAFFING BY A CLASS D OR HIGHER OPERATOR: 2 VISITS/WEEK ON NONCONSECUTIVE DAYS FOR A TOTAL OF 0.2 HOUR/WEEK. THERE SHALL BE NO MORE THAN 5 DAYS BETWEEN THE LAST VISIT IN ONE WEEK AND THE FIRST VISIT IN THE NEXT WEEK. | N | Y | SHADY HILL ELEMENTARY SCHOOL | 5959 S MAGNOLIA AVE |  | OCALA | FL | 34471 |  | 3522914085 |  | CHARLES STEGALL | SHADY HILL ELEMENTARY SCHOOL | 1105 S W 7TH RD |  | OCALA | FL | 34471 | 571 | 3526207630 |  | COUNTY | 745 | 230000 | 2 | 2013-11-20 | 2021-02-04 | NTNC | 100
3 | MARION | CD |  | 3424702 | NONCOMMUNITY | CHLORINATION; AERATION FOR REMOVAL OF ANY SECONDARY CONTAMINANT, SULFIDE, OR ANY UNREGULATED CONTAMINANT; CORROSION CONTROL INHIBITOR ADDITION; HYPOCHLORINATION; IRON OR MANGANESE SEQUESTRATION; OR ULTRAVIOLET RADIATION. THE LEAD/CHIEF OPERATOR MUST BE CLASS D OR HIGHER. 50,000 GPD UP TO 0.25 MGD-STAFFING BY CLASS D OR HIGHER OPERATOR: 3 VISITS/WEEK ON NONCONSECUTIVE DAYS FOR A TOTAL OF 0.3 HOUR/WEEK. LESS THAN 50,000 GPD-STAFFING BY A CLASS D OR HIGHER OPERATOR: 2 VISITS/WEEK ON NONCONSECUTIVE DAYS FOR A TOTAL OF 0.2 HOUR/WEEK. THERE SHALL BE NO MORE THAN 5 DAYS BETWEEN THE LAST VISIT IN ONE WEEK AND THE FIRST VISIT IN THE NEXT WEEK. | N | Y | SAM'S PLAZA | 17052 NORTH HIGHWAY 301 |  | CITRA | FL | 32113 |  | 3525952533 |  | MANSUR LAKADAWALA | MANSUR LAKADAWALA | 299 HWY 17 SOUTH |  | EAST PALATKA | FL | 32131 |  | 3855386777 |  | INVESTOR | 25 | 9000 | 1 | 2016-12-09 | 2021-03-18 | NC01 | 50
3 | MARION | CD | dhoefly@gmail.com | 3424704 | NONCOMMUNITY | CHLORINATION; AERATION FOR REMOVAL OF ANY SECONDARY CONTAMINANT, SULFIDE, OR ANY UNREGULATED CONTAMINANT; CORROSION CONTROL INHIBITOR ADDITION; HYPOCHLORINATION; IRON OR MANGANESE SEQUESTRATION; OR ULTRAVIOLET RADIATION. THE LEAD/CHIEF OPERATOR MUST BE CLASS D OR HIGHER. 50,000 GPD UP TO 0.25 MGD-STAFFING BY CLASS D OR HIGHER OPERATOR: 3 VISITS/WEEK ON NONCONSECUTIVE DAYS FOR A TOTAL OF 0.3 HOUR/WEEK. LESS THAN 50,000 GPD-STAFFING BY A CLASS D OR HIGHER OPERATOR: 2 VISITS/WEEK ON NONCONSECUTIVE DAYS FOR A TOTAL OF 0.2 HOUR/WEEK. THERE SHALL BE NO MORE THAN 5 DAYS BETWEEN THE LAST VISIT IN ONE WEEK AND THE FIRST VISIT IN THE NEXT WEEK. | N | Y | MARKET OF MARION | 12888 SE US HWY 441 |  | BELLEVIEW | FL | 34420 |  | 3522456766 |  | DAN HOEFLY | STEVEN SHADDIX | 12888 SE US 441 |  | BELLEVIEW | FL | 34420 |  | 3522456766 |  | INVESTOR | 25 | 105000 | 9 | 2014-11-21 | 2019-01-10 | NC01 | 50
3 | MARION | CD |  | 3424707 | NONCOMMUNITY | CHLORINATION; AERATION FOR REMOVAL OF ANY SECONDARY CONTAMINANT, SULFIDE, OR ANY UNREGULATED CONTAMINANT; CORROSION CONTROL INHIBITOR ADDITION; HYPOCHLORINATION; IRON OR MANGANESE SEQUESTRATION; OR ULTRAVIOLET RADIATION. THE LEAD/CHIEF OPERATOR MUST BE CLASS D OR HIGHER. 50,000 GPD UP TO 0.25 MGD-STAFFING BY CLASS D OR HIGHER OPERATOR: 3 VISITS/WEEK ON NONCONSECUTIVE DAYS FOR A TOTAL OF 0.3 HOUR/WEEK. LESS THAN 50,000 GPD-STAFFING BY A CLASS D OR HIGHER OPERATOR: 2 VISITS/WEEK ON NONCONSECUTIVE DAYS FOR A TOTAL OF 0.2 HOUR/WEEK. THERE SHALL BE NO MORE THAN 5 DAYS BETWEEN THE LAST VISIT IN ONE WEEK AND THE FIRST VISIT IN THE NEXT WEEK. | N | Y | SPEEDY FOODS | 4881 NE 36TH AVE. |  | OCALA | FL | 34479 |  | 3526208641 |  | NICK ALI | NICK ALI | 4881 NE 36TH AVENUE |  | OCALA | FL | 34479 |  | 3526208641 |  | INVESTOR | 25 | 10800 | 1 | 2092-02-17 | 2018-06-12 | NC01 | 50
3 | MARION | CD |  | 3424709 | NONCOMMUNITY | CHLORINATION; AERATION FOR REMOVAL OF ANY SECONDARY CONTAMINANT, SULFIDE, OR ANY UNREGULATED CONTAMINANT; CORROSION CONTROL INHIBITOR ADDITION; HYPOCHLORINATION; IRON OR MANGANESE SEQUESTRATION; OR ULTRAVIOLET RADIATION. THE LEAD/CHIEF OPERATOR MUST BE CLASS D OR HIGHER. 50,000 GPD UP TO 0.25 MGD-STAFFING BY CLASS D OR HIGHER OPERATOR: 3 VISITS/WEEK ON NONCONSECUTIVE DAYS FOR A TOTAL OF 0.3 HOUR/WEEK. LESS THAN 50,000 GPD-STAFFING BY A CLASS D OR HIGHER OPERATOR: 2 VISITS/WEEK ON NONCONSECUTIVE DAYS FOR A TOTAL OF 0.2 HOUR/WEEK. THERE SHALL BE NO MORE THAN 5 DAYS BETWEEN THE LAST VISIT IN ONE WEEK AND THE FIRST VISIT IN THE NEXT WEEK. | N | Y | MR. B'S SOUTHERN STYLE COOKING REST. | 18505 N US HWY 441 |  | REDDICK | FL | 32686 |  | 3525911006 |  | ELAINE MCDAVID | BRUCE BATTS | 4700 MILLENIA BLVD STE 175 |  | ORLANDO | FL | 32839 |  | 4076165884 |  | INVESTOR | 25 | 36000 | 2 | 2019-07-15 | 2019-06-05 | NC01 | 50
3 | MARION | CD |  | 3424712 | NONCOMMUNITY | CHLORINATION; AERATION FOR REMOVAL OF ANY SECONDARY CONTAMINANT, SULFIDE, OR ANY UNREGULATED CONTAMINANT; CORROSION CONTROL INHIBITOR ADDITION; HYPOCHLORINATION; IRON OR MANGANESE SEQUESTRATION; OR ULTRAVIOLET RADIATION. THE LEAD/CHIEF OPERATOR MUST BE CLASS D OR HIGHER. 50,000 GPD UP TO 0.25 MGD-STAFFING BY CLASS D OR HIGHER OPERATOR: 3 VISITS/WEEK ON NONCONSECUTIVE DAYS FOR A TOTAL OF 0.3 HOUR/WEEK. LESS THAN 50,000 GPD-STAFFING BY A CLASS D OR HIGHER OPERATOR: 2 VISITS/WEEK ON NONCONSECUTIVE DAYS FOR A TOTAL OF 0.2 HOUR/WEEK. THERE SHALL BE NO MORE THAN 5 DAYS BETWEEN THE LAST VISIT IN ONE WEEK AND THE FIRST VISIT IN THE NEXT WEEK. | N | Y | DIAMOND OIL #103 | 3511 NE 36TH AVE |  | OCALA | FL | 34470 |  | 3523512636 |  | SHAHZAD ALWANI | SHAHZAD ALWANI | 10053 BRANDON CIR |  | ORLANDO | FL | 32836 |  | 3523616282 |  | INVESTOR | 25 | 18000 | 1 | 2019-03-26 | 2018-11-16 | NC01 | 50
3 | MARION | CD |  | 3424715 | NONCOMMUNITY | CHLORINATION; AERATION FOR REMOVAL OF ANY SECONDARY CONTAMINANT, SULFIDE, OR ANY UNREGULATED CONTAMINANT; CORROSION CONTROL INHIBITOR ADDITION; HYPOCHLORINATION; IRON OR MANGANESE SEQUESTRATION; OR ULTRAVIOLET RADIATION. THE LEAD/CHIEF OPERATOR MUST BE CLASS D OR HIGHER. 50,000 GPD UP TO 0.25 MGD-STAFFING BY CLASS D OR HIGHER OPERATOR: 3 VISITS/WEEK ON NONCONSECUTIVE DAYS FOR A TOTAL OF 0.3 HOUR/WEEK. LESS THAN 50,000 GPD-STAFFING BY A CLASS D OR HIGHER OPERATOR: 2 VISITS/WEEK ON NONCONSECUTIVE DAYS FOR A TOTAL OF 0.2 HOUR/WEEK. THERE SHALL BE NO MORE THAN 5 DAYS BETWEEN THE LAST VISIT IN ONE WEEK AND THE FIRST VISIT IN THE NEXT WEEK. | N | Y | ROCCO'S PIZZA | 11388 COUNTY ROAD 316 |  | FORT MCCOY | FL | 32670 |  | 3527322274 |  | LINDA ARCHIBALD | LINDA ARCHIBALD | 1146 SE 37TH TERRACE |  | OCALA | FL | 34471 |  | 3527322274 |  | INVESTOR | 25 | 18000 | 1 | 2017-01-02 | 2021-08-20 | NC01 | 50
3 | MARION | CD |  | 3424769 | NONCOMMUNITY | CHLORINATION; AERATION FOR REMOVAL OF ANY SECONDARY CONTAMINANT, SULFIDE, OR ANY UNREGULATED CONTAMINANT; CORROSION CONTROL INHIBITOR ADDITION; HYPOCHLORINATION; IRON OR MANGANESE SEQUESTRATION; OR ULTRAVIOLET RADIATION. THE LEAD/CHIEF OPERATOR MUST BE CLASS D OR HIGHER. 50,000 GPD UP TO 0.25 MGD-STAFFING BY CLASS D OR HIGHER OPERATOR: 3 VISITS/WEEK ON NONCONSECUTIVE DAYS FOR A TOTAL OF 0.3 HOUR/WEEK. LESS THAN 50,000 GPD-STAFFING BY A CLASS D OR HIGHER OPERATOR: 2 VISITS/WEEK ON NONCONSECUTIVE DAYS FOR A TOTAL OF 0.2 HOUR/WEEK. THERE SHALL BE NO MORE THAN 5 DAYS BETWEEN THE LAST VISIT IN ONE WEEK AND THE FIRST VISIT IN THE NEXT WEEK. | N | Y | SILVER SPRINGS MOOSE LODGE #1199 | 7165 SE MARICAMP ROAD |  | OCALA | FL | 34472 |  | 3526873744 |  | JIM MAGNUSSEN | PRESIDENT | PO BOX 830625 |  | OCALA | FL | 34483 |  | 3526873744 |  | INVESTOR | 25 | 5760 | 1 | 2018-06-08 | 2018-05-09 | NC01 | 50
3 | MARION | CD |  | 3424775 | NONCOMMUNITY | CHLORINATION; AERATION FOR REMOVAL OF ANY SECONDARY CONTAMINANT, SULFIDE, OR ANY UNREGULATED CONTAMINANT; CORROSION CONTROL INHIBITOR ADDITION; HYPOCHLORINATION; IRON OR MANGANESE SEQUESTRATION; OR ULTRAVIOLET RADIATION. THE LEAD/CHIEF OPERATOR MUST BE CLASS D OR HIGHER. 50,000 GPD UP TO 0.25 MGD-STAFFING BY CLASS D OR HIGHER OPERATOR: 3 VISITS/WEEK ON NONCONSECUTIVE DAYS FOR A TOTAL OF 0.3 HOUR/WEEK. LESS THAN 50,000 GPD-STAFFING BY A CLASS D OR HIGHER OPERATOR: 2 VISITS/WEEK ON NONCONSECUTIVE DAYS FOR A TOTAL OF 0.2 HOUR/WEEK. THERE SHALL BE NO MORE THAN 5 DAYS BETWEEN THE LAST VISIT IN ONE WEEK AND THE FIRST VISIT IN THE NEXT WEEK. | N | Y | LENA'S SEAFOOD | 18478 E. HIGHWAY 40 |  | SILVER SPRINGS | FL | 34488 |  | 3526256489 |  | KAREN YOUNG | LENA'S SEAFOOD | 18478 E HWY 40 |  | SILVER SPRINGS | FL | 34488 |  | 3526256489 |  | INVESTOR | 25 | 36000 | 1 | 2021-02-08 | 2021-02-02 | NC01 | 50
3 | MARION | CD |  | 3424783 | NONCOMMUNITY | CHLORINATION; AERATION FOR REMOVAL OF ANY SECONDARY CONTAMINANT, SULFIDE, OR ANY UNREGULATED CONTAMINANT; CORROSION CONTROL INHIBITOR ADDITION; HYPOCHLORINATION; IRON OR MANGANESE SEQUESTRATION; OR ULTRAVIOLET RADIATION. THE LEAD/CHIEF OPERATOR MUST BE CLASS D OR HIGHER. 50,000 GPD UP TO 0.25 MGD-STAFFING BY CLASS D OR HIGHER OPERATOR: 3 VISITS/WEEK ON NONCONSECUTIVE DAYS FOR A TOTAL OF 0.3 HOUR/WEEK. LESS THAN 50,000 GPD-STAFFING BY A CLASS D OR HIGHER OPERATOR: 2 VISITS/WEEK ON NONCONSECUTIVE DAYS FOR A TOTAL OF 0.2 HOUR/WEEK. THERE SHALL BE NO MORE THAN 5 DAYS BETWEEN THE LAST VISIT IN ONE WEEK AND THE FIRST VISIT IN THE NEXT WEEK. | N | Y | DIAMOND OIL #104 | 5790 NE 7TH ST |  | OCALA | FL | 34471 |  | 3522365662 |  |  | MRS HASUMATIBEN PATEL | 3101 SE 45TH CT |  | OCALA | FL | 34488 |  | 3522365662 |  | INVESTOR | 25 | 36000 | 1 | 2019-02-22 | 2018-11-16 | NC01 | 50
3 | MARION | CD | none | 3424787 | NONTRANSIENT NONCOMMUNITY | CHLORINATION; AERATION FOR REMOVAL OF ANY SECONDARY CONTAMINANT, SULFIDE, OR ANY UNREGULATED CONTAMINANT; CORROSION CONTROL INHIBITOR ADDITION; HYPOCHLORINATION; IRON OR MANGANESE SEQUESTRATION; OR ULTRAVIOLET RADIATION. THE LEAD/CHIEF OPERATOR MUST BE CLASS D OR HIGHER. 50,000 GPD UP TO 0.25 MGD-STAFFING BY CLASS D OR HIGHER OPERATOR: 3 VISITS/WEEK ON NONCONSECUTIVE DAYS FOR A TOTAL OF 0.3 HOUR/WEEK. LESS THAN 50,000 GPD-STAFFING BY A CLASS D OR HIGHER OPERATOR: 2 VISITS/WEEK ON NONCONSECUTIVE DAYS FOR A TOTAL OF 0.2 HOUR/WEEK. THERE SHALL BE NO MORE THAN 5 DAYS BETWEEN THE LAST VISIT IN ONE WEEK AND THE FIRST VISIT IN THE NEXT WEEK. | N | Y | RING POWER CORP | 6200 N HWY 441 |  | OCALA | FL | 34475 |  | 3527324600 |  | DANIELLE STIGLITZ | BRIAN BROWN | 500 WORLD COMMERCE PKWY. |  | ST AUGUSTINE | FL | 32092 |  | 9044941417 |  | INVESTOR | 80 | 24000 | 4 | 2019-07-24 | 2019-05-29 | NTNC | 100
3 | MARION | CD | utilitymessage@yahoo.com | 3424789 | COMMUNITY | CHLORINATION; AERATION FOR REMOVAL OF ANY SECONDARY CONTAMINANT, SULFIDE, OR ANY UNREGULATED CONTAMINANT; CORROSION CONTROL INHIBITOR ADDITION; HYPOCHLORINATION; IRON OR MANGANESE SEQUESTRATION; OR ULTRAVIOLET RADIATION. THE LEAD/CHIEF OPERATOR MUST BE CLASS D OR HIGHER. 50,000 GPD UP TO 0.25 MGD-STAFFING BY CLASS D OR HIGHER OPERATOR: 3 VISITS/WEEK ON NONCONSECUTIVE DAYS FOR A TOTAL OF 0.3 HOUR/WEEK. LESS THAN 50,000 GPD-STAFFING BY A CLASS D OR HIGHER OPERATOR: 2 VISITS/WEEK ON NONCONSECUTIVE DAYS FOR A TOTAL OF 0.2 HOUR/WEEK. THERE SHALL BE NO MORE THAN 5 DAYS BETWEEN THE LAST VISIT IN ONE WEEK AND THE FIRST VISIT IN THE NEXT WEEK. | N | Y | LAKEVIEW WOODS/TRAILS EAST S/D | 13000 E HWY 40 |  | SILVER SPRINGS | FL | 34489 |  | 3526252822 |  | MICHAEL SMALLRIDGE | MICHAEL SMALLRIDGE | 5911 TROUBLE CREEK ROAD |  | NEW PORT RICHEY | FL | 34652 |  | 3523027406 |  | INVESTOR | 224 | 180000 | 64 | 2019-12-26 | 2019-10-02 | DC05 | 500
3 | MARION | CD | none | 3424790 | NONTRANSIENT NONCOMMUNITY | CHLORINATION; AERATION FOR REMOVAL OF ANY SECONDARY CONTAMINANT, SULFIDE, OR ANY UNREGULATED CONTAMINANT; CORROSION CONTROL INHIBITOR ADDITION; HYPOCHLORINATION; IRON OR MANGANESE SEQUESTRATION; OR ULTRAVIOLET RADIATION. THE LEAD/CHIEF OPERATOR MUST BE CLASS D OR HIGHER. 50,000 GPD UP TO 0.25 MGD-STAFFING BY CLASS D OR HIGHER OPERATOR: 3 VISITS/WEEK ON NONCONSECUTIVE DAYS FOR A TOTAL OF 0.3 HOUR/WEEK. LESS THAN 50,000 GPD-STAFFING BY A CLASS D OR HIGHER OPERATOR: 2 VISITS/WEEK ON NONCONSECUTIVE DAYS FOR A TOTAL OF 0.2 HOUR/WEEK. THERE SHALL BE NO MORE THAN 5 DAYS BETWEEN THE LAST VISIT IN ONE WEEK AND THE FIRST VISIT IN THE NEXT WEEK. | N | Y | BELLEVIEW PLAYLAND DAYCARE | 7300 COUNTY HWY 25 |  | BELLEVIEW | FL | 34420 |  | 3522450339 |  | DARSHANA DOSHI | DARSHANA DOSHI | 7300 CR 25 |  | BELLEVIEW | FL | 34420 |  | 3522450339 |  | INVESTOR | 168 | 10800 | 1 | 2019-04-15 | 2019-01-03 | NTNC | 100
3 | MARION | CD | ubcanthony@earthlink.net | 3424794 | NONCOMMUNITY | CHLORINATION; AERATION FOR REMOVAL OF ANY SECONDARY CONTAMINANT, SULFIDE, OR ANY UNREGULATED CONTAMINANT; CORROSION CONTROL INHIBITOR ADDITION; HYPOCHLORINATION; IRON OR MANGANESE SEQUESTRATION; OR ULTRAVIOLET RADIATION. THE LEAD/CHIEF OPERATOR MUST BE CLASS D OR HIGHER. 50,000 GPD UP TO 0.25 MGD-STAFFING BY CLASS D OR HIGHER OPERATOR: 3 VISITS/WEEK ON NONCONSECUTIVE DAYS FOR A TOTAL OF 0.3 HOUR/WEEK. LESS THAN 50,000 GPD-STAFFING BY A CLASS D OR HIGHER OPERATOR: 2 VISITS/WEEK ON NONCONSECUTIVE DAYS FOR A TOTAL OF 0.2 HOUR/WEEK. THERE SHALL BE NO MORE THAN 5 DAYS BETWEEN THE LAST VISIT IN ONE WEEK AND THE FIRST VISIT IN THE NEXT WEEK. | N | Y | UNITY BAPTIST CHURCH | 1300 NE 100TH ST. |  | ANTHONY | FL | 32617 |  | 3523681755 |  | SUSAN WALLACE | [9 empty] | OTHER | 25 | 14400 | 1 | 2013-10-03 | 2020-05-22 | NC01 | 50
3 | MARION | CD | lodge2535@mooseunits.org | 3424795 | NONCOMMUNITY | CHLORINATION; AERATION FOR REMOVAL OF ANY SECONDARY CONTAMINANT, SULFIDE, OR ANY UNREGULATED CONTAMINANT; CORROSION CONTROL INHIBITOR ADDITION; HYPOCHLORINATION; IRON OR MANGANESE SEQUESTRATION; OR ULTRAVIOLET RADIATION. THE LEAD/CHIEF OPERATOR MUST BE CLASS D OR HIGHER. 50,000 GPD UP TO 0.25 MGD-STAFFING BY CLASS D OR HIGHER OPERATOR: 3 VISITS/WEEK ON NONCONSECUTIVE DAYS FOR A TOTAL OF 0.3 HOUR/WEEK. LESS THAN 50,000 GPD-STAFFING BY A CLASS D OR HIGHER OPERATOR: 2 VISITS/WEEK ON NONCONSECUTIVE DAYS FOR A TOTAL OF 0.2 HOUR/WEEK. THERE SHALL BE NO MORE THAN 5 DAYS BETWEEN THE LAST VISIT IN ONE WEEK AND THE FIRST VISIT IN THE NEXT WEEK. | N | Y | MOOSE LODGE 2535 | 6485 SOUTH HIGHWAY 314-A |  | OCKLAWAHA | FL | 32179 |  | 3526253525 |  | GENE FIGARY | GENE FIGARY | 6485 S HWY 314A |  | OCKLAWAHA | FL | 32179 | 2916 | 3526259296 |  | INVESTOR | 25 | 18000 | 1 | 2015-09-08 | 2019-01-30 | NC01 | 50
3 | MARION | CD |  | 3424796 | NONCOMMUNITY | CHLORINATION; AERATION FOR REMOVAL OF ANY SECONDARY CONTAMINANT, SULFIDE, OR ANY UNREGULATED CONTAMINANT; CORROSION CONTROL INHIBITOR ADDITION; HYPOCHLORINATION; IRON OR MANGANESE SEQUESTRATION; OR ULTRAVIOLET RADIATION. THE LEAD/CHIEF OPERATOR MUST BE CLASS D OR HIGHER. 50,000 GPD UP TO 0.25 MGD-STAFFING BY CLASS D OR HIGHER OPERATOR: 3 VISITS/WEEK ON NONCONSECUTIVE DAYS FOR A TOTAL OF 0.3 HOUR/WEEK. LESS THAN 50,000 GPD-STAFFING BY A CLASS D OR HIGHER OPERATOR: 2 VISITS/WEEK ON NONCONSECUTIVE DAYS FOR A TOTAL OF 0.2 HOUR/WEEK. THERE SHALL BE NO MORE THAN 5 DAYS BETWEEN THE LAST VISIT IN ONE WEEK AND THE FIRST VISIT IN THE NEXT WEEK. | N | Y | LITTLE ORANGE GROCERIES | 14501 SE US 301 |  | SUMMERFIELD | FL | 34491 |  | 3522456348 |  | FEVIL PATEL | FEVIL PATEL | 14501 SE US 301 |  | SUMMERFIELD | FL | 34491 |  | 3525025316 |  | INVESTOR | 25 | 7200 | 2 | 2019-10-02 | 2019-01-10 | NC01 | 50
3 | MARION | CD |  | 3424798 | NONCOMMUNITY | CHLORINATION; AERATION FOR REMOVAL OF ANY SECONDARY CONTAMINANT, SULFIDE, OR ANY UNREGULATED CONTAMINANT; CORROSION CONTROL INHIBITOR ADDITION; HYPOCHLORINATION; IRON OR MANGANESE SEQUESTRATION; OR ULTRAVIOLET RADIATION. THE LEAD/CHIEF OPERATOR MUST BE CLASS D OR HIGHER. 50,000 GPD UP TO 0.25 MGD-STAFFING BY CLASS D OR HIGHER OPERATOR: 3 VISITS/WEEK ON NONCONSECUTIVE DAYS FOR A TOTAL OF 0.3 HOUR/WEEK. LESS THAN 50,000 GPD-STAFFING BY A CLASS D OR HIGHER OPERATOR: 2 VISITS/WEEK ON NONCONSECUTIVE DAYS FOR A TOTAL OF 0.2 HOUR/WEEK. THERE SHALL BE NO MORE THAN 5 DAYS BETWEEN THE LAST VISIT IN ONE WEEK AND THE FIRST VISIT IN THE NEXT WEEK. | N | Y | QUICK KING #2 | 7000 JACKSONVILLE RD |  | OCALA | FL | 34470 |  | 3526290201 |  | ARPIT PATEL | ARPIT PATEL | 3415 W. ANTHONY RD. | #604 | OCALA | FL | 34475 |  | 3524029191 |  | INVESTOR | 25 | 18000 | 1 | 2014-03-14 | 2017-11-27 | NC01 | 50
3 | MARION | CD |  | 3424799 | NONCOMMUNITY | CHLORINATION; AERATION FOR REMOVAL OF ANY SECONDARY CONTAMINANT, SULFIDE, OR ANY UNREGULATED CONTAMINANT; CORROSION CONTROL INHIBITOR ADDITION; HYPOCHLORINATION; IRON OR MANGANESE SEQUESTRATION; OR ULTRAVIOLET RADIATION. THE LEAD/CHIEF OPERATOR MUST BE CLASS D OR HIGHER. 50,000 GPD UP TO 0.25 MGD-STAFFING BY CLASS D OR HIGHER OPERATOR: 3 VISITS/WEEK ON NONCONSECUTIVE DAYS FOR A TOTAL OF 0.3 HOUR/WEEK. LESS THAN 50,000 GPD-STAFFING BY A CLASS D OR HIGHER OPERATOR: 2 VISITS/WEEK ON NONCONSECUTIVE DAYS FOR A TOTAL OF 0.2 HOUR/WEEK. THERE SHALL BE NO MORE THAN 5 DAYS BETWEEN THE LAST VISIT IN ONE WEEK AND THE FIRST VISIT IN THE NEXT WEEK. | N | Y | QUICK KING #5 | 3620 CR 4848 |  | BELLEVIEW | FL | 34420 |  | 3522458708 |  | VIJAY OR HARSHA PATEL | VIJAY OR HARSHA PATEL | 3620 CR 484 |  | BELLEVIEW | FL | 34420 |  | 3524029191 |  | INVESTOR | 25 | 18000 | 1 | 2011-04-21 | 2018-03-07 | NC01 | 50
3 | MARION | CD | tabathavelazquez@gmail.com | 3424800 | NONCOMMUNITY | CHLORINATION; AERATION FOR REMOVAL OF ANY SECONDARY CONTAMINANT, SULFIDE, OR ANY UNREGULATED CONTAMINANT; CORROSION CONTROL INHIBITOR ADDITION; HYPOCHLORINATION; IRON OR MANGANESE SEQUESTRATION; OR ULTRAVIOLET RADIATION. THE LEAD/CHIEF OPERATOR MUST BE CLASS D OR HIGHER. 50,000 GPD UP TO 0.25 MGD-STAFFING BY CLASS D OR HIGHER OPERATOR: 3 VISITS/WEEK ON NONCONSECUTIVE DAYS FOR A TOTAL OF 0.3 HOUR/WEEK. LESS THAN 50,000 GPD-STAFFING BY A CLASS D OR HIGHER OPERATOR: 2 VISITS/WEEK ON NONCONSECUTIVE DAYS FOR A TOTAL OF 0.2 HOUR/WEEK. THERE SHALL BE NO MORE THAN 5 DAYS BETWEEN THE LAST VISIT IN ONE WEEK AND THE FIRST VISIT IN THE NEXT WEEK. | N | Y | TABBY'S RESTAURANT | 10863 E HIGHWAY 40 |  | SILVER SPRINGS | FL | 34488 |  | 3523041323 |  | TABATHA VELAZQUEZ | TABATHA VELAZQUEZ | 10863 E HWY 40 |  | SILVER SPRINGS | FL | 34488 |  | 3524970804 |  | INVESTOR | 25 | 18000 | 1 | 2018-06-22 | 2020-02-18 | NC01 | 50
3 | MARION | CD |  | 3424801 | NONCOMMUNITY | CHLORINATION; AERATION FOR REMOVAL OF ANY SECONDARY CONTAMINANT, SULFIDE, OR ANY UNREGULATED CONTAMINANT; CORROSION CONTROL INHIBITOR ADDITION; HYPOCHLORINATION; IRON OR MANGANESE SEQUESTRATION; OR ULTRAVIOLET RADIATION. THE LEAD/CHIEF OPERATOR MUST BE CLASS D OR HIGHER. 50,000 GPD UP TO 0.25 MGD-STAFFING BY CLASS D OR HIGHER OPERATOR: 3 VISITS/WEEK ON NONCONSECUTIVE DAYS FOR A TOTAL OF 0.3 HOUR/WEEK. LESS THAN 50,000 GPD-STAFFING BY A CLASS D OR HIGHER OPERATOR: 2 VISITS/WEEK ON NONCONSECUTIVE DAYS FOR A TOTAL OF 0.2 HOUR/WEEK. THERE SHALL BE NO MORE THAN 5 DAYS BETWEEN THE LAST VISIT IN ONE WEEK AND THE FIRST VISIT IN THE NEXT WEEK. | N | Y | LIZNA INC | 18261 N. US HWY 301 |  | CITRA | FL | 32113 |  | 3525953415 |  | MADADALI DHARANI | APEC | PO BOX 1110 |  | BRANDON | FL | 33509 |  | 8136814279 |  | INVESTOR | 25 | 11520 | 1 | 2016-07-15 | 2019-11-21 | NC01 | 50
3 | MARION | CD | townley@aol.com | 3424803 | NONTRANSIENT NONCOMMUNITY | CHLORINATION; AERATION FOR REMOVAL OF ANY SECONDARY CONTAMINANT, SULFIDE, OR ANY UNREGULATED CONTAMINANT; CORROSION CONTROL INHIBITOR ADDITION; HYPOCHLORINATION; IRON OR MANGANESE SEQUESTRATION; OR ULTRAVIOLET RADIATION. THE LEAD/CHIEF OPERATOR MUST BE CLASS D OR HIGHER. 50,000 GPD UP TO 0.25 MGD-STAFFING BY CLASS D OR HIGHER OPERATOR: 3 VISITS/WEEK ON NONCONSECUTIVE DAYS FOR A TOTAL OF 0.3 HOUR/WEEK. LESS THAN 50,000 GPD-STAFFING BY A CLASS D OR HIGHER OPERATOR: 2 VISITS/WEEK ON NONCONSECUTIVE DAYS FOR A TOTAL OF 0.2 HOUR/WEEK. THERE SHALL BE NO MORE THAN 5 DAYS BETWEEN THE LAST VISIT IN ONE WEEK AND THE FIRST VISIT IN THE NEXT WEEK. | N | Y | TOWNLEY MANUFACTURING COMPANY | 10551 S E 110TH ST RD |  | CANDLER | FL | 32624 |  | 3526873001 |  | J O TOWNLEY | J O TOWNLEY | PO BOX 221 |  | CANDLER | FL | 32111 | 221 | 3526873001 |  | INVESTOR | 25 | 21600 | 6 | 2018-08-22 | 2021-06-29 | NTNC | 100
3 | MARION | CD | bbush@fs.fed.us | 3424805 | NONCOMMUNITY | CHLORINATION; AERATION FOR REMOVAL OF ANY SECONDARY CONTAMINANT, SULFIDE, OR ANY UNREGULATED CONTAMINANT; CORROSION CONTROL INHIBITOR ADDITION; HYPOCHLORINATION; IRON OR MANGANESE SEQUESTRATION; OR ULTRAVIOLET RADIATION. THE LEAD/CHIEF OPERATOR MUST BE CLASS D OR HIGHER. 50,000 GPD UP TO 0.25 MGD-STAFFING BY CLASS D OR HIGHER OPERATOR: 3 VISITS/WEEK ON NONCONSECUTIVE DAYS FOR A TOTAL OF 0.3 HOUR/WEEK. LESS THAN 50,000 GPD-STAFFING BY A CLASS D OR HIGHER OPERATOR: 2 VISITS/WEEK ON NONCONSECUTIVE DAYS FOR A TOTAL OF 0.2 HOUR/WEEK. THERE SHALL BE NO MORE THAN 5 DAYS BETWEEN THE LAST VISIT IN ONE WEEK AND THE FIRST VISIT IN THE NEXT WEEK. | N | Y | USDA/SILVER GLENN SPRINGS | 5301 HWY 19 NORTH |  | SALT SPRINGS | FL | 32134 |  | 3526852799 |  |  | LEIGH OSTIN | 17147 E. FL-40 |  | SILVER SPRINGS | FL | 34488 |  | 3526252520 | 2504 | INVESTOR | 100 | 57600 | 5 | 2016-12-27 | 2021-07-29 | NC01 | 50
3 | MARION | CD |  | 3424806 | NONCOMMUNITY | CHLORINATION; AERATION FOR REMOVAL OF ANY SECONDARY CONTAMINANT, SULFIDE, OR ANY UNREGULATED CONTAMINANT; CORROSION CONTROL INHIBITOR ADDITION; HYPOCHLORINATION; IRON OR MANGANESE SEQUESTRATION; OR ULTRAVIOLET RADIATION. THE LEAD/CHIEF OPERATOR MUST BE CLASS D OR HIGHER. 50,000 GPD UP TO 0.25 MGD-STAFFING BY CLASS D OR HIGHER OPERATOR: 3 VISITS/WEEK ON NONCONSECUTIVE DAYS FOR A TOTAL OF 0.3 HOUR/WEEK. LESS THAN 50,000 GPD-STAFFING BY A CLASS D OR HIGHER OPERATOR: 2 VISITS/WEEK ON NONCONSECUTIVE DAYS FOR A TOTAL OF 0.2 HOUR/WEEK. THERE SHALL BE NO MORE THAN 5 DAYS BETWEEN THE LAST VISIT IN ONE WEEK AND THE FIRST VISIT IN THE NEXT WEEK. | N | Y | OAK-GRINER BAPTIST CHURCH | 6422 NE JACKSONVILLE RD |  | OCALA | FL | 34479 |  | 3526228625 |  |  | SUSAN RANEW | 6422 NE JACKSONVILLE RD |  | OCALA | FL | 34479 | 1338 | 3526228625 |  | UNKNOWN | 97 | 18000 | 3 | 2014-08-06 | 2020-04-15 | NC01 | 50
3 | MARION | CD | JODY.KIRKMAN@MARIONFL.ORG | 3424807 | NONCOMMUNITY | CHLORINATION; AERATION FOR REMOVAL OF ANY SECONDARY CONTAMINANT, SULFIDE, OR ANY UNREGULATED CONTAMINANT; CORROSION CONTROL INHIBITOR ADDITION; HYPOCHLORINATION; IRON OR MANGANESE SEQUESTRATION; OR ULTRAVIOLET RADIATION. THE LEAD/CHIEF OPERATOR MUST BE CLASS D OR HIGHER. 50,000 GPD UP TO 0.25 MGD-STAFFING BY CLASS D OR HIGHER OPERATOR: 3 VISITS/WEEK ON NONCONSECUTIVE DAYS FOR A TOTAL OF 0.3 HOUR/WEEK. LESS THAN 50,000 GPD-STAFFING BY A CLASS D OR HIGHER OPERATOR: 2 VISITS/WEEK ON NONCONSECUTIVE DAYS FOR A TOTAL OF 0.2 HOUR/WEEK. THERE SHALL BE NO MORE THAN 5 DAYS BETWEEN THE LAST VISIT IN ONE WEEK AND THE FIRST VISIT IN THE NEXT WEEK. | N | Y | WALDBUSSER'S | SE183 AV & SE 90 ST |  | OKLAWAHA | FL | 32670 |  | 3526221171 |  | JODY KIRKMAN | MARION COUNTY UTILITIES | 11800 S US HWY 441 |  | BELLEVIEW | FL | 34420 |  | 3523076000 |  | INVESTOR | 25 | 7200 | 25 | 2013-02-07 | 2020-03-13 | NC01 | 50
3 | MARION | CD | JODY.KIRKMAN@MARIONFL.ORG | 3424808 | COMMUNITY | CHLORINATION; AERATION FOR REMOVAL OF ANY SECONDARY CONTAMINANT, SULFIDE, OR ANY UNREGULATED CONTAMINANT; CORROSION CONTROL INHIBITOR ADDITION; HYPOCHLORINATION; IRON OR MANGANESE SEQUESTRATION; OR ULTRAVIOLET RADIATION. THE LEAD/CHIEF OPERATOR MUST BE CLASS D OR HIGHER. 50,000 GPD UP TO 0.25 MGD-STAFFING BY CLASS D OR HIGHER OPERATOR: 3 VISITS/WEEK ON NONCONSECUTIVE DAYS FOR A TOTAL OF 0.3 HOUR/WEEK. LESS THAN 50,000 GPD-STAFFING BY A CLASS D OR HIGHER OPERATOR: 2 VISITS/WEEK ON NONCONSECUTIVE DAYS FOR A TOTAL OF 0.2 HOUR/WEEK. THERE SHALL BE NO MORE THAN 5 DAYS BETWEEN THE LAST VISIT IN ONE WEEK AND THE FIRST VISIT IN THE NEXT WEEK. | N | Y | PONDEROSA M.H./SUBDIVISION | 12335 SE 126 CT |  | OKLAWAHA | FL | 32670 |  | 3526221171 |  | JODY KIRKMAN | MARION COUNTY UTILITIES | 11800 S US HWY 441 |  | BELLEVIEW | FL | 34420 |  | 3523076000 |  | INVESTOR | 67 | 34560 | 19 | 2014-09-12 | 2019-01-11 | DC06 | 100
3 | MARION | CD | None | 3424809 | NONCOMMUNITY | CHLORINATION; AERATION FOR REMOVAL OF ANY SECONDARY CONTAMINANT, SULFIDE, OR ANY UNREGULATED CONTAMINANT; CORROSION CONTROL INHIBITOR ADDITION; HYPOCHLORINATION; IRON OR MANGANESE SEQUESTRATION; OR ULTRAVIOLET RADIATION. THE LEAD/CHIEF OPERATOR MUST BE CLASS D OR HIGHER. 50,000 GPD UP TO 0.25 MGD-STAFFING BY CLASS D OR HIGHER OPERATOR: 3 VISITS/WEEK ON NONCONSECUTIVE DAYS FOR A TOTAL OF 0.3 HOUR/WEEK. LESS THAN 50,000 GPD-STAFFING BY A CLASS D OR HIGHER OPERATOR: 2 VISITS/WEEK ON NONCONSECUTIVE DAYS FOR A TOTAL OF 0.2 HOUR/WEEK. THERE SHALL BE NO MORE THAN 5 DAYS BETWEEN THE LAST VISIT IN ONE WEEK AND THE FIRST VISIT IN THE NEXT WEEK. | N | Y | BRIAR PATCH MOBILE HOME PARK | 9600 SE 36TH AVE | FAC REOPENED 5-15-19 | BELLEVIEW | FL | 34420 |  | 3522450606 |  |  | GAYLE SASNETT-REED | 9600 SE 36TH AVE |  | BELLEVIEW | FL | 34420 |  | 3522450606 |  | INVESTOR/LICENSED PUBLIC UTILITIES | 140 | 86400 | 60 | 2019-08-05 | 2019-07-18 | NC01 | 50
3 | MARION | CD |  | 3424811 | NONCOMMUNITY | CHLORINATION; AERATION FOR REMOVAL OF ANY SECONDARY CONTAMINANT, SULFIDE, OR ANY UNREGULATED CONTAMINANT; CORROSION CONTROL INHIBITOR ADDITION; HYPOCHLORINATION; IRON OR MANGANESE SEQUESTRATION; OR ULTRAVIOLET RADIATION. THE LEAD/CHIEF OPERATOR MUST BE CLASS D OR HIGHER. 50,000 GPD UP TO 0.25 MGD-STAFFING BY CLASS D OR HIGHER OPERATOR: 3 VISITS/WEEK ON NONCONSECUTIVE DAYS FOR A TOTAL OF 0.3 HOUR/WEEK. LESS THAN 50,000 GPD-STAFFING BY A CLASS D OR HIGHER OPERATOR: 2 VISITS/WEEK ON NONCONSECUTIVE DAYS FOR A TOTAL OF 0.2 HOUR/WEEK. THERE SHALL BE NO MORE THAN 5 DAYS BETWEEN THE LAST VISIT IN ONE WEEK AND THE FIRST VISIT IN THE NEXT WEEK. | N | Y | PENNEY PARK MHP | 1001 NE 77TH ST |  | OCALA | FL | 34479 |  | 3526949691 |  | ROBERT BECK | ROBERT BECK | 3725 SE 58TH AVE |  | OCALA | FL | 34480 |  | 3526949691 |  | INVESTOR | 25 | 14000 | 27 | 2020-02-06 | 2019-06-12 | NC01 | 50
3 | MARION | CD | CHARLES.STEGALL@MARION.K12.FL.US | 3424812 | NONTRANSIENT NONCOMMUNITY | AERATION FOR REMOVAL OF ANY PRIMARY CONTAMINANT; ALKALINITY/PH ADJUSTMENT; CHLORAMIN ATION; CHLORINE DIOXIDE FOR OXIDATION OR DISINFECTION; FLUORIDATION; ION EXCHANGE FOR REMOVAL OF ANY SECONDARY CONTAMINANT, SULFIDE, OR ANY UNREGULATED CONTAMINANT; OR OZONATION. THE LEAD/CHIEF OPERATOR MUST BE CLASS C OR HIGHER. 5.0 MGD UP TO 10 MGD-STAFFING BY CLASS C OR HIGHER OPERATOR: 6 HOURS/DAY FOR 5 DAYS/WEEK AND ONE VISIT ON EACH WEEKEND DAY. 3.0 MGD UP TO 5.0 MGD-STAFFING BY CLASS C OR HIGHER OPERATOR: 3 HOURS/DAY FOR 5 DAYS/WEEK AND ONE VISIT ON EACH WEEKEND DAY. 1.0 MGD UP TO 3.0 MGD-STAFFING BY CLASS C OR HIGHER OPERATOR: 1 HOUR/DAY FOR 5 DAYS/WEEK AND ONE VISIT ON EACH WEEKEND DAY. 0.1 MGD UP TO 1.0 MGD-STAFFING BY CLASS C OR HIGHER OPERATOR: 5 VISITS/WEEK AND ONE VISIT EACH WEEKEND FOR A TOTAL OF 1.2 HOURS/WEEK. | N | Y | FORT MCCOY MIDDLE SCHOOL | 16160 NE HWY 315 |  | FT. MCCOY | FL | 32134 | 2100 | 3526716325 |  | CHARLES STEGALL | FORT MCCOY MIDDLE SCHOOL | 1105 SW 7TH RD |  | OCALA | FL | 34471 | 571 | 3526206958 |  | COUNTY | 1273 | 273600 | 2 | 2014-01-15 | 2021-03-26 | NTNC | 100
3 | MARION | CD |  | 3424813 | NONCOMMUNITY | CHLORINATION; AERATION FOR REMOVAL OF ANY SECONDARY CONTAMINANT, SULFIDE, OR ANY UNREGULATED CONTAMINANT; CORROSION CONTROL INHIBITOR ADDITION; HYPOCHLORINATION; IRON OR MANGANESE SEQUESTRATION; OR ULTRAVIOLET RADIATION. THE LEAD/CHIEF OPERATOR MUST BE CLASS D OR HIGHER. 50,000 GPD UP TO 0.25 MGD-STAFFING BY CLASS D OR HIGHER OPERATOR: 3 VISITS/WEEK ON NONCONSECUTIVE DAYS FOR A TOTAL OF 0.3 HOUR/WEEK. LESS THAN 50,000 GPD-STAFFING BY A CLASS D OR HIGHER OPERATOR: 2 VISITS/WEEK ON NONCONSECUTIVE DAYS FOR A TOTAL OF 0.2 HOUR/WEEK. THERE SHALL BE NO MORE THAN 5 DAYS BETWEEN THE LAST VISIT IN ONE WEEK AND THE FIRST VISIT IN THE NEXT WEEK. | N | Y | DUCKS DAM DINER | 9748 SE C-464 |  | OCKLAWAHA | FL | 32179 |  | 3522888332 |  | DEBORAH DUCKWORTH | DUCKS DAM DINER | 9748 SE CR 464C |  | OCKLAWAHA | FL | 32179 |  | 3522888332 |  | INVESTOR | 25 | 14400 | 1 | 2018-12-13 | 2018-12-12 | NC01 | 50
3 | MARION | CD | lc_nc@yahoo.com | 3424816 | NONCOMMUNITY | CHLORINATION; AERATION FOR REMOVAL OF ANY SECONDARY CONTAMINANT, SULFIDE, OR ANY UNREGULATED CONTAMINANT; CORROSION CONTROL INHIBITOR ADDITION; HYPOCHLORINATION; IRON OR MANGANESE SEQUESTRATION; OR ULTRAVIOLET RADIATION. THE LEAD/CHIEF OPERATOR MUST BE CLASS D OR HIGHER. 50,000 GPD UP TO 0.25 MGD-STAFFING BY CLASS D OR HIGHER OPERATOR: 3 VISITS/WEEK ON NONCONSECUTIVE DAYS FOR A TOTAL OF 0.3 HOUR/WEEK. LESS THAN 50,000 GPD-STAFFING BY A CLASS D OR HIGHER OPERATOR: 2 VISITS/WEEK ON NONCONSECUTIVE DAYS FOR A TOTAL OF 0.2 HOUR/WEEK. THERE SHALL BE NO MORE THAN 5 DAYS BETWEEN THE LAST VISIT IN ONE WEEK AND THE FIRST VISIT IN THE NEXT WEEK. | N | Y | PAPA JOES DRIVE IN | 13280 SR 19 NORTH |  | SALT SPRINGS | FL | 32134 |  | 3526853663 |  | LAMAR CORLEY | LAMAR CORLEY | 24011 NE 126TH ST |  | FORT MCCOY | FL | 32134 |  | 3526852568 |  | INVESTOR | 25 | 10000 | 1 | 2016-02-05 | 2019-11-21 | NC01 | 50
3 | MARION | CD | abcdaycarerls@aol.com | 3424817 | NONTRANSIENT NONCOMMUNITY | CHLORINATION; AERATION FOR REMOVAL OF ANY SECONDARY CONTAMINANT, SULFIDE, OR ANY UNREGULATED CONTAMINANT; CORROSION CONTROL INHIBITOR ADDITION; HYPOCHLORINATION; IRON OR MANGANESE SEQUESTRATION; OR ULTRAVIOLET RADIATION. THE LEAD/CHIEF OPERATOR MUST BE CLASS D OR HIGHER. 50,000 GPD UP TO 0.25 MGD-STAFFING BY CLASS D OR HIGHER OPERATOR: 3 VISITS/WEEK ON NONCONSECUTIVE DAYS FOR A TOTAL OF 0.3 HOUR/WEEK. LESS THAN 50,000 GPD-STAFFING BY A CLASS D OR HIGHER OPERATOR: 2 VISITS/WEEK ON NONCONSECUTIVE DAYS FOR A TOTAL OF 0.2 HOUR/WEEK. THERE SHALL BE NO MORE THAN 5 DAYS BETWEEN THE LAST VISIT IN ONE WEEK AND THE FIRST VISIT IN THE NEXT WEEK. | N | Y | ABC ACADEMY OF BELLEVIEW | 13160 SE CR 484 |  | BELLEVIEW | FL | 34420 |  | 3522454788 |  | DARSHYNA DOSHI | DARSHYNA DOSHI | 13160 SE CR 484 |  | BELLEVIEW | FL | 34420 |  | 3523624937 |  | INVESTOR | 100 | 36000 | 1 | 2019-07-26 | 2019-05-29 | NTNC | 100
3 | MARION | CD | hemantphysio@hotmail.com | 3424819 | NONCOMMUNITY | CHLORINATION; AERATION FOR REMOVAL OF ANY SECONDARY CONTAMINANT, SULFIDE, OR ANY UNREGULATED CONTAMINANT; CORROSION CONTROL INHIBITOR ADDITION; HYPOCHLORINATION; IRON OR MANGANESE SEQUESTRATION; OR ULTRAVIOLET RADIATION. THE LEAD/CHIEF OPERATOR MUST BE CLASS D OR HIGHER. 50,000 GPD UP TO 0.25 MGD-STAFFING BY CLASS D OR HIGHER OPERATOR: 3 VISITS/WEEK ON NONCONSECUTIVE DAYS FOR A TOTAL OF 0.3 HOUR/WEEK. LESS THAN 50,000 GPD-STAFFING BY A CLASS D OR HIGHER OPERATOR: 2 VISITS/WEEK ON NONCONSECUTIVE DAYS FOR A TOTAL OF 0.2 HOUR/WEEK. THERE SHALL BE NO MORE THAN 5 DAYS BETWEEN THE LAST VISIT IN ONE WEEK AND THE FIRST VISIT IN THE NEXT WEEK. | N | Y | SALT SPRINGS PIT STOP | 13444 N. HWY 19 |  | SALT SPRINGS | FL | 32614 |  | 3526854075 |  | HEMANT PATEL | HEMANT PATEL | 13444 N. HWY 19 |  | SALT SPRINGS | FL | 32614 |  | 3526854075 |  | INVESTOR | 25 | 18000 | 1 | 2010-03-23 | 2020-03-04 | NC01 | 50
3 | MARION | CD | none9/17/01 | 3424821 | NONCOMMUNITY | CHLORINATION; AERATION FOR REMOVAL OF ANY SECONDARY CONTAMINANT, SULFIDE, OR ANY UNREGULATED CONTAMINANT; CORROSION CONTROL INHIBITOR ADDITION; HYPOCHLORINATION; IRON OR MANGANESE SEQUESTRATION; OR ULTRAVIOLET RADIATION. THE LEAD/CHIEF OPERATOR MUST BE CLASS D OR HIGHER. 50,000 GPD UP TO 0.25 MGD-STAFFING BY CLASS D OR HIGHER OPERATOR: 3 VISITS/WEEK ON NONCONSECUTIVE DAYS FOR A TOTAL OF 0.3 HOUR/WEEK. LESS THAN 50,000 GPD-STAFFING BY A CLASS D OR HIGHER OPERATOR: 2 VISITS/WEEK ON NONCONSECUTIVE DAYS FOR A TOTAL OF 0.2 HOUR/WEEK. THERE SHALL BE NO MORE THAN 5 DAYS BETWEEN THE LAST VISIT IN ONE WEEK AND THE FIRST VISIT IN THE NEXT WEEK. | N | Y | FRATERNAL ORDER OF EAGLES 4216 | 16270 E. HIGHWAY 40 |  | SILVER SPRINGS | FL | 34488 |  | 3526256120 |  | JERRY SCHUSSLER | FRATERNAL ORDER OF THE EAGLES 4216 | 16270 E HWY 40 |  | SILVER SPRINGS | FL | 34488 |  | 3526256120 |  | INVESTOR | 25 | 18000 | 1 | 2015-07-02 | 2019-03-27 | NC01 | 50
3 | MARION | CD | none | 3424824 | NONCOMMUNITY | CHLORINATION; AERATION FOR REMOVAL OF ANY SECONDARY CONTAMINANT, SULFIDE, OR ANY UNREGULATED CONTAMINANT; CORROSION CONTROL INHIBITOR ADDITION; HYPOCHLORINATION; IRON OR MANGANESE SEQUESTRATION; OR ULTRAVIOLET RADIATION. THE LEAD/CHIEF OPERATOR MUST BE CLASS D OR HIGHER. 50,000 GPD UP TO 0.25 MGD-STAFFING BY CLASS D OR HIGHER OPERATOR: 3 VISITS/WEEK ON NONCONSECUTIVE DAYS FOR A TOTAL OF 0.3 HOUR/WEEK. LESS THAN 50,000 GPD-STAFFING BY A CLASS D OR HIGHER OPERATOR: 2 VISITS/WEEK ON NONCONSECUTIVE DAYS FOR A TOTAL OF 0.2 HOUR/WEEK. THERE SHALL BE NO MORE THAN 5 DAYS BETWEEN THE LAST VISIT IN ONE WEEK AND THE FIRST VISIT IN THE NEXT WEEK. | N | Y | GOOD TIME LOUNGE | 8921 SE HIGHWAY 25 |  | BELLEVIEW | FL | 32620 |  | 3523079734 |  | JUDY RAY | JUDY RAY | 8921 EAST HWY C-25 |  | BELLEVIEW | FL | 34420 |  | 3523079734 |  | INVESTOR | 25 | 10800 | 2 | 2016-05-16 | 2020-05-15 | NC01 | 50
3 | MARION | CD |  | 3424825 | NONCOMMUNITY | CHLORINATION; AERATION FOR REMOVAL OF ANY SECONDARY CONTAMINANT, SULFIDE, OR ANY UNREGULATED CONTAMINANT; CORROSION CONTROL INHIBITOR ADDITION; HYPOCHLORINATION; IRON OR MANGANESE SEQUESTRATION; OR ULTRAVIOLET RADIATION. THE LEAD/CHIEF OPERATOR MUST BE CLASS D OR HIGHER. 50,000 GPD UP TO 0.25 MGD-STAFFING BY CLASS D OR HIGHER OPERATOR: 3 VISITS/WEEK ON NONCONSECUTIVE DAYS FOR A TOTAL OF 0.3 HOUR/WEEK. LESS THAN 50,000 GPD-STAFFING BY A CLASS D OR HIGHER OPERATOR: 2 VISITS/WEEK ON NONCONSECUTIVE DAYS FOR A TOTAL OF 0.2 HOUR/WEEK. THERE SHALL BE NO MORE THAN 5 DAYS BETWEEN THE LAST VISIT IN ONE WEEK AND THE FIRST VISIT IN THE NEXT WEEK. | N | Y | VFW POST#10208/SALT SPRINGS | 23498 NE HWY 314 |  | SALT SPRINGS | FL | 32134 |  | 3526852707 |  | GEORGE KING | TOM OSMOND | PO BOX 5009 |  | SALT SPRINGS | FL | 32134 |  | 3526852707 |  | OTHER | 26 | 18000 | 3 | 2013-10-04 | 2020-03-20 | NC01 | 50
3 | MARION | CD | dlouhy@mfi.net | 3424827 | COMMUNITY | CHLORINATION; AERATION FOR REMOVAL OF ANY SECONDARY CONTAMINANT, SULFIDE, OR ANY UNREGULATED CONTAMINANT; CORROSION CONTROL INHIBITOR ADDITION; HYPOCHLORINATION; IRON OR MANGANESE SEQUESTRATION; OR ULTRAVIOLET RADIATION. THE LEAD/CHIEF OPERATOR MUST BE CLASS D OR HIGHER. 50,000 GPD UP TO 0.25 MGD-STAFFING BY CLASS D OR HIGHER OPERATOR: 3 VISITS/WEEK ON NONCONSECUTIVE DAYS FOR A TOTAL OF 0.3 HOUR/WEEK. LESS THAN 50,000 GPD-STAFFING BY A CLASS D OR HIGHER OPERATOR: 2 VISITS/WEEK ON NONCONSECUTIVE DAYS FOR A TOTAL OF 0.2 HOUR/WEEK. THERE SHALL BE NO MORE THAN 5 DAYS BETWEEN THE LAST VISIT IN ONE WEEK AND THE FIRST VISIT IN THE NEXT WEEK. | N | Y | CITRA HIGHLANDS | 1237 SE 161 STREET |  | CITRA | FL | 32671 |  | 3526130103 |  | MARSHALL HASH | CITRA HIGHLANDS | P O BOX 4 |  | INGLIS | FL | 34449 | 1206 | 3526130103 |  | SUBDIVISION | 88 | 187200 | 25 | 2019-06-24 | 2019-03-19 | DC051 | 100
3 | MARION | CD |  | 3424828 | NONTRANSIENT NONCOMMUNITY | CHLORINATION; AERATION FOR REMOVAL OF ANY SECONDARY CONTAMINANT, SULFIDE, OR ANY UNREGULATED CONTAMINANT; CORROSION CONTROL INHIBITOR ADDITION; HYPOCHLORINATION; IRON OR MANGANESE SEQUESTRATION; OR ULTRAVIOLET RADIATION. THE LEAD/CHIEF OPERATOR MUST BE CLASS D OR HIGHER. 50,000 GPD UP TO 0.25 MGD-STAFFING BY CLASS D OR HIGHER OPERATOR: 3 VISITS/WEEK ON NONCONSECUTIVE DAYS FOR A TOTAL OF 0.3 HOUR/WEEK. LESS THAN 50,000 GPD-STAFFING BY A CLASS D OR HIGHER OPERATOR: 2 VISITS/WEEK ON NONCONSECUTIVE DAYS FOR A TOTAL OF 0.2 HOUR/WEEK. THERE SHALL BE NO MORE THAN 5 DAYS BETWEEN THE LAST VISIT IN ONE WEEK AND THE FIRST VISIT IN THE NEXT WEEK. | N | Y | FLORIDA STATE FIRE COLLEGE | 11655 NW GAINESVILLE RD |  | OCALA | FL | 34482 | 1486 | 3523692800 |  | MARK HARPER | FLORIDA STATE FIRE COLLEGE | 11655 NW GAINESVILLE RD |  | OCALA | FL | 34482 | 1486 | 3523692829 |  | STATE | 200 | 158400 | 8 | 2018-06-25 | 2020-07-02 | NTNC | 100
3 | MARION | CD | vfwpost10733@yahoo.com | 3424830 | NONCOMMUNITY | CHLORINATION; AERATION FOR REMOVAL OF ANY SECONDARY CONTAMINANT, SULFIDE, OR ANY UNREGULATED CONTAMINANT; CORROSION CONTROL INHIBITOR ADDITION; HYPOCHLORINATION; IRON OR MANGANESE SEQUESTRATION; OR ULTRAVIOLET RADIATION. THE LEAD/CHIEF OPERATOR MUST BE CLASS D OR HIGHER. 50,000 GPD UP TO 0.25 MGD-STAFFING BY CLASS D OR HIGHER OPERATOR: 3 VISITS/WEEK ON NONCONSECUTIVE DAYS FOR A TOTAL OF 0.3 HOUR/WEEK. LESS THAN 50,000 GPD-STAFFING BY A CLASS D OR HIGHER OPERATOR: 2 VISITS/WEEK ON NONCONSECUTIVE DAYS FOR A TOTAL OF 0.2 HOUR/WEEK. THERE SHALL BE NO MORE THAN 5 DAYS BETWEEN THE LAST VISIT IN ONE WEEK AND THE FIRST VISIT IN THE NEXT WEEK. | N | Y | VFW POST 10733 | 19241 N US HWY 441 |  | ORANGE LAKE | FL | 32681 |  | 3525914359 |  | BILL JAMES | BILL JAMES | PO BOX 607 |  | ORANGE LAKE | FL | 32681 |  | 3525910822 |  | INVESTOR | 25 | 36000 | 5 | 2018-10-04 | 2018-07-25 | NC01 | 50
3 | MARION | CD | none | 3424831 | NONTRANSIENT NONCOMMUNITY | CHLORINATION; AERATION FOR REMOVAL OF ANY SECONDARY CONTAMINANT, SULFIDE, OR ANY UNREGULATED CONTAMINANT; CORROSION CONTROL INHIBITOR ADDITION; HYPOCHLORINATION; IRON OR MANGANESE SEQUESTRATION; OR ULTRAVIOLET RADIATION. THE LEAD/CHIEF OPERATOR MUST BE CLASS D OR HIGHER. 50,000 GPD UP TO 0.25 MGD-STAFFING BY CLASS D OR HIGHER OPERATOR: 3 VISITS/WEEK ON NONCONSECUTIVE DAYS FOR A TOTAL OF 0.3 HOUR/WEEK. LESS THAN 50,000 GPD-STAFFING BY A CLASS D OR HIGHER OPERATOR: 2 VISITS/WEEK ON NONCONSECUTIVE DAYS FOR A TOTAL OF 0.2 HOUR/WEEK. THERE SHALL BE NO MORE THAN 5 DAYS BETWEEN THE LAST VISIT IN ONE WEEK AND THE FIRST VISIT IN THE NEXT WEEK. | N | Y | LHOIST NORTH AMERICA | 11661 NW GAINESVILLE RD |  | LOWELL | FL | 32663 |  | 3526297990 |  | DAWN BARBER | STEVE HEDRICK | PO BOX 10 |  | LOWELL | FL | 32663 | 10 | 3526297990 |  | INVESTOR | 56 | 18000 | 4 | 2010-08-12 | 2021-04-05 | NTNC | 100
3 | MARION | CD | REVSUP1@AOL.COM | 3424832 | NONCOMMUNITY | CHLORINATION; AERATION FOR REMOVAL OF ANY SECONDARY CONTAMINANT, SULFIDE, OR ANY UNREGULATED CONTAMINANT; CORROSION CONTROL INHIBITOR ADDITION; HYPOCHLORINATION; IRON OR MANGANESE SEQUESTRATION; OR ULTRAVIOLET RADIATION. THE LEAD/CHIEF OPERATOR MUST BE CLASS D OR HIGHER. 50,000 GPD UP TO 0.25 MGD-STAFFING BY CLASS D OR HIGHER OPERATOR: 3 VISITS/WEEK ON NONCONSECUTIVE DAYS FOR A TOTAL OF 0.3 HOUR/WEEK. LESS THAN 50,000 GPD-STAFFING BY A CLASS D OR HIGHER OPERATOR: 2 VISITS/WEEK ON NONCONSECUTIVE DAYS FOR A TOTAL OF 0.2 HOUR/WEEK. THERE SHALL BE NO MORE THAN 5 DAYS BETWEEN THE LAST VISIT IN ONE WEEK AND THE FIRST VISIT IN THE NEXT WEEK. | N | Y | ST GEORGE ANGLICAN CHURCH | 5646 S E 28TH STREET |  | OCALA | FL | 34471 | 3398 | 3526240112 |  | ARTHUR C. RUSHLOW | ARTHUR C. RUSHLOW | 5646 SE 28TH ST |  | OCALA | FL | 34480 | 6429 | 3526240112 |  | OTHER | 25 | 14400 | 3 | 2015-09-01 | 2019-01-17 | NC01 | 50
3 | MARION | CD | info@prebhmc.org | 3424834 | NONCOMMUNITY | CHLORINATION; AERATION FOR REMOVAL OF ANY SECONDARY CONTAMINANT, SULFIDE, OR ANY UNREGULATED CONTAMINANT; CORROSION CONTROL INHIBITOR ADDITION; HYPOCHLORINATION; IRON OR MANGANESE SEQUESTRATION; OR ULTRAVIOLET RADIATION. THE LEAD/CHIEF OPERATOR MUST BE CLASS D OR HIGHER. 50,000 GPD UP TO 0.25 MGD-STAFFING BY CLASS D OR HIGHER OPERATOR: 3 VISITS/WEEK ON NONCONSECUTIVE DAYS FOR A TOTAL OF 0.3 HOUR/WEEK. LESS THAN 50,000 GPD-STAFFING BY A CLASS D OR HIGHER OPERATOR: 2 VISITS/WEEK ON NONCONSECUTIVE DAYS FOR A TOTAL OF 0.2 HOUR/WEEK. THERE SHALL BE NO MORE THAN 5 DAYS BETWEEN THE LAST VISIT IN ONE WEEK AND THE FIRST VISIT IN THE NEXT WEEK. | N | Y | FIRST HAITIAN BAPTIST CHURCH | 12410 HWY 301 |  | BELLEVIEW | FL | 34421 |  | 3522451208 |  | JEAN MONVILUS | REV. GUILLAUME BONNET | 12410 HIGHWAY 301 |  | BELLEVIEW | FL | 34421 |  | 3523471556 |  | AUTHORITY/COMMISSION/DISTRICT | 25 | 18000 | 3 | 2019-03-12 | 2019-01-10 | NC01 | 50
3 | MARION | CD | admin@wingsoffaith.com | 3424835 | NONTRANSIENT NONCOMMUNITY | CHLORINATION; AERATION FOR REMOVAL OF ANY SECONDARY CONTAMINANT, SULFIDE, OR ANY UNREGULATED CONTAMINANT; CORROSION CONTROL INHIBITOR ADDITION; HYPOCHLORINATION; IRON OR MANGANESE SEQUESTRATION; OR ULTRAVIOLET RADIATION. THE LEAD/CHIEF OPERATOR MUST BE CLASS D OR HIGHER. 50,000 GPD UP TO 0.25 MGD-STAFFING BY CLASS D OR HIGHER OPERATOR: 3 VISITS/WEEK ON NONCONSECUTIVE DAYS FOR A TOTAL OF 0.3 HOUR/WEEK. LESS THAN 50,000 GPD-STAFFING BY A CLASS D OR HIGHER OPERATOR: 2 VISITS/WEEK ON NONCONSECUTIVE DAYS FOR A TOTAL OF 0.2 HOUR/WEEK. THERE SHALL BE NO MORE THAN 5 DAYS BETWEEN THE LAST VISIT IN ONE WEEK AND THE FIRST VISIT IN THE NEXT WEEK. | N | Y | WINGS OF FAITH FELLOWSHIP | 5066 SE 64TH AVE RD |  | OCALA | FL | 34472 |  | 3526874600 |  | ROCKY SHRABLE | ROCKY SHRABLE | 5066 SE 64TH AVE RD |  | OCALA | FL | 34472 |  | 3526874600 |  | AUTHORITY/COMMISSION/DISTRICT | 26 | 10800 | 3 | 2014-02-28 | 2020-03-02 | NTNC | 100
3 | MARION | CD |  | 3424836 | NONCOMMUNITY | CHLORINATION; AERATION FOR REMOVAL OF ANY SECONDARY CONTAMINANT, SULFIDE, OR ANY UNREGULATED CONTAMINANT; CORROSION CONTROL INHIBITOR ADDITION; HYPOCHLORINATION; IRON OR MANGANESE SEQUESTRATION; OR ULTRAVIOLET RADIATION. THE LEAD/CHIEF OPERATOR MUST BE CLASS D OR HIGHER. 50,000 GPD UP TO 0.25 MGD-STAFFING BY CLASS D OR HIGHER OPERATOR: 3 VISITS/WEEK ON NONCONSECUTIVE DAYS FOR A TOTAL OF 0.3 HOUR/WEEK. LESS THAN 50,000 GPD-STAFFING BY A CLASS D OR HIGHER OPERATOR: 2 VISITS/WEEK ON NONCONSECUTIVE DAYS FOR A TOTAL OF 0.2 HOUR/WEEK. THERE SHALL BE NO MORE THAN 5 DAYS BETWEEN THE LAST VISIT IN ONE WEEK AND THE FIRST VISIT IN THE NEXT WEEK. | N | Y | S N FOOD MART | 7440 MARICAMP ROAD |  | OCALA | FL | 34472 |  | 3526878333 |  | PETER PATEL | NATVAHBHAI S. PATEL | 7440 MARICAMP RD |  | OCALA | FL | 34472 |  | 3526878333 |  | INVESTOR | 25 | 18000 | 1 | 2014-04-17 | 2018-12-06 | NC01 | 50
3 | MARION | CD | POST4209@VFWFL.ORG | 3424837 | NONCOMMUNITY | CHLORINATION; AERATION FOR REMOVAL OF ANY SECONDARY CONTAMINANT, SULFIDE, OR ANY UNREGULATED CONTAMINANT; CORROSION CONTROL INHIBITOR ADDITION; HYPOCHLORINATION; IRON OR MANGANESE SEQUESTRATION; OR ULTRAVIOLET RADIATION. THE LEAD/CHIEF OPERATOR MUST BE CLASS D OR HIGHER. 50,000 GPD UP TO 0.25 MGD-STAFFING BY CLASS D OR HIGHER OPERATOR: 3 VISITS/WEEK ON NONCONSECUTIVE DAYS FOR A TOTAL OF 0.3 HOUR/WEEK. LESS THAN 50,000 GPD-STAFFING BY A CLASS D OR HIGHER OPERATOR: 2 VISITS/WEEK ON NONCONSECUTIVE DAYS FOR A TOTAL OF 0.2 HOUR/WEEK. THERE SHALL BE NO MORE THAN 5 DAYS BETWEEN THE LAST VISIT IN ONE WEEK AND THE FIRST VISIT IN THE NEXT WEEK. | N | Y | VFW POST #4209 | 4805 NE 36TH AVE |  | OCALA | FL | 34479 | 2234 | 3527327744 |  | THOMAS PREATO | THOMAS PREATO | 4805 NE 36TH AVE. |  | OCALA | FL | 34479 |  | 3527327744 |  | TRUST/COOPERATIVE | 25 | 18000 | 1 | 2018-06-26 | 2018-06-12 | NC01 | 50
3 | MARION | CD | knoxmx@aol.com | 3424838 | NONCOMMUNITY | CHLORINATION; AERATION FOR REMOVAL OF ANY SECONDARY CONTAMINANT, SULFIDE, OR ANY UNREGULATED CONTAMINANT; CORROSION CONTROL INHIBITOR ADDITION; HYPOCHLORINATION; IRON OR MANGANESE SEQUESTRATION; OR ULTRAVIOLET RADIATION. THE LEAD/CHIEF OPERATOR MUST BE CLASS D OR HIGHER. 50,000 GPD UP TO 0.25 MGD-STAFFING BY CLASS D OR HIGHER OPERATOR: 3 VISITS/WEEK ON NONCONSECUTIVE DAYS FOR A TOTAL OF 0.3 HOUR/WEEK. LESS THAN 50,000 GPD-STAFFING BY A CLASS D OR HIGHER OPERATOR: 2 VISITS/WEEK ON NONCONSECUTIVE DAYS FOR A TOTAL OF 0.2 HOUR/WEEK. THERE SHALL BE NO MORE THAN 5 DAYS BETWEEN THE LAST VISIT IN ONE WEEK AND THE FIRST VISIT IN THE NEXT WEEK. | N | Y | HARD ROCK CYCLE PARK | 6849 NW GAINESVILLE RD. |  | OCALA | FL | 34475 |  | 3527326697 |  | GLENN KNOX | HARDROCK CYCLE PARK | 6849 NW GAINESVILLE RD |  | OCALA | FL | 34475 |  | 3527326697 |  | INVESTOR | 25 | 50400 | 20 | 2012-06-12 | 2017-05-16 | NC01 | 50
3 | MARION | CD | Scain@GOVMSERV.COM | 3424839 | COMMUNITY | CHLORINATION; AERATION FOR REMOVAL OF ANY SECONDARY CONTAMINANT, SULFIDE, OR ANY UNREGULATED CONTAMINANT; CORROSION CONTROL INHIBITOR ADDITION; HYPOCHLORINATION; IRON OR MANGANESE SEQUESTRATION; OR ULTRAVIOLET RADIATION. THE LEAD/CHIEF OPERATOR MUST BE CLASS C OR HIGHER. 5.0 MGD AND ABOVE-STAFFING BY CLASS C OR HIGHER OPERATOR: 6 HOURS/DAY FOR 5 DAYS/WEEK AND ONE VISIT ON EACH WEEKEND DAY. 3.0 MGD UP TO 5.0 MGD-STAFFING BY CLASS C OR HIGHER OPERATOR: 1 HOUR/DAY FOR 5 DAYS/WEEK AND ONE VISIT ON EACH WEEKEND DAY. 0.25 MGD UP TO 3.0 MGD-STAFFING BY CLASS C OR HIGHER OPERATOR: 5 VISITS/WEEK AND ONE VISIT EACH WEEKEND FOR A TOTAL OF 0.6 HOUR/WEEK. | N | Y | BELLEVIEW HILLS ESTATES | 5918 SE 140TH PLACE |  | SUMMERFIELD | FL | 34420 |  | 4076296900 |  | WILLIAM FONTAINE | SAM CAIN | 280 WEKIVA SPRINGS ROAD | SUITE 2070 | LONGWOOD | FL | 32779 |  | 4076296900 |  | INVESTOR/LICENSED PUBLIC UTILITIES | 758 | 300000 | 303 | 2015-10-20 | 2021-05-20 | DC05 | 500
3 | MARION | CD | JODY.KIRKMAN@MARIONFL.ORG | 3424841 | COMMUNITY | CHLORINATION; AERATION FOR REMOVAL OF ANY SECONDARY CONTAMINANT, SULFIDE, OR ANY UNREGULATED CONTAMINANT; CORROSION CONTROL INHIBITOR ADDITION; HYPOCHLORINATION; IRON OR MANGANESE SEQUESTRATION; OR ULTRAVIOLET RADIATION. THE LEAD/CHIEF OPERATOR MUST BE CLASS D OR HIGHER. 50,000 GPD UP TO 0.25 MGD-STAFFING BY CLASS D OR HIGHER OPERATOR: 3 VISITS/WEEK ON NONCONSECUTIVE DAYS FOR A TOTAL OF 0.3 HOUR/WEEK. LESS THAN 50,000 GPD-STAFFING BY A CLASS D OR HIGHER OPERATOR: 2 VISITS/WEEK ON NONCONSECUTIVE DAYS FOR A TOTAL OF 0.2 HOUR/WEEK. THERE SHALL BE NO MORE THAN 5 DAYS BETWEEN THE LAST VISIT IN ONE WEEK AND THE FIRST VISIT IN THE NEXT WEEK. | N | Y | TURNING POINTE ESTATES | 13001 SW 3RD CT |  | OCALA | FL | 34473 |  | 3523074626 |  | JODY KIRKMAN | MARION COUNTY UTILITIES | 11800 S. US HWY 441 |  | BELLEVIEW | FL | 34420 |  | 3523076000 |  | INVESTOR | 282 | 66150 | 81 | 2016-03-29 | 2021-11-01 | DC051 | 100
3 | MARION | CD | None | 3424844 | NONCOMMUNITY | CHLORINATION; AERATION FOR REMOVAL OF ANY SECONDARY CONTAMINANT, SULFIDE, OR ANY UNREGULATED CONTAMINANT; CORROSION CONTROL INHIBITOR ADDITION; HYPOCHLORINATION; IRON OR MANGANESE SEQUESTRATION; OR ULTRAVIOLET RADIATION. THE LEAD/CHIEF OPERATOR MUST BE CLASS D OR HIGHER. 50,000 GPD UP TO 0.25 MGD-STAFFING BY CLASS D OR HIGHER OPERATOR: 3 VISITS/WEEK ON NONCONSECUTIVE DAYS FOR A TOTAL OF 0.3 HOUR/WEEK. LESS THAN 50,000 GPD-STAFFING BY A CLASS D OR HIGHER OPERATOR: 2 VISITS/WEEK ON NONCONSECUTIVE DAYS FOR A TOTAL OF 0.2 HOUR/WEEK. THERE SHALL BE NO MORE THAN 5 DAYS BETWEEN THE LAST VISIT IN ONE WEEK AND THE FIRST VISIT IN THE NEXT WEEK. | N | Y | DIAMOND OIL 109 | 6980 NE JACKSONVILLE RD |  | OCALA | FL | 34479 |  | 3528171154 |  | NEIL PATEL | NEIL PATEL | 1820 SE 18TH AVE. | SUITE 4 | OCALA | FL | 34471 |  | 3523908039 | 25 | INVESTOR | 26 | 12900 | 1 | 2012-08-09 | 2018-05-14 | NC01 | 50
3 | MARION | CD |  | 3424847 | NONCOMMUNITY | CHLORINATION; AERATION FOR REMOVAL OF ANY SECONDARY CONTAMINANT, SULFIDE, OR ANY UNREGULATED CONTAMINANT; CORROSION CONTROL INHIBITOR ADDITION; HYPOCHLORINATION; IRON OR MANGANESE SEQUESTRATION; OR ULTRAVIOLET RADIATION. THE LEAD/CHIEF OPERATOR MUST BE CLASS D OR HIGHER. 50,000 GPD UP TO 0.25 MGD-STAFFING BY CLASS D OR HIGHER OPERATOR: 3 VISITS/WEEK ON NONCONSECUTIVE DAYS FOR A TOTAL OF 0.3 HOUR/WEEK. LESS THAN 50,000 GPD-STAFFING BY A CLASS D OR HIGHER OPERATOR: 2 VISITS/WEEK ON NONCONSECUTIVE DAYS FOR A TOTAL OF 0.2 HOUR/WEEK. THERE SHALL BE NO MORE THAN 5 DAYS BETWEEN THE LAST VISIT IN ONE WEEK AND THE FIRST VISIT IN THE NEXT WEEK. | N | Y | QUICK KING #6 | 9520A JACKSONVILLE RD |  | ANTHONY | FL | 34470 |  | 3526296197 |  | SHAMSUDDIN PUNJANI | SHAMSUDDIN PUNJANI | 1301 NE 34TH AVE. |  | OCALA | FL | 34470 |  | 4046427785 |  | INVESTOR | 25 | 18000 | 1 | 2010-10-30 | 2018-05-14 | NC01 | 50
3 | MARION | CD |  | 3424849 | NONCOMMUNITY | CHLORINATION; AERATION FOR REMOVAL OF ANY SECONDARY CONTAMINANT, SULFIDE, OR ANY UNREGULATED CONTAMINANT; CORROSION CONTROL INHIBITOR ADDITION; HYPOCHLORINATION; IRON OR MANGANESE SEQUESTRATION; OR ULTRAVIOLET RADIATION. THE LEAD/CHIEF OPERATOR MUST BE CLASS D OR HIGHER. 50,000 GPD UP TO 0.25 MGD-STAFFING BY CLASS D OR HIGHER OPERATOR: 3 VISITS/WEEK ON NONCONSECUTIVE DAYS FOR A TOTAL OF 0.3 HOUR/WEEK. LESS THAN 50,000 GPD-STAFFING BY A CLASS D OR HIGHER OPERATOR: 2 VISITS/WEEK ON NONCONSECUTIVE DAYS FOR A TOTAL OF 0.2 HOUR/WEEK. THERE SHALL BE NO MORE THAN 5 DAYS BETWEEN THE LAST VISIT IN ONE WEEK AND THE FIRST VISIT IN THE NEXT WEEK. | N | Y | DIAMOND OIL #105 | 2780 SE 58TH AVE |  | OCALA | FL | 34471 |  | 3526240033 |  | MEHBUB BHIMJI | MEHBUB BHIMJI | PO BOX 2488 |  | SILVER SPRINGS | FL | 34489 |  | 3526240033 |  | INVESTOR | 25 | 18000 | 1 | 2019-02-01 | 2018-11-16 | NC01 | 50
3 | MARION | CD | Michael@outlawsnax.com | 3424851 | NONTRANSIENT NONCOMMUNITY | CHLORINATION; AERATION FOR REMOVAL OF ANY SECONDARY CONTAMINANT, SULFIDE, OR ANY UNREGULATED CONTAMINANT; CORROSION CONTROL INHIBITOR ADDITION; HYPOCHLORINATION; IRON OR MANGANESE SEQUESTRATION; OR ULTRAVIOLET RADIATION. THE LEAD/CHIEF OPERATOR MUST BE CLASS C OR HIGHER. 5.0 MGD AND ABOVE-STAFFING BY CLASS C OR HIGHER OPERATOR: 6 HOURS/DAY FOR 5 DAYS/WEEK AND ONE VISIT ON EACH WEEKEND DAY. 3.0 MGD UP TO 5.0 MGD-STAFFING BY CLASS C OR HIGHER OPERATOR: 1 HOUR/DAY FOR 5 DAYS/WEEK AND ONE VISIT ON EACH WEEKEND DAY. 0.25 MGD UP TO 3.0 MGD-STAFFING BY CLASS C OR HIGHER OPERATOR: 5 VISITS/WEEK AND ONE VISIT EACH WEEKEND FOR A TOTAL OF 0.6 HOUR/WEEK. | N | Y | PULLEY SALTY SNACKS, LLC | 3031 W SILVER SPRINGS BLVD |  | OCALA | FL | 34475 |  | 3524144900 |  | ROD HOF | PULLEY SALTY SNACKS, LLC | 3031 W. SILVER SPRINGS BLVD. |  | OCALA | FL | 34475 |  | 3524144900 |  | INVESTOR | 100 | 360000 | 1 | 2016-04-28 | 2019-11-07 | NTNC | 100
3 | MARION | CD | LUGOAL@FLVFW.ORG | 3424857 | COMMUNITY | CHLORINATION; AERATION FOR REMOVAL OF ANY SECONDARY CONTAMINANT, SULFIDE, OR ANY UNREGULATED CONTAMINANT; CORROSION CONTROL INHIBITOR ADDITION; HYPOCHLORINATION; IRON OR MANGANESE SEQUESTRATION; OR ULTRAVIOLET RADIATION. THE LEAD/CHIEF OPERATOR MUST BE CLASS D OR HIGHER. 50,000 GPD UP TO 0.25 MGD-STAFFING BY CLASS D OR HIGHER OPERATOR: 3 VISITS/WEEK ON NONCONSECUTIVE DAYS FOR A TOTAL OF 0.3 HOUR/WEEK. LESS THAN 50,000 GPD-STAFFING BY A CLASS D OR HIGHER OPERATOR: 2 VISITS/WEEK ON NONCONSECUTIVE DAYS FOR A TOTAL OF 0.2 HOUR/WEEK. THERE SHALL BE NO MORE THAN 5 DAYS BETWEEN THE LAST VISIT IN ONE WEEK AND THE FIRST VISIT IN THE NEXT WEEK. | N | Y | VETERANS OF FOREIGN WARS | 12801 NE 139TH PL |  | FT MCCOY | FL | 32134 |  | 3522360823 |  | AL LUGO | AL LUGO | 13005 NE 135TH ST |  | FORT MCCOY | FL | 32134 |  | 3522360823 |  | INVESTOR | 45 | 38880 | 2 | 2018-08-16 | 2021-02-05 | DC06 | 100
3 | MARION | CD |  | 3424860 | NONCOMMUNITY | CHLORINATION; AERATION FOR REMOVAL OF ANY SECONDARY CONTAMINANT, SULFIDE, OR ANY UNREGULATED CONTAMINANT; CORROSION CONTROL INHIBITOR ADDITION; HYPOCHLORINATION; IRON OR MANGANESE SEQUESTRATION; OR ULTRAVIOLET RADIATION. THE LEAD/CHIEF OPERATOR MUST BE CLASS D OR HIGHER. 50,000 GPD UP TO 0.25 MGD-STAFFING BY CLASS D OR HIGHER OPERATOR: 3 VISITS/WEEK ON NONCONSECUTIVE DAYS FOR A TOTAL OF 0.3 HOUR/WEEK. LESS THAN 50,000 GPD-STAFFING BY A CLASS D OR HIGHER OPERATOR: 2 VISITS/WEEK ON NONCONSECUTIVE DAYS FOR A TOTAL OF 0.2 HOUR/WEEK. THERE SHALL BE NO MORE THAN 5 DAYS BETWEEN THE LAST VISIT IN ONE WEEK AND THE FIRST VISIT IN THE NEXT WEEK. | N | Y | QUICK KING #7 | 9470 S US HWY 441 |  | OCALA | FL | 34420 |  | 3522457878 |  | DILIP PATEL | DILIP PATEL | 9470 S. US HWY 441 |  | OCALA | FL | 34420 |  | 3524029191 |  | INVESTOR | 25 | 18000 | 1 | 2018-04-23 | 2018-03-26 | NC01 | 50
3 | MARION | CD | JMICKETT@FS.FED.US | 3424861 | NONTRANSIENT NONCOMMUNITY | CHLORINATION; AERATION FOR REMOVAL OF ANY SECONDARY CONTAMINANT, SULFIDE, OR ANY UNREGULATED CONTAMINANT; CORROSION CONTROL INHIBITOR ADDITION; HYPOCHLORINATION; IRON OR MANGANESE SEQUESTRATION; OR ULTRAVIOLET RADIATION. THE LEAD/CHIEF OPERATOR MUST BE CLASS D OR HIGHER. 50,000 GPD UP TO 0.25 MGD-STAFFING BY CLASS D OR HIGHER OPERATOR: 3 VISITS/WEEK ON NONCONSECUTIVE DAYS FOR A TOTAL OF 0.3 HOUR/WEEK. LESS THAN 50,000 GPD-STAFFING BY A CLASS D OR HIGHER OPERATOR: 2 VISITS/WEEK ON NONCONSECUTIVE DAYS FOR A TOTAL OF 0.2 HOUR/WEEK. THERE SHALL BE NO MORE THAN 5 DAYS BETWEEN THE LAST VISIT IN ONE WEEK AND THE FIRST VISIT IN THE NEXT WEEK. | N | Y | USDA/LAKE GEORGE RANGER STATION | 17147 EAST HWY 40 |  | SILVER SPRINGS | FL | 34488 |  | 3526252520 |  | JONATHAN MICKETT | LEIGH OSTIN | 17147 E. FL-40 |  | SILVER SPRINGS | FL | 34488 |  | 3526252520 | 2504 | FEDERAL | 60 | 34200 | 8 | 2017-02-15 | 2020-06-03 | NTNC | 100
3 | MARION | CD | JMICKETT@FS.FED.US | 3424863 | NONCOMMUNITY | CHLORINATION; AERATION FOR REMOVAL OF ANY SECONDARY CONTAMINANT, SULFIDE, OR ANY UNREGULATED CONTAMINANT; CORROSION CONTROL INHIBITOR ADDITION; HYPOCHLORINATION; IRON OR MANGANESE SEQUESTRATION; OR ULTRAVIOLET RADIATION. THE LEAD/CHIEF OPERATOR MUST BE CLASS D OR HIGHER. 50,000 GPD UP TO 0.25 MGD-STAFFING BY CLASS D OR HIGHER OPERATOR: 3 VISITS/WEEK ON NONCONSECUTIVE DAYS FOR A TOTAL OF 0.3 HOUR/WEEK. LESS THAN 50,000 GPD-STAFFING BY A CLASS D OR HIGHER OPERATOR: 2 VISITS/WEEK ON NONCONSECUTIVE DAYS FOR A TOTAL OF 0.2 HOUR/WEEK. THERE SHALL BE NO MORE THAN 5 DAYS BETWEEN THE LAST VISIT IN ONE WEEK AND THE FIRST VISIT IN THE NEXT WEEK. | N | Y | USDA/MILL DAM RECREATIONAL AREA | HWY 40 @ 7 MI. W OF HWY 19 |  | SILVER SPRINGS | FL | 34488 | 5849 | 3526252520 |  | JONATHAN MICKETT | LEIGH OSTIN | 17147 E. FL-40 |  | SILVER SPRINGS | FL | 34488 | 5849 | 3528951932 |  | FEDERAL | 25 | 21600 | 3 | 2012-09-06 | 2019-09-24 | NC01 | 50
3 | MARION | CD | POST4493@VFWFL.ORG | 3424871 | NONCOMMUNITY | CHLORINATION; AERATION FOR REMOVAL OF ANY SECONDARY CONTAMINANT, SULFIDE, OR ANY UNREGULATED CONTAMINANT; CORROSION CONTROL INHIBITOR ADDITION; HYPOCHLORINATION; IRON OR MANGANESE SEQUESTRATION; OR ULTRAVIOLET RADIATION. THE LEAD/CHIEF OPERATOR MUST BE CLASS D OR HIGHER. 50,000 GPD UP TO 0.25 MGD-STAFFING BY CLASS D OR HIGHER OPERATOR: 3 VISITS/WEEK ON NONCONSECUTIVE DAYS FOR A TOTAL OF 0.3 HOUR/WEEK. LESS THAN 50,000 GPD-STAFFING BY A CLASS D OR HIGHER OPERATOR: 2 VISITS/WEEK ON NONCONSECUTIVE DAYS FOR A TOTAL OF 0.2 HOUR/WEEK. THERE SHALL BE NO MORE THAN 5 DAYS BETWEEN THE LAST VISIT IN ONE WEEK AND THE FIRST VISIT IN THE NEXT WEEK. | N | Y | SILVER SPRINGS SHORES VFW POST#4493 | 11100 CR 464 |  | CANDLER | FL | 32111 |  | 3526874493 |  | ROBERT SMITH JR. | ROBERT SMITH JR. | PO BOX 452 |  | CANDLER | FL | 32111 | 452 | 3526874493 |  | OTHER | 25 | 18000 | 1 | 2011-09-14 | 2021-12-15 | NC01 | 50
3 | MARION | CD | randy@countsroofing.com | 3424880 | NONCOMMUNITY | CHLORINATION; AERATION FOR REMOVAL OF ANY SECONDARY CONTAMINANT, SULFIDE, OR ANY UNREGULATED CONTAMINANT; CORROSION CONTROL INHIBITOR ADDITION; HYPOCHLORINATION; IRON OR MANGANESE SEQUESTRATION; OR ULTRAVIOLET RADIATION. THE LEAD/CHIEF OPERATOR MUST BE CLASS D OR HIGHER. 50,000 GPD UP TO 0.25 MGD-STAFFING BY CLASS D OR HIGHER OPERATOR: 3 VISITS/WEEK ON NONCONSECUTIVE DAYS FOR A TOTAL OF 0.3 HOUR/WEEK. LESS THAN 50,000 GPD-STAFFING BY A CLASS D OR HIGHER OPERATOR: 2 VISITS/WEEK ON NONCONSECUTIVE DAYS FOR A TOTAL OF 0.2 HOUR/WEEK. THERE SHALL BE NO MORE THAN 5 DAYS BETWEEN THE LAST VISIT IN ONE WEEK AND THE FIRST VISIT IN THE NEXT WEEK. | N | Y | FOX CROSSING TAVERN | 10932 EAST HIGHWAY 25 |  | BELLEVIEW | FL | 34421 |  | 3522880104 |  | VALERIE | RANDY COUNTS | 10920 E HWY 25 | UNIT 1 | BELLEVIEW | FL | 34420 | 6915 | 3526251956 |  | INVESTOR | 25 | 1200 | 1 | 2011-12-20 | 2017-05-19 | NC01 | 50
3 | MARION | CD |  | 3424882 | NONCOMMUNITY | CHLORINATION; AERATION FOR REMOVAL OF ANY SECONDARY CONTAMINANT, SULFIDE, OR ANY UNREGULATED CONTAMINANT; CORROSION CONTROL INHIBITOR ADDITION; HYPOCHLORINATION; IRON OR MANGANESE SEQUESTRATION; OR ULTRAVIOLET RADIATION. THE LEAD/CHIEF OPERATOR MUST BE CLASS D OR HIGHER. 50,000 GPD UP TO 0.25 MGD-STAFFING BY CLASS D OR HIGHER OPERATOR: 3 VISITS/WEEK ON NONCONSECUTIVE DAYS FOR A TOTAL OF 0.3 HOUR/WEEK. LESS THAN 50,000 GPD-STAFFING BY A CLASS D OR HIGHER OPERATOR: 2 VISITS/WEEK ON NONCONSECUTIVE DAYS FOR A TOTAL OF 0.2 HOUR/WEEK. THERE SHALL BE NO MORE THAN 5 DAYS BETWEEN THE LAST VISIT IN ONE WEEK AND THE FIRST VISIT IN THE NEXT WEEK. | N | Y | FOREST FOOD MART | 10777 EAST HWY 40 |  | SILVER SPRINGS | FL | 34488 |  | 3526252135 |  | SAM PATIDAR | SAM PATIDAR | 12909 E. HWY 25 |  | OCKLAWAHA | FL | 32179 |  |  |  | INVESTOR | 25 | 10800 | 2 | 2021-02-16 | 2021-02-09 | NC01 | 50
3 | MARION | CD | FACILITIESCOMPLIANCE@THEPANTRY.COM | 3424883 | NONCOMMUNITY | CHLORINATION; AERATION FOR REMOVAL OF ANY SECONDARY CONTAMINANT, SULFIDE, OR ANY UNREGULATED CONTAMINANT; CORROSION CONTROL INHIBITOR ADDITION; HYPOCHLORINATION; IRON OR MANGANESE SEQUESTRATION; OR ULTRAVIOLET RADIATION. THE LEAD/CHIEF OPERATOR MUST BE CLASS D OR HIGHER. 50,000 GPD UP TO 0.25 MGD-STAFFING BY CLASS D OR HIGHER OPERATOR: 3 VISITS/WEEK ON NONCONSECUTIVE DAYS FOR A TOTAL OF 0.3 HOUR/WEEK. LESS THAN 50,000 GPD-STAFFING BY A CLASS D OR HIGHER OPERATOR: 2 VISITS/WEEK ON NONCONSECUTIVE DAYS FOR A TOTAL OF 0.2 HOUR/WEEK. THERE SHALL BE NO MORE THAN 5 DAYS BETWEEN THE LAST VISIT IN ONE WEEK AND THE FIRST VISIT IN THE NEXT WEEK. | N | Y | CIRCLE K #2326 | 12475 NW GAINESVILLE RD |  | LOWELL | FL | 32663 |  | 8004767574 |  | LISA CHILDERS | LISA CHILDERS | 215 PENDLETON ST. |  | WAYCROSS | GA | 31501 |  |  |  | INVESTOR | 25 | 10800 | 1 | 2014-03-14 | 2019-04-25 | NC01 | 50
3 | MARION | CD | STORE2314@THEPANTRY.COM | 3424884 | NONCOMMUNITY | CHLORINATION; AERATION FOR REMOVAL OF ANY SECONDARY CONTAMINANT, SULFIDE, OR ANY UNREGULATED CONTAMINANT; CORROSION CONTROL INHIBITOR ADDITION; HYPOCHLORINATION; IRON OR MANGANESE SEQUESTRATION; OR ULTRAVIOLET RADIATION. THE LEAD/CHIEF OPERATOR MUST BE CLASS D OR HIGHER. 50,000 GPD UP TO 0.25 MGD-STAFFING BY CLASS D OR HIGHER OPERATOR: 3 VISITS/WEEK ON NONCONSECUTIVE DAYS FOR A TOTAL OF 0.3 HOUR/WEEK. LESS THAN 50,000 GPD-STAFFING BY A CLASS D OR HIGHER OPERATOR: 2 VISITS/WEEK ON NONCONSECUTIVE DAYS FOR A TOTAL OF 0.2 HOUR/WEEK. THERE SHALL BE NO MORE THAN 5 DAYS BETWEEN THE LAST VISIT IN ONE WEEK AND THE FIRST VISIT IN THE NEXT WEEK. | N | Y | CIRCLE K # 2314 | 10135 SUNSET HARBOR RD |  | SUMMERFIELD | FL | 34491 |  | 3522886745 |  | KIMBERLY MOON | CHERYL BARROW | 3802 CORPOREX PARK DR. | STE. 200 | TAMPA | FL | 33619 |  | 8139106787 |  | INVESTOR | 25 | 18000 | 1 | 2011-05-18 | 2017-05-19 | NC01 | 50
3 | MARION | CD | CSMITHSO@CIRCLEK.COM | 3424885 | NONCOMMUNITY | CHLORINATION; AERATION FOR REMOVAL OF ANY SECONDARY CONTAMINANT, SULFIDE, OR ANY UNREGULATED CONTAMINANT; CORROSION CONTROL INHIBITOR ADDITION; HYPOCHLORINATION; IRON OR MANGANESE SEQUESTRATION; OR ULTRAVIOLET RADIATION. THE LEAD/CHIEF OPERATOR MUST BE CLASS D OR HIGHER. 50,000 GPD UP TO 0.25 MGD-STAFFING BY CLASS D OR HIGHER OPERATOR: 3 VISITS/WEEK ON NONCONSECUTIVE DAYS FOR A TOTAL OF 0.3 HOUR/WEEK. LESS THAN 50,000 GPD-STAFFING BY A CLASS D OR HIGHER OPERATOR: 2 VISITS/WEEK ON NONCONSECUTIVE DAYS FOR A TOTAL OF 0.2 HOUR/WEEK. THERE SHALL BE NO MORE THAN 5 DAYS BETWEEN THE LAST VISIT IN ONE WEEK AND THE FIRST VISIT IN THE NEXT WEEK. | N | Y | CIRCLE K #2902 | 6963 NORTH HWY 441 |  | OCALA | FL | 34470 |  | 3523681911 |  | BRENT PUZAK | BRENT PUZAK | 305 GREGSON DR. |  | CARY | NC | 27511 |  | 9195661549 |  | INVESTOR | 25 | 14400 | 1 | 2017-02-13 | 2021-03-18 | NC01 | 50
3 | MARION | CD | SMITHSO@CIRCLEK.COM | 3424889 | NONCOMMUNITY | CHLORINATION; AERATION FOR REMOVAL OF ANY SECONDARY CONTAMINANT, SULFIDE, OR ANY UNREGULATED CONTAMINANT; CORROSION CONTROL INHIBITOR ADDITION; HYPOCHLORINATION; IRON OR MANGANESE SEQUESTRATION; OR ULTRAVIOLET RADIATION. THE LEAD/CHIEF OPERATOR MUST BE CLASS D OR HIGHER. 50,000 GPD UP TO 0.25 MGD-STAFFING BY CLASS D OR HIGHER OPERATOR: 3 VISITS/WEEK ON NONCONSECUTIVE DAYS FOR A TOTAL OF 0.3 HOUR/WEEK. LESS THAN 50,000 GPD-STAFFING BY A CLASS D OR HIGHER OPERATOR: 2 VISITS/WEEK ON NONCONSECUTIVE DAYS FOR A TOTAL OF 0.2 HOUR/WEEK. THERE SHALL BE NO MORE THAN 5 DAYS BETWEEN THE LAST VISIT IN ONE WEEK AND THE FIRST VISIT IN THE NEXT WEEK. | N | Y | CIRCLE K # 2321 | 13002 NE JACKSONVILLE RD |  | SPARR | FL | 32192 |  | 3526291805 |  | LISA CHILDERS | LISA CHILDERS | 215 PENDLETON ST. |  | WAYCROSS | GA | 31501 |  |  |  | INVESTOR | 25 | 18000 | 1 | 2014-03-14 | 2017-05-16 | NC01 | 50
3 | MARION | CD | hitteshpatel@yahoo.com | 3424891 | NONCOMMUNITY | CHLORINATION; AERATION FOR REMOVAL OF ANY SECONDARY CONTAMINANT, SULFIDE, OR ANY UNREGULATED CONTAMINANT; CORROSION CONTROL INHIBITOR ADDITION; HYPOCHLORINATION; IRON OR MANGANESE SEQUESTRATION; OR ULTRAVIOLET RADIATION. THE LEAD/CHIEF OPERATOR MUST BE CLASS D OR HIGHER. 50,000 GPD UP TO 0.25 MGD-STAFFING BY CLASS D OR HIGHER OPERATOR: 3 VISITS/WEEK ON NONCONSECUTIVE DAYS FOR A TOTAL OF 0.3 HOUR/WEEK. LESS THAN 50,000 GPD-STAFFING BY A CLASS D OR HIGHER OPERATOR: 2 VISITS/WEEK ON NONCONSECUTIVE DAYS FOR A TOTAL OF 0.2 HOUR/WEEK. THERE SHALL BE NO MORE THAN 5 DAYS BETWEEN THE LAST VISIT IN ONE WEEK AND THE FIRST VISIT IN THE NEXT WEEK. | N | Y | JOYCE CORNER STORE | 4899 NE JACKSONVILLE RD |  | OCALA | FL | 34470 |  | 3523515028 |  | JOYCE RODRIGUEZ | JOYCE RODRIGUEZ | 4899 NE JACKSONVILLE ROAD |  | OCALA | FL | 34470 |  | 3523515028 |  | INVESTOR | 25 | 11520 | 1 | 2016-12-09 | 2021-03-18 | NC01 | 50
3 | MARION | CD | NONE | 3424895 | NONTRANSIENT NONCOMMUNITY | CHLORINATION; AERATION FOR REMOVAL OF ANY SECONDARY CONTAMINANT, SULFIDE, OR ANY UNREGULATED CONTAMINANT; CORROSION CONTROL INHIBITOR ADDITION; HYPOCHLORINATION; IRON OR MANGANESE SEQUESTRATION; OR ULTRAVIOLET RADIATION. THE LEAD/CHIEF OPERATOR MUST BE CLASS D OR HIGHER. 50,000 GPD UP TO 0.25 MGD-STAFFING BY CLASS D OR HIGHER OPERATOR: 3 VISITS/WEEK ON NONCONSECUTIVE DAYS FOR A TOTAL OF 0.3 HOUR/WEEK. LESS THAN 50,000 GPD-STAFFING BY A CLASS D OR HIGHER OPERATOR: 2 VISITS/WEEK ON NONCONSECUTIVE DAYS FOR A TOTAL OF 0.2 HOUR/WEEK. THERE SHALL BE NO MORE THAN 5 DAYS BETWEEN THE LAST VISIT IN ONE WEEK AND THE FIRST VISIT IN THE NEXT WEEK. | N | Y | HARBOUR VIEW ELEMENTARY | 8445 SE 147TH PL |  | SUMMERFIELD | FL | 34491 | 2599 | 3526716110 |  | CHARLES STEGALL | HARBOR VIEW ELEMENTARY | 1105 SW 7TH RD |  | OCALA | FL | 34471 | 571 | 3526716902 |  | COUNTY | 785 | 144000 | 2 | 2014-02-12 | 2021-01-29 | NTNC | 100
3 | MARION | CD | dianne@sacredfireministries.com | 3424896 | NONCOMMUNITY | CHLORINATION; AERATION FOR REMOVAL OF ANY SECONDARY CONTAMINANT, SULFIDE, OR ANY UNREGULATED CONTAMINANT; CORROSION CONTROL INHIBITOR ADDITION; HYPOCHLORINATION; IRON OR MANGANESE SEQUESTRATION; OR ULTRAVIOLET RADIATION. THE LEAD/CHIEF OPERATOR MUST BE CLASS D OR HIGHER. 50,000 GPD UP TO 0.25 MGD-STAFFING BY CLASS D OR HIGHER OPERATOR: 3 VISITS/WEEK ON NONCONSECUTIVE DAYS FOR A TOTAL OF 0.3 HOUR/WEEK. LESS THAN 50,000 GPD-STAFFING BY A CLASS D OR HIGHER OPERATOR: 2 VISITS/WEEK ON NONCONSECUTIVE DAYS FOR A TOTAL OF 0.2 HOUR/WEEK. THERE SHALL BE NO MORE THAN 5 DAYS BETWEEN THE LAST VISIT IN ONE WEEK AND THE FIRST VISIT IN THE NEXT WEEK. | N | Y | SACRED FIRE MINISTRIES, INC | 12226 HWY 301 |  | BELLEVIEW | FL | 34420 |  | 3522034810 |  | DIANNE WILSON | SACRED FIRE MINISTRIES, INC | 12226 SE US 301 |  | BELLEVIEW | FL | 34421 | 1628 | 3522034810 |  | OTHER | 25 | 16000 | 1 | 2019-04-03 | 2018-11-05 | NC01 | 50
3 | MARION | CD | WILLIAM.BRYSON@MARIONCOUNTYFL.ORG | 3424897 | COMMUNITY | CHLORINATION; AERATION FOR REMOVAL OF ANY SECONDARY CONTAMINANT, SULFIDE, OR ANY UNREGULATED CONTAMINANT; CORROSION CONTROL INHIBITOR ADDITION; HYPOCHLORINATION; IRON OR MANGANESE SEQUESTRATION; OR ULTRAVIOLET RADIATION. THE LEAD/CHIEF OPERATOR MUST BE CLASS C OR HIGHER. 5.0 MGD AND ABOVE-STAFFING BY CLASS C OR HIGHER OPERATOR: 6 HOURS/DAY FOR 5 DAYS/WEEK AND ONE VISIT ON EACH WEEKEND DAY. 3.0 MGD UP TO 5.0 MGD-STAFFING BY CLASS C OR HIGHER OPERATOR: 1 HOUR/DAY FOR 5 DAYS/WEEK AND ONE VISIT ON EACH WEEKEND DAY. 0.25 MGD UP TO 3.0 MGD-STAFFING BY CLASS C OR HIGHER OPERATOR: 5 VISITS/WEEK AND ONE VISIT EACH WEEKEND FOR A TOTAL OF 0.6 HOUR/WEEK. | N | Y | EAST SIDE CONSOLIDATED | 11560 SE 176TH PLACE RD |  | SUMMERFIELD | FL | 34491 |  | 3526871856 |  | WILLIAM BRYSON | JOHN KIRKMAN | 11800 S HWY 441 |  | BELLEVIEW | FL | 34420 |  | 3523076000 |  | INVESTOR/LICENSED PUBLIC UTILITIES | 35737 | 19699000 | 15538 | 2018-12-11 | 2021-08-24 | DC01 | 6000
3 | MARION | CD |  | 3424899 | NONCOMMUNITY | CHLORINATION; AERATION FOR REMOVAL OF ANY SECONDARY CONTAMINANT, SULFIDE, OR ANY UNREGULATED CONTAMINANT; CORROSION CONTROL INHIBITOR ADDITION; HYPOCHLORINATION; IRON OR MANGANESE SEQUESTRATION; OR ULTRAVIOLET RADIATION. THE LEAD/CHIEF OPERATOR MUST BE CLASS C OR HIGHER. 5.0 MGD AND ABOVE-STAFFING BY CLASS C OR HIGHER OPERATOR: 6 HOURS/DAY FOR 5 DAYS/WEEK AND ONE VISIT ON EACH WEEKEND DAY. 3.0 MGD UP TO 5.0 MGD-STAFFING BY CLASS C OR HIGHER OPERATOR: 1 HOUR/DAY FOR 5 DAYS/WEEK AND ONE VISIT ON EACH WEEKEND DAY. 0.25 MGD UP TO 3.0 MGD-STAFFING BY CLASS C OR HIGHER OPERATOR: 5 VISITS/WEEK AND ONE VISIT EACH WEEKEND FOR A TOTAL OF 0.6 HOUR/WEEK. | N | Y | FLORIDA ELKS YOUTH CAMP | 24175 SE HIGHWAY 450 |  | UMATILLA | FL | 32784 | 8219 | 3526699443 | 239 | NICK MILLER | NICK MILLER | 24175 SE HWY 450 |  | UMATILLA | FL | 32784 | 8219 | 3526020441 | 239 | INVESTOR | 25 | 360000 | 32 | 2017-06-23 | 2021-10-20 | NC01 | 50
3 | MARION | CD | monoface@hotmail.com | 3424900 | NONCOMMUNITY | CHLORINATION; AERATION FOR REMOVAL OF ANY SECONDARY CONTAMINANT, SULFIDE, OR ANY UNREGULATED CONTAMINANT; CORROSION CONTROL INHIBITOR ADDITION; HYPOCHLORINATION; IRON OR MANGANESE SEQUESTRATION; OR ULTRAVIOLET RADIATION. THE LEAD/CHIEF OPERATOR MUST BE CLASS D OR HIGHER. 50,000 GPD UP TO 0.25 MGD-STAFFING BY CLASS D OR HIGHER OPERATOR: 3 VISITS/WEEK ON NONCONSECUTIVE DAYS FOR A TOTAL OF 0.3 HOUR/WEEK. LESS THAN 50,000 GPD-STAFFING BY A CLASS D OR HIGHER OPERATOR: 2 VISITS/WEEK ON NONCONSECUTIVE DAYS FOR A TOTAL OF 0.2 HOUR/WEEK. THERE SHALL BE NO MORE THAN 5 DAYS BETWEEN THE LAST VISIT IN ONE WEEK AND THE FIRST VISIT IN THE NEXT WEEK. | N | Y | FRONTIER PLAZA | 9360 US HWY 441 SOUTH |  | OCALA | FL | 34480 |  | 3528174033 |  |  | JUDITH WALLACE | 1393 NW 150TH AVE |  | OCALA | FL | 34482 |  | 4077017649 |  | INVESTOR | 25 | 32400 | 2 | 2011-12-05 | 2020-02-14 | NC01 | 50
3 | MARION | CD | NONE | 3424902 | NONTRANSIENT NONCOMMUNITY | CHLORINATION; AERATION FOR REMOVAL OF ANY SECONDARY CONTAMINANT, SULFIDE, OR ANY UNREGULATED CONTAMINANT; CORROSION CONTROL INHIBITOR ADDITION; HYPOCHLORINATION; IRON OR MANGANESE SEQUESTRATION; OR ULTRAVIOLET RADIATION. THE LEAD/CHIEF OPERATOR MUST BE CLASS D OR HIGHER. 50,000 GPD UP TO 0.25 MGD-STAFFING BY CLASS D OR HIGHER OPERATOR: 3 VISITS/WEEK ON NONCONSECUTIVE DAYS FOR A TOTAL OF 0.3 HOUR/WEEK. LESS THAN 50,000 GPD-STAFFING BY A CLASS D OR HIGHER OPERATOR: 2 VISITS/WEEK ON NONCONSECUTIVE DAYS FOR A TOTAL OF 0.2 HOUR/WEEK. THERE SHALL BE NO MORE THAN 5 DAYS BETWEEN THE LAST VISIT IN ONE WEEK AND THE FIRST VISIT IN THE NEXT WEEK. | N | Y | NORTH TRANSPORTATION CENTER | 5440 NW GAINESVILLE RD |  | OCALA | FL | 34478 |  | 3527328041 |  | CHARLES STEGALL | NORTH TRANSPORTATION CENTER | 1105 SW 7TH RD |  | OCALA | FL | 34471 | 571 | 3526716950 |  | COUNTY | 339 | 54000 | 5 | 2017-12-12 | 2021-04-05 | NTNC | 100
3 | MARION | CD |  | 3424903 | NONCOMMUNITY | CHLORINATION; AERATION FOR REMOVAL OF ANY SECONDARY CONTAMINANT, SULFIDE, OR ANY UNREGULATED CONTAMINANT; CORROSION CONTROL INHIBITOR ADDITION; HYPOCHLORINATION; IRON OR MANGANESE SEQUESTRATION; OR ULTRAVIOLET RADIATION. THE LEAD/CHIEF OPERATOR MUST BE CLASS D OR HIGHER. 50,000 GPD UP TO 0.25 MGD-STAFFING BY CLASS D OR HIGHER OPERATOR: 3 VISITS/WEEK ON NONCONSECUTIVE DAYS FOR A TOTAL OF 0.3 HOUR/WEEK. LESS THAN 50,000 GPD-STAFFING BY A CLASS D OR HIGHER OPERATOR: 2 VISITS/WEEK ON NONCONSECUTIVE DAYS FOR A TOTAL OF 0.2 HOUR/WEEK. THERE SHALL BE NO MORE THAN 5 DAYS BETWEEN THE LAST VISIT IN ONE WEEK AND THE FIRST VISIT IN THE NEXT WEEK. | N | Y | DALLAS INN, INC | 16860 S US HIGHWAY 301 |  | SUMMERFIELD | FL | 34491 |  | 3522455002 |  | SHELIA STRICKLAND | SHELIA STRICKLAND | P.O. BOX 132 |  | OXFORD | FL | 34484 |  | 3522455002 |  | INVESTOR | 25 | 17000 | 2 | 2019-10-22 | 2019-05-22 | NC01 | 50
3 | MARION | CD | FACILITIESCOMPLIANCE@THEPANTRY.COM | 3424908 | NONCOMMUNITY | CHLORINATION; AERATION FOR REMOVAL OF ANY SECONDARY CONTAMINANT, SULFIDE, OR ANY UNREGULATED CONTAMINANT; CORROSION CONTROL INHIBITOR ADDITION; HYPOCHLORINATION; IRON OR MANGANESE SEQUESTRATION; OR ULTRAVIOLET RADIATION. THE LEAD/CHIEF OPERATOR MUST BE CLASS D OR HIGHER. 50,000 GPD UP TO 0.25 MGD-STAFFING BY CLASS D OR HIGHER OPERATOR: 3 VISITS/WEEK ON NONCONSECUTIVE DAYS FOR A TOTAL OF 0.3 HOUR/WEEK. LESS THAN 50,000 GPD-STAFFING BY A CLASS D OR HIGHER OPERATOR: 2 VISITS/WEEK ON NONCONSECUTIVE DAYS FOR A TOTAL OF 0.2 HOUR/WEEK. THERE SHALL BE NO MORE THAN 5 DAYS BETWEEN THE LAST VISIT IN ONE WEEK AND THE FIRST VISIT IN THE NEXT WEEK. | N | Y | CIRCLE K #6070 | 16991 EAST HIGHWAY 40 |  | SILVER SPRINGS | FL | 34488 |  | 8004767574 |  |  | CHERYL BARROW | 3802 CORPOREX PARK DR. | STE 200 | TAMPA | FL | 33619 |  | 8139106878 |  | INVESTOR | 25 | 36000 | 1 | 2018-05-04 | 2018-04-10 | NC01 | 50
3 | MARION | CD | mikepatel123@yahoo.com | 3424910 | NONCOMMUNITY | CHLORINATION; AERATION FOR REMOVAL OF ANY SECONDARY CONTAMINANT, SULFIDE, OR ANY UNREGULATED CONTAMINANT; CORROSION CONTROL INHIBITOR ADDITION; HYPOCHLORINATION; IRON OR MANGANESE SEQUESTRATION; OR ULTRAVIOLET RADIATION. THE LEAD/CHIEF OPERATOR MUST BE CLASS D OR HIGHER. 50,000 GPD UP TO 0.25 MGD-STAFFING BY CLASS D OR HIGHER OPERATOR: 3 VISITS/WEEK ON NONCONSECUTIVE DAYS FOR A TOTAL OF 0.3 HOUR/WEEK. LESS THAN 50,000 GPD-STAFFING BY A CLASS D OR HIGHER OPERATOR: 2 VISITS/WEEK ON NONCONSECUTIVE DAYS FOR A TOTAL OF 0.2 HOUR/WEEK. THERE SHALL BE NO MORE THAN 5 DAYS BETWEEN THE LAST VISIT IN ONE WEEK AND THE FIRST VISIT IN THE NEXT WEEK. | N | Y | PACK A SACK #1 | 18200 E HWY 40 |  | SILVER SPRINGS | FL | 34488 |  | 3522394903 |  | BHAVIN PATEL | BHAVIN PATEL | 18200 EAST HIGHWAY 40 |  | SILVER SPRINGS | FL | 34488 |  | 3522394903 |  | INVESTOR | 25 | 18000 | 1 | 2012-12-19 | 2020-09-17 | NC01 | 50
3 | MARION | CD | PIHARSHA@HOTMAIL.COM | 3424912 | NONCOMMUNITY | CHLORINATION; AERATION FOR REMOVAL OF ANY SECONDARY CONTAMINANT, SULFIDE, OR ANY UNREGULATED CONTAMINANT; CORROSION CONTROL INHIBITOR ADDITION; HYPOCHLORINATION; IRON OR MANGANESE SEQUESTRATION; OR ULTRAVIOLET RADIATION. THE LEAD/CHIEF OPERATOR MUST BE CLASS D OR HIGHER. 50,000 GPD UP TO 0.25 MGD-STAFFING BY CLASS D OR HIGHER OPERATOR: 3 VISITS/WEEK ON NONCONSECUTIVE DAYS FOR A TOTAL OF 0.3 HOUR/WEEK. LESS THAN 50,000 GPD-STAFFING BY A CLASS D OR HIGHER OPERATOR: 2 VISITS/WEEK ON NONCONSECUTIVE DAYS FOR A TOTAL OF 0.2 HOUR/WEEK. THERE SHALL BE NO MORE THAN 5 DAYS BETWEEN THE LAST VISIT IN ONE WEEK AND THE FIRST VISIT IN THE NEXT WEEK. | N | Y | QUICK KING #18 | 13491 SE CR 484 |  | BELLEVIEW | FL | 34420 |  | 3522454999 |  | ANJANA PATEL | ANJANA PATEL | 13491 SE HWY 484 |  | BELLEVIEW | FL | 34420 |  | 3524029191 |  | INVESTOR | 25 | 1800 | 1 | 2011-07-30 | 2021-12-15 | NC01 | 50
3 | MARION | CD |  | 3424915 | NONCOMMUNITY | CHLORINATION; AERATION FOR REMOVAL OF ANY SECONDARY CONTAMINANT, SULFIDE, OR ANY UNREGULATED CONTAMINANT; CORROSION CONTROL INHIBITOR ADDITION; HYPOCHLORINATION; IRON OR MANGANESE SEQUESTRATION; OR ULTRAVIOLET RADIATION. THE LEAD/CHIEF OPERATOR MUST BE CLASS D OR HIGHER. 50,000 GPD UP TO 0.25 MGD-STAFFING BY CLASS D OR HIGHER OPERATOR: 3 VISITS/WEEK ON NONCONSECUTIVE DAYS FOR A TOTAL OF 0.3 HOUR/WEEK. LESS THAN 50,000 GPD-STAFFING BY A CLASS D OR HIGHER OPERATOR: 2 VISITS/WEEK ON NONCONSECUTIVE DAYS FOR A TOTAL OF 0.2 HOUR/WEEK. THERE SHALL BE NO MORE THAN 5 DAYS BETWEEN THE LAST VISIT IN ONE WEEK AND THE FIRST VISIT IN THE NEXT WEEK. | N | Y | LYNN QWIK KING FOOD STORE | 14320 EAST HIGHWAY 40 |  | SILVER SPRINGS | FL | 34488 |  | 3526256666 |  | SAMUEL S. PATIDAR | SAMUEL S. PATIDAR | 6222 SW 80TH LN |  | OCALA | FL | 34476 |  | 3524010322 |  | INVESTOR | 25 | 14400 | 2 | 2015-11-11 | 2020-03-25 | NC01 | 50
3 | MARION | CD | INFO@ANTONIOS.CO | 3424917 | NONCOMMUNITY | CHLORINATION; AERATION FOR REMOVAL OF ANY SECONDARY CONTAMINANT, SULFIDE, OR ANY UNREGULATED CONTAMINANT; CORROSION CONTROL INHIBITOR ADDITION; HYPOCHLORINATION; IRON OR MANGANESE SEQUESTRATION; OR ULTRAVIOLET RADIATION. THE LEAD/CHIEF OPERATOR MUST BE CLASS D OR HIGHER. 50,000 GPD UP TO 0.25 MGD-STAFFING BY CLASS D OR HIGHER OPERATOR: 3 VISITS/WEEK ON NONCONSECUTIVE DAYS FOR A TOTAL OF 0.3 HOUR/WEEK. LESS THAN 50,000 GPD-STAFFING BY A CLASS D OR HIGHER OPERATOR: 2 VISITS/WEEK ON NONCONSECUTIVE DAYS FOR A TOTAL OF 0.2 HOUR/WEEK. THERE SHALL BE NO MORE THAN 5 DAYS BETWEEN THE LAST VISIT IN ONE WEEK AND THE FIRST VISIT IN THE NEXT WEEK. | N | Y | ANTONIO'S MADE IN ITALY | 22050 NORTH US HWY 441 |  | MCINTOSH | FL | 32664 |  | 3525915304 |  | ANTONIO AND ARLEEN MAZZELLA | ANTONIO AND ARLEEN MAZZELLA | 22050 N. US 441 |  | MCINTOSH | FL | 32664 |  | 3525914141 |  | INVESTOR | 25 | 5760 | 1 | 2012-10-23 | 2017-06-02 | NC01 | 50
3 | MARION | CD | none | 3424921 | NONCOMMUNITY | CHLORINATION; AERATION FOR REMOVAL OF ANY SECONDARY CONTAMINANT, SULFIDE, OR ANY UNREGULATED CONTAMINANT; CORROSION CONTROL INHIBITOR ADDITION; HYPOCHLORINATION; IRON OR MANGANESE SEQUESTRATION; OR ULTRAVIOLET RADIATION. THE LEAD/CHIEF OPERATOR MUST BE CLASS D OR HIGHER. 50,000 GPD UP TO 0.25 MGD-STAFFING BY CLASS D OR HIGHER OPERATOR: 3 VISITS/WEEK ON NONCONSECUTIVE DAYS FOR A TOTAL OF 0.3 HOUR/WEEK. LESS THAN 50,000 GPD-STAFFING BY A CLASS D OR HIGHER OPERATOR: 2 VISITS/WEEK ON NONCONSECUTIVE DAYS FOR A TOTAL OF 0.2 HOUR/WEEK. THERE SHALL BE NO MORE THAN 5 DAYS BETWEEN THE LAST VISIT IN ONE WEEK AND THE FIRST VISIT IN THE NEXT WEEK. | N | Y | UMATILLA GROCERIES | 21075 SE HIGHWAY 42 |  | UMATILLA | FL | 32784 |  | 3528213619 |  | FEVIL PATEL | FEVIL PATEL | 21075 SE HWY 42 |  | UMATILLA | FL | 32784 |  | 3525025316 |  | INVESTOR | 25 | 3600 | 3 | 2011-08-23 | 2018-01-10 | NC01 | 50
3 | MARION | CD | none | 3424922 | NONCOMMUNITY | CHLORINATION; AERATION FOR REMOVAL OF ANY SECONDARY CONTAMINANT, SULFIDE, OR ANY UNREGULATED CONTAMINANT; CORROSION CONTROL INHIBITOR ADDITION; HYPOCHLORINATION; IRON OR MANGANESE SEQUESTRATION; OR ULTRAVIOLET RADIATION. THE LEAD/CHIEF OPERATOR MUST BE CLASS D OR HIGHER. 50,000 GPD UP TO 0.25 MGD-STAFFING BY CLASS D OR HIGHER OPERATOR: 3 VISITS/WEEK ON NONCONSECUTIVE DAYS FOR A TOTAL OF 0.3 HOUR/WEEK. LESS THAN 50,000 GPD-STAFFING BY A CLASS D OR HIGHER OPERATOR: 2 VISITS/WEEK ON NONCONSECUTIVE DAYS FOR A TOTAL OF 0.2 HOUR/WEEK. THERE SHALL BE NO MORE THAN 5 DAYS BETWEEN THE LAST VISIT IN ONE WEEK AND THE FIRST VISIT IN THE NEXT WEEK. | N | Y | ORANGE LAKE BP | 19171 N. HWY 441 |  | ORANGE LAKE | FL | 32681 |  | 3525914551 |  | SUNNY PATEL | SUNNY PATEL | PO BOX 566 |  | ORANGE LAKE | FL | 32681 |  | 3528170392 |  | INVESTOR | 25 | 18000 | 1 | 2017-07-21 | 2017-06-02 | NC01 | 50
3 | MARION | CD | FACILITIESCOMPLIANCE@THEPANTRY.COM | 3424923 | NONCOMMUNITY | CHLORINATION; AERATION FOR REMOVAL OF ANY SECONDARY CONTAMINANT, SULFIDE, OR ANY UNREGULATED CONTAMINANT; CORROSION CONTROL INHIBITOR ADDITION; HYPOCHLORINATION; IRON OR MANGANESE SEQUESTRATION; OR ULTRAVIOLET RADIATION. THE LEAD/CHIEF OPERATOR MUST BE CLASS D OR HIGHER. 50,000 GPD UP TO 0.25 MGD-STAFFING BY CLASS D OR HIGHER OPERATOR: 3 VISITS/WEEK ON NONCONSECUTIVE DAYS FOR A TOTAL OF 0.3 HOUR/WEEK. LESS THAN 50,000 GPD-STAFFING BY A CLASS D OR HIGHER OPERATOR: 2 VISITS/WEEK ON NONCONSECUTIVE DAYS FOR A TOTAL OF 0.2 HOUR/WEEK. THERE SHALL BE NO MORE THAN 5 DAYS BETWEEN THE LAST VISIT IN ONE WEEK AND THE FIRST VISIT IN THE NEXT WEEK. | N | Y | CIRCLE K #1251 | 7676 NORTH US HWY 441 |  | OCALA | FL | 34475 |  | 8004767574 |  |  | CHERYL BARROW | 3802 CORPOREX PARK DR. | STE 200 | TAMPA | FL | 33619 |  | 8139106878 |  | INVESTOR | 25 | 18000 | 1 | 2013-12-06 | 2019-04-25 | NC01 | 50
3 | MARION | CD | facilitiescompliance@thepantry.com | 3424924 | NONCOMMUNITY | CHLORINATION; AERATION FOR REMOVAL OF ANY SECONDARY CONTAMINANT, SULFIDE, OR ANY UNREGULATED CONTAMINANT; CORROSION CONTROL INHIBITOR ADDITION; HYPOCHLORINATION; IRON OR MANGANESE SEQUESTRATION; OR ULTRAVIOLET RADIATION. THE LEAD/CHIEF OPERATOR MUST BE CLASS D OR HIGHER. 50,000 GPD UP TO 0.25 MGD-STAFFING BY CLASS D OR HIGHER OPERATOR: 3 VISITS/WEEK ON NONCONSECUTIVE DAYS FOR A TOTAL OF 0.3 HOUR/WEEK. LESS THAN 50,000 GPD-STAFFING BY A CLASS D OR HIGHER OPERATOR: 2 VISITS/WEEK ON NONCONSECUTIVE DAYS FOR A TOTAL OF 0.2 HOUR/WEEK. THERE SHALL BE NO MORE THAN 5 DAYS BETWEEN THE LAST VISIT IN ONE WEEK AND THE FIRST VISIT IN THE NEXT WEEK. | N | Y | CIRCLE K # 1238 | 14880 NE COUNTY ROAD 315 |  | FT. MCCOY | FL | 32637 |  | 8004767574 |  | LISA CHILDERS | LISA CHILDERS | 215 PENDLETON ST. |  | WAYCROSS | GA | 31501 |  |  |  | INVESTOR | 25 | 18000 | 1 | 2013-12-06 | 2019-04-25 | NC01 | 50
3 | MARION | CD |  | 3424925 | NONCOMMUNITY | CHLORINATION; AERATION FOR REMOVAL OF ANY SECONDARY CONTAMINANT, SULFIDE, OR ANY UNREGULATED CONTAMINANT; CORROSION CONTROL INHIBITOR ADDITION; HYPOCHLORINATION; IRON OR MANGANESE SEQUESTRATION; OR ULTRAVIOLET RADIATION. THE LEAD/CHIEF OPERATOR MUST BE CLASS D OR HIGHER. 50,000 GPD UP TO 0.25 MGD-STAFFING BY CLASS D OR HIGHER OPERATOR: 3 VISITS/WEEK ON NONCONSECUTIVE DAYS FOR A TOTAL OF 0.3 HOUR/WEEK. LESS THAN 50,000 GPD-STAFFING BY A CLASS D OR HIGHER OPERATOR: 2 VISITS/WEEK ON NONCONSECUTIVE DAYS FOR A TOTAL OF 0.2 HOUR/WEEK. THERE SHALL BE NO MORE THAN 5 DAYS BETWEEN THE LAST VISIT IN ONE WEEK AND THE FIRST VISIT IN THE NEXT WEEK. | N | Y | CIRCLE K #1259 | 12995 NORTH U.S. HWY 441 (441/301 SPLIT) |  | OCALA | FL | 32637 |  | 8004767574 |  | LISA CHILDERS | LISA CHILDERS | 215 PENDLETON ST. |  | WAYCROSS | GA | 31501 |  |  |  | INVESTOR | 25 | 4000 | 1 | 2017-04-21 | 2017-03-21 | NC01 | 50
3 | MARION | CD | fevilpatel@yahoo.com | 3424927 | NONCOMMUNITY | CHLORINATION; AERATION FOR REMOVAL OF ANY SECONDARY CONTAMINANT, SULFIDE, OR ANY UNREGULATED CONTAMINANT; CORROSION CONTROL INHIBITOR ADDITION; HYPOCHLORINATION; IRON OR MANGANESE SEQUESTRATION; OR ULTRAVIOLET RADIATION. THE LEAD/CHIEF OPERATOR MUST BE CLASS D OR HIGHER. 50,000 GPD UP TO 0.25 MGD-STAFFING BY CLASS D OR HIGHER OPERATOR: 3 VISITS/WEEK ON NONCONSECUTIVE DAYS FOR A TOTAL OF 0.3 HOUR/WEEK. LESS THAN 50,000 GPD-STAFFING BY A CLASS D OR HIGHER OPERATOR: 2 VISITS/WEEK ON NONCONSECUTIVE DAYS FOR A TOTAL OF 0.2 HOUR/WEEK. THERE SHALL BE NO MORE THAN 5 DAYS BETWEEN THE LAST VISIT IN ONE WEEK AND THE FIRST VISIT IN THE NEXT WEEK. | N | Y | BELLEVIEW FOOD STORE LLC | 10015 SE HWY 25 |  | BELLEVIEW | FL | 34420 |  | 3525025316 |  | FEVIL PATEL | FEVIL PATEL | 10015 EAST HIGHWAY 25 |  | BELLEVIEW | FL | 34420 |  | 3525025316 |  | INVESTOR | 25 | 18000 | 1 | 2018-09-18 | 2018-08-16 | NC01 | 50
3 | MARION | CD | CBARROW@CIRCLEK.COM | 3424928 | NONCOMMUNITY | CHLORINATION; AERATION FOR REMOVAL OF ANY SECONDARY CONTAMINANT, SULFIDE, OR ANY UNREGULATED CONTAMINANT; CORROSION CONTROL INHIBITOR ADDITION; HYPOCHLORINATION; IRON OR MANGANESE SEQUESTRATION; OR ULTRAVIOLET RADIATION. THE LEAD/CHIEF OPERATOR MUST BE CLASS D OR HIGHER. 50,000 GPD UP TO 0.25 MGD-STAFFING BY CLASS D OR HIGHER OPERATOR: 3 VISITS/WEEK ON NONCONSECUTIVE DAYS FOR A TOTAL OF 0.3 HOUR/WEEK. LESS THAN 50,000 GPD-STAFFING BY A CLASS D OR HIGHER OPERATOR: 2 VISITS/WEEK ON NONCONSECUTIVE DAYS FOR A TOTAL OF 0.2 HOUR/WEEK. THERE SHALL BE NO MORE THAN 5 DAYS BETWEEN THE LAST VISIT IN ONE WEEK AND THE FIRST VISIT IN THE NEXT WEEK. | N | Y | CIRCLE K #1242 | 17980 NORTH HWY 441 |  | ORANGE LAKE | FL | 32681 |  | 8004767574 |  | LISA CHILDERS | [9 empty] | INVESTOR | 25 | 18000 | 1 | 2017-08-08 | 2017-06-02 | NC01 | 50
3 | MARION | CD |  | 3424929 | NONCOMMUNITY | CHLORINATION; AERATION FOR REMOVAL OF ANY SECONDARY CONTAMINANT, SULFIDE, OR ANY UNREGULATED CONTAMINANT; CORROSION CONTROL INHIBITOR ADDITION; HYPOCHLORINATION; IRON OR MANGANESE SEQUESTRATION; OR ULTRAVIOLET RADIATION. THE LEAD/CHIEF OPERATOR MUST BE CLASS D OR HIGHER. 50,000 GPD UP TO 0.25 MGD-STAFFING BY CLASS D OR HIGHER OPERATOR: 3 VISITS/WEEK ON NONCONSECUTIVE DAYS FOR A TOTAL OF 0.3 HOUR/WEEK. LESS THAN 50,000 GPD-STAFFING BY A CLASS D OR HIGHER OPERATOR: 2 VISITS/WEEK ON NONCONSECUTIVE DAYS FOR A TOTAL OF 0.2 HOUR/WEEK. THERE SHALL BE NO MORE THAN 5 DAYS BETWEEN THE LAST VISIT IN ONE WEEK AND THE FIRST VISIT IN THE NEXT WEEK. | N | Y | F.O.E. EAGLE'S CLUB #4251 | 8380 SE CR 25 |  | BELLEVIEW | FL | 34420 |  | 3523475994 |  | JENNY RIGGAN | BOB MCKINLE | 8380 SE CR 25 |  | BELLEVIEW | FL | 34420 |  | 3523475994 |  | INVESTOR | 25 | 36000 | 1 | 2011-09-14 | 2017-05-19 | NC01 | 50
3 | MARION | CD | maureenbutchart@yahoo.com | 3424939 | NONCOMMUNITY | CHLORINATION; AERATION FOR REMOVAL OF ANY SECONDARY CONTAMINANT, SULFIDE, OR ANY UNREGULATED CONTAMINANT; CORROSION CONTROL INHIBITOR ADDITION; HYPOCHLORINATION; IRON OR MANGANESE SEQUESTRATION; OR ULTRAVIOLET RADIATION. THE LEAD/CHIEF OPERATOR MUST BE CLASS D OR HIGHER. 50,000 GPD UP TO 0.25 MGD-STAFFING BY CLASS D OR HIGHER OPERATOR: 3 VISITS/WEEK ON NONCONSECUTIVE DAYS FOR A TOTAL OF 0.3 HOUR/WEEK. LESS THAN 50,000 GPD-STAFFING BY A CLASS D OR HIGHER OPERATOR: 2 VISITS/WEEK ON NONCONSECUTIVE DAYS FOR A TOTAL OF 0.2 HOUR/WEEK. THERE SHALL BE NO MORE THAN 5 DAYS BETWEEN THE LAST VISIT IN ONE WEEK AND THE FIRST VISIT IN THE NEXT WEEK. | N | Y | ORANGE BLOSSOM HILLS COMM.CTR. | 9230 SE 154TH ST. |  | SUMMERFIELD | FL | 34491 |  | 3522456639 |  |  | MAUREEN BUTCHART | 9230 SE 154TH ST. |  | SUMMERFIELD | FL | 34491 |  | 3523477155 |  | OTHER | 25 | 11000 | 1 | 2016-06-14 | 2020-05-15 | NC01 | 50
3 | MARION | CD |  | 3424940 | NONCOMMUNITY | CHLORINATION; AERATION FOR REMOVAL OF ANY SECONDARY CONTAMINANT, SULFIDE, OR ANY UNREGULATED CONTAMINANT; CORROSION CONTROL INHIBITOR ADDITION; HYPOCHLORINATION; IRON OR MANGANESE SEQUESTRATION; OR ULTRAVIOLET RADIATION. THE LEAD/CHIEF OPERATOR MUST BE CLASS D OR HIGHER. 50,000 GPD UP TO 0.25 MGD-STAFFING BY CLASS D OR HIGHER OPERATOR: 3 VISITS/WEEK ON NONCONSECUTIVE DAYS FOR A TOTAL OF 0.3 HOUR/WEEK. LESS THAN 50,000 GPD-STAFFING BY A CLASS D OR HIGHER OPERATOR: 2 VISITS/WEEK ON NONCONSECUTIVE DAYS FOR A TOTAL OF 0.2 HOUR/WEEK. THERE SHALL BE NO MORE THAN 5 DAYS BETWEEN THE LAST VISIT IN ONE WEEK AND THE FIRST VISIT IN THE NEXT WEEK. | N | Y | LAKE OKLAWAHA RV RESORT | 24350 NE160TH AVE RD |  | FORT MCCOY | FL | 32134 |  | 3525465500 |  | JACKIE LAUNDEANE | LAKE OKLAWAHA RV RESORT INC | P O BOX 2010 |  | FORT MCCOY | FL | 32134 |  | 3525461119 |  | INVESTOR | 25 | 50000 | 400 | 2011-09-30 | 2020-06-12 | NC01 | 50
3 | MARION | CD | none | 3424942 | NONTRANSIENT NONCOMMUNITY | CHLORINATION; AERATION FOR REMOVAL OF ANY SECONDARY CONTAMINANT, SULFIDE, OR ANY UNREGULATED CONTAMINANT; CORROSION CONTROL INHIBITOR ADDITION; HYPOCHLORINATION; IRON OR MANGANESE SEQUESTRATION; OR ULTRAVIOLET RADIATION. THE LEAD/CHIEF OPERATOR MUST BE CLASS D OR HIGHER. 50,000 GPD UP TO 0.25 MGD-STAFFING BY CLASS D OR HIGHER OPERATOR: 3 VISITS/WEEK ON NONCONSECUTIVE DAYS FOR A TOTAL OF 0.3 HOUR/WEEK. LESS THAN 50,000 GPD-STAFFING BY A CLASS D OR HIGHER OPERATOR: 2 VISITS/WEEK ON NONCONSECUTIVE DAYS FOR A TOTAL OF 0.2 HOUR/WEEK. THERE SHALL BE NO MORE THAN 5 DAYS BETWEEN THE LAST VISIT IN ONE WEEK AND THE FIRST VISIT IN THE NEXT WEEK. | N | Y | AMERICAN PANEL CORPORATION | 5800 SE 78TH ST |  | OCALA | FL | 34472 | 3407 | 3522457055 |  | JEFF DUNCAN | JEFF DUNCAN | 5800 SE 78TH ST. |  | OCALA | FL | 34472 | 3407 | 3522457055 |  | INVESTOR | 100 | 7200 | 1 | 2019-02-11 | 2018-11-16 | NTNC | 100
3 | MARION | CD |  | 3424946 | NONCOMMUNITY | CHLORINATION; AERATION FOR REMOVAL OF ANY SECONDARY CONTAMINANT, SULFIDE, OR ANY UNREGULATED CONTAMINANT; CORROSION CONTROL INHIBITOR ADDITION; HYPOCHLORINATION; IRON OR MANGANESE SEQUESTRATION; OR ULTRAVIOLET RADIATION. THE LEAD/CHIEF OPERATOR MUST BE CLASS D OR HIGHER. 50,000 GPD UP TO 0.25 MGD-STAFFING BY CLASS D OR HIGHER OPERATOR: 3 VISITS/WEEK ON NONCONSECUTIVE DAYS FOR A TOTAL OF 0.3 HOUR/WEEK. LESS THAN 50,000 GPD-STAFFING BY A CLASS D OR HIGHER OPERATOR: 2 VISITS/WEEK ON NONCONSECUTIVE DAYS FOR A TOTAL OF 0.2 HOUR/WEEK. THERE SHALL BE NO MORE THAN 5 DAYS BETWEEN THE LAST VISIT IN ONE WEEK AND THE FIRST VISIT IN THE NEXT WEEK. | N | Y | ORANGE SPRINGS GROCERY | 24429 NORTH CR 315 |  | ORANGE SPRINGS | FL | 32182 |  | 3525465315 |  | JOYCE ROBINSON | ORANGE SPRINGS GROCERY | PO BOX 31 |  | ORANGE SPRINGS | FL | 32182 |  | 3525465315 |  | INVESTOR | 100 | 11520 | 1 | 2017-06-13 | 2017-05-16 | NC01 | 50
3 | MARION | CD | TAYLORPROPERTIESFL@GMAIL.COM | 3424947 | NONCOMMUNITY | CHLORINATION; AERATION FOR REMOVAL OF ANY SECONDARY CONTAMINANT, SULFIDE, OR ANY UNREGULATED CONTAMINANT; CORROSION CONTROL INHIBITOR ADDITION; HYPOCHLORINATION; IRON OR MANGANESE SEQUESTRATION; OR ULTRAVIOLET RADIATION. THE LEAD/CHIEF OPERATOR MUST BE CLASS D OR HIGHER. 50,000 GPD UP TO 0.25 MGD-STAFFING BY CLASS D OR HIGHER OPERATOR: 3 VISITS/WEEK ON NONCONSECUTIVE DAYS FOR A TOTAL OF 0.3 HOUR/WEEK. LESS THAN 50,000 GPD-STAFFING BY A CLASS D OR HIGHER OPERATOR: 2 VISITS/WEEK ON NONCONSECUTIVE DAYS FOR A TOTAL OF 0.2 HOUR/WEEK. THERE SHALL BE NO MORE THAN 5 DAYS BETWEEN THE LAST VISIT IN ONE WEEK AND THE FIRST VISIT IN THE NEXT WEEK. | N | Y | DAYS END MOTEL AND MHP | 18900 NORTH US HWY 441 |  | ORANGE LAKE | FL | 32681 |  | 3525915702 |  | RICHARD TAYLOR | DAYS END MOTEL AND MHP | PO BOX 358 |  | FT MCCOY | FL | 32134 | 358 | 3522364818 |  | INVESTOR | 25 | 28000 | 25 | 2017-07-17 | 2017-06-02 | NC01 | 50
3 | MARION | CD |  | 3424952 | NONCOMMUNITY | CHLORINATION; AERATION FOR REMOVAL OF ANY SECONDARY CONTAMINANT, SULFIDE, OR ANY UNREGULATED CONTAMINANT; CORROSION CONTROL INHIBITOR ADDITION; HYPOCHLORINATION; IRON OR MANGANESE SEQUESTRATION; OR ULTRAVIOLET RADIATION. THE LEAD/CHIEF OPERATOR MUST BE CLASS D OR HIGHER. 50,000 GPD UP TO 0.25 MGD-STAFFING BY CLASS D OR HIGHER OPERATOR: 3 VISITS/WEEK ON NONCONSECUTIVE DAYS FOR A TOTAL OF 0.3 HOUR/WEEK. LESS THAN 50,000 GPD-STAFFING BY A CLASS D OR HIGHER OPERATOR: 2 VISITS/WEEK ON NONCONSECUTIVE DAYS FOR A TOTAL OF 0.2 HOUR/WEEK. THERE SHALL BE NO MORE THAN 5 DAYS BETWEEN THE LAST VISIT IN ONE WEEK AND THE FIRST VISIT IN THE NEXT WEEK. | N | Y | FAITH BAPTIST CHURCH | 327 N HWY 314-A |  | SILVER SPRINGS | FL | 34488 |  | 3526258820 |  | ROGER WALTON | FAITH BAPTIST CHURCH | 327 N HWY 314-A |  | SILVER SPRINGS | FL | 34488 |  | 3526251127 |  | INVESTOR | 25 | 17000 | 1 | 2012-01-04 | 2020-03-02 | NC01 | 50
3 | MARION | CD |  | 3424955 | NONCOMMUNITY | CHLORINATION; AERATION FOR REMOVAL OF ANY SECONDARY CONTAMINANT, SULFIDE, OR ANY UNREGULATED CONTAMINANT; CORROSION CONTROL INHIBITOR ADDITION; HYPOCHLORINATION; IRON OR MANGANESE SEQUESTRATION; OR ULTRAVIOLET RADIATION. THE LEAD/CHIEF OPERATOR MUST BE CLASS D OR HIGHER. 50,000 GPD UP TO 0.25 MGD-STAFFING BY CLASS D OR HIGHER OPERATOR: 3 VISITS/WEEK ON NONCONSECUTIVE DAYS FOR A TOTAL OF 0.3 HOUR/WEEK. LESS THAN 50,000 GPD-STAFFING BY A CLASS D OR HIGHER OPERATOR: 2 VISITS/WEEK ON NONCONSECUTIVE DAYS FOR A TOTAL OF 0.2 HOUR/WEEK. THERE SHALL BE NO MORE THAN 5 DAYS BETWEEN THE LAST VISIT IN ONE WEEK AND THE FIRST VISIT IN THE NEXT WEEK. | N | Y | GRAND LAKES RESORT & GOLF COURSE | 4555 W HWY 318 |  | ORANGE LAKE | FL | 32681 |  | 3525913474 |  | JENNIFER HARDWICK | APRIL ROLLIE | 27777 FRANKLIN ROAD | SUITE 200 | SOUTHFIELD | MI | 48034 |  | 2488640393 |  | INVESTOR | 150 | 126200 | 136 | 2017-06-06 | 2021-06-11 | NC01 | 50
3 | MARION | CD |  | 3424957 | NONCOMMUNITY | CHLORINATION; AERATION FOR REMOVAL OF ANY SECONDARY CONTAMINANT, SULFIDE, OR ANY UNREGULATED CONTAMINANT; CORROSION CONTROL INHIBITOR ADDITION; HYPOCHLORINATION; IRON OR MANGANESE SEQUESTRATION; OR ULTRAVIOLET RADIATION. THE LEAD/CHIEF OPERATOR MUST BE CLASS D OR HIGHER. 50,000 GPD UP TO 0.25 MGD-STAFFING BY CLASS D OR HIGHER OPERATOR: 3 VISITS/WEEK ON NONCONSECUTIVE DAYS FOR A TOTAL OF 0.3 HOUR/WEEK. LESS THAN 50,000 GPD-STAFFING BY A CLASS D OR HIGHER OPERATOR: 2 VISITS/WEEK ON NONCONSECUTIVE DAYS FOR A TOTAL OF 0.2 HOUR/WEEK. THERE SHALL BE NO MORE THAN 5 DAYS BETWEEN THE LAST VISIT IN ONE WEEK AND THE FIRST VISIT IN THE NEXT WEEK. | N | Y | HOSPICE OF MARION | 2897 SE 62ND ST. |  | OCALA | FL | 34478 | 4860 | 3526291313 |  | BRUCE CHANCELLOR | HOSPICE OF MARION COUNTY | P O BOX 4860 |  | OCALA | FL | 34478 | 4860 | 3528737400 |  | INVESTOR | 25 | 36000 | 3 | 2011-01-27 | 2020-02-14 | NC01 | 50
3 | MARION | CD |  | 3424961 | NONCOMMUNITY | CHLORINATION; AERATION FOR REMOVAL OF ANY SECONDARY CONTAMINANT, SULFIDE, OR ANY UNREGULATED CONTAMINANT; CORROSION CONTROL INHIBITOR ADDITION; HYPOCHLORINATION; IRON OR MANGANESE SEQUESTRATION; OR ULTRAVIOLET RADIATION. THE LEAD/CHIEF OPERATOR MUST BE CLASS D OR HIGHER. 50,000 GPD UP TO 0.25 MGD-STAFFING BY CLASS D OR HIGHER OPERATOR: 3 VISITS/WEEK ON NONCONSECUTIVE DAYS FOR A TOTAL OF 0.3 HOUR/WEEK. LESS THAN 50,000 GPD-STAFFING BY A CLASS D OR HIGHER OPERATOR: 2 VISITS/WEEK ON NONCONSECUTIVE DAYS FOR A TOTAL OF 0.2 HOUR/WEEK. THERE SHALL BE NO MORE THAN 5 DAYS BETWEEN THE LAST VISIT IN ONE WEEK AND THE FIRST VISIT IN THE NEXT WEEK. | N | Y | ORANGE LAKE CITGO | 18024 N US HIGHWAY 441 |  | REDDICK | FL | 32686 | 2314 | 3525911194 |  | DJ & J ASSOCIATES | HUSSAIN Q. | 18024 N US HIGHWAY 441 |  | REDDICK | FL | 32686 |  | 3522884418 |  | INVESTOR | 25 | 28800 | 1 | 2017-12-08 | 2017-03-21 | NC01 | 50
3 | MARION | CD | SUNSHINEUTL@AOL.COM | 3424962 | COMMUNITY | CHLORINATION; AERATION FOR REMOVAL OF ANY SECONDARY CONTAMINANT, SULFIDE, OR ANY UNREGULATED CONTAMINANT; CORROSION CONTROL INHIBITOR ADDITION; HYPOCHLORINATION; IRON OR MANGANESE SEQUESTRATION; OR ULTRAVIOLET RADIATION. THE LEAD/CHIEF OPERATOR MUST BE CLASS D OR HIGHER. 50,000 GPD UP TO 0.25 MGD-STAFFING BY CLASS D OR HIGHER OPERATOR: 3 VISITS/WEEK ON NONCONSECUTIVE DAYS FOR A TOTAL OF 0.3 HOUR/WEEK. LESS THAN 50,000 GPD-STAFFING BY A CLASS D OR HIGHER OPERATOR: 2 VISITS/WEEK ON NONCONSECUTIVE DAYS FOR A TOTAL OF 0.2 HOUR/WEEK. THERE SHALL BE NO MORE THAN 5 DAYS BETWEEN THE LAST VISIT IN ONE WEEK AND THE FIRST VISIT IN THE NEXT WEEK. | N | Y | ASHLEY HEIGHTS S/D | 5580 NE 11TH AVENUE |  | OCALA | FL | 34420 |  | 3523478228 |  | DEWAINE CHRISTMAS | SUNSHINE UTILITIES | 10230 SE HIGHWAY 25 |  | BELLEVIEW | FL | 34420 | 5531 | 3523478228 |  | INVESTOR/LICENSED PUBLIC UTILITIES | 154 | 44000 | 44 | 2014-08-29 | 2020-12-18 | DC06 | 100
3 | MARION | CD | CHARLES.STEGALL@MARION.K12.FL.US | 3424968 | NONTRANSIENT NONCOMMUNITY | CHLORINATION; AERATION FOR REMOVAL OF ANY SECONDARY CONTAMINANT, SULFIDE, OR ANY UNREGULATED CONTAMINANT; CORROSION CONTROL INHIBITOR ADDITION; HYPOCHLORINATION; IRON OR MANGANESE SEQUESTRATION; OR ULTRAVIOLET RADIATION. THE LEAD/CHIEF OPERATOR MUST BE CLASS D OR HIGHER. 50,000 GPD UP TO 0.25 MGD-STAFFING BY CLASS D OR HIGHER OPERATOR: 3 VISITS/WEEK ON NONCONSECUTIVE DAYS FOR A TOTAL OF 0.3 HOUR/WEEK. LESS THAN 50,000 GPD-STAFFING BY A CLASS D OR HIGHER OPERATOR: 2 VISITS/WEEK ON NONCONSECUTIVE DAYS FOR A TOTAL OF 0.2 HOUR/WEEK. THERE SHALL BE NO MORE THAN 5 DAYS BETWEEN THE LAST VISIT IN ONE WEEK AND THE FIRST VISIT IN THE NEXT WEEK. | N | Y | REDDICK ELEMENTARY | 4595 W HWY 316 |  | REDDICK | FL | 32686 |  | 3526716070 |  | CHARLES STEGALL | MARION COUNTY SCHOOL BOARD | 1107 SW 7TH RD |  | OCALA | FL | 34471 |  | 3526717700 |  | COUNTY | 485 | 110000 | 9 | 2014-11-04 | 2020-02-20 | NTNC | 100
3 | MARION | CD | SANDYPAYNE@OUTLOOK.COM | 3424972 | NONTRANSIENT NONCOMMUNITY | CHLORINATION; AERATION FOR REMOVAL OF ANY SECONDARY CONTAMINANT, SULFIDE, OR ANY UNREGULATED CONTAMINANT; CORROSION CONTROL INHIBITOR ADDITION; HYPOCHLORINATION; IRON OR MANGANESE SEQUESTRATION; OR ULTRAVIOLET RADIATION. THE LEAD/CHIEF OPERATOR MUST BE CLASS D OR HIGHER. 50,000 GPD UP TO 0.25 MGD-STAFFING BY CLASS D OR HIGHER OPERATOR: 3 VISITS/WEEK ON NONCONSECUTIVE DAYS FOR A TOTAL OF 0.3 HOUR/WEEK. LESS THAN 50,000 GPD-STAFFING BY A CLASS D OR HIGHER OPERATOR: 2 VISITS/WEEK ON NONCONSECUTIVE DAYS FOR A TOTAL OF 0.2 HOUR/WEEK. THERE SHALL BE NO MORE THAN 5 DAYS BETWEEN THE LAST VISIT IN ONE WEEK AND THE FIRST VISIT IN THE NEXT WEEK. | N | Y | OCALA SPRINGS PLAZA | 7131 NORTH US HIGHWAY 441 |  | OCALA | FL | 34475 | 1215 | 9542923160 |  |  | DWAYNE L. CARLTON | 182 MCALLISTER RD |  | STOWE | VT | 5672 |  | 9542923160 |  | INVESTOR | 59 | 50000 | 5 | 2011-06-15 | 2021-01-19 | NTNC | 100
3 | MARION | CD |  | 3424979 | NONCOMMUNITY | CHLORINATION; AERATION FOR REMOVAL OF ANY SECONDARY CONTAMINANT, SULFIDE, OR ANY UNREGULATED CONTAMINANT; CORROSION CONTROL INHIBITOR ADDITION; HYPOCHLORINATION; IRON OR MANGANESE SEQUESTRATION; OR ULTRAVIOLET RADIATION. THE LEAD/CHIEF OPERATOR MUST BE CLASS D OR HIGHER. 50,000 GPD UP TO 0.25 MGD-STAFFING BY CLASS D OR HIGHER OPERATOR: 3 VISITS/WEEK ON NONCONSECUTIVE DAYS FOR A TOTAL OF 0.3 HOUR/WEEK. LESS THAN 50,000 GPD-STAFFING BY A CLASS D OR HIGHER OPERATOR: 2 VISITS/WEEK ON NONCONSECUTIVE DAYS FOR A TOTAL OF 0.2 HOUR/WEEK. THERE SHALL BE NO MORE THAN 5 DAYS BETWEEN THE LAST VISIT IN ONE WEEK AND THE FIRST VISIT IN THE NEXT WEEK. | N | Y | CJK ENTERPRISES-GEORGIE'S GIRL LOUNGE | 5051 NW 191TH PL. |  | ORANGE LAKE | FL | 32681 |  | 3525911870 |  |  | HAROLD GEORGE | P O BOX 125 |  | ORANGE LAKE | FL | 32681 | 125 | 3525913287 |  | INVESTOR | 25 | 5904 | 6 | 2011-09-16 | 2020-06-05 | NC01 | 50
3 | MARION | CD |  | 3424980 | NONCOMMUNITY | CHLORINATION; AERATION FOR REMOVAL OF ANY SECONDARY CONTAMINANT, SULFIDE, OR ANY UNREGULATED CONTAMINANT; CORROSION CONTROL INHIBITOR ADDITION; HYPOCHLORINATION; IRON OR MANGANESE SEQUESTRATION; OR ULTRAVIOLET RADIATION. THE LEAD/CHIEF OPERATOR MUST BE CLASS D OR HIGHER. 50,000 GPD UP TO 0.25 MGD-STAFFING BY CLASS D OR HIGHER OPERATOR: 3 VISITS/WEEK ON NONCONSECUTIVE DAYS FOR A TOTAL OF 0.3 HOUR/WEEK. LESS THAN 50,000 GPD-STAFFING BY A CLASS D OR HIGHER OPERATOR: 2 VISITS/WEEK ON NONCONSECUTIVE DAYS FOR A TOTAL OF 0.2 HOUR/WEEK. THERE SHALL BE NO MORE THAN 5 DAYS BETWEEN THE LAST VISIT IN ONE WEEK AND THE FIRST VISIT IN THE NEXT WEEK. | N | Y | NOWHERE LOUNGE | 8970 SW 27TH AVE |  | OCALA | FL | 34476 |  | 3522377970 |  | WOODY HIGHAM | JOYCE HIGHAM | 9300 SW 32ND TERRACE |  | OCALA | FL | 34476 |  | 4073618694 |  | INVESTOR | 25 | 18000 | 1 | 2019-01-11 | 2018-11-05 | NC01 | 50
3 | MARION | CD | none9/17/01 | 3424981 | NONCOMMUNITY | CHLORINATION; AERATION FOR REMOVAL OF ANY SECONDARY CONTAMINANT, SULFIDE, OR ANY UNREGULATED CONTAMINANT; CORROSION CONTROL INHIBITOR ADDITION; HYPOCHLORINATION; IRON OR MANGANESE SEQUESTRATION; OR ULTRAVIOLET RADIATION. THE LEAD/CHIEF OPERATOR MUST BE CLASS D OR HIGHER. 50,000 GPD UP TO 0.25 MGD-STAFFING BY CLASS D OR HIGHER OPERATOR: 3 VISITS/WEEK ON NONCONSECUTIVE DAYS FOR A TOTAL OF 0.3 HOUR/WEEK. LESS THAN 50,000 GPD-STAFFING BY A CLASS D OR HIGHER OPERATOR: 2 VISITS/WEEK ON NONCONSECUTIVE DAYS FOR A TOTAL OF 0.2 HOUR/WEEK. THERE SHALL BE NO MORE THAN 5 DAYS BETWEEN THE LAST VISIT IN ONE WEEK AND THE FIRST VISIT IN THE NEXT WEEK. | N | Y | COUNTRY CLUB OF OCALA | 6823 SE 12TH CIRCLE |  | OCALA | FL | 34470 |  | 3522376644 |  | COUNTRY CLUB OF OCALA, INC. | GEORGE KIRKLAND | 2397 SW 76TH LANE |  | OCALA | FL | 34476 |  | 3522376644 |  | INVESTOR | 25 | 48000 | 2 | 2012-10-30 | 2017-05-24 | NC01 | 50
3 | MARION | CD | fbcofos@windstream.net | 3424982 | NONCOMMUNITY | CHLORINATION; AERATION FOR REMOVAL OF ANY SECONDARY CONTAMINANT, SULFIDE, OR ANY UNREGULATED CONTAMINANT; CORROSION CONTROL INHIBITOR ADDITION; HYPOCHLORINATION; IRON OR MANGANESE SEQUESTRATION; OR ULTRAVIOLET RADIATION. THE LEAD/CHIEF OPERATOR MUST BE CLASS D OR HIGHER. 50,000 GPD UP TO 0.25 MGD-STAFFING BY CLASS D OR HIGHER OPERATOR: 3 VISITS/WEEK ON NONCONSECUTIVE DAYS FOR A TOTAL OF 0.3 HOUR/WEEK. LESS THAN 50,000 GPD-STAFFING BY A CLASS D OR HIGHER OPERATOR: 2 VISITS/WEEK ON NONCONSECUTIVE DAYS FOR A TOTAL OF 0.2 HOUR/WEEK. THERE SHALL BE NO MORE THAN 5 DAYS BETWEEN THE LAST VISIT IN ONE WEEK AND THE FIRST VISIT IN THE NEXT WEEK. | N | Y | FIRST BAPTIST CHURCH OF ORANGE SPRINGS | 22800 NE HWY 315 |  | ORANGE SPRINGS | FL | 32182 |  | 3525463884 |  | KENNY THOMPKINS | KENNY THOMPKINS | PO BOX 3 |  | ORANGE SPRINGS | FL | 32182 | 3 | 3525463884 |  | INVESTOR | 120 | 17280 | 1 | 2017-06-15 | 2017-05-16 | NC01 | 50
3 | MARION | CD |  | 3424983 | NONTRANSIENT NONCOMMUNITY | CHLORINATION; AERATION FOR REMOVAL OF ANY SECONDARY CONTAMINANT, SULFIDE, OR ANY UNREGULATED CONTAMINANT; CORROSION CONTROL INHIBITOR ADDITION; HYPOCHLORINATION; IRON OR MANGANESE SEQUESTRATION; OR ULTRAVIOLET RADIATION. THE LEAD/CHIEF OPERATOR MUST BE CLASS D OR HIGHER. 50,000 GPD UP TO 0.25 MGD-STAFFING BY CLASS D OR HIGHER OPERATOR: 3 VISITS/WEEK ON NONCONSECUTIVE DAYS FOR A TOTAL OF 0.3 HOUR/WEEK. LESS THAN 50,000 GPD-STAFFING BY A CLASS D OR HIGHER OPERATOR: 2 VISITS/WEEK ON NONCONSECUTIVE DAYS FOR A TOTAL OF 0.2 HOUR/WEEK. THERE SHALL BE NO MORE THAN 5 DAYS BETWEEN THE LAST VISIT IN ONE WEEK AND THE FIRST VISIT IN THE NEXT WEEK. | N | Y | SKATE MANIA | 5461 SE MARICAMP |  | OCALA | FL | 34480 |  | 3526244222 |  |  | RALPH AND SANDI LOPEZ | 5461 SE MARICAMP RD. |  | OCALA | FL | 34480 |  | 3526244222 |  | INVESTOR | 25 | 7920 | 1 | 2018-10-29 | 2021-06-29 | NTNC | 100
3 | MARION | CD | none | 3424985 | NONCOMMUNITY | CHLORINATION; AERATION FOR REMOVAL OF ANY SECONDARY CONTAMINANT, SULFIDE, OR ANY UNREGULATED CONTAMINANT; CORROSION CONTROL INHIBITOR ADDITION; HYPOCHLORINATION; IRON OR MANGANESE SEQUESTRATION; OR ULTRAVIOLET RADIATION. THE LEAD/CHIEF OPERATOR MUST BE CLASS D OR HIGHER. 50,000 GPD UP TO 0.25 MGD-STAFFING BY CLASS D OR HIGHER OPERATOR: 3 VISITS/WEEK ON NONCONSECUTIVE DAYS FOR A TOTAL OF 0.3 HOUR/WEEK. LESS THAN 50,000 GPD-STAFFING BY A CLASS D OR HIGHER OPERATOR: 2 VISITS/WEEK ON NONCONSECUTIVE DAYS FOR A TOTAL OF 0.2 HOUR/WEEK. THERE SHALL BE NO MORE THAN 5 DAYS BETWEEN THE LAST VISIT IN ONE WEEK AND THE FIRST VISIT IN THE NEXT WEEK. | N | Y | FIRST BAPTIST CHURCH OF SPARR | 1303 EAST CR 329 |  | SPARR | FL | 32113 |  | 3526224317 |  | AUDREY DOWNS | REV SCOTT MONDAY | 1343 E HWY 329 |  | CITRA | FL | 32113 |  | 3526224317 |  | INVESTOR | 25 | 34560 | 1 | 2011-10-06 | 2020-07-06 | NC01 | 50
3 | MARION | CD |  | 3424986 | NONCOMMUNITY | CHLORINATION; AERATION FOR REMOVAL OF ANY SECONDARY CONTAMINANT, SULFIDE, OR ANY UNREGULATED CONTAMINANT; CORROSION CONTROL INHIBITOR ADDITION; HYPOCHLORINATION; IRON OR MANGANESE SEQUESTRATION; OR ULTRAVIOLET RADIATION. THE LEAD/CHIEF OPERATOR MUST BE CLASS D OR HIGHER. 50,000 GPD UP TO 0.25 MGD-STAFFING BY CLASS D OR HIGHER OPERATOR: 3 VISITS/WEEK ON NONCONSECUTIVE DAYS FOR A TOTAL OF 0.3 HOUR/WEEK. LESS THAN 50,000 GPD-STAFFING BY A CLASS D OR HIGHER OPERATOR: 2 VISITS/WEEK ON NONCONSECUTIVE DAYS FOR A TOTAL OF 0.2 HOUR/WEEK. THERE SHALL BE NO MORE THAN 5 DAYS BETWEEN THE LAST VISIT IN ONE WEEK AND THE FIRST VISIT IN THE NEXT WEEK. | N | Y | BOAT'S DELI | 4111 NW 100 ST |  | OCALA | FL | 34474 |  | 3526294575 |  |  | LARMOND BOATWRIGHT | 2100 SW FIFTH PL |  | OCALA | FL | 34474 |  | 3526294575 |  | INVESTOR | 25 | 7200 | 1 | 2009-03-05 | 2020-06-12 | NC01 | 50
3 | MARION | CD | JMICKETT@FS.FED.US | 3424987 | NONCOMMUNITY | CHLORINATION; AERATION FOR REMOVAL OF ANY SECONDARY CONTAMINANT, SULFIDE, OR ANY UNREGULATED CONTAMINANT; CORROSION CONTROL INHIBITOR ADDITION; HYPOCHLORINATION; IRON OR MANGANESE SEQUESTRATION; OR ULTRAVIOLET RADIATION. THE LEAD/CHIEF OPERATOR MUST BE CLASS D OR HIGHER. 50,000 GPD UP TO 0.25 MGD-STAFFING BY CLASS D OR HIGHER OPERATOR: 3 VISITS/WEEK ON NONCONSECUTIVE DAYS FOR A TOTAL OF 0.3 HOUR/WEEK. LESS THAN 50,000 GPD-STAFFING BY A CLASS D OR HIGHER OPERATOR: 2 VISITS/WEEK ON NONCONSECUTIVE DAYS FOR A TOTAL OF 0.2 HOUR/WEEK. THERE SHALL BE NO MORE THAN 5 DAYS BETWEEN THE LAST VISIT IN ONE WEEK AND THE FIRST VISIT IN THE NEXT WEEK. | N | Y | USDA/DOE LAKE RECREATION AREA | 20220 SE 172 W ST RD |  | UMATILLA | FL | 32784 |  | 3526252520 | 2509 | JONATHAN MICKETT | LEIGH OSTIN | 17147 E. HWY 40 |  | SILVER SPRINGS | FL | 34488 |  | 3526252520 | 2504 | INVESTOR | 25 | 18000 | 4 | 2015-11-03 | 2020-06-05 | NC01 | 50
3 | MARION | CD | ROGER.ROUSH@YAHOO.COM | 3424988 | NONCOMMUNITY | CHLORINATION; AERATION FOR REMOVAL OF ANY SECONDARY CONTAMINANT, SULFIDE, OR ANY UNREGULATED CONTAMINANT; CORROSION CONTROL INHIBITOR ADDITION; HYPOCHLORINATION; IRON OR MANGANESE SEQUESTRATION; OR ULTRAVIOLET RADIATION. THE LEAD/CHIEF OPERATOR MUST BE CLASS D OR HIGHER. 50,000 GPD UP TO 0.25 MGD-STAFFING BY CLASS D OR HIGHER OPERATOR: 3 VISITS/WEEK ON NONCONSECUTIVE DAYS FOR A TOTAL OF 0.3 HOUR/WEEK. LESS THAN 50,000 GPD-STAFFING BY A CLASS D OR HIGHER OPERATOR: 2 VISITS/WEEK ON NONCONSECUTIVE DAYS FOR A TOTAL OF 0.2 HOUR/WEEK. THERE SHALL BE NO MORE THAN 5 DAYS BETWEEN THE LAST VISIT IN ONE WEEK AND THE FIRST VISIT IN THE NEXT WEEK. | N | Y | FORT MCCOY & EUREKA COMM. CENTER | 14051 E HWY 316 |  | FT MCCOY | FL | 32134 |  | 3522363685 |  | ROGER ROUSH | ROGER ROUSH | PO BOX 1177 |  | FORT MCCOY | FL | 32134 |  | 3522363685 |  | INVESTOR | 25 | 5000 | 2 | 2011-07-07 | 2021-07-29 | NC01 | 50
3 | MARION | CD | none | 3424989 | NONTRANSIENT NONCOMMUNITY | CHLORINATION; AERATION FOR REMOVAL OF ANY SECONDARY CONTAMINANT, SULFIDE, OR ANY UNREGULATED CONTAMINANT; CORROSION CONTROL INHIBITOR ADDITION; HYPOCHLORINATION; IRON OR MANGANESE SEQUESTRATION; OR ULTRAVIOLET RADIATION. THE LEAD/CHIEF OPERATOR MUST BE CLASS D OR HIGHER. 50,000 GPD UP TO 0.25 MGD-STAFFING BY CLASS D OR HIGHER OPERATOR: 3 VISITS/WEEK ON NONCONSECUTIVE DAYS FOR A TOTAL OF 0.3 HOUR/WEEK. LESS THAN 50,000 GPD-STAFFING BY A CLASS D OR HIGHER OPERATOR: 2 VISITS/WEEK ON NONCONSECUTIVE DAYS FOR A TOTAL OF 0.2 HOUR/WEEK. THERE SHALL BE NO MORE THAN 5 DAYS BETWEEN THE LAST VISIT IN ONE WEEK AND THE FIRST VISIT IN THE NEXT WEEK. | N | Y | MARION YOUTH ACADEMY | 10420 NW GAINESVILLE RD |  | OCALA | FL | 34482 |  | 3528408240 |  | PRESTON SAMUEL | JOHN FLETCHER | 10420 NW GAINESVILLE RD |  | OCALA | FL | 34482 |  | 3528408240 |  | INVESTOR | 60 | 72000 | 1 | 2019-04-03 | 2021-11-18 | NTNC | 100
3 | MARION | CD | none10/10/01 | 3424991 | NONCOMMUNITY | CHLORINATION; AERATION FOR REMOVAL OF ANY SECONDARY CONTAMINANT, SULFIDE, OR ANY UNREGULATED CONTAMINANT; CORROSION CONTROL INHIBITOR ADDITION; HYPOCHLORINATION; IRON OR MANGANESE SEQUESTRATION; OR ULTRAVIOLET RADIATION. THE LEAD/CHIEF OPERATOR MUST BE CLASS D OR HIGHER. 50,000 GPD UP TO 0.25 MGD-STAFFING BY CLASS D OR HIGHER OPERATOR: 3 VISITS/WEEK ON NONCONSECUTIVE DAYS FOR A TOTAL OF 0.3 HOUR/WEEK. LESS THAN 50,000 GPD-STAFFING BY A CLASS D OR HIGHER OPERATOR: 2 VISITS/WEEK ON NONCONSECUTIVE DAYS FOR A TOTAL OF 0.2 HOUR/WEEK. THERE SHALL BE NO MORE THAN 5 DAYS BETWEEN THE LAST VISIT IN ONE WEEK AND THE FIRST VISIT IN THE NEXT WEEK. | N | Y | ANTHONY FIRST BAPTIST CHURCH | 2551 NE 98TH STREET |  | ANTHONY | FL | 32617 | 267 | 3527325600 |  | PAT SIMPSON | ANTHONY BAPTIST CHURCH | PO BOX 267 |  | ANTHONY | FL | 32617 |  | 3527325600 |  | INVESTOR | 25 | 18000 | 3 | 2011-10-25 | 2020-07-31 | NC01 | 50
3 | MARION | CD |  | 3424993 | NONCOMMUNITY | CHLORINATION; AERATION FOR REMOVAL OF ANY SECONDARY CONTAMINANT, SULFIDE, OR ANY UNREGULATED CONTAMINANT; CORROSION CONTROL INHIBITOR ADDITION; HYPOCHLORINATION; IRON OR MANGANESE SEQUESTRATION; OR ULTRAVIOLET RADIATION. THE LEAD/CHIEF OPERATOR MUST BE CLASS D OR HIGHER. 50,000 GPD UP TO 0.25 MGD-STAFFING BY CLASS D OR HIGHER OPERATOR: 3 VISITS/WEEK ON NONCONSECUTIVE DAYS FOR A TOTAL OF 0.3 HOUR/WEEK. LESS THAN 50,000 GPD-STAFFING BY A CLASS D OR HIGHER OPERATOR: 2 VISITS/WEEK ON NONCONSECUTIVE DAYS FOR A TOTAL OF 0.2 HOUR/WEEK. THERE SHALL BE NO MORE THAN 5 DAYS BETWEEN THE LAST VISIT IN ONE WEEK AND THE FIRST VISIT IN THE NEXT WEEK. | N | Y | DEEP WOODS MHP (PKA SILVER SPRINGS MHP) | 14551 NE 28TH PLACE |  | OCKLAWAHA | FL | 32183 |  | 3522886069 |  |  | PATRICIA CORBY | 12129 SE 115TH AVE |  | BELLEVIEW | FL | 34420 | 5525 | 3522886069 |  | INVESTOR | 25 | 10800 | 17 | 2016-08-03 | 2021-03-09 | NC01 | 50
3 | MARION | CD |  | 3424996 | NONTRANSIENT NONCOMMUNITY | CHLORINATION; AERATION FOR REMOVAL OF ANY SECONDARY CONTAMINANT, SULFIDE, OR ANY UNREGULATED CONTAMINANT; CORROSION CONTROL INHIBITOR ADDITION; HYPOCHLORINATION; IRON OR MANGANESE SEQUESTRATION; OR ULTRAVIOLET RADIATION. THE LEAD/CHIEF OPERATOR MUST BE CLASS D OR HIGHER. 50,000 GPD UP TO 0.25 MGD-STAFFING BY CLASS D OR HIGHER OPERATOR: 3 VISITS/WEEK ON NONCONSECUTIVE DAYS FOR A TOTAL OF 0.3 HOUR/WEEK. LESS THAN 50,000 GPD-STAFFING BY A CLASS D OR HIGHER OPERATOR: 2 VISITS/WEEK ON NONCONSECUTIVE DAYS FOR A TOTAL OF 0.2 HOUR/WEEK. THERE SHALL BE NO MORE THAN 5 DAYS BETWEEN THE LAST VISIT IN ONE WEEK AND THE FIRST VISIT IN THE NEXT WEEK. | N | Y | PETRO STOPPING CENTER | 7401 WEST HWY 318 |  | REDDICK | FL | 32686 |  | 3525911881 |  | KARL PHILLIPS | JEFF HARRISON | 24601 CENTER RIDGE RD |  | WESTLAKE | OH | 44145 |  | 4408087368 |  | INVESTOR | 318 | 120000 | 4 | 2019-09-04 | 2019-03-19 | NTNC | 100
3 | MARION | CD | none | 3424998 | NONTRANSIENT NONCOMMUNITY | CHLORINATION; AERATION FOR REMOVAL OF ANY SECONDARY CONTAMINANT, SULFIDE, OR ANY UNREGULATED CONTAMINANT; CORROSION CONTROL INHIBITOR ADDITION; HYPOCHLORINATION; IRON OR MANGANESE SEQUESTRATION; OR ULTRAVIOLET RADIATION. THE LEAD/CHIEF OPERATOR MUST BE CLASS D OR HIGHER. 50,000 GPD UP TO 0.25 MGD-STAFFING BY CLASS D OR HIGHER OPERATOR: 3 VISITS/WEEK ON NONCONSECUTIVE DAYS FOR A TOTAL OF 0.3 HOUR/WEEK. LESS THAN 50,000 GPD-STAFFING BY A CLASS D OR HIGHER OPERATOR: 2 VISITS/WEEK ON NONCONSECUTIVE DAYS FOR A TOTAL OF 0.2 HOUR/WEEK. THERE SHALL BE NO MORE THAN 5 DAYS BETWEEN THE LAST VISIT IN ONE WEEK AND THE FIRST VISIT IN THE NEXT WEEK. | N | Y | HEART OF FLORIDA YOUTH RANCH | 15833 U.S. 301 |  | CITRA | FL | 32113 |  | 3525957100 |  | JOHN SWEET | NICOLE OWENS | PO BOX 336 |  | CITRA | FL | 32113 | 336 | 3525957100 |  | INVESTOR | 54 | 10560 | 6 | 2017-05-22 | 2020-07-17 | NTNC | 100
3 | MARION | CD |  | 3424999 | NONCOMMUNITY | CHLORINATION; AERATION FOR REMOVAL OF ANY SECONDARY CONTAMINANT, SULFIDE, OR ANY UNREGULATED CONTAMINANT; CORROSION CONTROL INHIBITOR ADDITION; HYPOCHLORINATION; IRON OR MANGANESE SEQUESTRATION; OR ULTRAVIOLET RADIATION. THE LEAD/CHIEF OPERATOR MUST BE CLASS D OR HIGHER. 50,000 GPD UP TO 0.25 MGD-STAFFING BY CLASS D OR HIGHER OPERATOR: 3 VISITS/WEEK ON NONCONSECUTIVE DAYS FOR A TOTAL OF 0.3 HOUR/WEEK. LESS THAN 50,000 GPD-STAFFING BY A CLASS D OR HIGHER OPERATOR: 2 VISITS/WEEK ON NONCONSECUTIVE DAYS FOR A TOTAL OF 0.2 HOUR/WEEK. THERE SHALL BE NO MORE THAN 5 DAYS BETWEEN THE LAST VISIT IN ONE WEEK AND THE FIRST VISIT IN THE NEXT WEEK. | N | Y | WHISPERING PINES RV PARK I | 1700 NE 115TH AVE |  | SILVER SPRINGS | FL | 34488 |  | 3526251295 |  |  | WHISPERING PINES RV PARK I | 1700 NE 115TH AVE |  | SILVER SPRINGS | FL | 34488 |  | 3526251295 |  | INVESTOR | 25 | 17500 | 21 | 2019-05-27 | 2019-03-27 | NC01 | 50
3 | MARION | CD |  | 3425005 | NONCOMMUNITY | CHLORINATION; AERATION FOR REMOVAL OF ANY SECONDARY CONTAMINANT, SULFIDE, OR ANY UNREGULATED CONTAMINANT; CORROSION CONTROL INHIBITOR ADDITION; HYPOCHLORINATION; IRON OR MANGANESE SEQUESTRATION; OR ULTRAVIOLET RADIATION. THE LEAD/CHIEF OPERATOR MUST BE CLASS D OR HIGHER. 50,000 GPD UP TO 0.25 MGD-STAFFING BY CLASS D OR HIGHER OPERATOR: 3 VISITS/WEEK ON NONCONSECUTIVE DAYS FOR A TOTAL OF 0.3 HOUR/WEEK. LESS THAN 50,000 GPD-STAFFING BY A CLASS D OR HIGHER OPERATOR: 2 VISITS/WEEK ON NONCONSECUTIVE DAYS FOR A TOTAL OF 0.2 HOUR/WEEK. THERE SHALL BE NO MORE THAN 5 DAYS BETWEEN THE LAST VISIT IN ONE WEEK AND THE FIRST VISIT IN THE NEXT WEEK. | N | Y | JIM'S PIT BAR-B-Q | 7424 W.HWY 318(I-75 EXIT 72) |  | REDDICK | FL | 32686 |  | 3525912479 |  | JIM DAUGHTERY | JIM'S PIT BAR-B-Q | 7424 W HWY 318 |  | REDDICK | FL | 32686 |  | 3525912479 |  | INVESTOR | 25 | 5760 | 1 | 2011-09-29 | 2020-07-31 | NC01 | 50
3 | MARION | CD | JODY.KIRKMAN@MARIONFL.ORG | 3425006 | COMMUNITY | CHLORINATION; AERATION FOR REMOVAL OF ANY SECONDARY CONTAMINANT, SULFIDE, OR ANY UNREGULATED CONTAMINANT; CORROSION CONTROL INHIBITOR ADDITION; HYPOCHLORINATION; IRON OR MANGANESE SEQUESTRATION; OR ULTRAVIOLET RADIATION. THE LEAD/CHIEF OPERATOR MUST BE CLASS C OR HIGHER. 5.0 MGD AND ABOVE-STAFFING BY CLASS C OR HIGHER OPERATOR: 6 HOURS/DAY FOR 5 DAYS/WEEK AND ONE VISIT ON EACH WEEKEND DAY. 3.0 MGD UP TO 5.0 MGD-STAFFING BY CLASS C OR HIGHER OPERATOR: 1 HOUR/DAY FOR 5 DAYS/WEEK AND ONE VISIT ON EACH WEEKEND DAY. 0.25 MGD UP TO 3.0 MGD-STAFFING BY CLASS C OR HIGHER OPERATOR: 5 VISITS/WEEK AND ONE VISIT EACH WEEKEND FOR A TOTAL OF 0.6 HOUR/WEEK. | N | Y | GREENFIELDS/INDIAN PINES | 5390 S.E. 38TH ST. |  | OCALA | FL | 34471 |  | 3526221171 |  | JODY KIRKMAN | MARION COUNTY UTILITIES | 11800 S US HWY 441 |  | BELLEVIEW | FL | 34420 |  | 3523076000 |  | INVESTOR | 1622 | 547200 | 463 | 2016-03-29 | 2019-05-24 | DC04 | 1000
3 | MARION | CD | none | 3425007 | NONTRANSIENT NONCOMMUNITY | CHLORINATION; AERATION FOR REMOVAL OF ANY SECONDARY CONTAMINANT, SULFIDE, OR ANY UNREGULATED CONTAMINANT; CORROSION CONTROL INHIBITOR ADDITION; HYPOCHLORINATION; IRON OR MANGANESE SEQUESTRATION; OR ULTRAVIOLET RADIATION. THE LEAD/CHIEF OPERATOR MUST BE CLASS D OR HIGHER. 50,000 GPD UP TO 0.25 MGD-STAFFING BY CLASS D OR HIGHER OPERATOR: 3 VISITS/WEEK ON NONCONSECUTIVE DAYS FOR A TOTAL OF 0.3 HOUR/WEEK. LESS THAN 50,000 GPD-STAFFING BY A CLASS D OR HIGHER OPERATOR: 2 VISITS/WEEK ON NONCONSECUTIVE DAYS FOR A TOTAL OF 0.2 HOUR/WEEK. THERE SHALL BE NO MORE THAN 5 DAYS BETWEEN THE LAST VISIT IN ONE WEEK AND THE FIRST VISIT IN THE NEXT WEEK. | N | Y | SUNCOAST INSULATORS | 3790 N. HWY 441 |  | OCALA | FL | 34478 |  | 3526298157 |  | PATSY BOWEN | DAVID GOOCH | PO BOX 1150 |  | OCALA | FL | 34478 |  | 3526298157 |  | INVESTOR | 32 | 5000 | 1 | 2019-08-23 | 2019-05-29 | NTNC | 100
3 | MARION | CD | none | 3425009 | NONCOMMUNITY | CHLORINATION; AERATION FOR REMOVAL OF ANY SECONDARY CONTAMINANT, SULFIDE, OR ANY UNREGULATED CONTAMINANT; CORROSION CONTROL INHIBITOR ADDITION; HYPOCHLORINATION; IRON OR MANGANESE SEQUESTRATION; OR ULTRAVIOLET RADIATION. THE LEAD/CHIEF OPERATOR MUST BE CLASS D OR HIGHER. 50,000 GPD UP TO 0.25 MGD-STAFFING BY CLASS D OR HIGHER OPERATOR: 3 VISITS/WEEK ON NONCONSECUTIVE DAYS FOR A TOTAL OF 0.3 HOUR/WEEK. LESS THAN 50,000 GPD-STAFFING BY A CLASS D OR HIGHER OPERATOR: 2 VISITS/WEEK ON NONCONSECUTIVE DAYS FOR A TOTAL OF 0.2 HOUR/WEEK. THERE SHALL BE NO MORE THAN 5 DAYS BETWEEN THE LAST VISIT IN ONE WEEK AND THE FIRST VISIT IN THE NEXT WEEK. | N | Y | NOW CHURCH | 6405 S. PINE AVE |  | OCALA | FL | 34480 |  | 3526227770 |  | CHRIS HAYS | CHRIS HAYS | PO BOX 1377 |  | OCALA | FL | 34478 |  | 3526227770 |  | OTHER | 325 | 18720 | 3 | 2019-01-18 | 2019-01-03 | NC01 | 50
3 | MARION | CD | MICKEY.THOMASON@DEP.STATE.FL.US | 3425011 | NONCOMMUNITY | CHLORINATION; AERATION FOR REMOVAL OF ANY SECONDARY CONTAMINANT, SULFIDE, OR ANY UNREGULATED CONTAMINANT; CORROSION CONTROL INHIBITOR ADDITION; HYPOCHLORINATION; IRON OR MANGANESE SEQUESTRATION; OR ULTRAVIOLET RADIATION. THE LEAD/CHIEF OPERATOR MUST BE CLASS D OR HIGHER. 50,000 GPD UP TO 0.25 MGD-STAFFING BY CLASS D OR HIGHER OPERATOR: 3 VISITS/WEEK ON NONCONSECUTIVE DAYS FOR A TOTAL OF 0.3 HOUR/WEEK. LESS THAN 50,000 GPD-STAFFING BY A CLASS D OR HIGHER OPERATOR: 2 VISITS/WEEK ON NONCONSECUTIVE DAYS FOR A TOTAL OF 0.2 HOUR/WEEK. THERE SHALL BE NO MORE THAN 5 DAYS BETWEEN THE LAST VISIT IN ONE WEEK AND THE FIRST VISIT IN THE NEXT WEEK. | N | Y | SHARPES FERRY TRAILHEAD | 8282 SE HIGHWAY 314 |  | OCALA | FL | 34470 |  | 3522362464 |  | MICKEY THOMASON | MICKEY THOMASON | 8282 SE HWY 314 |  | OCALA | FL | 34470 |  | 3522367143 |  | DEP (STATE PARK OR STATE REC AREA) | 25 | 28800 | 1 | 2012-02-02 | 2018-11-16 | NC01 | 50
3 | MARION | CD | katskrazy8s@aol.com | 3425022 | NONCOMMUNITY | CHLORINATION; AERATION FOR REMOVAL OF ANY SECONDARY CONTAMINANT, SULFIDE, OR ANY UNREGULATED CONTAMINANT; CORROSION CONTROL INHIBITOR ADDITION; HYPOCHLORINATION; IRON OR MANGANESE SEQUESTRATION; OR ULTRAVIOLET RADIATION. THE LEAD/CHIEF OPERATOR MUST BE CLASS D OR HIGHER. 50,000 GPD UP TO 0.25 MGD-STAFFING BY CLASS D OR HIGHER OPERATOR: 3 VISITS/WEEK ON NONCONSECUTIVE DAYS FOR A TOTAL OF 0.3 HOUR/WEEK. LESS THAN 50,000 GPD-STAFFING BY A CLASS D OR HIGHER OPERATOR: 2 VISITS/WEEK ON NONCONSECUTIVE DAYS FOR A TOTAL OF 0.2 HOUR/WEEK. THERE SHALL BE NO MORE THAN 5 DAYS BETWEEN THE LAST VISIT IN ONE WEEK AND THE FIRST VISIT IN THE NEXT WEEK. | N | Y | KRAZY 8 BAR & GRILL | 20290 SW 142ND PLACE |  | UMATILLA | FL | 32784 |  | 3522886673 |  | ALICIA BRUNNEL | ALICIA BRUNNEL | 20290 SE 142 PL |  | UMATILLA | FL | 32784 | 8546 | 3522880572 |  | INVESTOR | 26 | 7200 | 1 | 2012-06-22 | 2021-03-29 | NC01 | 50
3 | MARION | CD | none | 3425023 | NONCOMMUNITY | CHLORINATION; AERATION FOR REMOVAL OF ANY SECONDARY CONTAMINANT, SULFIDE, OR ANY UNREGULATED CONTAMINANT; CORROSION CONTROL INHIBITOR ADDITION; HYPOCHLORINATION; IRON OR MANGANESE SEQUESTRATION; OR ULTRAVIOLET RADIATION. THE LEAD/CHIEF OPERATOR MUST BE CLASS D OR HIGHER. 50,000 GPD UP TO 0.25 MGD-STAFFING BY CLASS D OR HIGHER OPERATOR: 3 VISITS/WEEK ON NONCONSECUTIVE DAYS FOR A TOTAL OF 0.3 HOUR/WEEK. LESS THAN 50,000 GPD-STAFFING BY A CLASS D OR HIGHER OPERATOR: 2 VISITS/WEEK ON NONCONSECUTIVE DAYS FOR A TOTAL OF 0.2 HOUR/WEEK. THERE SHALL BE NO MORE THAN 5 DAYS BETWEEN THE LAST VISIT IN ONE WEEK AND THE FIRST VISIT IN THE NEXT WEEK. | N | Y | FIRST BAPTIST CHURCH FT MCCOY | 11350 NE HWY 316 |  | FORT MCCOY | FL | 32134 |  | 3522362543 |  | HELEN MCCRANIE | FIRST BAPTIST CHURCH FT MCCOY | P O BOX 480 |  | FORT MCCOY | FL | 32134 |  | 3522362543 |  | INVESTOR | 25 | 7200 | 2 | 2014-04-16 | 2017-05-16 | NC01 | 50
3 | MARION | CD | NONE | 3425024 | NONCOMMUNITY | CHLORINATION; AERATION FOR REMOVAL OF ANY SECONDARY CONTAMINANT, SULFIDE, OR ANY UNREGULATED CONTAMINANT; CORROSION CONTROL INHIBITOR ADDITION; HYPOCHLORINATION; IRON OR MANGANESE SEQUESTRATION; OR ULTRAVIOLET RADIATION. THE LEAD/CHIEF OPERATOR MUST BE CLASS D OR HIGHER. 50,000 GPD UP TO 0.25 MGD-STAFFING BY CLASS D OR HIGHER OPERATOR: 3 VISITS/WEEK ON NONCONSECUTIVE DAYS FOR A TOTAL OF 0.3 HOUR/WEEK. LESS THAN 50,000 GPD-STAFFING BY A CLASS D OR HIGHER OPERATOR: 2 VISITS/WEEK ON NONCONSECUTIVE DAYS FOR A TOTAL OF 0.2 HOUR/WEEK. THERE SHALL BE NO MORE THAN 5 DAYS BETWEEN THE LAST VISIT IN ONE WEEK AND THE FIRST VISIT IN THE NEXT WEEK. | N | Y | IMMACULATE HEART OF MARY CHURCH | 10670 SE MARICAMP RD |  | OCALA | FL | 34472 |  | 3526874031 |  | STEPHEN OGONWA | STEPHEN OGONWA | PO BOX 310 |  | CANDLER | FL | 34472 |  | 3526874031 |  | INVESTOR | 25 | 24000 | 1 | 2016-09-26 | 2021-07-29 | NC01 | 50
3 | MARION | CD |  | 3425029 | COMMUNITY | CHLORINATION; AERATION FOR REMOVAL OF ANY SECONDARY CONTAMINANT, SULFIDE, OR ANY UNREGULATED CONTAMINANT; CORROSION CONTROL INHIBITOR ADDITION; HYPOCHLORINATION; IRON OR MANGANESE SEQUESTRATION; OR ULTRAVIOLET RADIATION. THE LEAD/CHIEF OPERATOR MUST BE CLASS D OR HIGHER. 50,000 GPD UP TO 0.25 MGD-STAFFING BY CLASS D OR HIGHER OPERATOR: 3 VISITS/WEEK ON NONCONSECUTIVE DAYS FOR A TOTAL OF 0.3 HOUR/WEEK. LESS THAN 50,000 GPD-STAFFING BY A CLASS D OR HIGHER OPERATOR: 2 VISITS/WEEK ON NONCONSECUTIVE DAYS FOR A TOTAL OF 0.2 HOUR/WEEK. THERE SHALL BE NO MORE THAN 5 DAYS BETWEEN THE LAST VISIT IN ONE WEEK AND THE FIRST VISIT IN THE NEXT WEEK. | N | Y | FOREST GREEN SUBDIVISION | CNR SR 40 & CR 314A |  | FOREST CORNERS | FL | 32312 |  | 8508976430 |  | HELENE HARRIS | JEROME ZIVAN | PO BOX 5220 |  | NICEVILLE | FL | 32578 | 5220 | 8508976430 | 11 | INVESTOR | 270 | 240000 | 77 | 2018-04-20 | 2021-08-20 | DC05 | 500
3 | MARION | CD | MICKEY.THOMASON@DEP.STATE.FL.US | 3425035 | NONCOMMUNITY | CHLORINATION; AERATION FOR REMOVAL OF ANY SECONDARY CONTAMINANT, SULFIDE, OR ANY UNREGULATED CONTAMINANT; CORROSION CONTROL INHIBITOR ADDITION; HYPOCHLORINATION; IRON OR MANGANESE SEQUESTRATION; OR ULTRAVIOLET RADIATION. THE LEAD/CHIEF OPERATOR MUST BE CLASS D OR HIGHER. 50,000 GPD UP TO 0.25 MGD-STAFFING BY CLASS D OR HIGHER OPERATOR: 3 VISITS/WEEK ON NONCONSECUTIVE DAYS FOR A TOTAL OF 0.3 HOUR/WEEK. LESS THAN 50,000 GPD-STAFFING BY A CLASS D OR HIGHER OPERATOR: 2 VISITS/WEEK ON NONCONSECUTIVE DAYS FOR A TOTAL OF 0.2 HOUR/WEEK. THERE SHALL BE NO MORE THAN 5 DAYS BETWEEN THE LAST VISIT IN ONE WEEK AND THE FIRST VISIT IN THE NEXT WEEK. | N | Y | SANTOS 80TH STREET TRAILHEAD | 3080 SE 80TH STREET |  | OCALA | FL | 34470 |  | 3522367143 |  | MICKEY THOMASON | MICKEY THOMASON | 8282 SE HWY 314 |  | OCALA | FL | 34470 |  | 3522367143 |  | DEP (STATE PARK OR STATE REC AREA) | 25 | 32000 | 2 | 2019-02-21 | 2019-01-03 | NC01 | 50
3 | MARION | CD |  | 3425036 | NONTRANSIENT NONCOMMUNITY | CHLORINATION; AERATION FOR REMOVAL OF ANY SECONDARY CONTAMINANT, SULFIDE, OR ANY UNREGULATED CONTAMINANT; CORROSION CONTROL INHIBITOR ADDITION; HYPOCHLORINATION; IRON OR MANGANESE SEQUESTRATION; OR ULTRAVIOLET RADIATION. THE LEAD/CHIEF OPERATOR MUST BE CLASS D OR HIGHER. 50,000 GPD UP TO 0.25 MGD-STAFFING BY CLASS D OR HIGHER OPERATOR: 3 VISITS/WEEK ON NONCONSECUTIVE DAYS FOR A TOTAL OF 0.3 HOUR/WEEK. LESS THAN 50,000 GPD-STAFFING BY A CLASS D OR HIGHER OPERATOR: 2 VISITS/WEEK ON NONCONSECUTIVE DAYS FOR A TOTAL OF 0.2 HOUR/WEEK. THERE SHALL BE NO MORE THAN 5 DAYS BETWEEN THE LAST VISIT IN ONE WEEK AND THE FIRST VISIT IN THE NEXT WEEK. | N | Y | THE REFUGE-A HEALING PLACE | 14835 SE 85TH ST |  | OCKLAWAHA | FL | 32179 |  | 3522882233 |  |  | SHAYNE KINT | 14835 SE 85TH ST. |  | OCKLAWAHA | FL | 32179 |  | 3522883333 |  | INVESTOR | 90 | 21600 | 17 | 2016-09-22 | 2019-12-05 | NTNC | 100
3 | MARION | CD |  | 3425039 | COMMUNITY | CHLORINATION; AERATION FOR REMOVAL OF ANY SECONDARY CONTAMINANT, SULFIDE, OR ANY UNREGULATED CONTAMINANT; CORROSION CONTROL INHIBITOR ADDITION; HYPOCHLORINATION; IRON OR MANGANESE SEQUESTRATION; OR ULTRAVIOLET RADIATION. THE LEAD/CHIEF OPERATOR MUST BE CLASS D OR HIGHER. 50,000 GPD UP TO 0.25 MGD-STAFFING BY CLASS D OR HIGHER OPERATOR: 3 VISITS/WEEK ON NONCONSECUTIVE DAYS FOR A TOTAL OF 0.3 HOUR/WEEK. LESS THAN 50,000 GPD-STAFFING BY A CLASS D OR HIGHER OPERATOR: 2 VISITS/WEEK ON NONCONSECUTIVE DAYS FOR A TOTAL OF 0.2 HOUR/WEEK. THERE SHALL BE NO MORE THAN 5 DAYS BETWEEN THE LAST VISIT IN ONE WEEK AND THE FIRST VISIT IN THE NEXT WEEK. | N | Y | PLANTATION LANDING MHP | 7575 US HWY 441 SOUTH |  | OCALA | FL | 34480 |  | 3526296547 |  | JOANN KENNEDY | JIM GOSS | 10912 N. 56TH ST. |  | TEMPLE TERRACE | FL | 33617 |  | 8139841533 |  | INVESTOR | 36 | 63400 | 18 | 2014-04-18 | 2020-08-28 | DC051 | 100
3 | MARION | CD |  | 3425040 | NONCOMMUNITY | CHLORINATION; AERATION FOR REMOVAL OF ANY SECONDARY CONTAMINANT, SULFIDE, OR ANY UNREGULATED CONTAMINANT; CORROSION CONTROL INHIBITOR ADDITION; HYPOCHLORINATION; IRON OR MANGANESE SEQUESTRATION; OR ULTRAVIOLET RADIATION. THE LEAD/CHIEF OPERATOR MUST BE CLASS D OR HIGHER. 50,000 GPD UP TO 0.25 MGD-STAFFING BY CLASS D OR HIGHER OPERATOR: 3 VISITS/WEEK ON NONCONSECUTIVE DAYS FOR A TOTAL OF 0.3 HOUR/WEEK. LESS THAN 50,000 GPD-STAFFING BY A CLASS D OR HIGHER OPERATOR: 2 VISITS/WEEK ON NONCONSECUTIVE DAYS FOR A TOTAL OF 0.2 HOUR/WEEK. THERE SHALL BE NO MORE THAN 5 DAYS BETWEEN THE LAST VISIT IN ONE WEEK AND THE FIRST VISIT IN THE NEXT WEEK. | N | Y | FLORIDA CITRUS CENTER #90 | 1-75 & 326 |  | OCALA | FL | 32686 |  | 8008244213 |  | CHARLES LAMONT | FLORIDA CITRUS CENTER #90 | 11765 NORTH US HWY 301 |  | OXF0RD | FL | 34484 |  | 3527482235 |  | INVESTOR | 25 | 18000 | 1 | 2011-05-19 | 2021-03-18 | NC01 | 50
3 | MARION | CD |  | 3425042 | NONTRANSIENT NONCOMMUNITY | CHLORINATION; AERATION FOR REMOVAL OF ANY SECONDARY CONTAMINANT, SULFIDE, OR ANY UNREGULATED CONTAMINANT; CORROSION CONTROL INHIBITOR ADDITION; HYPOCHLORINATION; IRON OR MANGANESE SEQUESTRATION; OR ULTRAVIOLET RADIATION. THE LEAD/CHIEF OPERATOR MUST BE CLASS D OR HIGHER. 50,000 GPD UP TO 0.25 MGD-STAFFING BY CLASS D OR HIGHER OPERATOR: 3 VISITS/WEEK ON NONCONSECUTIVE DAYS FOR A TOTAL OF 0.3 HOUR/WEEK. LESS THAN 50,000 GPD-STAFFING BY A CLASS D OR HIGHER OPERATOR: 2 VISITS/WEEK ON NONCONSECUTIVE DAYS FOR A TOTAL OF 0.2 HOUR/WEEK. THERE SHALL BE NO MORE THAN 5 DAYS BETWEEN THE LAST VISIT IN ONE WEEK AND THE FIRST VISIT IN THE NEXT WEEK. | N | Y | WAR HORSE HARLEY-DAVIDSON | 5331 NORTH HIGHWAY 441 |  | OCALA | FL | 34475 |  | 3527322488 |  | MARK R PICKETT | MARK R PICKETT | 5331 N US HWY 441 |  | OCALA | FL | 34475 |  | 3527951515 |  | INVESTOR | 25 | 7200 | 1 | 2014-06-24 | 2020-08-28 | NTNC | 100
3 | MARION | CD | LCOOL@GSPCOCALA.COM | 3425044 | NONTRANSIENT NONCOMMUNITY | CHLORINATION; AERATION FOR REMOVAL OF ANY SECONDARY CONTAMINANT, SULFIDE, OR ANY UNREGULATED CONTAMINANT; CORROSION CONTROL INHIBITOR ADDITION; HYPOCHLORINATION; IRON OR MANGANESE SEQUESTRATION; OR ULTRAVIOLET RADIATION. THE LEAD/CHIEF OPERATOR MUST BE CLASS D OR HIGHER. 50,000 GPD UP TO 0.25 MGD-STAFFING BY CLASS D OR HIGHER OPERATOR: 3 VISITS/WEEK ON NONCONSECUTIVE DAYS FOR A TOTAL OF 0.3 HOUR/WEEK. LESS THAN 50,000 GPD-STAFFING BY A CLASS D OR HIGHER OPERATOR: 2 VISITS/WEEK ON NONCONSECUTIVE DAYS FOR A TOTAL OF 0.2 HOUR/WEEK. THERE SHALL BE NO MORE THAN 5 DAYS BETWEEN THE LAST VISIT IN ONE WEEK AND THE FIRST VISIT IN THE NEXT WEEK. | N | Y | GOOD SHEPHERD PRESBYTERIAN CHURCH | 151 SW 87TH PLACE |  | OCALA | FL | 34476 | 7109 | 3522919199 |  | LAURA COOL | GOOD SHEPHERD PRESBYTERIAN CH | 151 SW 87TH PL |  | OCALA | FL | 34476 | 7109 | 3528542999 |  | OTHER | 230 | 9800 | 2 | 2016-03-22 | 2019-01-03 | NTNC | 100
3 | MARION | CD | none | 3425054 | NONCOMMUNITY | CHLORINATION; AERATION FOR REMOVAL OF ANY SECONDARY CONTAMINANT, SULFIDE, OR ANY UNREGULATED CONTAMINANT; CORROSION CONTROL INHIBITOR ADDITION; HYPOCHLORINATION; IRON OR MANGANESE SEQUESTRATION; OR ULTRAVIOLET RADIATION. THE LEAD/CHIEF OPERATOR MUST BE CLASS D OR HIGHER. 50,000 GPD UP TO 0.25 MGD-STAFFING BY CLASS D OR HIGHER OPERATOR: 3 VISITS/WEEK ON NONCONSECUTIVE DAYS FOR A TOTAL OF 0.3 HOUR/WEEK. LESS THAN 50,000 GPD-STAFFING BY A CLASS D OR HIGHER OPERATOR: 2 VISITS/WEEK ON NONCONSECUTIVE DAYS FOR A TOTAL OF 0.2 HOUR/WEEK. THERE SHALL BE NO MORE THAN 5 DAYS BETWEEN THE LAST VISIT IN ONE WEEK AND THE FIRST VISIT IN THE NEXT WEEK. | N | Y | HORSESHOE LAKE PARK | 10780 SE HIGHWAY 318 |  | FORT MCCOY | FL | 32182 |  | 3526718560 |  | GREG WILEY | GREG WILEY | 111 SE 25TH AVE. |  | OCALA | FL | 34471 |  | 3526718560 |  | AUTHORITY/COMMISSION/DISTRICT | 25 | 4000 | 7 | 2019-03-19 | 2019-01-03 | NC01 | 50
3 | MARION | CD | none | 3425056 | NONTRANSIENT NONCOMMUNITY | CHLORINATION; AERATION FOR REMOVAL OF ANY SECONDARY CONTAMINANT, SULFIDE, OR ANY UNREGULATED CONTAMINANT; CORROSION CONTROL INHIBITOR ADDITION; HYPOCHLORINATION; IRON OR MANGANESE SEQUESTRATION; OR ULTRAVIOLET RADIATION. THE LEAD/CHIEF OPERATOR MUST BE CLASS D OR HIGHER. 50,000 GPD UP TO 0.25 MGD-STAFFING BY CLASS D OR HIGHER OPERATOR: 3 VISITS/WEEK ON NONCONSECUTIVE DAYS FOR A TOTAL OF 0.3 HOUR/WEEK. LESS THAN 50,000 GPD-STAFFING BY A CLASS D OR HIGHER OPERATOR: 2 VISITS/WEEK ON NONCONSECUTIVE DAYS FOR A TOTAL OF 0.2 HOUR/WEEK. THERE SHALL BE NO MORE THAN 5 DAYS BETWEEN THE LAST VISIT IN ONE WEEK AND THE FIRST VISIT IN THE NEXT WEEK. | N | Y | THE CHURCH TRIUMPHANT INC. | 1425 NE 63RD ST |  | OCALA | FL | 34479 |  | 3526200780 |  | REV JONATHAN SNELLGROVE | THE CHURCH TRIUMPHANT INC | 1425 NE 63RD ST |  | OCALA | FL | 34479 | 1613 | 3526200780 |  | OTHER | 350 | 7200 | 1 | 2018-11-20 | 2018-11-05 | NTNC | 100
3 | MARION | CD |  | 3425057 | NONCOMMUNITY | CHLORINATION; AERATION FOR REMOVAL OF ANY SECONDARY CONTAMINANT, SULFIDE, OR ANY UNREGULATED CONTAMINANT; CORROSION CONTROL INHIBITOR ADDITION; HYPOCHLORINATION; IRON OR MANGANESE SEQUESTRATION; OR ULTRAVIOLET RADIATION. THE LEAD/CHIEF OPERATOR MUST BE CLASS D OR HIGHER. 50,000 GPD UP TO 0.25 MGD-STAFFING BY CLASS D OR HIGHER OPERATOR: 3 VISITS/WEEK ON NONCONSECUTIVE DAYS FOR A TOTAL OF 0.3 HOUR/WEEK. LESS THAN 50,000 GPD-STAFFING BY A CLASS D OR HIGHER OPERATOR: 2 VISITS/WEEK ON NONCONSECUTIVE DAYS FOR A TOTAL OF 0.2 HOUR/WEEK. THERE SHALL BE NO MORE THAN 5 DAYS BETWEEN THE LAST VISIT IN ONE WEEK AND THE FIRST VISIT IN THE NEXT WEEK. | N | Y | DJ & GINA'S LOUNGE | 16535 SE 99TH AVENUE | CORNER OF CR 42 AND US 441/27 | SUMMERFIELD | FL | 34491 | 6532 | 3523079750 |  | EFRAIN "DJ" DEJESUS | EFRAIN "DJ" DEJESUS | 16535 SE 99TH AVE |  | SUMMERFIELD | FL | 34491 |  | 3524541516 |  | INVESTOR | 25 | 7200 | 1 | 2017-10-16 | 2017-05-19 | NC01 | 50
3 | MARION | CD | NONE | 3425059 | NONCOMMUNITY | CHLORINATION; AERATION FOR REMOVAL OF ANY SECONDARY CONTAMINANT, SULFIDE, OR ANY UNREGULATED CONTAMINANT; CORROSION CONTROL INHIBITOR ADDITION; HYPOCHLORINATION; IRON OR MANGANESE SEQUESTRATION; OR ULTRAVIOLET RADIATION. THE LEAD/CHIEF OPERATOR MUST BE CLASS D OR HIGHER. 50,000 GPD UP TO 0.25 MGD-STAFFING BY CLASS D OR HIGHER OPERATOR: 3 VISITS/WEEK ON NONCONSECUTIVE DAYS FOR A TOTAL OF 0.3 HOUR/WEEK. LESS THAN 50,000 GPD-STAFFING BY A CLASS D OR HIGHER OPERATOR: 2 VISITS/WEEK ON NONCONSECUTIVE DAYS FOR A TOTAL OF 0.2 HOUR/WEEK. THERE SHALL BE NO MORE THAN 5 DAYS BETWEEN THE LAST VISIT IN ONE WEEK AND THE FIRST VISIT IN THE NEXT WEEK. | N | Y | MEMORIAL BAPTIST CHURCH | 3693 SE 95TH STREET |  | OCALA | FL | 34480 |  | 3522458326 |  |  | MICHAEL WEST | 3693 SE 95TH ST |  | OCALA | FL | 34480 |  | 3522458326 |  | OTHER | 570 | 12240 | 1 | 2021-04-01 | 2021-03-29 | NC01 | 50
3 | MARION | CD |  | 3425060 | NONCOMMUNITY | CHLORINATION; AERATION FOR REMOVAL OF ANY SECONDARY CONTAMINANT, SULFIDE, OR ANY UNREGULATED CONTAMINANT; CORROSION CONTROL INHIBITOR ADDITION; HYPOCHLORINATION; IRON OR MANGANESE SEQUESTRATION; OR ULTRAVIOLET RADIATION. THE LEAD/CHIEF OPERATOR MUST BE CLASS D OR HIGHER. 50,000 GPD UP TO 0.25 MGD-STAFFING BY CLASS D OR HIGHER OPERATOR: 3 VISITS/WEEK ON NONCONSECUTIVE DAYS FOR A TOTAL OF 0.3 HOUR/WEEK. LESS THAN 50,000 GPD-STAFFING BY A CLASS D OR HIGHER OPERATOR: 2 VISITS/WEEK ON NONCONSECUTIVE DAYS FOR A TOTAL OF 0.2 HOUR/WEEK. THERE SHALL BE NO MORE THAN 5 DAYS BETWEEN THE LAST VISIT IN ONE WEEK AND THE FIRST VISIT IN THE NEXT WEEK. | N | Y | SILVER RIVER STATE PARK CAMPING AREA | 1425 NE 58TH AVE |  | OCALA | FL | 34470 |  | 3522367148 |  | NICKY AIKEN | [9 empty] | DEP (STATE PARK OR STATE REC AREA) | 25 | 111000 | 63 | 2007-08-01 | 2021-06-02 | NC01 | 50
3 | MARION | CD |  | 3425061 | NONCOMMUNITY | CHLORINATION; AERATION FOR REMOVAL OF ANY SECONDARY CONTAMINANT, SULFIDE, OR ANY UNREGULATED CONTAMINANT; CORROSION CONTROL INHIBITOR ADDITION; HYPOCHLORINATION; IRON OR MANGANESE SEQUESTRATION; OR ULTRAVIOLET RADIATION. THE LEAD/CHIEF OPERATOR MUST BE CLASS D OR HIGHER. 50,000 GPD UP TO 0.25 MGD-STAFFING BY CLASS D OR HIGHER OPERATOR: 3 VISITS/WEEK ON NONCONSECUTIVE DAYS FOR A TOTAL OF 0.3 HOUR/WEEK. LESS THAN 50,000 GPD-STAFFING BY A CLASS D OR HIGHER OPERATOR: 2 VISITS/WEEK ON NONCONSECUTIVE DAYS FOR A TOTAL OF 0.2 HOUR/WEEK. THERE SHALL BE NO MORE THAN 5 DAYS BETWEEN THE LAST VISIT IN ONE WEEK AND THE FIRST VISIT IN THE NEXT WEEK. | N | Y | THE PIZZA DEN OF THE FOREST | 14389 E HWY 40 |  | SILVER SPRINGS | FL | 34488 |  | 3525721801 |  | BRIAN SEE | BRIAN SEE | 14389 E. HWY 40 |  | SILVER SPRINGS | FL | 34488 |  | 3525721801 |  | INVESTOR | 25 | 7200 | 7 | 2018-05-03 | 2018-04-10 | NC01 | 50
3 | MARION | CD | none | 3425063 | NONCOMMUNITY | CHLORINATION; AERATION FOR REMOVAL OF ANY SECONDARY CONTAMINANT, SULFIDE, OR ANY UNREGULATED CONTAMINANT; CORROSION CONTROL INHIBITOR ADDITION; HYPOCHLORINATION; IRON OR MANGANESE SEQUESTRATION; OR ULTRAVIOLET RADIATION. THE LEAD/CHIEF OPERATOR MUST BE CLASS D OR HIGHER. 50,000 GPD UP TO 0.25 MGD-STAFFING BY CLASS D OR HIGHER OPERATOR: 3 VISITS/WEEK ON NONCONSECUTIVE DAYS FOR A TOTAL OF 0.3 HOUR/WEEK. LESS THAN 50,000 GPD-STAFFING BY A CLASS D OR HIGHER OPERATOR: 2 VISITS/WEEK ON NONCONSECUTIVE DAYS FOR A TOTAL OF 0.2 HOUR/WEEK. THERE SHALL BE NO MORE THAN 5 DAYS BETWEEN THE LAST VISIT IN ONE WEEK AND THE FIRST VISIT IN THE NEXT WEEK. | N | Y | ON THE LAKE PARK | 11701 SE HIGHWAY 25 |  | OCKLAWAHA | FL | 34479 |  | 3522889771 |  | LYNETTE AND ALAN EVANS | LYNETTE AND ALAN EVANS | PO BOX 1009 |  | OCKLAWAHA | FL | 32183 |  | 3522038817 |  | INVESTOR | 25 | 15000 | 40 | 2019-02-15 | 2018-09-07 | NC01 | 50
3 | MARION | CD |  | 3425065 | NONCOMMUNITY | CHLORINATION; AERATION FOR REMOVAL OF ANY SECONDARY CONTAMINANT, SULFIDE, OR ANY UNREGULATED CONTAMINANT; CORROSION CONTROL INHIBITOR ADDITION; HYPOCHLORINATION; IRON OR MANGANESE SEQUESTRATION; OR ULTRAVIOLET RADIATION. THE LEAD/CHIEF OPERATOR MUST BE CLASS D OR HIGHER. 50,000 GPD UP TO 0.25 MGD-STAFFING BY CLASS D OR HIGHER OPERATOR: 3 VISITS/WEEK ON NONCONSECUTIVE DAYS FOR A TOTAL OF 0.3 HOUR/WEEK. LESS THAN 50,000 GPD-STAFFING BY A CLASS D OR HIGHER OPERATOR: 2 VISITS/WEEK ON NONCONSECUTIVE DAYS FOR A TOTAL OF 0.2 HOUR/WEEK. THERE SHALL BE NO MORE THAN 5 DAYS BETWEEN THE LAST VISIT IN ONE WEEK AND THE FIRST VISIT IN THE NEXT WEEK. | N | Y | TRACTOR SUPPLY COMPANY - OCALA N US 441 | 7351 N US HWY 441 |  | OCALA | FL | 34475 |  | 3523689937 |  | PERRY MOORE | VALERIE JACOBS | 200 POWELL PLACE |  | BRENTWOOD | TN | 37027 |  | 6153664600 |  | OTHER | 25 | 2880 | 1 | 2019-07-16 | 2019-03-27 | NC01 | 50
3 | MARION | CD | elfaro12273@aol.com | 3425066 | NONCOMMUNITY | CHLORINATION; AERATION FOR REMOVAL OF ANY SECONDARY CONTAMINANT, SULFIDE, OR ANY UNREGULATED CONTAMINANT; CORROSION CONTROL INHIBITOR ADDITION; HYPOCHLORINATION; IRON OR MANGANESE SEQUESTRATION; OR ULTRAVIOLET RADIATION. THE LEAD/CHIEF OPERATOR MUST BE CLASS D OR HIGHER. 50,000 GPD UP TO 0.25 MGD-STAFFING BY CLASS D OR HIGHER OPERATOR: 3 VISITS/WEEK ON NONCONSECUTIVE DAYS FOR A TOTAL OF 0.3 HOUR/WEEK. LESS THAN 50,000 GPD-STAFFING BY A CLASS D OR HIGHER OPERATOR: 2 VISITS/WEEK ON NONCONSECUTIVE DAYS FOR A TOTAL OF 0.2 HOUR/WEEK. THERE SHALL BE NO MORE THAN 5 DAYS BETWEEN THE LAST VISIT IN ONE WEEK AND THE FIRST VISIT IN THE NEXT WEEK. | N | Y | EL FARO ASSEMBLY OF GOD | 12273 SOUTH HIGHWAY 301 |  | BELLEVIEW | FL | 34420 |  | 3522456244 |  |  | REV VICTOR FELICIANO | PO BOX 1270 |  | SUMMERFIELD | FL | 34492 | 1270 | 3522456244 |  | OTHER | 25 | 7200 | 1 | 2018-09-25 | 2018-09-08 | NC01 | 50
3 | MARION | CD |  | 3425068 | NONCOMMUNITY | CHLORINATION; AERATION FOR REMOVAL OF ANY SECONDARY CONTAMINANT, SULFIDE, OR ANY UNREGULATED CONTAMINANT; CORROSION CONTROL INHIBITOR ADDITION; HYPOCHLORINATION; IRON OR MANGANESE SEQUESTRATION; OR ULTRAVIOLET RADIATION. THE LEAD/CHIEF OPERATOR MUST BE CLASS D OR HIGHER. 50,000 GPD UP TO 0.25 MGD-STAFFING BY CLASS D OR HIGHER OPERATOR: 3 VISITS/WEEK ON NONCONSECUTIVE DAYS FOR A TOTAL OF 0.3 HOUR/WEEK. LESS THAN 50,000 GPD-STAFFING BY A CLASS D OR HIGHER OPERATOR: 2 VISITS/WEEK ON NONCONSECUTIVE DAYS FOR A TOTAL OF 0.2 HOUR/WEEK. THERE SHALL BE NO MORE THAN 5 DAYS BETWEEN THE LAST VISIT IN ONE WEEK AND THE FIRST VISIT IN THE NEXT WEEK. | N | Y | PENTECOSTAL FULL GOSPEL CHURCH | 5105 N. US HWY 441 |  | OCALA | FL | 34475 |  | 3526228960 |  | ELVIRA SURMONS | PASTOR BERNARD TUGGERSON | 5105 N US 441 |  | OCALA | FL | 34475 |  | 3526228960 |  | OTHER | 25 | 12768 | 1 | 2011-09-14 | 2020-08-28 | NC01 | 50
3 | MARION | CD |  | 3425069 | NONTRANSIENT NONCOMMUNITY | CHLORINATION; AERATION FOR REMOVAL OF ANY SECONDARY CONTAMINANT, SULFIDE, OR ANY UNREGULATED CONTAMINANT; CORROSION CONTROL INHIBITOR ADDITION; HYPOCHLORINATION; IRON OR MANGANESE SEQUESTRATION; OR ULTRAVIOLET RADIATION. THE LEAD/CHIEF OPERATOR MUST BE CLASS D OR HIGHER. 50,000 GPD UP TO 0.25 MGD-STAFFING BY CLASS D OR HIGHER OPERATOR: 3 VISITS/WEEK ON NONCONSECUTIVE DAYS FOR A TOTAL OF 0.3 HOUR/WEEK. LESS THAN 50,000 GPD-STAFFING BY A CLASS D OR HIGHER OPERATOR: 2 VISITS/WEEK ON NONCONSECUTIVE DAYS FOR A TOTAL OF 0.2 HOUR/WEEK. THERE SHALL BE NO MORE THAN 5 DAYS BETWEEN THE LAST VISIT IN ONE WEEK AND THE FIRST VISIT IN THE NEXT WEEK. | N | Y | UNIV. OF FL PLANT SCIENCE RESEARCH CNTR | 2556 WEST HIGHWAY 318 |  | CITRA | FL | 32113 |  | 3522783513 |  | FRANK TIPTON | UNIVERSITY OF FL RESEARCH CENTER | PO BOX 110850 |  | GAINESVILLE | FL | 32611 |  | 3525912678 |  | STATE | 27 | 12300 | 9 | 2017-05-25 | 2020-07-17 | NTNC | 100
3 | MARION | CD |  | 3425070 | NONCOMMUNITY | CHLORINATION; AERATION FOR REMOVAL OF ANY SECONDARY CONTAMINANT, SULFIDE, OR ANY UNREGULATED CONTAMINANT; CORROSION CONTROL INHIBITOR ADDITION; HYPOCHLORINATION; IRON OR MANGANESE SEQUESTRATION; OR ULTRAVIOLET RADIATION. THE LEAD/CHIEF OPERATOR MUST BE CLASS D OR HIGHER. 50,000 GPD UP TO 0.25 MGD-STAFFING BY CLASS D OR HIGHER OPERATOR: 3 VISITS/WEEK ON NONCONSECUTIVE DAYS FOR A TOTAL OF 0.3 HOUR/WEEK. LESS THAN 50,000 GPD-STAFFING BY A CLASS D OR HIGHER OPERATOR: 2 VISITS/WEEK ON NONCONSECUTIVE DAYS FOR A TOTAL OF 0.2 HOUR/WEEK. THERE SHALL BE NO MORE THAN 5 DAYS BETWEEN THE LAST VISIT IN ONE WEEK AND THE FIRST VISIT IN THE NEXT WEEK. | N | Y | L&E GROCERY | 1250 SOUTHEAST HIGHWAY 484 |  | OCALA | FL | 34476 |  | 3523073335 |  | EDDIEDELSO GARCIA | EDDIEDELSO GARCIA | 8373 DIAMOND COVE |  | ORLANDO | FL | 32836 |  | 4076680374 |  | INVESTOR | 25 | 18000 | 1 | 2014-06-26 | 2020-09-11 | NC01 | 50
3 | MARION | CD |  | 3425071 | NONTRANSIENT NONCOMMUNITY | CHLORINATION; AERATION FOR REMOVAL OF ANY SECONDARY CONTAMINANT, SULFIDE, OR ANY UNREGULATED CONTAMINANT; CORROSION CONTROL INHIBITOR ADDITION; HYPOCHLORINATION; IRON OR MANGANESE SEQUESTRATION; OR ULTRAVIOLET RADIATION. THE LEAD/CHIEF OPERATOR MUST BE CLASS D OR HIGHER. 50,000 GPD UP TO 0.25 MGD-STAFFING BY CLASS D OR HIGHER OPERATOR: 3 VISITS/WEEK ON NONCONSECUTIVE DAYS FOR A TOTAL OF 0.3 HOUR/WEEK. LESS THAN 50,000 GPD-STAFFING BY A CLASS D OR HIGHER OPERATOR: 2 VISITS/WEEK ON NONCONSECUTIVE DAYS FOR A TOTAL OF 0.2 HOUR/WEEK. THERE SHALL BE NO MORE THAN 5 DAYS BETWEEN THE LAST VISIT IN ONE WEEK AND THE FIRST VISIT IN THE NEXT WEEK. | N | Y | SUMMERFIELD POST OFFICE | 14560 S US HWY 301 |  | SUMMERFIELD | FL | 34491 |  | 3522452784 |  | ARGENT PO1 LLC | ARGENT PO1 LLC | PO BOX 2007 |  | CARSON CITY | NV | 89702 |  |  |  | FEDERAL | 45 | 14400 | 1 | 2021-02-01 | 2019-05-29 | NTNC | 100
3 | MARION | CD |  | 3425073 | NONCOMMUNITY | CHLORINATION; AERATION FOR REMOVAL OF ANY SECONDARY CONTAMINANT, SULFIDE, OR ANY UNREGULATED CONTAMINANT; CORROSION CONTROL INHIBITOR ADDITION; HYPOCHLORINATION; IRON OR MANGANESE SEQUESTRATION; OR ULTRAVIOLET RADIATION. THE LEAD/CHIEF OPERATOR MUST BE CLASS D OR HIGHER. 50,000 GPD UP TO 0.25 MGD-STAFFING BY CLASS D OR HIGHER OPERATOR: 3 VISITS/WEEK ON NONCONSECUTIVE DAYS FOR A TOTAL OF 0.3 HOUR/WEEK. LESS THAN 50,000 GPD-STAFFING BY A CLASS D OR HIGHER OPERATOR: 2 VISITS/WEEK ON NONCONSECUTIVE DAYS FOR A TOTAL OF 0.2 HOUR/WEEK. THERE SHALL BE NO MORE THAN 5 DAYS BETWEEN THE LAST VISIT IN ONE WEEK AND THE FIRST VISIT IN THE NEXT WEEK. | N | Y | DAVITA OCALA NORTH KIDNEY CENTER WTP | 2620 W HIGHWAY 316 |  | REDDICK | FL | 32113 |  | 3523510211 |  |  | ANGELIA WHITE | 5200 VIRGINIA WAY |  | BRENTWOOD | TN | 37027 | 3354 | 3523510211 |  | INVESTOR | 25 | 15840 | 1 | 2011-08-26 | 2020-07-17 | NC01 | 50
3 | MARION | CD |  | 3425074 | NONCOMMUNITY | CHLORINATION; AERATION FOR REMOVAL OF ANY SECONDARY CONTAMINANT, SULFIDE, OR ANY UNREGULATED CONTAMINANT; CORROSION CONTROL INHIBITOR ADDITION; HYPOCHLORINATION; IRON OR MANGANESE SEQUESTRATION; OR ULTRAVIOLET RADIATION. THE LEAD/CHIEF OPERATOR MUST BE CLASS D OR HIGHER. 50,000 GPD UP TO 0.25 MGD-STAFFING BY CLASS D OR HIGHER OPERATOR: 3 VISITS/WEEK ON NONCONSECUTIVE DAYS FOR A TOTAL OF 0.3 HOUR/WEEK. LESS THAN 50,000 GPD-STAFFING BY A CLASS D OR HIGHER OPERATOR: 2 VISITS/WEEK ON NONCONSECUTIVE DAYS FOR A TOTAL OF 0.2 HOUR/WEEK. THERE SHALL BE NO MORE THAN 5 DAYS BETWEEN THE LAST VISIT IN ONE WEEK AND THE FIRST VISIT IN THE NEXT WEEK. | N | Y | OCALA VOLVO | 4150 N. HWY 441 |  | OCALA | FL | 34475 |  | 3526297299 |  | WES PRICE | MARCI PLATTNER | 1891 PORTER LAKE DR |  | SARASOTA | FL | 34240 |  | 3526297299 |  | INVESTOR | 25 | 7200 | 1 | 2012-02-07 | 2020-08-28 | NC01 | 50
3 | MARION | CD | saltwaterfishin1@aol.com | 3425075 | NONCOMMUNITY | CHLORINATION; AERATION FOR REMOVAL OF ANY SECONDARY CONTAMINANT, SULFIDE, OR ANY UNREGULATED CONTAMINANT; CORROSION CONTROL INHIBITOR ADDITION; HYPOCHLORINATION; IRON OR MANGANESE SEQUESTRATION; OR ULTRAVIOLET RADIATION. THE LEAD/CHIEF OPERATOR MUST BE CLASS D OR HIGHER. 50,000 GPD UP TO 0.25 MGD-STAFFING BY CLASS D OR HIGHER OPERATOR: 3 VISITS/WEEK ON NONCONSECUTIVE DAYS FOR A TOTAL OF 0.3 HOUR/WEEK. LESS THAN 50,000 GPD-STAFFING BY A CLASS D OR HIGHER OPERATOR: 2 VISITS/WEEK ON NONCONSECUTIVE DAYS FOR A TOTAL OF 0.2 HOUR/WEEK. THERE SHALL BE NO MORE THAN 5 DAYS BETWEEN THE LAST VISIT IN ONE WEEK AND THE FIRST VISIT IN THE NEXT WEEK. | N | Y | SPARR FOOD MART | 12870 NE JACKSONVILLE ROAD |  | SPARR | FL | 32192 |  | 3526222905 |  | SAMUEL PATIDAR | SPARR FOOD MART | 17685 HIGHWAY 301 |  | CITRA | FL | 32113 |  | 3522881136 | 202 | INVESTOR | 25 | 18000 | 1 | 2012-01-12 | 2020-06-05 | NC01 | 50
3 | MARION | CD |  | 3425077 | NONCOMMUNITY | CHLORINATION; AERATION FOR REMOVAL OF ANY SECONDARY CONTAMINANT, SULFIDE, OR ANY UNREGULATED CONTAMINANT; CORROSION CONTROL INHIBITOR ADDITION; HYPOCHLORINATION; IRON OR MANGANESE SEQUESTRATION; OR ULTRAVIOLET RADIATION. THE LEAD/CHIEF OPERATOR MUST BE CLASS D OR HIGHER. 50,000 GPD UP TO 0.25 MGD-STAFFING BY CLASS D OR HIGHER OPERATOR: 3 VISITS/WEEK ON NONCONSECUTIVE DAYS FOR A TOTAL OF 0.3 HOUR/WEEK. LESS THAN 50,000 GPD-STAFFING BY A CLASS D OR HIGHER OPERATOR: 2 VISITS/WEEK ON NONCONSECUTIVE DAYS FOR A TOTAL OF 0.2 HOUR/WEEK. THERE SHALL BE NO MORE THAN 5 DAYS BETWEEN THE LAST VISIT IN ONE WEEK AND THE FIRST VISIT IN THE NEXT WEEK. | N | Y | COMMUNITY HARVEST BAPTIST CHURCH | 14915 SE 36TH AVE, SUMMERFIELD, FL 34491 |  | SUMMERFIELD | FL | 34492 |  | 3522459850 |  | DANIEL GILTNER | COMMUNITY HARVEST BAPTIST CHURCH | 14915 SE 36TH AVE |  | SUMMERFIELD | FL | 34491 | 3926 | 3522459850 |  | OTHER | 150 | 5664 | 1 | 2019-03-05 | 2019-01-07 | NC01 | 50
3 | MARION | CD | ratsfishing@gmail.com | 3425079 | NONCOMMUNITY | CHLORINATION; AERATION FOR REMOVAL OF ANY SECONDARY CONTAMINANT, SULFIDE, OR ANY UNREGULATED CONTAMINANT; CORROSION CONTROL INHIBITOR ADDITION; HYPOCHLORINATION; IRON OR MANGANESE SEQUESTRATION; OR ULTRAVIOLET RADIATION. THE LEAD/CHIEF OPERATOR MUST BE CLASS D OR HIGHER. 50,000 GPD UP TO 0.25 MGD-STAFFING BY CLASS D OR HIGHER OPERATOR: 3 VISITS/WEEK ON NONCONSECUTIVE DAYS FOR A TOTAL OF 0.3 HOUR/WEEK. LESS THAN 50,000 GPD-STAFFING BY A CLASS D OR HIGHER OPERATOR: 2 VISITS/WEEK ON NONCONSECUTIVE DAYS FOR A TOTAL OF 0.2 HOUR/WEEK. THERE SHALL BE NO MORE THAN 5 DAYS BETWEEN THE LAST VISIT IN ONE WEEK AND THE FIRST VISIT IN THE NEXT WEEK. | N | Y | PIRATS OASIS | 19240 SE HWY 42 |  | WEIRSDALE | FL | 32195 |  | 3528210779 |  | STACY LOWE | STACY LOWE | 18924 SE 162ND ST. |  | WEIRSDALE | FL | 32195 |  | 3522503396 |  | INVESTOR | 25 | 18000 | 12 | 2016-09-12 | 2021-02-09 | NC01 | 50
3 | MARION | CD |  | 3425082 | NONCOMMUNITY | CHLORINATION; AERATION FOR REMOVAL OF ANY SECONDARY CONTAMINANT, SULFIDE, OR ANY UNREGULATED CONTAMINANT; CORROSION CONTROL INHIBITOR ADDITION; HYPOCHLORINATION; IRON OR MANGANESE SEQUESTRATION; OR ULTRAVIOLET RADIATION. THE LEAD/CHIEF OPERATOR MUST BE CLASS D OR HIGHER. 50,000 GPD UP TO 0.25 MGD-STAFFING BY CLASS D OR HIGHER OPERATOR: 3 VISITS/WEEK ON NONCONSECUTIVE DAYS FOR A TOTAL OF 0.3 HOUR/WEEK. LESS THAN 50,000 GPD-STAFFING BY A CLASS D OR HIGHER OPERATOR: 2 VISITS/WEEK ON NONCONSECUTIVE DAYS FOR A TOTAL OF 0.2 HOUR/WEEK. THERE SHALL BE NO MORE THAN 5 DAYS BETWEEN THE LAST VISIT IN ONE WEEK AND THE FIRST VISIT IN THE NEXT WEEK. | N | Y | DOLLAR GENERAL STORE #7973 | 7371 NORTH HIGHWAY 441 |  | OCALA | FL | 34475 |  | 3523697381 |  | OWEN F. CHASTAIN | TIM FISH | 13300 NE 98 STREET |  | FORT MCCOY | FL | 32134 |  | 3525727599 |  | INVESTOR | 25 | 6960 | 1 | 2017-02-13 | 2021-03-18 | NC01 | 50
3 | MARION | CD | citra@leasco.net | 3425083 | NONCOMMUNITY | CHLORINATION; AERATION FOR REMOVAL OF ANY SECONDARY CONTAMINANT, SULFIDE, OR ANY UNREGULATED CONTAMINANT; CORROSION CONTROL INHIBITOR ADDITION; HYPOCHLORINATION; IRON OR MANGANESE SEQUESTRATION; OR ULTRAVIOLET RADIATION. THE LEAD/CHIEF OPERATOR MUST BE CLASS D OR HIGHER. 50,000 GPD UP TO 0.25 MGD-STAFFING BY CLASS D OR HIGHER OPERATOR: 3 VISITS/WEEK ON NONCONSECUTIVE DAYS FOR A TOTAL OF 0.3 HOUR/WEEK. LESS THAN 50,000 GPD-STAFFING BY A CLASS D OR HIGHER OPERATOR: 2 VISITS/WEEK ON NONCONSECUTIVE DAYS FOR A TOTAL OF 0.2 HOUR/WEEK. THERE SHALL BE NO MORE THAN 5 DAYS BETWEEN THE LAST VISIT IN ONE WEEK AND THE FIRST VISIT IN THE NEXT WEEK. | N | Y | CITRA STORAGE & RV PARK | 17665 NE HWY 301 |  | CITRA | FL | 32113 |  | 3525957284 |  | ALEX WILLIAMS | CITRA HOLDINGS LLC | 2400 SE 36TH AVE | #104 | OCALA | FL | 34471 |  | 3109237284 |  | UNKNOWN | 25 | 7200 | 1 | 2017-06-12 | 2017-06-02 | NC01 | 50
3 | MARION | CD | saltwaterfishin1@aol.com | 3425086 | NONCOMMUNITY | CHLORINATION; AERATION FOR REMOVAL OF ANY SECONDARY CONTAMINANT, SULFIDE, OR ANY UNREGULATED CONTAMINANT; CORROSION CONTROL INHIBITOR ADDITION; HYPOCHLORINATION; IRON OR MANGANESE SEQUESTRATION; OR ULTRAVIOLET RADIATION. THE LEAD/CHIEF OPERATOR MUST BE CLASS D OR HIGHER. 50,000 GPD UP TO 0.25 MGD-STAFFING BY CLASS D OR HIGHER OPERATOR: 3 VISITS/WEEK ON NONCONSECUTIVE DAYS FOR A TOTAL OF 0.3 HOUR/WEEK. LESS THAN 50,000 GPD-STAFFING BY A CLASS D OR HIGHER OPERATOR: 2 VISITS/WEEK ON NONCONSECUTIVE DAYS FOR A TOTAL OF 0.2 HOUR/WEEK. THERE SHALL BE NO MORE THAN 5 DAYS BETWEEN THE LAST VISIT IN ONE WEEK AND THE FIRST VISIT IN THE NEXT WEEK. | N | Y | MARTIN MART | 9800 NW GAINESVILLE RD |  | OCALA | FL | 34470 |  | 3522075111 |  | SAMUEL PATIDAR | SAMUEL PATIDAR | 8016 SW 62ND CT. |  | OCALA | FL | 34476 |  | 3522075111 |  | OTHER | 25 | 7200 | 1 | 2010-04-22 | 2020-07-31 | NC01 | 50
3 | MARION | CD |  | 3425090 | NONCOMMUNITY | CHLORINATION; AERATION FOR REMOVAL OF ANY SECONDARY CONTAMINANT, SULFIDE, OR ANY UNREGULATED CONTAMINANT; CORROSION CONTROL INHIBITOR ADDITION; HYPOCHLORINATION; IRON OR MANGANESE SEQUESTRATION; OR ULTRAVIOLET RADIATION. THE LEAD/CHIEF OPERATOR MUST BE CLASS D OR HIGHER. 50,000 GPD UP TO 0.25 MGD-STAFFING BY CLASS D OR HIGHER OPERATOR: 3 VISITS/WEEK ON NONCONSECUTIVE DAYS FOR A TOTAL OF 0.3 HOUR/WEEK. LESS THAN 50,000 GPD-STAFFING BY A CLASS D OR HIGHER OPERATOR: 2 VISITS/WEEK ON NONCONSECUTIVE DAYS FOR A TOTAL OF 0.2 HOUR/WEEK. THERE SHALL BE NO MORE THAN 5 DAYS BETWEEN THE LAST VISIT IN ONE WEEK AND THE FIRST VISIT IN THE NEXT WEEK. | N | Y | DUNN RITE ROOFING | 4480 NE 35TH STREET |  | OCALA | FL | 34479 |  | 3526229076 |  | THOMAS DUNN | THOMAS DUNN | P.O. BOX 99 |  | SILVER SPRINGS | FL | 34479 | 99 | 3524380042 |  | OTHER | 25 | 7200 | 13 | 2012-05-09 | 2020-07-31 | NC01 | 50
3 | MARION | CD | MICKEY.THOMASON@DEP.STATE.FL.US | 3425091 | NONCOMMUNITY | CHLORINATION; AERATION FOR REMOVAL OF ANY SECONDARY CONTAMINANT, SULFIDE, OR ANY UNREGULATED CONTAMINANT; CORROSION CONTROL INHIBITOR ADDITION; HYPOCHLORINATION; IRON OR MANGANESE SEQUESTRATION; OR ULTRAVIOLET RADIATION. THE LEAD/CHIEF OPERATOR MUST BE CLASS D OR HIGHER. 50,000 GPD UP TO 0.25 MGD-STAFFING BY CLASS D OR HIGHER OPERATOR: 3 VISITS/WEEK ON NONCONSECUTIVE DAYS FOR A TOTAL OF 0.3 HOUR/WEEK. LESS THAN 50,000 GPD-STAFFING BY A CLASS D OR HIGHER OPERATOR: 2 VISITS/WEEK ON NONCONSECUTIVE DAYS FOR A TOTAL OF 0.2 HOUR/WEEK. THERE SHALL BE NO MORE THAN 5 DAYS BETWEEN THE LAST VISIT IN ONE WEEK AND THE FIRST VISIT IN THE NEXT WEEK. | N | Y | SANTOS HISTORIC RECREATION AREA | 3260 S. E. 80TH STREET |  | OCALA | FL | 34480 |  | 3522367143 |  | MICKEY THOMASON | MICKEY THOMASON | 8282 SE HWY 314 |  | OCALA | FL | 34470 | 1900 | 3522367143 |  | DEP (STATE PARK OR STATE REC AREA) | 25 | 5280 | 3 | 2010-01-13 | 2017-05-24 | NC01 | 50
3 | MARION | CD | SSCULL@DOLLARGENERAL.COM | 3425092 | NONCOMMUNITY | CHLORINATION; AERATION FOR REMOVAL OF ANY SECONDARY CONTAMINANT, SULFIDE, OR ANY UNREGULATED CONTAMINANT; CORROSION CONTROL INHIBITOR ADDITION; HYPOCHLORINATION; IRON OR MANGANESE SEQUESTRATION; OR ULTRAVIOLET RADIATION. THE LEAD/CHIEF OPERATOR MUST BE CLASS D OR HIGHER. 50,000 GPD UP TO 0.25 MGD-STAFFING BY CLASS D OR HIGHER OPERATOR: 3 VISITS/WEEK ON NONCONSECUTIVE DAYS FOR A TOTAL OF 0.3 HOUR/WEEK. LESS THAN 50,000 GPD-STAFFING BY A CLASS D OR HIGHER OPERATOR: 2 VISITS/WEEK ON NONCONSECUTIVE DAYS FOR A TOTAL OF 0.2 HOUR/WEEK. THERE SHALL BE NO MORE THAN 5 DAYS BETWEEN THE LAST VISIT IN ONE WEEK AND THE FIRST VISIT IN THE NEXT WEEK. | N | Y | DOLLAR GENERAL CITRA #8255 | 18210 N US HIGHWAY 301 |  | CITRA | FL | 32113 |  | 3525950831 |  | CINDY MILSTEAD | KRISTIN ELLIOTT | 100 MISSION RIDGE |  | GOODLETTSVILLE | TN | 37072 |  | 6158555365 |  | INVESTOR | 25 | 6875 | 1 | 2017-05-03 | 2017-03-21 | NC01 | 50
3 | MARION | CD |  | 3425093 | NONCOMMUNITY | CHLORINATION; AERATION FOR REMOVAL OF ANY SECONDARY CONTAMINANT, SULFIDE, OR ANY UNREGULATED CONTAMINANT; CORROSION CONTROL INHIBITOR ADDITION; HYPOCHLORINATION; IRON OR MANGANESE SEQUESTRATION; OR ULTRAVIOLET RADIATION. THE LEAD/CHIEF OPERATOR MUST BE CLASS D OR HIGHER. 50,000 GPD UP TO 0.25 MGD-STAFFING BY CLASS D OR HIGHER OPERATOR: 3 VISITS/WEEK ON NONCONSECUTIVE DAYS FOR A TOTAL OF 0.3 HOUR/WEEK. LESS THAN 50,000 GPD-STAFFING BY A CLASS D OR HIGHER OPERATOR: 2 VISITS/WEEK ON NONCONSECUTIVE DAYS FOR A TOTAL OF 0.2 HOUR/WEEK. THERE SHALL BE NO MORE THAN 5 DAYS BETWEEN THE LAST VISIT IN ONE WEEK AND THE FIRST VISIT IN THE NEXT WEEK. | N | Y | ORANGE LAKE COMMUNITY PARK | 5920 NW 185TH STREET |  | ORANGE LAKE | FL | 32681 |  | 3522367111 |  | GREG WILEY | GREG WILEY | 111 SE 25TH AVE. |  | OCALA | FL | 34471 |  | 3526718560 |  | COUNTY | 150 | 4848 | 1 | 2017-06-30 | 2017-06-02 | NC01 | 50
3 | MARION | CD |  | 3425097 | NONCOMMUNITY | CHLORINATION; AERATION FOR REMOVAL OF ANY SECONDARY CONTAMINANT, SULFIDE, OR ANY UNREGULATED CONTAMINANT; CORROSION CONTROL INHIBITOR ADDITION; HYPOCHLORINATION; IRON OR MANGANESE SEQUESTRATION; OR ULTRAVIOLET RADIATION. THE LEAD/CHIEF OPERATOR MUST BE CLASS D OR HIGHER. 50,000 GPD UP TO 0.25 MGD-STAFFING BY CLASS D OR HIGHER OPERATOR: 3 VISITS/WEEK ON NONCONSECUTIVE DAYS FOR A TOTAL OF 0.3 HOUR/WEEK. LESS THAN 50,000 GPD-STAFFING BY A CLASS D OR HIGHER OPERATOR: 2 VISITS/WEEK ON NONCONSECUTIVE DAYS FOR A TOTAL OF 0.2 HOUR/WEEK. THERE SHALL BE NO MORE THAN 5 DAYS BETWEEN THE LAST VISIT IN ONE WEEK AND THE FIRST VISIT IN THE NEXT WEEK. | N | Y | BELLEVIEW WARD MEETINGHOUSE | 12975 SE 55TH AVENUE RD |  | BELLEVIEW | FL | 34420 |  | 3522458422 |  | GEORGE MICHAEL PARRIS ("MIKE") | CHURCH OF JESUS CHRIST OF LATTER-DAY SAINTS | 410-10 BLANDING BLVD | BOX 258 | ORANGE PARK | FL | 32073 |  | 4076577779 |  | INVESTOR | 25 | 19800 | 1 | 2019-04-26 | 2019-03-04 | NC01 | 50
3 | MARION | CD |  | 3425102 | NONCOMMUNITY | CHLORINATION; AERATION FOR REMOVAL OF ANY SECONDARY CONTAMINANT, SULFIDE, OR ANY UNREGULATED CONTAMINANT; CORROSION CONTROL INHIBITOR ADDITION; HYPOCHLORINATION; IRON OR MANGANESE SEQUESTRATION; OR ULTRAVIOLET RADIATION. THE LEAD/CHIEF OPERATOR MUST BE CLASS D OR HIGHER. 50,000 GPD UP TO 0.25 MGD-STAFFING BY CLASS D OR HIGHER OPERATOR: 3 VISITS/WEEK ON NONCONSECUTIVE DAYS FOR A TOTAL OF 0.3 HOUR/WEEK. LESS THAN 50,000 GPD-STAFFING BY A CLASS D OR HIGHER OPERATOR: 2 VISITS/WEEK ON NONCONSECUTIVE DAYS FOR A TOTAL OF 0.2 HOUR/WEEK. THERE SHALL BE NO MORE THAN 5 DAYS BETWEEN THE LAST VISIT IN ONE WEEK AND THE FIRST VISIT IN THE NEXT WEEK. | N | Y | FIRE ROCK IRISH PUB | 18750 E. HWY 40 |  | SILVER SPRINGS | FL | 34488 |  | 3526252455 |  | SARAH RUSSELL | SARAH RUSSELL | 18750 E HWY 40 |  | SILVER SPRING | FL | 34488 |  | 7276574968 |  | OTHER | 25 | 7200 | 1 | 2020-07-30 | 2019-06-18 | NC01 | 50
3 | MARION | CD |  | 3425108 | COMMUNITY | CHLORINATION; AERATION FOR REMOVAL OF ANY SECONDARY CONTAMINANT, SULFIDE, OR ANY UNREGULATED CONTAMINANT; CORROSION CONTROL INHIBITOR ADDITION; HYPOCHLORINATION; IRON OR MANGANESE SEQUESTRATION; OR ULTRAVIOLET RADIATION. THE LEAD/CHIEF OPERATOR MUST BE CLASS D OR HIGHER. 50,000 GPD UP TO 0.25 MGD-STAFFING BY CLASS D OR HIGHER OPERATOR: 3 VISITS/WEEK ON NONCONSECUTIVE DAYS FOR A TOTAL OF 0.3 HOUR/WEEK. LESS THAN 50,000 GPD-STAFFING BY A CLASS D OR HIGHER OPERATOR: 2 VISITS/WEEK ON NONCONSECUTIVE DAYS FOR A TOTAL OF 0.2 HOUR/WEEK. THERE SHALL BE NO MORE THAN 5 DAYS BETWEEN THE LAST VISIT IN ONE WEEK AND THE FIRST VISIT IN THE NEXT WEEK. | N | Y | LEIGHTON ESTATES UTILITIES, LLC | 3130 SW 93RD STREET ROAD |  | OCALA | FL | 34476 |  | 9549220949 |  | MICHAEL SMALLRIDGE | MICHAEL SMALLRIDGE | 5911 TROUBLE CREEK RD |  | NEW PORT RICHEY | FL | 34652 |  | 8639045574 |  | INVESTOR | 104 | 65800 | 41 | 2017-05-05 | 2020-09-11 | DC051 | 100
3 | MARION | CD | vince@deconna.com | 3425109 | NONTRANSIENT NONCOMMUNITY | CHLORINATION; AERATION FOR REMOVAL OF ANY SECONDARY CONTAMINANT, SULFIDE, OR ANY UNREGULATED CONTAMINANT; CORROSION CONTROL INHIBITOR ADDITION; HYPOCHLORINATION; IRON OR MANGANESE SEQUESTRATION; OR ULTRAVIOLET RADIATION. THE LEAD/CHIEF OPERATOR MUST BE CLASS D OR HIGHER. 50,000 GPD UP TO 0.25 MGD-STAFFING BY CLASS D OR HIGHER OPERATOR: 3 VISITS/WEEK ON NONCONSECUTIVE DAYS FOR A TOTAL OF 0.3 HOUR/WEEK. LESS THAN 50,000 GPD-STAFFING BY A CLASS D OR HIGHER OPERATOR: 2 VISITS/WEEK ON NONCONSECUTIVE DAYS FOR A TOTAL OF 0.2 HOUR/WEEK. THERE SHALL BE NO MORE THAN 5 DAYS BETWEEN THE LAST VISIT IN ONE WEEK AND THE FIRST VISIT IN THE NEXT WEEK. | N | Y | DECONNA ICE CREAM | 6300 W HWY 318 |  | REDDICK | FL | 32686 |  | 3525911530 |  | VINCE DECONNA | VINCE DECONNA | 6300 W. HWY 318 |  | REDDICK | FL | 32686 |  | 3525911530 |  | OTHER | 30 | 7200 | 1 | 2017-03-23 | 2019-12-27 | NTNC | 100
3 | MARION | CD |  | 3425111 | COMMUNITY | CHLORINATION; AERATION FOR REMOVAL OF ANY SECONDARY CONTAMINANT, SULFIDE, OR ANY UNREGULATED CONTAMINANT; CORROSION CONTROL INHIBITOR ADDITION; HYPOCHLORINATION; IRON OR MANGANESE SEQUESTRATION; OR ULTRAVIOLET RADIATION. THE LEAD/CHIEF OPERATOR MUST BE CLASS D OR HIGHER. 50,000 GPD UP TO 0.25 MGD-STAFFING BY CLASS D OR HIGHER OPERATOR: 3 VISITS/WEEK ON NONCONSECUTIVE DAYS FOR A TOTAL OF 0.3 HOUR/WEEK. LESS THAN 50,000 GPD-STAFFING BY A CLASS D OR HIGHER OPERATOR: 2 VISITS/WEEK ON NONCONSECUTIVE DAYS FOR A TOTAL OF 0.2 HOUR/WEEK. THERE SHALL BE NO MORE THAN 5 DAYS BETWEEN THE LAST VISIT IN ONE WEEK AND THE FIRST VISIT IN THE NEXT WEEK. | N | Y | SUNSET HARBOR WATER SYSTEM | 15845 SE 105TH TERRACE |  | SUMMERFIELD | FL | 34491 |  |  |  | DEBBIE LONG | SUNSET HARBOR WATER SYSTEM | 15845 SE 105TH TER |  | SUMMERFIELD | FL | 34491 |  | 3522885856 |  | OTHER | 25 | 14400 | 20 | 2019-05-26 | 2021-12-07 | DC06 | 100
3 | MARION | CD |  | 3425112 | NONCOMMUNITY | CHLORINATION; AERATION FOR REMOVAL OF ANY SECONDARY CONTAMINANT, SULFIDE, OR ANY UNREGULATED CONTAMINANT; CORROSION CONTROL INHIBITOR ADDITION; HYPOCHLORINATION; IRON OR MANGANESE SEQUESTRATION; OR ULTRAVIOLET RADIATION. THE LEAD/CHIEF OPERATOR MUST BE CLASS D OR HIGHER. 50,000 GPD UP TO 0.25 MGD-STAFFING BY CLASS D OR HIGHER OPERATOR: 3 VISITS/WEEK ON NONCONSECUTIVE DAYS FOR A TOTAL OF 0.3 HOUR/WEEK. LESS THAN 50,000 GPD-STAFFING BY A CLASS D OR HIGHER OPERATOR: 2 VISITS/WEEK ON NONCONSECUTIVE DAYS FOR A TOTAL OF 0.2 HOUR/WEEK. THERE SHALL BE NO MORE THAN 5 DAYS BETWEEN THE LAST VISIT IN ONE WEEK AND THE FIRST VISIT IN THE NEXT WEEK. | N | Y | SANTOS MOBILE VILLA | 3085 SE 80TH ST |  | OCALA | FL | 34482 |  | 3527326290 |  | SHERRI BASDEN | SHERRI BASDEN | 3121 SW 97TH ST. #2 |  | OCALA | FL | 34476 |  | 3524259346 |  | OTHER | 25 | 7200 | 17 | 2019-01-24 | 2019-01-10 | NC01 | 50
3 | MARION | CD | patelumesh567@gmail.com | 3425116 | NONCOMMUNITY | CHLORINATION; AERATION FOR REMOVAL OF ANY SECONDARY CONTAMINANT, SULFIDE, OR ANY UNREGULATED CONTAMINANT; CORROSION CONTROL INHIBITOR ADDITION; HYPOCHLORINATION; IRON OR MANGANESE SEQUESTRATION; OR ULTRAVIOLET RADIATION. THE LEAD/CHIEF OPERATOR MUST BE CLASS D OR HIGHER. 50,000 GPD UP TO 0.25 MGD-STAFFING BY CLASS D OR HIGHER OPERATOR: 3 VISITS/WEEK ON NONCONSECUTIVE DAYS FOR A TOTAL OF 0.3 HOUR/WEEK. LESS THAN 50,000 GPD-STAFFING BY A CLASS D OR HIGHER OPERATOR: 2 VISITS/WEEK ON NONCONSECUTIVE DAYS FOR A TOTAL OF 0.2 HOUR/WEEK. THERE SHALL BE NO MORE THAN 5 DAYS BETWEEN THE LAST VISIT IN ONE WEEK AND THE FIRST VISIT IN THE NEXT WEEK. | N | Y | SALT SPRINGS SMOKE SHOP | 12959 NE 250TH COURT |  | SALT SPRINGS | FL | 32134 |  | 3526853224 |  | SAMEUL PATIDAR | SAMEUL PATIDAR | 12959 NE 250TH CT. |  | SALT SPRINGS | FL | 32134 |  | 3526942004 |  | OTHER | 25 | 10800 | 10 | 2021-09-07 | 2020-03-27 | NC01 | 50
3 | MARION | CD |  | 3425117 | NONCOMMUNITY | CHLORINATION; AERATION FOR REMOVAL OF ANY SECONDARY CONTAMINANT, SULFIDE, OR ANY UNREGULATED CONTAMINANT; CORROSION CONTROL INHIBITOR ADDITION; HYPOCHLORINATION; IRON OR MANGANESE SEQUESTRATION; OR ULTRAVIOLET RADIATION. THE LEAD/CHIEF OPERATOR MUST BE CLASS D OR HIGHER. 50,000 GPD UP TO 0.25 MGD-STAFFING BY CLASS D OR HIGHER OPERATOR: 3 VISITS/WEEK ON NONCONSECUTIVE DAYS FOR A TOTAL OF 0.3 HOUR/WEEK. LESS THAN 50,000 GPD-STAFFING BY A CLASS D OR HIGHER OPERATOR: 2 VISITS/WEEK ON NONCONSECUTIVE DAYS FOR A TOTAL OF 0.2 HOUR/WEEK. THERE SHALL BE NO MORE THAN 5 DAYS BETWEEN THE LAST VISIT IN ONE WEEK AND THE FIRST VISIT IN THE NEXT WEEK. | N | Y | OCKLAWAHA CANOE OUTPOST AND RESORT | 15260 NE 152ND PLACE |  | FT. MCCOY | FL | 32134 |  | 3522360677 |  | THERESA LOWE | OCKLAWAHA CANOE OUTPOST AND RESORT | 15260 NE 152ND PL |  | FORT MCCOY | FL | 32134 |  | 3522364606 |  | OTHER | 25 | 20160 | 20 | 2011-06-30 | 2020-03-27 | NC01 | 50
3 | MARION | CD |  | 3425118 | NONCOMMUNITY | CHLORINATION; AERATION FOR REMOVAL OF ANY SECONDARY CONTAMINANT, SULFIDE, OR ANY UNREGULATED CONTAMINANT; CORROSION CONTROL INHIBITOR ADDITION; HYPOCHLORINATION; IRON OR MANGANESE SEQUESTRATION; OR ULTRAVIOLET RADIATION. THE LEAD/CHIEF OPERATOR MUST BE CLASS D OR HIGHER. 50,000 GPD UP TO 0.25 MGD-STAFFING BY CLASS D OR HIGHER OPERATOR: 3 VISITS/WEEK ON NONCONSECUTIVE DAYS FOR A TOTAL OF 0.3 HOUR/WEEK. LESS THAN 50,000 GPD-STAFFING BY A CLASS D OR HIGHER OPERATOR: 2 VISITS/WEEK ON NONCONSECUTIVE DAYS FOR A TOTAL OF 0.2 HOUR/WEEK. THERE SHALL BE NO MORE THAN 5 DAYS BETWEEN THE LAST VISIT IN ONE WEEK AND THE FIRST VISIT IN THE NEXT WEEK. | N | Y | DOLLAR GENERAL STORE #10389 | 15090 SOUTH US 441 |  | SUMMERFIELD | FL | 34491 |  | 3523079478 |  | KRISTIN ELLIOTT | [9 empty] | INVESTOR | 25 | 12960 | 1 | 2014-05-09 | 2018-01-10 | NC01 | 50
3 | MARION | CD | mgjlongo@bellsouth.net | 3425119 | NONCOMMUNITY | AERATION FOR REMOVAL OF ANY PRIMARY CONTAMINANT; ALKALINITY/PH ADJUSTMENT; CHLORAMIN ATION; CHLORINE DIOXIDE FOR OXIDATION OR DISINFECTION; FLUORIDATION; ION EXCHANGE FOR REMOVAL OF ANY SECONDARY CONTAMINANT, SULFIDE, OR ANY UNREGULATED CONTAMINANT; OR OZONATION LESS THAN 0.1 MGD. STAFFING BY A CLASS D OR HIGHER OPERATOR: 3 VISITS/WEEK ON NONCONSECUTIVE DAYS FOR A TOTAL OF 0.6 HOUR/WEEK. THE LEAD/CHIEF OPERATOR MUST BE CLASS D OR HIGHER. | N | Y | LONGO PLAZA | 18651 NORTH US HIGHWAY 301 |  | CITRA | FL | 32113 |  | 3524663954 |  | JOHN LONGO | GINA LONGO | 14104 SE 180TH PL |  | HAWTHORNE | FL | 32640 |  | 3525950833 |  | INVESTOR | 25 | 15400 | 1 | 2011-08-18 | 2019-05-05 | NC01 | 50
3 | MARION | CD |  | 3425121 | NONTRANSIENT NONCOMMUNITY | CHLORINATION; AERATION FOR REMOVAL OF ANY SECONDARY CONTAMINANT, SULFIDE, OR ANY UNREGULATED CONTAMINANT; CORROSION CONTROL INHIBITOR ADDITION; HYPOCHLORINATION; IRON OR MANGANESE SEQUESTRATION; OR ULTRAVIOLET RADIATION. THE LEAD/CHIEF OPERATOR MUST BE CLASS D OR HIGHER. 50,000 GPD UP TO 0.25 MGD-STAFFING BY CLASS D OR HIGHER OPERATOR: 3 VISITS/WEEK ON NONCONSECUTIVE DAYS FOR A TOTAL OF 0.3 HOUR/WEEK. LESS THAN 50,000 GPD-STAFFING BY A CLASS D OR HIGHER OPERATOR: 2 VISITS/WEEK ON NONCONSECUTIVE DAYS FOR A TOTAL OF 0.2 HOUR/WEEK. THERE SHALL BE NO MORE THAN 5 DAYS BETWEEN THE LAST VISIT IN ONE WEEK AND THE FIRST VISIT IN THE NEXT WEEK. | N | Y | RCMA KENDRICK CDC | 2949 NW 63RD STREET |  | OCALA | FL | 34475 |  | 3525720519 |  | VALERY MURRAY | MIKE FACUNDO | 2949 NW 63RD ST |  | OCALA | FL | 34475 | 2946 | 3528736540 |  | OTHER | 25 | 7200 | 2 | 2014-08-06 | 2021-08-06 | NTNC | 100
3 | MARION | CD | greg.wiley@marioncountyfl.org | 3425122 | NONCOMMUNITY | CHLORINATION; AERATION FOR REMOVAL OF ANY SECONDARY CONTAMINANT, SULFIDE, OR ANY UNREGULATED CONTAMINANT; CORROSION CONTROL INHIBITOR ADDITION; HYPOCHLORINATION; IRON OR MANGANESE SEQUESTRATION; OR ULTRAVIOLET RADIATION. THE LEAD/CHIEF OPERATOR MUST BE CLASS D OR HIGHER. 50,000 GPD UP TO 0.25 MGD-STAFFING BY CLASS D OR HIGHER OPERATOR: 3 VISITS/WEEK ON NONCONSECUTIVE DAYS FOR A TOTAL OF 0.3 HOUR/WEEK. LESS THAN 50,000 GPD-STAFFING BY A CLASS D OR HIGHER OPERATOR: 2 VISITS/WEEK ON NONCONSECUTIVE DAYS FOR A TOTAL OF 0.2 HOUR/WEEK. THERE SHALL BE NO MORE THAN 5 DAYS BETWEEN THE LAST VISIT IN ONE WEEK AND THE FIRST VISIT IN THE NEXT WEEK. | N | Y | WRIGLEY FIELDS | 405 E HWY 316 |  | CITRA | FL | 32113 |  | 3526718750 |  | GREG WILEY | GREG WILEY | 111 SE 25TH AVE. |  | OCALA | FL | 34471 |  | 3526718560 |  | COUNTY | 25 | 26208 | 8 | 2014-03-14 | 2020-06-05 | NC01 | 50
3 | MARION | CD | FED60@AOL.COM | 3425124 | NONCOMMUNITY | CHLORINATION; AERATION FOR REMOVAL OF ANY SECONDARY CONTAMINANT, SULFIDE, OR ANY UNREGULATED CONTAMINANT; CORROSION CONTROL INHIBITOR ADDITION; HYPOCHLORINATION; IRON OR MANGANESE SEQUESTRATION; OR ULTRAVIOLET RADIATION. THE LEAD/CHIEF OPERATOR MUST BE CLASS D OR HIGHER. 50,000 GPD UP TO 0.25 MGD-STAFFING BY CLASS D OR HIGHER OPERATOR: 3 VISITS/WEEK ON NONCONSECUTIVE DAYS FOR A TOTAL OF 0.3 HOUR/WEEK. LESS THAN 50,000 GPD-STAFFING BY A CLASS D OR HIGHER OPERATOR: 2 VISITS/WEEK ON NONCONSECUTIVE DAYS FOR A TOTAL OF 0.2 HOUR/WEEK. THERE SHALL BE NO MORE THAN 5 DAYS BETWEEN THE LAST VISIT IN ONE WEEK AND THE FIRST VISIT IN THE NEXT WEEK. | N | Y | DOLLAR GENERAL FORT MCCOY #10415 | 14815 NE HIGHWAY 315 |  | FT. MCCOY | FL | 32822 |  | 9417803802 |  | ROBERT G. EPSTEIN | ROBERT G. EPSTEIN | 6177 EXECUTIVE BLVD |  | ROCKVILLE, | MD | 20852 |  | 3013675996 |  | INVESTOR | 25 | 6960 | 1 | 2017-07-20 | 2017-05-16 | NC01 | 50
3 | MARION | CD |  | 3425125 | NONCOMMUNITY | CHLORINATION; AERATION FOR REMOVAL OF ANY SECONDARY CONTAMINANT, SULFIDE, OR ANY UNREGULATED CONTAMINANT; CORROSION CONTROL INHIBITOR ADDITION; HYPOCHLORINATION; IRON OR MANGANESE SEQUESTRATION; OR ULTRAVIOLET RADIATION. THE LEAD/CHIEF OPERATOR MUST BE CLASS D OR HIGHER. 50,000 GPD UP TO 0.25 MGD-STAFFING BY CLASS D OR HIGHER OPERATOR: 3 VISITS/WEEK ON NONCONSECUTIVE DAYS FOR A TOTAL OF 0.3 HOUR/WEEK. LESS THAN 50,000 GPD-STAFFING BY A CLASS D OR HIGHER OPERATOR: 2 VISITS/WEEK ON NONCONSECUTIVE DAYS FOR A TOTAL OF 0.2 HOUR/WEEK. THERE SHALL BE NO MORE THAN 5 DAYS BETWEEN THE LAST VISIT IN ONE WEEK AND THE FIRST VISIT IN THE NEXT WEEK. | N | Y | ANGEL FOOD MART | 15400 NW GAINESVILLE RD. |  | REDDICK | FL | 32686 |  | 3528170392 |  | SUNNY PATEL | SUNNY PATEL | 2622 SW 33RD AVE. |  | OCALA | FL | 34474 |  | 3528170392 |  | OTHER | 25 | 7200 | 1 | 2011-08-18 | 2020-06-05 | NC01 | 50
3 | MARION | CD |  | 3425126 | COMMUNITY | CHLORINATION; AERATION FOR REMOVAL OF ANY SECONDARY CONTAMINANT, SULFIDE, OR ANY UNREGULATED CONTAMINANT; CORROSION CONTROL INHIBITOR ADDITION; HYPOCHLORINATION; IRON OR MANGANESE SEQUESTRATION; OR ULTRAVIOLET RADIATION. THE LEAD/CHIEF OPERATOR MUST BE CLASS C OR HIGHER. 5.0 MGD AND ABOVE-STAFFING BY CLASS C OR HIGHER OPERATOR: 6 HOURS/DAY FOR 5 DAYS/WEEK AND ONE VISIT ON EACH WEEKEND DAY. 3.0 MGD UP TO 5.0 MGD-STAFFING BY CLASS C OR HIGHER OPERATOR: 1 HOUR/DAY FOR 5 DAYS/WEEK AND ONE VISIT ON EACH WEEKEND DAY. 0.25 MGD UP TO 3.0 MGD-STAFFING BY CLASS C OR HIGHER OPERATOR: 5 VISITS/WEEK AND ONE VISIT EACH WEEKEND FOR A TOTAL OF 0.6 HOUR/WEEK. | N | Y | IRISH ACRES | 8400 US HIGHWAY 441 |  | OCALA | FL | 34475 |  | 3526718526 |  | WILLIAM "MIKE" BRYSON | WILLIAM BRYSON | [8 empty] | COUNTY | 90 | 444960 | 39 | 2009-01-09 | 2021-04-05 | DC04 | 1000
3 | MARION | CD | William.Bryson@marioncountyfl.org | 3425127 | COMMUNITY | CHLORINATION; AERATION FOR REMOVAL OF ANY SECONDARY CONTAMINANT, SULFIDE, OR ANY UNREGULATED CONTAMINANT; CORROSION CONTROL INHIBITOR ADDITION; HYPOCHLORINATION; IRON OR MANGANESE SEQUESTRATION; OR ULTRAVIOLET RADIATION. THE LEAD/CHIEF OPERATOR MUST BE CLASS C OR HIGHER. 5.0 MGD AND ABOVE-STAFFING BY CLASS C OR HIGHER OPERATOR: 6 HOURS/DAY FOR 5 DAYS/WEEK AND ONE VISIT ON EACH WEEKEND DAY. 3.0 MGD UP TO 5.0 MGD-STAFFING BY CLASS C OR HIGHER OPERATOR: 1 HOUR/DAY FOR 5 DAYS/WEEK AND ONE VISIT ON EACH WEEKEND DAY. 0.25 MGD UP TO 3.0 MGD-STAFFING BY CLASS C OR HIGHER OPERATOR: 5 VISITS/WEEK AND ONE VISIT EACH WEEKEND FOR A TOTAL OF 0.6 HOUR/WEEK. | N | Y | ASHLEY FARMS (2 WPS) | 4180 NW 44TH AVENUE |  | OCALA | FL | 34482 |  | 3526718526 |  | WILLIAM BRYSON | [9 empty] | COUNTY | 1102 | 2773000 | 551 | 2009-01-09 | 2019-12-10 | DC03 | 2000
3 | MARION | CD | momcat38@centurylink.net | 3425129 | NONCOMMUNITY | CHLORINATION; AERATION FOR REMOVAL OF ANY SECONDARY CONTAMINANT, SULFIDE, OR ANY UNREGULATED CONTAMINANT; CORROSION CONTROL INHIBITOR ADDITION; HYPOCHLORINATION; IRON OR MANGANESE SEQUESTRATION; OR ULTRAVIOLET RADIATION. THE LEAD/CHIEF OPERATOR MUST BE CLASS D OR HIGHER. 50,000 GPD UP TO 0.25 MGD-STAFFING BY CLASS D OR HIGHER OPERATOR: 3 VISITS/WEEK ON NONCONSECUTIVE DAYS FOR A TOTAL OF 0.3 HOUR/WEEK. LESS THAN 50,000 GPD-STAFFING BY A CLASS D OR HIGHER OPERATOR: 2 VISITS/WEEK ON NONCONSECUTIVE DAYS FOR A TOTAL OF 0.2 HOUR/WEEK. THERE SHALL BE NO MORE THAN 5 DAYS BETWEEN THE LAST VISIT IN ONE WEEK AND THE FIRST VISIT IN THE NEXT WEEK. | N | Y | TRI-COUNTY UNITARIAN UNIVERSALISTS FL | 7280 SE 135TH STREET |  | SUMMERFIELD | FL | 34491 |  | 3522457944 |  | SUZANNE SEITZ | JEREMY SLOSSER | PO BOX 829 |  | SUMMERFIELD | FL | 34492 | 829 | 7578310336 |  | OTHER | 25 | 2600 | 1 | 2012-11-20 | 2020-06-12 | NC01 | 50
3 | MARION | CD | rhodia.berry@destinyleadership.net | 3425130 | NONTRANSIENT NONCOMMUNITY | CHLORINATION; AERATION FOR REMOVAL OF ANY SECONDARY CONTAMINANT, SULFIDE, OR ANY UNREGULATED CONTAMINANT; CORROSION CONTROL INHIBITOR ADDITION; HYPOCHLORINATION; IRON OR MANGANESE SEQUESTRATION; OR ULTRAVIOLET RADIATION. THE LEAD/CHIEF OPERATOR MUST BE CLASS D OR HIGHER. 50,000 GPD UP TO 0.25 MGD-STAFFING BY CLASS D OR HIGHER OPERATOR: 3 VISITS/WEEK ON NONCONSECUTIVE DAYS FOR A TOTAL OF 0.3 HOUR/WEEK. LESS THAN 50,000 GPD-STAFFING BY A CLASS D OR HIGHER OPERATOR: 2 VISITS/WEEK ON NONCONSECUTIVE DAYS FOR A TOTAL OF 0.2 HOUR/WEEK. THERE SHALL BE NO MORE THAN 5 DAYS BETWEEN THE LAST VISIT IN ONE WEEK AND THE FIRST VISIT IN THE NEXT WEEK. | N | Y | DESTINY LEADERSHIP ACADEMY | 4790 NORTH 441 |  | OCALA | FL | 34475 |  | 3526223390 |  | RHODIA BERRY | RHODIA BERRY | 4790 NORTH 441 |  | OCALA | FL | 34475 |  | 3526223390 |  | OTHER | 25 | 7200 | 1 | 2018-01-31 | 2021-04-05 | NTNC | 100
3 | MARION | CD |  | 3425131 | NONCOMMUNITY | CHLORINATION; AERATION FOR REMOVAL OF ANY SECONDARY CONTAMINANT, SULFIDE, OR ANY UNREGULATED CONTAMINANT; CORROSION CONTROL INHIBITOR ADDITION; HYPOCHLORINATION; IRON OR MANGANESE SEQUESTRATION; OR ULTRAVIOLET RADIATION. THE LEAD/CHIEF OPERATOR MUST BE CLASS D OR HIGHER. 50,000 GPD UP TO 0.25 MGD-STAFFING BY CLASS D OR HIGHER OPERATOR: 3 VISITS/WEEK ON NONCONSECUTIVE DAYS FOR A TOTAL OF 0.3 HOUR/WEEK. LESS THAN 50,000 GPD-STAFFING BY A CLASS D OR HIGHER OPERATOR: 2 VISITS/WEEK ON NONCONSECUTIVE DAYS FOR A TOTAL OF 0.2 HOUR/WEEK. THERE SHALL BE NO MORE THAN 5 DAYS BETWEEN THE LAST VISIT IN ONE WEEK AND THE FIRST VISIT IN THE NEXT WEEK. | N | Y | AG-PRO - OCALA | 1695 NW 63RD STREET |  | OCALA | FL | 34475 |  | 3523512383 |  | MIKE MARSHALL | MIKE MARSHALL | 1695 NW 63RD ST |  | OCALA | FL | 34475 | 3023 | 3523512383 |  | INVESTOR | 25 | 4250 | 1 | 2016-07-21 | 2021-03-09 | NC01 | 50
3 | MARION | CD |  | 3425132 | NONCOMMUNITY | CHLORINATION; AERATION FOR REMOVAL OF ANY SECONDARY CONTAMINANT, SULFIDE, OR ANY UNREGULATED CONTAMINANT; CORROSION CONTROL INHIBITOR ADDITION; HYPOCHLORINATION; IRON OR MANGANESE SEQUESTRATION; OR ULTRAVIOLET RADIATION. THE LEAD/CHIEF OPERATOR MUST BE CLASS D OR HIGHER. 50,000 GPD UP TO 0.25 MGD-STAFFING BY CLASS D OR HIGHER OPERATOR: 3 VISITS/WEEK ON NONCONSECUTIVE DAYS FOR A TOTAL OF 0.3 HOUR/WEEK. LESS THAN 50,000 GPD-STAFFING BY A CLASS D OR HIGHER OPERATOR: 2 VISITS/WEEK ON NONCONSECUTIVE DAYS FOR A TOTAL OF 0.2 HOUR/WEEK. THERE SHALL BE NO MORE THAN 5 DAYS BETWEEN THE LAST VISIT IN ONE WEEK AND THE FIRST VISIT IN THE NEXT WEEK. | N | Y | DOLLAR GENERAL ANTHONY #11411 | 9601 NE JACKSONVILLE ROAD |  | ANTHONY | FL | 32617 |  | 3523682769 |  | MELISSA INGRISANO | KRISTIN ELLIOTT | 100 MISSION RIDGE |  | GOODLETTSVILLE | TN | 37072 |  | 6158555365 |  | INVESTOR | 25 | 900 | 1 | 2017-06-05 | 2017-05-16 | NC01 | 50
3 | MARION | CD |  | 3425133 | NONCOMMUNITY | CHLORINATION; AERATION FOR REMOVAL OF ANY SECONDARY CONTAMINANT, SULFIDE, OR ANY UNREGULATED CONTAMINANT; CORROSION CONTROL INHIBITOR ADDITION; HYPOCHLORINATION; IRON OR MANGANESE SEQUESTRATION; OR ULTRAVIOLET RADIATION. THE LEAD/CHIEF OPERATOR MUST BE CLASS D OR HIGHER. 50,000 GPD UP TO 0.25 MGD-STAFFING BY CLASS D OR HIGHER OPERATOR: 3 VISITS/WEEK ON NONCONSECUTIVE DAYS FOR A TOTAL OF 0.3 HOUR/WEEK. LESS THAN 50,000 GPD-STAFFING BY A CLASS D OR HIGHER OPERATOR: 2 VISITS/WEEK ON NONCONSECUTIVE DAYS FOR A TOTAL OF 0.2 HOUR/WEEK. THERE SHALL BE NO MORE THAN 5 DAYS BETWEEN THE LAST VISIT IN ONE WEEK AND THE FIRST VISIT IN THE NEXT WEEK. | N | Y | UNITED PENTECOSTAL CHURCH OF OCALA | 3300 SW 66TH STREET |  | OCALA | FL | 34476 |  | 3526225724 |  | C. PATTON WILLIAMS | C. PATTON WILLIAMS | 3300 SW 66TH ST |  | OCALA | FL | 34476 | 6500 | 3526225724 |  | INVESTOR | 25 | 8640 | 1 | 2017-02-16 | 2021-03-29 | NC01 | 50
3 | MARION | CD |  | 3425134 | NONCOMMUNITY | CHLORINATION; AERATION FOR REMOVAL OF ANY SECONDARY CONTAMINANT, SULFIDE, OR ANY UNREGULATED CONTAMINANT; CORROSION CONTROL INHIBITOR ADDITION; HYPOCHLORINATION; IRON OR MANGANESE SEQUESTRATION; OR ULTRAVIOLET RADIATION. THE LEAD/CHIEF OPERATOR MUST BE CLASS D OR HIGHER. 50,000 GPD UP TO 0.25 MGD-STAFFING BY CLASS D OR HIGHER OPERATOR: 3 VISITS/WEEK ON NONCONSECUTIVE DAYS FOR A TOTAL OF 0.3 HOUR/WEEK. LESS THAN 50,000 GPD-STAFFING BY A CLASS D OR HIGHER OPERATOR: 2 VISITS/WEEK ON NONCONSECUTIVE DAYS FOR A TOTAL OF 0.2 HOUR/WEEK. THERE SHALL BE NO MORE THAN 5 DAYS BETWEEN THE LAST VISIT IN ONE WEEK AND THE FIRST VISIT IN THE NEXT WEEK. | N | Y | CVS STORE NO. 4146 | 7115 N US HIGHWAY 441 | SW CORNER OF US 441 AND SR 326 | OCALA | FL | 34470 |  | 7276692900 |  | AL PEREZ | AL PEREZ | 7510 SW 28TH STREET |  | DAVIE | FL | 33314 |  | 4016651914 |  | INVESTOR | 25 | 10706 | 1 | 2012-09-26 | 2018-06-12 | NC01 | 50
3 | MARION | CD |  | 3425135 | NONCOMMUNITY | CHLORINATION; AERATION FOR REMOVAL OF ANY SECONDARY CONTAMINANT, SULFIDE, OR ANY UNREGULATED CONTAMINANT; CORROSION CONTROL INHIBITOR ADDITION; HYPOCHLORINATION; IRON OR MANGANESE SEQUESTRATION; OR ULTRAVIOLET RADIATION. THE LEAD/CHIEF OPERATOR MUST BE CLASS D OR HIGHER. 50,000 GPD UP TO 0.25 MGD-STAFFING BY CLASS D OR HIGHER OPERATOR: 3 VISITS/WEEK ON NONCONSECUTIVE DAYS FOR A TOTAL OF 0.3 HOUR/WEEK. LESS THAN 50,000 GPD-STAFFING BY A CLASS D OR HIGHER OPERATOR: 2 VISITS/WEEK ON NONCONSECUTIVE DAYS FOR A TOTAL OF 0.2 HOUR/WEEK. THERE SHALL BE NO MORE THAN 5 DAYS BETWEEN THE LAST VISIT IN ONE WEEK AND THE FIRST VISIT IN THE NEXT WEEK. | N | Y | PARRETT'S DISCOUNT STORE | 3780 NW GAINESVILLE ROAD |  | OCALA | FL | 34475 |  | 3526293375 |  | PARESH PATEL | PARESH PATEL | 3780 NW GAINESVILLE RD |  | OCALA | FL | 34475 |  | 3526293375 |  | INVESTOR | 25 | 6988 | 2 | 2021-02-16 | 2021-02-09 | NC01 | 50
3 | MARION | CD |  | 3425137 | NONCOMMUNITY | CHLORINATION; AERATION FOR REMOVAL OF ANY SECONDARY CONTAMINANT, SULFIDE, OR ANY UNREGULATED CONTAMINANT; CORROSION CONTROL INHIBITOR ADDITION; HYPOCHLORINATION; IRON OR MANGANESE SEQUESTRATION; OR ULTRAVIOLET RADIATION. THE LEAD/CHIEF OPERATOR MUST BE CLASS D OR HIGHER. 50,000 GPD UP TO 0.25 MGD-STAFFING BY CLASS D OR HIGHER OPERATOR: 3 VISITS/WEEK ON NONCONSECUTIVE DAYS FOR A TOTAL OF 0.3 HOUR/WEEK. LESS THAN 50,000 GPD-STAFFING BY A CLASS D OR HIGHER OPERATOR: 2 VISITS/WEEK ON NONCONSECUTIVE DAYS FOR A TOTAL OF 0.2 HOUR/WEEK. THERE SHALL BE NO MORE THAN 5 DAYS BETWEEN THE LAST VISIT IN ONE WEEK AND THE FIRST VISIT IN THE NEXT WEEK. | N | Y | DOLLAR GENERAL MCINTOSH | 19998 NORTH U.S. HIGHWAY 441 |  | MCINTOSH | FL | 32664 |  | 3525911822 |  |  | KRISTIN ELLIOTT | 100 MISSION RIDGE |  | GOODLETTSVILLE | TN | 37072 |  | 6158555365 |  | INVESTOR | 25 | 10800 | 1 | 2012-06-12 | 2018-07-30 | NC01 | 50
3 | MARION | CD | rgrabow676@aol.com | 3425138 | NONCOMMUNITY | CHLORINATION; AERATION FOR REMOVAL OF ANY SECONDARY CONTAMINANT, SULFIDE, OR ANY UNREGULATED CONTAMINANT; CORROSION CONTROL INHIBITOR ADDITION; HYPOCHLORINATION; IRON OR MANGANESE SEQUESTRATION; OR ULTRAVIOLET RADIATION. THE LEAD/CHIEF OPERATOR MUST BE CLASS D OR HIGHER. 50,000 GPD UP TO 0.25 MGD-STAFFING BY CLASS D OR HIGHER OPERATOR: 3 VISITS/WEEK ON NONCONSECUTIVE DAYS FOR A TOTAL OF 0.3 HOUR/WEEK. LESS THAN 50,000 GPD-STAFFING BY A CLASS D OR HIGHER OPERATOR: 2 VISITS/WEEK ON NONCONSECUTIVE DAYS FOR A TOTAL OF 0.2 HOUR/WEEK. THERE SHALL BE NO MORE THAN 5 DAYS BETWEEN THE LAST VISIT IN ONE WEEK AND THE FIRST VISIT IN THE NEXT WEEK. | N | Y | GRABOWSKI OFFICE COMPLEX/MIDWAY CENTER | 13685 S. HIGHWAY 441 |  | BELLEVIEW | FL | 34420 |  | 3522459663 |  | RICHARD A. GRABOWSKI | RICHARD A. GRABOWSKI | 12408 SE 176TH LOOP |  | SUMMERFIELD | FL | 34491 |  | 3522459663 |  | INVESTOR | 25 | 8100 | 1 | 2019-08-06 | 2019-05-29 | NC01 | 50
3 | MARION | CD | execdir@flhorsepark.com | 3425140 | NONCOMMUNITY | CHLORINATION; AERATION FOR REMOVAL OF ANY SECONDARY CONTAMINANT, SULFIDE, OR ANY UNREGULATED CONTAMINANT; CORROSION CONTROL INHIBITOR ADDITION; HYPOCHLORINATION; IRON OR MANGANESE SEQUESTRATION; OR ULTRAVIOLET RADIATION. THE LEAD/CHIEF OPERATOR MUST BE CLASS D OR HIGHER. 50,000 GPD UP TO 0.25 MGD-STAFFING BY CLASS D OR HIGHER OPERATOR: 3 VISITS/WEEK ON NONCONSECUTIVE DAYS FOR A TOTAL OF 0.3 HOUR/WEEK. LESS THAN 50,000 GPD-STAFFING BY A CLASS D OR HIGHER OPERATOR: 2 VISITS/WEEK ON NONCONSECUTIVE DAYS FOR A TOTAL OF 0.2 HOUR/WEEK. THERE SHALL BE NO MORE THAN 5 DAYS BETWEEN THE LAST VISIT IN ONE WEEK AND THE FIRST VISIT IN THE NEXT WEEK. | N | Y | FLORIDA HORSE PARK | 11008 SOUTH HIGHWAY 475 |  | OCALA | FL | 34480 |  | 3523076699 |  | JASON REYNOLDS | FL DEP | 2600 BLAIR STONE RD |  | TALLAHASSEE | FL | 32399 |  | 8502452118 |  | INVESTOR | 25 | 54000 | 4 | 2019-06-24 | 2019-05-22 | NC01 | 50
3 | MARION | CD | MBNULMAN@CVS.COM | 3425141 | NONCOMMUNITY | CHLORINATION; AERATION FOR REMOVAL OF ANY SECONDARY CONTAMINANT, SULFIDE, OR ANY UNREGULATED CONTAMINANT; CORROSION CONTROL INHIBITOR ADDITION; HYPOCHLORINATION; IRON OR MANGANESE SEQUESTRATION; OR ULTRAVIOLET RADIATION. THE LEAD/CHIEF OPERATOR MUST BE CLASS D OR HIGHER. 50,000 GPD UP TO 0.25 MGD-STAFFING BY CLASS D OR HIGHER OPERATOR: 3 VISITS/WEEK ON NONCONSECUTIVE DAYS FOR A TOTAL OF 0.3 HOUR/WEEK. LESS THAN 50,000 GPD-STAFFING BY A CLASS D OR HIGHER OPERATOR: 2 VISITS/WEEK ON NONCONSECUTIVE DAYS FOR A TOTAL OF 0.2 HOUR/WEEK. THERE SHALL BE NO MORE THAN 5 DAYS BETWEEN THE LAST VISIT IN ONE WEEK AND THE FIRST VISIT IN THE NEXT WEEK. | N | Y | CVS #3395 | 15851 EAST HIGHWAY 40 |  | SILVER SPRINGS | FL | 34488 |  | 3526256300 |  | DON POLANIS | MICHAEL B. NULMAN, ESQ | 1 CVS DRIVE |  | WOONSOCKET | RI | 2895 |  | 7276692900 |  | INVESTOR | 25 | 57600 | 1 | 2018-04-06 | 2018-03-07 | NC01 | 50
3 | MARION | CD |  | 3425142 | NONCOMMUNITY | CHLORINATION; AERATION FOR REMOVAL OF ANY SECONDARY CONTAMINANT, SULFIDE, OR ANY UNREGULATED CONTAMINANT; CORROSION CONTROL INHIBITOR ADDITION; HYPOCHLORINATION; IRON OR MANGANESE SEQUESTRATION; OR ULTRAVIOLET RADIATION. THE LEAD/CHIEF OPERATOR MUST BE CLASS D OR HIGHER. 50,000 GPD UP TO 0.25 MGD-STAFFING BY CLASS D OR HIGHER OPERATOR: 3 VISITS/WEEK ON NONCONSECUTIVE DAYS FOR A TOTAL OF 0.3 HOUR/WEEK. LESS THAN 50,000 GPD-STAFFING BY A CLASS D OR HIGHER OPERATOR: 2 VISITS/WEEK ON NONCONSECUTIVE DAYS FOR A TOTAL OF 0.2 HOUR/WEEK. THERE SHALL BE NO MORE THAN 5 DAYS BETWEEN THE LAST VISIT IN ONE WEEK AND THE FIRST VISIT IN THE NEXT WEEK. | N | Y | DOLLAR GENERAL-SUMMERFIELD 12865 | 16630 U.S. HIGHWAY 301 |  | SUMMERFIELD | FL | 34479 |  | 3523072816 |  | MARY WALKER | KRISTIN ELLIOTT | 100 MISSION RIDGE |  | GOODLETTSVILLE | TN | 37072 |  | 6158555365 |  | OTHER | 25 | 4876 | 1 | 2014-04-11 | 2021-12-15 | NC01 | 50
3 | MARION | CD | SSCULL@DOLLARGENERAL.COM | 3425143 | NONCOMMUNITY | CHLORINATION; AERATION FOR REMOVAL OF ANY SECONDARY CONTAMINANT, SULFIDE, OR ANY UNREGULATED CONTAMINANT; CORROSION CONTROL INHIBITOR ADDITION; HYPOCHLORINATION; IRON OR MANGANESE SEQUESTRATION; OR ULTRAVIOLET RADIATION. THE LEAD/CHIEF OPERATOR MUST BE CLASS D OR HIGHER. 50,000 GPD UP TO 0.25 MGD-STAFFING BY CLASS D OR HIGHER OPERATOR: 3 VISITS/WEEK ON NONCONSECUTIVE DAYS FOR A TOTAL OF 0.3 HOUR/WEEK. LESS THAN 50,000 GPD-STAFFING BY A CLASS D OR HIGHER OPERATOR: 2 VISITS/WEEK ON NONCONSECUTIVE DAYS FOR A TOTAL OF 0.2 HOUR/WEEK. THERE SHALL BE NO MORE THAN 5 DAYS BETWEEN THE LAST VISIT IN ONE WEEK AND THE FIRST VISIT IN THE NEXT WEEK. | N | Y | DOLLAR GENERAL-REDDICK #12847 | 4431 NW 155TH STREET |  | REDDICK | FL | 32686 |  | 3867558887 |  | KRISTIN ELLIOTT | [9 empty] | OTHER | 25 | 4877 | 1 | 2017-07-10 | 2017-06-02 | NC01 | 50
3 | MARION | CD | sscull@dollargeneral.com | 3425144 | NONCOMMUNITY | CHLORINATION; AERATION FOR REMOVAL OF ANY SECONDARY CONTAMINANT, SULFIDE, OR ANY UNREGULATED CONTAMINANT; CORROSION CONTROL INHIBITOR ADDITION; HYPOCHLORINATION; IRON OR MANGANESE SEQUESTRATION; OR ULTRAVIOLET RADIATION. THE LEAD/CHIEF OPERATOR MUST BE CLASS D OR HIGHER. 50,000 GPD UP TO 0.25 MGD-STAFFING BY CLASS D OR HIGHER OPERATOR: 3 VISITS/WEEK ON NONCONSECUTIVE DAYS FOR A TOTAL OF 0.3 HOUR/WEEK. LESS THAN 50,000 GPD-STAFFING BY A CLASS D OR HIGHER OPERATOR: 2 VISITS/WEEK ON NONCONSECUTIVE DAYS FOR A TOTAL OF 0.2 HOUR/WEEK. THERE SHALL BE NO MORE THAN 5 DAYS BETWEEN THE LAST VISIT IN ONE WEEK AND THE FIRST VISIT IN THE NEXT WEEK. | N | Y | DOLLAR GENERAL #13082 | 13415 SE 47TH AVENUE |  | BELLEVIEW | FL | 34491 |  | 3525534445 |  | SHIELA SCULL | SHIELA SCULL | 100 MISSION RIDGE |  | GOODLETTSVILLE | TN | 37072 |  | 6158554459 |  | OTHER | 25 | 4877 | 1 | 2016-03-15 | 2020-06-12 | NC01 | 50
3 | MARION | CD | CITRASDASEC@WINDSTREAM.NET | 3425145 | NONCOMMUNITY | CHLORINATION; AERATION FOR REMOVAL OF ANY SECONDARY CONTAMINANT, SULFIDE, OR ANY UNREGULATED CONTAMINANT; CORROSION CONTROL INHIBITOR ADDITION; HYPOCHLORINATION; IRON OR MANGANESE SEQUESTRATION; OR ULTRAVIOLET RADIATION. THE LEAD/CHIEF OPERATOR MUST BE CLASS D OR HIGHER. 50,000 GPD UP TO 0.25 MGD-STAFFING BY CLASS D OR HIGHER OPERATOR: 3 VISITS/WEEK ON NONCONSECUTIVE DAYS FOR A TOTAL OF 0.3 HOUR/WEEK. LESS THAN 50,000 GPD-STAFFING BY A CLASS D OR HIGHER OPERATOR: 2 VISITS/WEEK ON NONCONSECUTIVE DAYS FOR A TOTAL OF 0.2 HOUR/WEEK. THERE SHALL BE NO MORE THAN 5 DAYS BETWEEN THE LAST VISIT IN ONE WEEK AND THE FIRST VISIT IN THE NEXT WEEK. | N | Y | CITRA SEVENTH-DAY ADVENTIST CHURCH | 17180 NORTH US HIGHWAY 301 |  | CITRA | FL | 32113 |  | 3522089927 |  | DENTON HAMILTON | CITRA SEVENTH-DAY ADVENTIST CHURCH | 17180 N. US 301 |  | CITRA | FL | 32113 |  | 3522089927 |  | OTHER | 25 | 2400 | 2 | 2017-10-18 | 2017-06-02 | NC01 | 50
3 | MARION | CD |  | 3425146 | NONCOMMUNITY | CHLORINATION; AERATION FOR REMOVAL OF ANY SECONDARY CONTAMINANT, SULFIDE, OR ANY UNREGULATED CONTAMINANT; CORROSION CONTROL INHIBITOR ADDITION; HYPOCHLORINATION; IRON OR MANGANESE SEQUESTRATION; OR ULTRAVIOLET RADIATION. THE LEAD/CHIEF OPERATOR MUST BE CLASS D OR HIGHER. 50,000 GPD UP TO 0.25 MGD-STAFFING BY CLASS D OR HIGHER OPERATOR: 3 VISITS/WEEK ON NONCONSECUTIVE DAYS FOR A TOTAL OF 0.3 HOUR/WEEK. LESS THAN 50,000 GPD-STAFFING BY A CLASS D OR HIGHER OPERATOR: 2 VISITS/WEEK ON NONCONSECUTIVE DAYS FOR A TOTAL OF 0.2 HOUR/WEEK. THERE SHALL BE NO MORE THAN 5 DAYS BETWEEN THE LAST VISIT IN ONE WEEK AND THE FIRST VISIT IN THE NEXT WEEK. | N | Y | DOLLAR GENERAL - BELLEVIEW 13253 | 7120 E HIGHWAY 25 |  | BELLEVIEW | FL | 34420 |  | 3526532529 |  | RICK TISDALE | RICHARD M. HILL | 7650 OLD HAMMOND HIGHWAY |  | BATON ROUGE | LA | 70809 |  |  |  | OTHER | 25 | 4877 | 1 | 2012-03-20 | 2021-12-15 | NC01 | 50
3 | MARION | CD | INFO@NEWBETHELCHURCHOBH.ORG | 3425147 | NONCOMMUNITY | CHLORINATION; AERATION FOR REMOVAL OF ANY SECONDARY CONTAMINANT, SULFIDE, OR ANY UNREGULATED CONTAMINANT; CORROSION CONTROL INHIBITOR ADDITION; HYPOCHLORINATION; IRON OR MANGANESE SEQUESTRATION; OR ULTRAVIOLET RADIATION. THE LEAD/CHIEF OPERATOR MUST BE CLASS D OR HIGHER. 50,000 GPD UP TO 0.25 MGD-STAFFING BY CLASS D OR HIGHER OPERATOR: 3 VISITS/WEEK ON NONCONSECUTIVE DAYS FOR A TOTAL OF 0.3 HOUR/WEEK. LESS THAN 50,000 GPD-STAFFING BY A CLASS D OR HIGHER OPERATOR: 2 VISITS/WEEK ON NONCONSECUTIVE DAYS FOR A TOTAL OF 0.2 HOUR/WEEK. THERE SHALL BE NO MORE THAN 5 DAYS BETWEEN THE LAST VISIT IN ONE WEEK AND THE FIRST VISIT IN THE NEXT WEEK. | N | Y | NEW BETHEL COMM. CHURCH(TRI-COUNTY WORS) | 8780 SE 157TH PLACE |  | SUMMERFIELD | FL | 34491 |  | 3523474001 |  | PAUL SYKES | WAYNE TINDALL | 12510 SE 176TH LOOP |  | SUMMERFIELD | FL | 34491 | 5650 | 8134361003 |  | OTHER | 25 | 1033 | 1 | 2017-03-02 | 2017-02-01 | NC01 | 50
3 | MARION | CD | BRIAN@CONCEPTCOMPANIES.NET | 3425148 | NONCOMMUNITY | CHLORINATION; AERATION FOR REMOVAL OF ANY SECONDARY CONTAMINANT, SULFIDE, OR ANY UNREGULATED CONTAMINANT; CORROSION CONTROL INHIBITOR ADDITION; HYPOCHLORINATION; IRON OR MANGANESE SEQUESTRATION; OR ULTRAVIOLET RADIATION. THE LEAD/CHIEF OPERATOR MUST BE CLASS D OR HIGHER. 50,000 GPD UP TO 0.25 MGD-STAFFING BY CLASS D OR HIGHER OPERATOR: 3 VISITS/WEEK ON NONCONSECUTIVE DAYS FOR A TOTAL OF 0.3 HOUR/WEEK. LESS THAN 50,000 GPD-STAFFING BY A CLASS D OR HIGHER OPERATOR: 2 VISITS/WEEK ON NONCONSECUTIVE DAYS FOR A TOTAL OF 0.2 HOUR/WEEK. THERE SHALL BE NO MORE THAN 5 DAYS BETWEEN THE LAST VISIT IN ONE WEEK AND THE FIRST VISIT IN THE NEXT WEEK. | N | Y | DOLLAR GENERAL-OCALA 441 #13613 | 7080 SOUTH PINE AVENUE |  | OCALA | FL | 34478 |  | 3867558887 |  |  | KRISTIN ELLIOTT | 100 MISSION RIDGE |  | GOODLETTSVILLE | TN | 37072 |  | 6158555365 |  | OTHER | 25 | 4877 | 1 | 2017-09-07 | 2017-08-23 | NC01 | 50
3 | MARION | CD | chad@conceptconstruction.net | 3425149 | NONCOMMUNITY | CHLORINATION; AERATION FOR REMOVAL OF ANY SECONDARY CONTAMINANT, SULFIDE, OR ANY UNREGULATED CONTAMINANT; CORROSION CONTROL INHIBITOR ADDITION; HYPOCHLORINATION; IRON OR MANGANESE SEQUESTRATION; OR ULTRAVIOLET RADIATION. THE LEAD/CHIEF OPERATOR MUST BE CLASS D OR HIGHER. 50,000 GPD UP TO 0.25 MGD-STAFFING BY CLASS D OR HIGHER OPERATOR: 3 VISITS/WEEK ON NONCONSECUTIVE DAYS FOR A TOTAL OF 0.3 HOUR/WEEK. LESS THAN 50,000 GPD-STAFFING BY A CLASS D OR HIGHER OPERATOR: 2 VISITS/WEEK ON NONCONSECUTIVE DAYS FOR A TOTAL OF 0.2 HOUR/WEEK. THERE SHALL BE NO MORE THAN 5 DAYS BETWEEN THE LAST VISIT IN ONE WEEK AND THE FIRST VISIT IN THE NEXT WEEK. | N | Y | DOLLAR GENERAL OCALA 35 #2892 | 2040 NE 35TH STREET |  | OCALA | FL | 34470 |  | 3523333233 |  | KRISTIN ELLIOTT | CHAD APPELL | 5200 NW 43RD STREET | STE 102-381 | GAINSVILLE | FL | 32606 |  | 3523333233 |  | OTHER | 25 | 4877 | 1 | 2014-12-18 | 2018-05-09 | NC01 | 50
3 | MARION | CD |  | 3425150 | NONTRANSIENT NONCOMMUNITY | AERATION FOR REMOVAL OF ANY PRIMARY CONTAMINANT; ALKALINITY/PH ADJUSTMENT; CHLORAMIN ATION; CHLORINE DIOXIDE FOR OXIDATION OR DISINFECTION; FLUORIDATION; ION EXCHANGE FOR REMOVAL OF ANY SECONDARY CONTAMINANT, SULFIDE, OR ANY UNREGULATED CONTAMINANT; OR OZONATION LESS THAN 0.1 MGD. STAFFING BY A CLASS D OR HIGHER OPERATOR: 3 VISITS/WEEK ON NONCONSECUTIVE DAYS FOR A TOTAL OF 0.6 HOUR/WEEK. THE LEAD/CHIEF OPERATOR MUST BE CLASS D OR HIGHER. | N | Y | ADENA BEEF PROCESSING FACILITY | 19798 NE HWY 315 |  | FORT MCCOY | FL | 32134 |  |  |  | glenn klein | JANE LYNN | 455 MAGNA DRIVE |  | AURORA ONTARIO | FL | 32000 |  | 9057136322 |  | OTHER | 100 | 90000 | 5 | 2016-05-10 | 2020-03-03 | NTNC | 100
3 | MARION | CD |  | 3425151 | NONCOMMUNITY | CHLORINATION; AERATION FOR REMOVAL OF ANY SECONDARY CONTAMINANT, SULFIDE, OR ANY UNREGULATED CONTAMINANT; CORROSION CONTROL INHIBITOR ADDITION; HYPOCHLORINATION; IRON OR MANGANESE SEQUESTRATION; OR ULTRAVIOLET RADIATION. THE LEAD/CHIEF OPERATOR MUST BE CLASS D OR HIGHER. 50,000 GPD UP TO 0.25 MGD-STAFFING BY CLASS D OR HIGHER OPERATOR: 3 VISITS/WEEK ON NONCONSECUTIVE DAYS FOR A TOTAL OF 0.3 HOUR/WEEK. LESS THAN 50,000 GPD-STAFFING BY A CLASS D OR HIGHER OPERATOR: 2 VISITS/WEEK ON NONCONSECUTIVE DAYS FOR A TOTAL OF 0.2 HOUR/WEEK. THERE SHALL BE NO MORE THAN 5 DAYS BETWEEN THE LAST VISIT IN ONE WEEK AND THE FIRST VISIT IN THE NEXT WEEK. | N | Y | FAMILY DOLLAR- CITRA #10278 | 18215 NORTH US HWY 301 |  | CITRA | FL | 32113 |  | 4072862610 |  |  | NICOLE RADFORD | 500 VOLVO PKWY. |  | CHESAPEAKE | VA | 23320 |  | 7573215939 |  | INVESTOR | 25 | 0 | 1 |  | 2020-06-05 | NC01 | 50
3 | MARION | CD | tjenkins@vereit.com | 3425153 | NONCOMMUNITY | CHLORINATION; AERATION FOR REMOVAL OF ANY SECONDARY CONTAMINANT, SULFIDE, OR ANY UNREGULATED CONTAMINANT; CORROSION CONTROL INHIBITOR ADDITION; HYPOCHLORINATION; IRON OR MANGANESE SEQUESTRATION; OR ULTRAVIOLET RADIATION. THE LEAD/CHIEF OPERATOR MUST BE CLASS D OR HIGHER. 50,000 GPD UP TO 0.25 MGD-STAFFING BY CLASS D OR HIGHER OPERATOR: 3 VISITS/WEEK ON NONCONSECUTIVE DAYS FOR A TOTAL OF 0.3 HOUR/WEEK. LESS THAN 50,000 GPD-STAFFING BY A CLASS D OR HIGHER OPERATOR: 2 VISITS/WEEK ON NONCONSECUTIVE DAYS FOR A TOTAL OF 0.2 HOUR/WEEK. THERE SHALL BE NO MORE THAN 5 DAYS BETWEEN THE LAST VISIT IN ONE WEEK AND THE FIRST VISIT IN THE NEXT WEEK. | N | Y | OCALA EQUESTRIAN DOLLAR GENERAL STORE | 14140 WEST HIGHWAY 40 |  | OCALA | FL | 34481 |  | 3523000307 |  |  | KRISTIN ELLIOTT | 100 MISSION RIDGE |  | GOODLETTSVILLE | TN | 37072 |  | 6158555365 |  | OTHER | 25 | 4900 | 1 | 2021-02-24 | 2021-02-02 | NC01 | 50
3 | MARION | CD | CAPTBLACK@CDA.EDU | 3425154 | NONCOMMUNITY | CHLORINATION; AERATION FOR REMOVAL OF ANY SECONDARY CONTAMINANT, SULFIDE, OR ANY UNREGULATED CONTAMINANT; CORROSION CONTROL INHIBITOR ADDITION; HYPOCHLORINATION; IRON OR MANGANESE SEQUESTRATION; OR ULTRAVIOLET RADIATION. THE LEAD/CHIEF OPERATOR MUST BE CLASS D OR HIGHER. 50,000 GPD UP TO 0.25 MGD-STAFFING BY CLASS D OR HIGHER OPERATOR: 3 VISITS/WEEK ON NONCONSECUTIVE DAYS FOR A TOTAL OF 0.3 HOUR/WEEK. LESS THAN 50,000 GPD-STAFFING BY A CLASS D OR HIGHER OPERATOR: 2 VISITS/WEEK ON NONCONSECUTIVE DAYS FOR A TOTAL OF 0.2 HOUR/WEEK. THERE SHALL BE NO MORE THAN 5 DAYS BETWEEN THE LAST VISIT IN ONE WEEK AND THE FIRST VISIT IN THE NEXT WEEK. | N | Y | 40 FATHOM GROTTO | 9481 NW 115TH AVE |  | OCALA | FL | 34482 |  | 9048388284 |  | MICHAEL DAMBROSIA | LONNYE RAY BLACK | 91 TROUT RIVER DR |  | JACKSONVILLE | FL | 32208 |  | 9048388284 |  | OTHER | 45 | 10800 | 5 |  | 2021-03-09 | NC01 | 50
3 | MARION | CD |  | 3425155 | NONCOMMUNITY | CHLORINATION; AERATION FOR REMOVAL OF ANY SECONDARY CONTAMINANT, SULFIDE, OR ANY UNREGULATED CONTAMINANT; CORROSION CONTROL INHIBITOR ADDITION; HYPOCHLORINATION; IRON OR MANGANESE SEQUESTRATION; OR ULTRAVIOLET RADIATION. THE LEAD/CHIEF OPERATOR MUST BE CLASS D OR HIGHER. 50,000 GPD UP TO 0.25 MGD-STAFFING BY CLASS D OR HIGHER OPERATOR: 3 VISITS/WEEK ON NONCONSECUTIVE DAYS FOR A TOTAL OF 0.3 HOUR/WEEK. LESS THAN 50,000 GPD-STAFFING BY A CLASS D OR HIGHER OPERATOR: 2 VISITS/WEEK ON NONCONSECUTIVE DAYS FOR A TOTAL OF 0.2 HOUR/WEEK. THERE SHALL BE NO MORE THAN 5 DAYS BETWEEN THE LAST VISIT IN ONE WEEK AND THE FIRST VISIT IN THE NEXT WEEK. | N | Y | CREOLE 21 | 16580 SOUTH HIGHWAY 475 |  | SUMMERFIELD | FL | 34491 |  | 3523514111 |  |  | JUAN CARLOS NOVA GONZALEZ | 16580 SOUTH HWY 475 |  | SUMMERFIELD | FL | 34491 |  | 3523450054 |  | OTHER | 25 | 4900 | 2 | 2019-08-19 | 2019-06-18 | NC01 | 50
3 | MARION | CD |  | 3425156 | NONCOMMUNITY | CHLORINATION; AERATION FOR REMOVAL OF ANY SECONDARY CONTAMINANT, SULFIDE, OR ANY UNREGULATED CONTAMINANT; CORROSION CONTROL INHIBITOR ADDITION; HYPOCHLORINATION; IRON OR MANGANESE SEQUESTRATION; OR ULTRAVIOLET RADIATION. THE LEAD/CHIEF OPERATOR MUST BE CLASS D OR HIGHER. 50,000 GPD UP TO 0.25 MGD-STAFFING BY CLASS D OR HIGHER OPERATOR: 3 VISITS/WEEK ON NONCONSECUTIVE DAYS FOR A TOTAL OF 0.3 HOUR/WEEK. LESS THAN 50,000 GPD-STAFFING BY A CLASS D OR HIGHER OPERATOR: 2 VISITS/WEEK ON NONCONSECUTIVE DAYS FOR A TOTAL OF 0.2 HOUR/WEEK. THERE SHALL BE NO MORE THAN 5 DAYS BETWEEN THE LAST VISIT IN ONE WEEK AND THE FIRST VISIT IN THE NEXT WEEK. | N | Y | FAMILY DOLLAR-SUMMERFIELD | 9850 SE HIGHWAY 42 |  | SUMMERFIELD | FL | 34492 |  | 4075551212 |  | EMILY OTT | RION HENDERSON | 500 VOLVO PKWY |  | CHESAPEAKE | VA | 23320 |  | 7573215686 |  | UNKNOWN | 25 | 10000 | 2 | 2018-02-10 | 2018-01-10 | NC01 | 50
3 | MARION | CD |  | 3425157 | NONCOMMUNITY | CHLORINATION; AERATION FOR REMOVAL OF ANY SECONDARY CONTAMINANT, SULFIDE, OR ANY UNREGULATED CONTAMINANT; CORROSION CONTROL INHIBITOR ADDITION; HYPOCHLORINATION; IRON OR MANGANESE SEQUESTRATION; OR ULTRAVIOLET RADIATION. THE LEAD/CHIEF OPERATOR MUST BE CLASS D OR HIGHER. 50,000 GPD UP TO 0.25 MGD-STAFFING BY CLASS D OR HIGHER OPERATOR: 3 VISITS/WEEK ON NONCONSECUTIVE DAYS FOR A TOTAL OF 0.3 HOUR/WEEK. LESS THAN 50,000 GPD-STAFFING BY A CLASS D OR HIGHER OPERATOR: 2 VISITS/WEEK ON NONCONSECUTIVE DAYS FOR A TOTAL OF 0.2 HOUR/WEEK. THERE SHALL BE NO MORE THAN 5 DAYS BETWEEN THE LAST VISIT IN ONE WEEK AND THE FIRST VISIT IN THE NEXT WEEK. | N | Y | FAMILY DOLLAR-ANTHONY #11210 | 9450 NE JACKSONVILLE ROAD |  | ANTHONY | FL | 32617 |  | 7276692900 |  | RION HENDERSON | RION HENDERSON | 500 VOLVO PARKWAY |  | CHESAPEAKE | VA | 23320 |  | 7573215686 |  | OTHER | 25 | 4900 | 1 | 2018-01-31 | 2017-12-18 | NC01 | 50
3 | MARION | CD | mdameron@earthlink.net | 3425158 | NONCOMMUNITY | CHLORINATION; AERATION FOR REMOVAL OF ANY SECONDARY CONTAMINANT, SULFIDE, OR ANY UNREGULATED CONTAMINANT; CORROSION CONTROL INHIBITOR ADDITION; HYPOCHLORINATION; IRON OR MANGANESE SEQUESTRATION; OR ULTRAVIOLET RADIATION. THE LEAD/CHIEF OPERATOR MUST BE CLASS D OR HIGHER. 50,000 GPD UP TO 0.25 MGD-STAFFING BY CLASS D OR HIGHER OPERATOR: 3 VISITS/WEEK ON NONCONSECUTIVE DAYS FOR A TOTAL OF 0.3 HOUR/WEEK. LESS THAN 50,000 GPD-STAFFING BY A CLASS D OR HIGHER OPERATOR: 2 VISITS/WEEK ON NONCONSECUTIVE DAYS FOR A TOTAL OF 0.2 HOUR/WEEK. THERE SHALL BE NO MORE THAN 5 DAYS BETWEEN THE LAST VISIT IN ONE WEEK AND THE FIRST VISIT IN THE NEXT WEEK. | N | Y | IMMANUEL BAPTIST CHURCH | 8015 SE 180TH ST |  | OXFORD | FL | 34484 | 5116 | 3525023384 |  | MARVIN MORRIS | DAVID COBB | 8015 SE 180TH ST., CR 102 |  | OXFORD | FL | 34484 |  | 5617796800 |  | OTHER | 25 | 18000 | 1 | 2014-10-15 | 2018-01-10 | NC01 | 50
3 | MARION | CD |  | 3425161 | NONCOMMUNITY | CHLORINATION; AERATION FOR REMOVAL OF ANY SECONDARY CONTAMINANT, SULFIDE, OR ANY UNREGULATED CONTAMINANT; CORROSION CONTROL INHIBITOR ADDITION; HYPOCHLORINATION; IRON OR MANGANESE SEQUESTRATION; OR ULTRAVIOLET RADIATION. THE LEAD/CHIEF OPERATOR MUST BE CLASS D OR HIGHER. 50,000 GPD UP TO 0.25 MGD-STAFFING BY CLASS D OR HIGHER OPERATOR: 3 VISITS/WEEK ON NONCONSECUTIVE DAYS FOR A TOTAL OF 0.3 HOUR/WEEK. LESS THAN 50,000 GPD-STAFFING BY A CLASS D OR HIGHER OPERATOR: 2 VISITS/WEEK ON NONCONSECUTIVE DAYS FOR A TOTAL OF 0.2 HOUR/WEEK. THERE SHALL BE NO MORE THAN 5 DAYS BETWEEN THE LAST VISIT IN ONE WEEK AND THE FIRST VISIT IN THE NEXT WEEK. | N | Y | DOLLAR GENERAL # 15605 | 9440 SE HIGHWAY 464C |  | OCKLAWAHA | FL | 32179 |  | 3524141670 |  | KRISTIN ELLIOTT | [9 empty] | OTHER | 25 | 5000 | 2 | 2016-03-30 | 2019-01-10 | NC01 | 50
3 | MARION | CD | sgray@gahlaw.com | 3425163 | NONTRANSIENT NONCOMMUNITY | CHLORINATION; AERATION FOR REMOVAL OF ANY SECONDARY CONTAMINANT, SULFIDE, OR ANY UNREGULATED CONTAMINANT; CORROSION CONTROL INHIBITOR ADDITION; HYPOCHLORINATION; IRON OR MANGANESE SEQUESTRATION; OR ULTRAVIOLET RADIATION. THE LEAD/CHIEF OPERATOR MUST BE CLASS D OR HIGHER. 50,000 GPD UP TO 0.25 MGD-STAFFING BY CLASS D OR HIGHER OPERATOR: 3 VISITS/WEEK ON NONCONSECUTIVE DAYS FOR A TOTAL OF 0.3 HOUR/WEEK. LESS THAN 50,000 GPD-STAFFING BY A CLASS D OR HIGHER OPERATOR: 2 VISITS/WEEK ON NONCONSECUTIVE DAYS FOR A TOTAL OF 0.2 HOUR/WEEK. THERE SHALL BE NO MORE THAN 5 DAYS BETWEEN THE LAST VISIT IN ONE WEEK AND THE FIRST VISIT IN THE NEXT WEEK. | N | Y | MARION COUNTY TRACK AND CARD ROOM | 17996 US HWY 301 |  | OXFORD | FL | 34491 |  | 3527328121 |  | JODY KIRKMAN | MARION COUNTY UTILITIES | 11800 SE US HWY 441 |  | BELLEVIEW | FL | 34420 |  | 3523076000 |  | COUNTY | 90 | 51264 | 3 |  | 2019-03-04 | NTNC | 100
3 | MARION | CD |  | 3425164 | NONCOMMUNITY | CHLORINATION; AERATION FOR REMOVAL OF ANY SECONDARY CONTAMINANT, SULFIDE, OR ANY UNREGULATED CONTAMINANT; CORROSION CONTROL INHIBITOR ADDITION; HYPOCHLORINATION; IRON OR MANGANESE SEQUESTRATION; OR ULTRAVIOLET RADIATION. THE LEAD/CHIEF OPERATOR MUST BE CLASS D OR HIGHER. 50,000 GPD UP TO 0.25 MGD-STAFFING BY CLASS D OR HIGHER OPERATOR: 3 VISITS/WEEK ON NONCONSECUTIVE DAYS FOR A TOTAL OF 0.3 HOUR/WEEK. LESS THAN 50,000 GPD-STAFFING BY A CLASS D OR HIGHER OPERATOR: 2 VISITS/WEEK ON NONCONSECUTIVE DAYS FOR A TOTAL OF 0.2 HOUR/WEEK. THERE SHALL BE NO MORE THAN 5 DAYS BETWEEN THE LAST VISIT IN ONE WEEK AND THE FIRST VISIT IN THE NEXT WEEK. | N | Y | ARTMAN COUNTRY SMOKEHOUSE | 6900 SE HWY 42 |  | SUMMERFIELD | FL | 34491 |  | 3522668266 |  | CLARK ARTMAN | GAYLA ARTMAN | 16140 SE 91ST STREET |  | SUMMERFIELD | FL | 34491 |  | 3522668266 |  | OTHER | 25 | 900 | 1 |  | 2020-06-12 | NC01 | 50
3 | MARION | CD | LISA.FLUXMAN@UPHEALTHINC.COM | 3425165 | NONTRANSIENT NONCOMMUNITY | CHLORINATION; AERATION FOR REMOVAL OF ANY SECONDARY CONTAMINANT, SULFIDE, OR ANY UNREGULATED CONTAMINANT; CORROSION CONTROL INHIBITOR ADDITION; HYPOCHLORINATION; IRON OR MANGANESE SEQUESTRATION; OR ULTRAVIOLET RADIATION. THE LEAD/CHIEF OPERATOR MUST BE CLASS D OR HIGHER. 50,000 GPD UP TO 0.25 MGD-STAFFING BY CLASS D OR HIGHER OPERATOR: 3 VISITS/WEEK ON NONCONSECUTIVE DAYS FOR A TOTAL OF 0.3 HOUR/WEEK. LESS THAN 50,000 GPD-STAFFING BY A CLASS D OR HIGHER OPERATOR: 2 VISITS/WEEK ON NONCONSECUTIVE DAYS FOR A TOTAL OF 0.2 HOUR/WEEK. THERE SHALL BE NO MORE THAN 5 DAYS BETWEEN THE LAST VISIT IN ONE WEEK AND THE FIRST VISIT IN THE NEXT WEEK. | N | Y | TRANSFORMATIONS AT MENDING FENCES | 15530 COUNNTY ROAD 326 |  | MORRISTON | FL | 32668 |  | 3525280748 |  | JORDAN DEMARIE | LISA FLUXMAN | 15530 COUNTY ROAD 326 |  | MORRISTON | FL | 32668 |  | 5618190620 |  | OTHER | 40 | 21780 | 1 |  | 2021-12-03 | NTNC | 100
3 | MARION | CD | Revjim46@aol.com | 3425166 | NONCOMMUNITY | CHLORINATION; AERATION FOR REMOVAL OF ANY SECONDARY CONTAMINANT, SULFIDE, OR ANY UNREGULATED CONTAMINANT; CORROSION CONTROL INHIBITOR ADDITION; HYPOCHLORINATION; IRON OR MANGANESE SEQUESTRATION; OR ULTRAVIOLET RADIATION. THE LEAD/CHIEF OPERATOR MUST BE CLASS D OR HIGHER. 50,000 GPD UP TO 0.25 MGD-STAFFING BY CLASS D OR HIGHER OPERATOR: 3 VISITS/WEEK ON NONCONSECUTIVE DAYS FOR A TOTAL OF 0.3 HOUR/WEEK. LESS THAN 50,000 GPD-STAFFING BY A CLASS D OR HIGHER OPERATOR: 2 VISITS/WEEK ON NONCONSECUTIVE DAYS FOR A TOTAL OF 0.2 HOUR/WEEK. THERE SHALL BE NO MORE THAN 5 DAYS BETWEEN THE LAST VISIT IN ONE WEEK AND THE FIRST VISIT IN THE NEXT WEEK. | N | Y | THE CONGREGATIONAL CHURCH SUMMERFIELD | 15421 SOUTH US HIGHWAY 301 |  | SUMMERFIELD | FL | 34492 |  | 3522506160 |  |  | THE CONGREGATIONAL CHURCH SUMMERFIELD | 1811 PALO ALTO AVENUE |  | THE VILLAGES | FL | 32159 |  | 3522506160 |  | OTHER | 25 | 4900 | 1 | 2016-06-28 | 2021-12-07 | NC01 | 50
3 | MARION | CD |  | 3425167 | NONCOMMUNITY | CHLORINATION; AERATION FOR REMOVAL OF ANY SECONDARY CONTAMINANT, SULFIDE, OR ANY UNREGULATED CONTAMINANT; CORROSION CONTROL INHIBITOR ADDITION; HYPOCHLORINATION; IRON OR MANGANESE SEQUESTRATION; OR ULTRAVIOLET RADIATION. THE LEAD/CHIEF OPERATOR MUST BE CLASS D OR HIGHER. 50,000 GPD UP TO 0.25 MGD-STAFFING BY CLASS D OR HIGHER OPERATOR: 3 VISITS/WEEK ON NONCONSECUTIVE DAYS FOR A TOTAL OF 0.3 HOUR/WEEK. LESS THAN 50,000 GPD-STAFFING BY A CLASS D OR HIGHER OPERATOR: 2 VISITS/WEEK ON NONCONSECUTIVE DAYS FOR A TOTAL OF 0.2 HOUR/WEEK. THERE SHALL BE NO MORE THAN 5 DAYS BETWEEN THE LAST VISIT IN ONE WEEK AND THE FIRST VISIT IN THE NEXT WEEK. | N | Y | DOLLAR GENERAL SPARR #17191 | 12911 NE JACKSONVILLE RD. |  | ANTHONY | FL | 32617 |  | 3867558887 |  | KRISTIN ELLIOTT | [9 empty] | OTHER | 25 | 1000 | 1 |  | 2021-03-19 | NC01 | 50
3 | MARION | CD | **email jayne ashberger and dan dooley when system is cleared** JMF | 3425170 | NONCOMMUNITY | CHLORINATION; AERATION FOR REMOVAL OF ANY SECONDARY CONTAMINANT, SULFIDE, OR ANY UNREGULATED CONTAMINANT; CORROSION CONTROL INHIBITOR ADDITION; HYPOCHLORINATION; IRON OR MANGANESE SEQUESTRATION; OR ULTRAVIOLET RADIATION. THE LEAD/CHIEF OPERATOR MUST BE CLASS D OR HIGHER. 50,000 GPD UP TO 0.25 MGD-STAFFING BY CLASS D OR HIGHER OPERATOR: 3 VISITS/WEEK ON NONCONSECUTIVE DAYS FOR A TOTAL OF 0.3 HOUR/WEEK. LESS THAN 50,000 GPD-STAFFING BY A CLASS D OR HIGHER OPERATOR: 2 VISITS/WEEK ON NONCONSECUTIVE DAYS FOR A TOTAL OF 0.2 HOUR/WEEK. THERE SHALL BE NO MORE THAN 5 DAYS BETWEEN THE LAST VISIT IN ONE WEEK AND THE FIRST VISIT IN THE NEXT WEEK. | N | Y | DRAGON FLOWER WINERY | 11025 SE HIGHWAY 42 |  | SUMMERFIELD | FL | 34491 |  | 9049458825 |  | DEAN GUNTER | DEAN GUNTER | 11025 SE HWY 42 |  | SUMMERFIELD | FL | 34491 |  | 9049458825 |  | INVESTOR | 25 | 18000 | 1 |  | 2018-05-09 | NC01 | 50
3 | MARION | CD | thebasiles777@yahoo.com | 3425171 | NONCOMMUNITY | CHLORINATION; AERATION FOR REMOVAL OF ANY SECONDARY CONTAMINANT, SULFIDE, OR ANY UNREGULATED CONTAMINANT; CORROSION CONTROL INHIBITOR ADDITION; HYPOCHLORINATION; IRON OR MANGANESE SEQUESTRATION; OR ULTRAVIOLET RADIATION. THE LEAD/CHIEF OPERATOR MUST BE CLASS D OR HIGHER. 50,000 GPD UP TO 0.25 MGD-STAFFING BY CLASS D OR HIGHER OPERATOR: 3 VISITS/WEEK ON NONCONSECUTIVE DAYS FOR A TOTAL OF 0.3 HOUR/WEEK. LESS THAN 50,000 GPD-STAFFING BY A CLASS D OR HIGHER OPERATOR: 2 VISITS/WEEK ON NONCONSECUTIVE DAYS FOR A TOTAL OF 0.2 HOUR/WEEK. THERE SHALL BE NO MORE THAN 5 DAYS BETWEEN THE LAST VISIT IN ONE WEEK AND THE FIRST VISIT IN THE NEXT WEEK. | N | Y | WATERS EDGE OAKS RV PARK | 701 WEST HWY 318 |  | CITRA | FL | 32113 |  | 3525954590 |  | RICHARD AND TAMMY BASILE | RICHARD AND TAMMY BASILE | 520 NW 35TH STREET |  | OCALA | FL | 34475 |  | 3522741446 |  | INVESTOR | 25 | 22320 | 32 | 2018-03-30 | 2017-12-18 | NC01 | 50
3 | MARION | CD | JRUTTENBER@HABITATOCALA.ORG | 3425172 | NONCOMMUNITY | CHLORINATION; AERATION FOR REMOVAL OF ANY SECONDARY CONTAMINANT, SULFIDE, OR ANY UNREGULATED CONTAMINANT; CORROSION CONTROL INHIBITOR ADDITION; HYPOCHLORINATION; IRON OR MANGANESE SEQUESTRATION; OR ULTRAVIOLET RADIATION. THE LEAD/CHIEF OPERATOR MUST BE CLASS D OR HIGHER. 50,000 GPD UP TO 0.25 MGD-STAFFING BY CLASS D OR HIGHER OPERATOR: 3 VISITS/WEEK ON NONCONSECUTIVE DAYS FOR A TOTAL OF 0.3 HOUR/WEEK. LESS THAN 50,000 GPD-STAFFING BY A CLASS D OR HIGHER OPERATOR: 2 VISITS/WEEK ON NONCONSECUTIVE DAYS FOR A TOTAL OF 0.2 HOUR/WEEK. THERE SHALL BE NO MORE THAN 5 DAYS BETWEEN THE LAST VISIT IN ONE WEEK AND THE FIRST VISIT IN THE NEXT WEEK. | N | Y | HABITAT FOR HUMANITY RESTORE | 10800 SW 91ST AVENUE |  | OCALA | FL | 34478 |  | 3523514663 |  | JEFF RUTTENBER | JEFF RUTTENBER | 1321 SE 25TH LOOP | STE 103 | OCALA | FL | 34471 |  | 3523514663 |  | INVESTOR | 25 | 93600 | 1 | 2021-08-02 | 2017-12-18 | NC01 | 50
3 | MARION | CD | envcompliance @dollargeneral.com | 3425173 | NONCOMMUNITY | CHLORINATION; AERATION FOR REMOVAL OF ANY SECONDARY CONTAMINANT, SULFIDE, OR ANY UNREGULATED CONTAMINANT; CORROSION CONTROL INHIBITOR ADDITION; HYPOCHLORINATION; IRON OR MANGANESE SEQUESTRATION; OR ULTRAVIOLET RADIATION. THE LEAD/CHIEF OPERATOR MUST BE CLASS D OR HIGHER. 50,000 GPD UP TO 0.25 MGD-STAFFING BY CLASS D OR HIGHER OPERATOR: 3 VISITS/WEEK ON NONCONSECUTIVE DAYS FOR A TOTAL OF 0.3 HOUR/WEEK. LESS THAN 50,000 GPD-STAFFING BY A CLASS D OR HIGHER OPERATOR: 2 VISITS/WEEK ON NONCONSECUTIVE DAYS FOR A TOTAL OF 0.2 HOUR/WEEK. THERE SHALL BE NO MORE THAN 5 DAYS BETWEEN THE LAST VISIT IN ONE WEEK AND THE FIRST VISIT IN THE NEXT WEEK. | N | Y | DOLLAR GENERAL ORANGE SPRINGS | 24445 NORTH US HWY 21 |  | FORT MC COY | FL | 32134 |  | 3867558887 |  | KRISTIN ELLIOTT | BRIAN CRAWFORD | 3324 W. UNIVERSITY AVE. |  | GAINESVILLE | FL | 32607 |  | 3523333233 |  | OTHER | 50 | 1000 | 1 |  | 2018-05-31 | NC01 | 50
3 | MARION | CD |  | 3425175 | NONCOMMUNITY | CHLORINATION; AERATION FOR REMOVAL OF ANY SECONDARY CONTAMINANT, SULFIDE, OR ANY UNREGULATED CONTAMINANT; CORROSION CONTROL INHIBITOR ADDITION; HYPOCHLORINATION; IRON OR MANGANESE SEQUESTRATION; OR ULTRAVIOLET RADIATION. THE LEAD/CHIEF OPERATOR MUST BE CLASS D OR HIGHER. 50,000 GPD UP TO 0.25 MGD-STAFFING BY CLASS D OR HIGHER OPERATOR: 3 VISITS/WEEK ON NONCONSECUTIVE DAYS FOR A TOTAL OF 0.3 HOUR/WEEK. LESS THAN 50,000 GPD-STAFFING BY A CLASS D OR HIGHER OPERATOR: 2 VISITS/WEEK ON NONCONSECUTIVE DAYS FOR A TOTAL OF 0.2 HOUR/WEEK. THERE SHALL BE NO MORE THAN 5 DAYS BETWEEN THE LAST VISIT IN ONE WEEK AND THE FIRST VISIT IN THE NEXT WEEK. | N | Y | DOLLAR GENERAL SILVER SPRINGS CR 314 | 10789 EAST HIGHWAY 40 |  | SILVER SPRINGS | FL | 34488 |  | 3867558887 |  | KRISTIN ELLIOTT | BRIAN CRAWFORD | 3324 W. UNIVERSITY AVE. |  | GAINESVILLE | FL | 32607 |  | 3523333233 |  | OTHER | 25 | 1000 | 1 |  | 2019-01-30 | NC01 | 50
3 | MARION | CD |  | 3425176 | NONCOMMUNITY | CHLORINATION; AERATION FOR REMOVAL OF ANY SECONDARY CONTAMINANT, SULFIDE, OR ANY UNREGULATED CONTAMINANT; CORROSION CONTROL INHIBITOR ADDITION; HYPOCHLORINATION; IRON OR MANGANESE SEQUESTRATION; OR ULTRAVIOLET RADIATION. THE LEAD/CHIEF OPERATOR MUST BE CLASS D OR HIGHER. 50,000 GPD UP TO 0.25 MGD-STAFFING BY CLASS D OR HIGHER OPERATOR: 3 VISITS/WEEK ON NONCONSECUTIVE DAYS FOR A TOTAL OF 0.3 HOUR/WEEK. LESS THAN 50,000 GPD-STAFFING BY A CLASS D OR HIGHER OPERATOR: 2 VISITS/WEEK ON NONCONSECUTIVE DAYS FOR A TOTAL OF 0.2 HOUR/WEEK. THERE SHALL BE NO MORE THAN 5 DAYS BETWEEN THE LAST VISIT IN ONE WEEK AND THE FIRST VISIT IN THE NEXT WEEK. | N | Y | CHRIST LUTHERAN CHURCH | P.O. BOX 693 |  | SUMMERFIELD | FL | 34492 |  | 3523076900 |  | BARBARA LEFEVRE | BARBARA LEFEVRE | PO BOX 693 |  | SUMMERFIELD | FL | 34492 |  | 3523076900 |  | OTHER | 25 | 1418 | 1 |  | 2019-11-21 | NC01 | 50
3 | MARION | CD |  | 3425177 | NONCOMMUNITY | CHLORINATION; AERATION FOR REMOVAL OF ANY SECONDARY CONTAMINANT, SULFIDE, OR ANY UNREGULATED CONTAMINANT; CORROSION CONTROL INHIBITOR ADDITION; HYPOCHLORINATION; IRON OR MANGANESE SEQUESTRATION; OR ULTRAVIOLET RADIATION. THE LEAD/CHIEF OPERATOR MUST BE CLASS D OR HIGHER. 50,000 GPD UP TO 0.25 MGD-STAFFING BY CLASS D OR HIGHER OPERATOR: 3 VISITS/WEEK ON NONCONSECUTIVE DAYS FOR A TOTAL OF 0.3 HOUR/WEEK. LESS THAN 50,000 GPD-STAFFING BY A CLASS D OR HIGHER OPERATOR: 2 VISITS/WEEK ON NONCONSECUTIVE DAYS FOR A TOTAL OF 0.2 HOUR/WEEK. THERE SHALL BE NO MORE THAN 5 DAYS BETWEEN THE LAST VISIT IN ONE WEEK AND THE FIRST VISIT IN THE NEXT WEEK. | N | Y | HOPE LUTHERAN CHURCH - LAKE WEIR | 10495 SE SUNSET HARBOR ROAD |  | SUMMERFIELD | FL | 34491 |  | 3529784593 |  | HOPE LUTHERAN CHURCH | HOPE LUTHERAN CHURCH IN THE VILLAGES INC | 250 AVENIDA LOS ANGELOS |  | THE VILLAGES | FL | 32162 |  | 3529784593 |  | OTHER | 25 | 18000 | 3 | 2019-10-04 | 2019-09-12 | NC01 | 50
3 | MARION | CD |  | 3425178 | NONCOMMUNITY | CHLORINATION; AERATION FOR REMOVAL OF ANY SECONDARY CONTAMINANT, SULFIDE, OR ANY UNREGULATED CONTAMINANT; CORROSION CONTROL INHIBITOR ADDITION; HYPOCHLORINATION; IRON OR MANGANESE SEQUESTRATION; OR ULTRAVIOLET RADIATION. THE LEAD/CHIEF OPERATOR MUST BE CLASS D OR HIGHER. 50,000 GPD UP TO 0.25 MGD-STAFFING BY CLASS D OR HIGHER OPERATOR: 3 VISITS/WEEK ON NONCONSECUTIVE DAYS FOR A TOTAL OF 0.3 HOUR/WEEK. LESS THAN 50,000 GPD-STAFFING BY A CLASS D OR HIGHER OPERATOR: 2 VISITS/WEEK ON NONCONSECUTIVE DAYS FOR A TOTAL OF 0.2 HOUR/WEEK. THERE SHALL BE NO MORE THAN 5 DAYS BETWEEN THE LAST VISIT IN ONE WEEK AND THE FIRST VISIT IN THE NEXT WEEK. | N | Y | DOLLAR GENERAL OCALA 326-27 | 13200 WEST HIGHWAY |  | OCALA | FL | 32607 |  | 8002187809 |  | KRISTIN ELLIOT | BRIAN CRAWFORD | 3324 W. UNIVERSITY AVE. |  | GAINESVILLE | FL | 32607 |  | 3867558887 |  | OTHER | 25 | 1000 | 1 |  | 2019-11-21 | NC01 | 50
3 | MARION | CD |  | 3425181 | NONCOMMUNITY | CHLORINATION; AERATION FOR REMOVAL OF ANY SECONDARY CONTAMINANT, SULFIDE, OR ANY UNREGULATED CONTAMINANT; CORROSION CONTROL INHIBITOR ADDITION; HYPOCHLORINATION; IRON OR MANGANESE SEQUESTRATION; OR ULTRAVIOLET RADIATION. THE LEAD/CHIEF OPERATOR MUST BE CLASS D OR HIGHER. 50,000 GPD UP TO 0.25 MGD-STAFFING BY CLASS D OR HIGHER OPERATOR: 3 VISITS/WEEK ON NONCONSECUTIVE DAYS FOR A TOTAL OF 0.3 HOUR/WEEK. LESS THAN 50,000 GPD-STAFFING BY A CLASS D OR HIGHER OPERATOR: 2 VISITS/WEEK ON NONCONSECUTIVE DAYS FOR A TOTAL OF 0.2 HOUR/WEEK. THERE SHALL BE NO MORE THAN 5 DAYS BETWEEN THE LAST VISIT IN ONE WEEK AND THE FIRST VISIT IN THE NEXT WEEK. | N | Y | WHIMCYCLE HIDEAWAY RESORT AT SANTOS | 3085 SE 95TH STREET |  | OCALA | FL | 34480 |  | 9542758645 |  |  | ANTHONY BLISS | 2631 E. MARINA DRIVE |  | FORT LAUDERDALE | FL | 33312 |  | 9542758645 |  | INVESTOR | 25 | 7931 | 45 |  | 2021-07-09 | NC01 | 50
3 | MARION | CD |  | 3425182 | NONCOMMUNITY | CHLORINATION; AERATION FOR REMOVAL OF ANY SECONDARY CONTAMINANT, SULFIDE, OR ANY UNREGULATED CONTAMINANT; CORROSION CONTROL INHIBITOR ADDITION; HYPOCHLORINATION; IRON OR MANGANESE SEQUESTRATION; OR ULTRAVIOLET RADIATION. THE LEAD/CHIEF OPERATOR MUST BE CLASS D OR HIGHER. 50,000 GPD UP TO 0.25 MGD-STAFFING BY CLASS D OR HIGHER OPERATOR: 3 VISITS/WEEK ON NONCONSECUTIVE DAYS FOR A TOTAL OF 0.3 HOUR/WEEK. LESS THAN 50,000 GPD-STAFFING BY A CLASS D OR HIGHER OPERATOR: 2 VISITS/WEEK ON NONCONSECUTIVE DAYS FOR A TOTAL OF 0.2 HOUR/WEEK. THERE SHALL BE NO MORE THAN 5 DAYS BETWEEN THE LAST VISIT IN ONE WEEK AND THE FIRST VISIT IN THE NEXT WEEK. | N | Y | SOULS HARBOR CHURCH DUNNELON | 7220 S US HW 1 |  | DUNNELLON | FL | 34430 |  | 3526229214 |  |  | JASON VARNUM | 12650 SE HIGHWAY 484 |  | BELLEVIEW | FL | 34420 |  | 3526229214 |  | OTHER | 25 | 1700 | 1 |  | 2021-03-09 | NC01 | 50
3 | MARION | CD |  | 3425184 | NONCOMMUNITY | CHLORINATION; AERATION FOR REMOVAL OF ANY SECONDARY CONTAMINANT, SULFIDE, OR ANY UNREGULATED CONTAMINANT; CORROSION CONTROL INHIBITOR ADDITION; HYPOCHLORINATION; IRON OR MANGANESE SEQUESTRATION; OR ULTRAVIOLET RADIATION. THE LEAD/CHIEF OPERATOR MUST BE CLASS D OR HIGHER. 50,000 GPD UP TO 0.25 MGD-STAFFING BY CLASS D OR HIGHER OPERATOR: 3 VISITS/WEEK ON NONCONSECUTIVE DAYS FOR A TOTAL OF 0.3 HOUR/WEEK. LESS THAN 50,000 GPD-STAFFING BY A CLASS D OR HIGHER OPERATOR: 2 VISITS/WEEK ON NONCONSECUTIVE DAYS FOR A TOTAL OF 0.2 HOUR/WEEK. THERE SHALL BE NO MORE THAN 5 DAYS BETWEEN THE LAST VISIT IN ONE WEEK AND THE FIRST VISIT IN THE NEXT WEEK. | N | Y | 49TH AVE TRAILHEAD OCALA | 12555 SOUTHWEST 49TH AVE |  | OCALA | FL | 34476 |  | 3522367143 |  | KELLY CONLEY | MICKEY THOMASON | 8282 SE HIGHWAY 314 |  | OCALA | FL | 34470 |  | 3522367143 |  | STATE | 25 | 0 | 1 |  | 2020-06-11 | NC01 | 50
3 | MARION | CD |  | 3425185 | NONCOMMUNITY | CHLORINATION; AERATION FOR REMOVAL OF ANY SECONDARY CONTAMINANT, SULFIDE, OR ANY UNREGULATED CONTAMINANT; CORROSION CONTROL INHIBITOR ADDITION; HYPOCHLORINATION; IRON OR MANGANESE SEQUESTRATION; OR ULTRAVIOLET RADIATION. THE LEAD/CHIEF OPERATOR MUST BE CLASS C OR HIGHER. 5.0 MGD AND ABOVE-STAFFING BY CLASS C OR HIGHER OPERATOR: 6 HOURS/DAY FOR 5 DAYS/WEEK AND ONE VISIT ON EACH WEEKEND DAY. 3.0 MGD UP TO 5.0 MGD-STAFFING BY CLASS C OR HIGHER OPERATOR: 1 HOUR/DAY FOR 5 DAYS/WEEK AND ONE VISIT ON EACH WEEKEND DAY. 0.25 MGD UP TO 3.0 MGD-STAFFING BY CLASS C OR HIGHER OPERATOR: 5 VISITS/WEEK AND ONE VISIT EACH WEEKEND FOR A TOTAL OF 0.6 HOUR/WEEK. | N | Y | DOLLAR GENERAL OCALA SR40 NW113 | 11295 W. SR 40 |  | OCALA | FL | 34482 |  | 3523290018 |  | SHELIA SCULL | SWARCOMM INVESTMENTS LTD | 8955 US HWY 301 N STE 389 |  | PARISH | FL | 34219 | 8701 | 3523290018 |  | OTHER | 25 | 1000 | 1 |  | 2021-01-08 | NC01 | 50
3 | MARION | CD |  | 3425186 | NONCOMMUNITY | ACTIVATED CARBON PROCESSES; DIATOMACEOUS EARTH FILTRATION; ION EXCHANGE FOR REMOVAL OF ANY PRIMARY CONTAMINANT; ION AND MANGANESE REMOVAL (OXIDATION, DETENTION, AND FILTRATION); OR SLOW SAND FILTRATION. LEAD/CHIEF OPERATOR MUST BE CLASS C OR HIGHER. 1.0 MGD UP TO 2.0 MGD-STAFFING BY CLASS C OR HIGHER OPERATOR: 6 HOURS/DAY FOR 5 DAYS/WEEK AND ONE VISIT ON EACH WEEKEND DAY. 0.5 MGD UP TO 1.0 MGD-STAFFING BY CLASS C OR HIGHER OPERATOR: 3 HOURS/DAY FOR 5 DAYS/WEEK AND ONE VISIT ON EACH WEEKEND DAY. 0.25 MGD UP TO 0.5 MGD-STAFFING BY CLASS C OR HIGHER OPERATOR: 1 HOUR/DAY FOR 5 DAYS/WEEK AND ONE VISIT ON EACH WEEKEND DAY. LESS THAN 0.25 MGD-STAFFING BY CLASS C OR HIGHER OPERATOR: 5 VISITS/WEEK AND ONE VISIT EACH WEEKEND FOR A TOTAL OF 1.8 HOURS/WEEK. | N | Y | JUNGLE GARDEN INN WATER TREATMENT PLANT | 15353 NW GAINESVILLE ROAD |  | REDDICK | FL | 32686 |  | 3525729691 |  |  | TERRY TABOR | 1885 NW 88TH AVENUE ROAD |  | REDDICK | FL | 32686 |  | 3525729691 |  | INVESTOR | 25 | 1924 | 3 |  | 2021-04-08 | NC01 | 50
3 | MARION | CD |  | 3425187 | NONCOMMUNITY | CHLORINATION; AERATION FOR REMOVAL OF ANY SECONDARY CONTAMINANT, SULFIDE, OR ANY UNREGULATED CONTAMINANT; CORROSION CONTROL INHIBITOR ADDITION; HYPOCHLORINATION; IRON OR MANGANESE SEQUESTRATION; OR ULTRAVIOLET RADIATION. THE LEAD/CHIEF OPERATOR MUST BE CLASS D OR HIGHER. 50,000 GPD UP TO 0.25 MGD-STAFFING BY CLASS D OR HIGHER OPERATOR: 3 VISITS/WEEK ON NONCONSECUTIVE DAYS FOR A TOTAL OF 0.3 HOUR/WEEK. LESS THAN 50,000 GPD-STAFFING BY A CLASS D OR HIGHER OPERATOR: 2 VISITS/WEEK ON NONCONSECUTIVE DAYS FOR A TOTAL OF 0.2 HOUR/WEEK. THERE SHALL BE NO MORE THAN 5 DAYS BETWEEN THE LAST VISIT IN ONE WEEK AND THE FIRST VISIT IN THE NEXT WEEK. | N | Y | SWEET DIXIE SOUTH, LLC | 17101 NW 120TH AVE RD |  | REDDICK | FL | 32686 |  | 2565093333 |  |  | MIKE CAMPBELL | 17101 NW 120TH AVE RD |  | REDDICK | FL | 32686 |  | 2565093333 |  | OTHER | 25 | 10800 | 21 |  | 2021-02-24 | NC01 | 50
3 | MARION | CD |  | 3425188 | NONCOMMUNITY | CHLORINATION; AERATION FOR REMOVAL OF ANY SECONDARY CONTAMINANT, SULFIDE, OR ANY UNREGULATED CONTAMINANT; CORROSION CONTROL INHIBITOR ADDITION; HYPOCHLORINATION; IRON OR MANGANESE SEQUESTRATION; OR ULTRAVIOLET RADIATION. THE LEAD/CHIEF OPERATOR MUST BE CLASS D OR HIGHER. 50,000 GPD UP TO 0.25 MGD-STAFFING BY CLASS D OR HIGHER OPERATOR: 3 VISITS/WEEK ON NONCONSECUTIVE DAYS FOR A TOTAL OF 0.3 HOUR/WEEK. LESS THAN 50,000 GPD-STAFFING BY A CLASS D OR HIGHER OPERATOR: 2 VISITS/WEEK ON NONCONSECUTIVE DAYS FOR A TOTAL OF 0.2 HOUR/WEEK. THERE SHALL BE NO MORE THAN 5 DAYS BETWEEN THE LAST VISIT IN ONE WEEK AND THE FIRST VISIT IN THE NEXT WEEK. | N | Y | DOLLAR GENERAL OCALA CR200A | CR200A NE 70TH STREET |  | OCALA | FL | 34479 |  | 3867558887 |  |  | MATT CASON | 3324 WEST UNIVERSITY AVENUE #151 |  | GAINESVILLE | FL | 32607 |  | 3867558887 |  | OTHER | 25 | 1000 | 1 |  | 2021-08-06 | NC01 | 50
3 | MARION | CD |  | 3425189 | NONCOMMUNITY | CHLORINATION; AERATION FOR REMOVAL OF ANY SECONDARY CONTAMINANT, SULFIDE, OR ANY UNREGULATED CONTAMINANT; CORROSION CONTROL INHIBITOR ADDITION; HYPOCHLORINATION; IRON OR MANGANESE SEQUESTRATION; OR ULTRAVIOLET RADIATION. THE LEAD/CHIEF OPERATOR MUST BE CLASS D OR HIGHER. 50,000 GPD UP TO 0.25 MGD-STAFFING BY CLASS D OR HIGHER OPERATOR: 3 VISITS/WEEK ON NONCONSECUTIVE DAYS FOR A TOTAL OF 0.3 HOUR/WEEK. LESS THAN 50,000 GPD-STAFFING BY A CLASS D OR HIGHER OPERATOR: 2 VISITS/WEEK ON NONCONSECUTIVE DAYS FOR A TOTAL OF 0.2 HOUR/WEEK. THERE SHALL BE NO MORE THAN 5 DAYS BETWEEN THE LAST VISIT IN ONE WEEK AND THE FIRST VISIT IN THE NEXT WEEK. | N | Y | DOLLAR GENERAL FLEMINGTON | 10574 W. HWY 318 |  | REDDICK | FL | 32686 |  | 3867558887 |  |  | MATT CASON | 3324 WEST UNIVERSITY AVENUE SUITE # 151 |  | GAINESVILLE | FL | 32607 |  | 3867558887 |  | INVESTOR | 25 | 1000 | 1 |  |  | NC01 | 50
3 | MARION | CD |  | 3425190 | NONCOMMUNITY | CHLORINATION; AERATION FOR REMOVAL OF ANY SECONDARY CONTAMINANT, SULFIDE, OR ANY UNREGULATED CONTAMINANT; CORROSION CONTROL INHIBITOR ADDITION; HYPOCHLORINATION; IRON OR MANGANESE SEQUESTRATION; OR ULTRAVIOLET RADIATION. THE LEAD/CHIEF OPERATOR MUST BE CLASS C OR HIGHER. 5.0 MGD AND ABOVE-STAFFING BY CLASS C OR HIGHER OPERATOR: 6 HOURS/DAY FOR 5 DAYS/WEEK AND ONE VISIT ON EACH WEEKEND DAY. 3.0 MGD UP TO 5.0 MGD-STAFFING BY CLASS C OR HIGHER OPERATOR: 1 HOUR/DAY FOR 5 DAYS/WEEK AND ONE VISIT ON EACH WEEKEND DAY. 0.25 MGD UP TO 3.0 MGD-STAFFING BY CLASS C OR HIGHER OPERATOR: 5 VISITS/WEEK AND ONE VISIT EACH WEEKEND FOR A TOTAL OF 0.6 HOUR/WEEK. | N | Y | FINSBURY PARK | 16547 SE 95TH STREET ROAD |  | OCAKLAWAHA | FL | 32179 |  | 2019382905 |  |  | EDWARD FRENCH | 851 BERGEN AVE SUITE 2 |  | JERSEY CITY | NJ | 7306 |  | 2019382905 |  | INVESTOR | 15 | 0 | 15 |  |  | NC01 | 50
3 | ORANGE | CD | none | 3480036 | NONCOMMUNITY | CHLORINATION; AERATION FOR REMOVAL OF ANY SECONDARY CONTAMINANT, SULFIDE, OR ANY UNREGULATED CONTAMINANT; CORROSION CONTROL INHIBITOR ADDITION; HYPOCHLORINATION; IRON OR MANGANESE SEQUESTRATION; OR ULTRAVIOLET RADIATION. THE LEAD/CHIEF OPERATOR MUST BE CLASS D OR HIGHER. 50,000 GPD UP TO 0.25 MGD-STAFFING BY CLASS D OR HIGHER OPERATOR: 3 VISITS/WEEK ON NONCONSECUTIVE DAYS FOR A TOTAL OF 0.3 HOUR/WEEK. LESS THAN 50,000 GPD-STAFFING BY A CLASS D OR HIGHER OPERATOR: 2 VISITS/WEEK ON NONCONSECUTIVE DAYS FOR A TOTAL OF 0.2 HOUR/WEEK. THERE SHALL BE NO MORE THAN 5 DAYS BETWEEN THE LAST VISIT IN ONE WEEK AND THE FIRST VISIT IN THE NEXT WEEK. | N | Y | LOST LAKE RV RESORT | 3400 S. CLARCONA ROAD |  | APOPKA | FL | 32703 |  | 4078861996 |  | LORRIE WILLIAMS | LORRIE WILLIAMS | 3400 S. CLARCONA ROAD |  | APOPKA | FL | 32703 |  | 4078861996 |  | INVESTOR | 25 | 36000 | 83 | 2015-09-18 | 2019-01-09 | NC01 | 50
3 | ORANGE | CD | tony@espogroup.com | 3480060 | NONCOMMUNITY | CHLORINATION; AERATION FOR REMOVAL OF ANY SECONDARY CONTAMINANT, SULFIDE, OR ANY UNREGULATED CONTAMINANT; CORROSION CONTROL INHIBITOR ADDITION; HYPOCHLORINATION; IRON OR MANGANESE SEQUESTRATION; OR ULTRAVIOLET RADIATION. THE LEAD/CHIEF OPERATOR MUST BE CLASS D OR HIGHER. 50,000 GPD UP TO 0.25 MGD-STAFFING BY CLASS D OR HIGHER OPERATOR: 3 VISITS/WEEK ON NONCONSECUTIVE DAYS FOR A TOTAL OF 0.3 HOUR/WEEK. LESS THAN 50,000 GPD-STAFFING BY A CLASS D OR HIGHER OPERATOR: 2 VISITS/WEEK ON NONCONSECUTIVE DAYS FOR A TOTAL OF 0.2 HOUR/WEEK. THERE SHALL BE NO MORE THAN 5 DAYS BETWEEN THE LAST VISIT IN ONE WEEK AND THE FIRST VISIT IN THE NEXT WEEK. | N | Y | NONA GLOBAL | 6590 NARCOOSSEE ROAD |  | ORLANDO | FL | 32822 |  | 3213035737 |  | JOSE NOTARO | TONY ESPOSITO | 12701 S. JOHN YOUNG PKWY. SUITE 209 |  | ORLANDO | FL | 32837 |  | 3213035737 |  | INVESTOR | 25 | 10800 | 18 | 2021-02-22 | 2021-01-22 | NC01 | 50
3 | ORANGE | CD | brightwood1@rrbiznet.com | 3480114 | COMMUNITY | CHLORINATION; AERATION FOR REMOVAL OF ANY SECONDARY CONTAMINANT, SULFIDE, OR ANY UNREGULATED CONTAMINANT; CORROSION CONTROL INHIBITOR ADDITION; HYPOCHLORINATION; IRON OR MANGANESE SEQUESTRATION; OR ULTRAVIOLET RADIATION. THE LEAD/CHIEF OPERATOR MUST BE CLASS C OR HIGHER. 5.0 MGD AND ABOVE-STAFFING BY CLASS C OR HIGHER OPERATOR: 6 HOURS/DAY FOR 5 DAYS/WEEK AND ONE VISIT ON EACH WEEKEND DAY. 3.0 MGD UP TO 5.0 MGD-STAFFING BY CLASS C OR HIGHER OPERATOR: 1 HOUR/DAY FOR 5 DAYS/WEEK AND ONE VISIT ON EACH WEEKEND DAY. 0.25 MGD UP TO 3.0 MGD-STAFFING BY CLASS C OR HIGHER OPERATOR: 5 VISITS/WEEK AND ONE VISIT EACH WEEKEND FOR A TOTAL OF 0.6 HOUR/WEEK. | N | Y | BRIGHTWOOD MANOR MHP | 838 W KELLY PARK RD |  | APOPKA | FL | 32712 |  | 4078864747 |  | MARVIN HAMILTON | MARIE GOODIN | 1826 S MAIN ST | STE 1 | AKRON | OH | 44301 |  | 3307733351 | 102 | INVESTOR | 420 | 250000 | 232 | 2016-03-23 | 2020-05-05 | DC05 | 500
3 | ORANGE | CD | CAMPITHIEL@JUNO.COM | 3480135 | NONCOMMUNITY | CHLORINATION; AERATION FOR REMOVAL OF ANY SECONDARY CONTAMINANT, SULFIDE, OR ANY UNREGULATED CONTAMINANT; CORROSION CONTROL INHIBITOR ADDITION; HYPOCHLORINATION; IRON OR MANGANESE SEQUESTRATION; OR ULTRAVIOLET RADIATION. THE LEAD/CHIEF OPERATOR MUST BE CLASS D OR HIGHER. 50,000 GPD UP TO 0.25 MGD-STAFFING BY CLASS D OR HIGHER OPERATOR: 3 VISITS/WEEK ON NONCONSECUTIVE DAYS FOR A TOTAL OF 0.3 HOUR/WEEK. LESS THAN 50,000 GPD-STAFFING BY A CLASS D OR HIGHER OPERATOR: 2 VISITS/WEEK ON NONCONSECUTIVE DAYS FOR A TOTAL OF 0.2 HOUR/WEEK. THERE SHALL BE NO MORE THAN 5 DAYS BETWEEN THE LAST VISIT IN ONE WEEK AND THE FIRST VISIT IN THE NEXT WEEK. | N | Y | CAMP ITHIEL | 2037 HEMPEL AVENUE |  | GOTHA | FL | 34734 |  | 4072933481 |  | MIKE NEFF | CAMP ITHIEL | P O BOX 165 |  | GOTHA | FL | 34734 |  | 4072933481 |  | OTHER | 25 | 21600 | 8 | 2021-02-12 | 2021-01-22 | NC01 | 50
3 | ORANGE | CD | NONE | 3480144 | NONCOMMUNITY | CHLORINATION; AERATION FOR REMOVAL OF ANY SECONDARY CONTAMINANT, SULFIDE, OR ANY UNREGULATED CONTAMINANT; CORROSION CONTROL INHIBITOR ADDITION; HYPOCHLORINATION; IRON OR MANGANESE SEQUESTRATION; OR ULTRAVIOLET RADIATION. THE LEAD/CHIEF OPERATOR MUST BE CLASS D OR HIGHER. 50,000 GPD UP TO 0.25 MGD-STAFFING BY CLASS D OR HIGHER OPERATOR: 3 VISITS/WEEK ON NONCONSECUTIVE DAYS FOR A TOTAL OF 0.3 HOUR/WEEK. LESS THAN 50,000 GPD-STAFFING BY A CLASS D OR HIGHER OPERATOR: 2 VISITS/WEEK ON NONCONSECUTIVE DAYS FOR A TOTAL OF 0.2 HOUR/WEEK. THERE SHALL BE NO MORE THAN 5 DAYS BETWEEN THE LAST VISIT IN ONE WEEK AND THE FIRST VISIT IN THE NEXT WEEK. | N | Y | Y.M.C.A. CAMP WEWA | 221 SOUTH BINION ROAD |  | APOPKA | FL | 32703 |  | 4078861240 |  | JANE HERTING | MIKE DUNGAN | 433 N MILLS AVE |  | ORLANDO | FL | 32803 |  | 4078869220 |  | OTHER | 25 | 43200 | 6 | 2014-06-17 | 2017-06-14 | NC01 | 50
3 | ORANGE | CD | JKUHNS@PLURISUSA.COM | 3480149 | COMMUNITY | ACTIVATED CARBON PROCESSES; DIATOMACEOUS EARTH FILTRATION; ION EXCHANGE FOR REMOVAL OF ANY PRIMARY CONTAMINANT; ION AND MANGANESE REMOVAL (OXIDATION, DETENTION, AND FILTRATION); OR SLOW SAND FILTRATION. LEAD/CHIEF OPERATOR MUST BE CLASS C OR HIGHER. 1.0 MGD UP TO 2.0 MGD-STAFFING BY CLASS C OR HIGHER OPERATOR: 6 HOURS/DAY FOR 5 DAYS/WEEK AND ONE VISIT ON EACH WEEKEND DAY. 0.5 MGD UP TO 1.0 MGD-STAFFING BY CLASS C OR HIGHER OPERATOR: 3 HOURS/DAY FOR 5 DAYS/WEEK AND ONE VISIT ON EACH WEEKEND DAY. 0.25 MGD UP TO 0.5 MGD-STAFFING BY CLASS C OR HIGHER OPERATOR: 1 HOUR/DAY FOR 5 DAYS/WEEK AND ONE VISIT ON EACH WEEKEND DAY. LESS THAN 0.25 MGD-STAFFING BY CLASS C OR HIGHER OPERATOR: 5 VISITS/WEEK AND ONE VISIT EACH WEEKEND FOR A TOTAL OF 1.8 HOURS/WEEK. | N | Y | PLURIS-WEDGEFIELD INC | 20751 SR 520 |  | ORLANDO | FL | 32833 |  | 4076973655 |  | JOE KUHNS | MAURICE GALLARDA | 150 TURTLE CREEK BLVD. | STE 207 | DALLAS | TX | 75207 |  | 2142203414 |  | INVESTOR | 5828 | 1037000 | 1665 | 2018-09-18 | 2021-08-02 | DC03 | 2000
3 | ORANGE | CD | kkrouse@apopka.net | 3480200 | COMMUNITY | CHLORINATION; AERATION FOR REMOVAL OF ANY SECONDARY CONTAMINANT, SULFIDE, OR ANY UNREGULATED CONTAMINANT; CORROSION CONTROL INHIBITOR ADDITION; HYPOCHLORINATION; IRON OR MANGANESE SEQUESTRATION; OR ULTRAVIOLET RADIATION. THE LEAD/CHIEF OPERATOR MUST BE CLASS C OR HIGHER. 5.0 MGD AND ABOVE-STAFFING BY CLASS C OR HIGHER OPERATOR: 6 HOURS/DAY FOR 5 DAYS/WEEK AND ONE VISIT ON EACH WEEKEND DAY. 3.0 MGD UP TO 5.0 MGD-STAFFING BY CLASS C OR HIGHER OPERATOR: 1 HOUR/DAY FOR 5 DAYS/WEEK AND ONE VISIT ON EACH WEEKEND DAY. 0.25 MGD UP TO 3.0 MGD-STAFFING BY CLASS C OR HIGHER OPERATOR: 5 VISITS/WEEK AND ONE VISIT EACH WEEKEND FOR A TOTAL OF 0.6 HOUR/WEEK. | N | Y | APOPKA, CITY OF (5 WTPS) | CORNER PARK AVE AND GROSSENBACHER DRIVE |  | APOPKA | FL | 32703 |  | 4077031787 |  | SCOTT KROUSE | GLEN BROOKS | 748 E. CLEVELAND ST. |  | APOPKA | FL | 32703 |  | 4077031731 |  | CITY | 63464 | 21564000 | 22666 | 2017-05-10 | 2020-08-26 | DC01 | 6000
3 | ORANGE | CD | ktracy@itsmymaitland.com | 3480203 | COMMUNITY | AERATION FOR REMOVAL OF ANY PRIMARY CONTAMINANT; ALKALINITY/PH ADJUSTMENT; CHLORAMIN ATION; CHLORINE DIOXIDE FOR OXIDATION OR DISINFECTION; FLUORIDATION; ION EXCHANGE FOR REMOVAL OF ANY SECONDARY CONTAMINANT, SULFIDE, OR ANY UNREGULATED CONTAMINANT; OR OZONATION. THE LEAD/CHIEF OPERATOR MUST BE CLASS C OR HIGHER. 5.0 MGD UP TO 10 MGD-STAFFING BY CLASS C OR HIGHER OPERATOR: 6 HOURS/DAY FOR 5 DAYS/WEEK AND ONE VISIT ON EACH WEEKEND DAY. 3.0 MGD UP TO 5.0 MGD-STAFFING BY CLASS C OR HIGHER OPERATOR: 3 HOURS/DAY FOR 5 DAYS/WEEK AND ONE VISIT ON EACH WEEKEND DAY. 1.0 MGD UP TO 3.0 MGD-STAFFING BY CLASS C OR HIGHER OPERATOR: 1 HOUR/DAY FOR 5 DAYS/WEEK AND ONE VISIT ON EACH WEEKEND DAY. 0.1 MGD UP TO 1.0 MGD-STAFFING BY CLASS C OR HIGHER OPERATOR: 5 VISITS/WEEK AND ONE VISIT EACH WEEKEND FOR A TOTAL OF 1.2 HOURS/WEEK. | N | Y | MAITLAND, CITY OF (3 WPS) | 1827 FENNELL STREET |  | MAITLAND | FL | 32751 | 5639 | 4078752115 |  | KAREN MCCULLEN | KIMBERLEY O. TRACY, P.E., CSM | 1827 FENNELL ST |  | MAITLAND | FL | 32751 | 5639 | 4073396216 |  | MUNICIPALITY | 13370 | 6804000 | 3820 | 2019-06-20 | 2019-03-29 | DC02 | 4000
3 | ORANGE | CD | CHARLES.SMITH@OCOEE.ORG | 3480204 | COMMUNITY | CHLORINATION; AERATION FOR REMOVAL OF ANY SECONDARY CONTAMINANT, SULFIDE, OR ANY UNREGULATED CONTAMINANT; CORROSION CONTROL INHIBITOR ADDITION; HYPOCHLORINATION; IRON OR MANGANESE SEQUESTRATION; OR ULTRAVIOLET RADIATION. THE LEAD/CHIEF OPERATOR MUST BE CLASS C OR HIGHER. 5.0 MGD AND ABOVE-STAFFING BY CLASS C OR HIGHER OPERATOR: 6 HOURS/DAY FOR 5 DAYS/WEEK AND ONE VISIT ON EACH WEEKEND DAY. 3.0 MGD UP TO 5.0 MGD-STAFFING BY CLASS C OR HIGHER OPERATOR: 1 HOUR/DAY FOR 5 DAYS/WEEK AND ONE VISIT ON EACH WEEKEND DAY. 0.25 MGD UP TO 3.0 MGD-STAFFING BY CLASS C OR HIGHER OPERATOR: 5 VISITS/WEEK AND ONE VISIT EACH WEEKEND FOR A TOTAL OF 0.6 HOUR/WEEK. | N | Y | OCOEE, CITY OF (2 WPS) | SOUTH MAGUIRE ROAD |  | OCOEE | FL | 34761 |  | 4078770242 |  | TRENT HOPPER | CITY OF OCOEE | 150 N LAKESHORE DR |  | OCOEE | FL | 34761 | 2258 | 4079053100 | 4000 | MUNICIPALITY | 34000 | 10850000 | 11834 | 2014-04-04 | 2020-09-03 | DC01 | 6000
3 | ORANGE | CD | DEREKVICKERS885@GMAIL.COM | 3480226 | COMMUNITY | CHLORINATION; AERATION FOR REMOVAL OF ANY SECONDARY CONTAMINANT, SULFIDE, OR ANY UNREGULATED CONTAMINANT; CORROSION CONTROL INHIBITOR ADDITION; HYPOCHLORINATION; IRON OR MANGANESE SEQUESTRATION; OR ULTRAVIOLET RADIATION. THE LEAD/CHIEF OPERATOR MUST BE CLASS D OR HIGHER. 50,000 GPD UP TO 0.25 MGD-STAFFING BY CLASS D OR HIGHER OPERATOR: 3 VISITS/WEEK ON NONCONSECUTIVE DAYS FOR A TOTAL OF 0.3 HOUR/WEEK. LESS THAN 50,000 GPD-STAFFING BY A CLASS D OR HIGHER OPERATOR: 2 VISITS/WEEK ON NONCONSECUTIVE DAYS FOR A TOTAL OF 0.2 HOUR/WEEK. THERE SHALL BE NO MORE THAN 5 DAYS BETWEEN THE LAST VISIT IN ONE WEEK AND THE FIRST VISIT IN THE NEXT WEEK. | N | Y | UNIVERSITY SUN ESTATES | 16268 E COLONIAL DR |  | ORLANDO | FL | 32708 |  | 5404307343 |  | DEREK VICKERS | DEREK VICKERS | 10101 N FLORIDA AVE | #67A | TAMPA | FL | 33612 |  | 5404307343 |  | INVESTOR | 90 | 23040 | 36 | 2018-08-10 | 2021-03-04 | DC06 | 100
3 | ORANGE | CD |  | 3480255 | COMMUNITY | NO TREATMENT--CONSECUTIVE SYSTEMS ONLY | N | Y | CRESCENT HEIGHTS S/D(CONSEC) | AMELIA ST |  | ORLANDO | FL | 32814 |  | 4078691919 |  | BRYAN GONGRE | GARY RUDKIN | 200 WEATHERSFIELD AVE |  | ALTAMONTE SPRINGS | FL | 32714 |  | 4077745078 |  | INVESTOR/LICENSED PUBLIC UTILITIES | 969 | 1 | 277 | 2012-05-10 | 2019-03-08 | PC02 | 100
3 | ORANGE | CD | none | 3480261 | NONCOMMUNITY | CHLORINATION; AERATION FOR REMOVAL OF ANY SECONDARY CONTAMINANT, SULFIDE, OR ANY UNREGULATED CONTAMINANT; CORROSION CONTROL INHIBITOR ADDITION; HYPOCHLORINATION; IRON OR MANGANESE SEQUESTRATION; OR ULTRAVIOLET RADIATION. THE LEAD/CHIEF OPERATOR MUST BE CLASS D OR HIGHER. 50,000 GPD UP TO 0.25 MGD-STAFFING BY CLASS D OR HIGHER OPERATOR: 3 VISITS/WEEK ON NONCONSECUTIVE DAYS FOR A TOTAL OF 0.3 HOUR/WEEK. LESS THAN 50,000 GPD-STAFFING BY A CLASS D OR HIGHER OPERATOR: 2 VISITS/WEEK ON NONCONSECUTIVE DAYS FOR A TOTAL OF 0.2 HOUR/WEEK. THERE SHALL BE NO MORE THAN 5 DAYS BETWEEN THE LAST VISIT IN ONE WEEK AND THE FIRST VISIT IN THE NEXT WEEK. | N | Y | CITGO FOOD MART | 7155 EDGEWATER DR |  | ORLANDO | FL | 32810 |  | 4075229555 |  | NICK SHAH | NICK SHAH | 1402 COUNTRY RIDGE PL |  | ORLANDO | FL | 32835 | 8020 | 3215363986 |  | INVESTOR | 25 | 16000 | 1 | 2017-04-06 | 2021-04-14 | NC01 | 50
3 | ORANGE | CD | Jacqueline.torbert@ocfl.net | 3480265 | COMMUNITY | NO TREATMENT--CONSECUTIVE SYSTEMS ONLY | N | Y | OCUD/DAETWYLER SHORES (CONSEC) | CORNER OF VIA FLORA AND MCCOY ROAD |  | ORLANDO | FL | 32812 |  | 4072549500 |  |  | JACQUELINE TORBERT | 9100 CURRY FORD RD |  | ORLANDO | FL | 32825 |  | 4072549850 |  | COUNTY | 189 | 1 | 54 | 2099-10-20 | 2019-03-08 | PC01 | 50
3 | ORANGE | CD | none | 3480267 | NONCOMMUNITY | CHLORINATION; AERATION FOR REMOVAL OF ANY SECONDARY CONTAMINANT, SULFIDE, OR ANY UNREGULATED CONTAMINANT; CORROSION CONTROL INHIBITOR ADDITION; HYPOCHLORINATION; IRON OR MANGANESE SEQUESTRATION; OR ULTRAVIOLET RADIATION. THE LEAD/CHIEF OPERATOR MUST BE CLASS D OR HIGHER. 50,000 GPD UP TO 0.25 MGD-STAFFING BY CLASS D OR HIGHER OPERATOR: 3 VISITS/WEEK ON NONCONSECUTIVE DAYS FOR A TOTAL OF 0.3 HOUR/WEEK. LESS THAN 50,000 GPD-STAFFING BY A CLASS D OR HIGHER OPERATOR: 2 VISITS/WEEK ON NONCONSECUTIVE DAYS FOR A TOTAL OF 0.2 HOUR/WEEK. THERE SHALL BE NO MORE THAN 5 DAYS BETWEEN THE LAST VISIT IN ONE WEEK AND THE FIRST VISIT IN THE NEXT WEEK. | N | Y | ALS PIZZA AND WINGS | 7153 ROSE AV |  | ORLANDO | FL | 32808 |  | 4072903182 |  | JOHN SANDRONI | JOHN SANDRONI | 2816 W FAIRBANKS AVE |  | WINTER PARK | FL | 32789 |  | 4076472288 |  | INVESTOR | 25 | 17278 | 3 | 2016-05-18 | 2018-11-07 | NC01 | 50
3 | ORANGE | CD |  | 3480272 | COMMUNITY | NO TREATMENT--CONSECUTIVE SYSTEMS ONLY | N | Y | DAVIS SHORES (CONSEC) | MAIN ST |  | WINDERMERE | FL | 34786 |  | 4078691919 |  | GARY RUDKIN | GARY RUDKIN | 200 WEATHERSFIELD AVE |  | ALTAMONTE SPRINGS | FL | 32714 |  | 4077745078 |  | INVESTOR/LICENSED PUBLIC UTILITIES | 143 | 1 | 42 | 2012-05-10 | 2019-03-08 | PC01 | 50
3 | ORANGE | CD | Nonerr | 3480289 | COMMUNITY | CHLORINATION; AERATION FOR REMOVAL OF ANY SECONDARY CONTAMINANT, SULFIDE, OR ANY UNREGULATED CONTAMINANT; CORROSION CONTROL INHIBITOR ADDITION; HYPOCHLORINATION; IRON OR MANGANESE SEQUESTRATION; OR ULTRAVIOLET RADIATION. THE LEAD/CHIEF OPERATOR MUST BE CLASS D OR HIGHER. 50,000 GPD UP TO 0.25 MGD-STAFFING BY CLASS D OR HIGHER OPERATOR: 3 VISITS/WEEK ON NONCONSECUTIVE DAYS FOR A TOTAL OF 0.3 HOUR/WEEK. LESS THAN 50,000 GPD-STAFFING BY A CLASS D OR HIGHER OPERATOR: 2 VISITS/WEEK ON NONCONSECUTIVE DAYS FOR A TOTAL OF 0.2 HOUR/WEEK. THERE SHALL BE NO MORE THAN 5 DAYS BETWEEN THE LAST VISIT IN ONE WEEK AND THE FIRST VISIT IN THE NEXT WEEK. | N | Y | DE NEEF VILLAGE | 5237 DENEEF ST |  | APOPKA | FL | 32703 |  | 4076561851 |  | MIKE MCNABB | MIKE MCNABB | 10489 JAY ST |  | APOPKA | FL | 32703 |  | 4075543699 |  | INVESTOR | 150 | 36000 | 60 | 2018-11-07 | 2021-03-04 | DC06 | 100
3 | ORANGE | CD | none | 3480321 | NONCOMMUNITY | CHLORINATION; AERATION FOR REMOVAL OF ANY SECONDARY CONTAMINANT, SULFIDE, OR ANY UNREGULATED CONTAMINANT; CORROSION CONTROL INHIBITOR ADDITION; HYPOCHLORINATION; IRON OR MANGANESE SEQUESTRATION; OR ULTRAVIOLET RADIATION. THE LEAD/CHIEF OPERATOR MUST BE CLASS D OR HIGHER. 50,000 GPD UP TO 0.25 MGD-STAFFING BY CLASS D OR HIGHER OPERATOR: 3 VISITS/WEEK ON NONCONSECUTIVE DAYS FOR A TOTAL OF 0.3 HOUR/WEEK. LESS THAN 50,000 GPD-STAFFING BY A CLASS D OR HIGHER OPERATOR: 2 VISITS/WEEK ON NONCONSECUTIVE DAYS FOR A TOTAL OF 0.2 HOUR/WEEK. THERE SHALL BE NO MORE THAN 5 DAYS BETWEEN THE LAST VISIT IN ONE WEEK AND THE FIRST VISIT IN THE NEXT WEEK. | N | Y | VILLAGE INN MOTEL | 17883 E COLONIAL DR |  | ORLANDO | FL | 32820 |  | 4075685431 |  | HERNAN DUARTE | HERNAN DUARTE | 17883 E COLONIAL DR |  | ORLANDO | FL | 32820 |  | 4075685431 |  | INVESTOR | 25 | 6480 | 33 | 2017-04-12 | 2017-04-12 | NC01 | 50
3 | ORANGE | CD | CANADY@TOWNOFEATONVILLE.ORG | 3480327 | COMMUNITY | AERATION FOR REMOVAL OF ANY PRIMARY CONTAMINANT; ALKALINITY/PH ADJUSTMENT; CHLORAMIN ATION; CHLORINE DIOXIDE FOR OXIDATION OR DISINFECTION; FLUORIDATION; ION EXCHANGE FOR REMOVAL OF ANY SECONDARY CONTAMINANT, SULFIDE, OR ANY UNREGULATED CONTAMINANT; OR OZONATION. THE LEAD/CHIEF OPERATOR MUST BE CLASS C OR HIGHER. 5.0 MGD UP TO 10 MGD-STAFFING BY CLASS C OR HIGHER OPERATOR: 6 HOURS/DAY FOR 5 DAYS/WEEK AND ONE VISIT ON EACH WEEKEND DAY. 3.0 MGD UP TO 5.0 MGD-STAFFING BY CLASS C OR HIGHER OPERATOR: 3 HOURS/DAY FOR 5 DAYS/WEEK AND ONE VISIT ON EACH WEEKEND DAY. 1.0 MGD UP TO 3.0 MGD-STAFFING BY CLASS C OR HIGHER OPERATOR: 1 HOUR/DAY FOR 5 DAYS/WEEK AND ONE VISIT ON EACH WEEKEND DAY. 0.1 MGD UP TO 1.0 MGD-STAFFING BY CLASS C OR HIGHER OPERATOR: 5 VISITS/WEEK AND ONE VISIT EACH WEEKEND FOR A TOTAL OF 1.2 HOURS/WEEK. | N | Y | TOWN OF EATONVILLE | 332 E. KENNEDY BLVD |  | EATONVILLE | FL | 32751 |  | 4076231313 | 238 | RHONDA ANDERSON | KATRINA GIBSON | 307 E KENNEDY BLVD |  | EATONVILLE | FL | 32751 |  | 4076238900 | 8913 | MUNICIPALITY | 2727 | 1440000 | 779 | 2018-01-18 | 2020-05-05 | DC03 | 2000
3 | ORANGE | CD | CURTIS.WADE@UCF.EDU | 3480409 | COMMUNITY | CHLORINATION; AERATION FOR REMOVAL OF ANY SECONDARY CONTAMINANT, SULFIDE, OR ANY UNREGULATED CONTAMINANT; CORROSION CONTROL INHIBITOR ADDITION; HYPOCHLORINATION; IRON OR MANGANESE SEQUESTRATION; OR ULTRAVIOLET RADIATION. THE LEAD/CHIEF OPERATOR MUST BE CLASS C OR HIGHER. 5.0 MGD AND ABOVE-STAFFING BY CLASS C OR HIGHER OPERATOR: 6 HOURS/DAY FOR 5 DAYS/WEEK AND ONE VISIT ON EACH WEEKEND DAY. 3.0 MGD UP TO 5.0 MGD-STAFFING BY CLASS C OR HIGHER OPERATOR: 1 HOUR/DAY FOR 5 DAYS/WEEK AND ONE VISIT ON EACH WEEKEND DAY. 0.25 MGD UP TO 3.0 MGD-STAFFING BY CLASS C OR HIGHER OPERATOR: 5 VISITS/WEEK AND ONE VISIT EACH WEEKEND FOR A TOTAL OF 0.6 HOUR/WEEK. | N | Y | UNIVERSITY OF CENTRAL FLORIDA | CORNER OF GEMINI BLVD. & LIBRA DR. |  | ORLANDO | FL | 32816 | 3600 | 4078232471 |  | GORDON R. DEHLER | CURTIS WADE | 3546 S. PERSEUS LOOP | BLDG. 16 | ORLANDO | FL | 32816 |  | 4078232053 |  | STATE | 44108 | 3024000 | 217 | 2014-06-19 | 2021-07-09 | DC03 | 2000
3 | ORANGE | CD | southshorereds@embarqmail.com | 3480457 | NONTRANSIENT NONCOMMUNITY | CHLORINATION; AERATION FOR REMOVAL OF ANY SECONDARY CONTAMINANT, SULFIDE, OR ANY UNREGULATED CONTAMINANT; CORROSION CONTROL INHIBITOR ADDITION; HYPOCHLORINATION; IRON OR MANGANESE SEQUESTRATION; OR ULTRAVIOLET RADIATION. THE LEAD/CHIEF OPERATOR MUST BE CLASS D OR HIGHER. 50,000 GPD UP TO 0.25 MGD-STAFFING BY CLASS D OR HIGHER OPERATOR: 3 VISITS/WEEK ON NONCONSECUTIVE DAYS FOR A TOTAL OF 0.3 HOUR/WEEK. LESS THAN 50,000 GPD-STAFFING BY A CLASS D OR HIGHER OPERATOR: 2 VISITS/WEEK ON NONCONSECUTIVE DAYS FOR A TOTAL OF 0.2 HOUR/WEEK. THERE SHALL BE NO MORE THAN 5 DAYS BETWEEN THE LAST VISIT IN ONE WEEK AND THE FIRST VISIT IN THE NEXT WEEK. | N | Y | SOUTH SHORE PARK, INC | 17525 BROAD ST |  | KILLARNEY | FL | 32740 |  | 4078779927 |  | PENNY JOHNSON | ROBERT E CAREY | 638 COUNTRY CLUB DR |  | WINTER PARK | FL | 32789 |  | 4076450684 |  | INVESTOR | 50 | 16000 | 20 | 2010-01-22 | 2021-06-11 | NTNC | 100
3 | ORANGE | CD | NONE10/10/01 | 3480458 | NONCOMMUNITY | CHLORINATION; AERATION FOR REMOVAL OF ANY SECONDARY CONTAMINANT, SULFIDE, OR ANY UNREGULATED CONTAMINANT; CORROSION CONTROL INHIBITOR ADDITION; HYPOCHLORINATION; IRON OR MANGANESE SEQUESTRATION; OR ULTRAVIOLET RADIATION. THE LEAD/CHIEF OPERATOR MUST BE CLASS D OR HIGHER. 50,000 GPD UP TO 0.25 MGD-STAFFING BY CLASS D OR HIGHER OPERATOR: 3 VISITS/WEEK ON NONCONSECUTIVE DAYS FOR A TOTAL OF 0.3 HOUR/WEEK. LESS THAN 50,000 GPD-STAFFING BY A CLASS D OR HIGHER OPERATOR: 2 VISITS/WEEK ON NONCONSECUTIVE DAYS FOR A TOTAL OF 0.2 HOUR/WEEK. THERE SHALL BE NO MORE THAN 5 DAYS BETWEEN THE LAST VISIT IN ONE WEEK AND THE FIRST VISIT IN THE NEXT WEEK. | N | Y | GOURDNECK VILLAGE | 17517 COTTAGE CT |  | KILLARNEY | FL | 34740 |  | 4076562595 |  | RENDEL WILLIAMS | RENDEL WILLIAMS | PO BOX 67 | 17517 COTTAGE CT | KILLARNEY | FL | 34740 |  | 4076562595 |  | INVESTOR | 25 | 19000 | 16 | 2014-04-02 | 2017-06-16 | NC01 | 50
3 | ORANGE | CD | None | 3480502 | COMMUNITY | CHLORINATION; AERATION FOR REMOVAL OF ANY SECONDARY CONTAMINANT, SULFIDE, OR ANY UNREGULATED CONTAMINANT; CORROSION CONTROL INHIBITOR ADDITION; HYPOCHLORINATION; IRON OR MANGANESE SEQUESTRATION; OR ULTRAVIOLET RADIATION. THE LEAD/CHIEF OPERATOR MUST BE CLASS C OR HIGHER. 5.0 MGD AND ABOVE-STAFFING BY CLASS C OR HIGHER OPERATOR: 6 HOURS/DAY FOR 5 DAYS/WEEK AND ONE VISIT ON EACH WEEKEND DAY. 3.0 MGD UP TO 5.0 MGD-STAFFING BY CLASS C OR HIGHER OPERATOR: 1 HOUR/DAY FOR 5 DAYS/WEEK AND ONE VISIT ON EACH WEEKEND DAY. 0.25 MGD UP TO 3.0 MGD-STAFFING BY CLASS C OR HIGHER OPERATOR: 5 VISITS/WEEK AND ONE VISIT EACH WEEKEND FOR A TOTAL OF 0.6 HOUR/WEEK. | N | Y | VALLEY MHP, THE | 5100 ROUND LAKE RD |  | APOPKA | FL | 32712 |  | 4078801212 |  |  | APRIL ROLLIE | 27777 FRANKLIN ROAD | SUITE 200 | SOUTHFIELD | MI | 48034 |  | 2488640393 |  | INVESTOR | 98 | 259200 | 160 | 2017-08-25 | 2019-11-04 | DC05 | 500
3 | ORANGE | CD | none | 3480541 | NONCOMMUNITY | CHLORINATION; AERATION FOR REMOVAL OF ANY SECONDARY CONTAMINANT, SULFIDE, OR ANY UNREGULATED CONTAMINANT; CORROSION CONTROL INHIBITOR ADDITION; HYPOCHLORINATION; IRON OR MANGANESE SEQUESTRATION; OR ULTRAVIOLET RADIATION. THE LEAD/CHIEF OPERATOR MUST BE CLASS D OR HIGHER. 50,000 GPD UP TO 0.25 MGD-STAFFING BY CLASS D OR HIGHER OPERATOR: 3 VISITS/WEEK ON NONCONSECUTIVE DAYS FOR A TOTAL OF 0.3 HOUR/WEEK. LESS THAN 50,000 GPD-STAFFING BY A CLASS D OR HIGHER OPERATOR: 2 VISITS/WEEK ON NONCONSECUTIVE DAYS FOR A TOTAL OF 0.2 HOUR/WEEK. THERE SHALL BE NO MORE THAN 5 DAYS BETWEEN THE LAST VISIT IN ONE WEEK AND THE FIRST VISIT IN THE NEXT WEEK. | N | Y | HILLTOP MOBILE HOME PARK | 6101 BEGGS RD |  | ORLANDO | FL | 32810 |  | 4073662189 |  | BILL HOUK | BILL HOUK | 1141 GROVELAND DR |  | CHULUOTA | FL | 32766 |  | 4074637109 |  | INVESTOR | 25 | 18000 | 23 | 2014-04-15 | 2021-08-24 | NC01 | 50
3 | ORANGE | CD |  | 3480555 | COMMUNITY | CHLORINATION; AERATION FOR REMOVAL OF ANY SECONDARY CONTAMINANT, SULFIDE, OR ANY UNREGULATED CONTAMINANT; CORROSION CONTROL INHIBITOR ADDITION; HYPOCHLORINATION; IRON OR MANGANESE SEQUESTRATION; OR ULTRAVIOLET RADIATION. THE LEAD/CHIEF OPERATOR MUST BE CLASS D OR HIGHER. 50,000 GPD UP TO 0.25 MGD-STAFFING BY CLASS D OR HIGHER OPERATOR: 3 VISITS/WEEK ON NONCONSECUTIVE DAYS FOR A TOTAL OF 0.3 HOUR/WEEK. LESS THAN 50,000 GPD-STAFFING BY A CLASS D OR HIGHER OPERATOR: 2 VISITS/WEEK ON NONCONSECUTIVE DAYS FOR A TOTAL OF 0.2 HOUR/WEEK. THERE SHALL BE NO MORE THAN 5 DAYS BETWEEN THE LAST VISIT IN ONE WEEK AND THE FIRST VISIT IN THE NEXT WEEK. | N | Y | HOLIDAY ACRES MOBILE HOME PARK | 333 HOLIDAY ACRES DR |  | ORLANDO | FL | 32867 |  | 4072366322 |  | BEN PITTMAN | BRADLEY DRESSLER | 49 SW FLAGLER AVE. | STE 201 | STUART | FL | 34994 |  | 7722213500 |  | INVESTOR | 78 | 27360 | 33 | 2014-12-10 | 2020-03-17 | DC06 | 100
3 | ORANGE | CD | CHRISTMASRVPARK@YAHOO.COM | 3480664 | NONCOMMUNITY | CHLORINATION; AERATION FOR REMOVAL OF ANY SECONDARY CONTAMINANT, SULFIDE, OR ANY UNREGULATED CONTAMINANT; CORROSION CONTROL INHIBITOR ADDITION; HYPOCHLORINATION; IRON OR MANGANESE SEQUESTRATION; OR ULTRAVIOLET RADIATION. THE LEAD/CHIEF OPERATOR MUST BE CLASS D OR HIGHER. 50,000 GPD UP TO 0.25 MGD-STAFFING BY CLASS D OR HIGHER OPERATOR: 3 VISITS/WEEK ON NONCONSECUTIVE DAYS FOR A TOTAL OF 0.3 HOUR/WEEK. LESS THAN 50,000 GPD-STAFFING BY A CLASS D OR HIGHER OPERATOR: 2 VISITS/WEEK ON NONCONSECUTIVE DAYS FOR A TOTAL OF 0.2 HOUR/WEEK. THERE SHALL BE NO MORE THAN 5 DAYS BETWEEN THE LAST VISIT IN ONE WEEK AND THE FIRST VISIT IN THE NEXT WEEK. | N | Y | CHRISTMAS RV PARK | 25525 E.COLONIAL DR |  | CHRISTMAS | FL | 32709 |  | 4075685207 |  | BILL DALE | WILLIAM BIGELOW | PO BOX 371491 |  | LAS VEGAS | NV | 89137 | 1491 | 7022439257 |  | INVESTOR | 25 | 48240 | 168 | 2021-02-22 | 2021-01-19 | NC01 | 50
3 | ORANGE | CD | none | 3480677 | NONCOMMUNITY | CHLORINATION; AERATION FOR REMOVAL OF ANY SECONDARY CONTAMINANT, SULFIDE, OR ANY UNREGULATED CONTAMINANT; CORROSION CONTROL INHIBITOR ADDITION; HYPOCHLORINATION; IRON OR MANGANESE SEQUESTRATION; OR ULTRAVIOLET RADIATION. THE LEAD/CHIEF OPERATOR MUST BE CLASS D OR HIGHER. 50,000 GPD UP TO 0.25 MGD-STAFFING BY CLASS D OR HIGHER OPERATOR: 3 VISITS/WEEK ON NONCONSECUTIVE DAYS FOR A TOTAL OF 0.3 HOUR/WEEK. LESS THAN 50,000 GPD-STAFFING BY A CLASS D OR HIGHER OPERATOR: 2 VISITS/WEEK ON NONCONSECUTIVE DAYS FOR A TOTAL OF 0.2 HOUR/WEEK. THERE SHALL BE NO MORE THAN 5 DAYS BETWEEN THE LAST VISIT IN ONE WEEK AND THE FIRST VISIT IN THE NEXT WEEK. | N | Y | LOCK HAVEN BAPTIST CHURCH | 14246 BOGGY CREEK RD |  | ORLANDO | FL | 32824 |  | 4078570461 |  | ROBERT BURNEY | LOCH HAVEN BAPTIST CHURCH | 14246 BOGGY CREEK RD |  | ORLANDO | FL | 32824 |  | 4078570461 |  | INVESTOR | 25 | 43000 | 5 | 2021-02-12 | 2021-01-22 | NC01 | 50
3 | ORANGE | CD |  | 3480681 | COMMUNITY | CHLORINATION; AERATION FOR REMOVAL OF ANY SECONDARY CONTAMINANT, SULFIDE, OR ANY UNREGULATED CONTAMINANT; CORROSION CONTROL INHIBITOR ADDITION; HYPOCHLORINATION; IRON OR MANGANESE SEQUESTRATION; OR ULTRAVIOLET RADIATION. THE LEAD/CHIEF OPERATOR MUST BE CLASS D OR HIGHER. 50,000 GPD UP TO 0.25 MGD-STAFFING BY CLASS D OR HIGHER OPERATOR: 3 VISITS/WEEK ON NONCONSECUTIVE DAYS FOR A TOTAL OF 0.3 HOUR/WEEK. LESS THAN 50,000 GPD-STAFFING BY A CLASS D OR HIGHER OPERATOR: 2 VISITS/WEEK ON NONCONSECUTIVE DAYS FOR A TOTAL OF 0.2 HOUR/WEEK. THERE SHALL BE NO MORE THAN 5 DAYS BETWEEN THE LAST VISIT IN ONE WEEK AND THE FIRST VISIT IN THE NEXT WEEK. | N | Y | HARRISON'S TRAILER PARK | 3414 WALKER ROAD |  | APOPKA | FL | 32703 |  | 4078892437 |  | SHERRIE PORTER | HARRISON'S TRAILER PARK | PO BOX 755 |  | GOTHA | FL | 34734 | 755 | 4072354351 |  | INVESTOR | 70 | 36000 | 35 | 2006-06-07 | 2019-12-05 | DC06 | 100
3 | ORANGE | CD | None | 3480695 | COMMUNITY | CHLORINATION; AERATION FOR REMOVAL OF ANY SECONDARY CONTAMINANT, SULFIDE, OR ANY UNREGULATED CONTAMINANT; CORROSION CONTROL INHIBITOR ADDITION; HYPOCHLORINATION; IRON OR MANGANESE SEQUESTRATION; OR ULTRAVIOLET RADIATION. THE LEAD/CHIEF OPERATOR MUST BE CLASS D OR HIGHER. 50,000 GPD UP TO 0.25 MGD-STAFFING BY CLASS D OR HIGHER OPERATOR: 3 VISITS/WEEK ON NONCONSECUTIVE DAYS FOR A TOTAL OF 0.3 HOUR/WEEK. LESS THAN 50,000 GPD-STAFFING BY A CLASS D OR HIGHER OPERATOR: 2 VISITS/WEEK ON NONCONSECUTIVE DAYS FOR A TOTAL OF 0.2 HOUR/WEEK. THERE SHALL BE NO MORE THAN 5 DAYS BETWEEN THE LAST VISIT IN ONE WEEK AND THE FIRST VISIT IN THE NEXT WEEK. | N | Y | LAKE DOWNEY MOBILE HOME PARK | 9894 DOWNEY COVE DRIVE |  | ORLANDO | FL | 32825 | 5557 | 4072773510 |  | LORIANO & ESPERANZA (EPY) MERCADO | MR MANOHAR JAIN | 4800 S APOPKA-VINELAND RD |  | ORLANDO | FL | 32819 |  | 4078765555 |  | INVESTOR | 200 | 180000 | 62 | 2017-04-06 | 2021-05-26 | DC05 | 500
3 | ORANGE | CD | Jacqueline.torbert@ocfl.net | 3480700 | COMMUNITY | CHLORINATION; AERATION FOR REMOVAL OF ANY SECONDARY CONTAMINANT, SULFIDE, OR ANY UNREGULATED CONTAMINANT; CORROSION CONTROL INHIBITOR ADDITION; HYPOCHLORINATION; IRON OR MANGANESE SEQUESTRATION; OR ULTRAVIOLET RADIATION. THE LEAD/CHIEF OPERATOR MUST BE CLASS D OR HIGHER. 50,000 GPD UP TO 0.25 MGD-STAFFING BY CLASS D OR HIGHER OPERATOR: 3 VISITS/WEEK ON NONCONSECUTIVE DAYS FOR A TOTAL OF 0.3 HOUR/WEEK. LESS THAN 50,000 GPD-STAFFING BY A CLASS D OR HIGHER OPERATOR: 2 VISITS/WEEK ON NONCONSECUTIVE DAYS FOR A TOTAL OF 0.2 HOUR/WEEK. THERE SHALL BE NO MORE THAN 5 DAYS BETWEEN THE LAST VISIT IN ONE WEEK AND THE FIRST VISIT IN THE NEXT WEEK. | N | Y | OCUD/LAKE JOHN SHORES WTR SYS | 276 S. 4TH ST. |  | OAKLAND | FL | 32760 |  | 4072549850 |  | JACQULINE TORBERT | OCUD/LAKE JOHN SHORES | 9100 CURRY FORD RD |  | ORLANDO | FL | 32825 |  | 4072549500 |  | COUNTY | 67 | 14400 | 19 | 2013-07-22 | 2021-03-04 | DC06 | 100
3 | ORANGE | CD | NONE | 3480709 | NONCOMMUNITY | CHLORINATION; AERATION FOR REMOVAL OF ANY SECONDARY CONTAMINANT, SULFIDE, OR ANY UNREGULATED CONTAMINANT; CORROSION CONTROL INHIBITOR ADDITION; HYPOCHLORINATION; IRON OR MANGANESE SEQUESTRATION; OR ULTRAVIOLET RADIATION. THE LEAD/CHIEF OPERATOR MUST BE CLASS D OR HIGHER. 50,000 GPD UP TO 0.25 MGD-STAFFING BY CLASS D OR HIGHER OPERATOR: 3 VISITS/WEEK ON NONCONSECUTIVE DAYS FOR A TOTAL OF 0.3 HOUR/WEEK. LESS THAN 50,000 GPD-STAFFING BY A CLASS D OR HIGHER OPERATOR: 2 VISITS/WEEK ON NONCONSECUTIVE DAYS FOR A TOTAL OF 0.2 HOUR/WEEK. THERE SHALL BE NO MORE THAN 5 DAYS BETWEEN THE LAST VISIT IN ONE WEEK AND THE FIRST VISIT IN THE NEXT WEEK. | N | Y | RODEWAY INN | 1317 S ORANGE BLOSSOM TR |  | APOPKA | FL | 32703 |  | 4078861010 |  | KALPESH CHAUHAN | RODEWAY INN | 1317 S ORANGE BLOSSOM TRAIL |  | APOPKA | FL | 32703 |  | 4078861010 |  | INVESTOR | 25 | 19000 | 1 | 2014-08-10 | 2017-08-18 | NC01 | 50
3 | ORANGE | CD | none | 3480755 | NONCOMMUNITY | CHLORINATION; AERATION FOR REMOVAL OF ANY SECONDARY CONTAMINANT, SULFIDE, OR ANY UNREGULATED CONTAMINANT; CORROSION CONTROL INHIBITOR ADDITION; HYPOCHLORINATION; IRON OR MANGANESE SEQUESTRATION; OR ULTRAVIOLET RADIATION. THE LEAD/CHIEF OPERATOR MUST BE CLASS D OR HIGHER. 50,000 GPD UP TO 0.25 MGD-STAFFING BY CLASS D OR HIGHER OPERATOR: 3 VISITS/WEEK ON NONCONSECUTIVE DAYS FOR A TOTAL OF 0.3 HOUR/WEEK. LESS THAN 50,000 GPD-STAFFING BY A CLASS D OR HIGHER OPERATOR: 2 VISITS/WEEK ON NONCONSECUTIVE DAYS FOR A TOTAL OF 0.2 HOUR/WEEK. THERE SHALL BE NO MORE THAN 5 DAYS BETWEEN THE LAST VISIT IN ONE WEEK AND THE FIRST VISIT IN THE NEXT WEEK. | N | Y | LIME TREE PARK | 444 RAWLES AVE |  | ORLANDO | FL | 32833 |  | 4075682060 |  | RAY ALDRIDGE | LIME TREE PARK | 1249 SUNFLOWER TRAIL |  | ORLANDO | FL | 32828 |  | 4074664433 |  | INVESTOR | 16 | 10800 | 25 | 2021-02-12 | 2021-01-22 | NC01 | 50
3 | ORANGE | CD | Jacqueline.torbert@ocfl.net | 3480792 | COMMUNITY | NO TREATMENT--CONSECUTIVE SYSTEMS ONLY | N | Y | OCUD/MAGNOLIA WOODS CONSEC.WTR SYSTEM | 105 MARKEL DR |  | OCOEE | FL | 34787 |  | 4072549850 |  | JACQUELINE TORBERT | JACQUELINE TORBERT | 9100 CURRY FORD RD |  | ORLANDO | FL | 32825 |  | 4072549850 |  | COUNTY | 347 | 1 | 99 | 2098-12-15 | 2021-07-29 | PC01 | 50
3 | ORANGE | CD |  | 3480901 | NONCOMMUNITY | CHLORINATION; AERATION FOR REMOVAL OF ANY SECONDARY CONTAMINANT, SULFIDE, OR ANY UNREGULATED CONTAMINANT; CORROSION CONTROL INHIBITOR ADDITION; HYPOCHLORINATION; IRON OR MANGANESE SEQUESTRATION; OR ULTRAVIOLET RADIATION. THE LEAD/CHIEF OPERATOR MUST BE CLASS D OR HIGHER. 50,000 GPD UP TO 0.25 MGD-STAFFING BY CLASS D OR HIGHER OPERATOR: 3 VISITS/WEEK ON NONCONSECUTIVE DAYS FOR A TOTAL OF 0.3 HOUR/WEEK. LESS THAN 50,000 GPD-STAFFING BY A CLASS D OR HIGHER OPERATOR: 2 VISITS/WEEK ON NONCONSECUTIVE DAYS FOR A TOTAL OF 0.2 HOUR/WEEK. THERE SHALL BE NO MORE THAN 5 DAYS BETWEEN THE LAST VISIT IN ONE WEEK AND THE FIRST VISIT IN THE NEXT WEEK. | N | Y | EVOLVE CHURCH | 10564 2ND AVE |  | OCOEE | FL | 34761 |  | 4076561523 |  | REBECCA DAVIS | THE CHURCH AT OAK LEVEL | 10564 SECOND AVE |  | OCOEE | FL | 34761 |  | 4076561523 |  | INVESTOR | 25 | 10000 | 1 | 2017-02-15 | 2020-06-15 | NC01 | 50
3 | ORANGE | CD | none | 3480911 | NONTRANSIENT NONCOMMUNITY | CHLORINATION; AERATION FOR REMOVAL OF ANY SECONDARY CONTAMINANT, SULFIDE, OR ANY UNREGULATED CONTAMINANT; CORROSION CONTROL INHIBITOR ADDITION; HYPOCHLORINATION; IRON OR MANGANESE SEQUESTRATION; OR ULTRAVIOLET RADIATION. THE LEAD/CHIEF OPERATOR MUST BE CLASS D OR HIGHER. 50,000 GPD UP TO 0.25 MGD-STAFFING BY CLASS D OR HIGHER OPERATOR: 3 VISITS/WEEK ON NONCONSECUTIVE DAYS FOR A TOTAL OF 0.3 HOUR/WEEK. LESS THAN 50,000 GPD-STAFFING BY A CLASS D OR HIGHER OPERATOR: 2 VISITS/WEEK ON NONCONSECUTIVE DAYS FOR A TOTAL OF 0.2 HOUR/WEEK. THERE SHALL BE NO MORE THAN 5 DAYS BETWEEN THE LAST VISIT IN ONE WEEK AND THE FIRST VISIT IN THE NEXT WEEK. | N | Y | HERMANN ENGELMANN #6 | 3931 HOGSHEAD RD |  | APOPKA | FL | 32703 |  | 4078863434 |  | JIVCO WEAVER | HERMANN ENGELMANN #6 | 2009 MARDEN RD |  | APOPKA | FL | 32703 |  | 4078863434 |  | INVESTOR | 69 | 5660 | 5 | 2014-08-25 | 2020-05-05 | NTNC | 100
3 | ORANGE | CD | BJCRAPPIE1@AOL.COM | 3480913 | COMMUNITY | CHLORINATION; AERATION FOR REMOVAL OF ANY SECONDARY CONTAMINANT, SULFIDE, OR ANY UNREGULATED CONTAMINANT; CORROSION CONTROL INHIBITOR ADDITION; HYPOCHLORINATION; IRON OR MANGANESE SEQUESTRATION; OR ULTRAVIOLET RADIATION. THE LEAD/CHIEF OPERATOR MUST BE CLASS C OR HIGHER. 5.0 MGD AND ABOVE-STAFFING BY CLASS C OR HIGHER OPERATOR: 6 HOURS/DAY FOR 5 DAYS/WEEK AND ONE VISIT ON EACH WEEKEND DAY. 3.0 MGD UP TO 5.0 MGD-STAFFING BY CLASS C OR HIGHER OPERATOR: 1 HOUR/DAY FOR 5 DAYS/WEEK AND ONE VISIT ON EACH WEEKEND DAY. 0.25 MGD UP TO 3.0 MGD-STAFFING BY CLASS C OR HIGHER OPERATOR: 5 VISITS/WEEK AND ONE VISIT EACH WEEKEND FOR A TOTAL OF 0.6 HOUR/WEEK. | N | Y | OAKLAND TOWN OF | 220 TUBB ST.(BEHIND CITY HALL) |  | OAKLAND | FL | 34760 |  | 4076561117 |  | DIANE CAROLLO | MIKE PARKER | PO BOX 98 |  | OAKLAND | FL | 34760 | 98 | 4076561117 | 2302 | MUNICIPALITY | 4106 | 2392000 | 1174 | 2012-12-13 | 2020-09-21 | DC03 | 2000
3 | ORANGE | CD | BROOKESTRAND@GMAIL.COM | 3480940 | COMMUNITY | CHLORINATION; AERATION FOR REMOVAL OF ANY SECONDARY CONTAMINANT, SULFIDE, OR ANY UNREGULATED CONTAMINANT; CORROSION CONTROL INHIBITOR ADDITION; HYPOCHLORINATION; IRON OR MANGANESE SEQUESTRATION; OR ULTRAVIOLET RADIATION. THE LEAD/CHIEF OPERATOR MUST BE CLASS D OR HIGHER. 50,000 GPD UP TO 0.25 MGD-STAFFING BY CLASS D OR HIGHER OPERATOR: 3 VISITS/WEEK ON NONCONSECUTIVE DAYS FOR A TOTAL OF 0.3 HOUR/WEEK. LESS THAN 50,000 GPD-STAFFING BY A CLASS D OR HIGHER OPERATOR: 2 VISITS/WEEK ON NONCONSECUTIVE DAYS FOR A TOTAL OF 0.2 HOUR/WEEK. THERE SHALL BE NO MORE THAN 5 DAYS BETWEEN THE LAST VISIT IN ONE WEEK AND THE FIRST VISIT IN THE NEXT WEEK. | N | Y | OLA BEACH IMPROVEMENT ASSN | 4612 MOHAWK DRIVE |  | TANGERINE | FL | 32777 |  | 8138102553 |  | BROOKE STRAND | BROOKE STRAND | 6830 OSAGE DRIVE |  | MOUNT DORA | FL | 32757 |  | 8138102553 |  | WATER ASSOCIATION | 145 | 180000 | 76 | 2017-07-31 | 2020-05-05 | DC052 | 100
3 | ORANGE | CD | None | 3480962 | COMMUNITY | AERATION FOR REMOVAL OF ANY PRIMARY CONTAMINANT; ALKALINITY/PH ADJUSTMENT; CHLORAMIN ATION; CHLORINE DIOXIDE FOR OXIDATION OR DISINFECTION; FLUORIDATION; ION EXCHANGE FOR REMOVAL OF ANY SECONDARY CONTAMINANT, SULFIDE, OR ANY UNREGULATED CONTAMINANT; OR OZONATION 10 MGD AND ABOVE. STAFFING BY CLASS C OR HIGHER OPERATOR: 16 HOURS/DAY FOR 7 DAYS/WEEK. THE LEAD/CHIEF OPERATOR MUST BE CLASS B OR HIGHER. | N | Y | ORLANDO UTILITIES COMMISSION (7 WPS) | 100 W ANDERSON ST |  | ORLANDO | FL | 32801 |  | 4074239100 |  | ROBERT SUMPTER | BRAD JEWELL | PO BOX 3193 |  | ORLANDO | FL | 32802 |  | 4073844051 |  | MUNICIPALITY | 456036 | 169650000 | 129207 | 2018-09-17 | 2021-09-01 | DC01 | 6000
3 | ORANGE | CD |  | 3481016 | COMMUNITY | CHLORINATION; AERATION FOR REMOVAL OF ANY SECONDARY CONTAMINANT, SULFIDE, OR ANY UNREGULATED CONTAMINANT; CORROSION CONTROL INHIBITOR ADDITION; HYPOCHLORINATION; IRON OR MANGANESE SEQUESTRATION; OR ULTRAVIOLET RADIATION. THE LEAD/CHIEF OPERATOR MUST BE CLASS D OR HIGHER. 50,000 GPD UP TO 0.25 MGD-STAFFING BY CLASS D OR HIGHER OPERATOR: 3 VISITS/WEEK ON NONCONSECUTIVE DAYS FOR A TOTAL OF 0.3 HOUR/WEEK. LESS THAN 50,000 GPD-STAFFING BY A CLASS D OR HIGHER OPERATOR: 2 VISITS/WEEK ON NONCONSECUTIVE DAYS FOR A TOTAL OF 0.2 HOUR/WEEK. THERE SHALL BE NO MORE THAN 5 DAYS BETWEEN THE LAST VISIT IN ONE WEEK AND THE FIRST VISIT IN THE NEXT WEEK. | N | Y | PINE ISLE MOBILE VILLA | 607 N PINE ISLE DR |  | ORLANDO | FL | 32833 |  | 4075684321 |  | KATHY HANRAHAN | BRADLEY DRESSLER | 49 SW FLAGLER AVE. | STE. 201 | STUART | FL | 34994 |  | 7722213500 |  | INVESTOR | 127 | 97200 | 53 | 2017-10-27 | 2020-02-26 | DC051 | 100
3 | ORANGE | CD | None | 3481052 | NONTRANSIENT NONCOMMUNITY | CHLORINATION; AERATION FOR REMOVAL OF ANY SECONDARY CONTAMINANT, SULFIDE, OR ANY UNREGULATED CONTAMINANT; CORROSION CONTROL INHIBITOR ADDITION; HYPOCHLORINATION; IRON OR MANGANESE SEQUESTRATION; OR ULTRAVIOLET RADIATION. THE LEAD/CHIEF OPERATOR MUST BE CLASS C OR HIGHER. 5.0 MGD AND ABOVE-STAFFING BY CLASS C OR HIGHER OPERATOR: 6 HOURS/DAY FOR 5 DAYS/WEEK AND ONE VISIT ON EACH WEEKEND DAY. 3.0 MGD UP TO 5.0 MGD-STAFFING BY CLASS C OR HIGHER OPERATOR: 1 HOUR/DAY FOR 5 DAYS/WEEK AND ONE VISIT ON EACH WEEKEND DAY. 0.25 MGD UP TO 3.0 MGD-STAFFING BY CLASS C OR HIGHER OPERATOR: 5 VISITS/WEEK AND ONE VISIT EACH WEEKEND FOR A TOTAL OF 0.6 HOUR/WEEK. | N | Y | MONTEREY MUSHROOMS INC | 5949 SADLER RD |  | ZELLWOOD | FL | 32798 |  | 4079054000 |  | MARLIN GAUNA | DON INGRAM | PO BOX 297 |  | ZELLWOOD | FL | 32798 | 297 | 4078860449 |  | INVESTOR | 250 | 396000 | 6 | 2017-07-11 | 2020-04-21 | NTNC | 100
3 | ORANGE | CD | PHUTTER@LAKESHOREMHC.COM | 3481093 | COMMUNITY | CHLORINATION; AERATION FOR REMOVAL OF ANY SECONDARY CONTAMINANT, SULFIDE, OR ANY UNREGULATED CONTAMINANT; CORROSION CONTROL INHIBITOR ADDITION; HYPOCHLORINATION; IRON OR MANGANESE SEQUESTRATION; OR ULTRAVIOLET RADIATION. THE LEAD/CHIEF OPERATOR MUST BE CLASS C OR HIGHER. 5.0 MGD AND ABOVE-STAFFING BY CLASS C OR HIGHER OPERATOR: 6 HOURS/DAY FOR 5 DAYS/WEEK AND ONE VISIT ON EACH WEEKEND DAY. 3.0 MGD UP TO 5.0 MGD-STAFFING BY CLASS C OR HIGHER OPERATOR: 1 HOUR/DAY FOR 5 DAYS/WEEK AND ONE VISIT ON EACH WEEKEND DAY. 0.25 MGD UP TO 3.0 MGD-STAFFING BY CLASS C OR HIGHER OPERATOR: 5 VISITS/WEEK AND ONE VISIT EACH WEEKEND FOR A TOTAL OF 0.6 HOUR/WEEK. | N | Y | ROCK SPRINGS MHP | 1820 ROCK SPRINGS RD |  | APOPKA | FL | 32712 |  | 4078866511 |  | AARON BRUCE | JOE WOLF | 8800 BRONX AVE. | 2ND FLOOR | SKOKIE | IL | 60077 |  | 7209875615 |  | INVESTOR | 1338 | 422000 | 535 | 2017-12-04 | 2020-05-05 | DC04 | 1000
3 | ORANGE | CD | JNOVIL007@GMAIL.COM | 3481155 | COMMUNITY | CHLORINATION; AERATION FOR REMOVAL OF ANY SECONDARY CONTAMINANT, SULFIDE, OR ANY UNREGULATED CONTAMINANT; CORROSION CONTROL INHIBITOR ADDITION; HYPOCHLORINATION; IRON OR MANGANESE SEQUESTRATION; OR ULTRAVIOLET RADIATION. THE LEAD/CHIEF OPERATOR MUST BE CLASS D OR HIGHER. 50,000 GPD UP TO 0.25 MGD-STAFFING BY CLASS D OR HIGHER OPERATOR: 3 VISITS/WEEK ON NONCONSECUTIVE DAYS FOR A TOTAL OF 0.3 HOUR/WEEK. LESS THAN 50,000 GPD-STAFFING BY A CLASS D OR HIGHER OPERATOR: 2 VISITS/WEEK ON NONCONSECUTIVE DAYS FOR A TOTAL OF 0.2 HOUR/WEEK. THERE SHALL BE NO MORE THAN 5 DAYS BETWEEN THE LAST VISIT IN ONE WEEK AND THE FIRST VISIT IN THE NEXT WEEK. | N | Y | SHADY OAKS TRAILER PARK | 15267 E COLONIAL DR |  | ORLANDO | FL | 32826 |  | 4075689816 |  | STEVEN NOVILLO | STEVEN NOVILLO | 26933 RED FARM RD |  | MOUNT DORA | FL | 32757 |  | 3216625311 |  | INVESTOR | 38 | 28800 | 22 | 2011-11-11 | 2020-06-26 | DC06 | 100
3 | ORANGE | CD | ffranconi@circlek.com | 3481171 | NONCOMMUNITY | CHLORINATION; AERATION FOR REMOVAL OF ANY SECONDARY CONTAMINANT, SULFIDE, OR ANY UNREGULATED CONTAMINANT; CORROSION CONTROL INHIBITOR ADDITION; HYPOCHLORINATION; IRON OR MANGANESE SEQUESTRATION; OR ULTRAVIOLET RADIATION. THE LEAD/CHIEF OPERATOR MUST BE CLASS D OR HIGHER. 50,000 GPD UP TO 0.25 MGD-STAFFING BY CLASS D OR HIGHER OPERATOR: 3 VISITS/WEEK ON NONCONSECUTIVE DAYS FOR A TOTAL OF 0.3 HOUR/WEEK. LESS THAN 50,000 GPD-STAFFING BY A CLASS D OR HIGHER OPERATOR: 2 VISITS/WEEK ON NONCONSECUTIVE DAYS FOR A TOTAL OF 0.2 HOUR/WEEK. THERE SHALL BE NO MORE THAN 5 DAYS BETWEEN THE LAST VISIT IN ONE WEEK AND THE FIRST VISIT IN THE NEXT WEEK. | N | Y | CIRCLE K #7340/BITHLO | 18620 E COLONIAL DR |  | ORLANDO | FL | 32820 |  | 8139106884 |  |  | CHERYL BARROW | 3802 CORPOREX PARK DR. | STE 200 | TAMPA | FL | 33619 |  | 8139106878 |  | INVESTOR | 25 | 14400 | 1 | 2014-04-22 | 2017-12-12 | NC01 | 50
3 | ORANGE | CD | sskp2000@yahoo.com | 3481175 | NONCOMMUNITY | CHLORINATION; AERATION FOR REMOVAL OF ANY SECONDARY CONTAMINANT, SULFIDE, OR ANY UNREGULATED CONTAMINANT; CORROSION CONTROL INHIBITOR ADDITION; HYPOCHLORINATION; IRON OR MANGANESE SEQUESTRATION; OR ULTRAVIOLET RADIATION. THE LEAD/CHIEF OPERATOR MUST BE CLASS D OR HIGHER. 50,000 GPD UP TO 0.25 MGD-STAFFING BY CLASS D OR HIGHER OPERATOR: 3 VISITS/WEEK ON NONCONSECUTIVE DAYS FOR A TOTAL OF 0.3 HOUR/WEEK. LESS THAN 50,000 GPD-STAFFING BY A CLASS D OR HIGHER OPERATOR: 2 VISITS/WEEK ON NONCONSECUTIVE DAYS FOR A TOTAL OF 0.2 HOUR/WEEK. THERE SHALL BE NO MORE THAN 5 DAYS BETWEEN THE LAST VISIT IN ONE WEEK AND THE FIRST VISIT IN THE NEXT WEEK. | N | Y | THREE POINT FOOD MART | 6320 NARCOOSSEE ROAD |  | ORLANDO | FL | 32822 |  | 4076581262 |  | JAY PATEL | JAY PATEL | 6320 NARCOOSSEE RD |  | ORLANDO | FL | 32822 |  | 4076581262 |  | INVESTOR | 25 | 16000 | 1 | 2021-02-08 | 2021-01-08 | NC01 | 50
3 | ORANGE | CD |  | 3481199 | COMMUNITY | CHLORINATION; AERATION FOR REMOVAL OF ANY SECONDARY CONTAMINANT, SULFIDE, OR ANY UNREGULATED CONTAMINANT; CORROSION CONTROL INHIBITOR ADDITION; HYPOCHLORINATION; IRON OR MANGANESE SEQUESTRATION; OR ULTRAVIOLET RADIATION. THE LEAD/CHIEF OPERATOR MUST BE CLASS C OR HIGHER. 5.0 MGD AND ABOVE-STAFFING BY CLASS C OR HIGHER OPERATOR: 6 HOURS/DAY FOR 5 DAYS/WEEK AND ONE VISIT ON EACH WEEKEND DAY. 3.0 MGD UP TO 5.0 MGD-STAFFING BY CLASS C OR HIGHER OPERATOR: 1 HOUR/DAY FOR 5 DAYS/WEEK AND ONE VISIT ON EACH WEEKEND DAY. 0.25 MGD UP TO 3.0 MGD-STAFFING BY CLASS C OR HIGHER OPERATOR: 5 VISITS/WEEK AND ONE VISIT EACH WEEKEND FOR A TOTAL OF 0.6 HOUR/WEEK. | N | Y | SILVER STAR VILLAGE (2 WPS) | 2530 NORTH HIAWASSEE RD. |  | ORLANDO | FL | 32818 |  | 4072930406 |  | RORY AMARO | RORY AMARO | 2530 N. HIAWASSEE ROAD |  | ORLANDO | FL | 32818 |  | 4072930406 |  | INVESTOR | 639 | 720000 | 426 | 2018-11-08 | 2021-03-04 | DC04 | 1000
3 | ORANGE | CD |  | 3481270 | COMMUNITY | CHLORINATION; AERATION FOR REMOVAL OF ANY SECONDARY CONTAMINANT, SULFIDE, OR ANY UNREGULATED CONTAMINANT; CORROSION CONTROL INHIBITOR ADDITION; HYPOCHLORINATION; IRON OR MANGANESE SEQUESTRATION; OR ULTRAVIOLET RADIATION. THE LEAD/CHIEF OPERATOR MUST BE CLASS C OR HIGHER. 5.0 MGD AND ABOVE-STAFFING BY CLASS C OR HIGHER OPERATOR: 6 HOURS/DAY FOR 5 DAYS/WEEK AND ONE VISIT ON EACH WEEKEND DAY. 3.0 MGD UP TO 5.0 MGD-STAFFING BY CLASS C OR HIGHER OPERATOR: 1 HOUR/DAY FOR 5 DAYS/WEEK AND ONE VISIT ON EACH WEEKEND DAY. 0.25 MGD UP TO 3.0 MGD-STAFFING BY CLASS C OR HIGHER OPERATOR: 5 VISITS/WEEK AND ONE VISIT EACH WEEKEND FOR A TOTAL OF 0.6 HOUR/WEEK. | N | Y | STARLIGHT RANCH MOBILE HOME ESTATES | 6000 E PERSHING AVENUE |  | ORLANDO | FL | 32822 |  | 8132826754 |  |  | MARLUZ LOPEZ | 5100 LEMON ST. | STE 109 | TAMPA | FL | 33609 |  |  |  | INVESTOR | 1221 | 880200 | 783 | 2016-05-27 | 2020-12-29 | DC04 | 1000
3 | ORANGE | CD | TAFTWATER@YAHOO.COM | 3481326 | COMMUNITY | CHLORINATION; AERATION FOR REMOVAL OF ANY SECONDARY CONTAMINANT, SULFIDE, OR ANY UNREGULATED CONTAMINANT; CORROSION CONTROL INHIBITOR ADDITION; HYPOCHLORINATION; IRON OR MANGANESE SEQUESTRATION; OR ULTRAVIOLET RADIATION. THE LEAD/CHIEF OPERATOR MUST BE CLASS C OR HIGHER. 5.0 MGD AND ABOVE-STAFFING BY CLASS C OR HIGHER OPERATOR: 6 HOURS/DAY FOR 5 DAYS/WEEK AND ONE VISIT ON EACH WEEKEND DAY. 3.0 MGD UP TO 5.0 MGD-STAFFING BY CLASS C OR HIGHER OPERATOR: 1 HOUR/DAY FOR 5 DAYS/WEEK AND ONE VISIT ON EACH WEEKEND DAY. 0.25 MGD UP TO 3.0 MGD-STAFFING BY CLASS C OR HIGHER OPERATOR: 5 VISITS/WEEK AND ONE VISIT EACH WEEKEND FOR A TOTAL OF 0.6 HOUR/WEEK. | N | Y | TAFT WATER ASSOCIATION | 1129 E PINE ST |  | ORLANDO | FL | 32824 |  | 4078558712 |  | ALAN DOMINY | TAFT WATER ASSOCIATION | 1129 E PINE ST |  | ORLANDO | FL | 32824 |  | 4078558712 |  | WATER ASSOCIATION | 4232 | 879971 | 1209 | 2014-02-18 | 2019-04-19 | DC04 | 1000
3 | ORANGE | CD | wfontaine@govmserv.com | 3481329 | COMMUNITY | CHLORINATION; AERATION FOR REMOVAL OF ANY SECONDARY CONTAMINANT, SULFIDE, OR ANY UNREGULATED CONTAMINANT; CORROSION CONTROL INHIBITOR ADDITION; HYPOCHLORINATION; IRON OR MANGANESE SEQUESTRATION; OR ULTRAVIOLET RADIATION. THE LEAD/CHIEF OPERATOR MUST BE CLASS C OR HIGHER. 5.0 MGD AND ABOVE-STAFFING BY CLASS C OR HIGHER OPERATOR: 6 HOURS/DAY FOR 5 DAYS/WEEK AND ONE VISIT ON EACH WEEKEND DAY. 3.0 MGD UP TO 5.0 MGD-STAFFING BY CLASS C OR HIGHER OPERATOR: 1 HOUR/DAY FOR 5 DAYS/WEEK AND ONE VISIT ON EACH WEEKEND DAY. 0.25 MGD UP TO 3.0 MGD-STAFFING BY CLASS C OR HIGHER OPERATOR: 5 VISITS/WEEK AND ONE VISIT EACH WEEKEND FOR A TOTAL OF 0.6 HOUR/WEEK. | N | Y | TANGERINE PARK | 5721 HURON STREET |  | TANGERINE | FL | 32777 |  | 3522660608 |  | WILLIAM FONTAINE | SAM CAIN | 280 WEKIVA SPRINGS RD | SUITE 2070 | LONGWOOD | FL | 32779 |  | 4076296900 |  | INVESTOR/LICENSED PUBLIC UTILITIES | 851 | 360000 | 243 | 2004-06-04 | 2021-03-04 | DC04 | 1000
3 | ORANGE | CD | none | 3481386 | NONCOMMUNITY | CHLORINATION; AERATION FOR REMOVAL OF ANY SECONDARY CONTAMINANT, SULFIDE, OR ANY UNREGULATED CONTAMINANT; CORROSION CONTROL INHIBITOR ADDITION; HYPOCHLORINATION; IRON OR MANGANESE SEQUESTRATION; OR ULTRAVIOLET RADIATION. THE LEAD/CHIEF OPERATOR MUST BE CLASS D OR HIGHER. 50,000 GPD UP TO 0.25 MGD-STAFFING BY CLASS D OR HIGHER OPERATOR: 3 VISITS/WEEK ON NONCONSECUTIVE DAYS FOR A TOTAL OF 0.3 HOUR/WEEK. LESS THAN 50,000 GPD-STAFFING BY A CLASS D OR HIGHER OPERATOR: 2 VISITS/WEEK ON NONCONSECUTIVE DAYS FOR A TOTAL OF 0.2 HOUR/WEEK. THERE SHALL BE NO MORE THAN 5 DAYS BETWEEN THE LAST VISIT IN ONE WEEK AND THE FIRST VISIT IN THE NEXT WEEK. | N | Y | TRIMBLE PARK | 5802 TRIMBLE PARK ROAD |  | MT DORA | FL | 32757 |  | 3523831993 |  | MARK S. HALL | MARK S HALL | 4801 W COLONIAL DR |  | ORLANDO | FL | 32808 |  | 4078366200 |  | COUNTY | 25 | 144000 | 35 | 2012-01-05 | 2018-07-31 | NC01 | 50
3 | ORANGE | CD | None | 3481420 | COMMUNITY | CHLORINATION; AERATION FOR REMOVAL OF ANY SECONDARY CONTAMINANT, SULFIDE, OR ANY UNREGULATED CONTAMINANT; CORROSION CONTROL INHIBITOR ADDITION; HYPOCHLORINATION; IRON OR MANGANESE SEQUESTRATION; OR ULTRAVIOLET RADIATION. THE LEAD/CHIEF OPERATOR MUST BE CLASS C OR HIGHER. 5.0 MGD AND ABOVE-STAFFING BY CLASS C OR HIGHER OPERATOR: 6 HOURS/DAY FOR 5 DAYS/WEEK AND ONE VISIT ON EACH WEEKEND DAY. 3.0 MGD UP TO 5.0 MGD-STAFFING BY CLASS C OR HIGHER OPERATOR: 1 HOUR/DAY FOR 5 DAYS/WEEK AND ONE VISIT ON EACH WEEKEND DAY. 0.25 MGD UP TO 3.0 MGD-STAFFING BY CLASS C OR HIGHER OPERATOR: 5 VISITS/WEEK AND ONE VISIT EACH WEEKEND FOR A TOTAL OF 0.6 HOUR/WEEK. | N | Y | VALENCIA ESTATES MHP | 547 DRAGE DR |  | APOPKA | FL | 32703 |  | 4078865776 |  | CINDY OLOFSON AND TRACY DEGON | DAVID HESS | 151 N. RIVER DRIVE EAST |  | JUPITER | FL | 33458 |  | 2409940074 |  | INVESTOR | 305 | 259000 | 122 | 2017-08-30 | 2020-05-05 | DC05 | 500
3 | ORANGE | CD | moradora@clear.net | 3481430 | NONCOMMUNITY | CHLORINATION; AERATION FOR REMOVAL OF ANY SECONDARY CONTAMINANT, SULFIDE, OR ANY UNREGULATED CONTAMINANT; CORROSION CONTROL INHIBITOR ADDITION; HYPOCHLORINATION; IRON OR MANGANESE SEQUESTRATION; OR ULTRAVIOLET RADIATION. THE LEAD/CHIEF OPERATOR MUST BE CLASS D OR HIGHER. 50,000 GPD UP TO 0.25 MGD-STAFFING BY CLASS D OR HIGHER OPERATOR: 3 VISITS/WEEK ON NONCONSECUTIVE DAYS FOR A TOTAL OF 0.3 HOUR/WEEK. LESS THAN 50,000 GPD-STAFFING BY A CLASS D OR HIGHER OPERATOR: 2 VISITS/WEEK ON NONCONSECUTIVE DAYS FOR A TOTAL OF 0.2 HOUR/WEEK. THERE SHALL BE NO MORE THAN 5 DAYS BETWEEN THE LAST VISIT IN ONE WEEK AND THE FIRST VISIT IN THE NEXT WEEK. | N | Y | PEOPLE OF ZION (MORADORA DE SION) | 6600 HOFFNER RD |  | ORLANDO | FL | 32822 |  | 4072751631 |  | BRENDA ROLON | HOLMES HERNANDEZ | 6600 HOFFNER RD |  | ORLANDO | FL | 32822 | 3325 | 4072751631 |  | OTHER | 25 | 10800 | 3 | 2019-02-27 | 2019-02-06 | NC01 | 50
3 | ORANGE | CD | mcotton@cwgdn.com | 3481481 | COMMUNITY | CHLORINATION; AERATION FOR REMOVAL OF ANY SECONDARY CONTAMINANT, SULFIDE, OR ANY UNREGULATED CONTAMINANT; CORROSION CONTROL INHIBITOR ADDITION; HYPOCHLORINATION; IRON OR MANGANESE SEQUESTRATION; OR ULTRAVIOLET RADIATION. THE LEAD/CHIEF OPERATOR MUST BE CLASS C OR HIGHER. 5.0 MGD AND ABOVE-STAFFING BY CLASS C OR HIGHER OPERATOR: 6 HOURS/DAY FOR 5 DAYS/WEEK AND ONE VISIT ON EACH WEEKEND DAY. 3.0 MGD UP TO 5.0 MGD-STAFFING BY CLASS C OR HIGHER OPERATOR: 1 HOUR/DAY FOR 5 DAYS/WEEK AND ONE VISIT ON EACH WEEKEND DAY. 0.25 MGD UP TO 3.0 MGD-STAFFING BY CLASS C OR HIGHER OPERATOR: 5 VISITS/WEEK AND ONE VISIT EACH WEEKEND FOR A TOTAL OF 0.6 HOUR/WEEK. | N | Y | WINTER GARDEN WATER DEPT (3 WPS) | 171 E PALMETTO ST |  | WINTER GARDEN | FL | 34787 |  | 4076565549 |  | DAVID C. JONES | DAVID C. JONES | 171 E PALMETTO ST |  | WINTER GARDEN | FL | 34787 |  | 4074661375 | 2017 | MUNICIPALITY | 74326 | 13020000 | 21236 | 2018-06-22 | 2021-08-13 | DC01 | 6000
3 | ORANGE | CD | DDewdat@cityofwinterpark.org | 3481482 | COMMUNITY | AERATION FOR REMOVAL OF ANY PRIMARY CONTAMINANT; ALKALINITY/PH ADJUSTMENT; CHLORAMIN ATION; CHLORINE DIOXIDE FOR OXIDATION OR DISINFECTION; FLUORIDATION; ION EXCHANGE FOR REMOVAL OF ANY SECONDARY CONTAMINANT, SULFIDE, OR ANY UNREGULATED CONTAMINANT; OR OZONATION 10 MGD AND ABOVE. STAFFING BY CLASS C OR HIGHER OPERATOR: 16 HOURS/DAY FOR 7 DAYS/WEEK. THE LEAD/CHIEF OPERATOR MUST BE CLASS B OR HIGHER. | N | Y | WINTER PARK, CITY OF (3 WPS) | 401 PARK AVENUE SOUTH |  | WINTER PARK | FL | 32789 |  | 4075993535 |  | DENESH DEWDAT | DENESH DEWDAT | 401 PARK AVE. SOUTH |  | WINTER PARK | FL | 32789 |  | 4075993542 |  | MUNICIPALITY | 82984 | 28800000 | 23791 | 2016-05-25 | 2019-06-05 | DC01 | 6000
3 | ORANGE | CD | MARILUZ.ONNA@FSRESIDENTIAL.COM | 3481501 | COMMUNITY | CHLORINATION; AERATION FOR REMOVAL OF ANY SECONDARY CONTAMINANT, SULFIDE, OR ANY UNREGULATED CONTAMINANT; CORROSION CONTROL INHIBITOR ADDITION; HYPOCHLORINATION; IRON OR MANGANESE SEQUESTRATION; OR ULTRAVIOLET RADIATION. THE LEAD/CHIEF OPERATOR MUST BE CLASS C OR HIGHER. 5.0 MGD AND ABOVE-STAFFING BY CLASS C OR HIGHER OPERATOR: 6 HOURS/DAY FOR 5 DAYS/WEEK AND ONE VISIT ON EACH WEEKEND DAY. 3.0 MGD UP TO 5.0 MGD-STAFFING BY CLASS C OR HIGHER OPERATOR: 1 HOUR/DAY FOR 5 DAYS/WEEK AND ONE VISIT ON EACH WEEKEND DAY. 0.25 MGD UP TO 3.0 MGD-STAFFING BY CLASS C OR HIGHER OPERATOR: 5 VISITS/WEEK AND ONE VISIT EACH WEEKEND FOR A TOTAL OF 0.6 HOUR/WEEK. | N | Y | CLARCONA RESORTS | 3000 S CLARCONA RD | STE #201 | APOPKA | FL | 32703 |  | 4078895491 |  | DEVOIN AUSTIN | ANA ARIAS | 3000 S CLARCONA RD | LOT #201 | APOPKA | FL | 32703 |  | 4078895491 |  | INVESTOR | 1290 | 820800 | 772 | 2018-09-05 | 2021-03-04 | DC04 | 1000
3 | ORANGE | CD |  | 3481506 | COMMUNITY | NO TREATMENT--CONSECUTIVE SYSTEMS ONLY | N | Y | ZELLWOOD STATION (CONSEC) | 2126 SPILLMAN DR |  | ZELLWOOD | FL | 32798 |  | 4078860000 |  | TICI HASTINGS | TRUDI ROCK | 2126 SPILLMAN DR |  | ZELLWOOD | FL | 32798 |  | 4078860000 | 223 | WATER ASSOCIATION | 2571 | 1 | 1027 | 2008-04-29 | 2019-11-04 | PC02 | 100
3 | ORANGE | CD | MBB0028@AOL.COM | 3481507 | COMMUNITY | CHLORINATION; AERATION FOR REMOVAL OF ANY SECONDARY CONTAMINANT, SULFIDE, OR ANY UNREGULATED CONTAMINANT; CORROSION CONTROL INHIBITOR ADDITION; HYPOCHLORINATION; IRON OR MANGANESE SEQUESTRATION; OR ULTRAVIOLET RADIATION. THE LEAD/CHIEF OPERATOR MUST BE CLASS C OR HIGHER. 5.0 MGD AND ABOVE-STAFFING BY CLASS C OR HIGHER OPERATOR: 6 HOURS/DAY FOR 5 DAYS/WEEK AND ONE VISIT ON EACH WEEKEND DAY. 3.0 MGD UP TO 5.0 MGD-STAFFING BY CLASS C OR HIGHER OPERATOR: 1 HOUR/DAY FOR 5 DAYS/WEEK AND ONE VISIT ON EACH WEEKEND DAY. 0.25 MGD UP TO 3.0 MGD-STAFFING BY CLASS C OR HIGHER OPERATOR: 5 VISITS/WEEK AND ONE VISIT EACH WEEKEND FOR A TOTAL OF 0.6 HOUR/WEEK. | N | Y | ZELLWOOD WATER USERS INC. (2 WPS) | PO BOX 865 |  | ZELLWOOD | FL | 32798 | 865 | 4078864640 |  | MARVIN BARRETT | ZELLWOOD WATER USERS INC. | PO BOX 865 |  | ZELLWOOD | FL | 32798 | 865 | 4078864640 |  | WATER ASSOCIATION | 1257 | 1152000 | 363 | 2016-04-29 | 2021-10-22 | DC03 | 2000
3 | ORANGE | CD | KAREN_DOIRON@EQUITYLIFESTYLE.COM | 3481518 | COMMUNITY | CHLORINATION; AERATION FOR REMOVAL OF ANY SECONDARY CONTAMINANT, SULFIDE, OR ANY UNREGULATED CONTAMINANT; CORROSION CONTROL INHIBITOR ADDITION; HYPOCHLORINATION; IRON OR MANGANESE SEQUESTRATION; OR ULTRAVIOLET RADIATION. THE LEAD/CHIEF OPERATOR MUST BE CLASS D OR HIGHER. 50,000 GPD UP TO 0.25 MGD-STAFFING BY CLASS D OR HIGHER OPERATOR: 3 VISITS/WEEK ON NONCONSECUTIVE DAYS FOR A TOTAL OF 0.3 HOUR/WEEK. LESS THAN 50,000 GPD-STAFFING BY A CLASS D OR HIGHER OPERATOR: 2 VISITS/WEEK ON NONCONSECUTIVE DAYS FOR A TOTAL OF 0.2 HOUR/WEEK. THERE SHALL BE NO MORE THAN 5 DAYS BETWEEN THE LAST VISIT IN ONE WEEK AND THE FIRST VISIT IN THE NEXT WEEK. | N | Y | HIDDEN VALLEY MOBILE HOME PARK | 8950 POLYNESIAN LANE |  | ORLANDO | FL | 32836 |  | 8132826754 |  |  | MARLUZ LOPEZ | 5100 LEMON ST. | STE 109 | TAMPA | FL | 33609 |  |  |  | INVESTOR | 907 | 216000 | 336 | 2016-06-17 | 2019-03-19 | DC05 | 500
3 | ORANGE | CD | Jacqueline.torbert@ocfl.net | 3481546 | COMMUNITY | AERATION FOR REMOVAL OF ANY PRIMARY CONTAMINANT; ALKALINITY/PH ADJUSTMENT; CHLORAMIN ATION; CHLORINE DIOXIDE FOR OXIDATION OR DISINFECTION; FLUORIDATION; ION EXCHANGE FOR REMOVAL OF ANY SECONDARY CONTAMINANT, SULFIDE, OR ANY UNREGULATED CONTAMINANT; OR OZONATION. THE LEAD/CHIEF OPERATOR MUST BE CLASS C OR HIGHER. 5.0 MGD UP TO 10 MGD-STAFFING BY CLASS C OR HIGHER OPERATOR: 6 HOURS/DAY FOR 5 DAYS/WEEK AND ONE VISIT ON EACH WEEKEND DAY. 3.0 MGD UP TO 5.0 MGD-STAFFING BY CLASS C OR HIGHER OPERATOR: 3 HOURS/DAY FOR 5 DAYS/WEEK AND ONE VISIT ON EACH WEEKEND DAY. 1.0 MGD UP TO 3.0 MGD-STAFFING BY CLASS C OR HIGHER OPERATOR: 1 HOUR/DAY FOR 5 DAYS/WEEK AND ONE VISIT ON EACH WEEKEND DAY. 0.1 MGD UP TO 1.0 MGD-STAFFING BY CLASS C OR HIGHER OPERATOR: 5 VISITS/WEEK AND ONE VISIT EACH WEEKEND FOR A TOTAL OF 1.2 HOURS/WEEK. | N | Y | OCUD/WESTERN REGIONAL WTR SYS (5 WPS) | 7490 CONROY WINDERMERE ROAD |  | ORLANDO | FL | 32881 |  | 4072549500 |  | JACQUELINE TORBERT | WATER DIVISION | 9100 CURRY FORD RD |  | ORLANDO | FL | 32825 |  | 4072549500 |  | COUNTY | 201604 | 52638000 | 51363 | 2021-08-13 | 2021-06-30 | DC01 | 6000
3 | ORANGE | CD | Jacqueline.torbert@ocfl.net | 3481547 | COMMUNITY | NO TREATMENT--CONSECUTIVE SYSTEMS ONLY | N | Y | OCUD/PARTLOW ACRES(CONSEC.) | 1201 PARTLOW DR |  | WINTER GARDEN | FL | 34787 |  | 4072549500 |  | JACQULINE TORBERT | OCUD/PARTLOW ACRES | 9100 CURRY FORD RD |  | ORLANDO | FL | 32825 |  | 4072549500 |  | COUNTY | 49 | 250000 | 14 | 2098-12-15 | 2021-07-29 | PC01 | 50
3 | ORANGE | CD |  | 3481571 | COMMUNITY | CHLORINATION; AERATION FOR REMOVAL OF ANY SECONDARY CONTAMINANT, SULFIDE, OR ANY UNREGULATED CONTAMINANT; CORROSION CONTROL INHIBITOR ADDITION; HYPOCHLORINATION; IRON OR MANGANESE SEQUESTRATION; OR ULTRAVIOLET RADIATION. THE LEAD/CHIEF OPERATOR MUST BE CLASS D OR HIGHER. 50,000 GPD UP TO 0.25 MGD-STAFFING BY CLASS D OR HIGHER OPERATOR: 3 VISITS/WEEK ON NONCONSECUTIVE DAYS FOR A TOTAL OF 0.3 HOUR/WEEK. LESS THAN 50,000 GPD-STAFFING BY A CLASS D OR HIGHER OPERATOR: 2 VISITS/WEEK ON NONCONSECUTIVE DAYS FOR A TOTAL OF 0.2 HOUR/WEEK. THERE SHALL BE NO MORE THAN 5 DAYS BETWEEN THE LAST VISIT IN ONE WEEK AND THE FIRST VISIT IN THE NEXT WEEK. | N | Y | BIG OAKS MOBILE HOME PARK | 15070 EAST COLONIAL DRIVE |  | ORLANDO | FL | 32828 |  | 4079286002 |  | WILLIAM OLEYAR | WILLIAM OLEYAR | 11125 PARK BLVD | STE #104-207 | SEMINOLE | FL | 33772 |  | 4079286002 |  | INVESTOR | 125 | 37000 | 55 | 2018-09-12 | 2020-03-17 | DC06 | 100
3 | ORANGE | CD | Stephanie.Hebert@disney.com | 3484093 | COMMUNITY | CHLORINATION; AERATION FOR REMOVAL OF ANY SECONDARY CONTAMINANT, SULFIDE, OR ANY UNREGULATED CONTAMINANT; CORROSION CONTROL INHIBITOR ADDITION; HYPOCHLORINATION; IRON OR MANGANESE SEQUESTRATION; OR ULTRAVIOLET RADIATION. THE LEAD/CHIEF OPERATOR MUST BE CLASS C OR HIGHER. 5.0 MGD AND ABOVE-STAFFING BY CLASS C OR HIGHER OPERATOR: 6 HOURS/DAY FOR 5 DAYS/WEEK AND ONE VISIT ON EACH WEEKEND DAY. 3.0 MGD UP TO 5.0 MGD-STAFFING BY CLASS C OR HIGHER OPERATOR: 1 HOUR/DAY FOR 5 DAYS/WEEK AND ONE VISIT ON EACH WEEKEND DAY. 0.25 MGD UP TO 3.0 MGD-STAFFING BY CLASS C OR HIGHER OPERATOR: 5 VISITS/WEEK AND ONE VISIT EACH WEEKEND FOR A TOTAL OF 0.6 HOUR/WEEK. | N | Y | RCID CENTRAL (4 WPS) | P O BOX 10000 |  | LAKE BUENA VISTA | FL | 32830 | 1000 | 4078247447 |  | STEPHANIE HEBERT | REEDY CREEK IMPROVEMENT DISTRICT | PO BOX 10000 |  | LAKE BUENA VISTA | FL | 32830 | 1000 | 4078247447 |  | AUTHORITY/COMMISSION/DISTRICT | 136500 | 36864000 | 391 | 2016-08-08 | 2019-06-25 | DC01 | 6000
3 | ORANGE | CD | Jacqueline.torbert@ocfl.net | 3484119 | COMMUNITY | AERATION FOR REMOVAL OF ANY PRIMARY CONTAMINANT; ALKALINITY/PH ADJUSTMENT; CHLORAMIN ATION; CHLORINE DIOXIDE FOR OXIDATION OR DISINFECTION; FLUORIDATION; ION EXCHANGE FOR REMOVAL OF ANY SECONDARY CONTAMINANT, SULFIDE, OR ANY UNREGULATED CONTAMINANT; OR OZONATION. THE LEAD/CHIEF OPERATOR MUST BE CLASS C OR HIGHER. 5.0 MGD UP TO 10 MGD-STAFFING BY CLASS C OR HIGHER OPERATOR: 6 HOURS/DAY FOR 5 DAYS/WEEK AND ONE VISIT ON EACH WEEKEND DAY. 3.0 MGD UP TO 5.0 MGD-STAFFING BY CLASS C OR HIGHER OPERATOR: 3 HOURS/DAY FOR 5 DAYS/WEEK AND ONE VISIT ON EACH WEEKEND DAY. 1.0 MGD UP TO 3.0 MGD-STAFFING BY CLASS C OR HIGHER OPERATOR: 1 HOUR/DAY FOR 5 DAYS/WEEK AND ONE VISIT ON EACH WEEKEND DAY. 0.1 MGD UP TO 1.0 MGD-STAFFING BY CLASS C OR HIGHER OPERATOR: 5 VISITS/WEEK AND ONE VISIT EACH WEEKEND FOR A TOTAL OF 1.2 HOURS/WEEK. | N | Y | OCUD/SOUTHERN WATER SYS (5 WPS) | HUNTERS CREEK |  | ORLANDO | FL | 32809 |  | 4072549850 |  | JACQULINE TORBERT | WATER DIVISION | 9100 CURRY FORD RD |  | ORLANDO | FL | 32825 |  | 4072549555 |  | COUNTY | 80500 | 51143000 | 22150 | 2014-10-30 | 2021-09-23 | DC01 | 6000
3 | ORANGE | CD | derekvickers885@gmail.com | 3484129 | NONCOMMUNITY | CHLORINATION; AERATION FOR REMOVAL OF ANY SECONDARY CONTAMINANT, SULFIDE, OR ANY UNREGULATED CONTAMINANT; CORROSION CONTROL INHIBITOR ADDITION; HYPOCHLORINATION; IRON OR MANGANESE SEQUESTRATION; OR ULTRAVIOLET RADIATION. THE LEAD/CHIEF OPERATOR MUST BE CLASS D OR HIGHER. 50,000 GPD UP TO 0.25 MGD-STAFFING BY CLASS D OR HIGHER OPERATOR: 3 VISITS/WEEK ON NONCONSECUTIVE DAYS FOR A TOTAL OF 0.3 HOUR/WEEK. LESS THAN 50,000 GPD-STAFFING BY A CLASS D OR HIGHER OPERATOR: 2 VISITS/WEEK ON NONCONSECUTIVE DAYS FOR A TOTAL OF 0.2 HOUR/WEEK. THERE SHALL BE NO MORE THAN 5 DAYS BETWEEN THE LAST VISIT IN ONE WEEK AND THE FIRST VISIT IN THE NEXT WEEK. | N | Y | GLENN ROAD MHP | 514 GLENN RD |  | ORLANDO | FL | 32820 |  | 5404307343 |  | DEREK VICKERS | DEREK VICKERS | 10101 N FLORIDA AVE UNIT 67A |  | TAMPA | FL | 33612 |  | 5404307343 |  | INVESTOR | 25 | 15840 | 26 | 2018-02-13 | 2017-12-12 | NC01 | 50
3 | ORANGE | CD | RLUDDEN@OUC.COM; dbaez@ouc.com; mkyhos@ouc.com; clinder@ouc.com | 3484130 | NONTRANSIENT NONCOMMUNITY | CONVENTIONAL FILTRATION (COAGULATION, FLOCCULATION, SEDIMENTATION, AND FILTRATION); DIRECT FILTRATION, (COAGULATION AND FILTRATION); OR LIME SOFTENING 1.0 MGD UP TO 5.0 MGD. STAFFING BY CLASS C OR HIGHER OPERATOR: 16 HOURS/DAY FOR 7 DAYS/WEEK. THE LEAD/CHIEF OPERATOR MUST BE CLASS B OR HIGHER. | N | Y | STANTON ENERGY CENTER | 5100 SOUTH ALAFAYA TRAIL |  | ORLANDO | FL | 32831 |  | 4074343506 |  | Richard Ludden | RICHARD LUDDEN | P.O. BOX 3193 |  | ORLANDO | FL | 32802 |  | 4074343715 |  | INVESTOR | 200 | 2000000 | 1 | 2016-07-19 | 2019-04-18 | NTNC | 100
3 | ORANGE | CD | Jacqueline.torbert@ocfl.net | 3484132 | COMMUNITY | AERATION FOR REMOVAL OF ANY PRIMARY CONTAMINANT; ALKALINITY/PH ADJUSTMENT; CHLORAMIN ATION; CHLORINE DIOXIDE FOR OXIDATION OR DISINFECTION; FLUORIDATION; ION EXCHANGE FOR REMOVAL OF ANY SECONDARY CONTAMINANT, SULFIDE, OR ANY UNREGULATED CONTAMINANT; OR OZONATION 10 MGD AND ABOVE. STAFFING BY CLASS C OR HIGHER OPERATOR: 16 HOURS/DAY FOR 7 DAYS/WEEK. THE LEAD/CHIEF OPERATOR MUST BE CLASS B OR HIGHER. | N | Y | OCUD/EASTERN WATER SYSTEM (2 WP) | 9100 CURRY FORD RD |  | ORLANDO | FL | 32825 |  | 4078366900 |  | CARLOS TORRES | WATER DIVISION | 9100 CURRY FORD RD |  | ORLANDO | FL | 32825 |  | 4072549555 |  | COUNTY | 290878 | 50000000 | 83108 | 2016-02-18 | 2019-06-21 | DC01 | 6000
3 | ORANGE | CD | jstieben@circlek.com | 3484147 | NONCOMMUNITY | CHLORINATION; AERATION FOR REMOVAL OF ANY SECONDARY CONTAMINANT, SULFIDE, OR ANY UNREGULATED CONTAMINANT; CORROSION CONTROL INHIBITOR ADDITION; HYPOCHLORINATION; IRON OR MANGANESE SEQUESTRATION; OR ULTRAVIOLET RADIATION. THE LEAD/CHIEF OPERATOR MUST BE CLASS D OR HIGHER. 50,000 GPD UP TO 0.25 MGD-STAFFING BY CLASS D OR HIGHER OPERATOR: 3 VISITS/WEEK ON NONCONSECUTIVE DAYS FOR A TOTAL OF 0.3 HOUR/WEEK. LESS THAN 50,000 GPD-STAFFING BY A CLASS D OR HIGHER OPERATOR: 2 VISITS/WEEK ON NONCONSECUTIVE DAYS FOR A TOTAL OF 0.2 HOUR/WEEK. THERE SHALL BE NO MORE THAN 5 DAYS BETWEEN THE LAST VISIT IN ONE WEEK AND THE FIRST VISIT IN THE NEXT WEEK. | N | Y | CIRCLE K #7440-APOPKA / RIGHTWAY FUELS | 2202 MCCORMICK ROAD |  | APOPKA | FL | 32703 |  | 8139106808 |  |  | CHERYL BARROW | 3802 CORPOREX PARK DR. | STE 200 | TAMPA | FL | 33619 |  | 8139106878 |  | INVESTOR | 25 | 31680 | 1 | 2018-11-14 | 2018-11-14 | NC01 | 50
3 | ORANGE | CD | Janice@zellwoodwater.com | 3484148 | NONCOMMUNITY | CHLORINATION; AERATION FOR REMOVAL OF ANY SECONDARY CONTAMINANT, SULFIDE, OR ANY UNREGULATED CONTAMINANT; CORROSION CONTROL INHIBITOR ADDITION; HYPOCHLORINATION; IRON OR MANGANESE SEQUESTRATION; OR ULTRAVIOLET RADIATION. THE LEAD/CHIEF OPERATOR MUST BE CLASS D OR HIGHER. 50,000 GPD UP TO 0.25 MGD-STAFFING BY CLASS D OR HIGHER OPERATOR: 3 VISITS/WEEK ON NONCONSECUTIVE DAYS FOR A TOTAL OF 0.3 HOUR/WEEK. LESS THAN 50,000 GPD-STAFFING BY A CLASS D OR HIGHER OPERATOR: 2 VISITS/WEEK ON NONCONSECUTIVE DAYS FOR A TOTAL OF 0.2 HOUR/WEEK. THERE SHALL BE NO MORE THAN 5 DAYS BETWEEN THE LAST VISIT IN ONE WEEK AND THE FIRST VISIT IN THE NEXT WEEK. | N | Y | MOUNT DORA SHELL | 6551 US HWY 441 & OLD 441 |  | MOUNT DORA | FL | 32789 |  | 3522676868 |  | SUJAN KHANAL | SUJAN KHANAL | 6550 N. ORANGE BLOSSOM TRAIL |  | MOUNT DORA | FL | 32757 |  | 3522676868 |  | INVESTOR | 25 | 31680 | 1 | 2014-10-27 | 2017-06-22 | NC01 | 50
3 | ORANGE | CD | flmobileparkmanagement@gmail.com | 3484175 | COMMUNITY | CHLORINATION; AERATION FOR REMOVAL OF ANY SECONDARY CONTAMINANT, SULFIDE, OR ANY UNREGULATED CONTAMINANT; CORROSION CONTROL INHIBITOR ADDITION; HYPOCHLORINATION; IRON OR MANGANESE SEQUESTRATION; OR ULTRAVIOLET RADIATION. THE LEAD/CHIEF OPERATOR MUST BE CLASS D OR HIGHER. 50,000 GPD UP TO 0.25 MGD-STAFFING BY CLASS D OR HIGHER OPERATOR: 3 VISITS/WEEK ON NONCONSECUTIVE DAYS FOR A TOTAL OF 0.3 HOUR/WEEK. LESS THAN 50,000 GPD-STAFFING BY A CLASS D OR HIGHER OPERATOR: 2 VISITS/WEEK ON NONCONSECUTIVE DAYS FOR A TOTAL OF 0.2 HOUR/WEEK. THERE SHALL BE NO MORE THAN 5 DAYS BETWEEN THE LAST VISIT IN ONE WEEK AND THE FIRST VISIT IN THE NEXT WEEK. | N | Y | J&C MHP | 18108 DOLAN LN |  | ORLANDO | FL | 32820 |  | 3058042506 |  | XOCHILT MICHELLE BERMUDEZ | XOCHILT MICHELLE BERMUDEZ | PO BOX 450822 |  | MIAMI | FL | 33245 |  | 3058042506 |  | INVESTOR | 40 | 28000 | 16 | 2017-07-25 | 2020-03-17 | DC06 | 100
3 | ORANGE | CD |  | 3484181 | NONCOMMUNITY | CHLORINATION; AERATION FOR REMOVAL OF ANY SECONDARY CONTAMINANT, SULFIDE, OR ANY UNREGULATED CONTAMINANT; CORROSION CONTROL INHIBITOR ADDITION; HYPOCHLORINATION; IRON OR MANGANESE SEQUESTRATION; OR ULTRAVIOLET RADIATION. THE LEAD/CHIEF OPERATOR MUST BE CLASS D OR HIGHER. 50,000 GPD UP TO 0.25 MGD-STAFFING BY CLASS D OR HIGHER OPERATOR: 3 VISITS/WEEK ON NONCONSECUTIVE DAYS FOR A TOTAL OF 0.3 HOUR/WEEK. LESS THAN 50,000 GPD-STAFFING BY A CLASS D OR HIGHER OPERATOR: 2 VISITS/WEEK ON NONCONSECUTIVE DAYS FOR A TOTAL OF 0.2 HOUR/WEEK. THERE SHALL BE NO MORE THAN 5 DAYS BETWEEN THE LAST VISIT IN ONE WEEK AND THE FIRST VISIT IN THE NEXT WEEK. | N | Y | FORT CHRISTMAS PARK | 1300 FT CHRISTMAS RD |  | CHRISTMAS | FL | 32709 |  | 4075684149 |  | JOSE CANAS | DEAN COUSINS | 6600 AMORY COURT |  | WINTER PARK | FL | 32792 |  | 4078369853 |  | COUNTY | 25 | 18000 | 15 | 2012-02-20 | 2017-12-12 | NC01 | 50
3 | ORANGE | CD |  | 3484191 | NONCOMMUNITY | CHLORINATION; AERATION FOR REMOVAL OF ANY SECONDARY CONTAMINANT, SULFIDE, OR ANY UNREGULATED CONTAMINANT; CORROSION CONTROL INHIBITOR ADDITION; HYPOCHLORINATION; IRON OR MANGANESE SEQUESTRATION; OR ULTRAVIOLET RADIATION. THE LEAD/CHIEF OPERATOR MUST BE CLASS D OR HIGHER. 50,000 GPD UP TO 0.25 MGD-STAFFING BY CLASS D OR HIGHER OPERATOR: 3 VISITS/WEEK ON NONCONSECUTIVE DAYS FOR A TOTAL OF 0.3 HOUR/WEEK. LESS THAN 50,000 GPD-STAFFING BY A CLASS D OR HIGHER OPERATOR: 2 VISITS/WEEK ON NONCONSECUTIVE DAYS FOR A TOTAL OF 0.2 HOUR/WEEK. THERE SHALL BE NO MORE THAN 5 DAYS BETWEEN THE LAST VISIT IN ONE WEEK AND THE FIRST VISIT IN THE NEXT WEEK. | N | Y | RIGHT FUEL & FOOD | 1397 N LAKEWOOD AVE |  | OCOEE | FL | 34761 |  | 4078770044 |  | RICKY & ASMITA PATEL | RICKY & ASMITA PATEL | 10533 OAKVIEW POINTE TERR |  | GOTHA | FL | 34734 |  | 4078770044 |  | INVESTOR | 25 | 10800 | 1 | 2018-11-15 | 2018-10-23 | NC01 | 50
3 | ORANGE | CD | NONE10/11/01 | 3484203 | NONCOMMUNITY | CHLORINATION; AERATION FOR REMOVAL OF ANY SECONDARY CONTAMINANT, SULFIDE, OR ANY UNREGULATED CONTAMINANT; CORROSION CONTROL INHIBITOR ADDITION; HYPOCHLORINATION; IRON OR MANGANESE SEQUESTRATION; OR ULTRAVIOLET RADIATION. THE LEAD/CHIEF OPERATOR MUST BE CLASS D OR HIGHER. 50,000 GPD UP TO 0.25 MGD-STAFFING BY CLASS D OR HIGHER OPERATOR: 3 VISITS/WEEK ON NONCONSECUTIVE DAYS FOR A TOTAL OF 0.3 HOUR/WEEK. LESS THAN 50,000 GPD-STAFFING BY A CLASS D OR HIGHER OPERATOR: 2 VISITS/WEEK ON NONCONSECUTIVE DAYS FOR A TOTAL OF 0.2 HOUR/WEEK. THERE SHALL BE NO MORE THAN 5 DAYS BETWEEN THE LAST VISIT IN ONE WEEK AND THE FIRST VISIT IN THE NEXT WEEK. | N | Y | LAKE JOHN'S MOTEL | 15992 W COLONIAL |  | WINTER GARDEN | FL | 34787 |  | 4076568124 |  | TARA BABOOLAL | RUSSELL SMITH | 15992 W COLONIAL |  | WINTER GARDEN | FL | 34787 |  | 4076568124 |  | INVESTOR | 25 | 10000 | 30 | 2021-02-25 | 2021-01-19 | NC01 | 50
3 | ORANGE | CD | none | 3484218 | NONCOMMUNITY | CHLORINATION; AERATION FOR REMOVAL OF ANY SECONDARY CONTAMINANT, SULFIDE, OR ANY UNREGULATED CONTAMINANT; CORROSION CONTROL INHIBITOR ADDITION; HYPOCHLORINATION; IRON OR MANGANESE SEQUESTRATION; OR ULTRAVIOLET RADIATION. THE LEAD/CHIEF OPERATOR MUST BE CLASS D OR HIGHER. 50,000 GPD UP TO 0.25 MGD-STAFFING BY CLASS D OR HIGHER OPERATOR: 3 VISITS/WEEK ON NONCONSECUTIVE DAYS FOR A TOTAL OF 0.3 HOUR/WEEK. LESS THAN 50,000 GPD-STAFFING BY A CLASS D OR HIGHER OPERATOR: 2 VISITS/WEEK ON NONCONSECUTIVE DAYS FOR A TOTAL OF 0.2 HOUR/WEEK. THERE SHALL BE NO MORE THAN 5 DAYS BETWEEN THE LAST VISIT IN ONE WEEK AND THE FIRST VISIT IN THE NEXT WEEK. | N | Y | BRANTLEY'S MOBILE HOME PARK | 17541 WILSON RD |  | ORLANDO | FL | 32833 |  | 4076574742 |  | CARYN BERGMAN | ROBERT BRANTLEY | 9967 LAKE GEORGIA DR |  | ORLANDO | FL | 32817 | 3120 | 4076574742 |  | INVESTOR | 25 | 18720 | 13 | 2018-01-03 | 2017-12-12 | NC01 | 50
3 | ORANGE | CD |  | 3484221 | NONCOMMUNITY | CHLORINATION; AERATION FOR REMOVAL OF ANY SECONDARY CONTAMINANT, SULFIDE, OR ANY UNREGULATED CONTAMINANT; CORROSION CONTROL INHIBITOR ADDITION; HYPOCHLORINATION; IRON OR MANGANESE SEQUESTRATION; OR ULTRAVIOLET RADIATION. THE LEAD/CHIEF OPERATOR MUST BE CLASS D OR HIGHER. 50,000 GPD UP TO 0.25 MGD-STAFFING BY CLASS D OR HIGHER OPERATOR: 3 VISITS/WEEK ON NONCONSECUTIVE DAYS FOR A TOTAL OF 0.3 HOUR/WEEK. LESS THAN 50,000 GPD-STAFFING BY A CLASS D OR HIGHER OPERATOR: 2 VISITS/WEEK ON NONCONSECUTIVE DAYS FOR A TOTAL OF 0.2 HOUR/WEEK. THERE SHALL BE NO MORE THAN 5 DAYS BETWEEN THE LAST VISIT IN ONE WEEK AND THE FIRST VISIT IN THE NEXT WEEK. | N | Y | CHRISTMAS GROCERY | 25002 E HWY 50 |  | CHRISTMAS | FL | 32709 |  | 4076737720 |  | CHRISTMAS GROCERY | WILMER J. FROMETA JR | 710 MALONEY LANE |  | ORLANDO | FL | 32825 |  | 4075685662 |  | INVESTOR | 25 | 14400 | 1 | 2014-03-21 | 2017-12-12 | NC01 | 50
3 | ORANGE | CD | motelx.919c@gmail.com | 3484227 | NONCOMMUNITY | CHLORINATION; AERATION FOR REMOVAL OF ANY SECONDARY CONTAMINANT, SULFIDE, OR ANY UNREGULATED CONTAMINANT; CORROSION CONTROL INHIBITOR ADDITION; HYPOCHLORINATION; IRON OR MANGANESE SEQUESTRATION; OR ULTRAVIOLET RADIATION. THE LEAD/CHIEF OPERATOR MUST BE CLASS D OR HIGHER. 50,000 GPD UP TO 0.25 MGD-STAFFING BY CLASS D OR HIGHER OPERATOR: 3 VISITS/WEEK ON NONCONSECUTIVE DAYS FOR A TOTAL OF 0.3 HOUR/WEEK. LESS THAN 50,000 GPD-STAFFING BY A CLASS D OR HIGHER OPERATOR: 2 VISITS/WEEK ON NONCONSECUTIVE DAYS FOR A TOTAL OF 0.2 HOUR/WEEK. THERE SHALL BE NO MORE THAN 5 DAYS BETWEEN THE LAST VISIT IN ONE WEEK AND THE FIRST VISIT IN THE NEXT WEEK. | N | Y | MOTEL X | 6401 NORTH ORANGE BLOSSOM TR. |  | ORLANDO | FL | 32810 |  | 4072932877 |  |  | FEDERICO FERNANDEZ | 6401 N ORANGE BLOSSOM TRAIL |  | ORLANDO | FL | 32810 |  | 3054698903 |  | INVESTOR | 25 | 10800 | 1 | 2015-08-06 | 2018-12-27 | NC01 | 50
3 | ORANGE | CD | none | 3484228 | NONTRANSIENT NONCOMMUNITY | CHLORINATION; AERATION FOR REMOVAL OF ANY SECONDARY CONTAMINANT, SULFIDE, OR ANY UNREGULATED CONTAMINANT; CORROSION CONTROL INHIBITOR ADDITION; HYPOCHLORINATION; IRON OR MANGANESE SEQUESTRATION; OR ULTRAVIOLET RADIATION. THE LEAD/CHIEF OPERATOR MUST BE CLASS D OR HIGHER. 50,000 GPD UP TO 0.25 MGD-STAFFING BY CLASS D OR HIGHER OPERATOR: 3 VISITS/WEEK ON NONCONSECUTIVE DAYS FOR A TOTAL OF 0.3 HOUR/WEEK. LESS THAN 50,000 GPD-STAFFING BY A CLASS D OR HIGHER OPERATOR: 2 VISITS/WEEK ON NONCONSECUTIVE DAYS FOR A TOTAL OF 0.2 HOUR/WEEK. THERE SHALL BE NO MORE THAN 5 DAYS BETWEEN THE LAST VISIT IN ONE WEEK AND THE FIRST VISIT IN THE NEXT WEEK. | N | Y | HAMPDEN DUBOSE ACADEMY | 5400 SADLER ROAD |  | ZELLWOOD | FL | 32798 |  | 4078804321 |  | JIM REYNOLDS | GEORGE DUBOSE | P O BOX 639 |  | ZELLWOOD | FL | 32798 | 639 | 4078804321 |  | INVESTOR | 140 | 49950 | 10 | 2014-06-13 | 2019-01-09 | NTNC | 100
3 | ORANGE | CD | none | 3484236 | NONCOMMUNITY | CHLORINATION; AERATION FOR REMOVAL OF ANY SECONDARY CONTAMINANT, SULFIDE, OR ANY UNREGULATED CONTAMINANT; CORROSION CONTROL INHIBITOR ADDITION; HYPOCHLORINATION; IRON OR MANGANESE SEQUESTRATION; OR ULTRAVIOLET RADIATION. THE LEAD/CHIEF OPERATOR MUST BE CLASS D OR HIGHER. 50,000 GPD UP TO 0.25 MGD-STAFFING BY CLASS D OR HIGHER OPERATOR: 3 VISITS/WEEK ON NONCONSECUTIVE DAYS FOR A TOTAL OF 0.3 HOUR/WEEK. LESS THAN 50,000 GPD-STAFFING BY A CLASS D OR HIGHER OPERATOR: 2 VISITS/WEEK ON NONCONSECUTIVE DAYS FOR A TOTAL OF 0.2 HOUR/WEEK. THERE SHALL BE NO MORE THAN 5 DAYS BETWEEN THE LAST VISIT IN ONE WEEK AND THE FIRST VISIT IN THE NEXT WEEK. | N | Y | LIGHTHOUSE MISSION OF ORLANDO | 2554 OVERLAND ROAD |  | APOPKA | FL | 32703 |  | 4072910124 |  | TOM GILMAN | LIGHTHOUSE MISSION OF ORLANDO | 2554 OVERLAND RD |  | APOPKA | FL | 32703 |  | 4072910124 |  | OTHER | 25 | 23040 | 5 | 2021-02-16 | 2021-01-22 | NC01 | 50
3 | ORANGE | CD | SNYDERELS@YAHOO.COM | 3484245 | NONCOMMUNITY | CHLORINATION; AERATION FOR REMOVAL OF ANY SECONDARY CONTAMINANT, SULFIDE, OR ANY UNREGULATED CONTAMINANT; CORROSION CONTROL INHIBITOR ADDITION; HYPOCHLORINATION; IRON OR MANGANESE SEQUESTRATION; OR ULTRAVIOLET RADIATION. THE LEAD/CHIEF OPERATOR MUST BE CLASS D OR HIGHER. 50,000 GPD UP TO 0.25 MGD-STAFFING BY CLASS D OR HIGHER OPERATOR: 3 VISITS/WEEK ON NONCONSECUTIVE DAYS FOR A TOTAL OF 0.3 HOUR/WEEK. LESS THAN 50,000 GPD-STAFFING BY A CLASS D OR HIGHER OPERATOR: 2 VISITS/WEEK ON NONCONSECUTIVE DAYS FOR A TOTAL OF 0.2 HOUR/WEEK. THERE SHALL BE NO MORE THAN 5 DAYS BETWEEN THE LAST VISIT IN ONE WEEK AND THE FIRST VISIT IN THE NEXT WEEK. | N | Y | ORLANDO POSTAL EMPLOYEE CLUB | 2034 OPERC DRIVE |  | WINDERMERE | FL | 34786 |  | 4078763658 |  | JOE SNYDER | OPERC INCORPORATED | 2100 OPERC DR |  | WINDERMERE | FL | 34786 |  | 4077389663 |  | INVESTOR | 25 | 2000 | 25 | 2015-01-30 | 2018-10-22 | NC01 | 50
3 | ORANGE | CD |  | 3484250 | NONTRANSIENT NONCOMMUNITY | CHLORINATION; AERATION FOR REMOVAL OF ANY SECONDARY CONTAMINANT, SULFIDE, OR ANY UNREGULATED CONTAMINANT; CORROSION CONTROL INHIBITOR ADDITION; HYPOCHLORINATION; IRON OR MANGANESE SEQUESTRATION; OR ULTRAVIOLET RADIATION. THE LEAD/CHIEF OPERATOR MUST BE CLASS D OR HIGHER. 50,000 GPD UP TO 0.25 MGD-STAFFING BY CLASS D OR HIGHER OPERATOR: 3 VISITS/WEEK ON NONCONSECUTIVE DAYS FOR A TOTAL OF 0.3 HOUR/WEEK. LESS THAN 50,000 GPD-STAFFING BY A CLASS D OR HIGHER OPERATOR: 2 VISITS/WEEK ON NONCONSECUTIVE DAYS FOR A TOTAL OF 0.2 HOUR/WEEK. THERE SHALL BE NO MORE THAN 5 DAYS BETWEEN THE LAST VISIT IN ONE WEEK AND THE FIRST VISIT IN THE NEXT WEEK. | N | Y | ROBERT'S BUSINESS CENTER | 549 N. GOLDENROD RD, SUITE 12 |  | ORLANDO | FL | 32807 |  | 4073810669 |  | DENNIS KELEHER | ROBERT'S BUSINESS CENTER | 549 N GOLDENROD RD STE 12 |  | ORLANDO | FL | 32807 |  | 4073810669 |  | INVESTOR | 25 | 68400 | 4 | 2018-08-16 | 2021-06-09 | NTNC | 100
3 | ORANGE | CD | NONE10/10/01 | 3484257 | COMMUNITY | CHLORINATION; AERATION FOR REMOVAL OF ANY SECONDARY CONTAMINANT, SULFIDE, OR ANY UNREGULATED CONTAMINANT; CORROSION CONTROL INHIBITOR ADDITION; HYPOCHLORINATION; IRON OR MANGANESE SEQUESTRATION; OR ULTRAVIOLET RADIATION. THE LEAD/CHIEF OPERATOR MUST BE CLASS D OR HIGHER. 50,000 GPD UP TO 0.25 MGD-STAFFING BY CLASS D OR HIGHER OPERATOR: 3 VISITS/WEEK ON NONCONSECUTIVE DAYS FOR A TOTAL OF 0.3 HOUR/WEEK. LESS THAN 50,000 GPD-STAFFING BY A CLASS D OR HIGHER OPERATOR: 2 VISITS/WEEK ON NONCONSECUTIVE DAYS FOR A TOTAL OF 0.2 HOUR/WEEK. THERE SHALL BE NO MORE THAN 5 DAYS BETWEEN THE LAST VISIT IN ONE WEEK AND THE FIRST VISIT IN THE NEXT WEEK. | N | Y | BNMS MOBILE HOME PARK | 18843 LANSING STREET |  | ORLANDO | FL | 32833 |  | 4075685922 |  | OSVALDO BETANCOURT, RITA BUSTO-BETANCOURT | OSVALDO BETANCOURT, RITA BUSTO-BETANCOURT | 13300 LAKE TURNBERRY CIRCLE |  | ORLANDO | FL | 32828 |  | 2019067894 |  | INVESTOR | 33 | 10800 | 14 | 2007-01-12 | 2020-03-17 | DC06 | 100
3 | ORANGE | CD | none | 3484259 | NONCOMMUNITY | CHLORINATION; AERATION FOR REMOVAL OF ANY SECONDARY CONTAMINANT, SULFIDE, OR ANY UNREGULATED CONTAMINANT; CORROSION CONTROL INHIBITOR ADDITION; HYPOCHLORINATION; IRON OR MANGANESE SEQUESTRATION; OR ULTRAVIOLET RADIATION. THE LEAD/CHIEF OPERATOR MUST BE CLASS D OR HIGHER. 50,000 GPD UP TO 0.25 MGD-STAFFING BY CLASS D OR HIGHER OPERATOR: 3 VISITS/WEEK ON NONCONSECUTIVE DAYS FOR A TOTAL OF 0.3 HOUR/WEEK. LESS THAN 50,000 GPD-STAFFING BY A CLASS D OR HIGHER OPERATOR: 2 VISITS/WEEK ON NONCONSECUTIVE DAYS FOR A TOTAL OF 0.2 HOUR/WEEK. THERE SHALL BE NO MORE THAN 5 DAYS BETWEEN THE LAST VISIT IN ONE WEEK AND THE FIRST VISIT IN THE NEXT WEEK. | N | Y | VFW POST # 4287 | 3500 SOUTH GOLDENROD RD |  | ORLANDO | FL | 32822 |  | 4072736581 |  | JAMES W. SPRADLING II | JAMES W. SPRADLING II | 3500 S. GOLDENROD ROAD |  | ORLANDO | FL | 32822 |  | 4072736581 |  | INVESTOR | 25 | 10800 | 1 | 2014-08-20 | 2017-06-22 | NC01 | 50
3 | ORANGE | CD | ALJAMAL786@GMAIL.COM | 3484261 | NONCOMMUNITY | CHLORINATION; AERATION FOR REMOVAL OF ANY SECONDARY CONTAMINANT, SULFIDE, OR ANY UNREGULATED CONTAMINANT; CORROSION CONTROL INHIBITOR ADDITION; HYPOCHLORINATION; IRON OR MANGANESE SEQUESTRATION; OR ULTRAVIOLET RADIATION. THE LEAD/CHIEF OPERATOR MUST BE CLASS D OR HIGHER. 50,000 GPD UP TO 0.25 MGD-STAFFING BY CLASS D OR HIGHER OPERATOR: 3 VISITS/WEEK ON NONCONSECUTIVE DAYS FOR A TOTAL OF 0.3 HOUR/WEEK. LESS THAN 50,000 GPD-STAFFING BY A CLASS D OR HIGHER OPERATOR: 2 VISITS/WEEK ON NONCONSECUTIVE DAYS FOR A TOTAL OF 0.2 HOUR/WEEK. THERE SHALL BE NO MORE THAN 5 DAYS BETWEEN THE LAST VISIT IN ONE WEEK AND THE FIRST VISIT IN THE NEXT WEEK. | N | Y | ZELLWOOD MOBIL | 4498 N ORANGE BLOSSOM TRL |  | MOUNT DORA | FL | 32757 | 7305 | 3523835554 |  | AMIN LALANI | AMIN LALANI | 4498 N. ORANGE BLOSSOM TRAIL |  | MOUNT DORA | FL | 32757 |  | 3213567860 |  | INVESTOR | 25 | 36000 | 1 | 2013-08-09 | 2021-11-05 | NC01 | 50
3 | ORANGE | CD |  | 3484264 | NONTRANSIENT NONCOMMUNITY | CHLORINATION; AERATION FOR REMOVAL OF ANY SECONDARY CONTAMINANT, SULFIDE, OR ANY UNREGULATED CONTAMINANT; CORROSION CONTROL INHIBITOR ADDITION; HYPOCHLORINATION; IRON OR MANGANESE SEQUESTRATION; OR ULTRAVIOLET RADIATION. THE LEAD/CHIEF OPERATOR MUST BE CLASS C OR HIGHER. 5.0 MGD AND ABOVE-STAFFING BY CLASS C OR HIGHER OPERATOR: 6 HOURS/DAY FOR 5 DAYS/WEEK AND ONE VISIT ON EACH WEEKEND DAY. 3.0 MGD UP TO 5.0 MGD-STAFFING BY CLASS C OR HIGHER OPERATOR: 1 HOUR/DAY FOR 5 DAYS/WEEK AND ONE VISIT ON EACH WEEKEND DAY. 0.25 MGD UP TO 3.0 MGD-STAFFING BY CLASS C OR HIGHER OPERATOR: 5 VISITS/WEEK AND ONE VISIT EACH WEEKEND FOR A TOTAL OF 0.6 HOUR/WEEK. | N | Y | CENTRAL FLORIDA RESEARCH PARK | SCIENCE DRIVE AND TECHNOLOGY PARKWAY |  | ORLANDO | FL | 32826 |  | 4079889798 |  | Thomas Andrew King | JOE WALLACE | 12424 RESEARCH PKWY. | #100 | ORLANDO | FL | 32826 |  | 4072823944 |  | OTHER | 9129 | 3000000 | 38 | 2019-01-29 | 2018-12-27 | NTNC | 100
3 | ORANGE | CD |  | 3484278 | NONCOMMUNITY | CHLORINATION; AERATION FOR REMOVAL OF ANY SECONDARY CONTAMINANT, SULFIDE, OR ANY UNREGULATED CONTAMINANT; CORROSION CONTROL INHIBITOR ADDITION; HYPOCHLORINATION; IRON OR MANGANESE SEQUESTRATION; OR ULTRAVIOLET RADIATION. THE LEAD/CHIEF OPERATOR MUST BE CLASS D OR HIGHER. 50,000 GPD UP TO 0.25 MGD-STAFFING BY CLASS D OR HIGHER OPERATOR: 3 VISITS/WEEK ON NONCONSECUTIVE DAYS FOR A TOTAL OF 0.3 HOUR/WEEK. LESS THAN 50,000 GPD-STAFFING BY A CLASS D OR HIGHER OPERATOR: 2 VISITS/WEEK ON NONCONSECUTIVE DAYS FOR A TOTAL OF 0.2 HOUR/WEEK. THERE SHALL BE NO MORE THAN 5 DAYS BETWEEN THE LAST VISIT IN ONE WEEK AND THE FIRST VISIT IN THE NEXT WEEK. | N | Y | CHRISTMAS COMMUNITY CENTER | 23760 E COLONIAL DR |  | CHRISTMAS | FL | 32709 |  | 4075681225 |  | BOBBY BEAGLES | BOBBY BEAGLES | P O BOX 473 |  | CHRISTMAS | FL | 32709 |  | 4075683116 |  | INVESTOR | 25 | 10800 | 1 | 2014-08-21 | 2017-12-12 | NC01 | 50
3 | ORANGE | CD | none | 3484281 | NONTRANSIENT NONCOMMUNITY | AERATION FOR REMOVAL OF ANY PRIMARY CONTAMINANT; ALKALINITY/PH ADJUSTMENT; CHLORAMIN ATION; CHLORINE DIOXIDE FOR OXIDATION OR DISINFECTION; FLUORIDATION; ION EXCHANGE FOR REMOVAL OF ANY SECONDARY CONTAMINANT, SULFIDE, OR ANY UNREGULATED CONTAMINANT; OR OZONATION LESS THAN 0.1 MGD. STAFFING BY A CLASS D OR HIGHER OPERATOR: 3 VISITS/WEEK ON NONCONSECUTIVE DAYS FOR A TOTAL OF 0.6 HOUR/WEEK. THE LEAD/CHIEF OPERATOR MUST BE CLASS D OR HIGHER. | N | Y | ORANGE COUNTY ACADEMY | 18415 11TH AVENUE |  | BITHLO | FL | 32820 |  | 3218044981 |  | TIMOTHY J. MCKINNEY | TIMOTHY J. MCKINNEY | PO BOX 536157 |  | ORLANDO | FL | 32853 | 6157 | 4078988775 |  | INVESTOR | 25 | 10800 | 1 | 2017-11-01 | 2020-06-26 | NTNC | 100
3 | ORANGE | CD | kevin4ins@yahoo.com | 3484304 | NONCOMMUNITY | CHLORINATION; AERATION FOR REMOVAL OF ANY SECONDARY CONTAMINANT, SULFIDE, OR ANY UNREGULATED CONTAMINANT; CORROSION CONTROL INHIBITOR ADDITION; HYPOCHLORINATION; IRON OR MANGANESE SEQUESTRATION; OR ULTRAVIOLET RADIATION. THE LEAD/CHIEF OPERATOR MUST BE CLASS D OR HIGHER. 50,000 GPD UP TO 0.25 MGD-STAFFING BY CLASS D OR HIGHER OPERATOR: 3 VISITS/WEEK ON NONCONSECUTIVE DAYS FOR A TOTAL OF 0.3 HOUR/WEEK. LESS THAN 50,000 GPD-STAFFING BY A CLASS D OR HIGHER OPERATOR: 2 VISITS/WEEK ON NONCONSECUTIVE DAYS FOR A TOTAL OF 0.2 HOUR/WEEK. THERE SHALL BE NO MORE THAN 5 DAYS BETWEEN THE LAST VISIT IN ONE WEEK AND THE FIRST VISIT IN THE NEXT WEEK. | N | Y | BUNKER HILL CENTER | 15232 E COLONIAL DR |  | ORLANDO | FL | 32826 |  | 3212515423 |  | KEVIN JAMES | KEVIN JAMES | PO BOX 952855 |  | LAKE MARY | FL | 32795 |  | 3212515423 |  | INVESTOR | 25 | 8640 | 1 | 2014-05-01 | 2021-01-19 | NC01 | 50
3 | ORANGE | CD | jstieben@circlek.com | 3484317 | NONCOMMUNITY | CHLORINATION; AERATION FOR REMOVAL OF ANY SECONDARY CONTAMINANT, SULFIDE, OR ANY UNREGULATED CONTAMINANT; CORROSION CONTROL INHIBITOR ADDITION; HYPOCHLORINATION; IRON OR MANGANESE SEQUESTRATION; OR ULTRAVIOLET RADIATION. THE LEAD/CHIEF OPERATOR MUST BE CLASS D OR HIGHER. 50,000 GPD UP TO 0.25 MGD-STAFFING BY CLASS D OR HIGHER OPERATOR: 3 VISITS/WEEK ON NONCONSECUTIVE DAYS FOR A TOTAL OF 0.3 HOUR/WEEK. LESS THAN 50,000 GPD-STAFFING BY A CLASS D OR HIGHER OPERATOR: 2 VISITS/WEEK ON NONCONSECUTIVE DAYS FOR A TOTAL OF 0.2 HOUR/WEEK. THERE SHALL BE NO MORE THAN 5 DAYS BETWEEN THE LAST VISIT IN ONE WEEK AND THE FIRST VISIT IN THE NEXT WEEK. | N | Y | CIRCLE K #7514/CHRISTMAS | 24740 E COLONIAL DR |  | ORLANDO | FL | 32709 |  | 8139106808 |  |  | CHERYL BARROW | 3802 CORPOREX PARK DR. | STE 200 | TAMPA | FL | 33619 |  | 8139106878 |  | INVESTOR | 25 | 14400 | 1 | 2021-01-21 | 2021-01-19 | NC01 | 50
3 | ORANGE | CD | None - 5/10/12 | 3484321 | NONTRANSIENT NONCOMMUNITY | CHLORINATION; AERATION FOR REMOVAL OF ANY SECONDARY CONTAMINANT, SULFIDE, OR ANY UNREGULATED CONTAMINANT; CORROSION CONTROL INHIBITOR ADDITION; HYPOCHLORINATION; IRON OR MANGANESE SEQUESTRATION; OR ULTRAVIOLET RADIATION. THE LEAD/CHIEF OPERATOR MUST BE CLASS D OR HIGHER. 50,000 GPD UP TO 0.25 MGD-STAFFING BY CLASS D OR HIGHER OPERATOR: 3 VISITS/WEEK ON NONCONSECUTIVE DAYS FOR A TOTAL OF 0.3 HOUR/WEEK. LESS THAN 50,000 GPD-STAFFING BY A CLASS D OR HIGHER OPERATOR: 2 VISITS/WEEK ON NONCONSECUTIVE DAYS FOR A TOTAL OF 0.2 HOUR/WEEK. THERE SHALL BE NO MORE THAN 5 DAYS BETWEEN THE LAST VISIT IN ONE WEEK AND THE FIRST VISIT IN THE NEXT WEEK. | N | Y | PREMIER ACADEMY | 9380 GOTHA RD. |  | WINDERMERE | FL | 34786 |  | 4072903277 |  | NAOMI VERGARA | CATHERINE PAGE | 9380 GOTHA RD |  | WINDERMERE | FL | 34786 | 8102 | 4072903277 |  | INVESTOR | 100 | 36000 | 2 | 2018-12-06 | 2018-10-30 | NTNC | 100
3 | ORANGE | CD |  | 3484341 | NONTRANSIENT NONCOMMUNITY | CHLORINATION; AERATION FOR REMOVAL OF ANY SECONDARY CONTAMINANT, SULFIDE, OR ANY UNREGULATED CONTAMINANT; CORROSION CONTROL INHIBITOR ADDITION; HYPOCHLORINATION; IRON OR MANGANESE SEQUESTRATION; OR ULTRAVIOLET RADIATION. THE LEAD/CHIEF OPERATOR MUST BE CLASS D OR HIGHER. 50,000 GPD UP TO 0.25 MGD-STAFFING BY CLASS D OR HIGHER OPERATOR: 3 VISITS/WEEK ON NONCONSECUTIVE DAYS FOR A TOTAL OF 0.3 HOUR/WEEK. LESS THAN 50,000 GPD-STAFFING BY A CLASS D OR HIGHER OPERATOR: 2 VISITS/WEEK ON NONCONSECUTIVE DAYS FOR A TOTAL OF 0.2 HOUR/WEEK. THERE SHALL BE NO MORE THAN 5 DAYS BETWEEN THE LAST VISIT IN ONE WEEK AND THE FIRST VISIT IN THE NEXT WEEK. | N | Y | AGRI-STARTS INC | 1728 KELLY PARK ROAD |  | APOPKA | FL | 32712 | 5208 | 4078898055 |  | ROBERT KIZER | AGRI STARTS INC | 1728 KELLY PARK RD |  | APOPKA | FL | 32712 |  | 4078898055 |  | INVESTOR | 63 | 8640 | 6 | 2010-02-01 | 2020-05-05 | NTNC | 100
3 | ORANGE | CD | hpscfl@yahoo.com | 3484345 | NONCOMMUNITY | CHLORINATION; AERATION FOR REMOVAL OF ANY SECONDARY CONTAMINANT, SULFIDE, OR ANY UNREGULATED CONTAMINANT; CORROSION CONTROL INHIBITOR ADDITION; HYPOCHLORINATION; IRON OR MANGANESE SEQUESTRATION; OR ULTRAVIOLET RADIATION. THE LEAD/CHIEF OPERATOR MUST BE CLASS D OR HIGHER. 50,000 GPD UP TO 0.25 MGD-STAFFING BY CLASS D OR HIGHER OPERATOR: 3 VISITS/WEEK ON NONCONSECUTIVE DAYS FOR A TOTAL OF 0.3 HOUR/WEEK. LESS THAN 50,000 GPD-STAFFING BY A CLASS D OR HIGHER OPERATOR: 2 VISITS/WEEK ON NONCONSECUTIVE DAYS FOR A TOTAL OF 0.2 HOUR/WEEK. THERE SHALL BE NO MORE THAN 5 DAYS BETWEEN THE LAST VISIT IN ONE WEEK AND THE FIRST VISIT IN THE NEXT WEEK. | N | Y | SPEED WORLD DRAGWAY | 19164 E COLONIAL DR |  | ORLANDO | FL | 32820 |  | 4078792768 |  | WADE RICH | OSVALDO MOYA | 3132 N JOHN YOUNG PARKWAY |  | ORLANDO | FL | 32804 |  | 4075685522 |  | INVESTOR | 25 | 13680 | 3 | 2021-03-19 | 2021-01-19 | NC01 | 50
3 | ORANGE | CD | hpscfl@yahoo.com | 3484346 | NONCOMMUNITY | CHLORINATION; AERATION FOR REMOVAL OF ANY SECONDARY CONTAMINANT, SULFIDE, OR ANY UNREGULATED CONTAMINANT; CORROSION CONTROL INHIBITOR ADDITION; HYPOCHLORINATION; IRON OR MANGANESE SEQUESTRATION; OR ULTRAVIOLET RADIATION. THE LEAD/CHIEF OPERATOR MUST BE CLASS D OR HIGHER. 50,000 GPD UP TO 0.25 MGD-STAFFING BY CLASS D OR HIGHER OPERATOR: 3 VISITS/WEEK ON NONCONSECUTIVE DAYS FOR A TOTAL OF 0.3 HOUR/WEEK. LESS THAN 50,000 GPD-STAFFING BY A CLASS D OR HIGHER OPERATOR: 2 VISITS/WEEK ON NONCONSECUTIVE DAYS FOR A TOTAL OF 0.2 HOUR/WEEK. THERE SHALL BE NO MORE THAN 5 DAYS BETWEEN THE LAST VISIT IN ONE WEEK AND THE FIRST VISIT IN THE NEXT WEEK. | N | Y | ORLANDO SPEED WORLD (OVAL TRACK) | 19164 EAST COLONIAL |  | ORLANDO | FL | 32820 |  | 4078792768 |  | WADE RICH | OSVALDO MOYA | 3132 N JOHN YOUNG PARKWAY |  | ORLANDO | FL | 32804 |  | 4078792768 |  | INVESTOR | 25 | 5400 | 9 | 2021-03-23 | 2021-01-19 | NC01 | 50
3 | ORANGE | CD | DIANE@ROBERTSORTHOPEDIC.COM | 3484362 | NONCOMMUNITY | CHLORINATION; AERATION FOR REMOVAL OF ANY SECONDARY CONTAMINANT, SULFIDE, OR ANY UNREGULATED CONTAMINANT; CORROSION CONTROL INHIBITOR ADDITION; HYPOCHLORINATION; IRON OR MANGANESE SEQUESTRATION; OR ULTRAVIOLET RADIATION. THE LEAD/CHIEF OPERATOR MUST BE CLASS D OR HIGHER. 50,000 GPD UP TO 0.25 MGD-STAFFING BY CLASS D OR HIGHER OPERATOR: 3 VISITS/WEEK ON NONCONSECUTIVE DAYS FOR A TOTAL OF 0.3 HOUR/WEEK. LESS THAN 50,000 GPD-STAFFING BY A CLASS D OR HIGHER OPERATOR: 2 VISITS/WEEK ON NONCONSECUTIVE DAYS FOR A TOTAL OF 0.2 HOUR/WEEK. THERE SHALL BE NO MORE THAN 5 DAYS BETWEEN THE LAST VISIT IN ONE WEEK AND THE FIRST VISIT IN THE NEXT WEEK. | N | Y | ROBERTS MEDICAL PLAZA | 453 N KIRKMAN RD #201 |  | ORLANDO | FL | 32811 |  | 4072928992 |  | DIANE YEO | DR. ROBERT S. ROBERTS | 453 N KIRKMAN RD | #201 | ORLANDO | FL | 32811 |  | 4072928992 |  | INVESTOR | 25 | 28000 | 1 | 2019-11-07 | 2019-11-04 | NC01 | 50
3 | ORANGE | CD | LODGE2427@MOOSEUNITS.ORG | 3484371 | NONCOMMUNITY | CHLORINATION; AERATION FOR REMOVAL OF ANY SECONDARY CONTAMINANT, SULFIDE, OR ANY UNREGULATED CONTAMINANT; CORROSION CONTROL INHIBITOR ADDITION; HYPOCHLORINATION; IRON OR MANGANESE SEQUESTRATION; OR ULTRAVIOLET RADIATION. THE LEAD/CHIEF OPERATOR MUST BE CLASS D OR HIGHER. 50,000 GPD UP TO 0.25 MGD-STAFFING BY CLASS D OR HIGHER OPERATOR: 3 VISITS/WEEK ON NONCONSECUTIVE DAYS FOR A TOTAL OF 0.3 HOUR/WEEK. LESS THAN 50,000 GPD-STAFFING BY A CLASS D OR HIGHER OPERATOR: 2 VISITS/WEEK ON NONCONSECUTIVE DAYS FOR A TOTAL OF 0.2 HOUR/WEEK. THERE SHALL BE NO MORE THAN 5 DAYS BETWEEN THE LAST VISIT IN ONE WEEK AND THE FIRST VISIT IN THE NEXT WEEK. | N | Y | COUNTY LINE MOOSE LODGE #2427 | 15695 EAST COLONIAL DR. |  | ORLANDO | FL | 32820 |  | 4075684888 |  | RON YATES | RON YATES | 15695 E COLONIAL DR |  | ORLANDO | FL | 32820 | 1016 | 4075684888 |  | OTHER | 25 | 10800 | 1 | 2014-06-02 | 2017-06-22 | NC01 | 50
3 | ORANGE | CD | none | 3484375 | NONTRANSIENT NONCOMMUNITY | CHLORINATION; AERATION FOR REMOVAL OF ANY SECONDARY CONTAMINANT, SULFIDE, OR ANY UNREGULATED CONTAMINANT; CORROSION CONTROL INHIBITOR ADDITION; HYPOCHLORINATION; IRON OR MANGANESE SEQUESTRATION; OR ULTRAVIOLET RADIATION. THE LEAD/CHIEF OPERATOR MUST BE CLASS D OR HIGHER. 50,000 GPD UP TO 0.25 MGD-STAFFING BY CLASS D OR HIGHER OPERATOR: 3 VISITS/WEEK ON NONCONSECUTIVE DAYS FOR A TOTAL OF 0.3 HOUR/WEEK. LESS THAN 50,000 GPD-STAFFING BY A CLASS D OR HIGHER OPERATOR: 2 VISITS/WEEK ON NONCONSECUTIVE DAYS FOR A TOTAL OF 0.2 HOUR/WEEK. THERE SHALL BE NO MORE THAN 5 DAYS BETWEEN THE LAST VISIT IN ONE WEEK AND THE FIRST VISIT IN THE NEXT WEEK. | N | Y | RECYCLE AMERICA OF ORANGE CO. | 12100 YOUNG PINE ROAD | PO BOX 677667 | ORLANDO | FL | 32829 | 7501 | 4078239919 |  | DAVID REED | DAVID REED | 12100 YOUNG PINE RD |  | ORLANDO | FL | 32829 | 7501 | 4075638838 |  | INVESTOR | 48 | 50400 | 1 | 2014-01-10 | 2019-12-05 | NTNC | 100
3 | ORANGE | CD |  | 3484379 | NONCOMMUNITY | CHLORINATION; AERATION FOR REMOVAL OF ANY SECONDARY CONTAMINANT, SULFIDE, OR ANY UNREGULATED CONTAMINANT; CORROSION CONTROL INHIBITOR ADDITION; HYPOCHLORINATION; IRON OR MANGANESE SEQUESTRATION; OR ULTRAVIOLET RADIATION. THE LEAD/CHIEF OPERATOR MUST BE CLASS D OR HIGHER. 50,000 GPD UP TO 0.25 MGD-STAFFING BY CLASS D OR HIGHER OPERATOR: 3 VISITS/WEEK ON NONCONSECUTIVE DAYS FOR A TOTAL OF 0.3 HOUR/WEEK. LESS THAN 50,000 GPD-STAFFING BY A CLASS D OR HIGHER OPERATOR: 2 VISITS/WEEK ON NONCONSECUTIVE DAYS FOR A TOTAL OF 0.2 HOUR/WEEK. THERE SHALL BE NO MORE THAN 5 DAYS BETWEEN THE LAST VISIT IN ONE WEEK AND THE FIRST VISIT IN THE NEXT WEEK. | N | Y | CHEVRON GAS / MT DORA FOOD MART | 6321 US 441 |  | MOUNT DORA | FL | 32757 |  | 3527353952 |  |  | ERNIE GONZALEZ | 1806 N. FRANKLIN ST. |  | TAMPA | FL | 33602 | 2234 | 8134208878 |  | INVESTOR | 25 | 15500 | 1 | 2015-10-24 | 2018-11-07 | NC01 | 50
3 | ORANGE | CD |  | 3484383 | NONTRANSIENT NONCOMMUNITY | AERATION FOR REMOVAL OF ANY PRIMARY CONTAMINANT; ALKALINITY/PH ADJUSTMENT; CHLORAMIN ATION; CHLORINE DIOXIDE FOR OXIDATION OR DISINFECTION; FLUORIDATION; ION EXCHANGE FOR REMOVAL OF ANY SECONDARY CONTAMINANT, SULFIDE, OR ANY UNREGULATED CONTAMINANT; OR OZONATION LESS THAN 0.1 MGD. STAFFING BY A CLASS D OR HIGHER OPERATOR: 3 VISITS/WEEK ON NONCONSECUTIVE DAYS FOR A TOTAL OF 0.6 HOUR/WEEK. THE LEAD/CHIEF OPERATOR MUST BE CLASS D OR HIGHER. | N | Y | BITHLO COMMUNITY PARK | WASHINGTON AVE & 6TH STREET |  | BITHLO | FL | 32867 |  | 4078364200 |  | DEAN COUSINS | MATT SUEDMEYER | 4801 W COLONIAL DR |  | ORLANDO | FL | 32808 |  | 4078366200 |  | COUNTY | 25 | 48000 | 3 | 2017-10-17 | 2020-03-17 | NTNC | 100
3 | ORANGE | CD | agrowingplacechc@yahoo.com | 3484384 | NONTRANSIENT NONCOMMUNITY | CHLORINATION; AERATION FOR REMOVAL OF ANY SECONDARY CONTAMINANT, SULFIDE, OR ANY UNREGULATED CONTAMINANT; CORROSION CONTROL INHIBITOR ADDITION; HYPOCHLORINATION; IRON OR MANGANESE SEQUESTRATION; OR ULTRAVIOLET RADIATION. THE LEAD/CHIEF OPERATOR MUST BE CLASS D OR HIGHER. 50,000 GPD UP TO 0.25 MGD-STAFFING BY CLASS D OR HIGHER OPERATOR: 3 VISITS/WEEK ON NONCONSECUTIVE DAYS FOR A TOTAL OF 0.3 HOUR/WEEK. LESS THAN 50,000 GPD-STAFFING BY A CLASS D OR HIGHER OPERATOR: 2 VISITS/WEEK ON NONCONSECUTIVE DAYS FOR A TOTAL OF 0.2 HOUR/WEEK. THERE SHALL BE NO MORE THAN 5 DAYS BETWEEN THE LAST VISIT IN ONE WEEK AND THE FIRST VISIT IN THE NEXT WEEK. | N | Y | A GROWING PLACE CHILD CARE | 18555 OLD CHENEY HWY |  | ORLANDO | FL | 32820 |  | 4075680402 |  | GEORGGETTE CHAVIANO | GEORGGETTE CHAVIANO | 18555 OLD CHENEY HWY |  | ORLANDO | FL | 32820 |  | 4075680402 |  | INVESTOR | 45 | 6480 | 1 | 2014-07-01 | 2021-07-01 | NTNC | 100
3 | ORANGE | CD | none | 3484390 | NONTRANSIENT NONCOMMUNITY | CHLORINATION; AERATION FOR REMOVAL OF ANY SECONDARY CONTAMINANT, SULFIDE, OR ANY UNREGULATED CONTAMINANT; CORROSION CONTROL INHIBITOR ADDITION; HYPOCHLORINATION; IRON OR MANGANESE SEQUESTRATION; OR ULTRAVIOLET RADIATION. THE LEAD/CHIEF OPERATOR MUST BE CLASS D OR HIGHER. 50,000 GPD UP TO 0.25 MGD-STAFFING BY CLASS D OR HIGHER OPERATOR: 3 VISITS/WEEK ON NONCONSECUTIVE DAYS FOR A TOTAL OF 0.3 HOUR/WEEK. LESS THAN 50,000 GPD-STAFFING BY A CLASS D OR HIGHER OPERATOR: 2 VISITS/WEEK ON NONCONSECUTIVE DAYS FOR A TOTAL OF 0.2 HOUR/WEEK. THERE SHALL BE NO MORE THAN 5 DAYS BETWEEN THE LAST VISIT IN ONE WEEK AND THE FIRST VISIT IN THE NEXT WEEK. | N | Y | ORANGE COUNTY NATIONAL GOLF CENTER | 16703 SCOTT ROAD |  | WINTER GARDEN | FL | 34787 |  | 4076562626 |  | JEFF MAULDIN | JEFF MAULDIN | 16301 PHIL RITSON WAY |  | WINTER GARDEN | FL | 34787 |  | 4076562626 |  | INVESTOR | 130 | 240000 | 6 | 2015-11-12 | 2021-06-03 | NTNC | 100
3 | ORANGE | CD | none | 3484395 | NONCOMMUNITY | CHLORINATION; AERATION FOR REMOVAL OF ANY SECONDARY CONTAMINANT, SULFIDE, OR ANY UNREGULATED CONTAMINANT; CORROSION CONTROL INHIBITOR ADDITION; HYPOCHLORINATION; IRON OR MANGANESE SEQUESTRATION; OR ULTRAVIOLET RADIATION. THE LEAD/CHIEF OPERATOR MUST BE CLASS D OR HIGHER. 50,000 GPD UP TO 0.25 MGD-STAFFING BY CLASS D OR HIGHER OPERATOR: 3 VISITS/WEEK ON NONCONSECUTIVE DAYS FOR A TOTAL OF 0.3 HOUR/WEEK. LESS THAN 50,000 GPD-STAFFING BY A CLASS D OR HIGHER OPERATOR: 2 VISITS/WEEK ON NONCONSECUTIVE DAYS FOR A TOTAL OF 0.2 HOUR/WEEK. THERE SHALL BE NO MORE THAN 5 DAYS BETWEEN THE LAST VISIT IN ONE WEEK AND THE FIRST VISIT IN THE NEXT WEEK. | N | Y | BAD DOG DRIVING RANGE | 6933 CURRY FORD ROAD |  | ORLANDO | FL | 32822 |  | 4072070907 |  | CLAUDE GERARD | CLAUDE GERARD | 2608 BASS LAKE BLVD. |  | ORLANDO | FL | 32806 | 5145 | 4077393644 |  | INVESTOR | 25 | 5760 | 1 | 2014-09-17 | 2017-06-14 | NC01 | 50
3 | ORANGE | CD |  | 3484398 | NONCOMMUNITY | CHLORINATION; AERATION FOR REMOVAL OF ANY SECONDARY CONTAMINANT, SULFIDE, OR ANY UNREGULATED CONTAMINANT; CORROSION CONTROL INHIBITOR ADDITION; HYPOCHLORINATION; IRON OR MANGANESE SEQUESTRATION; OR ULTRAVIOLET RADIATION. THE LEAD/CHIEF OPERATOR MUST BE CLASS D OR HIGHER. 50,000 GPD UP TO 0.25 MGD-STAFFING BY CLASS D OR HIGHER OPERATOR: 3 VISITS/WEEK ON NONCONSECUTIVE DAYS FOR A TOTAL OF 0.3 HOUR/WEEK. LESS THAN 50,000 GPD-STAFFING BY A CLASS D OR HIGHER OPERATOR: 2 VISITS/WEEK ON NONCONSECUTIVE DAYS FOR A TOTAL OF 0.2 HOUR/WEEK. THERE SHALL BE NO MORE THAN 5 DAYS BETWEEN THE LAST VISIT IN ONE WEEK AND THE FIRST VISIT IN THE NEXT WEEK. | N | Y | SUBCO BEELINE AKA SUPERSTOP #407 | 8101 NARCOOSSEE ROAD |  | ORLANDO | FL | 32822 |  | 4075921924 |  | NAVAID TAHIR | NAVAID TAHIR | 4660 SALISBURY ROAD | SUITE 100 | JACKSONVILLE | FL | 32256 |  | 3864440016 |  | INVESTOR | 25 | 25000 | 1 | 2021-02-12 | 2021-01-08 | NC01 | 50
3 | ORANGE | CD |  | 3484399 | NONTRANSIENT NONCOMMUNITY | CHLORINATION; AERATION FOR REMOVAL OF ANY SECONDARY CONTAMINANT, SULFIDE, OR ANY UNREGULATED CONTAMINANT; CORROSION CONTROL INHIBITOR ADDITION; HYPOCHLORINATION; IRON OR MANGANESE SEQUESTRATION; OR ULTRAVIOLET RADIATION. THE LEAD/CHIEF OPERATOR MUST BE CLASS D OR HIGHER. 50,000 GPD UP TO 0.25 MGD-STAFFING BY CLASS D OR HIGHER OPERATOR: 3 VISITS/WEEK ON NONCONSECUTIVE DAYS FOR A TOTAL OF 0.3 HOUR/WEEK. LESS THAN 50,000 GPD-STAFFING BY A CLASS D OR HIGHER OPERATOR: 2 VISITS/WEEK ON NONCONSECUTIVE DAYS FOR A TOTAL OF 0.2 HOUR/WEEK. THERE SHALL BE NO MORE THAN 5 DAYS BETWEEN THE LAST VISIT IN ONE WEEK AND THE FIRST VISIT IN THE NEXT WEEK. | N | Y | NEW LIFE WORSHIP CENTER | 2342 HEMPEL AVENUE |  | GOTHA, FL 34734 | FL | 34734 |  | 4075785882 |  | BASIL SAVOIE | [9 empty] | OTHER | 100 | 36000 | 1 | 2015-07-30 | 2021-06-11 | NTNC | 100
3 | ORANGE | CD | mimuja3@gmail.com | 3484401 | NONCOMMUNITY | CHLORINATION; AERATION FOR REMOVAL OF ANY SECONDARY CONTAMINANT, SULFIDE, OR ANY UNREGULATED CONTAMINANT; CORROSION CONTROL INHIBITOR ADDITION; HYPOCHLORINATION; IRON OR MANGANESE SEQUESTRATION; OR ULTRAVIOLET RADIATION. THE LEAD/CHIEF OPERATOR MUST BE CLASS D OR HIGHER. 50,000 GPD UP TO 0.25 MGD-STAFFING BY CLASS D OR HIGHER OPERATOR: 3 VISITS/WEEK ON NONCONSECUTIVE DAYS FOR A TOTAL OF 0.3 HOUR/WEEK. LESS THAN 50,000 GPD-STAFFING BY A CLASS D OR HIGHER OPERATOR: 2 VISITS/WEEK ON NONCONSECUTIVE DAYS FOR A TOTAL OF 0.2 HOUR/WEEK. THERE SHALL BE NO MORE THAN 5 DAYS BETWEEN THE LAST VISIT IN ONE WEEK AND THE FIRST VISIT IN THE NEXT WEEK. | N | Y | MJM FOOD STORE-BITHLO | 18406 E COLONIAL DR |  | ORLANDO | FL | 32820 |  | 4075681089 |  | MUKESH PATEL | MUKESH PATEL | 18406 E COLONIAL DR |  | ORLANDO | FL | 32820 |  | 4075681089 |  | INVESTOR | 25 | 9000 | 1 | 2021-02-25 | 2021-01-19 | NC01 | 50
3 | ORANGE | CD | MARK.SEES@CITYOFORLANDO.NET | 3484402 | NONCOMMUNITY | CHLORINATION; AERATION FOR REMOVAL OF ANY SECONDARY CONTAMINANT, SULFIDE, OR ANY UNREGULATED CONTAMINANT; CORROSION CONTROL INHIBITOR ADDITION; HYPOCHLORINATION; IRON OR MANGANESE SEQUESTRATION; OR ULTRAVIOLET RADIATION. THE LEAD/CHIEF OPERATOR MUST BE CLASS D OR HIGHER. 50,000 GPD UP TO 0.25 MGD-STAFFING BY CLASS D OR HIGHER OPERATOR: 3 VISITS/WEEK ON NONCONSECUTIVE DAYS FOR A TOTAL OF 0.3 HOUR/WEEK. LESS THAN 50,000 GPD-STAFFING BY A CLASS D OR HIGHER OPERATOR: 2 VISITS/WEEK ON NONCONSECUTIVE DAYS FOR A TOTAL OF 0.2 HOUR/WEEK. THERE SHALL BE NO MORE THAN 5 DAYS BETWEEN THE LAST VISIT IN ONE WEEK AND THE FIRST VISIT IN THE NEXT WEEK. | N | Y | ORLANDO WETLANDS PARK | 25155 WHEELER RD |  | CHRISTMAS | FL | 32709 |  | 4075681706 |  | MARK SEES | MARK SEES | 5100 LB MCLEOD RD |  | ORLANDO | FL | 32811 |  | 4075681706 |  | CITY | 25 | 24000 | 10 | 2012-02-20 | 2018-07-12 | NC01 | 50
3 | ORANGE | CD | Mary@PenangNursery.com | 3484405 | NONTRANSIENT NONCOMMUNITY | CHLORINATION; AERATION FOR REMOVAL OF ANY SECONDARY CONTAMINANT, SULFIDE, OR ANY UNREGULATED CONTAMINANT; CORROSION CONTROL INHIBITOR ADDITION; HYPOCHLORINATION; IRON OR MANGANESE SEQUESTRATION; OR ULTRAVIOLET RADIATION. THE LEAD/CHIEF OPERATOR MUST BE CLASS D OR HIGHER. 50,000 GPD UP TO 0.25 MGD-STAFFING BY CLASS D OR HIGHER OPERATOR: 3 VISITS/WEEK ON NONCONSECUTIVE DAYS FOR A TOTAL OF 0.3 HOUR/WEEK. LESS THAN 50,000 GPD-STAFFING BY A CLASS D OR HIGHER OPERATOR: 2 VISITS/WEEK ON NONCONSECUTIVE DAYS FOR A TOTAL OF 0.2 HOUR/WEEK. THERE SHALL BE NO MORE THAN 5 DAYS BETWEEN THE LAST VISIT IN ONE WEEK AND THE FIRST VISIT IN THE NEXT WEEK. | N | Y | PENANG NURSERY | 4720 PLYMOUTH-SORRENTO RD |  | APOPKA | FL | 32712 |  | 4078862322 |  | JENNIFER HAMEL | CHIA-TON LO AND MARY LO | PO BOX 1658 |  | APOPKA | FL | 32704 |  | 4078862322 |  | INVESTOR | 56 | 10800 | 1 | 2019-12-03 | 2019-11-04 | NTNC | 100
3 | ORANGE | CD | THESUBSHACK3781@GMAIL.COM | 3484406 | NONCOMMUNITY | CHLORINATION; AERATION FOR REMOVAL OF ANY SECONDARY CONTAMINANT, SULFIDE, OR ANY UNREGULATED CONTAMINANT; CORROSION CONTROL INHIBITOR ADDITION; HYPOCHLORINATION; IRON OR MANGANESE SEQUESTRATION; OR ULTRAVIOLET RADIATION. THE LEAD/CHIEF OPERATOR MUST BE CLASS D OR HIGHER. 50,000 GPD UP TO 0.25 MGD-STAFFING BY CLASS D OR HIGHER OPERATOR: 3 VISITS/WEEK ON NONCONSECUTIVE DAYS FOR A TOTAL OF 0.3 HOUR/WEEK. LESS THAN 50,000 GPD-STAFFING BY A CLASS D OR HIGHER OPERATOR: 2 VISITS/WEEK ON NONCONSECUTIVE DAYS FOR A TOTAL OF 0.2 HOUR/WEEK. THERE SHALL BE NO MORE THAN 5 DAYS BETWEEN THE LAST VISIT IN ONE WEEK AND THE FIRST VISIT IN THE NEXT WEEK. | N | Y | THE SUB SHACK | 3781 APOPKA-OCOEE RD |  | APOPKA | FL | 32703 |  | 3212776584 |  | TROY HEISTAND | TROY HEISTAND | 3781 OCOEE APOPKA TRL. |  | APOPKA | FL | 32703 |  | 3525528388 |  | INVESTOR | 25 | 8640 | 2 | 2014-06-11 | 2020-08-26 | NC01 | 50
3 | ORANGE | CD | none | 3484407 | NONCOMMUNITY | CHLORINATION; AERATION FOR REMOVAL OF ANY SECONDARY CONTAMINANT, SULFIDE, OR ANY UNREGULATED CONTAMINANT; CORROSION CONTROL INHIBITOR ADDITION; HYPOCHLORINATION; IRON OR MANGANESE SEQUESTRATION; OR ULTRAVIOLET RADIATION. THE LEAD/CHIEF OPERATOR MUST BE CLASS D OR HIGHER. 50,000 GPD UP TO 0.25 MGD-STAFFING BY CLASS D OR HIGHER OPERATOR: 3 VISITS/WEEK ON NONCONSECUTIVE DAYS FOR A TOTAL OF 0.3 HOUR/WEEK. LESS THAN 50,000 GPD-STAFFING BY A CLASS D OR HIGHER OPERATOR: 2 VISITS/WEEK ON NONCONSECUTIVE DAYS FOR A TOTAL OF 0.2 HOUR/WEEK. THERE SHALL BE NO MORE THAN 5 DAYS BETWEEN THE LAST VISIT IN ONE WEEK AND THE FIRST VISIT IN THE NEXT WEEK. | N | Y | TIENDA REPUBLICA | 4409 PLYMOUTH SORRENTO RD |  | APOPKA | FL | 32712 |  | 4078861154 |  | SAUL ANTUNEZ | SAUL ANTUNEZ | 431 BERTSON COURT |  | APOPKA | FL | 32703 |  | 4078861154 |  | INVESTOR | 25 | 13680 | 3 | 2012-06-19 | 2018-12-03 | NC01 | 50
3 | ORANGE | CD |  | 3484408 | NONCOMMUNITY | CHLORINATION; AERATION FOR REMOVAL OF ANY SECONDARY CONTAMINANT, SULFIDE, OR ANY UNREGULATED CONTAMINANT; CORROSION CONTROL INHIBITOR ADDITION; HYPOCHLORINATION; IRON OR MANGANESE SEQUESTRATION; OR ULTRAVIOLET RADIATION. THE LEAD/CHIEF OPERATOR MUST BE CLASS D OR HIGHER. 50,000 GPD UP TO 0.25 MGD-STAFFING BY CLASS D OR HIGHER OPERATOR: 3 VISITS/WEEK ON NONCONSECUTIVE DAYS FOR A TOTAL OF 0.3 HOUR/WEEK. LESS THAN 50,000 GPD-STAFFING BY A CLASS D OR HIGHER OPERATOR: 2 VISITS/WEEK ON NONCONSECUTIVE DAYS FOR A TOTAL OF 0.2 HOUR/WEEK. THERE SHALL BE NO MORE THAN 5 DAYS BETWEEN THE LAST VISIT IN ONE WEEK AND THE FIRST VISIT IN THE NEXT WEEK. | N | Y | LOVING HIS PEOPLE ISRAEL | 3788 REDDITT ROAD |  | ORLANDO | FL | 32822 |  | 3212318502 |  | NATALIE PAVLIK | NATALIE PAVLIK | 3788 REDDITT ROAD |  | ORLANDO | FL | 32822 |  | 4073256736 |  | OTHER | 25 | 6000 | 1 | 2016-04-22 | 2020-02-21 | NC01 | 50
3 | ORANGE | CD |  | 3484414 | NONCOMMUNITY | CHLORINATION; AERATION FOR REMOVAL OF ANY SECONDARY CONTAMINANT, SULFIDE, OR ANY UNREGULATED CONTAMINANT; CORROSION CONTROL INHIBITOR ADDITION; HYPOCHLORINATION; IRON OR MANGANESE SEQUESTRATION; OR ULTRAVIOLET RADIATION. THE LEAD/CHIEF OPERATOR MUST BE CLASS D OR HIGHER. 50,000 GPD UP TO 0.25 MGD-STAFFING BY CLASS D OR HIGHER OPERATOR: 3 VISITS/WEEK ON NONCONSECUTIVE DAYS FOR A TOTAL OF 0.3 HOUR/WEEK. LESS THAN 50,000 GPD-STAFFING BY A CLASS D OR HIGHER OPERATOR: 2 VISITS/WEEK ON NONCONSECUTIVE DAYS FOR A TOTAL OF 0.2 HOUR/WEEK. THERE SHALL BE NO MORE THAN 5 DAYS BETWEEN THE LAST VISIT IN ONE WEEK AND THE FIRST VISIT IN THE NEXT WEEK. | N | Y | WEST ORANGE GIRLS CLUB | 881 OCOEE APOPKA ROAD |  | OCOEE | FL | 34761 |  | 4076567944 |  | BRIAN SMITH | [9 empty] | OTHER | 25 | 21600 | 9 | 2014-06-11 | 2017-05-25 | NC01 | 50
3 | ORANGE | CD |  | 3484416 | NONTRANSIENT NONCOMMUNITY | CHLORINATION; AERATION FOR REMOVAL OF ANY SECONDARY CONTAMINANT, SULFIDE, OR ANY UNREGULATED CONTAMINANT; CORROSION CONTROL INHIBITOR ADDITION; HYPOCHLORINATION; IRON OR MANGANESE SEQUESTRATION; OR ULTRAVIOLET RADIATION. THE LEAD/CHIEF OPERATOR MUST BE CLASS D OR HIGHER. 50,000 GPD UP TO 0.25 MGD-STAFFING BY CLASS D OR HIGHER OPERATOR: 3 VISITS/WEEK ON NONCONSECUTIVE DAYS FOR A TOTAL OF 0.3 HOUR/WEEK. LESS THAN 50,000 GPD-STAFFING BY A CLASS D OR HIGHER OPERATOR: 2 VISITS/WEEK ON NONCONSECUTIVE DAYS FOR A TOTAL OF 0.2 HOUR/WEEK. THERE SHALL BE NO MORE THAN 5 DAYS BETWEEN THE LAST VISIT IN ONE WEEK AND THE FIRST VISIT IN THE NEXT WEEK. | N | Y | RINKER MATERIALS N. FLORIDA PIPE PLANT | 2313 VULCAN ROAD |  | APOPKA | FL | 32703 |  | 3058228191 |  | TED PRICE | TED PRICE | 2313 VULCAN RD |  | APOPKA | FL | 32703 |  | 4072935126 | 233 | INVESTOR | 58 | 9792 | 1 | 2016-02-12 | 2021-04-14 | NTNC | 100
3 | ORANGE | CD |  | 3484417 | NONCOMMUNITY | CHLORINATION; AERATION FOR REMOVAL OF ANY SECONDARY CONTAMINANT, SULFIDE, OR ANY UNREGULATED CONTAMINANT; CORROSION CONTROL INHIBITOR ADDITION; HYPOCHLORINATION; IRON OR MANGANESE SEQUESTRATION; OR ULTRAVIOLET RADIATION. THE LEAD/CHIEF OPERATOR MUST BE CLASS D OR HIGHER. 50,000 GPD UP TO 0.25 MGD-STAFFING BY CLASS D OR HIGHER OPERATOR: 3 VISITS/WEEK ON NONCONSECUTIVE DAYS FOR A TOTAL OF 0.3 HOUR/WEEK. LESS THAN 50,000 GPD-STAFFING BY A CLASS D OR HIGHER OPERATOR: 2 VISITS/WEEK ON NONCONSECUTIVE DAYS FOR A TOTAL OF 0.2 HOUR/WEEK. THERE SHALL BE NO MORE THAN 5 DAYS BETWEEN THE LAST VISIT IN ONE WEEK AND THE FIRST VISIT IN THE NEXT WEEK. | N | Y | KOREAN PRESBYTERIAN CHURCH OF ORLANDO | 16796 DAVENPORT ROAD |  | WINTER GARDEN | FL | 34787 |  | 4072956292 |  | JAE UM | HO-JIN LEE | 16796 DAVENPORT RD |  | WINTER GARDEN | FL | 34787 |  | 4072956292 |  | INVESTOR | 25 | 20996 | 3 | 2018-05-15 | 2017-09-25 | NC01 | 50
3 | ORANGE | CD | Jacqueline.torbert@ocfl.net | 3484422 | NONTRANSIENT NONCOMMUNITY | NO TREATMENT--CONSECUTIVE SYSTEMS ONLY | N | N | OCUD/NORTHEAST RESORT (CONSECUTIVE) | INTERSECT VISTA BLVD & BONNET CREEK PKWY |  | ORLANDO | FL | 32830 |  | 4072549850 |  | JACQUELINE TOEBERT | JACQULENE TORBERT | 9100 CURRY FORD ROAD |  | ORLANDO | FL | 32825 |  | 4072549800 |  | INVESTOR | 45 | 0 | 212 |  | 2020-09-09 | NTNC | 100
3 | ORANGE | CD |  | 3484423 | NONTRANSIENT NONCOMMUNITY | CHLORINATION; AERATION FOR REMOVAL OF ANY SECONDARY CONTAMINANT, SULFIDE, OR ANY UNREGULATED CONTAMINANT; CORROSION CONTROL INHIBITOR ADDITION; HYPOCHLORINATION; IRON OR MANGANESE SEQUESTRATION; OR ULTRAVIOLET RADIATION. THE LEAD/CHIEF OPERATOR MUST BE CLASS D OR HIGHER. 50,000 GPD UP TO 0.25 MGD-STAFFING BY CLASS D OR HIGHER OPERATOR: 3 VISITS/WEEK ON NONCONSECUTIVE DAYS FOR A TOTAL OF 0.3 HOUR/WEEK. LESS THAN 50,000 GPD-STAFFING BY A CLASS D OR HIGHER OPERATOR: 2 VISITS/WEEK ON NONCONSECUTIVE DAYS FOR A TOTAL OF 0.2 HOUR/WEEK. THERE SHALL BE NO MORE THAN 5 DAYS BETWEEN THE LAST VISIT IN ONE WEEK AND THE FIRST VISIT IN THE NEXT WEEK. | N | Y | CVV ACADEMY | 6837 LAKEVILLE ROAD |  | ORLANDO | FL | 32818 | 8856 | 4078140276 |  |  | ALMA ROBLES | 6837 LAKEVILLE RD |  | ORLANDO | FL | 32818 | 8856 | 4074642188 |  | INVESTOR | 154 | 0 | 3 | 2019-10-18 | 2019-02-25 | NTNC | 100
3 | ORANGE | CD |  | 3484428 | NONCOMMUNITY | CHLORINATION; AERATION FOR REMOVAL OF ANY SECONDARY CONTAMINANT, SULFIDE, OR ANY UNREGULATED CONTAMINANT; CORROSION CONTROL INHIBITOR ADDITION; HYPOCHLORINATION; IRON OR MANGANESE SEQUESTRATION; OR ULTRAVIOLET RADIATION. THE LEAD/CHIEF OPERATOR MUST BE CLASS D OR HIGHER. 50,000 GPD UP TO 0.25 MGD-STAFFING BY CLASS D OR HIGHER OPERATOR: 3 VISITS/WEEK ON NONCONSECUTIVE DAYS FOR A TOTAL OF 0.3 HOUR/WEEK. LESS THAN 50,000 GPD-STAFFING BY A CLASS D OR HIGHER OPERATOR: 2 VISITS/WEEK ON NONCONSECUTIVE DAYS FOR A TOTAL OF 0.2 HOUR/WEEK. THERE SHALL BE NO MORE THAN 5 DAYS BETWEEN THE LAST VISIT IN ONE WEEK AND THE FIRST VISIT IN THE NEXT WEEK. | N | Y | LA CHIQUITA | 2933 N ORANGE BLOSSOM TR |  | ZELLWOOD | FL | 32798 |  | 4078806766 |  | JOHNATHAN BONILLA | DOMINGA BONILLA | 3490 PLYMOUTH SORRENTO RD |  | APOPKA | FL | 32712 |  | 4078806776 |  | OTHER | 25 | 10800 | 2 | 2014-06-05 | 2021-12-09 | NC01 | 50
3 | ORANGE | CD | CHARLES.SMITH@OCOEE.ORG | 3484431 | COMMUNITY | NO TREATMENT--CONSECUTIVE SYSTEMS ONLY | N | N | OCOEE PINES (CONSEC) | 10049 CLARCONA OCOEE RD. |  | OCOEE | FL | 34761 |  | 4079053100 |  | TRENT HOPPER | CHARLES SMITH, P.E. | 1800 A.D. MIMS ROAD |  | OCOEE | FL | 34761 | 1 | 4079053100 |  | CITY | 834 | 97300 | 278 |  | 2019-09-30 | PC02 | 100
3 | ORANGE | CD | kelly.nowell@ocfl.net | 3484434 | NONTRANSIENT NONCOMMUNITY | NO TREATMENT--CONSECUTIVE SYSTEMS ONLY | N | N | ONE GOLDEN OAK (CONSECUTIVE) | 9150 CURRY FORD ROAD |  | ORLANDO | FL | 32825 |  | 4072549999 |  | STACEY WRIGHT | DOUGLAS HETTRICH | 9150 CURRY FORD ROAD |  | ORLANDO | FL | 32825 |  | 4072549999 |  | SUBDIVISION | 300 | 0 | 60 | 2019-02-06 |  | NTNC | 100
3 | ORANGE | CD |  | 3484435 | NONCOMMUNITY | CHLORINATION; AERATION FOR REMOVAL OF ANY SECONDARY CONTAMINANT, SULFIDE, OR ANY UNREGULATED CONTAMINANT; CORROSION CONTROL INHIBITOR ADDITION; HYPOCHLORINATION; IRON OR MANGANESE SEQUESTRATION; OR ULTRAVIOLET RADIATION. THE LEAD/CHIEF OPERATOR MUST BE CLASS D OR HIGHER. 50,000 GPD UP TO 0.25 MGD-STAFFING BY CLASS D OR HIGHER OPERATOR: 3 VISITS/WEEK ON NONCONSECUTIVE DAYS FOR A TOTAL OF 0.3 HOUR/WEEK. LESS THAN 50,000 GPD-STAFFING BY A CLASS D OR HIGHER OPERATOR: 2 VISITS/WEEK ON NONCONSECUTIVE DAYS FOR A TOTAL OF 0.2 HOUR/WEEK. THERE SHALL BE NO MORE THAN 5 DAYS BETWEEN THE LAST VISIT IN ONE WEEK AND THE FIRST VISIT IN THE NEXT WEEK. | N | Y | EAST ORANGE DISTRICT PARK | 22023 EAST COLONIAL DRIVE |  | CHRISTMAS | FL | 32709 |  | 4078367473 |  |  | RICHARD STEIGER | 2010 EAST MICHIGAN STREET |  | ORLANDO | FL | 32806 |  | 4078367473 |  | AUTHORITY/COMMISSION/DISTRICT | 25 | 43200 | 6 |  | 2019-01-04 | NC01 | 50
3 | ORANGE | CD |  | 3484437 | COMMUNITY | NO TREATMENT--CONSECUTIVE SYSTEMS ONLY | N | N | FLAMINGO CROSSING (CONSEC.) | 7490 CONROY WINDERMERE ROAD |  | ORLANDO | FL | 32881 |  | 4072549830 |  |  | JACQUELINE TORBERT | 7490 CONROY WINDERMERE ROAD |  | ORLANDO | FL | 32881 |  | 4072549830 |  | COUNTY | 250 | 0 | 2600 |  |  | PC01 | 50
3 | ORANGE | CD |  | 3484439 | NONCOMMUNITY | CHLORINATION; AERATION FOR REMOVAL OF ANY SECONDARY CONTAMINANT, SULFIDE, OR ANY UNREGULATED CONTAMINANT; CORROSION CONTROL INHIBITOR ADDITION; HYPOCHLORINATION; IRON OR MANGANESE SEQUESTRATION; OR ULTRAVIOLET RADIATION. THE LEAD/CHIEF OPERATOR MUST BE CLASS D OR HIGHER. 50,000 GPD UP TO 0.25 MGD-STAFFING BY CLASS D OR HIGHER OPERATOR: 3 VISITS/WEEK ON NONCONSECUTIVE DAYS FOR A TOTAL OF 0.3 HOUR/WEEK. LESS THAN 50,000 GPD-STAFFING BY A CLASS D OR HIGHER OPERATOR: 2 VISITS/WEEK ON NONCONSECUTIVE DAYS FOR A TOTAL OF 0.2 HOUR/WEEK. THERE SHALL BE NO MORE THAN 5 DAYS BETWEEN THE LAST VISIT IN ONE WEEK AND THE FIRST VISIT IN THE NEXT WEEK. | N | Y | JOHN DEERE REGIONAL TRAINING FACILITY | 7001 DALLAS BLVD |  | ORLANDO | FL | 32832 |  | 4078923672 | 4144 | JORDAN ANDERSON | EAST CENTRAL FLORIDA SERVICES, INC. | 13754 DESERET LANE |  | ST CLOUD | FL | 34773 |  | 4078923672 | 4144 | INVESTOR | 25 | 28800 | 2 |  | 2019-11-04 | NC01 | 50
3 | ORANGE | CD |  | 3484441 | NONCOMMUNITY | CHLORINATION; AERATION FOR REMOVAL OF ANY SECONDARY CONTAMINANT, SULFIDE, OR ANY UNREGULATED CONTAMINANT; CORROSION CONTROL INHIBITOR ADDITION; HYPOCHLORINATION; IRON OR MANGANESE SEQUESTRATION; OR ULTRAVIOLET RADIATION. THE LEAD/CHIEF OPERATOR MUST BE CLASS D OR HIGHER. 50,000 GPD UP TO 0.25 MGD-STAFFING BY CLASS D OR HIGHER OPERATOR: 3 VISITS/WEEK ON NONCONSECUTIVE DAYS FOR A TOTAL OF 0.3 HOUR/WEEK. LESS THAN 50,000 GPD-STAFFING BY A CLASS D OR HIGHER OPERATOR: 2 VISITS/WEEK ON NONCONSECUTIVE DAYS FOR A TOTAL OF 0.2 HOUR/WEEK. THERE SHALL BE NO MORE THAN 5 DAYS BETWEEN THE LAST VISIT IN ONE WEEK AND THE FIRST VISIT IN THE NEXT WEEK. | N | Y | HIDDEN RIVER RV PARK | 15295 E COLONIAL DR |  | ORLANDO | FL | 32826 |  | 3213158888 |  |  | KAMAL AYOUB | 2818 LEE SHORE LOOP |  | ORLANDO | FL | 32820 |  | 3213158888 |  | INVESTOR | 25 | 0 | 19 |  | 2021-05-06 | NC01 | 50
3 | ORANGE | CD |  | 3484442 | NONCOMMUNITY | CHLORINATION; AERATION FOR REMOVAL OF ANY SECONDARY CONTAMINANT, SULFIDE, OR ANY UNREGULATED CONTAMINANT; CORROSION CONTROL INHIBITOR ADDITION; HYPOCHLORINATION; IRON OR MANGANESE SEQUESTRATION; OR ULTRAVIOLET RADIATION. THE LEAD/CHIEF OPERATOR MUST BE CLASS D OR HIGHER. 50,000 GPD UP TO 0.25 MGD-STAFFING BY CLASS D OR HIGHER OPERATOR: 3 VISITS/WEEK ON NONCONSECUTIVE DAYS FOR A TOTAL OF 0.3 HOUR/WEEK. LESS THAN 50,000 GPD-STAFFING BY A CLASS D OR HIGHER OPERATOR: 2 VISITS/WEEK ON NONCONSECUTIVE DAYS FOR A TOTAL OF 0.2 HOUR/WEEK. THERE SHALL BE NO MORE THAN 5 DAYS BETWEEN THE LAST VISIT IN ONE WEEK AND THE FIRST VISIT IN THE NEXT WEEK. | N | Y | LAKE MEADOW NATURALS | 10000 MARK ADAM ROAD |  | OCOEE | FL | 34761 |  | 3212066262 | 4 | PHILLIP MOORE | DALE VOLKERT | 10000 MARK ADAM RD |  | OCOEE | FL | 34761 |  | 9544393037 |  | INVESTOR | 25 | 25200 | 3 |  | 2021-09-24 | NC01 | 50
3 | ORANGE | CD |  | 3484443 | NONTRANSIENT NONCOMMUNITY | CHLORINATION; AERATION FOR REMOVAL OF ANY SECONDARY CONTAMINANT, SULFIDE, OR ANY UNREGULATED CONTAMINANT; CORROSION CONTROL INHIBITOR ADDITION; HYPOCHLORINATION; IRON OR MANGANESE SEQUESTRATION; OR ULTRAVIOLET RADIATION. THE LEAD/CHIEF OPERATOR MUST BE CLASS D OR HIGHER. 50,000 GPD UP TO 0.25 MGD-STAFFING BY CLASS D OR HIGHER OPERATOR: 3 VISITS/WEEK ON NONCONSECUTIVE DAYS FOR A TOTAL OF 0.3 HOUR/WEEK. LESS THAN 50,000 GPD-STAFFING BY A CLASS D OR HIGHER OPERATOR: 2 VISITS/WEEK ON NONCONSECUTIVE DAYS FOR A TOTAL OF 0.2 HOUR/WEEK. THERE SHALL BE NO MORE THAN 5 DAYS BETWEEN THE LAST VISIT IN ONE WEEK AND THE FIRST VISIT IN THE NEXT WEEK. | N | Y | H&A FARMS, LLC | 8151 JONES AVE |  | MOUNT DORA | FL | 32757 |  | 3527299206 |  | DIEGO VARGAS | RYAN ATWOOD | 8151 JONES AVE |  | MOUNT DORA | FL | 32757 |  | 3522673229 |  | INVESTOR | 50 | 129600 | 1 |  | 2021-09-24 | NTNC | 100
3 | OSCEOLA | CD | TSWINGLE@TOHOWATER.COM | 3490090 | COMMUNITY | CHLORINATION; AERATION FOR REMOVAL OF ANY SECONDARY CONTAMINANT, SULFIDE, OR ANY UNREGULATED CONTAMINANT; CORROSION CONTROL INHIBITOR ADDITION; HYPOCHLORINATION; IRON OR MANGANESE SEQUESTRATION; OR ULTRAVIOLET RADIATION. THE LEAD/CHIEF OPERATOR MUST BE CLASS D OR HIGHER. 50,000 GPD UP TO 0.25 MGD-STAFFING BY CLASS D OR HIGHER OPERATOR: 3 VISITS/WEEK ON NONCONSECUTIVE DAYS FOR A TOTAL OF 0.3 HOUR/WEEK. LESS THAN 50,000 GPD-STAFFING BY A CLASS D OR HIGHER OPERATOR: 2 VISITS/WEEK ON NONCONSECUTIVE DAYS FOR A TOTAL OF 0.2 HOUR/WEEK. THERE SHALL BE NO MORE THAN 5 DAYS BETWEEN THE LAST VISIT IN ONE WEEK AND THE FIRST VISIT IN THE NEXT WEEK. | N | Y | BAY LAKE ESTATES | 2444 HERON COURT |  | ST CLOUD | FL | 32703 |  | 4079445073 |  | TOHO WATER AUTHORITY; ADRIAN BRENE | TOHO WATER AUTHORITY | 951 MARTIN LUTHER KING JR BLVD |  | KISSIMMEE | FL | 34741 | 4929 |  |  | AUTHORITY/COMMISSION/DISTRICT | 229 | 198000 | 82 | 2011-03-07 | 2019-01-16 | DC05 | 500
3 | OSCEOLA | CD | TSWINGLE@TOHOWATER.COM | 3490184 | COMMUNITY | CHLORINATION; AERATION FOR REMOVAL OF ANY SECONDARY CONTAMINANT, SULFIDE, OR ANY UNREGULATED CONTAMINANT; CORROSION CONTROL INHIBITOR ADDITION; HYPOCHLORINATION; IRON OR MANGANESE SEQUESTRATION; OR ULTRAVIOLET RADIATION. THE LEAD/CHIEF OPERATOR MUST BE CLASS C OR HIGHER. 5.0 MGD AND ABOVE-STAFFING BY CLASS C OR HIGHER OPERATOR: 6 HOURS/DAY FOR 5 DAYS/WEEK AND ONE VISIT ON EACH WEEKEND DAY. 3.0 MGD UP TO 5.0 MGD-STAFFING BY CLASS C OR HIGHER OPERATOR: 1 HOUR/DAY FOR 5 DAYS/WEEK AND ONE VISIT ON EACH WEEKEND DAY. 0.25 MGD UP TO 3.0 MGD-STAFFING BY CLASS C OR HIGHER OPERATOR: 5 VISITS/WEEK AND ONE VISIT EACH WEEKEND FOR A TOTAL OF 0.6 HOUR/WEEK. | N | Y | TOHO BUENAVENTURA LAKES | 401 BUENAVENTURA BLVD |  | KISSIMMEE | FL | 34743 |  | 4079445073 |  | ADRIAN BRENE | TOHO WATER AUTHORITY | 951 MARTIN LUTHER KING JR BLVD |  | KISSIMMEE | FL | 34741 | 4929 |  |  | AUTHORITY/COMMISSION/DISTRICT | 16569 | 5040000 | 6922 | 2014-05-27 | 2019-04-17 | DC02 | 4000
3 | OSCEOLA | CD |  | 3490190 | NONCOMMUNITY | CHLORINATION; AERATION FOR REMOVAL OF ANY SECONDARY CONTAMINANT, SULFIDE, OR ANY UNREGULATED CONTAMINANT; CORROSION CONTROL INHIBITOR ADDITION; HYPOCHLORINATION; IRON OR MANGANESE SEQUESTRATION; OR ULTRAVIOLET RADIATION. THE LEAD/CHIEF OPERATOR MUST BE CLASS D OR HIGHER. 50,000 GPD UP TO 0.25 MGD-STAFFING BY CLASS D OR HIGHER OPERATOR: 3 VISITS/WEEK ON NONCONSECUTIVE DAYS FOR A TOTAL OF 0.3 HOUR/WEEK. LESS THAN 50,000 GPD-STAFFING BY A CLASS D OR HIGHER OPERATOR: 2 VISITS/WEEK ON NONCONSECUTIVE DAYS FOR A TOTAL OF 0.2 HOUR/WEEK. THERE SHALL BE NO MORE THAN 5 DAYS BETWEEN THE LAST VISIT IN ONE WEEK AND THE FIRST VISIT IN THE NEXT WEEK. | N | Y | HOLOPAW RESTAURANT/441 TRUCK STOP | 8860 E IRLO BRONSON MEMORIAL HWY |  | SAINT CLOUD | FL | 32769 |  | 4078928484 |  | JOLENE SHEIVE | CENTS & CENTSIBILITY | 177 B BROADWAY |  | KISSIMMEE | FL | 34741 |  | 4079081840 |  | INVESTOR | 25 | 10000 | 4 | 2014-06-25 | 2017-07-11 | NC01 | 50
3 | OSCEOLA | CD | none | 3490207 | NONCOMMUNITY | CHLORINATION; AERATION FOR REMOVAL OF ANY SECONDARY CONTAMINANT, SULFIDE, OR ANY UNREGULATED CONTAMINANT; CORROSION CONTROL INHIBITOR ADDITION; HYPOCHLORINATION; IRON OR MANGANESE SEQUESTRATION; OR ULTRAVIOLET RADIATION. THE LEAD/CHIEF OPERATOR MUST BE CLASS D OR HIGHER. 50,000 GPD UP TO 0.25 MGD-STAFFING BY CLASS D OR HIGHER OPERATOR: 3 VISITS/WEEK ON NONCONSECUTIVE DAYS FOR A TOTAL OF 0.3 HOUR/WEEK. LESS THAN 50,000 GPD-STAFFING BY A CLASS D OR HIGHER OPERATOR: 2 VISITS/WEEK ON NONCONSECUTIVE DAYS FOR A TOTAL OF 0.2 HOUR/WEEK. THERE SHALL BE NO MORE THAN 5 DAYS BETWEEN THE LAST VISIT IN ONE WEEK AND THE FIRST VISIT IN THE NEXT WEEK. | N | Y | CANOE CREEK CAMPGROUND | 4101 CANOE CREEK RD |  | SAINT CLOUD | FL | 34772 |  | 4078927010 |  | THOMAS E. SCHEIDT | CANOE CREEK CAMPGROUND | 4101 CANOE CREEK RD |  | ST CLOUD | FL | 34772 |  | 4078927010 |  | INVESTOR | 25 | 72000 | 175 | 2014-08-01 | 2017-10-27 | NC01 | 50
3 | OSCEOLA | CD | JAYANTILALGJAY@AOL.COM | 3490208 | NONCOMMUNITY | CHLORINATION; AERATION FOR REMOVAL OF ANY SECONDARY CONTAMINANT, SULFIDE, OR ANY UNREGULATED CONTAMINANT; CORROSION CONTROL INHIBITOR ADDITION; HYPOCHLORINATION; IRON OR MANGANESE SEQUESTRATION; OR ULTRAVIOLET RADIATION. THE LEAD/CHIEF OPERATOR MUST BE CLASS D OR HIGHER. 50,000 GPD UP TO 0.25 MGD-STAFFING BY CLASS D OR HIGHER OPERATOR: 3 VISITS/WEEK ON NONCONSECUTIVE DAYS FOR A TOTAL OF 0.3 HOUR/WEEK. LESS THAN 50,000 GPD-STAFFING BY A CLASS D OR HIGHER OPERATOR: 2 VISITS/WEEK ON NONCONSECUTIVE DAYS FOR A TOTAL OF 0.2 HOUR/WEEK. THERE SHALL BE NO MORE THAN 5 DAYS BETWEEN THE LAST VISIT IN ONE WEEK AND THE FIRST VISIT IN THE NEXT WEEK. | N | Y | FRIENDLY VILLAGE INN | 2550 E IRLO BRONSON MEMORIAL HWY |  | KISSIMMEE | FL | 34744 | 5524 | 4078461007 |  | FRANCIS MADASSERY | FRANCIS MADASSERY | 2550 E IRLO BRONSON MEMORIAL HWY |  | KISSIMMEE | FL | 34744 | 5524 | 4074801920 |  | INVESTOR | 25 | 72000 | 9 | 2018-05-29 | 2017-07-06 | NC01 | 50
3 | OSCEOLA | CD |  | 3490265 | COMMUNITY | CHLORINATION; AERATION FOR REMOVAL OF ANY SECONDARY CONTAMINANT, SULFIDE, OR ANY UNREGULATED CONTAMINANT; CORROSION CONTROL INHIBITOR ADDITION; HYPOCHLORINATION; IRON OR MANGANESE SEQUESTRATION; OR ULTRAVIOLET RADIATION. THE LEAD/CHIEF OPERATOR MUST BE CLASS D OR HIGHER. 50,000 GPD UP TO 0.25 MGD-STAFFING BY CLASS D OR HIGHER OPERATOR: 3 VISITS/WEEK ON NONCONSECUTIVE DAYS FOR A TOTAL OF 0.3 HOUR/WEEK. LESS THAN 50,000 GPD-STAFFING BY A CLASS D OR HIGHER OPERATOR: 2 VISITS/WEEK ON NONCONSECUTIVE DAYS FOR A TOTAL OF 0.2 HOUR/WEEK. THERE SHALL BE NO MORE THAN 5 DAYS BETWEEN THE LAST VISIT IN ONE WEEK AND THE FIRST VISIT IN THE NEXT WEEK. | N | Y | COLONIAL MOBILE HOME PARK | 5595 E IRLO BRONSON MEMORIAL HWY LOT 69 |  | ST CLOUD | FL | 34771 | 8892 | 4073015693 |  | JIM SIZEMORE | HUGH AND ALEX STEWART | 14625 BALTIMORE AVE | PMB 412 | LAUREL | MD | 20707 | 4902 | 4078923291 |  | INVESTOR | 115 | 28800 | 67 | 2014-01-31 | 2019-04-10 | DC06 | 100
3 | OSCEOLA | CD | MILLCREEKRV@CFL.RR.COM | 3490293 | COMMUNITY | CHLORINATION; AERATION FOR REMOVAL OF ANY SECONDARY CONTAMINANT, SULFIDE, OR ANY UNREGULATED CONTAMINANT; CORROSION CONTROL INHIBITOR ADDITION; HYPOCHLORINATION; IRON OR MANGANESE SEQUESTRATION; OR ULTRAVIOLET RADIATION. THE LEAD/CHIEF OPERATOR MUST BE CLASS D OR HIGHER. 50,000 GPD UP TO 0.25 MGD-STAFFING BY CLASS D OR HIGHER OPERATOR: 3 VISITS/WEEK ON NONCONSECUTIVE DAYS FOR A TOTAL OF 0.3 HOUR/WEEK. LESS THAN 50,000 GPD-STAFFING BY A CLASS D OR HIGHER OPERATOR: 2 VISITS/WEEK ON NONCONSECUTIVE DAYS FOR A TOTAL OF 0.2 HOUR/WEEK. THERE SHALL BE NO MORE THAN 5 DAYS BETWEEN THE LAST VISIT IN ONE WEEK AND THE FIRST VISIT IN THE NEXT WEEK. | N | Y | MILL CREEK RV RESORT | 2775 MICHIGAN AVE |  | KISSIMMEE | FL | 34744 |  | 4078476288 |  | JENNIFER HARDWICK | DAVID A. NAPP | 6991 E CAMELBACK RD | STE B310 | SCOTTSDALE | AZ | 85251 |  | 4804233853 |  | INVESTOR | 120 | 57600 | 192 | 2019-06-05 | 2021-12-10 | DC05 | 500
3 | OSCEOLA | CD | none | 3490304 | NONCOMMUNITY | CHLORINATION; AERATION FOR REMOVAL OF ANY SECONDARY CONTAMINANT, SULFIDE, OR ANY UNREGULATED CONTAMINANT; CORROSION CONTROL INHIBITOR ADDITION; HYPOCHLORINATION; IRON OR MANGANESE SEQUESTRATION; OR ULTRAVIOLET RADIATION. THE LEAD/CHIEF OPERATOR MUST BE CLASS D OR HIGHER. 50,000 GPD UP TO 0.25 MGD-STAFFING BY CLASS D OR HIGHER OPERATOR: 3 VISITS/WEEK ON NONCONSECUTIVE DAYS FOR A TOTAL OF 0.3 HOUR/WEEK. LESS THAN 50,000 GPD-STAFFING BY A CLASS D OR HIGHER OPERATOR: 2 VISITS/WEEK ON NONCONSECUTIVE DAYS FOR A TOTAL OF 0.2 HOUR/WEEK. THERE SHALL BE NO MORE THAN 5 DAYS BETWEEN THE LAST VISIT IN ONE WEEK AND THE FIRST VISIT IN THE NEXT WEEK. | N | Y | CROSBY VILLAGE TRAILER PARK/GRIFFIS CAFE | 955 S KENANSVILLE RD |  | KENANSVILLE | FL | 34739 |  | 4074360077 |  |  | CROSBY VILLAGE TP/GRIFFIS CAFE | 726 S CANOE CREEK RD |  | KENANSVILLE | FL | 34739 |  | 4074360110 |  | INVESTOR | 25 | 11000 | 9 | 2017-07-13 | 2017-07-11 | NC01 | 50
3 | OSCEOLA | CD | cypcove@suncove.com | 3490314 | COMMUNITY | CHLORINATION; AERATION FOR REMOVAL OF ANY SECONDARY CONTAMINANT, SULFIDE, OR ANY UNREGULATED CONTAMINANT; CORROSION CONTROL INHIBITOR ADDITION; HYPOCHLORINATION; IRON OR MANGANESE SEQUESTRATION; OR ULTRAVIOLET RADIATION. THE LEAD/CHIEF OPERATOR MUST BE CLASS D OR HIGHER. 50,000 GPD UP TO 0.25 MGD-STAFFING BY CLASS D OR HIGHER OPERATOR: 3 VISITS/WEEK ON NONCONSECUTIVE DAYS FOR A TOTAL OF 0.3 HOUR/WEEK. LESS THAN 50,000 GPD-STAFFING BY A CLASS D OR HIGHER OPERATOR: 2 VISITS/WEEK ON NONCONSECUTIVE DAYS FOR A TOTAL OF 0.2 HOUR/WEEK. THERE SHALL BE NO MORE THAN 5 DAYS BETWEEN THE LAST VISIT IN ONE WEEK AND THE FIRST VISIT IN THE NEXT WEEK. | N | Y | CYPRESS COVE | 4425 S PLEASANT HILL RD |  | KISSIMMEE | FL | 34746 |  | 4079335870 |  | BRIAN CHAPMAN | TED HADLEY | 4425 S PLEASANT HILL RD |  | KISSIMMEE | FL | 34746 |  | 4079335870 |  | INVESTOR | 289 | 157443 | 458 | 2012-07-12 | 2020-03-04 | DC05 | 500
3 | OSCEOLA | CD | hedoeventspromo@gmail.com | 3490631 | NONCOMMUNITY | CHLORINATION; AERATION FOR REMOVAL OF ANY SECONDARY CONTAMINANT, SULFIDE, OR ANY UNREGULATED CONTAMINANT; CORROSION CONTROL INHIBITOR ADDITION; HYPOCHLORINATION; IRON OR MANGANESE SEQUESTRATION; OR ULTRAVIOLET RADIATION. THE LEAD/CHIEF OPERATOR MUST BE CLASS D OR HIGHER. 50,000 GPD UP TO 0.25 MGD-STAFFING BY CLASS D OR HIGHER OPERATOR: 3 VISITS/WEEK ON NONCONSECUTIVE DAYS FOR A TOTAL OF 0.3 HOUR/WEEK. LESS THAN 50,000 GPD-STAFFING BY A CLASS D OR HIGHER OPERATOR: 2 VISITS/WEEK ON NONCONSECUTIVE DAYS FOR A TOTAL OF 0.2 HOUR/WEEK. THERE SHALL BE NO MORE THAN 5 DAYS BETWEEN THE LAST VISIT IN ONE WEEK AND THE FIRST VISIT IN THE NEXT WEEK. | N | Y | SECRETS HIDEAWAY | 2145 E IRLO BRONSON MEMORIAL HWY |  | KISSIMMEE | FL | 34744 | 4417 | 4078464646 |  | BOB HAMMOND | JAMES CALLAHAN | 2145 E. IRLO BRONSON MEMORIAL HWY |  | KISSIMMEE | FL | 34744 |  | 3863144365 |  | INVESTOR | 45 | 117000 | 1 | 2015-07-08 | 2019-07-19 | NC01 | 50
3 | OSCEOLA | CD |  | 3490633 | NONTRANSIENT NONCOMMUNITY | CHLORINATION; AERATION FOR REMOVAL OF ANY SECONDARY CONTAMINANT, SULFIDE, OR ANY UNREGULATED CONTAMINANT; CORROSION CONTROL INHIBITOR ADDITION; HYPOCHLORINATION; IRON OR MANGANESE SEQUESTRATION; OR ULTRAVIOLET RADIATION. THE LEAD/CHIEF OPERATOR MUST BE CLASS C OR HIGHER. 5.0 MGD AND ABOVE-STAFFING BY CLASS C OR HIGHER OPERATOR: 6 HOURS/DAY FOR 5 DAYS/WEEK AND ONE VISIT ON EACH WEEKEND DAY. 3.0 MGD UP TO 5.0 MGD-STAFFING BY CLASS C OR HIGHER OPERATOR: 1 HOUR/DAY FOR 5 DAYS/WEEK AND ONE VISIT ON EACH WEEKEND DAY. 0.25 MGD UP TO 3.0 MGD-STAFFING BY CLASS C OR HIGHER OPERATOR: 5 VISITS/WEEK AND ONE VISIT EACH WEEKEND FOR A TOTAL OF 0.6 HOUR/WEEK. | N | Y | TROPICAL PALMS RESORT | 2650 HOLIDAY TR (SEE SCN#9) |  | KISSIMMEE | FL | 34746 |  | 4073964595 |  | BOBBY LUE | MARLUZ LOPEZ | 5100 W. LEMON STREET |  | TAMPA | FL | 33609 |  | 8132825921 |  | INVESTOR | 34 | 720000 | 690 | 2012-05-23 | 2020-03-04 | NTNC | 100
3 | OSCEOLA | CD | TSWINGLE@TOHOWATER.COM | 3490751 | COMMUNITY | AERATION FOR REMOVAL OF ANY PRIMARY CONTAMINANT; ALKALINITY/PH ADJUSTMENT; CHLORAMIN ATION; CHLORINE DIOXIDE FOR OXIDATION OR DISINFECTION; FLUORIDATION; ION EXCHANGE FOR REMOVAL OF ANY SECONDARY CONTAMINANT, SULFIDE, OR ANY UNREGULATED CONTAMINANT; OR OZONATION 10 MGD AND ABOVE. STAFFING BY CLASS C OR HIGHER OPERATOR: 16 HOURS/DAY FOR 7 DAYS/WEEK. THE LEAD/CHIEF OPERATOR MUST BE CLASS B OR HIGHER. | N | Y | TOHO WATER AUTHORITY EASTERN | 2706 N JOHN YOUNG PKWY |  | KISSIMMEE | FL | 34741 |  | 4079445073 |  | TOHO WATER AUTHORITY | TOHO WATER AUTHORITY | 951 MARTIN LUTHER KING BLVD |  | KISSIMMEE | FL | 34741 | 4929 |  |  | INVESTOR | 110102 | 35070000 | 35090 | 2014-07-14 | 2019-04-17 | DC01 | 6000
3 | OSCEOLA | CD | lakemarian@embarqmail.com | 3490766 | COMMUNITY | CHLORINATION; AERATION FOR REMOVAL OF ANY SECONDARY CONTAMINANT, SULFIDE, OR ANY UNREGULATED CONTAMINANT; CORROSION CONTROL INHIBITOR ADDITION; HYPOCHLORINATION; IRON OR MANGANESE SEQUESTRATION; OR ULTRAVIOLET RADIATION. THE LEAD/CHIEF OPERATOR MUST BE CLASS D OR HIGHER. 50,000 GPD UP TO 0.25 MGD-STAFFING BY CLASS D OR HIGHER OPERATOR: 3 VISITS/WEEK ON NONCONSECUTIVE DAYS FOR A TOTAL OF 0.3 HOUR/WEEK. LESS THAN 50,000 GPD-STAFFING BY A CLASS D OR HIGHER OPERATOR: 2 VISITS/WEEK ON NONCONSECUTIVE DAYS FOR A TOTAL OF 0.2 HOUR/WEEK. THERE SHALL BE NO MORE THAN 5 DAYS BETWEEN THE LAST VISIT IN ONE WEEK AND THE FIRST VISIT IN THE NEXT WEEK. | N | Y | LAKE MARIAN PARADISE | 901 ARNOLD RD |  | KENANSVILLE | FL | 34739 |  | 4074361464 |  | DEB BOOTS | HUGH REID | 7900 NW 155TH ST | SUITE 201 | MIAMI LAKES | FL | 33016 |  | 4434134722 |  | INVESTOR | 32 | 50400 | 113 | 2017-10-12 | 2021-02-26 | DC05 | 500
3 | OSCEOLA | CD | lakerunnymeademhp@yahoo.com | 3490770 | COMMUNITY | CHLORINATION; AERATION FOR REMOVAL OF ANY SECONDARY CONTAMINANT, SULFIDE, OR ANY UNREGULATED CONTAMINANT; CORROSION CONTROL INHIBITOR ADDITION; HYPOCHLORINATION; IRON OR MANGANESE SEQUESTRATION; OR ULTRAVIOLET RADIATION. THE LEAD/CHIEF OPERATOR MUST BE CLASS D OR HIGHER. 50,000 GPD UP TO 0.25 MGD-STAFFING BY CLASS D OR HIGHER OPERATOR: 3 VISITS/WEEK ON NONCONSECUTIVE DAYS FOR A TOTAL OF 0.3 HOUR/WEEK. LESS THAN 50,000 GPD-STAFFING BY A CLASS D OR HIGHER OPERATOR: 2 VISITS/WEEK ON NONCONSECUTIVE DAYS FOR A TOTAL OF 0.2 HOUR/WEEK. THERE SHALL BE NO MORE THAN 5 DAYS BETWEEN THE LAST VISIT IN ONE WEEK AND THE FIRST VISIT IN THE NEXT WEEK. | N | Y | LAKE RUNNYMEADE MOBILE HOME PARK | 1300 HASKER CIRCLE |  | ST CLOUD | FL | 34771 |  | 4078929271 |  | BRYON FIELDS | SPRINGFIELD RUNNYMEADE LLC- ROBERT BLUM | P.O. BOX 387 |  | SUFFERN | NY | 10901 |  | 8453649238 |  | OTHER | 222 | 144000 | 76 | 2018-12-13 | 2020-12-10 | DC051 | 100
3 | OSCEOLA | CD | johnandsharon@rocketmail.com | 3490775 | NONCOMMUNITY | CHLORINATION; AERATION FOR REMOVAL OF ANY SECONDARY CONTAMINANT, SULFIDE, OR ANY UNREGULATED CONTAMINANT; CORROSION CONTROL INHIBITOR ADDITION; HYPOCHLORINATION; IRON OR MANGANESE SEQUESTRATION; OR ULTRAVIOLET RADIATION. THE LEAD/CHIEF OPERATOR MUST BE CLASS D OR HIGHER. 50,000 GPD UP TO 0.25 MGD-STAFFING BY CLASS D OR HIGHER OPERATOR: 3 VISITS/WEEK ON NONCONSECUTIVE DAYS FOR A TOTAL OF 0.3 HOUR/WEEK. LESS THAN 50,000 GPD-STAFFING BY A CLASS D OR HIGHER OPERATOR: 2 VISITS/WEEK ON NONCONSECUTIVE DAYS FOR A TOTAL OF 0.2 HOUR/WEEK. THERE SHALL BE NO MORE THAN 5 DAYS BETWEEN THE LAST VISIT IN ONE WEEK AND THE FIRST VISIT IN THE NEXT WEEK. | N | Y | LAKEVIEW TERRACE TRAILER PARK | 6070 ALLIGATOR LAKE SHORE W. |  | SAINT CLOUD | FL | 34771 | 7340 | 4078922698 |  | SHARON GUSTAFSON | LAKEVIEW TERRACE TRAILER PARK | 6070 ALLIGATOR LAKE SHORE W. |  | ST CLOUD | FL | 34771 | 7340 | 4078922698 |  | INVESTOR | 25 | 17280 | 24 | 2017-08-01 | 2017-07-06 | NC01 | 50
3 | OSCEOLA | CD | greatoakrv@centurylink.net | 3490816 | COMMUNITY | CHLORINATION; AERATION FOR REMOVAL OF ANY SECONDARY CONTAMINANT, SULFIDE, OR ANY UNREGULATED CONTAMINANT; CORROSION CONTROL INHIBITOR ADDITION; HYPOCHLORINATION; IRON OR MANGANESE SEQUESTRATION; OR ULTRAVIOLET RADIATION. THE LEAD/CHIEF OPERATOR MUST BE CLASS D OR HIGHER. 50,000 GPD UP TO 0.25 MGD-STAFFING BY CLASS D OR HIGHER OPERATOR: 3 VISITS/WEEK ON NONCONSECUTIVE DAYS FOR A TOTAL OF 0.3 HOUR/WEEK. LESS THAN 50,000 GPD-STAFFING BY A CLASS D OR HIGHER OPERATOR: 2 VISITS/WEEK ON NONCONSECUTIVE DAYS FOR A TOTAL OF 0.2 HOUR/WEEK. THERE SHALL BE NO MORE THAN 5 DAYS BETWEEN THE LAST VISIT IN ONE WEEK AND THE FIRST VISIT IN THE NEXT WEEK. | N | Y | GREAT OAK R.V. RESORT | 4440 YOWELL RD |  | KISSIMMEE | FL | 34746 |  | 4073969092 |  | CAROL | JOVAN PJEVACEVIC | 4440 YOWELL RD |  | KISSIMMEE | FL | 34746 |  | 4073969092 |  | INVESTOR | 35 | 144000 | 196 | 2014-12-02 | 2020-06-24 | DC051 | 100
3 | OSCEOLA | CD | asvg@aol.com | 3490986 | COMMUNITY | CHLORINATION; AERATION FOR REMOVAL OF ANY SECONDARY CONTAMINANT, SULFIDE, OR ANY UNREGULATED CONTAMINANT; CORROSION CONTROL INHIBITOR ADDITION; HYPOCHLORINATION; IRON OR MANGANESE SEQUESTRATION; OR ULTRAVIOLET RADIATION. THE LEAD/CHIEF OPERATOR MUST BE CLASS D OR HIGHER. 50,000 GPD UP TO 0.25 MGD-STAFFING BY CLASS D OR HIGHER OPERATOR: 3 VISITS/WEEK ON NONCONSECUTIVE DAYS FOR A TOTAL OF 0.3 HOUR/WEEK. LESS THAN 50,000 GPD-STAFFING BY A CLASS D OR HIGHER OPERATOR: 2 VISITS/WEEK ON NONCONSECUTIVE DAYS FOR A TOTAL OF 0.2 HOUR/WEEK. THERE SHALL BE NO MORE THAN 5 DAYS BETWEEN THE LAST VISIT IN ONE WEEK AND THE FIRST VISIT IN THE NEXT WEEK. | N | Y | PLEASANT HILL VILLAGE | 2100 PLEASANT HILL ROAD #45 |  | KISSIMMEE | FL | 34746 |  | 4079350098 |  | ANTHONY GILBERT | ANTHONY GILBERT | 2100 PLEASANT HILL RD #45 |  | KISSIMMEE | FL | 34746 |  | 4079350098 |  | INVESTOR | 165 | 60000 | 106 | 2014-10-24 | 2020-03-04 | DC051 | 100
3 | OSCEOLA | CD | none | 3491002 | COMMUNITY | CHLORINATION; AERATION FOR REMOVAL OF ANY SECONDARY CONTAMINANT, SULFIDE, OR ANY UNREGULATED CONTAMINANT; CORROSION CONTROL INHIBITOR ADDITION; HYPOCHLORINATION; IRON OR MANGANESE SEQUESTRATION; OR ULTRAVIOLET RADIATION. THE LEAD/CHIEF OPERATOR MUST BE CLASS D OR HIGHER. 50,000 GPD UP TO 0.25 MGD-STAFFING BY CLASS D OR HIGHER OPERATOR: 3 VISITS/WEEK ON NONCONSECUTIVE DAYS FOR A TOTAL OF 0.3 HOUR/WEEK. LESS THAN 50,000 GPD-STAFFING BY A CLASS D OR HIGHER OPERATOR: 2 VISITS/WEEK ON NONCONSECUTIVE DAYS FOR A TOTAL OF 0.2 HOUR/WEEK. THERE SHALL BE NO MORE THAN 5 DAYS BETWEEN THE LAST VISIT IN ONE WEEK AND THE FIRST VISIT IN THE NEXT WEEK. | N | Y | KISSIMMEE RV PARK | 2425 OLD VINELAND RD |  | KISSIMMEE | FL | 34746 |  | 4073966655 |  | DAN MCCLURE | DAN MCCLURE | 98 MILL PLAIN RD. | STE. 3C | DANBURY | CT | 6811 |  | 2039422745 | 100 | INVESTOR | 43 | 100000 | 196 | 2019-06-05 | 2019-04-25 | DC051 | 100
3 | OSCEOLA | CD | TSWINGLE@TOHOWATER.COM | 3491011 | COMMUNITY | AERATION FOR REMOVAL OF ANY PRIMARY CONTAMINANT; ALKALINITY/PH ADJUSTMENT; CHLORAMIN ATION; CHLORINE DIOXIDE FOR OXIDATION OR DISINFECTION; FLUORIDATION; ION EXCHANGE FOR REMOVAL OF ANY SECONDARY CONTAMINANT, SULFIDE, OR ANY UNREGULATED CONTAMINANT; OR OZONATION. THE LEAD/CHIEF OPERATOR MUST BE CLASS C OR HIGHER. 5.0 MGD UP TO 10 MGD-STAFFING BY CLASS C OR HIGHER OPERATOR: 6 HOURS/DAY FOR 5 DAYS/WEEK AND ONE VISIT ON EACH WEEKEND DAY. 3.0 MGD UP TO 5.0 MGD-STAFFING BY CLASS C OR HIGHER OPERATOR: 3 HOURS/DAY FOR 5 DAYS/WEEK AND ONE VISIT ON EACH WEEKEND DAY. 1.0 MGD UP TO 3.0 MGD-STAFFING BY CLASS C OR HIGHER OPERATOR: 1 HOUR/DAY FOR 5 DAYS/WEEK AND ONE VISIT ON EACH WEEKEND DAY. 0.1 MGD UP TO 1.0 MGD-STAFFING BY CLASS C OR HIGHER OPERATOR: 5 VISITS/WEEK AND ONE VISIT EACH WEEKEND FOR A TOTAL OF 1.2 HOURS/WEEK. | N | Y | TOHO WATER AUTHORITY WESTERN | 3230 REEDY CREEK BLVD |  | KISSIMMEE | FL | 34747 | 1714 | 4078463003 |  | TOHO WATER AUTHORITY | TOHO WATER AUTHORITY | 951 MARTIN LUTHER KING BLVD |  | KISSIMMEE | FL | 34741 | 4929 |  |  | MUNICIPALITY | 40330 | 18000000 | 6138 | 2014-07-16 | 2019-05-23 | DC01 | 6000
3 | OSCEOLA | CD | dlawrence@boggycreekrv.com | 3491077 | COMMUNITY | CHLORINATION; AERATION FOR REMOVAL OF ANY SECONDARY CONTAMINANT, SULFIDE, OR ANY UNREGULATED CONTAMINANT; CORROSION CONTROL INHIBITOR ADDITION; HYPOCHLORINATION; IRON OR MANGANESE SEQUESTRATION; OR ULTRAVIOLET RADIATION. THE LEAD/CHIEF OPERATOR MUST BE CLASS D OR HIGHER. 50,000 GPD UP TO 0.25 MGD-STAFFING BY CLASS D OR HIGHER OPERATOR: 3 VISITS/WEEK ON NONCONSECUTIVE DAYS FOR A TOTAL OF 0.3 HOUR/WEEK. LESS THAN 50,000 GPD-STAFFING BY A CLASS D OR HIGHER OPERATOR: 2 VISITS/WEEK ON NONCONSECUTIVE DAYS FOR A TOTAL OF 0.2 HOUR/WEEK. THERE SHALL BE NO MORE THAN 5 DAYS BETWEEN THE LAST VISIT IN ONE WEEK AND THE FIRST VISIT IN THE NEXT WEEK. | N | Y | BOGGY CREEK RESORT AND RV PARK | 3705 BIG BASS ROAD |  | KISSIMMEE | FL | 34744 |  | 4073482040 |  | DEBBIE LAWRENCE | NANCY MOWRY | 3705 BIG BASS RD |  | KISSIMMEE | FL | 34744 |  |  |  | INVESTOR | 94 | 100000 | 314 | 2013-10-31 | 2021-04-26 | DC05 | 500
3 | OSCEOLA | CD | SILVERFOX394@YAHOO.COM | 3491298 | COMMUNITY | CHLORINATION; AERATION FOR REMOVAL OF ANY SECONDARY CONTAMINANT, SULFIDE, OR ANY UNREGULATED CONTAMINANT; CORROSION CONTROL INHIBITOR ADDITION; HYPOCHLORINATION; IRON OR MANGANESE SEQUESTRATION; OR ULTRAVIOLET RADIATION. THE LEAD/CHIEF OPERATOR MUST BE CLASS C OR HIGHER. 5.0 MGD AND ABOVE-STAFFING BY CLASS C OR HIGHER OPERATOR: 6 HOURS/DAY FOR 5 DAYS/WEEK AND ONE VISIT ON EACH WEEKEND DAY. 3.0 MGD UP TO 5.0 MGD-STAFFING BY CLASS C OR HIGHER OPERATOR: 1 HOUR/DAY FOR 5 DAYS/WEEK AND ONE VISIT ON EACH WEEKEND DAY. 0.25 MGD UP TO 3.0 MGD-STAFFING BY CLASS C OR HIGHER OPERATOR: 5 VISITS/WEEK AND ONE VISIT EACH WEEKEND FOR A TOTAL OF 0.6 HOUR/WEEK. | N | Y | SHELTER COVE RESORT | 6103 NOVA RD |  | ST CLOUD | FL | 32769 |  | 4078915781 |  | SCOTT POLLOCK | [9 empty] | INVESTOR | 187 | 108000 | 192 | 2019-05-28 | 2019-04-10 | DC051 | 100
3 | OSCEOLA | CD | none | 3491366 | NONCOMMUNITY | CHLORINATION; AERATION FOR REMOVAL OF ANY SECONDARY CONTAMINANT, SULFIDE, OR ANY UNREGULATED CONTAMINANT; CORROSION CONTROL INHIBITOR ADDITION; HYPOCHLORINATION; IRON OR MANGANESE SEQUESTRATION; OR ULTRAVIOLET RADIATION. THE LEAD/CHIEF OPERATOR MUST BE CLASS D OR HIGHER. 50,000 GPD UP TO 0.25 MGD-STAFFING BY CLASS D OR HIGHER OPERATOR: 3 VISITS/WEEK ON NONCONSECUTIVE DAYS FOR A TOTAL OF 0.3 HOUR/WEEK. LESS THAN 50,000 GPD-STAFFING BY A CLASS D OR HIGHER OPERATOR: 2 VISITS/WEEK ON NONCONSECUTIVE DAYS FOR A TOTAL OF 0.2 HOUR/WEEK. THERE SHALL BE NO MORE THAN 5 DAYS BETWEEN THE LAST VISIT IN ONE WEEK AND THE FIRST VISIT IN THE NEXT WEEK. | N | Y | SOUTHPORT PARK | 2001 SOUTHPORT RD |  | KISSIMMEE | FL | 34746 |  | 4079335822 |  | CHRIS BRYAN | ROBERT MINDICK | 1 COURTHOUSE SQUARE | SUITE 1100 | KISSIMMEE | FL | 34741 |  | 4077420200 |  | COUNTY | 25 | 43000 | 53 | 2019-02-12 | 2019-01-02 | NC01 | 50
3 | OSCEOLA | CD |  | 3491373 | COMMUNITY | ACTIVATED CARBON PROCESSES; DIATOMACEOUS EARTH FILTRATION; ION EXCHANGE FOR REMOVAL OF ANY PRIMARY CONTAMINANT; ION AND MANGANESE REMOVAL (OXIDATION, DETENTION, AND FILTRATION); OR SLOW SAND FILTRATION 8.0 MGD AND ABOVE. STAFFING BY CLASS C OR HIGHER OPERATOR: 24 HOURS/DAY FOR 7 DAYS/WEEK. THE LEAD/CHIEF OPERATOR MUST BE CLASS A. | N | Y | ST. CLOUD, CITY OF (3 WPS) | 1300 10TH STREET |  | ST CLOUD | FL | 34769 |  | 4079577344 |  | KELVIN FULGER | KELVIN FULGER | 1300 NINTH ST |  | ST. CLOUD | FL | 34769 |  | 4079577126 |  | MUNICIPALITY | 64668 | 15806000 | 25360 | 2019-10-02 | 2019-08-20 | DC01 | 6000
3 | OSCEOLA | CD | saleemcharaniya@gmail.com | 3491397 | NONCOMMUNITY | CHLORINATION; AERATION FOR REMOVAL OF ANY SECONDARY CONTAMINANT, SULFIDE, OR ANY UNREGULATED CONTAMINANT; CORROSION CONTROL INHIBITOR ADDITION; HYPOCHLORINATION; IRON OR MANGANESE SEQUESTRATION; OR ULTRAVIOLET RADIATION. THE LEAD/CHIEF OPERATOR MUST BE CLASS D OR HIGHER. 50,000 GPD UP TO 0.25 MGD-STAFFING BY CLASS D OR HIGHER OPERATOR: 3 VISITS/WEEK ON NONCONSECUTIVE DAYS FOR A TOTAL OF 0.3 HOUR/WEEK. LESS THAN 50,000 GPD-STAFFING BY A CLASS D OR HIGHER OPERATOR: 2 VISITS/WEEK ON NONCONSECUTIVE DAYS FOR A TOTAL OF 0.2 HOUR/WEEK. THERE SHALL BE NO MORE THAN 5 DAYS BETWEEN THE LAST VISIT IN ONE WEEK AND THE FIRST VISIT IN THE NEXT WEEK. | N | Y | STUCKEY'S | 3055 SR 60 |  | OKEECHOBEE | FL | 34972 |  | 4074361241 |  | HAMEEDA CHARANIYA | JOE FIELDS | 402 HIGHPOINT DR. | STE 101 | COCOA | FL | 32926 |  | 3216310245 | 117 | INVESTOR | 25 | 22000 | 1 | 2014-10-01 | 2017-07-11 | NC01 | 50
3 | OSCEOLA | CD | Floridiansandalwood@gmail.com | 3491702 | COMMUNITY | CHLORINATION; AERATION FOR REMOVAL OF ANY SECONDARY CONTAMINANT, SULFIDE, OR ANY UNREGULATED CONTAMINANT; CORROSION CONTROL INHIBITOR ADDITION; HYPOCHLORINATION; IRON OR MANGANESE SEQUESTRATION; OR ULTRAVIOLET RADIATION. THE LEAD/CHIEF OPERATOR MUST BE CLASS D OR HIGHER. 50,000 GPD UP TO 0.25 MGD-STAFFING BY CLASS D OR HIGHER OPERATOR: 3 VISITS/WEEK ON NONCONSECUTIVE DAYS FOR A TOTAL OF 0.3 HOUR/WEEK. LESS THAN 50,000 GPD-STAFFING BY A CLASS D OR HIGHER OPERATOR: 2 VISITS/WEEK ON NONCONSECUTIVE DAYS FOR A TOTAL OF 0.2 HOUR/WEEK. THERE SHALL BE NO MORE THAN 5 DAYS BETWEEN THE LAST VISIT IN ONE WEEK AND THE FIRST VISIT IN THE NEXT WEEK. | N | Y | FLORIDIAN RV RESORT | 5150 BOGGY CREEK RD |  | ST CLOUD | FL | 34771 |  | 4078925171 |  | TRICIA SMALL | TRICIA SMALL | 5150 BOGGY CREEK ROAD |  | ST.CLOUD | FL | 34771 |  | 4078925171 |  | INVESTOR | 450 | 180000 | 588 | 2017-07-07 | 2020-06-25 | DC05 | 500
3 | OSCEOLA | CD | santiago.alvarez@dot.state.fl.us | 3491703 | NONTRANSIENT NONCOMMUNITY | AERATION FOR REMOVAL OF ANY PRIMARY CONTAMINANT; ALKALINITY/PH ADJUSTMENT; CHLORAMIN ATION; CHLORINE DIOXIDE FOR OXIDATION OR DISINFECTION; FLUORIDATION; ION EXCHANGE FOR REMOVAL OF ANY SECONDARY CONTAMINANT, SULFIDE, OR ANY UNREGULATED CONTAMINANT; OR OZONATION. THE LEAD/CHIEF OPERATOR MUST BE CLASS C OR HIGHER. 5.0 MGD UP TO 10 MGD-STAFFING BY CLASS C OR HIGHER OPERATOR: 6 HOURS/DAY FOR 5 DAYS/WEEK AND ONE VISIT ON EACH WEEKEND DAY. 3.0 MGD UP TO 5.0 MGD-STAFFING BY CLASS C OR HIGHER OPERATOR: 3 HOURS/DAY FOR 5 DAYS/WEEK AND ONE VISIT ON EACH WEEKEND DAY. 1.0 MGD UP TO 3.0 MGD-STAFFING BY CLASS C OR HIGHER OPERATOR: 1 HOUR/DAY FOR 5 DAYS/WEEK AND ONE VISIT ON EACH WEEKEND DAY. 0.1 MGD UP TO 1.0 MGD-STAFFING BY CLASS C OR HIGHER OPERATOR: 5 VISITS/WEEK AND ONE VISIT EACH WEEKEND FOR A TOTAL OF 1.2 HOURS/WEEK. | N | Y | CANOE CREEK SERVICE PLAZA | FLORIDA TURNPIKE MILE MARKER 229 |  | KISSIMMEE | FL | 32859 | 3527 | 4078260695 |  | CAROL FRIEL | SANTIAGO ALVAREZ | PO BOX 9828 |  | FT LAUDERDALE | FL | 33310 | 9828 | 9549341261 |  | INVESTOR | 68 | 468000 | 8 | 2016-09-12 | 2019-04-10 | NTNC | 100
3 | OSCEOLA | CD |  | 3491705 | NONTRANSIENT NONCOMMUNITY | CHLORINATION; AERATION FOR REMOVAL OF ANY SECONDARY CONTAMINANT, SULFIDE, OR ANY UNREGULATED CONTAMINANT; CORROSION CONTROL INHIBITOR ADDITION; HYPOCHLORINATION; IRON OR MANGANESE SEQUESTRATION; OR ULTRAVIOLET RADIATION. THE LEAD/CHIEF OPERATOR MUST BE CLASS D OR HIGHER. 50,000 GPD UP TO 0.25 MGD-STAFFING BY CLASS D OR HIGHER OPERATOR: 3 VISITS/WEEK ON NONCONSECUTIVE DAYS FOR A TOTAL OF 0.3 HOUR/WEEK. LESS THAN 50,000 GPD-STAFFING BY A CLASS D OR HIGHER OPERATOR: 2 VISITS/WEEK ON NONCONSECUTIVE DAYS FOR A TOTAL OF 0.2 HOUR/WEEK. THERE SHALL BE NO MORE THAN 5 DAYS BETWEEN THE LAST VISIT IN ONE WEEK AND THE FIRST VISIT IN THE NEXT WEEK. | N | Y | GATE PRECAST | 810 SAWDUST TRAIL |  | KISSIMMEE | FL | 34744 |  | 4078475285 |  | MIKE PARKER | GATE PRECAST COMPANY | 810 SAWDUST TRAIL |  | KISSIMMEE | FL | 34744 |  | 3216240508 |  | INVESTOR | 106 | 72000 | 3 | 2014-11-14 | 2020-03-20 | NTNC | 100
3 | OSCEOLA | CD | N/A | 3491726 | COMMUNITY | CHLORINATION; AERATION FOR REMOVAL OF ANY SECONDARY CONTAMINANT, SULFIDE, OR ANY UNREGULATED CONTAMINANT; CORROSION CONTROL INHIBITOR ADDITION; HYPOCHLORINATION; IRON OR MANGANESE SEQUESTRATION; OR ULTRAVIOLET RADIATION. THE LEAD/CHIEF OPERATOR MUST BE CLASS D OR HIGHER. 50,000 GPD UP TO 0.25 MGD-STAFFING BY CLASS D OR HIGHER OPERATOR: 3 VISITS/WEEK ON NONCONSECUTIVE DAYS FOR A TOTAL OF 0.3 HOUR/WEEK. LESS THAN 50,000 GPD-STAFFING BY A CLASS D OR HIGHER OPERATOR: 2 VISITS/WEEK ON NONCONSECUTIVE DAYS FOR A TOTAL OF 0.2 HOUR/WEEK. THERE SHALL BE NO MORE THAN 5 DAYS BETWEEN THE LAST VISIT IN ONE WEEK AND THE FIRST VISIT IN THE NEXT WEEK. | N | Y | SHARP'S MOBILE HOME PARK | 5620-1 LAKE LIZZIE DR |  | ST CLOUD | FL | 34771 |  | 4078928422 |  |  | SHARP'S MOBILE HOME PARK | 2641 E. ATLANTIC BLVD. | SUITE 300 | POMPANO BEACH | FL | 33062 |  | 4079579896 |  | INVESTOR | 179 | 46800 | 150 | 2014-10-06 | 2020-03-03 | DC06 | 100
3 | OSCEOLA | CD |  | 3491904 | COMMUNITY | CHLORINATION; AERATION FOR REMOVAL OF ANY SECONDARY CONTAMINANT, SULFIDE, OR ANY UNREGULATED CONTAMINANT; CORROSION CONTROL INHIBITOR ADDITION; HYPOCHLORINATION; IRON OR MANGANESE SEQUESTRATION; OR ULTRAVIOLET RADIATION. THE LEAD/CHIEF OPERATOR MUST BE CLASS D OR HIGHER. 50,000 GPD UP TO 0.25 MGD-STAFFING BY CLASS D OR HIGHER OPERATOR: 3 VISITS/WEEK ON NONCONSECUTIVE DAYS FOR A TOTAL OF 0.3 HOUR/WEEK. LESS THAN 50,000 GPD-STAFFING BY A CLASS D OR HIGHER OPERATOR: 2 VISITS/WEEK ON NONCONSECUTIVE DAYS FOR A TOTAL OF 0.2 HOUR/WEEK. THERE SHALL BE NO MORE THAN 5 DAYS BETWEEN THE LAST VISIT IN ONE WEEK AND THE FIRST VISIT IN THE NEXT WEEK. | N | Y | KING'S MOBILE HOME PARK | 2410 OLD VINELAND RD |  | KISSIMMEE | FL | 34746 |  | 4073964469 |  | JAMIE THOMAS | RICK THOMAS | PO BOX 3 |  | BEN LOMOND | CA | 95005 | 3 | 8313362882 |  | INVESTOR | 43 | 19000 | 26 | 2011-05-05 | 2020-04-07 | DC06 | 100
3 | OSCEOLA | CD | NONE | 3491909 | COMMUNITY | CHLORINATION; AERATION FOR REMOVAL OF ANY SECONDARY CONTAMINANT, SULFIDE, OR ANY UNREGULATED CONTAMINANT; CORROSION CONTROL INHIBITOR ADDITION; HYPOCHLORINATION; IRON OR MANGANESE SEQUESTRATION; OR ULTRAVIOLET RADIATION. THE LEAD/CHIEF OPERATOR MUST BE CLASS D OR HIGHER. 50,000 GPD UP TO 0.25 MGD-STAFFING BY CLASS D OR HIGHER OPERATOR: 3 VISITS/WEEK ON NONCONSECUTIVE DAYS FOR A TOTAL OF 0.3 HOUR/WEEK. LESS THAN 50,000 GPD-STAFFING BY A CLASS D OR HIGHER OPERATOR: 2 VISITS/WEEK ON NONCONSECUTIVE DAYS FOR A TOTAL OF 0.2 HOUR/WEEK. THERE SHALL BE NO MORE THAN 5 DAYS BETWEEN THE LAST VISIT IN ONE WEEK AND THE FIRST VISIT IN THE NEXT WEEK. | N | Y | LAKE TOHO RESORT | 4715 KISSIMMEE PARK RD |  | ST CLOUD | FL | 34772 |  | 4078928795 |  | MICHAEL CRISANTE | MICHAEL CRISANTE | 1216 W. WASHINGTON ST |  | ORLANDO | FL | 32805 |  | 4078928795 |  | INVESTOR | 70 | 72000 | 200 | 2016-07-13 | 2021-06-04 | DC051 | 100
3 | OSCEOLA | CD | none | 3491946 | NONTRANSIENT NONCOMMUNITY | CHLORINATION; AERATION FOR REMOVAL OF ANY SECONDARY CONTAMINANT, SULFIDE, OR ANY UNREGULATED CONTAMINANT; CORROSION CONTROL INHIBITOR ADDITION; HYPOCHLORINATION; IRON OR MANGANESE SEQUESTRATION; OR ULTRAVIOLET RADIATION. THE LEAD/CHIEF OPERATOR MUST BE CLASS D OR HIGHER. 50,000 GPD UP TO 0.25 MGD-STAFFING BY CLASS D OR HIGHER OPERATOR: 3 VISITS/WEEK ON NONCONSECUTIVE DAYS FOR A TOTAL OF 0.3 HOUR/WEEK. LESS THAN 50,000 GPD-STAFFING BY A CLASS D OR HIGHER OPERATOR: 2 VISITS/WEEK ON NONCONSECUTIVE DAYS FOR A TOTAL OF 0.2 HOUR/WEEK. THERE SHALL BE NO MORE THAN 5 DAYS BETWEEN THE LAST VISIT IN ONE WEEK AND THE FIRST VISIT IN THE NEXT WEEK. | N | Y | ASPIRE HEALTH PARTNERS INC. | 5970 S ORANGE BLOSSOM TRL |  | DAVENPORT | FL | 33896 |  | 4078465294 |  | KEN JACOBS | DENISE MCKENNA | 919 E. SECOND ST. |  | SANFORD | FL | 32771 |  | 4078753700 | 3240 | INVESTOR | 170 | 76000 | 6 | 2017-03-24 | 2020-04-07 | NTNC | 100
3 | OSCEOLA | CD | BWHEELER@TOHOWATER.COM | 3491956 | COMMUNITY | NO TREATMENT--CONSECUTIVE SYSTEMS ONLY | N | Y | LAKE AJAY VILLAGE S/D (CONSEC.) | 3185 FOREST BREEZE WAY |  | ST. CLOUD | FL | 34771 |  | 4079445000 |  | TOHO WATER AUTHORITY | TOHO WATER AUTHORITY | 951 MARTIN LUTHER KING BLVD |  | KISSIMMEE | FL | 34741 | 4929 |  |  | INVESTOR/LICENSED PUBLIC UTILITIES | 220 | 144000 | 101 | 2008-10-21 | 2019-01-16 | PC01 | 50
3 | OSCEOLA | CD | NONE | 3494290 | NONCOMMUNITY | CHLORINATION; AERATION FOR REMOVAL OF ANY SECONDARY CONTAMINANT, SULFIDE, OR ANY UNREGULATED CONTAMINANT; CORROSION CONTROL INHIBITOR ADDITION; HYPOCHLORINATION; IRON OR MANGANESE SEQUESTRATION; OR ULTRAVIOLET RADIATION. THE LEAD/CHIEF OPERATOR MUST BE CLASS D OR HIGHER. 50,000 GPD UP TO 0.25 MGD-STAFFING BY CLASS D OR HIGHER OPERATOR: 3 VISITS/WEEK ON NONCONSECUTIVE DAYS FOR A TOTAL OF 0.3 HOUR/WEEK. LESS THAN 50,000 GPD-STAFFING BY A CLASS D OR HIGHER OPERATOR: 2 VISITS/WEEK ON NONCONSECUTIVE DAYS FOR A TOTAL OF 0.2 HOUR/WEEK. THERE SHALL BE NO MORE THAN 5 DAYS BETWEEN THE LAST VISIT IN ONE WEEK AND THE FIRST VISIT IN THE NEXT WEEK. | N | Y | RICHARDSON'S FISH CAMP | 1550 SCOTTY'S ROAD |  | KISSIMMEE | FL | 34744 |  | 4078466540 |  | DWIGHT RICHARDSON | DWIGHT RICHARDSON AND JOHN D MCNEW | 1550 SCOTTY'S RD |  | KISSIMMEE | FL | 34744 |  | 4078466540 |  | INVESTOR | 25 | 46080 | 28 | 2012-06-13 | 2019-01-02 | NC01 | 50
3 | OSCEOLA | CD | dankat2@aol.com | 3494297 | NONCOMMUNITY | CHLORINATION; AERATION FOR REMOVAL OF ANY SECONDARY CONTAMINANT, SULFIDE, OR ANY UNREGULATED CONTAMINANT; CORROSION CONTROL INHIBITOR ADDITION; HYPOCHLORINATION; IRON OR MANGANESE SEQUESTRATION; OR ULTRAVIOLET RADIATION. THE LEAD/CHIEF OPERATOR MUST BE CLASS D OR HIGHER. 50,000 GPD UP TO 0.25 MGD-STAFFING BY CLASS D OR HIGHER OPERATOR: 3 VISITS/WEEK ON NONCONSECUTIVE DAYS FOR A TOTAL OF 0.3 HOUR/WEEK. LESS THAN 50,000 GPD-STAFFING BY A CLASS D OR HIGHER OPERATOR: 2 VISITS/WEEK ON NONCONSECUTIVE DAYS FOR A TOTAL OF 0.2 HOUR/WEEK. THERE SHALL BE NO MORE THAN 5 DAYS BETWEEN THE LAST VISIT IN ONE WEEK AND THE FIRST VISIT IN THE NEXT WEEK. | N | Y | MERRY D RV SANCTUARY | 4261 PLEASANT HILL RD |  | KISSIMMEE | FL | 34746 |  | 4078700719 |  | BILL WEAVER | MERRY D RV SANCTUARY INC | 4261 PLEASANT HILL RD |  | KISSIMMEE | FL | 34746 |  | 4077913395 |  | INVESTOR | 25 | 57600 | 121 | 2014-08-29 | 2019-01-02 | NC01 | 50
3 | OSCEOLA | CD | joey.cupp@PILOTTRAVELCENTERS.COM | 3494310 | NONCOMMUNITY | CHLORINATION; AERATION FOR REMOVAL OF ANY SECONDARY CONTAMINANT, SULFIDE, OR ANY UNREGULATED CONTAMINANT; CORROSION CONTROL INHIBITOR ADDITION; HYPOCHLORINATION; IRON OR MANGANESE SEQUESTRATION; OR ULTRAVIOLET RADIATION. THE LEAD/CHIEF OPERATOR MUST BE CLASS D OR HIGHER. 50,000 GPD UP TO 0.25 MGD-STAFFING BY CLASS D OR HIGHER OPERATOR: 3 VISITS/WEEK ON NONCONSECUTIVE DAYS FOR A TOTAL OF 0.3 HOUR/WEEK. LESS THAN 50,000 GPD-STAFFING BY A CLASS D OR HIGHER OPERATOR: 2 VISITS/WEEK ON NONCONSECUTIVE DAYS FOR A TOTAL OF 0.2 HOUR/WEEK. THERE SHALL BE NO MORE THAN 5 DAYS BETWEEN THE LAST VISIT IN ONE WEEK AND THE FIRST VISIT IN THE NEXT WEEK. | N | Y | PILOT TRAVEL CENTER 096 | 3015 SR 60 |  | OKEECHOBEE | FL | 34972 |  | 8664742826 |  | JOEY CUPP, DIRECTOR OF ENVIRONMENTAL | JOEY CUPP, DIRECTOR OF ENVIRONMENTAL | 5508 LONAS DR | PO BOX 10146 | KNOXVILLE | TN | 37909 | 3221 | 8664742826 |  | INVESTOR | 26 | 12410 | 1 | 2014-05-05 | 2019-06-06 | NC01 | 50
3 | OSCEOLA | CD | wayneh@whisperingpinesmhc.com | 3494313 | COMMUNITY | CHLORINATION; AERATION FOR REMOVAL OF ANY SECONDARY CONTAMINANT, SULFIDE, OR ANY UNREGULATED CONTAMINANT; CORROSION CONTROL INHIBITOR ADDITION; HYPOCHLORINATION; IRON OR MANGANESE SEQUESTRATION; OR ULTRAVIOLET RADIATION. THE LEAD/CHIEF OPERATOR MUST BE CLASS D OR HIGHER. 50,000 GPD UP TO 0.25 MGD-STAFFING BY CLASS D OR HIGHER OPERATOR: 3 VISITS/WEEK ON NONCONSECUTIVE DAYS FOR A TOTAL OF 0.3 HOUR/WEEK. LESS THAN 50,000 GPD-STAFFING BY A CLASS D OR HIGHER OPERATOR: 2 VISITS/WEEK ON NONCONSECUTIVE DAYS FOR A TOTAL OF 0.2 HOUR/WEEK. THERE SHALL BE NO MORE THAN 5 DAYS BETWEEN THE LAST VISIT IN ONE WEEK AND THE FIRST VISIT IN THE NEXT WEEK. | N | Y | WHISPERING PINES MHP | 4658 WHISPERING PINES BLVD |  | KISSIMMEE | FL | 34758 |  | 4078478119 |  |  | JOHN F. MUSCHAWECK | 4658 WHISPERING PINES BLVD |  | KISSIMMEE | FL | 34758 |  | 4078472407 |  | INVESTOR | 428 | 201600 | 285 | 2017-03-24 | 2019-07-19 | DC05 | 500
3 | OSCEOLA | CD | manufacturedhousinggroup@gmail.com | 3494316 | COMMUNITY | CHLORINATION; AERATION FOR REMOVAL OF ANY SECONDARY CONTAMINANT, SULFIDE, OR ANY UNREGULATED CONTAMINANT; CORROSION CONTROL INHIBITOR ADDITION; HYPOCHLORINATION; IRON OR MANGANESE SEQUESTRATION; OR ULTRAVIOLET RADIATION. THE LEAD/CHIEF OPERATOR MUST BE CLASS D OR HIGHER. 50,000 GPD UP TO 0.25 MGD-STAFFING BY CLASS D OR HIGHER OPERATOR: 3 VISITS/WEEK ON NONCONSECUTIVE DAYS FOR A TOTAL OF 0.3 HOUR/WEEK. LESS THAN 50,000 GPD-STAFFING BY A CLASS D OR HIGHER OPERATOR: 2 VISITS/WEEK ON NONCONSECUTIVE DAYS FOR A TOTAL OF 0.2 HOUR/WEEK. THERE SHALL BE NO MORE THAN 5 DAYS BETWEEN THE LAST VISIT IN ONE WEEK AND THE FIRST VISIT IN THE NEXT WEEK. | N | Y | BERMUDA MOBILE HOME PARK | 2528 N JOHN YOUNG PARKWAY |  | KISSIMMEE | FL | 34741 |  | 8134255860 |  | DORA VONILLA | STAFFORD PLACE KISSIMMEE LLC | 160 CONGRESS DRIVE STE 214 |  | DELRAY BEACH | FL | 33445 | 4600 | 5612787073 |  | INVESTOR | 48 | 26000 | 24 | 2018-08-27 | 2020-12-10 | DC06 | 100
3 | OSCEOLA | CD | lakemarianhoa@aol.com | 3494318 | COMMUNITY | ACTIVATED CARBON PROCESSES; DIATOMACEOUS EARTH FILTRATION; ION EXCHANGE FOR REMOVAL OF ANY PRIMARY CONTAMINANT; ION AND MANGANESE REMOVAL (OXIDATION, DETENTION, AND FILTRATION); OR SLOW SAND FILTRATION. LEAD/CHIEF OPERATOR MUST BE CLASS C OR HIGHER. 1.0 MGD UP TO 2.0 MGD-STAFFING BY CLASS C OR HIGHER OPERATOR: 6 HOURS/DAY FOR 5 DAYS/WEEK AND ONE VISIT ON EACH WEEKEND DAY. 0.5 MGD UP TO 1.0 MGD-STAFFING BY CLASS C OR HIGHER OPERATOR: 3 HOURS/DAY FOR 5 DAYS/WEEK AND ONE VISIT ON EACH WEEKEND DAY. 0.25 MGD UP TO 0.5 MGD-STAFFING BY CLASS C OR HIGHER OPERATOR: 1 HOUR/DAY FOR 5 DAYS/WEEK AND ONE VISIT ON EACH WEEKEND DAY. LESS THAN 0.25 MGD-STAFFING BY CLASS C OR HIGHER OPERATOR: 5 VISITS/WEEK AND ONE VISIT EACH WEEKEND FOR A TOTAL OF 1.8 HOURS/WEEK. | N | Y | LAKE MARIAN SHORES | 600 LAKESIDE BLVD |  | KENANSVILLE | FL | 34739 | 9743 | 4074361529 |  | DENNIS BORGMAN | DENNIS BORGMAN | 600 LAKESIDE BLVD |  | KENANSVILLE | FL | 34739 |  | 7724854793 |  | INVESTOR | 130 | 132000 | 82 | 2019-05-07 | 2019-04-10 | DC051 | 100
3 | OSCEOLA | CD | B2HEAVEN@AOL.COM | 3494320 | COMMUNITY | CHLORINATION; AERATION FOR REMOVAL OF ANY SECONDARY CONTAMINANT, SULFIDE, OR ANY UNREGULATED CONTAMINANT; CORROSION CONTROL INHIBITOR ADDITION; HYPOCHLORINATION; IRON OR MANGANESE SEQUESTRATION; OR ULTRAVIOLET RADIATION. THE LEAD/CHIEF OPERATOR MUST BE CLASS D OR HIGHER. 50,000 GPD UP TO 0.25 MGD-STAFFING BY CLASS D OR HIGHER OPERATOR: 3 VISITS/WEEK ON NONCONSECUTIVE DAYS FOR A TOTAL OF 0.3 HOUR/WEEK. LESS THAN 50,000 GPD-STAFFING BY A CLASS D OR HIGHER OPERATOR: 2 VISITS/WEEK ON NONCONSECUTIVE DAYS FOR A TOTAL OF 0.2 HOUR/WEEK. THERE SHALL BE NO MORE THAN 5 DAYS BETWEEN THE LAST VISIT IN ONE WEEK AND THE FIRST VISIT IN THE NEXT WEEK. | N | Y | 21 PALMS RV RESORT | 6951 OSCEOLA POLK LINE RD |  | DAVENPORT | FL | 33896 | 9316 | 4073979110 |  | NATHAN D. DYKGRAAF | NATHAN D. DYKGRAAF | 6951 OSCEOLA POLK LINE RD |  | DAVENPORT | FL | 33896 | 9316 | 4077918159 |  | INVESTOR | 292 | 66240 | 97 | 2014-08-28 | 2019-10-31 | DC051 | 100
3 | OSCEOLA | CD | daniel@wildfloridairboats.com | 3494325 | NONCOMMUNITY | CHLORINATION; AERATION FOR REMOVAL OF ANY SECONDARY CONTAMINANT, SULFIDE, OR ANY UNREGULATED CONTAMINANT; CORROSION CONTROL INHIBITOR ADDITION; HYPOCHLORINATION; IRON OR MANGANESE SEQUESTRATION; OR ULTRAVIOLET RADIATION. THE LEAD/CHIEF OPERATOR MUST BE CLASS D OR HIGHER. 50,000 GPD UP TO 0.25 MGD-STAFFING BY CLASS D OR HIGHER OPERATOR: 3 VISITS/WEEK ON NONCONSECUTIVE DAYS FOR A TOTAL OF 0.3 HOUR/WEEK. LESS THAN 50,000 GPD-STAFFING BY A CLASS D OR HIGHER OPERATOR: 2 VISITS/WEEK ON NONCONSECUTIVE DAYS FOR A TOTAL OF 0.2 HOUR/WEEK. THERE SHALL BE NO MORE THAN 5 DAYS BETWEEN THE LAST VISIT IN ONE WEEK AND THE FIRST VISIT IN THE NEXT WEEK. | N | Y | WILD FLORIDA AIRBOATS, LLC | 3301 LAKE CYPRESS ROAD |  | KENANSVILLE | FL | 34739 |  | 4079573135 |  | DANIEL MUNNS | [9 empty] | INVESTOR | 25 | 20000 | 6 | 2017-01-19 | 2021-09-21 | NC01 | 50
3 | OSCEOLA | CD |  | 3494331 | NONCOMMUNITY | CHLORINATION; AERATION FOR REMOVAL OF ANY SECONDARY CONTAMINANT, SULFIDE, OR ANY UNREGULATED CONTAMINANT; CORROSION CONTROL INHIBITOR ADDITION; HYPOCHLORINATION; IRON OR MANGANESE SEQUESTRATION; OR ULTRAVIOLET RADIATION. THE LEAD/CHIEF OPERATOR MUST BE CLASS D OR HIGHER. 50,000 GPD UP TO 0.25 MGD-STAFFING BY CLASS D OR HIGHER OPERATOR: 3 VISITS/WEEK ON NONCONSECUTIVE DAYS FOR A TOTAL OF 0.3 HOUR/WEEK. LESS THAN 50,000 GPD-STAFFING BY A CLASS D OR HIGHER OPERATOR: 2 VISITS/WEEK ON NONCONSECUTIVE DAYS FOR A TOTAL OF 0.2 HOUR/WEEK. THERE SHALL BE NO MORE THAN 5 DAYS BETWEEN THE LAST VISIT IN ONE WEEK AND THE FIRST VISIT IN THE NEXT WEEK. | N | Y | CHEVRON NEPTUNE ROAD | 2017 NEPTUNE RD |  | KISSIMMEE | FL | 34746 |  | 4077479961 |  | AMARJEET SINGH | AMARJEET SINGH | 2017 NEPTUNE RD |  | KISSIMMEE | FL | 34744 |  | 4077479961 |  | INVESTOR | 25 | 11000 | 1 | 2019-03-28 | 2018-12-07 | NC01 | 50
3 | OSCEOLA | CD |  | 3494333 | NONCOMMUNITY | CHLORINATION; AERATION FOR REMOVAL OF ANY SECONDARY CONTAMINANT, SULFIDE, OR ANY UNREGULATED CONTAMINANT; CORROSION CONTROL INHIBITOR ADDITION; HYPOCHLORINATION; IRON OR MANGANESE SEQUESTRATION; OR ULTRAVIOLET RADIATION. THE LEAD/CHIEF OPERATOR MUST BE CLASS D OR HIGHER. 50,000 GPD UP TO 0.25 MGD-STAFFING BY CLASS D OR HIGHER OPERATOR: 3 VISITS/WEEK ON NONCONSECUTIVE DAYS FOR A TOTAL OF 0.3 HOUR/WEEK. LESS THAN 50,000 GPD-STAFFING BY A CLASS D OR HIGHER OPERATOR: 2 VISITS/WEEK ON NONCONSECUTIVE DAYS FOR A TOTAL OF 0.2 HOUR/WEEK. THERE SHALL BE NO MORE THAN 5 DAYS BETWEEN THE LAST VISIT IN ONE WEEK AND THE FIRST VISIT IN THE NEXT WEEK. | N | Y | PAPS FOOD MART | 765 N NARCOOSSEE RD |  | ST. CLOUD | FL | 34771 | 7200 | 4078924786 |  | MUHAMMAD AZHAR | MUHAMMAD AZHAR | 765 N. NARCOOSSEE ROAD |  | ST. CLOUD | FL | 34771 | 7200 | 4079224782 |  | INVESTOR | 25 | 12240 | 1 | 2014-07-01 | 2017-07-06 | NC01 | 50
3 | OSCEOLA | CD | MISHAPPATEL@YAHOO.COM | 3494334 | NONCOMMUNITY | CHLORINATION; AERATION FOR REMOVAL OF ANY SECONDARY CONTAMINANT, SULFIDE, OR ANY UNREGULATED CONTAMINANT; CORROSION CONTROL INHIBITOR ADDITION; HYPOCHLORINATION; IRON OR MANGANESE SEQUESTRATION; OR ULTRAVIOLET RADIATION. THE LEAD/CHIEF OPERATOR MUST BE CLASS D OR HIGHER. 50,000 GPD UP TO 0.25 MGD-STAFFING BY CLASS D OR HIGHER OPERATOR: 3 VISITS/WEEK ON NONCONSECUTIVE DAYS FOR A TOTAL OF 0.3 HOUR/WEEK. LESS THAN 50,000 GPD-STAFFING BY A CLASS D OR HIGHER OPERATOR: 2 VISITS/WEEK ON NONCONSECUTIVE DAYS FOR A TOTAL OF 0.2 HOUR/WEEK. THERE SHALL BE NO MORE THAN 5 DAYS BETWEEN THE LAST VISIT IN ONE WEEK AND THE FIRST VISIT IN THE NEXT WEEK. | N | Y | SHELL FOOD MART | 5355 E IRLO BRONSON MEMORIAL HWY |  | ST CLOUD | FL | 34771 | 8732 | 4078921729 |  | PIYUSH PATEL | PIYUSH PATEL | 5355 E IRLO BRONSON MEMORIAL HWY |  | KISSIMMEE | FL | 34771 |  | 4078921729 |  | INVESTOR | 25 | 10800 | 1 | 2014-06-20 | 2017-03-24 | NC01 | 50
3 | OSCEOLA | CD | RCPN1466@AOL.COM | 3494353 | NONCOMMUNITY | CHLORINATION; AERATION FOR REMOVAL OF ANY SECONDARY CONTAMINANT, SULFIDE, OR ANY UNREGULATED CONTAMINANT; CORROSION CONTROL INHIBITOR ADDITION; HYPOCHLORINATION; IRON OR MANGANESE SEQUESTRATION; OR ULTRAVIOLET RADIATION. THE LEAD/CHIEF OPERATOR MUST BE CLASS D OR HIGHER. 50,000 GPD UP TO 0.25 MGD-STAFFING BY CLASS D OR HIGHER OPERATOR: 3 VISITS/WEEK ON NONCONSECUTIVE DAYS FOR A TOTAL OF 0.3 HOUR/WEEK. LESS THAN 50,000 GPD-STAFFING BY A CLASS D OR HIGHER OPERATOR: 2 VISITS/WEEK ON NONCONSECUTIVE DAYS FOR A TOTAL OF 0.2 HOUR/WEEK. THERE SHALL BE NO MORE THAN 5 DAYS BETWEEN THE LAST VISIT IN ONE WEEK AND THE FIRST VISIT IN THE NEXT WEEK. | N | Y | JIFFY FOOD STORE #2483 | 5800 ALLIGATOR LAKE SHORE WEST |  | ST CLOUD | FL | 34771 |  | 4078924519 |  |  | RAJESH C. PATEL | 5800 ALLIGATOR LAKE SHORE WEST |  | ST. CLOUD | FL | 34771 |  | 4078927579 |  | INVESTOR | 25 | 14400 | 3 | 2016-11-11 | 2021-06-04 | NC01 | 50
3 | OSCEOLA | CD | rcp101466@aol.com | 3494354 | NONCOMMUNITY | CHLORINATION; AERATION FOR REMOVAL OF ANY SECONDARY CONTAMINANT, SULFIDE, OR ANY UNREGULATED CONTAMINANT; CORROSION CONTROL INHIBITOR ADDITION; HYPOCHLORINATION; IRON OR MANGANESE SEQUESTRATION; OR ULTRAVIOLET RADIATION. THE LEAD/CHIEF OPERATOR MUST BE CLASS D OR HIGHER. 50,000 GPD UP TO 0.25 MGD-STAFFING BY CLASS D OR HIGHER OPERATOR: 3 VISITS/WEEK ON NONCONSECUTIVE DAYS FOR A TOTAL OF 0.3 HOUR/WEEK. LESS THAN 50,000 GPD-STAFFING BY A CLASS D OR HIGHER OPERATOR: 2 VISITS/WEEK ON NONCONSECUTIVE DAYS FOR A TOTAL OF 0.2 HOUR/WEEK. THERE SHALL BE NO MORE THAN 5 DAYS BETWEEN THE LAST VISIT IN ONE WEEK AND THE FIRST VISIT IN THE NEXT WEEK. | N | Y | COZY COVE INN | 5790 ALLIGATOR LAKE SHORE WEST |  | ST. CLOUD | FL | 34771 |  | 4078911236 |  | ROBERTO HENRIQUEZ | RAJESH C. PATEL | 5790 ALLIGATOR LAKESHORE WEST |  | ST. CLOUD | FL | 34771 |  | 4078927579 |  | INVESTOR | 25 | 14400 | 1 | 2016-11-11 | 2021-06-04 | NC01 | 50
3 | OSCEOLA | CD | LARRYSCOTT_TRIFLORIDAWATER@HOTMAIL.COM | 3494359 | COMMUNITY | CHLORINATION; AERATION FOR REMOVAL OF ANY SECONDARY CONTAMINANT, SULFIDE, OR ANY UNREGULATED CONTAMINANT; CORROSION CONTROL INHIBITOR ADDITION; HYPOCHLORINATION; IRON OR MANGANESE SEQUESTRATION; OR ULTRAVIOLET RADIATION. THE LEAD/CHIEF OPERATOR MUST BE CLASS D OR HIGHER. 50,000 GPD UP TO 0.25 MGD-STAFFING BY CLASS D OR HIGHER OPERATOR: 3 VISITS/WEEK ON NONCONSECUTIVE DAYS FOR A TOTAL OF 0.3 HOUR/WEEK. LESS THAN 50,000 GPD-STAFFING BY A CLASS D OR HIGHER OPERATOR: 2 VISITS/WEEK ON NONCONSECUTIVE DAYS FOR A TOTAL OF 0.2 HOUR/WEEK. THERE SHALL BE NO MORE THAN 5 DAYS BETWEEN THE LAST VISIT IN ONE WEEK AND THE FIRST VISIT IN THE NEXT WEEK. | N | Y | HYATT FARMS | 26691 STATE ROAD 60 EAST |  | LAKE WALES | FL | 33853 |  | 8639651439 |  | WILL HYATT | WILL HYATT | 26691 SR 60 EAST |  | LAKE WALES | FL | 33853 |  | 8635281161 |  | INVESTOR | 40 | 44640 | 8 | 2017-08-03 | 2020-03-30 | DC06 | 100
3 | OSCEOLA | CD | kcslinda4@gmail.com | 3494360 | NONCOMMUNITY | CHLORINATION; AERATION FOR REMOVAL OF ANY SECONDARY CONTAMINANT, SULFIDE, OR ANY UNREGULATED CONTAMINANT; CORROSION CONTROL INHIBITOR ADDITION; HYPOCHLORINATION; IRON OR MANGANESE SEQUESTRATION; OR ULTRAVIOLET RADIATION. THE LEAD/CHIEF OPERATOR MUST BE CLASS D OR HIGHER. 50,000 GPD UP TO 0.25 MGD-STAFFING BY CLASS D OR HIGHER OPERATOR: 3 VISITS/WEEK ON NONCONSECUTIVE DAYS FOR A TOTAL OF 0.3 HOUR/WEEK. LESS THAN 50,000 GPD-STAFFING BY A CLASS D OR HIGHER OPERATOR: 2 VISITS/WEEK ON NONCONSECUTIVE DAYS FOR A TOTAL OF 0.2 HOUR/WEEK. THERE SHALL BE NO MORE THAN 5 DAYS BETWEEN THE LAST VISIT IN ONE WEEK AND THE FIRST VISIT IN THE NEXT WEEK. | N | Y | KENANSVILLE COUNTRY STORE | 50 S. KENANSVILLE RD |  | KENANSVILLE | FL | 34739 |  | 4074361995 |  | PABLO A CANEJA | PABLO A CANEJA | PO BOX 38 |  | KENANSVILLE | FL | 34739 |  | 4074361995 |  | INVESTOR | 25 | 10800 | 2 | 2017-07-13 | 2017-07-11 | NC01 | 50
3 | OSCEOLA | CD | none | 3494372 | NONCOMMUNITY | CHLORINATION; AERATION FOR REMOVAL OF ANY SECONDARY CONTAMINANT, SULFIDE, OR ANY UNREGULATED CONTAMINANT; CORROSION CONTROL INHIBITOR ADDITION; HYPOCHLORINATION; IRON OR MANGANESE SEQUESTRATION; OR ULTRAVIOLET RADIATION. THE LEAD/CHIEF OPERATOR MUST BE CLASS D OR HIGHER. 50,000 GPD UP TO 0.25 MGD-STAFFING BY CLASS D OR HIGHER OPERATOR: 3 VISITS/WEEK ON NONCONSECUTIVE DAYS FOR A TOTAL OF 0.3 HOUR/WEEK. LESS THAN 50,000 GPD-STAFFING BY A CLASS D OR HIGHER OPERATOR: 2 VISITS/WEEK ON NONCONSECUTIVE DAYS FOR A TOTAL OF 0.2 HOUR/WEEK. THERE SHALL BE NO MORE THAN 5 DAYS BETWEEN THE LAST VISIT IN ONE WEEK AND THE FIRST VISIT IN THE NEXT WEEK. | N | Y | AMVETS POST 33 | 4310 DEER RUN RD |  | ST CLOUD | FL | 34772 |  | 8133677653 |  | HERMAS (FRENCHY) POIRIER | HERMAS (FRENCHY) POIRIER | 4310 DEER RUN RD |  | ST CLOUD | FL | 34772 |  | 8453267060 |  | INVESTOR | 25 | 10800 | 2 | 2012-04-30 | 2020-04-07 | NC01 | 50
3 | OSCEOLA | CD | none | 3494375 | NONCOMMUNITY | CHLORINATION; AERATION FOR REMOVAL OF ANY SECONDARY CONTAMINANT, SULFIDE, OR ANY UNREGULATED CONTAMINANT; CORROSION CONTROL INHIBITOR ADDITION; HYPOCHLORINATION; IRON OR MANGANESE SEQUESTRATION; OR ULTRAVIOLET RADIATION. THE LEAD/CHIEF OPERATOR MUST BE CLASS D OR HIGHER. 50,000 GPD UP TO 0.25 MGD-STAFFING BY CLASS D OR HIGHER OPERATOR: 3 VISITS/WEEK ON NONCONSECUTIVE DAYS FOR A TOTAL OF 0.3 HOUR/WEEK. LESS THAN 50,000 GPD-STAFFING BY A CLASS D OR HIGHER OPERATOR: 2 VISITS/WEEK ON NONCONSECUTIVE DAYS FOR A TOTAL OF 0.2 HOUR/WEEK. THERE SHALL BE NO MORE THAN 5 DAYS BETWEEN THE LAST VISIT IN ONE WEEK AND THE FIRST VISIT IN THE NEXT WEEK. | N | Y | HITCHING POST | 4265 DEER RUN RD |  | ST CLOUD | FL | 34772 |  | 4079572448 |  | MOHAMMAD I. RASHID | MOHAMMAD I. RASHID | 4265 DEER RUN RD |  | ST CLOUD | FL | 34772 |  | 4079572448 |  | INVESTOR | 25 | 10800 | 2 | 2014-11-05 | 2018-12-07 | NC01 | 50
3 | OSCEOLA | CD | rmin2@Osceola.org & sbea@osceola.org | 3494377 | NONCOMMUNITY | CHLORINATION; AERATION FOR REMOVAL OF ANY SECONDARY CONTAMINANT, SULFIDE, OR ANY UNREGULATED CONTAMINANT; CORROSION CONTROL INHIBITOR ADDITION; HYPOCHLORINATION; IRON OR MANGANESE SEQUESTRATION; OR ULTRAVIOLET RADIATION. THE LEAD/CHIEF OPERATOR MUST BE CLASS D OR HIGHER. 50,000 GPD UP TO 0.25 MGD-STAFFING BY CLASS D OR HIGHER OPERATOR: 3 VISITS/WEEK ON NONCONSECUTIVE DAYS FOR A TOTAL OF 0.3 HOUR/WEEK. LESS THAN 50,000 GPD-STAFFING BY A CLASS D OR HIGHER OPERATOR: 2 VISITS/WEEK ON NONCONSECUTIVE DAYS FOR A TOTAL OF 0.2 HOUR/WEEK. THERE SHALL BE NO MORE THAN 5 DAYS BETWEEN THE LAST VISIT IN ONE WEEK AND THE FIRST VISIT IN THE NEXT WEEK. | N | Y | PARTIN TRIANGLE PK OF OSCEOLA COUNTY | 2830 NEPTUNE RD |  | ST. CLOUD | FL | 34769 |  | 4077420200 |  | ROBERT MINDICK | ROBERT MINDICK | 1 COURTHOUSE SQUARE | SUITE 1100 | KISSIMMEE | FL | 34741 |  | 4077420200 |  | COUNTY | 25 | 14400 | 3 | 2014-08-20 | 2017-07-06 | NC01 | 50
3 | OSCEOLA | CD | jstieben@circlek.com | 3494392 | NONCOMMUNITY | CHLORINATION; AERATION FOR REMOVAL OF ANY SECONDARY CONTAMINANT, SULFIDE, OR ANY UNREGULATED CONTAMINANT; CORROSION CONTROL INHIBITOR ADDITION; HYPOCHLORINATION; IRON OR MANGANESE SEQUESTRATION; OR ULTRAVIOLET RADIATION. THE LEAD/CHIEF OPERATOR MUST BE CLASS D OR HIGHER. 50,000 GPD UP TO 0.25 MGD-STAFFING BY CLASS D OR HIGHER OPERATOR: 3 VISITS/WEEK ON NONCONSECUTIVE DAYS FOR A TOTAL OF 0.3 HOUR/WEEK. LESS THAN 50,000 GPD-STAFFING BY A CLASS D OR HIGHER OPERATOR: 2 VISITS/WEEK ON NONCONSECUTIVE DAYS FOR A TOTAL OF 0.2 HOUR/WEEK. THERE SHALL BE NO MORE THAN 5 DAYS BETWEEN THE LAST VISIT IN ONE WEEK AND THE FIRST VISIT IN THE NEXT WEEK. | N | Y | CIRCLE K #7466/KISSIMMEE | 3280 BOGGY CREEK RD |  | KISSIMMEE | FL | 32741 |  | 8139106808 |  |  | CHERYL BARROW | 3802 CORPOREX PARK DR. | STE 200 | TAMPA | FL | 33619 |  | 8139106878 |  | INVESTOR | 25 | 18000 | 1 | 2016-07-22 | 2021-09-21 | NC01 | 50
3 | OSCEOLA | CD |  | 3494399 | COMMUNITY | CHLORINATION; AERATION FOR REMOVAL OF ANY SECONDARY CONTAMINANT, SULFIDE, OR ANY UNREGULATED CONTAMINANT; CORROSION CONTROL INHIBITOR ADDITION; HYPOCHLORINATION; IRON OR MANGANESE SEQUESTRATION; OR ULTRAVIOLET RADIATION. THE LEAD/CHIEF OPERATOR MUST BE CLASS D OR HIGHER. 50,000 GPD UP TO 0.25 MGD-STAFFING BY CLASS D OR HIGHER OPERATOR: 3 VISITS/WEEK ON NONCONSECUTIVE DAYS FOR A TOTAL OF 0.3 HOUR/WEEK. LESS THAN 50,000 GPD-STAFFING BY A CLASS D OR HIGHER OPERATOR: 2 VISITS/WEEK ON NONCONSECUTIVE DAYS FOR A TOTAL OF 0.2 HOUR/WEEK. THERE SHALL BE NO MORE THAN 5 DAYS BETWEEN THE LAST VISIT IN ONE WEEK AND THE FIRST VISIT IN THE NEXT WEEK. | N | Y | DEER PARK | 4550 DEER PARK RD |  | ST CLOUD | FL | 34773 |  | 4079576651 |  | EAST CENTRAL FLORIDA SERVICS INC | EAST CENTRAL FLORIDA SERVICS INC | 4550 DEER PARK RD |  | ST CLOUD | FL | 34773 |  | 4079576651 |  | INVESTOR | 85 | 40000 | 17 | 2011-02-25 | 2020-07-24 | DC06 | 100
3 | OSCEOLA | CD | world@worldofhomes.net | 3494400 | COMMUNITY | CHLORINATION; AERATION FOR REMOVAL OF ANY SECONDARY CONTAMINANT, SULFIDE, OR ANY UNREGULATED CONTAMINANT; CORROSION CONTROL INHIBITOR ADDITION; HYPOCHLORINATION; IRON OR MANGANESE SEQUESTRATION; OR ULTRAVIOLET RADIATION. THE LEAD/CHIEF OPERATOR MUST BE CLASS D OR HIGHER. 50,000 GPD UP TO 0.25 MGD-STAFFING BY CLASS D OR HIGHER OPERATOR: 3 VISITS/WEEK ON NONCONSECUTIVE DAYS FOR A TOTAL OF 0.3 HOUR/WEEK. LESS THAN 50,000 GPD-STAFFING BY A CLASS D OR HIGHER OPERATOR: 2 VISITS/WEEK ON NONCONSECUTIVE DAYS FOR A TOTAL OF 0.2 HOUR/WEEK. THERE SHALL BE NO MORE THAN 5 DAYS BETWEEN THE LAST VISIT IN ONE WEEK AND THE FIRST VISIT IN THE NEXT WEEK. | N | Y | HAMMOCK POINTE UTILITY ASSOCIATION INC | 3000 NARCOOSSEE RD |  | ST. CLOUD | FL | 34771 |  | 4078910097 |  |  | WORLD OF HOMES. AIDA GONZALEZ | 2884 S. OSCEOLA AVE. |  | ORLANDO | FL | 32806 | 5431 | 4077701748 | 222 | OTHER | 515 | 110250 | 147 | 2012-05-10 | 2020-06-25 | DC05 | 500
3 | OSCEOLA | CD | rmin2@Osceola.org & sbea@osceola.org | 3494407 | NONCOMMUNITY | CHLORINATION; AERATION FOR REMOVAL OF ANY SECONDARY CONTAMINANT, SULFIDE, OR ANY UNREGULATED CONTAMINANT; CORROSION CONTROL INHIBITOR ADDITION; HYPOCHLORINATION; IRON OR MANGANESE SEQUESTRATION; OR ULTRAVIOLET RADIATION. THE LEAD/CHIEF OPERATOR MUST BE CLASS D OR HIGHER. 50,000 GPD UP TO 0.25 MGD-STAFFING BY CLASS D OR HIGHER OPERATOR: 3 VISITS/WEEK ON NONCONSECUTIVE DAYS FOR A TOTAL OF 0.3 HOUR/WEEK. LESS THAN 50,000 GPD-STAFFING BY A CLASS D OR HIGHER OPERATOR: 2 VISITS/WEEK ON NONCONSECUTIVE DAYS FOR A TOTAL OF 0.2 HOUR/WEEK. THERE SHALL BE NO MORE THAN 5 DAYS BETWEEN THE LAST VISIT IN ONE WEEK AND THE FIRST VISIT IN THE NEXT WEEK. | N | Y | NARCOOSSEE COMMUNITY PARK | 5354 RAMBLING ROAD |  | SAINT CLOUD | FL | 34771 | 9556 | 4077420200 |  | ROBERT MINDICK | ROBERT MINDICK | ONE COURTHOUSE SQUARE | SUITE 1100 | KISSIMMEE | FL | 34741 |  | 4077420200 |  | OTHER | 25 | 30960 | 2 | 2014-08-05 | 2019-04-10 | NC01 | 50
3 | OSCEOLA | CD | JTERRY@KUA.COM | 3494409 | NONTRANSIENT NONCOMMUNITY | CHLORINATION; AERATION FOR REMOVAL OF ANY SECONDARY CONTAMINANT, SULFIDE, OR ANY UNREGULATED CONTAMINANT; CORROSION CONTROL INHIBITOR ADDITION; HYPOCHLORINATION; IRON OR MANGANESE SEQUESTRATION; OR ULTRAVIOLET RADIATION. THE LEAD/CHIEF OPERATOR MUST BE CLASS C OR HIGHER. 5.0 MGD AND ABOVE-STAFFING BY CLASS C OR HIGHER OPERATOR: 6 HOURS/DAY FOR 5 DAYS/WEEK AND ONE VISIT ON EACH WEEKEND DAY. 3.0 MGD UP TO 5.0 MGD-STAFFING BY CLASS C OR HIGHER OPERATOR: 1 HOUR/DAY FOR 5 DAYS/WEEK AND ONE VISIT ON EACH WEEKEND DAY. 0.25 MGD UP TO 3.0 MGD-STAFFING BY CLASS C OR HIGHER OPERATOR: 5 VISITS/WEEK AND ONE VISIT EACH WEEKEND FOR A TOTAL OF 0.6 HOUR/WEEK. | N | Y | CANE ISLAND POWER PARK | 6075 OLD TAMPA HIGHWAY |  | INTERCESSION CITY | FL | 33848 |  | 4079337777 |  | JAY BUTTERS | CANE ISLAND POWER PARK | PO BOX 423219 |  | KISSIMMEE | FL | 34742 | 3219 |  |  | INVESTOR | 29 | 914000 | 16 | 2016-05-26 | 2019-05-24 | NTNC | 100
3 | OSCEOLA | CD | joewcino@gmail.com | 3494413 | NONCOMMUNITY | CHLORINATION; AERATION FOR REMOVAL OF ANY SECONDARY CONTAMINANT, SULFIDE, OR ANY UNREGULATED CONTAMINANT; CORROSION CONTROL INHIBITOR ADDITION; HYPOCHLORINATION; IRON OR MANGANESE SEQUESTRATION; OR ULTRAVIOLET RADIATION. THE LEAD/CHIEF OPERATOR MUST BE CLASS D OR HIGHER. 50,000 GPD UP TO 0.25 MGD-STAFFING BY CLASS D OR HIGHER OPERATOR: 3 VISITS/WEEK ON NONCONSECUTIVE DAYS FOR A TOTAL OF 0.3 HOUR/WEEK. LESS THAN 50,000 GPD-STAFFING BY A CLASS D OR HIGHER OPERATOR: 2 VISITS/WEEK ON NONCONSECUTIVE DAYS FOR A TOTAL OF 0.2 HOUR/WEEK. THERE SHALL BE NO MORE THAN 5 DAYS BETWEEN THE LAST VISIT IN ONE WEEK AND THE FIRST VISIT IN THE NEXT WEEK. | N | Y | TRAIL END PLAZA | 3850 SOUTH ORANGE BLOSSOM TRAIL |  | KISSIMMEE | FL | 34746 |  | 3212282953 |  | CHONG H KIM | CHONG H KIM | 8356 VIA BELLA NOTTE |  | ORLANDO | FL | 32836 |  | 4074833132 |  | INVESTOR | 25 | 14400 | 2 | 2016-07-25 | 2021-09-21 | NC01 | 50
3 | OSCEOLA | CD |  | 3494416 | COMMUNITY | CHLORINATION; AERATION FOR REMOVAL OF ANY SECONDARY CONTAMINANT, SULFIDE, OR ANY UNREGULATED CONTAMINANT; CORROSION CONTROL INHIBITOR ADDITION; HYPOCHLORINATION; IRON OR MANGANESE SEQUESTRATION; OR ULTRAVIOLET RADIATION. THE LEAD/CHIEF OPERATOR MUST BE CLASS D OR HIGHER. 50,000 GPD UP TO 0.25 MGD-STAFFING BY CLASS D OR HIGHER OPERATOR: 3 VISITS/WEEK ON NONCONSECUTIVE DAYS FOR A TOTAL OF 0.3 HOUR/WEEK. LESS THAN 50,000 GPD-STAFFING BY A CLASS D OR HIGHER OPERATOR: 2 VISITS/WEEK ON NONCONSECUTIVE DAYS FOR A TOTAL OF 0.2 HOUR/WEEK. THERE SHALL BE NO MORE THAN 5 DAYS BETWEEN THE LAST VISIT IN ONE WEEK AND THE FIRST VISIT IN THE NEXT WEEK. | N | Y | HIDDEN GLEN | 6600 IVY MIST LN |  | DAVENPORT | FL | 33896 |  | 4079445000 |  | TOHO WATER AUTHORITY | TOHO WATER AUTHORITY | 951 MARTIN LUTHER KING BLVD |  | KISSIMMEE | FL | 34741 | 4929 |  |  | AUTHORITY/COMMISSION/DISTRICT | 70 | 24000 | 17 | 2011-10-07 | 2020-06-24 | DC06 | 100
3 | OSCEOLA | CD |  | 3494418 | COMMUNITY | CHLORINATION; AERATION FOR REMOVAL OF ANY SECONDARY CONTAMINANT, SULFIDE, OR ANY UNREGULATED CONTAMINANT; CORROSION CONTROL INHIBITOR ADDITION; HYPOCHLORINATION; IRON OR MANGANESE SEQUESTRATION; OR ULTRAVIOLET RADIATION. THE LEAD/CHIEF OPERATOR MUST BE CLASS C OR HIGHER. 5.0 MGD AND ABOVE-STAFFING BY CLASS C OR HIGHER OPERATOR: 6 HOURS/DAY FOR 5 DAYS/WEEK AND ONE VISIT ON EACH WEEKEND DAY. 3.0 MGD UP TO 5.0 MGD-STAFFING BY CLASS C OR HIGHER OPERATOR: 1 HOUR/DAY FOR 5 DAYS/WEEK AND ONE VISIT ON EACH WEEKEND DAY. 0.25 MGD UP TO 3.0 MGD-STAFFING BY CLASS C OR HIGHER OPERATOR: 5 VISITS/WEEK AND ONE VISIT EACH WEEKEND FOR A TOTAL OF 0.6 HOUR/WEEK. | N | Y | SPRINGLAKE VILLAGE WTP | 3797 BOGGY CREEK RD |  | KISSIMMEE | FL | 34744 | 4283 | 4075180613 |  | TOHO WATER AUTHORITY | TOHO WATER AUTHORITY | 951 MARTIN LUTHER KING BLVD |  | KISSIMMEE | FL | 34741 | 4929 |  |  | CITY | 3070 | 806400 | 1228 | 2010-07-29 | 2021-12-10 | DC04 | 1000
3 | OSCEOLA | CD | sksdev@yahoo.com | 3494423 | NONCOMMUNITY | CHLORINATION; AERATION FOR REMOVAL OF ANY SECONDARY CONTAMINANT, SULFIDE, OR ANY UNREGULATED CONTAMINANT; CORROSION CONTROL INHIBITOR ADDITION; HYPOCHLORINATION; IRON OR MANGANESE SEQUESTRATION; OR ULTRAVIOLET RADIATION. THE LEAD/CHIEF OPERATOR MUST BE CLASS D OR HIGHER. 50,000 GPD UP TO 0.25 MGD-STAFFING BY CLASS D OR HIGHER OPERATOR: 3 VISITS/WEEK ON NONCONSECUTIVE DAYS FOR A TOTAL OF 0.3 HOUR/WEEK. LESS THAN 50,000 GPD-STAFFING BY A CLASS D OR HIGHER OPERATOR: 2 VISITS/WEEK ON NONCONSECUTIVE DAYS FOR A TOTAL OF 0.2 HOUR/WEEK. THERE SHALL BE NO MORE THAN 5 DAYS BETWEEN THE LAST VISIT IN ONE WEEK AND THE FIRST VISIT IN THE NEXT WEEK. | N | Y | HOLOPAW MINI MART | 8900 E IRLO BRONSON MEMORIAL HWY |  | ST. CLOUD | FL | 34773 | 9303 | 4078920700 |  | DEEPIKA SINGH | DEEPIKA SINGH | 8900 E IRLO BRONSON MEMORIAL HWY |  | ST. CLOUD | FL | 34773 | 9303 | 7147881626 |  | INVESTOR | 25 | 15120 | 1 | 2017-07-13 | 2017-07-11 | NC01 | 50
3 | OSCEOLA | CD | none | 3494424 | NONCOMMUNITY | CHLORINATION; AERATION FOR REMOVAL OF ANY SECONDARY CONTAMINANT, SULFIDE, OR ANY UNREGULATED CONTAMINANT; CORROSION CONTROL INHIBITOR ADDITION; HYPOCHLORINATION; IRON OR MANGANESE SEQUESTRATION; OR ULTRAVIOLET RADIATION. THE LEAD/CHIEF OPERATOR MUST BE CLASS D OR HIGHER. 50,000 GPD UP TO 0.25 MGD-STAFFING BY CLASS D OR HIGHER OPERATOR: 3 VISITS/WEEK ON NONCONSECUTIVE DAYS FOR A TOTAL OF 0.3 HOUR/WEEK. LESS THAN 50,000 GPD-STAFFING BY A CLASS D OR HIGHER OPERATOR: 2 VISITS/WEEK ON NONCONSECUTIVE DAYS FOR A TOTAL OF 0.2 HOUR/WEEK. THERE SHALL BE NO MORE THAN 5 DAYS BETWEEN THE LAST VISIT IN ONE WEEK AND THE FIRST VISIT IN THE NEXT WEEK. | N | Y | THE NATURE CONSERVANCY | 2700 SCRUB JAY TRAIL |  | KISSIMMEE | FL | 34759 | 3458 | 4079350002 |  |  | PETRA ROYSTON | 2700 SCRUB JAY TRAIL |  | KISSIMMEE | FL | 34759 |  | 4079350002 | 102 | OTHER | 25 | 24000 | 3 | 2014-08-29 | 2021-09-21 | NC01 | 50
3 | OSCEOLA | CD | jad0314@yahoo.com | 3494426 | NONCOMMUNITY | CHLORINATION; AERATION FOR REMOVAL OF ANY SECONDARY CONTAMINANT, SULFIDE, OR ANY UNREGULATED CONTAMINANT; CORROSION CONTROL INHIBITOR ADDITION; HYPOCHLORINATION; IRON OR MANGANESE SEQUESTRATION; OR ULTRAVIOLET RADIATION. THE LEAD/CHIEF OPERATOR MUST BE CLASS D OR HIGHER. 50,000 GPD UP TO 0.25 MGD-STAFFING BY CLASS D OR HIGHER OPERATOR: 3 VISITS/WEEK ON NONCONSECUTIVE DAYS FOR A TOTAL OF 0.3 HOUR/WEEK. LESS THAN 50,000 GPD-STAFFING BY A CLASS D OR HIGHER OPERATOR: 2 VISITS/WEEK ON NONCONSECUTIVE DAYS FOR A TOTAL OF 0.2 HOUR/WEEK. THERE SHALL BE NO MORE THAN 5 DAYS BETWEEN THE LAST VISIT IN ONE WEEK AND THE FIRST VISIT IN THE NEXT WEEK. | N | Y | LAKESIDE INN CAFE | 6264 ALLIGATOR LAKE SHORE EAST |  | SAINT CLOUD | FL | 34771 |  | 4078923195 |  | ADAM ADUGALSKI | ADAM ADUGALSKI | 6264 ALLIGATOR LAKE SHORE EAST |  | ST. CLOUD | FL | 34771 |  | 4078923195 |  | INVESTOR/LICENSED PUBLIC UTILITIES | 25 | 18000 | 4 | 2012-12-06 | 2017-07-06 | NC01 | 50
3 | OSCEOLA | CD |  | 3494427 | COMMUNITY | ACTIVATED CARBON PROCESSES; DIATOMACEOUS EARTH FILTRATION; ION EXCHANGE FOR REMOVAL OF ANY PRIMARY CONTAMINANT; ION AND MANGANESE REMOVAL (OXIDATION, DETENTION, AND FILTRATION); OR SLOW SAND FILTRATION. LEAD/CHIEF OPERATOR MUST BE CLASS C OR HIGHER. 1.0 MGD UP TO 2.0 MGD-STAFFING BY CLASS C OR HIGHER OPERATOR: 6 HOURS/DAY FOR 5 DAYS/WEEK AND ONE VISIT ON EACH WEEKEND DAY. 0.5 MGD UP TO 1.0 MGD-STAFFING BY CLASS C OR HIGHER OPERATOR: 3 HOURS/DAY FOR 5 DAYS/WEEK AND ONE VISIT ON EACH WEEKEND DAY. 0.25 MGD UP TO 0.5 MGD-STAFFING BY CLASS C OR HIGHER OPERATOR: 1 HOUR/DAY FOR 5 DAYS/WEEK AND ONE VISIT ON EACH WEEKEND DAY. LESS THAN 0.25 MGD-STAFFING BY CLASS C OR HIGHER OPERATOR: 5 VISITS/WEEK AND ONE VISIT EACH WEEKEND FOR A TOTAL OF 1.8 HOURS/WEEK. | N | Y | HARMONY CDD | 7200 EAST IRLO BRONSON MEMORIAL HWY |  | ST. CLOUD | FL | 34771 |  | 4075182251 |  | TOHO WATER AUTHORITY | TOHO WATER AUTHORITY | 951 MARTIN LUTHER KING BLVD |  | KISSIMMEE | FL | 34741 | 4929 |  |  | AUTHORITY/COMMISSION/DISTRICT | 1185 | 1296000 | 474 | 2014-07-16 | 2019-01-16 | DC03 | 2000
3 | OSCEOLA | CD | ben.griffin@inframark.com | 3494428 | COMMUNITY | NO TREATMENT--CONSECUTIVE SYSTEMS ONLY | N | Y | ENTERPRISE CDD (CONSECUTIVE) | 313 CAMPUS STREET |  | CELEBRATION | FL | 34747 |  | 4075661935 |  | BEN GRIFFIN | BEN GRIFFIN | 313 CAMPUS ST. |  | CELEBRATION | FL | 34747 |  | 9858035537 |  | AUTHORITY/COMMISSION/DISTRICT | 8166 | 1 | 2333 |  | 2019-03-08 | PC03 | 500
3 | OSCEOLA | CD | TSWINGLE@TOHOWATER.COM | 3494429 | COMMUNITY | CHLORINATION; AERATION FOR REMOVAL OF ANY SECONDARY CONTAMINANT, SULFIDE, OR ANY UNREGULATED CONTAMINANT; CORROSION CONTROL INHIBITOR ADDITION; HYPOCHLORINATION; IRON OR MANGANESE SEQUESTRATION; OR ULTRAVIOLET RADIATION. THE LEAD/CHIEF OPERATOR MUST BE CLASS C OR HIGHER. 5.0 MGD AND ABOVE-STAFFING BY CLASS C OR HIGHER OPERATOR: 6 HOURS/DAY FOR 5 DAYS/WEEK AND ONE VISIT ON EACH WEEKEND DAY. 3.0 MGD UP TO 5.0 MGD-STAFFING BY CLASS C OR HIGHER OPERATOR: 1 HOUR/DAY FOR 5 DAYS/WEEK AND ONE VISIT ON EACH WEEKEND DAY. 0.25 MGD UP TO 3.0 MGD-STAFFING BY CLASS C OR HIGHER OPERATOR: 5 VISITS/WEEK AND ONE VISIT EACH WEEKEND FOR A TOTAL OF 0.6 HOUR/WEEK. | N | Y | TOHO WATER AUTHORITY-POINCIANA SYSTEM | 951 MARTIN LUTHER KING BLVD |  | KISSIMMEE | FL | 34741 | 5054 | 4079445000 |  | TOHO WATER AUTHORITY | TOHO WATER AUTHORITY- BRIAN WHEELER | 951 MARTIN LUTHER KING BLVD |  | KISSIMMEE | FL | 34741 | 4929 | 4079445016 |  | AUTHORITY/COMMISSION/DISTRICT | 69447 | 11743000 | 26117 | 2018-08-01 | 2021-07-28 | DC01 | 6000
3 | OSCEOLA | CD | SECRETARYPCC@AOL.COM | 3494430 | NONCOMMUNITY | AERATION FOR REMOVAL OF ANY PRIMARY CONTAMINANT; ALKALINITY/PH ADJUSTMENT; CHLORAMIN ATION; CHLORINE DIOXIDE FOR OXIDATION OR DISINFECTION; FLUORIDATION; ION EXCHANGE FOR REMOVAL OF ANY SECONDARY CONTAMINANT, SULFIDE, OR ANY UNREGULATED CONTAMINANT; OR OZONATION LESS THAN 0.1 MGD. STAFFING BY A CLASS D OR HIGHER OPERATOR: 3 VISITS/WEEK ON NONCONSECUTIVE DAYS FOR A TOTAL OF 0.6 HOUR/WEEK. THE LEAD/CHIEF OPERATOR MUST BE CLASS D OR HIGHER. | N | Y | POINCIANA CHRISTIAN CHURCH | 3181 PLEASANT HILL ROAD |  | KISSIMMEE | FL | 34746 | 3066 | 4078709700 |  | FRED MOORE | POINCIANA CHRISTIAN CHURCH | 3181 PLEASANT HILL RD |  | KISSIMMEE | FL | 34746 | 3066 | 4074385389 |  | OTHER | 25 | 64800 | 2 | 2012-05-23 | 2019-04-29 | NC01 | 50
3 | OSCEOLA | CD |  | 3494431 | NONTRANSIENT NONCOMMUNITY | CHLORINATION; AERATION FOR REMOVAL OF ANY SECONDARY CONTAMINANT, SULFIDE, OR ANY UNREGULATED CONTAMINANT; CORROSION CONTROL INHIBITOR ADDITION; HYPOCHLORINATION; IRON OR MANGANESE SEQUESTRATION; OR ULTRAVIOLET RADIATION. THE LEAD/CHIEF OPERATOR MUST BE CLASS D OR HIGHER. 50,000 GPD UP TO 0.25 MGD-STAFFING BY CLASS D OR HIGHER OPERATOR: 3 VISITS/WEEK ON NONCONSECUTIVE DAYS FOR A TOTAL OF 0.3 HOUR/WEEK. LESS THAN 50,000 GPD-STAFFING BY A CLASS D OR HIGHER OPERATOR: 2 VISITS/WEEK ON NONCONSECUTIVE DAYS FOR A TOTAL OF 0.2 HOUR/WEEK. THERE SHALL BE NO MORE THAN 5 DAYS BETWEEN THE LAST VISIT IN ONE WEEK AND THE FIRST VISIT IN THE NEXT WEEK. | N | Y | MACK FARMS | 3201 WEST SR 60 |  | OKEECHOBEE | FL | 34973 |  | 8636780000 |  | JACOB BURGER | MACK FARMS | PO BOX 1077 |  | LAKE WALES | FL | 33859 |  | 8636921200 |  | OTHER | 32 | 57600 | 2 | 2014-08-21 | 2020-03-30 | NTNC | 100
3 | OSCEOLA | CD | fmd-orlando-fl-fm@ldschurch.org | 3494433 | NONCOMMUNITY | CHLORINATION; AERATION FOR REMOVAL OF ANY SECONDARY CONTAMINANT, SULFIDE, OR ANY UNREGULATED CONTAMINANT; CORROSION CONTROL INHIBITOR ADDITION; HYPOCHLORINATION; IRON OR MANGANESE SEQUESTRATION; OR ULTRAVIOLET RADIATION. THE LEAD/CHIEF OPERATOR MUST BE CLASS D OR HIGHER. 50,000 GPD UP TO 0.25 MGD-STAFFING BY CLASS D OR HIGHER OPERATOR: 3 VISITS/WEEK ON NONCONSECUTIVE DAYS FOR A TOTAL OF 0.3 HOUR/WEEK. LESS THAN 50,000 GPD-STAFFING BY A CLASS D OR HIGHER OPERATOR: 2 VISITS/WEEK ON NONCONSECUTIVE DAYS FOR A TOTAL OF 0.2 HOUR/WEEK. THERE SHALL BE NO MORE THAN 5 DAYS BETWEEN THE LAST VISIT IN ONE WEEK AND THE FIRST VISIT IN THE NEXT WEEK. | N | Y | CENTRAL FLORIDA YOUTH AND FAMILY CAMP | 3600 DEER PARK ROAD |  | ST CLOUD | FL | 34773 |  | 4076577779 |  | RAMONA LIVINGSTON | RAMONA LIVINGSTON | 11310 S ORANGE BLOSSOM TRAIL | #200 | ORLANDO | FL | 32837 |  | 4078560050 |  | OTHER | 25 | 57600 | 10 | 2014-06-23 | 2018-07-25 | NC01 | 50
3 | OSCEOLA | CD | N/A | 3494434 | NONTRANSIENT NONCOMMUNITY | CHLORINATION; AERATION FOR REMOVAL OF ANY SECONDARY CONTAMINANT, SULFIDE, OR ANY UNREGULATED CONTAMINANT; CORROSION CONTROL INHIBITOR ADDITION; HYPOCHLORINATION; IRON OR MANGANESE SEQUESTRATION; OR ULTRAVIOLET RADIATION. THE LEAD/CHIEF OPERATOR MUST BE CLASS D OR HIGHER. 50,000 GPD UP TO 0.25 MGD-STAFFING BY CLASS D OR HIGHER OPERATOR: 3 VISITS/WEEK ON NONCONSECUTIVE DAYS FOR A TOTAL OF 0.3 HOUR/WEEK. LESS THAN 50,000 GPD-STAFFING BY A CLASS D OR HIGHER OPERATOR: 2 VISITS/WEEK ON NONCONSECUTIVE DAYS FOR A TOTAL OF 0.2 HOUR/WEEK. THERE SHALL BE NO MORE THAN 5 DAYS BETWEEN THE LAST VISIT IN ONE WEEK AND THE FIRST VISIT IN THE NEXT WEEK. | N | Y | CARROLL STREET STATION | 1020 EAST CARROLL STREET |  | KISSIMMEE | FL | 34744 |  | 4079350010 |  | ALLEN FIELITZ | ALLEN FIELITZ | 1020 EAST CARROLL ST |  | KISSIMMEE | FL | 34744 |  | 4079350010 |  | INVESTOR | 35 | 36000 | 5 | 2012-05-10 | 2020-04-07 | NTNC | 100
3 | OSCEOLA | CD | dsunderly@communityoffaith.org | 3494435 | NONTRANSIENT NONCOMMUNITY | CHLORINATION; AERATION FOR REMOVAL OF ANY SECONDARY CONTAMINANT, SULFIDE, OR ANY UNREGULATED CONTAMINANT; CORROSION CONTROL INHIBITOR ADDITION; HYPOCHLORINATION; IRON OR MANGANESE SEQUESTRATION; OR ULTRAVIOLET RADIATION. THE LEAD/CHIEF OPERATOR MUST BE CLASS D OR HIGHER. 50,000 GPD UP TO 0.25 MGD-STAFFING BY CLASS D OR HIGHER OPERATOR: 3 VISITS/WEEK ON NONCONSECUTIVE DAYS FOR A TOTAL OF 0.3 HOUR/WEEK. LESS THAN 50,000 GPD-STAFFING BY A CLASS D OR HIGHER OPERATOR: 2 VISITS/WEEK ON NONCONSECUTIVE DAYS FOR A TOTAL OF 0.2 HOUR/WEEK. THERE SHALL BE NO MORE THAN 5 DAYS BETWEEN THE LAST VISIT IN ONE WEEK AND THE FIRST VISIT IN THE NEXT WEEK. | N | Y | COMMUNITY OF FAITH UNITED METHODIST CH | 9120 TEACHER LANE |  | DAVENPORT | FL | 33987 |  | 8634246062 |  | DIANA PETRAS | DIANA PETRAS | 9120 TEACHER LANE |  | DAVENPORT | FL | 33897 |  | 4078092030 | 101 | INVESTOR | 90 | 19200 | 1 | 2014-06-25 | 2021-08-11 | NTNC | 100
3 | OSCEOLA | CD |  | 3494437 | NONCOMMUNITY | CHLORINATION; AERATION FOR REMOVAL OF ANY SECONDARY CONTAMINANT, SULFIDE, OR ANY UNREGULATED CONTAMINANT; CORROSION CONTROL INHIBITOR ADDITION; HYPOCHLORINATION; IRON OR MANGANESE SEQUESTRATION; OR ULTRAVIOLET RADIATION. THE LEAD/CHIEF OPERATOR MUST BE CLASS D OR HIGHER. 50,000 GPD UP TO 0.25 MGD-STAFFING BY CLASS D OR HIGHER OPERATOR: 3 VISITS/WEEK ON NONCONSECUTIVE DAYS FOR A TOTAL OF 0.3 HOUR/WEEK. LESS THAN 50,000 GPD-STAFFING BY A CLASS D OR HIGHER OPERATOR: 2 VISITS/WEEK ON NONCONSECUTIVE DAYS FOR A TOTAL OF 0.2 HOUR/WEEK. THERE SHALL BE NO MORE THAN 5 DAYS BETWEEN THE LAST VISIT IN ONE WEEK AND THE FIRST VISIT IN THE NEXT WEEK. | N | Y | ROGERS FOOD STORE | 8872 EAST IRLO BRONSON MEMORIAL HWAY |  | SAINT CLOUD | FL | 34771 |  | 3212284240 |  |  | ILA PATEL | 3745 MARIETTA WAY |  | SAINT CLOUD | FL | 34772 |  | 3212284240 |  | OTHER | 25 | 1125 | 1 | 2017-03-16 | 2021-09-21 | NC01 | 50
3 | OSCEOLA | CD |  | 3494441 | NONCOMMUNITY | CHLORINATION; AERATION FOR REMOVAL OF ANY SECONDARY CONTAMINANT, SULFIDE, OR ANY UNREGULATED CONTAMINANT; CORROSION CONTROL INHIBITOR ADDITION; HYPOCHLORINATION; IRON OR MANGANESE SEQUESTRATION; OR ULTRAVIOLET RADIATION. THE LEAD/CHIEF OPERATOR MUST BE CLASS D OR HIGHER. 50,000 GPD UP TO 0.25 MGD-STAFFING BY CLASS D OR HIGHER OPERATOR: 3 VISITS/WEEK ON NONCONSECUTIVE DAYS FOR A TOTAL OF 0.3 HOUR/WEEK. LESS THAN 50,000 GPD-STAFFING BY A CLASS D OR HIGHER OPERATOR: 2 VISITS/WEEK ON NONCONSECUTIVE DAYS FOR A TOTAL OF 0.2 HOUR/WEEK. THERE SHALL BE NO MORE THAN 5 DAYS BETWEEN THE LAST VISIT IN ONE WEEK AND THE FIRST VISIT IN THE NEXT WEEK. | N | Y | DOLLAR GENERAL HARMONY | 8875 IRLO BRONSON MEMORIAL HWAY |  | SAINT CLOUD | FL | 34771 |  | 4078899400 |  |  | MARIAH MOHARY | C/O LEASE AUDIT | 100 MISSION RIDGE | GOODLETTSVILLE | TN | 37072 |  | 6158554752 |  | INVESTOR | 25 | 1000 | 1 |  | 2020-05-06 | NC01 | 50
3 | OSCEOLA | CD |  | 3494442 | NONCOMMUNITY | NO TREATMENT--CONSECUTIVE SYSTEMS ONLY | N | N | PINE GLEN (CONSEC) | SOUTH SIDE US 192 |  | SAINT CLOUD | FL | 34769 |  | 4079577344 |  |  | CAMERON CRANDELL, P.E. | 1300 NINTH STREET |  | SAINT CLOUD | FL | 34769 |  | 4079577344 |  | SUBDIVISION | 25 | 1 | 1 |  |  | NC01 | 50
6 | POLK | SWPO | dipnet@netzero.net | 3530238 | NONTRANSIENT NONCOMMUNITY | CHLORINATION; AERATION FOR REMOVAL OF ANY SECONDARY CONTAMINANT, SULFIDE, OR ANY UNREGULATED CONTAMINANT; CORROSION CONTROL INHIBITOR ADDITION; HYPOCHLORINATION; IRON OR MANGANESE SEQUESTRATION; OR ULTRAVIOLET RADIATION. THE LEAD/CHIEF OPERATOR MUST BE CLASS D OR HIGHER. 50,000 GPD UP TO 0.25 MGD-STAFFING BY CLASS D OR HIGHER OPERATOR: 3 VISITS/WEEK ON NONCONSECUTIVE DAYS FOR A TOTAL OF 0.3 HOUR/WEEK. LESS THAN 50,000 GPD-STAFFING BY A CLASS D OR HIGHER OPERATOR: 2 VISITS/WEEK ON NONCONSECUTIVE DAYS FOR A TOTAL OF 0.2 HOUR/WEEK. THERE SHALL BE NO MORE THAN 5 DAYS BETWEEN THE LAST VISIT IN ONE WEEK AND THE FIRST VISIT IN THE NEXT WEEK. | N | Y | CAMP LESTER | 14400 REESE DRIVE |  | LAKE WALES | FL | 33853 |  | 8636961123 |  | LEO COSCE | LEO COSCE | 14400 REESE DRIVE |  | LAKE WALES | FL | 33853 |  | 8636961123 |  | INVESTOR | 100 | 49000 | 54 | 2017-10-09 | 2021-05-26 | NTNC | 100
6 | POLK | SWPO |  | 3530240 | COMMUNITY | CHLORINATION; AERATION FOR REMOVAL OF ANY SECONDARY CONTAMINANT, SULFIDE, OR ANY UNREGULATED CONTAMINANT; CORROSION CONTROL INHIBITOR ADDITION; HYPOCHLORINATION; IRON OR MANGANESE SEQUESTRATION; OR ULTRAVIOLET RADIATION. THE LEAD/CHIEF OPERATOR MUST BE CLASS D OR HIGHER. 50,000 GPD UP TO 0.25 MGD-STAFFING BY CLASS D OR HIGHER OPERATOR: 3 VISITS/WEEK ON NONCONSECUTIVE DAYS FOR A TOTAL OF 0.3 HOUR/WEEK. LESS THAN 50,000 GPD-STAFFING BY A CLASS D OR HIGHER OPERATOR: 2 VISITS/WEEK ON NONCONSECUTIVE DAYS FOR A TOTAL OF 0.2 HOUR/WEEK. THERE SHALL BE NO MORE THAN 5 DAYS BETWEEN THE LAST VISIT IN ONE WEEK AND THE FIRST VISIT IN THE NEXT WEEK. | N | Y | CAMP ROSALIE | 3000 CAMP ROSALIE ROAD |  | LAKE WALES | FL | 33898 |  | 8636963701 |  | MELISSA DUVAL | DONALD JONES | 3000 CAMP ROSALIE ROAD, # 55 |  | LAKE WALES | FL | 33898 |  | 7273975860 |  | INVESTOR | 59 | 43200 | 60 | 2015-08-12 | 2021-04-15 | DC06 | 100
6 | POLK | SWPO |  | 3530380 | NONCOMMUNITY | CHLORINATION; AERATION FOR REMOVAL OF ANY SECONDARY CONTAMINANT, SULFIDE, OR ANY UNREGULATED CONTAMINANT; CORROSION CONTROL INHIBITOR ADDITION; HYPOCHLORINATION; IRON OR MANGANESE SEQUESTRATION; OR ULTRAVIOLET RADIATION. THE LEAD/CHIEF OPERATOR MUST BE CLASS D OR HIGHER. 50,000 GPD UP TO 0.25 MGD-STAFFING BY CLASS D OR HIGHER OPERATOR: 3 VISITS/WEEK ON NONCONSECUTIVE DAYS FOR A TOTAL OF 0.3 HOUR/WEEK. LESS THAN 50,000 GPD-STAFFING BY A CLASS D OR HIGHER OPERATOR: 2 VISITS/WEEK ON NONCONSECUTIVE DAYS FOR A TOTAL OF 0.2 HOUR/WEEK. THERE SHALL BE NO MORE THAN 5 DAYS BETWEEN THE LAST VISIT IN ONE WEEK AND THE FIRST VISIT IN THE NEXT WEEK. | N | Y | GATOR MACK | 14143 CAMP MACK ROAD |  | LAKE WALES | FL | 33853 |  | 8636967803 |  | JIM SLIFER | LEAH MILLER | 14143 CAMP MACK ROAD |  | LAKE WALES | FL | 33898 |  | 8639691108 |  | INVESTOR | 50 | 21600 | 1 | 2013-05-21 | 2021-06-02 | NC01 | 50
6 | POLK | SWPO |  | 3530480 | NONCOMMUNITY | CHLORINATION; AERATION FOR REMOVAL OF ANY SECONDARY CONTAMINANT, SULFIDE, OR ANY UNREGULATED CONTAMINANT; CORROSION CONTROL INHIBITOR ADDITION; HYPOCHLORINATION; IRON OR MANGANESE SEQUESTRATION; OR ULTRAVIOLET RADIATION. THE LEAD/CHIEF OPERATOR MUST BE CLASS D OR HIGHER. 50,000 GPD UP TO 0.25 MGD-STAFFING BY CLASS D OR HIGHER OPERATOR: 3 VISITS/WEEK ON NONCONSECUTIVE DAYS FOR A TOTAL OF 0.3 HOUR/WEEK. LESS THAN 50,000 GPD-STAFFING BY A CLASS D OR HIGHER OPERATOR: 2 VISITS/WEEK ON NONCONSECUTIVE DAYS FOR A TOTAL OF 0.2 HOUR/WEEK. THERE SHALL BE NO MORE THAN 5 DAYS BETWEEN THE LAST VISIT IN ONE WEEK AND THE FIRST VISIT IN THE NEXT WEEK. | N | Y | BURLINGTON NEIGHBORHOOD, INC | 2700 DRIFT INN ROAD |  | LAKE WALES | FL | 33853 |  | 8634397712 |  | TIM MURRAY | JOHN WALLACE | 25 HARTSMAN RD |  | LAKE WALES | FL | 33898 |  | 4076878272 |  | INVESTOR | 30 | 23040 | 12 | 2010-07-20 | 2021-06-08 | NC01 | 50
6 | POLK | SWPO |  | 3530586 | NONCOMMUNITY | CHLORINATION; AERATION FOR REMOVAL OF ANY SECONDARY CONTAMINANT, SULFIDE, OR ANY UNREGULATED CONTAMINANT; CORROSION CONTROL INHIBITOR ADDITION; HYPOCHLORINATION; IRON OR MANGANESE SEQUESTRATION; OR ULTRAVIOLET RADIATION. THE LEAD/CHIEF OPERATOR MUST BE CLASS D OR HIGHER. 50,000 GPD UP TO 0.25 MGD-STAFFING BY CLASS D OR HIGHER OPERATOR: 3 VISITS/WEEK ON NONCONSECUTIVE DAYS FOR A TOTAL OF 0.3 HOUR/WEEK. LESS THAN 50,000 GPD-STAFFING BY A CLASS D OR HIGHER OPERATOR: 2 VISITS/WEEK ON NONCONSECUTIVE DAYS FOR A TOTAL OF 0.2 HOUR/WEEK. THERE SHALL BE NO MORE THAN 5 DAYS BETWEEN THE LAST VISIT IN ONE WEEK AND THE FIRST VISIT IN THE NEXT WEEK. | N | Y | NATURES COVE | 0 FLETCHERS FISH CAMP ROAD |  | HAINES CITY | FL | 33844 |  | 8135413122 |  | DARLEANA PREAST | DARLEANA PREAST | 15 FLETCHER FISH CAMP RD |  | HAINES CITY | FL | 33844 |  | 8634222508 |  | INVESTOR | 25 | 36000 | 18 | 2017-09-28 | 2021-01-21 | NC01 | 50
6 | POLK | SWPO | floridacampinn@yahoo.com | 3530592 | COMMUNITY | CHLORINATION; AERATION FOR REMOVAL OF ANY SECONDARY CONTAMINANT, SULFIDE, OR ANY UNREGULATED CONTAMINANT; CORROSION CONTROL INHIBITOR ADDITION; HYPOCHLORINATION; IRON OR MANGANESE SEQUESTRATION; OR ULTRAVIOLET RADIATION. THE LEAD/CHIEF OPERATOR MUST BE CLASS D OR HIGHER. 50,000 GPD UP TO 0.25 MGD-STAFFING BY CLASS D OR HIGHER OPERATOR: 3 VISITS/WEEK ON NONCONSECUTIVE DAYS FOR A TOTAL OF 0.3 HOUR/WEEK. LESS THAN 50,000 GPD-STAFFING BY A CLASS D OR HIGHER OPERATOR: 2 VISITS/WEEK ON NONCONSECUTIVE DAYS FOR A TOTAL OF 0.2 HOUR/WEEK. THERE SHALL BE NO MORE THAN 5 DAYS BETWEEN THE LAST VISIT IN ONE WEEK AND THE FIRST VISIT IN THE NEXT WEEK. | N | Y | FLORIDA CAMP INN | 48504 HIGHWAY 27 |  | DAVENPORT | FL | 33837 |  | 8634242494 |  | DOUG EVANS | JAMES MOORE | 4425 WEST AIRPORT FREEWAY, SUITE 475 |  | IRVING | TX | 75062 |  | 2145960327 |  | INVESTOR | 1150 | 324000 | 450 | 2014-04-03 | 2021-01-08 | DC05 | 500
6 | POLK | SWPO | JONATHAN@CAMPLALLANADA.COM | 3530596 | NONCOMMUNITY | CHLORINATION; AERATION FOR REMOVAL OF ANY SECONDARY CONTAMINANT, SULFIDE, OR ANY UNREGULATED CONTAMINANT; CORROSION CONTROL INHIBITOR ADDITION; HYPOCHLORINATION; IRON OR MANGANESE SEQUESTRATION; OR ULTRAVIOLET RADIATION. THE LEAD/CHIEF OPERATOR MUST BE CLASS D OR HIGHER. 50,000 GPD UP TO 0.25 MGD-STAFFING BY CLASS D OR HIGHER OPERATOR: 3 VISITS/WEEK ON NONCONSECUTIVE DAYS FOR A TOTAL OF 0.3 HOUR/WEEK. LESS THAN 50,000 GPD-STAFFING BY A CLASS D OR HIGHER OPERATOR: 2 VISITS/WEEK ON NONCONSECUTIVE DAYS FOR A TOTAL OF 0.2 HOUR/WEEK. THERE SHALL BE NO MORE THAN 5 DAYS BETWEEN THE LAST VISIT IN ONE WEEK AND THE FIRST VISIT IN THE NEXT WEEK. | N | Y | CAMP LLANADA | 2819 TIGER LAKE ROAD |  | LAKE WALES | FL | 33898 |  | 8636961948 |  | JONATHAN FERRER | JONATHAN FERRER | 4789 SW 148TH AVE. | STE 201 | SOUTHWEST RANCHES | FL | 33330 |  | 8134484337 |  | INVESTOR | 120 | 36000 | 51 | 2020-08-12 | 2021-08-31 | NC01 | 50
6 | POLK | SWPO | chandley@grapehammock.com | 3530683 | COMMUNITY | CHLORINATION; AERATION FOR REMOVAL OF ANY SECONDARY CONTAMINANT, SULFIDE, OR ANY UNREGULATED CONTAMINANT; CORROSION CONTROL INHIBITOR ADDITION; HYPOCHLORINATION; IRON OR MANGANESE SEQUESTRATION; OR ULTRAVIOLET RADIATION. THE LEAD/CHIEF OPERATOR MUST BE CLASS D OR HIGHER. 50,000 GPD UP TO 0.25 MGD-STAFFING BY CLASS D OR HIGHER OPERATOR: 3 VISITS/WEEK ON NONCONSECUTIVE DAYS FOR A TOTAL OF 0.3 HOUR/WEEK. LESS THAN 50,000 GPD-STAFFING BY A CLASS D OR HIGHER OPERATOR: 2 VISITS/WEEK ON NONCONSECUTIVE DAYS FOR A TOTAL OF 0.2 HOUR/WEEK. THERE SHALL BE NO MORE THAN 5 DAYS BETWEEN THE LAST VISIT IN ONE WEEK AND THE FIRST VISIT IN THE NEXT WEEK. | N | Y | GRAPE HAMMOCK | 1400 GRAPE HAMMOCK ROAD |  | LAKE WALES | FL | 33853 |  | 8636929177 |  | BARRETT CHANDLEY | CURTIS & BARBRA CHANDLEY | 1400 GRAPE HAMMOCK ROAD |  | LAKE WALES | FL | 33898 |  | 8636921500 |  | INVESTOR | 120 | 40000 | 99 | 2016-01-12 | 2021-10-26 | DC06 | 100
6 | POLK | SWPO | JNAUGLE@CGINVESTMENT.NET | 3530711 | COMMUNITY | CHLORINATION; AERATION FOR REMOVAL OF ANY SECONDARY CONTAMINANT, SULFIDE, OR ANY UNREGULATED CONTAMINANT; CORROSION CONTROL INHIBITOR ADDITION; HYPOCHLORINATION; IRON OR MANGANESE SEQUESTRATION; OR ULTRAVIOLET RADIATION. THE LEAD/CHIEF OPERATOR MUST BE CLASS C OR HIGHER. 5.0 MGD AND ABOVE-STAFFING BY CLASS C OR HIGHER OPERATOR: 6 HOURS/DAY FOR 5 DAYS/WEEK AND ONE VISIT ON EACH WEEKEND DAY. 3.0 MGD UP TO 5.0 MGD-STAFFING BY CLASS C OR HIGHER OPERATOR: 1 HOUR/DAY FOR 5 DAYS/WEEK AND ONE VISIT ON EACH WEEKEND DAY. 0.25 MGD UP TO 3.0 MGD-STAFFING BY CLASS C OR HIGHER OPERATOR: 5 VISITS/WEEK AND ONE VISIT EACH WEEKEND FOR A TOTAL OF 0.6 HOUR/WEEK. | N | Y | HAINES CITY MOBILE HOME PARK | 753 WEST MAIN STREET |  | HAINES CITY | FL | 33844 | 3384 | 8634222475 |  | JUDY NAUGLE | JUDY NAUGLE | 850 SW MARTIN DOWNS BLVD |  | PALM CITY | FL | 34990 |  | 7722871844 |  | INVESTOR | 200 | 49000 | 247 | 14-SEP-00 | 2021-04-06 | DC06 | 100
6 | POLK | SWPO | office@theharborwaterfrontresort.com | 3530736 | COMMUNITY | CHLORINATION; AERATION FOR REMOVAL OF ANY SECONDARY CONTAMINANT, SULFIDE, OR ANY UNREGULATED CONTAMINANT; CORROSION CONTROL INHIBITOR ADDITION; HYPOCHLORINATION; IRON OR MANGANESE SEQUESTRATION; OR ULTRAVIOLET RADIATION. THE LEAD/CHIEF OPERATOR MUST BE CLASS D OR HIGHER. 50,000 GPD UP TO 0.25 MGD-STAFFING BY CLASS D OR HIGHER OPERATOR: 3 VISITS/WEEK ON NONCONSECUTIVE DAYS FOR A TOTAL OF 0.3 HOUR/WEEK. LESS THAN 50,000 GPD-STAFFING BY A CLASS D OR HIGHER OPERATOR: 2 VISITS/WEEK ON NONCONSECUTIVE DAYS FOR A TOTAL OF 0.2 HOUR/WEEK. THERE SHALL BE NO MORE THAN 5 DAYS BETWEEN THE LAST VISIT IN ONE WEEK AND THE FIRST VISIT IN THE NEXT WEEK. | N | Y | THE HARBOR WATERFRONT RESORT | 10511 MONROE COURT |  | LAKE WALES | FL | 33853 |  | 8636961194 |  | BRIAN KELLER | COASTAL INCOME PROPERTIES - THE HARBOR LLC | 2840 WEST BAY DRIVE #174 |  | BELLAIR BLUFFS | FL | 33770 |  | 7276862700 |  | INVESTOR | 211 | 115200 | 119 | 2012-12-06 | 2021-06-15 | DC051 | 100
6 | POLK | SWPO | bucklandzo6@aol.com | 3530743 | NONCOMMUNITY | CHLORINATION; AERATION FOR REMOVAL OF ANY SECONDARY CONTAMINANT, SULFIDE, OR ANY UNREGULATED CONTAMINANT; CORROSION CONTROL INHIBITOR ADDITION; HYPOCHLORINATION; IRON OR MANGANESE SEQUESTRATION; OR ULTRAVIOLET RADIATION. THE LEAD/CHIEF OPERATOR MUST BE CLASS D OR HIGHER. 50,000 GPD UP TO 0.25 MGD-STAFFING BY CLASS D OR HIGHER OPERATOR: 3 VISITS/WEEK ON NONCONSECUTIVE DAYS FOR A TOTAL OF 0.3 HOUR/WEEK. LESS THAN 50,000 GPD-STAFFING BY A CLASS D OR HIGHER OPERATOR: 2 VISITS/WEEK ON NONCONSECUTIVE DAYS FOR A TOTAL OF 0.2 HOUR/WEEK. THERE SHALL BE NO MORE THAN 5 DAYS BETWEEN THE LAST VISIT IN ONE WEEK AND THE FIRST VISIT IN THE NEXT WEEK. | N | Y | SUNNYSIDE MOBILE HOME RV PARK | 2317 NORTH US HWY 27 |  | DAVENPORT | FL | 33837 |  | 4074502252 |  | DENNIS KINSLEY | MARK BUCKLAND | 208 CLAIRMAR CIRCLE |  | DAVENPORT | FL | 33837 |  | 4074502252 |  | INVESTOR | 35 | 28800 | 24 | 2018-03-01 | 2021-05-27 | NC01 | 50
6 | POLK | SWPO | 386-672-9465 or Jose (Maintenance) 863-585-3580 | 3530814 | COMMUNITY | CHLORINATION; AERATION FOR REMOVAL OF ANY SECONDARY CONTAMINANT, SULFIDE, OR ANY UNREGULATED CONTAMINANT; CORROSION CONTROL INHIBITOR ADDITION; HYPOCHLORINATION; IRON OR MANGANESE SEQUESTRATION; OR ULTRAVIOLET RADIATION. THE LEAD/CHIEF OPERATOR MUST BE CLASS D OR HIGHER. 50,000 GPD UP TO 0.25 MGD-STAFFING BY CLASS D OR HIGHER OPERATOR: 3 VISITS/WEEK ON NONCONSECUTIVE DAYS FOR A TOTAL OF 0.3 HOUR/WEEK. LESS THAN 50,000 GPD-STAFFING BY A CLASS D OR HIGHER OPERATOR: 2 VISITS/WEEK ON NONCONSECUTIVE DAYS FOR A TOTAL OF 0.2 HOUR/WEEK. THERE SHALL BE NO MORE THAN 5 DAYS BETWEEN THE LAST VISIT IN ONE WEEK AND THE FIRST VISIT IN THE NEXT WEEK. | N | Y | HOLIDAY MANOR | 3RD ST. OFF CR 17 |  | HAINES CITY | FL | 33844 |  | 8634225659 |  | JOSE | BEN MARTIN | PO BOX 4151 |  | HAINES CITY | FL | 33844 |  | 3865622157 |  | INVESTOR | 78 | 330000 | 27 | 2018-05-24 | 2021-08-24 | DC04 | 1000
6 | POLK | SWPO | ANGELAILE@VERIZON.NET | 3530854 | COMMUNITY | CHLORINATION; AERATION FOR REMOVAL OF ANY SECONDARY CONTAMINANT, SULFIDE, OR ANY UNREGULATED CONTAMINANT; CORROSION CONTROL INHIBITOR ADDITION; HYPOCHLORINATION; IRON OR MANGANESE SEQUESTRATION; OR ULTRAVIOLET RADIATION. THE LEAD/CHIEF OPERATOR MUST BE CLASS C OR HIGHER. 5.0 MGD AND ABOVE-STAFFING BY CLASS C OR HIGHER OPERATOR: 6 HOURS/DAY FOR 5 DAYS/WEEK AND ONE VISIT ON EACH WEEKEND DAY. 3.0 MGD UP TO 5.0 MGD-STAFFING BY CLASS C OR HIGHER OPERATOR: 1 HOUR/DAY FOR 5 DAYS/WEEK AND ONE VISIT ON EACH WEEKEND DAY. 0.25 MGD UP TO 3.0 MGD-STAFFING BY CLASS C OR HIGHER OPERATOR: 5 VISITS/WEEK AND ONE VISIT EACH WEEKEND FOR A TOTAL OF 0.6 HOUR/WEEK. | N | Y | ILE UTILITIES | STATE ROAD 60 EAST |  | INDIAN LAKE ESTATES | FL | 33855 |  | 8636921433 |  | DARRELL DENT | ILE UTILITIES, INC | 7510 RED GRANGE BLVD | P.O. BOX 7395 | INDIAN LAKE ESTATES | FL | 33855 | 7395 | 8636922600 |  | INVESTOR | 678 | 330000 | 216 | 2012-12-18 | 2021-10-21 | DC04 | 1000
6 | POLK | SWPO | williams001@aol.com | 3530926 | NONCOMMUNITY | CHLORINATION; AERATION FOR REMOVAL OF ANY SECONDARY CONTAMINANT, SULFIDE, OR ANY UNREGULATED CONTAMINANT; CORROSION CONTROL INHIBITOR ADDITION; HYPOCHLORINATION; IRON OR MANGANESE SEQUESTRATION; OR ULTRAVIOLET RADIATION. THE LEAD/CHIEF OPERATOR MUST BE CLASS D OR HIGHER. 50,000 GPD UP TO 0.25 MGD-STAFFING BY CLASS D OR HIGHER OPERATOR: 3 VISITS/WEEK ON NONCONSECUTIVE DAYS FOR A TOTAL OF 0.3 HOUR/WEEK. LESS THAN 50,000 GPD-STAFFING BY A CLASS D OR HIGHER OPERATOR: 2 VISITS/WEEK ON NONCONSECUTIVE DAYS FOR A TOTAL OF 0.2 HOUR/WEEK. THERE SHALL BE NO MORE THAN 5 DAYS BETWEEN THE LAST VISIT IN ONE WEEK AND THE FIRST VISIT IN THE NEXT WEEK. | N | Y | WILLIAMS FAMILY MHP | 3800 HIGHWAY 17-92 |  | HAINES CITY | FL | 33844 |  | 8636984908 |  | FRANK WILLIAMS | WILLIAMS PARK VENTURE II, INC. (FRANK WILLIAMS) | 2585 GERBER DAIRY RD |  | WINTER HAVEN | FL | 33880 |  | 8636984908 |  | INVESTOR | 65 | 18720 | 31 | 2019-05-17 | 2021-07-09 | NC01 | 50
6 | POLK | SWPO | ISAACKING7290@GMAIL.COM | 3530946 | COMMUNITY | CHLORINATION; AERATION FOR REMOVAL OF ANY SECONDARY CONTAMINANT, SULFIDE, OR ANY UNREGULATED CONTAMINANT; CORROSION CONTROL INHIBITOR ADDITION; HYPOCHLORINATION; IRON OR MANGANESE SEQUESTRATION; OR ULTRAVIOLET RADIATION. THE LEAD/CHIEF OPERATOR MUST BE CLASS D OR HIGHER. 50,000 GPD UP TO 0.25 MGD-STAFFING BY CLASS D OR HIGHER OPERATOR: 3 VISITS/WEEK ON NONCONSECUTIVE DAYS FOR A TOTAL OF 0.3 HOUR/WEEK. LESS THAN 50,000 GPD-STAFFING BY A CLASS D OR HIGHER OPERATOR: 2 VISITS/WEEK ON NONCONSECUTIVE DAYS FOR A TOTAL OF 0.2 HOUR/WEEK. THERE SHALL BE NO MORE THAN 5 DAYS BETWEEN THE LAST VISIT IN ONE WEEK AND THE FIRST VISIT IN THE NEXT WEEK. | N | Y | KISSIMMEE RIVER PARK AND MARINA | 3800 BRUCE BLVD, LOT 62 |  | LAKE WALES | FL | 33898 |  | 8636963182 |  | CHERYL HURT | ISAAC KING | 3800 BRUCE BLVD, LOT 62 |  | LAKE WALES | FL | 33898 |  | 4806007016 |  | INVESTOR | 425 | 49000 | 125 | 2018-02-27 | 2021-07-30 | DC06 | 100
6 | POLK | SWPO | debra.mayfield@dep.state.fl.us | 3530947 | NONCOMMUNITY | CHLORINATION; AERATION FOR REMOVAL OF ANY SECONDARY CONTAMINANT, SULFIDE, OR ANY UNREGULATED CONTAMINANT; CORROSION CONTROL INHIBITOR ADDITION; HYPOCHLORINATION; IRON OR MANGANESE SEQUESTRATION; OR ULTRAVIOLET RADIATION. THE LEAD/CHIEF OPERATOR MUST BE CLASS D OR HIGHER. 50,000 GPD UP TO 0.25 MGD-STAFFING BY CLASS D OR HIGHER OPERATOR: 3 VISITS/WEEK ON NONCONSECUTIVE DAYS FOR A TOTAL OF 0.3 HOUR/WEEK. LESS THAN 50,000 GPD-STAFFING BY A CLASS D OR HIGHER OPERATOR: 2 VISITS/WEEK ON NONCONSECUTIVE DAYS FOR A TOTAL OF 0.2 HOUR/WEEK. THERE SHALL BE NO MORE THAN 5 DAYS BETWEEN THE LAST VISIT IN ONE WEEK AND THE FIRST VISIT IN THE NEXT WEEK. | N | Y | LAKE KISSIMMEE STATE PARK | 14248 CAMP MACK ROAD |  | LAKE WALES | FL | 33853 |  | 8636961112 |  | JOEL (ANDY) NOLAND | LAKE KISSIMMEE | 14248 CAMP AMCK RD |  | LAKE WALES | FL | 33898 |  | 8636961112 |  | DEP (STATE PARK OR STATE REC AREA) | 120 | 144000 | 63 | 2011-10-12 | 2021-06-25 | NC01 | 50
6 | POLK | SWPO | stevewhidden@polk-county.net | 3530967 | NONCOMMUNITY | CHLORINATION; AERATION FOR REMOVAL OF ANY SECONDARY CONTAMINANT, SULFIDE, OR ANY UNREGULATED CONTAMINANT; CORROSION CONTROL INHIBITOR ADDITION; HYPOCHLORINATION; IRON OR MANGANESE SEQUESTRATION; OR ULTRAVIOLET RADIATION. THE LEAD/CHIEF OPERATOR MUST BE CLASS D OR HIGHER. 50,000 GPD UP TO 0.25 MGD-STAFFING BY CLASS D OR HIGHER OPERATOR: 3 VISITS/WEEK ON NONCONSECUTIVE DAYS FOR A TOTAL OF 0.3 HOUR/WEEK. LESS THAN 50,000 GPD-STAFFING BY A CLASS D OR HIGHER OPERATOR: 2 VISITS/WEEK ON NONCONSECUTIVE DAYS FOR A TOTAL OF 0.2 HOUR/WEEK. THERE SHALL BE NO MORE THAN 5 DAYS BETWEEN THE LAST VISIT IN ONE WEEK AND THE FIRST VISIT IN THE NEXT WEEK. | N | Y | LAKE ARBUCKLE LANDING | 2600 LAKE ARBUCKLE ROAD |  | FROSTPROOF | FL | 33843 |  | 8632268918 |  |  | TAMARA RICHARDSON, P.E. | 1011 JIM KEENE BOULEVARD |  | WINTER HAVEN | FL | 33880 |  | 8632984235 |  | COUNTY | 100 | 36000 | 40 | 2010-03-25 | 2021-07-28 | NC01 | 50
6 | POLK | SWPO | lwuco@msn.com | 3531008 | COMMUNITY | CHLORINATION; AERATION FOR REMOVAL OF ANY SECONDARY CONTAMINANT, SULFIDE, OR ANY UNREGULATED CONTAMINANT; CORROSION CONTROL INHIBITOR ADDITION; HYPOCHLORINATION; IRON OR MANGANESE SEQUESTRATION; OR ULTRAVIOLET RADIATION. THE LEAD/CHIEF OPERATOR MUST BE CLASS C OR HIGHER. 5.0 MGD AND ABOVE-STAFFING BY CLASS C OR HIGHER OPERATOR: 6 HOURS/DAY FOR 5 DAYS/WEEK AND ONE VISIT ON EACH WEEKEND DAY. 3.0 MGD UP TO 5.0 MGD-STAFFING BY CLASS C OR HIGHER OPERATOR: 1 HOUR/DAY FOR 5 DAYS/WEEK AND ONE VISIT ON EACH WEEKEND DAY. 0.25 MGD UP TO 3.0 MGD-STAFFING BY CLASS C OR HIGHER OPERATOR: 5 VISITS/WEEK AND ONE VISIT EACH WEEKEND FOR A TOTAL OF 0.6 HOUR/WEEK. | N | Y | GOLD COAST UTILITY | 10389 WEST LEISURE LANE |  | NALCREST | FL | 33856 |  | 8636960504 |  | KEITH BURGE | GOLD COAST UTILITY CORPORATION | P.O. BOX 9076 |  | LAKESHORE | FL | 33854 | 9076 | 8636960504 |  | MUNICIPALITY | 2500 | 500000 | 156 | 2021-09-16 | 2020-08-31 | DC04 | 1000
6 | POLK | SWPO |  | 3531009 | COMMUNITY | CHLORINATION; AERATION FOR REMOVAL OF ANY SECONDARY CONTAMINANT, SULFIDE, OR ANY UNREGULATED CONTAMINANT; CORROSION CONTROL INHIBITOR ADDITION; HYPOCHLORINATION; IRON OR MANGANESE SEQUESTRATION; OR ULTRAVIOLET RADIATION. THE LEAD/CHIEF OPERATOR MUST BE CLASS D OR HIGHER. 50,000 GPD UP TO 0.25 MGD-STAFFING BY CLASS D OR HIGHER OPERATOR: 3 VISITS/WEEK ON NONCONSECUTIVE DAYS FOR A TOTAL OF 0.3 HOUR/WEEK. LESS THAN 50,000 GPD-STAFFING BY A CLASS D OR HIGHER OPERATOR: 2 VISITS/WEEK ON NONCONSECUTIVE DAYS FOR A TOTAL OF 0.2 HOUR/WEEK. THERE SHALL BE NO MORE THAN 5 DAYS BETWEEN THE LAST VISIT IN ONE WEEK AND THE FIRST VISIT IN THE NEXT WEEK. | N | Y | WALK-IN-THE-WATER LAKE ESTATES | 2300 1/2 LEMON DRIVE |  | LAKE WALES | FL | 33853 |  | 8635346039 |  | TAMARA RICHARDSON, P.E. | TAMARA RICHARDSON, P.E. | 1011 JIM KEENE BLVD. |  | WINTER HAVEN | FL | 33880 |  | 8632984235 |  | COUNTY | 502 | 1123000 | 172 | 2018-11-08 | 2021-09-24 | DC03 | 2000
6 | POLK | SWPO |  | 3531198 | COMMUNITY | CHLORINATION; AERATION FOR REMOVAL OF ANY SECONDARY CONTAMINANT, SULFIDE, OR ANY UNREGULATED CONTAMINANT; CORROSION CONTROL INHIBITOR ADDITION; HYPOCHLORINATION; IRON OR MANGANESE SEQUESTRATION; OR ULTRAVIOLET RADIATION. THE LEAD/CHIEF OPERATOR MUST BE CLASS C OR HIGHER. 5.0 MGD AND ABOVE-STAFFING BY CLASS C OR HIGHER OPERATOR: 6 HOURS/DAY FOR 5 DAYS/WEEK AND ONE VISIT ON EACH WEEKEND DAY. 3.0 MGD UP TO 5.0 MGD-STAFFING BY CLASS C OR HIGHER OPERATOR: 1 HOUR/DAY FOR 5 DAYS/WEEK AND ONE VISIT ON EACH WEEKEND DAY. 0.25 MGD UP TO 3.0 MGD-STAFFING BY CLASS C OR HIGHER OPERATOR: 5 VISITS/WEEK AND ONE VISIT EACH WEEKEND FOR A TOTAL OF 0.6 HOUR/WEEK. | N | Y | MINERVA MHP, LLC | 2800 HWY 17-92 W |  | HAINES CITY | FL | 33844 |  | 8634216199 |  | LYNDA WHITSON | DALE WILLIAMS | 1001 DOVE STREET, SUITE 185 |  | NEWPORT BEACH | CA | 92660 |  | 9492095902 |  | INVESTOR | 45 | 38880 | 84 | 2018-05-31 | 2021-02-08 | DC06 | 100
6 | POLK | SWPO | office@oakharbor-rv.com | 3531275 | COMMUNITY | CHLORINATION; AERATION FOR REMOVAL OF ANY SECONDARY CONTAMINANT, SULFIDE, OR ANY UNREGULATED CONTAMINANT; CORROSION CONTROL INHIBITOR ADDITION; HYPOCHLORINATION; IRON OR MANGANESE SEQUESTRATION; OR ULTRAVIOLET RADIATION. THE LEAD/CHIEF OPERATOR MUST BE CLASS D OR HIGHER. 50,000 GPD UP TO 0.25 MGD-STAFFING BY CLASS D OR HIGHER OPERATOR: 3 VISITS/WEEK ON NONCONSECUTIVE DAYS FOR A TOTAL OF 0.3 HOUR/WEEK. LESS THAN 50,000 GPD-STAFFING BY A CLASS D OR HIGHER OPERATOR: 2 VISITS/WEEK ON NONCONSECUTIVE DAYS FOR A TOTAL OF 0.2 HOUR/WEEK. THERE SHALL BE NO MORE THAN 5 DAYS BETWEEN THE LAST VISIT IN ONE WEEK AND THE FIRST VISIT IN THE NEXT WEEK. | N | Y | OAK HARBOUR CAMPGROUND | 10000 WEST LAKE LOWERY ROAD |  | HAINES CITY | FL | 33844 |  | 8639561341 |  | GREG ANDERSON | GREG ANDERSON | 100 OAK HARBOR |  | HAINES CITY | FL | 33845 |  | 8632896661 |  | INVESTOR | 75 | 60000 | 198 | 2012-06-06 | 2021-08-26 | DC051 | 100
6 | POLK | SWPO | parkmgr@oro-orando.com | 3531318 | COMMUNITY | CHLORINATION; AERATION FOR REMOVAL OF ANY SECONDARY CONTAMINANT, SULFIDE, OR ANY UNREGULATED CONTAMINANT; CORROSION CONTROL INHIBITOR ADDITION; HYPOCHLORINATION; IRON OR MANGANESE SEQUESTRATION; OR ULTRAVIOLET RADIATION. THE LEAD/CHIEF OPERATOR MUST BE CLASS C OR HIGHER. 5.0 MGD AND ABOVE-STAFFING BY CLASS C OR HIGHER OPERATOR: 6 HOURS/DAY FOR 5 DAYS/WEEK AND ONE VISIT ON EACH WEEKEND DAY. 3.0 MGD UP TO 5.0 MGD-STAFFING BY CLASS C OR HIGHER OPERATOR: 1 HOUR/DAY FOR 5 DAYS/WEEK AND ONE VISIT ON EACH WEEKEND DAY. 0.25 MGD UP TO 3.0 MGD-STAFFING BY CLASS C OR HIGHER OPERATOR: 5 VISITS/WEEK AND ONE VISIT EACH WEEKEND FOR A TOTAL OF 0.6 HOUR/WEEK. | N | Y | OUTDOOR RESORTS | 9000 US HWY 192 |  | DAVENPORT | FL | 33844 |  | 8634241407 |  | JANNA LAINE | OUTDOOR RESORT AT ORLANDO, INC. | 9000 US HIGHWAY 192 |  | CLERMONT | FL | 34711 |  | 8634241407 |  | INVESTOR | 1500 | 380160 | 983 | 2019-02-21 | 2021-01-14 | DC04 | 1000
6 | POLK | SWPO | licensing@wgresorts.com | 3531517 | COMMUNITY | AERATION FOR REMOVAL OF ANY PRIMARY CONTAMINANT; ALKALINITY/PH ADJUSTMENT; CHLORAMIN ATION; CHLORINE DIOXIDE FOR OXIDATION OR DISINFECTION; FLUORIDATION; ION EXCHANGE FOR REMOVAL OF ANY SECONDARY CONTAMINANT, SULFIDE, OR ANY UNREGULATED CONTAMINANT; OR OZONATION LESS THAN 0.1 MGD. STAFFING BY A CLASS D OR HIGHER OPERATOR: 3 VISITS/WEEK ON NONCONSECUTIVE DAYS FOR A TOTAL OF 0.6 HOUR/WEEK. THE LEAD/CHIEF OPERATOR MUST BE CLASS D OR HIGHER. | N | Y | NEW RIVER RANCH & RV RESORT | 3200 RIVER RANCH ROAD |  | RIVER RANCH | FL | 33867 |  | 8636920727 |  | RAYMOND DUNCAN | WESTGATE RESORTS, LTD | PO BOX 692229 |  | ORLANDO | FL | 32869 |  | 4073513350 |  | INVESTOR | 2100 | 720000 | 700 | 2020-01-16 | 2021-08-19 | DC04 | 1000
6 | POLK | SWPO | mrotteveel@uswatercorp.net | 3531546 | COMMUNITY | CHLORINATION; AERATION FOR REMOVAL OF ANY SECONDARY CONTAMINANT, SULFIDE, OR ANY UNREGULATED CONTAMINANT; CORROSION CONTROL INHIBITOR ADDITION; HYPOCHLORINATION; IRON OR MANGANESE SEQUESTRATION; OR ULTRAVIOLET RADIATION. THE LEAD/CHIEF OPERATOR MUST BE CLASS D OR HIGHER. 50,000 GPD UP TO 0.25 MGD-STAFFING BY CLASS D OR HIGHER OPERATOR: 3 VISITS/WEEK ON NONCONSECUTIVE DAYS FOR A TOTAL OF 0.3 HOUR/WEEK. LESS THAN 50,000 GPD-STAFFING BY A CLASS D OR HIGHER OPERATOR: 2 VISITS/WEEK ON NONCONSECUTIVE DAYS FOR A TOTAL OF 0.2 HOUR/WEEK. THERE SHALL BE NO MORE THAN 5 DAYS BETWEEN THE LAST VISIT IN ONE WEEK AND THE FIRST VISIT IN THE NEXT WEEK. | N | Y | ROSALIE OAKS | CAMP MACK ROAD #ROSALIE OAKS |  | LAKE WALES | FL | 33853 |  | 8638582504 |  | SAM CAIN, P.E./WILL FONTAINE | FLORIDA GOVERNMENTAL UTILITY AUTHORITY | 280 WEKIVA SPRINGS RD STE 2070 |  | LONGWOOD | FL | 32779 |  | 4076296900 |  | INVESTOR | 205 | 125000 | 97 | 2011-06-23 | 2021-08-02 | DC051 | 100
6 | POLK | SWPO | tamararichardson@polk-county.net | 3531744 | COMMUNITY | CHLORINATION; AERATION FOR REMOVAL OF ANY SECONDARY CONTAMINANT, SULFIDE, OR ANY UNREGULATED CONTAMINANT; CORROSION CONTROL INHIBITOR ADDITION; HYPOCHLORINATION; IRON OR MANGANESE SEQUESTRATION; OR ULTRAVIOLET RADIATION. THE LEAD/CHIEF OPERATOR MUST BE CLASS C OR HIGHER. 5.0 MGD AND ABOVE-STAFFING BY CLASS C OR HIGHER OPERATOR: 6 HOURS/DAY FOR 5 DAYS/WEEK AND ONE VISIT ON EACH WEEKEND DAY. 3.0 MGD UP TO 5.0 MGD-STAFFING BY CLASS C OR HIGHER OPERATOR: 1 HOUR/DAY FOR 5 DAYS/WEEK AND ONE VISIT ON EACH WEEKEND DAY. 0.25 MGD UP TO 3.0 MGD-STAFFING BY CLASS C OR HIGHER OPERATOR: 5 VISITS/WEEK AND ONE VISIT EACH WEEKEND FOR A TOTAL OF 0.6 HOUR/WEEK. | N | Y | EAST WATER SYSTEM | 104 1/2 ROUGH LANE |  | HAINES CITY | FL | 33844 |  | 8635347351 |  | TAMARA RICHARDSON, P.E., UTILITIES DIRECTOR | TAMARA RICHARDSON, P.E., UTILITIES DIRECTOR | 1011 JIM KEEN BLVD. |  | WINTER HAVEN | FL | 33880 |  | 8632984235 |  | COUNTY | 5052 | 2304000 | 1934 | 2010-06-30 | 2021-09-22 | DC03 | 2000
6 | POLK | SWPO |  | 3531822 | NONCOMMUNITY | CHLORINATION; AERATION FOR REMOVAL OF ANY SECONDARY CONTAMINANT, SULFIDE, OR ANY UNREGULATED CONTAMINANT; CORROSION CONTROL INHIBITOR ADDITION; HYPOCHLORINATION; IRON OR MANGANESE SEQUESTRATION; OR ULTRAVIOLET RADIATION. THE LEAD/CHIEF OPERATOR MUST BE CLASS D OR HIGHER. 50,000 GPD UP TO 0.25 MGD-STAFFING BY CLASS D OR HIGHER OPERATOR: 3 VISITS/WEEK ON NONCONSECUTIVE DAYS FOR A TOTAL OF 0.3 HOUR/WEEK. LESS THAN 50,000 GPD-STAFFING BY A CLASS D OR HIGHER OPERATOR: 2 VISITS/WEEK ON NONCONSECUTIVE DAYS FOR A TOTAL OF 0.2 HOUR/WEEK. THERE SHALL BE NO MORE THAN 5 DAYS BETWEEN THE LAST VISIT IN ONE WEEK AND THE FIRST VISIT IN THE NEXT WEEK. | N | Y | BERT'S HIDEAWAY RESORT | 2854 TINDELL CAMP ROAD |  | LAKE WALES | FL | 33853 |  | 4129802759 |  | ROBERT A CATES | ROBERT A CATES | 2854 TINDEL CAMP RD |  | LAKE WALES | FL | 33898 |  | 8634397570 |  | INVESTOR | 40 | 24480 | 18 | 2010-06-25 | 2021-09-02 | NC01 | 50
6 | POLK | SWPO |  | 3532014 | OTHER PUBLIC WATER SYSTEM | NO TREATMENT--CONSECUTIVE SYSTEMS ONLY | N | Y | NORTH LAKE LOWERY CITIZEN ASSOCIATION | LAKE LOWERY ROAD |  | HAINES CITY | FL | 33844 |  | 8634213829 |  | HARLEN BLOOM | NORTH LAKE LOWERY CITIZEN ASSO | 4502 LAKE LOWERY RD |  | HAINES CITY | FL | 33844 |  | 8634213829 |  | INVESTOR | 19 | 86400 | 10 | 2013-03-15 | 2006-06-30 | NAF | 0
6 | POLK | SWPO |  | 3532183 | COMMUNITY | CHLORINATION; AERATION FOR REMOVAL OF ANY SECONDARY CONTAMINANT, SULFIDE, OR ANY UNREGULATED CONTAMINANT; CORROSION CONTROL INHIBITOR ADDITION; HYPOCHLORINATION; IRON OR MANGANESE SEQUESTRATION; OR ULTRAVIOLET RADIATION. THE LEAD/CHIEF OPERATOR MUST BE CLASS C OR HIGHER. 5.0 MGD AND ABOVE-STAFFING BY CLASS C OR HIGHER OPERATOR: 6 HOURS/DAY FOR 5 DAYS/WEEK AND ONE VISIT ON EACH WEEKEND DAY. 3.0 MGD UP TO 5.0 MGD-STAFFING BY CLASS C OR HIGHER OPERATOR: 1 HOUR/DAY FOR 5 DAYS/WEEK AND ONE VISIT ON EACH WEEKEND DAY. 0.25 MGD UP TO 3.0 MGD-STAFFING BY CLASS C OR HIGHER OPERATOR: 5 VISITS/WEEK AND ONE VISIT EACH WEEKEND FOR A TOTAL OF 0.6 HOUR/WEEK. | N | Y | AVON PARK CORRECTIONAL INSTITUTION | COUNTY ROAD 64 EAST |  | AVON PARK | FL | 33825 |  | 8634531529 |  | KENNETH COLLINSWORTH | AVON PARK CORRECTIONAL INSTITUTION | 501 SOUTH CALHOUN STREET |  | TALLAHASSEE | FL | 32399 | 2500 | 8634531529 |  | STATE | 3000 | 1050000 | 175 | 2020-03-05 | 2021-12-16 | DC03 | 2000
6 | POLK | SWPO |  | 3532320 | NONCOMMUNITY | CHLORINATION; AERATION FOR REMOVAL OF ANY SECONDARY CONTAMINANT, SULFIDE, OR ANY UNREGULATED CONTAMINANT; CORROSION CONTROL INHIBITOR ADDITION; HYPOCHLORINATION; IRON OR MANGANESE SEQUESTRATION; OR ULTRAVIOLET RADIATION. THE LEAD/CHIEF OPERATOR MUST BE CLASS D OR HIGHER. 50,000 GPD UP TO 0.25 MGD-STAFFING BY CLASS D OR HIGHER OPERATOR: 3 VISITS/WEEK ON NONCONSECUTIVE DAYS FOR A TOTAL OF 0.3 HOUR/WEEK. LESS THAN 50,000 GPD-STAFFING BY A CLASS D OR HIGHER OPERATOR: 2 VISITS/WEEK ON NONCONSECUTIVE DAYS FOR A TOTAL OF 0.2 HOUR/WEEK. THERE SHALL BE NO MORE THAN 5 DAYS BETWEEN THE LAST VISIT IN ONE WEEK AND THE FIRST VISIT IN THE NEXT WEEK. | N | Y | HOLIDAY PARK | 25 HARTMAN ROAD |  | LAKE WALES | FL | 33853 |  | 8634398412 |  | TIM MURREY | JOHN WALLACE | 25 HARTMAN ROAD |  | LAKE WALES | FL | 33898 |  | 4076878272 |  | INVESTOR | 25 | 14400 | 32 | 2017-09-05 | 2021-09-07 | NC01 | 50
6 | POLK | SWPO | cheryl.hamm@comcast.net | 3532351 | NONCOMMUNITY | CHLORINATION; AERATION FOR REMOVAL OF ANY SECONDARY CONTAMINANT, SULFIDE, OR ANY UNREGULATED CONTAMINANT; CORROSION CONTROL INHIBITOR ADDITION; HYPOCHLORINATION; IRON OR MANGANESE SEQUESTRATION; OR ULTRAVIOLET RADIATION. THE LEAD/CHIEF OPERATOR MUST BE CLASS D OR HIGHER. 50,000 GPD UP TO 0.25 MGD-STAFFING BY CLASS D OR HIGHER OPERATOR: 3 VISITS/WEEK ON NONCONSECUTIVE DAYS FOR A TOTAL OF 0.3 HOUR/WEEK. LESS THAN 50,000 GPD-STAFFING BY A CLASS D OR HIGHER OPERATOR: 2 VISITS/WEEK ON NONCONSECUTIVE DAYS FOR A TOTAL OF 0.2 HOUR/WEEK. THERE SHALL BE NO MORE THAN 5 DAYS BETWEEN THE LAST VISIT IN ONE WEEK AND THE FIRST VISIT IN THE NEXT WEEK. | N | Y | OAK HAMMOCK RESORT, LLC | 3500 CANAL ROAD |  | LAKE WALES | FL | 33853 |  | 9043277135 |  | CHERYL HAMM | BOBBY HAMM | 3500 CANAL ROAD |  | LAKE WALES | FL | 33898 |  | 9043277135 |  | INVESTOR | 25 | 115200 | 29 | 2018-09-21 | 2021-07-23 | NC01 | 50
6 | POLK | SWPO | j26carver@yahoo.com | 3532353 | NONCOMMUNITY | CHLORINATION; AERATION FOR REMOVAL OF ANY SECONDARY CONTAMINANT, SULFIDE, OR ANY UNREGULATED CONTAMINANT; CORROSION CONTROL INHIBITOR ADDITION; HYPOCHLORINATION; IRON OR MANGANESE SEQUESTRATION; OR ULTRAVIOLET RADIATION. THE LEAD/CHIEF OPERATOR MUST BE CLASS D OR HIGHER. 50,000 GPD UP TO 0.25 MGD-STAFFING BY CLASS D OR HIGHER OPERATOR: 3 VISITS/WEEK ON NONCONSECUTIVE DAYS FOR A TOTAL OF 0.3 HOUR/WEEK. LESS THAN 50,000 GPD-STAFFING BY A CLASS D OR HIGHER OPERATOR: 2 VISITS/WEEK ON NONCONSECUTIVE DAYS FOR A TOTAL OF 0.2 HOUR/WEEK. THERE SHALL BE NO MORE THAN 5 DAYS BETWEEN THE LAST VISIT IN ONE WEEK AND THE FIRST VISIT IN THE NEXT WEEK. | N | Y | UNCLE JOES FISH CAMP | 4535 WALK-IN-THE-WATER LAKE RD |  | LAKE WALES | FL | 33853 |  | 8635280775 |  | JESSICA CARVER | JESSICA CARVER | 4535 WALK IN THE WATER ROAD |  | LAKE WALES | FL | 33853 |  | 8635280775 |  | INVESTOR | 42 | 36000 | 40 | 2019-09-16 | 2021-11-16 | NC01 | 50
6 | POLK | SWPO | sfuller@aquaamerica.com | 3532355 | COMMUNITY | CHLORINATION; AERATION FOR REMOVAL OF ANY SECONDARY CONTAMINANT, SULFIDE, OR ANY UNREGULATED CONTAMINANT; CORROSION CONTROL INHIBITOR ADDITION; HYPOCHLORINATION; IRON OR MANGANESE SEQUESTRATION; OR ULTRAVIOLET RADIATION. THE LEAD/CHIEF OPERATOR MUST BE CLASS C OR HIGHER. 5.0 MGD AND ABOVE-STAFFING BY CLASS C OR HIGHER OPERATOR: 6 HOURS/DAY FOR 5 DAYS/WEEK AND ONE VISIT ON EACH WEEKEND DAY. 3.0 MGD UP TO 5.0 MGD-STAFFING BY CLASS C OR HIGHER OPERATOR: 1 HOUR/DAY FOR 5 DAYS/WEEK AND ONE VISIT ON EACH WEEKEND DAY. 0.25 MGD UP TO 3.0 MGD-STAFFING BY CLASS C OR HIGHER OPERATOR: 5 VISITS/WEEK AND ONE VISIT EACH WEEKEND FOR A TOTAL OF 0.6 HOUR/WEEK. | N | Y | BREEZE HILL MOBILE HOME PARK | WALK IN WATER ROAD |  | LAKE WALES | FL | 33853 |  | 8636963189 |  | FLORIDA GOVERNMENTAL UTILITY AUTHORITY | FLORIDA GOVERNMENTAL UTILITY AUTHORITY | 280 WEKIVA SPRINGS RD STE 2070 |  | LONGWOOD | FL | 32779 |  | 4076296963 |  | INVESTOR | 279 | 108000 | 125 | 2011-06-23 | 2020-12-11 | DC051 | 100
6 | POLK | SWPO |  | 3532397 | OTHER PUBLIC WATER SYSTEM | CHLORINATION; AERATION FOR REMOVAL OF ANY SECONDARY CONTAMINANT, SULFIDE, OR ANY UNREGULATED CONTAMINANT; CORROSION CONTROL INHIBITOR ADDITION; HYPOCHLORINATION; IRON OR MANGANESE SEQUESTRATION; OR ULTRAVIOLET RADIATION. THE LEAD/CHIEF OPERATOR MUST BE CLASS D OR HIGHER. 50,000 GPD UP TO 0.25 MGD-STAFFING BY CLASS D OR HIGHER OPERATOR: 3 VISITS/WEEK ON NONCONSECUTIVE DAYS FOR A TOTAL OF 0.3 HOUR/WEEK. LESS THAN 50,000 GPD-STAFFING BY A CLASS D OR HIGHER OPERATOR: 2 VISITS/WEEK ON NONCONSECUTIVE DAYS FOR A TOTAL OF 0.2 HOUR/WEEK. THERE SHALL BE NO MORE THAN 5 DAYS BETWEEN THE LAST VISIT IN ONE WEEK AND THE FIRST VISIT IN THE NEXT WEEK. | N | Y | RODRIQUEZ, MARIO. | CROFFORD RD |  | HAINES CITY | FL | 33884 |  | 8634395903 |  | STEVE CLIETT/ LESTER DONLEY | RODRIQUEZ, MARIO | 4010 TANNER ROAD |  | HAINES CITY | FL | 33884 |  | 8634395903 |  | INVESTOR | 12 | 28800 | 4 | 21-JUN-00 | 2099-12-01 | NAF | 0
6 | POLK | SWPO |  | 3532405 | NONCOMMUNITY | CHLORINATION; AERATION FOR REMOVAL OF ANY SECONDARY CONTAMINANT, SULFIDE, OR ANY UNREGULATED CONTAMINANT; CORROSION CONTROL INHIBITOR ADDITION; HYPOCHLORINATION; IRON OR MANGANESE SEQUESTRATION; OR ULTRAVIOLET RADIATION. THE LEAD/CHIEF OPERATOR MUST BE CLASS D OR HIGHER. 50,000 GPD UP TO 0.25 MGD-STAFFING BY CLASS D OR HIGHER OPERATOR: 3 VISITS/WEEK ON NONCONSECUTIVE DAYS FOR A TOTAL OF 0.3 HOUR/WEEK. LESS THAN 50,000 GPD-STAFFING BY A CLASS D OR HIGHER OPERATOR: 2 VISITS/WEEK ON NONCONSECUTIVE DAYS FOR A TOTAL OF 0.2 HOUR/WEEK. THERE SHALL BE NO MORE THAN 5 DAYS BETWEEN THE LAST VISIT IN ONE WEEK AND THE FIRST VISIT IN THE NEXT WEEK. | N | Y | BUTCH'S HIDEAWAY | 2649 MAR LISA COVE ROAD |  | LAKE WALES | FL | 33853 |  | 8636961106 |  | DONNA H BUTLER | PHILLIP BUTLER & DONNA MADDEN BUTLER | 2651 MAR LISA COVE ROAD |  | LAKE WALES | FL | 33898 |  | 8635283321 |  | INVESTOR | 25 | 28800 | 17 | 2019-07-31 | 2020-08-11 | NC01 | 50
6 | POLK | SWPO | leya@realpro.com | 3532409 | NONCOMMUNITY | CHLORINATION; AERATION FOR REMOVAL OF ANY SECONDARY CONTAMINANT, SULFIDE, OR ANY UNREGULATED CONTAMINANT; CORROSION CONTROL INHIBITOR ADDITION; HYPOCHLORINATION; IRON OR MANGANESE SEQUESTRATION; OR ULTRAVIOLET RADIATION. THE LEAD/CHIEF OPERATOR MUST BE CLASS D OR HIGHER. 50,000 GPD UP TO 0.25 MGD-STAFFING BY CLASS D OR HIGHER OPERATOR: 3 VISITS/WEEK ON NONCONSECUTIVE DAYS FOR A TOTAL OF 0.3 HOUR/WEEK. LESS THAN 50,000 GPD-STAFFING BY A CLASS D OR HIGHER OPERATOR: 2 VISITS/WEEK ON NONCONSECUTIVE DAYS FOR A TOTAL OF 0.2 HOUR/WEEK. THERE SHALL BE NO MORE THAN 5 DAYS BETWEEN THE LAST VISIT IN ONE WEEK AND THE FIRST VISIT IN THE NEXT WEEK. | N | Y | MARION LAKE RV PARK | 1090 SHADY COVE ROAD EAST |  | HAINES CITY | FL | 33844 |  | 8632439411 |  | KARIE BEVERLY | ANNATTNA & SHARI LASKOWSKI | 506 PUERTA LOVET |  | ALTAMONTE SPRINGS | FL | 32701 |  | 4074739769 |  | INVESTOR | 64 | 115200 | 11 | 2020-07-27 | 2021-04-15 | NC01 | 50
6 | POLK | SWPO | office@theharborwaterfrontresort.com | 3532488 | NONCOMMUNITY | CHLORINATION; AERATION FOR REMOVAL OF ANY SECONDARY CONTAMINANT, SULFIDE, OR ANY UNREGULATED CONTAMINANT; CORROSION CONTROL INHIBITOR ADDITION; HYPOCHLORINATION; IRON OR MANGANESE SEQUESTRATION; OR ULTRAVIOLET RADIATION. THE LEAD/CHIEF OPERATOR MUST BE CLASS D OR HIGHER. 50,000 GPD UP TO 0.25 MGD-STAFFING BY CLASS D OR HIGHER OPERATOR: 3 VISITS/WEEK ON NONCONSECUTIVE DAYS FOR A TOTAL OF 0.3 HOUR/WEEK. LESS THAN 50,000 GPD-STAFFING BY A CLASS D OR HIGHER OPERATOR: 2 VISITS/WEEK ON NONCONSECUTIVE DAYS FOR A TOTAL OF 0.2 HOUR/WEEK. THERE SHALL BE NO MORE THAN 5 DAYS BETWEEN THE LAST VISIT IN ONE WEEK AND THE FIRST VISIT IN THE NEXT WEEK. | N | Y | TIOTIE BEACH ESTATES | 10764 W. BEACH PARKWAY |  | LAKE WALES | FL | 33853 |  | 8636961194 |  |  | COASTAL INCOME PROPERTIES - THE HARBOR, LLC | 2840 WEST BAY DRIVE #174 |  | BELLEAIR BLUFFS | FL | 33770 |  | 8636861194 |  | INVESTOR | 60 | 43200 | 24 | 2012-12-06 | 2021-06-15 | NC01 | 50
6 | POLK | SWPO |  | 3532508 | NONCOMMUNITY | CHLORINATION; AERATION FOR REMOVAL OF ANY SECONDARY CONTAMINANT, SULFIDE, OR ANY UNREGULATED CONTAMINANT; CORROSION CONTROL INHIBITOR ADDITION; HYPOCHLORINATION; IRON OR MANGANESE SEQUESTRATION; OR ULTRAVIOLET RADIATION. THE LEAD/CHIEF OPERATOR MUST BE CLASS D OR HIGHER. 50,000 GPD UP TO 0.25 MGD-STAFFING BY CLASS D OR HIGHER OPERATOR: 3 VISITS/WEEK ON NONCONSECUTIVE DAYS FOR A TOTAL OF 0.3 HOUR/WEEK. LESS THAN 50,000 GPD-STAFFING BY A CLASS D OR HIGHER OPERATOR: 2 VISITS/WEEK ON NONCONSECUTIVE DAYS FOR A TOTAL OF 0.2 HOUR/WEEK. THERE SHALL BE NO MORE THAN 5 DAYS BETWEEN THE LAST VISIT IN ONE WEEK AND THE FIRST VISIT IN THE NEXT WEEK. | N | Y | BUDS RV PARK & MARINA | 1700 TIGER LAKE ROAD |  | LAKE WALES | FL | 33853 |  | 8636962274 |  | R CRAIG HILL | R CRAIG HILL | 1700 TIGER LAKE ROAD |  | LAKE WALES | FL | 33898 |  | 8636962274 |  | INVESTOR | 80 | 21600 | 30 | 2019-05-29 | 2021-08-31 | NC01 | 50
6 | POLK | SWPO | stevenwhidden@polk-county.net | 3532510 | NONCOMMUNITY | CHLORINATION; AERATION FOR REMOVAL OF ANY SECONDARY CONTAMINANT, SULFIDE, OR ANY UNREGULATED CONTAMINANT; CORROSION CONTROL INHIBITOR ADDITION; HYPOCHLORINATION; IRON OR MANGANESE SEQUESTRATION; OR ULTRAVIOLET RADIATION. THE LEAD/CHIEF OPERATOR MUST BE CLASS D OR HIGHER. 50,000 GPD UP TO 0.25 MGD-STAFFING BY CLASS D OR HIGHER OPERATOR: 3 VISITS/WEEK ON NONCONSECUTIVE DAYS FOR A TOTAL OF 0.3 HOUR/WEEK. LESS THAN 50,000 GPD-STAFFING BY A CLASS D OR HIGHER OPERATOR: 2 VISITS/WEEK ON NONCONSECUTIVE DAYS FOR A TOTAL OF 0.2 HOUR/WEEK. THERE SHALL BE NO MORE THAN 5 DAYS BETWEEN THE LAST VISIT IN ONE WEEK AND THE FIRST VISIT IN THE NEXT WEEK. | N | Y | LAKE ROSALIE PARK | 2925 LAKE ROSALIE ROAD |  | LAKE WALES | FL | 33853 |  | 8635346039 |  | TAMARA RICHARDSON, P.E., UTILITIES DIRECTOR | TAMARA RICHARDSON, P.E., UTILITIES DIRECTOR | 1011 JIM KEENE BOULEVARD |  | WINTER HAVEN | FL | 33880 |  | 8632984235 |  | COUNTY | 25 | 36000 | 50 | 2020-01-21 | 2021-09-22 | NC01 | 50
6 | POLK | SWPO | lightseybeef@yahoo.com | 3532513 | NONCOMMUNITY | CHLORINATION; AERATION FOR REMOVAL OF ANY SECONDARY CONTAMINANT, SULFIDE, OR ANY UNREGULATED CONTAMINANT; CORROSION CONTROL INHIBITOR ADDITION; HYPOCHLORINATION; IRON OR MANGANESE SEQUESTRATION; OR ULTRAVIOLET RADIATION. THE LEAD/CHIEF OPERATOR MUST BE CLASS D OR HIGHER. 50,000 GPD UP TO 0.25 MGD-STAFFING BY CLASS D OR HIGHER OPERATOR: 3 VISITS/WEEK ON NONCONSECUTIVE DAYS FOR A TOTAL OF 0.3 HOUR/WEEK. LESS THAN 50,000 GPD-STAFFING BY A CLASS D OR HIGHER OPERATOR: 2 VISITS/WEEK ON NONCONSECUTIVE DAYS FOR A TOTAL OF 0.2 HOUR/WEEK. THERE SHALL BE NO MORE THAN 5 DAYS BETWEEN THE LAST VISIT IN ONE WEEK AND THE FIRST VISIT IN THE NEXT WEEK. | N | Y | CAMP TIGER | 1731 SAM KEEN ROAD |  | LAKE WALES | FL | 33853 |  | 8636922257 |  | MARCIA LIGHTSEY | LIGHTSEY CATTLE COMPANY | 1401 SAM KEEN RD |  | LAKE WALES | FL | 33898 |  | 8636922257 |  | INVESTOR | 80 | 34560 | 44 | 2009-03-30 | 2021-06-07 | NC01 | 50
6 | POLK | SWPO | contact@bedrock-communities.com | 3532582 | COMMUNITY | CHLORINATION; AERATION FOR REMOVAL OF ANY SECONDARY CONTAMINANT, SULFIDE, OR ANY UNREGULATED CONTAMINANT; CORROSION CONTROL INHIBITOR ADDITION; HYPOCHLORINATION; IRON OR MANGANESE SEQUESTRATION; OR ULTRAVIOLET RADIATION. THE LEAD/CHIEF OPERATOR MUST BE CLASS D OR HIGHER. 50,000 GPD UP TO 0.25 MGD-STAFFING BY CLASS D OR HIGHER OPERATOR: 3 VISITS/WEEK ON NONCONSECUTIVE DAYS FOR A TOTAL OF 0.3 HOUR/WEEK. LESS THAN 50,000 GPD-STAFFING BY A CLASS D OR HIGHER OPERATOR: 2 VISITS/WEEK ON NONCONSECUTIVE DAYS FOR A TOTAL OF 0.2 HOUR/WEEK. THERE SHALL BE NO MORE THAN 5 DAYS BETWEEN THE LAST VISIT IN ONE WEEK AND THE FIRST VISIT IN THE NEXT WEEK. | N | Y | BEDROCK EMERALD LAKE LLC | 200 JEREMY DRIVE |  | DAVENPORT | FL | 33837 |  | 8634245260 |  | JERILYN CRUZ | BEDROCK EMERALD LAKE, LLC | 650 5TH AVENUE, SUITE 650 |  | NEW YORK | NY | 10019 |  | 8134407650 |  | INVESTOR | 250 | 216000 | 110 | 2010-11-17 | 2021-11-30 | DC051 | 100
6 | POLK | SWPO | redkeys76@aol.com | 3534916 | NONTRANSIENT NONCOMMUNITY | CHLORINATION; AERATION FOR REMOVAL OF ANY SECONDARY CONTAMINANT, SULFIDE, OR ANY UNREGULATED CONTAMINANT; CORROSION CONTROL INHIBITOR ADDITION; HYPOCHLORINATION; IRON OR MANGANESE SEQUESTRATION; OR ULTRAVIOLET RADIATION. THE LEAD/CHIEF OPERATOR MUST BE CLASS D OR HIGHER. 50,000 GPD UP TO 0.25 MGD-STAFFING BY CLASS D OR HIGHER OPERATOR: 3 VISITS/WEEK ON NONCONSECUTIVE DAYS FOR A TOTAL OF 0.3 HOUR/WEEK. LESS THAN 50,000 GPD-STAFFING BY A CLASS D OR HIGHER OPERATOR: 2 VISITS/WEEK ON NONCONSECUTIVE DAYS FOR A TOTAL OF 0.2 HOUR/WEEK. THERE SHALL BE NO MORE THAN 5 DAYS BETWEEN THE LAST VISIT IN ONE WEEK AND THE FIRST VISIT IN THE NEXT WEEK. | N | Y | MIDWAY RV AND TRAILER PARK | 5100 EAST JOHNSON AVENUE |  | HAINES CITY | FL | 33844 |  | 8634224872 |  | TIFFANY WOOD | JIM MYERS | 801 WEST BAY DR., SUITE 302 |  | LARGO | FL | 33770 |  | 7273165337 |  | INVESTOR | 242 | 28800 | 90 | 2013-05-13 | 2020-03-12 | NTNC | 100
6 | POLK | SWPO |  | 3535028 | OTHER PUBLIC WATER SYSTEM | NO TREATMENT--CONSECUTIVE SYSTEMS ONLY | N | Y | DIAMOND ACRES S/D NORTH | 709 DIAMOND ACRES RD |  | DAVENPORT | FL | 33837 |  | 8664221292 |  | CHARLES DUDNEY | CHARLES DUDLEY | 1410 US ¦7-92 N |  | DAVENPORT | FL | 33831 |  | 8634221292 |  | INVESTOR | 15 | 28800 | 9 | 2004-08-10 | 2004-08-03 | NAF | 0
6 | POLK | SWPO |  | 3535052 | OTHER PUBLIC WATER SYSTEM | NO TREATMENT--CONSECUTIVE SYSTEMS ONLY | N | Y | NATURES EDGE RESORT | 4601 CANAL RD |  | LAKE WALES | FL | 33838 |  | 8134391537 |  | KERMIT R HORNE | NATURES EDGE RESORT | 4600 CANAL ROAD |  | LAKE WALES | FL | 33853 |  | 8134391537 |  | INVESTOR | 15 | 115200 | 1 | 2089-01-19 | 2088-01-07 | NAF | 0
6 | POLK | SWPO |  | 3535112 | NONCOMMUNITY | CHLORINATION; AERATION FOR REMOVAL OF ANY SECONDARY CONTAMINANT, SULFIDE, OR ANY UNREGULATED CONTAMINANT; CORROSION CONTROL INHIBITOR ADDITION; HYPOCHLORINATION; IRON OR MANGANESE SEQUESTRATION; OR ULTRAVIOLET RADIATION. THE LEAD/CHIEF OPERATOR MUST BE CLASS D OR HIGHER. 50,000 GPD UP TO 0.25 MGD-STAFFING BY CLASS D OR HIGHER OPERATOR: 3 VISITS/WEEK ON NONCONSECUTIVE DAYS FOR A TOTAL OF 0.3 HOUR/WEEK. LESS THAN 50,000 GPD-STAFFING BY A CLASS D OR HIGHER OPERATOR: 2 VISITS/WEEK ON NONCONSECUTIVE DAYS FOR A TOTAL OF 0.2 HOUR/WEEK. THERE SHALL BE NO MORE THAN 5 DAYS BETWEEN THE LAST VISIT IN ONE WEEK AND THE FIRST VISIT IN THE NEXT WEEK. | N | Y | JIMMY'S TRUCK STOP | 14907 HIGHWAY 60 EAST |  | LAKE WALES | FL | 33853 |  | 8636929125 |  | RAJ PATEL | NEEL PATEL | 14907 HIGHWAY 60 EAST |  | LAKE WALES | FL | 33853 |  | 8636929125 |  | INVESTOR | 250 | 28800 | 1 | 2021-06-07 | 2021-06-04 | NC01 | 50
6 | POLK | SWPO |  | 3535113 | OTHER PUBLIC WATER SYSTEM | CHLORINATION; AERATION FOR REMOVAL OF ANY SECONDARY CONTAMINANT, SULFIDE, OR ANY UNREGULATED CONTAMINANT; CORROSION CONTROL INHIBITOR ADDITION; HYPOCHLORINATION; IRON OR MANGANESE SEQUESTRATION; OR ULTRAVIOLET RADIATION. THE LEAD/CHIEF OPERATOR MUST BE CLASS D OR HIGHER. 50,000 GPD UP TO 0.25 MGD-STAFFING BY CLASS D OR HIGHER OPERATOR: 3 VISITS/WEEK ON NONCONSECUTIVE DAYS FOR A TOTAL OF 0.3 HOUR/WEEK. LESS THAN 50,000 GPD-STAFFING BY A CLASS D OR HIGHER OPERATOR: 2 VISITS/WEEK ON NONCONSECUTIVE DAYS FOR A TOTAL OF 0.2 HOUR/WEEK. THERE SHALL BE NO MORE THAN 5 DAYS BETWEEN THE LAST VISIT IN ONE WEEK AND THE FIRST VISIT IN THE NEXT WEEK. | N | Y | LAKE KISSIMMEE STATE PARK | 14248 CAMP MACK ROAD |  | LAKE WALES | FL | 33853 |  | 8636961112 |  | TONNY MORREL | DEPT. OF NATURAL RESOURCES | 14248 CAMP MACK ROAD |  | LAKE WALES | FL | 33853 |  | 8636961112 |  | STATE | 1 | 36000 | 2 | 24-FEB-00 |  | NAF | 0
6 | POLK | SWPO |  | 3535114 | OTHER PUBLIC WATER SYSTEM | CHLORINATION; AERATION FOR REMOVAL OF ANY SECONDARY CONTAMINANT, SULFIDE, OR ANY UNREGULATED CONTAMINANT; CORROSION CONTROL INHIBITOR ADDITION; HYPOCHLORINATION; IRON OR MANGANESE SEQUESTRATION; OR ULTRAVIOLET RADIATION. THE LEAD/CHIEF OPERATOR MUST BE CLASS D OR HIGHER. 50,000 GPD UP TO 0.25 MGD-STAFFING BY CLASS D OR HIGHER OPERATOR: 3 VISITS/WEEK ON NONCONSECUTIVE DAYS FOR A TOTAL OF 0.3 HOUR/WEEK. LESS THAN 50,000 GPD-STAFFING BY A CLASS D OR HIGHER OPERATOR: 2 VISITS/WEEK ON NONCONSECUTIVE DAYS FOR A TOTAL OF 0.2 HOUR/WEEK. THERE SHALL BE NO MORE THAN 5 DAYS BETWEEN THE LAST VISIT IN ONE WEEK AND THE FIRST VISIT IN THE NEXT WEEK. | N | Y | LAKE KISSIMMEE STATE PARK | 14248 CAMP MACK ROAD |  | LAKE WALES | FL | 33853 |  | 8636961112 |  | TONNY MORREL | DEPT. OF NATURAL REOURCES | 14248 CAMP MACK ROAD |  | LAKE WALES | FL | 33853 |  | 8636961112 |  | STATE | 1 | 52000 | 7 | 24-FEB-00 |  | NAF | 0
6 | POLK | SWPO |  | 3535116 | COMMUNITY | CHLORINATION; AERATION FOR REMOVAL OF ANY SECONDARY CONTAMINANT, SULFIDE, OR ANY UNREGULATED CONTAMINANT; CORROSION CONTROL INHIBITOR ADDITION; HYPOCHLORINATION; IRON OR MANGANESE SEQUESTRATION; OR ULTRAVIOLET RADIATION. THE LEAD/CHIEF OPERATOR MUST BE CLASS D OR HIGHER. 50,000 GPD UP TO 0.25 MGD-STAFFING BY CLASS D OR HIGHER OPERATOR: 3 VISITS/WEEK ON NONCONSECUTIVE DAYS FOR A TOTAL OF 0.3 HOUR/WEEK. LESS THAN 50,000 GPD-STAFFING BY A CLASS D OR HIGHER OPERATOR: 2 VISITS/WEEK ON NONCONSECUTIVE DAYS FOR A TOTAL OF 0.2 HOUR/WEEK. THERE SHALL BE NO MORE THAN 5 DAYS BETWEEN THE LAST VISIT IN ONE WEEK AND THE FIRST VISIT IN THE NEXT WEEK. | N | Y | LAKE KISSIMMEE MOBILE HOME PK | 68 CAMP LESTER ROAD |  | LAKE WALES | FL | 33853 |  | 8636961959 |  | SHIRLEY WISEMAN | SHIRLEY WISEMAN | 1807 SAINT IVES CIR |  | LEXINGTON | KY | 40502 |  | 8593516764 |  | INVESTOR | 35 | 49000 | 70 | 2013-09-20 | 2021-06-21 | DC06 | 100
6 | POLK | SWPO |  | 3535117 | OTHER PUBLIC WATER SYSTEM | NO TREATMENT--CONSECUTIVE SYSTEMS ONLY | N | Y | GOAA-PBSJ, LONDON CRK MITIGATI | #0 MARIGOLD AVENUE |  | POINCIANA | FL | 33801 |  |  |  | JOEL THOMPSON | GOAA-PBSJ LONDON CRK MITIGATIO | 1560 ORANGE AVENUE |  | ORLANDO | FL | 32789 |  | 4079736461 |  | OTHER | 4 | 36000 | 1 | 2099-11-12 |  | NAF | 0
3 | SEMINOLE | CD | DAMMERMAN@ALTAMONTE.ORG | 3590026 | COMMUNITY | AERATION FOR REMOVAL OF ANY PRIMARY CONTAMINANT; ALKALINITY/PH ADJUSTMENT; CHLORAMIN ATION; CHLORINE DIOXIDE FOR OXIDATION OR DISINFECTION; FLUORIDATION; ION EXCHANGE FOR REMOVAL OF ANY SECONDARY CONTAMINANT, SULFIDE, OR ANY UNREGULATED CONTAMINANT; OR OZONATION. THE LEAD/CHIEF OPERATOR MUST BE CLASS C OR HIGHER. 5.0 MGD UP TO 10 MGD-STAFFING BY CLASS C OR HIGHER OPERATOR: 6 HOURS/DAY FOR 5 DAYS/WEEK AND ONE VISIT ON EACH WEEKEND DAY. 3.0 MGD UP TO 5.0 MGD-STAFFING BY CLASS C OR HIGHER OPERATOR: 3 HOURS/DAY FOR 5 DAYS/WEEK AND ONE VISIT ON EACH WEEKEND DAY. 1.0 MGD UP TO 3.0 MGD-STAFFING BY CLASS C OR HIGHER OPERATOR: 1 HOUR/DAY FOR 5 DAYS/WEEK AND ONE VISIT ON EACH WEEKEND DAY. 0.1 MGD UP TO 1.0 MGD-STAFFING BY CLASS C OR HIGHER OPERATOR: 5 VISITS/WEEK AND ONE VISIT EACH WEEKEND FOR A TOTAL OF 1.2 HOURS/WEEK. | N | Y | ALTAMONTE SPRINGS WATER DEPT (2 WPS) | 225 NEWBURYPORT AVE |  | ALTAMONTE SPRINGS | FL | 32701 |  | 4078692568 |  | DAVID AMMERMAN | THOMAS ZEDIKER | 950 KELLER ROAD |  | ALTAMONTE SPRINGS | FL | 32714 |  | 4075718674 |  | MUNICIPALITY | 55576 | 17976000 | 11555 | 2011-08-15 | 2020-03-13 | DC01 | 6000
3 | SEMINOLE | CD | jrader@seminolecountyfl.gov | 3590039 | COMMUNITY | NO TREATMENT--CONSECUTIVE SYSTEMS ONLY | N | Y | APPLE VALLEY (CONSEC) | 1095 WEST HILLCREST |  | ALTAMONTE SPRINGS | FL | 32714 |  | 4076652767 |  | Greg Walton | Jerod Rader | 3304 Dike Road |  | Winter Park | FL | 32792 |  | 4076652760 |  | COUNTY | 3269 | 0 | 1195 | 2098-07-09 | 2019-04-18 | PC02 | 100
3 | SEMINOLE | CD | see related parties | 3590069 | COMMUNITY | CHLORINATION; AERATION FOR REMOVAL OF ANY SECONDARY CONTAMINANT, SULFIDE, OR ANY UNREGULATED CONTAMINANT; CORROSION CONTROL INHIBITOR ADDITION; HYPOCHLORINATION; IRON OR MANGANESE SEQUESTRATION; OR ULTRAVIOLET RADIATION. THE LEAD/CHIEF OPERATOR MUST BE CLASS C OR HIGHER. 5.0 MGD AND ABOVE-STAFFING BY CLASS C OR HIGHER OPERATOR: 6 HOURS/DAY FOR 5 DAYS/WEEK AND ONE VISIT ON EACH WEEKEND DAY. 3.0 MGD UP TO 5.0 MGD-STAFFING BY CLASS C OR HIGHER OPERATOR: 1 HOUR/DAY FOR 5 DAYS/WEEK AND ONE VISIT ON EACH WEEKEND DAY. 0.25 MGD UP TO 3.0 MGD-STAFFING BY CLASS C OR HIGHER OPERATOR: 5 VISITS/WEEK AND ONE VISIT EACH WEEKEND FOR A TOTAL OF 0.6 HOUR/WEEK. | N | Y | BEAR LAKE MANOR | LAKE ASHER CIR |  | APOPKA | FL | 32703 |  | 4078691919 |  | BRYAN GONGRE | GARY RUDKIN | 200 WEATHERSFIELD AVE. |  | ALTAMONTE SPRINGS | FL | 32714 |  | 4077745078 |  | INVESTOR | 777 | 288000 | 222 | 2003-05-05 | 2020-02-06 | DC05 | 500
3 | SEMINOLE | CD | EWILLIAMS02@SEMINOLECOUNTYFL.GOV | 3590111 | COMMUNITY | NO TREATMENT--CONSECUTIVE SYSTEMS ONLY | N | Y | DRUID HILLS (CONSEC.) | 192 FLAME AVE |  | ALTAMONTE SPRINGS | FL | 32701 |  | 4076652767 |  | Greg Walton | ELISA MATARLO WILLIAMS | 192 FLAME AVE. |  | MAITLAND | FL | 32751 |  | 4076652759 |  | COUNTY | 821 | 0 | 246 | 2020-01-17 | 2022-01-13 | PC02 | 100
3 | SEMINOLE | CD | tlamoureux@casselberry.org | 3590159 | COMMUNITY | CHLORINATION; AERATION FOR REMOVAL OF ANY SECONDARY CONTAMINANT, SULFIDE, OR ANY UNREGULATED CONTAMINANT; CORROSION CONTROL INHIBITOR ADDITION; HYPOCHLORINATION; IRON OR MANGANESE SEQUESTRATION; OR ULTRAVIOLET RADIATION. THE LEAD/CHIEF OPERATOR MUST BE CLASS C OR HIGHER. 5.0 MGD AND ABOVE-STAFFING BY CLASS C OR HIGHER OPERATOR: 6 HOURS/DAY FOR 5 DAYS/WEEK AND ONE VISIT ON EACH WEEKEND DAY. 3.0 MGD UP TO 5.0 MGD-STAFFING BY CLASS C OR HIGHER OPERATOR: 1 HOUR/DAY FOR 5 DAYS/WEEK AND ONE VISIT ON EACH WEEKEND DAY. 0.25 MGD UP TO 3.0 MGD-STAFFING BY CLASS C OR HIGHER OPERATOR: 5 VISITS/WEEK AND ONE VISIT EACH WEEKEND FOR A TOTAL OF 0.6 HOUR/WEEK. | N | Y | CASSELBERRY, CITY OF (3 WPS) | 530 BRIDLE/1890 CASSELTON /720 SR436 |  | CASSELBERRY | FL | 32707 |  | 4076965198 |  | TARA LAMOUREUX | MARK D. GISCLAR | 95 TRIPLET LAKE DR |  | CASSELBERRY | FL | 32707 |  | 4072627725 | 1234 | MUNICIPALITY | 54747 | 14234000 | 15642 | 2014-09-23 | 2020-09-02 | DC01 | 6000
3 | SEMINOLE | CD | Scain@GOVMSERV.COM | 3590186 | COMMUNITY | AERATION FOR REMOVAL OF ANY PRIMARY CONTAMINANT; ALKALINITY/PH ADJUSTMENT; CHLORAMIN ATION; CHLORINE DIOXIDE FOR OXIDATION OR DISINFECTION; FLUORIDATION; ION EXCHANGE FOR REMOVAL OF ANY SECONDARY CONTAMINANT, SULFIDE, OR ANY UNREGULATED CONTAMINANT; OR OZONATION. THE LEAD/CHIEF OPERATOR MUST BE CLASS C OR HIGHER. 5.0 MGD UP TO 10 MGD-STAFFING BY CLASS C OR HIGHER OPERATOR: 6 HOURS/DAY FOR 5 DAYS/WEEK AND ONE VISIT ON EACH WEEKEND DAY. 3.0 MGD UP TO 5.0 MGD-STAFFING BY CLASS C OR HIGHER OPERATOR: 3 HOURS/DAY FOR 5 DAYS/WEEK AND ONE VISIT ON EACH WEEKEND DAY. 1.0 MGD UP TO 3.0 MGD-STAFFING BY CLASS C OR HIGHER OPERATOR: 1 HOUR/DAY FOR 5 DAYS/WEEK AND ONE VISIT ON EACH WEEKEND DAY. 0.1 MGD UP TO 1.0 MGD-STAFFING BY CLASS C OR HIGHER OPERATOR: 5 VISITS/WEEK AND ONE VISIT EACH WEEKEND FOR A TOTAL OF 1.2 HOURS/WEEK. | N | Y | CHULUOTA WATER SYSTEM | 115 E 10TH STREET |  | CHULUOTA | FL | 32766 |  | 4076296900 |  | WILL FONTAINE | SAM CAIN | 280 WEKIVA SPRINGS ROAD | SUITE 2070 | LONGWOOD | FL | 32779 |  | 4076296900 |  | INVESTOR/LICENSED PUBLIC UTILITIES | 3863 | 1080000 | 1410 | 2017-07-05 | 2020-02-13 | DC03 | 2000
3 | SEMINOLE | CD | SRANKIN@LAKEMARYFL.COM | 3590201 | COMMUNITY | CHLORINATION; AERATION FOR REMOVAL OF ANY SECONDARY CONTAMINANT, SULFIDE, OR ANY UNREGULATED CONTAMINANT; CORROSION CONTROL INHIBITOR ADDITION; HYPOCHLORINATION; IRON OR MANGANESE SEQUESTRATION; OR ULTRAVIOLET RADIATION. THE LEAD/CHIEF OPERATOR MUST BE CLASS C OR HIGHER. 5.0 MGD AND ABOVE-STAFFING BY CLASS C OR HIGHER OPERATOR: 6 HOURS/DAY FOR 5 DAYS/WEEK AND ONE VISIT ON EACH WEEKEND DAY. 3.0 MGD UP TO 5.0 MGD-STAFFING BY CLASS C OR HIGHER OPERATOR: 1 HOUR/DAY FOR 5 DAYS/WEEK AND ONE VISIT ON EACH WEEKEND DAY. 0.25 MGD UP TO 3.0 MGD-STAFFING BY CLASS C OR HIGHER OPERATOR: 5 VISITS/WEEK AND ONE VISIT EACH WEEKEND FOR A TOTAL OF 0.6 HOUR/WEEK. | N | Y | LAKE MARY, CITY OF | 235 RINEHART RD |  | LAKE MARY | FL | 32795 |  | 4075851342 |  |  | BRUCE PASTER | PO BOX 958445 |  | LAKE MARY | FL | 32795 | 8445 | 4075851452 |  | MUNICIPALITY | 17633 | 11600000 | 6053 | 2006-10-31 | 2019-07-02 | DC01 | 6000
3 | SEMINOLE | CD | vhockenberry@ci.longwood.fl.us | 3590202 | COMMUNITY | AERATION FOR REMOVAL OF ANY PRIMARY CONTAMINANT; ALKALINITY/PH ADJUSTMENT; CHLORAMIN ATION; CHLORINE DIOXIDE FOR OXIDATION OR DISINFECTION; FLUORIDATION; ION EXCHANGE FOR REMOVAL OF ANY SECONDARY CONTAMINANT, SULFIDE, OR ANY UNREGULATED CONTAMINANT; OR OZONATION. THE LEAD/CHIEF OPERATOR MUST BE CLASS C OR HIGHER. 5.0 MGD UP TO 10 MGD-STAFFING BY CLASS C OR HIGHER OPERATOR: 6 HOURS/DAY FOR 5 DAYS/WEEK AND ONE VISIT ON EACH WEEKEND DAY. 3.0 MGD UP TO 5.0 MGD-STAFFING BY CLASS C OR HIGHER OPERATOR: 3 HOURS/DAY FOR 5 DAYS/WEEK AND ONE VISIT ON EACH WEEKEND DAY. 1.0 MGD UP TO 3.0 MGD-STAFFING BY CLASS C OR HIGHER OPERATOR: 1 HOUR/DAY FOR 5 DAYS/WEEK AND ONE VISIT ON EACH WEEKEND DAY. 0.1 MGD UP TO 1.0 MGD-STAFFING BY CLASS C OR HIGHER OPERATOR: 5 VISITS/WEEK AND ONE VISIT EACH WEEKEND FOR A TOTAL OF 1.2 HOURS/WEEK. | N | Y | LONGWOOD, CITY OF (2 WPS) | 175 E WARREN AVE |  | LONGWOOD | FL | 32750 |  | 4078316175 |  | SHAD SMITH | SHAD SMITH | 175 W. WARREN AVE |  | LONGWOOD | FL | 32750 |  |  |  | MUNICIPALITY | 23237 | 7056000 | 6639 | 2014-07-31 | 2021-04-23 | DC02 | 4000
3 | SEMINOLE | CD | marcousw@sanfordfl.gov | 3590205 | COMMUNITY | AERATION FOR REMOVAL OF ANY PRIMARY CONTAMINANT; ALKALINITY/PH ADJUSTMENT; CHLORAMIN ATION; CHLORINE DIOXIDE FOR OXIDATION OR DISINFECTION; FLUORIDATION; ION EXCHANGE FOR REMOVAL OF ANY SECONDARY CONTAMINANT, SULFIDE, OR ANY UNREGULATED CONTAMINANT; OR OZONATION 10 MGD AND ABOVE. STAFFING BY CLASS C OR HIGHER OPERATOR: 16 HOURS/DAY FOR 7 DAYS/WEEK. THE LEAD/CHIEF OPERATOR MUST BE CLASS B OR HIGHER. | N | Y | SANFORD, CITY OF (2 WPS) | 3701 COUNTRY CLUB RD & 3100 ORLANDO DR |  | SANFORD | FL | 32772 | 1788 | 4076885119 |  | MACK MCKINLEY | RICHIE CASELLA | P O BOX 1788 |  | SANFORD | FL | 32772 | 1788 |  |  | MUNICIPALITY | 70576 | 14688000 | 18633 | 2017-02-21 | 2019-07-02 | DC01 | 6000
3 | SEMINOLE | CD | PAMALA55@GMAIL.COM | 3590338 | COMMUNITY | CHLORINATION; AERATION FOR REMOVAL OF ANY SECONDARY CONTAMINANT, SULFIDE, OR ANY UNREGULATED CONTAMINANT; CORROSION CONTROL INHIBITOR ADDITION; HYPOCHLORINATION; IRON OR MANGANESE SEQUESTRATION; OR ULTRAVIOLET RADIATION. THE LEAD/CHIEF OPERATOR MUST BE CLASS D OR HIGHER. 50,000 GPD UP TO 0.25 MGD-STAFFING BY CLASS D OR HIGHER OPERATOR: 3 VISITS/WEEK ON NONCONSECUTIVE DAYS FOR A TOTAL OF 0.3 HOUR/WEEK. LESS THAN 50,000 GPD-STAFFING BY A CLASS D OR HIGHER OPERATOR: 2 VISITS/WEEK ON NONCONSECUTIVE DAYS FOR A TOTAL OF 0.2 HOUR/WEEK. THERE SHALL BE NO MORE THAN 5 DAYS BETWEEN THE LAST VISIT IN ONE WEEK AND THE FIRST VISIT IN THE NEXT WEEK. | N | Y | ELDER SPRINGS MOBILE HOME PARK | 3900 WHITE PEBBLE CT |  | SANFORD | FL | 32703 |  | 4078691642 |  | PAUL AND PAMALA VANDESTREEK | PAUL AND PAMALA VANDESTREEK | 1757 E. HWY 316 |  | CITRA | FL | 32113 |  | 4077607130 |  | INVESTOR | 62 | 13972 | 23 | 2018-07-27 | 2021-08-18 | DC06 | 100
3 | SEMINOLE | CD |  | 3590443 | NONTRANSIENT NONCOMMUNITY | CHLORINATION; AERATION FOR REMOVAL OF ANY SECONDARY CONTAMINANT, SULFIDE, OR ANY UNREGULATED CONTAMINANT; CORROSION CONTROL INHIBITOR ADDITION; HYPOCHLORINATION; IRON OR MANGANESE SEQUESTRATION; OR ULTRAVIOLET RADIATION. THE LEAD/CHIEF OPERATOR MUST BE CLASS C OR HIGHER. 5.0 MGD AND ABOVE-STAFFING BY CLASS C OR HIGHER OPERATOR: 6 HOURS/DAY FOR 5 DAYS/WEEK AND ONE VISIT ON EACH WEEKEND DAY. 3.0 MGD UP TO 5.0 MGD-STAFFING BY CLASS C OR HIGHER OPERATOR: 1 HOUR/DAY FOR 5 DAYS/WEEK AND ONE VISIT ON EACH WEEKEND DAY. 0.25 MGD UP TO 3.0 MGD-STAFFING BY CLASS C OR HIGHER OPERATOR: 5 VISITS/WEEK AND ONE VISIT EACH WEEKEND FOR A TOTAL OF 0.6 HOUR/WEEK. | N | Y | GENEVA ELEMENTARY SCHOOL | 275 1ST ST |  | GENEVA | FL | 32732 |  | 4073204950 |  | VIRGINIA BROUILLARD | SHAWN BILLINGSLEY | 820 E. SR 434 |  | WINTER SPRINGS | FL | 32708 |  | 4073207450 |  | MUNICIPALITY | 670 | 432000 | 5 | 2014-03-03 | 2019-07-15 | NTNC | 100
3 | SEMINOLE | CD | EWILLIAMS02@SEMINOLECOUNTYFL.GOV | 3590473 | COMMUNITY | AERATION FOR REMOVAL OF ANY PRIMARY CONTAMINANT; ALKALINITY/PH ADJUSTMENT; CHLORAMIN ATION; CHLORINE DIOXIDE FOR OXIDATION OR DISINFECTION; FLUORIDATION; ION EXCHANGE FOR REMOVAL OF ANY SECONDARY CONTAMINANT, SULFIDE, OR ANY UNREGULATED CONTAMINANT; OR OZONATION. THE LEAD/CHIEF OPERATOR MUST BE CLASS C OR HIGHER. 5.0 MGD UP TO 10 MGD-STAFFING BY CLASS C OR HIGHER OPERATOR: 6 HOURS/DAY FOR 5 DAYS/WEEK AND ONE VISIT ON EACH WEEKEND DAY. 3.0 MGD UP TO 5.0 MGD-STAFFING BY CLASS C OR HIGHER OPERATOR: 3 HOURS/DAY FOR 5 DAYS/WEEK AND ONE VISIT ON EACH WEEKEND DAY. 1.0 MGD UP TO 3.0 MGD-STAFFING BY CLASS C OR HIGHER OPERATOR: 1 HOUR/DAY FOR 5 DAYS/WEEK AND ONE VISIT ON EACH WEEKEND DAY. 0.1 MGD UP TO 1.0 MGD-STAFFING BY CLASS C OR HIGHER OPERATOR: 5 VISITS/WEEK AND ONE VISIT EACH WEEKEND FOR A TOTAL OF 1.2 HOURS/WEEK. | N | Y | SEMINOLE COUNTY NORTHEAST | 505 WEXDON CT./299 SILK BAYPL. |  | LAKE MARY | FL | 32746 |  | 4076652759 |  | Elisa Williams | [9 empty] | COUNTY | 19925 | 3120000 | 5415 | 2013-12-10 | 2019-04-18 | DC03 | 2000
3 | SEMINOLE | CD | jconnolly@govmserv.com | 3590497 | COMMUNITY | CHLORINATION; AERATION FOR REMOVAL OF ANY SECONDARY CONTAMINANT, SULFIDE, OR ANY UNREGULATED CONTAMINANT; CORROSION CONTROL INHIBITOR ADDITION; HYPOCHLORINATION; IRON OR MANGANESE SEQUESTRATION; OR ULTRAVIOLET RADIATION. THE LEAD/CHIEF OPERATOR MUST BE CLASS D OR HIGHER. 50,000 GPD UP TO 0.25 MGD-STAFFING BY CLASS D OR HIGHER OPERATOR: 3 VISITS/WEEK ON NONCONSECUTIVE DAYS FOR A TOTAL OF 0.3 HOUR/WEEK. LESS THAN 50,000 GPD-STAFFING BY A CLASS D OR HIGHER OPERATOR: 2 VISITS/WEEK ON NONCONSECUTIVE DAYS FOR A TOTAL OF 0.2 HOUR/WEEK. THERE SHALL BE NO MORE THAN 5 DAYS BETWEEN THE LAST VISIT IN ONE WEEK AND THE FIRST VISIT IN THE NEXT WEEK. | N | Y | HARMONY HOMES | 196 MAGNOLIA ST |  | ALTAMONTE SPRINGS | FL | 32701 |  | 4076296900 |  | WILLIAM FONTAINE | SAM CAIN | 280 WEKIVA SPRINGS RD | SUITE 2070 | LONGWOOD | FL | 32779 |  | 4076296900 |  | INVESTOR/LICENSED PUBLIC UTILITIES | 158 | 216000 | 61 | 2098-07-09 | 2020-02-06 | DC051 | 100
3 | SEMINOLE | CD | EWilliams02@seminolecountyfl.gov | 3590571 | COMMUNITY | ACTIVATED CARBON PROCESSES; DIATOMACEOUS EARTH FILTRATION; ION EXCHANGE FOR REMOVAL OF ANY PRIMARY CONTAMINANT; ION AND MANGANESE REMOVAL (OXIDATION, DETENTION, AND FILTRATION); OR SLOW SAND FILTRATION 8.0 MGD AND ABOVE. STAFFING BY CLASS C OR HIGHER OPERATOR: 24 HOURS/DAY FOR 7 DAYS/WEEK. THE LEAD/CHIEF OPERATOR MUST BE CLASS A. | N | Y | SEMINOLE COUNTY SOUTHEAST | 3304 DIKE/1900 WILSHIRE/535 LK.HAYES |  | WINTER PK/CASSELBERY | FL | 32792 |  | 4076652759 |  | James Jerry Farina | [9 empty] | COUNTY | 70040 | 19495000 | 18535 | 2014-09-26 | 2021-04-27 | DC01 | 6000
3 | SEMINOLE | CD | PCFLYNN@UIWATER.COM | 3590615 | COMMUNITY | CHLORINATION; AERATION FOR REMOVAL OF ANY SECONDARY CONTAMINANT, SULFIDE, OR ANY UNREGULATED CONTAMINANT; CORROSION CONTROL INHIBITOR ADDITION; HYPOCHLORINATION; IRON OR MANGANESE SEQUESTRATION; OR ULTRAVIOLET RADIATION. THE LEAD/CHIEF OPERATOR MUST BE CLASS C OR HIGHER. 5.0 MGD AND ABOVE-STAFFING BY CLASS C OR HIGHER OPERATOR: 6 HOURS/DAY FOR 5 DAYS/WEEK AND ONE VISIT ON EACH WEEKEND DAY. 3.0 MGD UP TO 5.0 MGD-STAFFING BY CLASS C OR HIGHER OPERATOR: 1 HOUR/DAY FOR 5 DAYS/WEEK AND ONE VISIT ON EACH WEEKEND DAY. 0.25 MGD UP TO 3.0 MGD-STAFFING BY CLASS C OR HIGHER OPERATOR: 5 VISITS/WEEK AND ONE VISIT EACH WEEKEND FOR A TOTAL OF 0.6 HOUR/WEEK. | N | Y | JANSEN S/D | CNR BEAR LAKE DR. & SOMBRERO AVENUE |  | APOPKA | FL | 32703 |  | 4078691919 |  | BRYAN GONGRE | GARY RUDKIN | 200 WEATHERSFIELD AVE |  | ALTAMONTE SPRINGS | FL | 32714 |  | 4077745078 |  | INVESTOR | 868 | 309600 | 248 | 2003-05-05 | 2020-02-06 | DC05 | 500
3 | SEMINOLE | CD | jrader@seminolecountyfl.gov | 3590685 | COMMUNITY | NO TREATMENT--CONSECUTIVE SYSTEMS ONLY | N | Y | LAKE BRANTLEY (CONSEC) | 3304 DIKE ROAD |  | WINTER PARK | FL | 32792 |  | 4076652767 |  | Greg Walton | ELISA MATARLO WILLIAMS | 3304 DIKE RD. |  | WINTER PARK | FL | 32792 |  | 4076652115 |  | COUNTY | 192 | 0 | 68 | 2098-07-09 | 2022-01-13 | PC01 | 50
3 | SEMINOLE | CD |  | 3590698 | COMMUNITY | CHLORINATION; AERATION FOR REMOVAL OF ANY SECONDARY CONTAMINANT, SULFIDE, OR ANY UNREGULATED CONTAMINANT; CORROSION CONTROL INHIBITOR ADDITION; HYPOCHLORINATION; IRON OR MANGANESE SEQUESTRATION; OR ULTRAVIOLET RADIATION. THE LEAD/CHIEF OPERATOR MUST BE CLASS D OR HIGHER. 50,000 GPD UP TO 0.25 MGD-STAFFING BY CLASS D OR HIGHER OPERATOR: 3 VISITS/WEEK ON NONCONSECUTIVE DAYS FOR A TOTAL OF 0.3 HOUR/WEEK. LESS THAN 50,000 GPD-STAFFING BY A CLASS D OR HIGHER OPERATOR: 2 VISITS/WEEK ON NONCONSECUTIVE DAYS FOR A TOTAL OF 0.2 HOUR/WEEK. THERE SHALL BE NO MORE THAN 5 DAYS BETWEEN THE LAST VISIT IN ONE WEEK AND THE FIRST VISIT IN THE NEXT WEEK. | N | Y | LAKE HARNEY WATER ASSOCIATION | 1499 FL-46 | (ON THE OTHER SIDE OF THE SOD FARM) | GENEVA | FL | 32732 |  | 4073499594 |  | TIM KING | TIM KING | PO BOX 1182 |  | GENEVA | FL | 32732 |  | 4075758659 |  | INVESTOR | 700 | 140000 | 200 | 2016-06-16 | 2019-07-15 | DC05 | 500
3 | SEMINOLE | CD | none10/12/01 | 3590750 | NONCOMMUNITY | CHLORINATION; AERATION FOR REMOVAL OF ANY SECONDARY CONTAMINANT, SULFIDE, OR ANY UNREGULATED CONTAMINANT; CORROSION CONTROL INHIBITOR ADDITION; HYPOCHLORINATION; IRON OR MANGANESE SEQUESTRATION; OR ULTRAVIOLET RADIATION. THE LEAD/CHIEF OPERATOR MUST BE CLASS D OR HIGHER. 50,000 GPD UP TO 0.25 MGD-STAFFING BY CLASS D OR HIGHER OPERATOR: 3 VISITS/WEEK ON NONCONSECUTIVE DAYS FOR A TOTAL OF 0.3 HOUR/WEEK. LESS THAN 50,000 GPD-STAFFING BY A CLASS D OR HIGHER OPERATOR: 2 VISITS/WEEK ON NONCONSECUTIVE DAYS FOR A TOTAL OF 0.2 HOUR/WEEK. THERE SHALL BE NO MORE THAN 5 DAYS BETWEEN THE LAST VISIT IN ONE WEEK AND THE FIRST VISIT IN THE NEXT WEEK. | N | Y | BLACK HAMMOCK RESTAURANT | 2356 BLACK HAMMOCK FISH CAMP RD |  | OVIEDO | FL | 32765 |  | 4073652201 |  | OLIVER RUVELL | JOEL MARTIN | 2356 BLACK HAMMOCK FISH CAMP RD |  | OVIEDO | FL | 32765 |  | 4077545450 |  | INVESTOR | 25 | 10800 | 1 | 2017-08-29 | 2017-08-23 | NC01 | 50
3 | SEMINOLE | CD | see related parties | 3590762 | COMMUNITY | CHLORINATION; AERATION FOR REMOVAL OF ANY SECONDARY CONTAMINANT, SULFIDE, OR ANY UNREGULATED CONTAMINANT; CORROSION CONTROL INHIBITOR ADDITION; HYPOCHLORINATION; IRON OR MANGANESE SEQUESTRATION; OR ULTRAVIOLET RADIATION. THE LEAD/CHIEF OPERATOR MUST BE CLASS D OR HIGHER. 50,000 GPD UP TO 0.25 MGD-STAFFING BY CLASS D OR HIGHER OPERATOR: 3 VISITS/WEEK ON NONCONSECUTIVE DAYS FOR A TOTAL OF 0.3 HOUR/WEEK. LESS THAN 50,000 GPD-STAFFING BY A CLASS D OR HIGHER OPERATOR: 2 VISITS/WEEK ON NONCONSECUTIVE DAYS FOR A TOTAL OF 0.2 HOUR/WEEK. THERE SHALL BE NO MORE THAN 5 DAYS BETWEEN THE LAST VISIT IN ONE WEEK AND THE FIRST VISIT IN THE NEXT WEEK. | N | Y | LITTLE WEKIVA ESTATES | 805 LITTLE WEKIVA DRIVE |  | ALTAMONTE SPRINGS | FL | 32714 |  | 4078691919 |  | BRYAN GONGRE | GARY RUDKIN | 200 WEATHERSFIELD AVE |  | ALTAMONTE SPRINGS | FL | 32714 |  | 4077745078 |  | INVESTOR | 214 | 48000 | 61 | 2003-04-03 | 2020-02-06 | DC06 | 100
3 | SEMINOLE | CD | EWILLIAMS02@SEMINOLECOUNTYFL.GOV | 3590785 | COMMUNITY | CHLORINATION; AERATION FOR REMOVAL OF ANY SECONDARY CONTAMINANT, SULFIDE, OR ANY UNREGULATED CONTAMINANT; CORROSION CONTROL INHIBITOR ADDITION; HYPOCHLORINATION; IRON OR MANGANESE SEQUESTRATION; OR ULTRAVIOLET RADIATION. THE LEAD/CHIEF OPERATOR MUST BE CLASS C OR HIGHER. 5.0 MGD AND ABOVE-STAFFING BY CLASS C OR HIGHER OPERATOR: 6 HOURS/DAY FOR 5 DAYS/WEEK AND ONE VISIT ON EACH WEEKEND DAY. 3.0 MGD UP TO 5.0 MGD-STAFFING BY CLASS C OR HIGHER OPERATOR: 1 HOUR/DAY FOR 5 DAYS/WEEK AND ONE VISIT ON EACH WEEKEND DAY. 0.25 MGD UP TO 3.0 MGD-STAFFING BY CLASS C OR HIGHER OPERATOR: 5 VISITS/WEEK AND ONE VISIT EACH WEEKEND FOR A TOTAL OF 0.6 HOUR/WEEK. | N | Y | SEMINOLE COUNTY SOUTHWEST | 1038 JEROME WAY |  | APOPKA | FL | 32703 |  | 4076652759 |  |  | ELISA MATARLO WILLIAMS | 1038 JEROME WAY |  | APOPKA | FL | 32703 |  | 4076652020 |  | COUNTY | 9622 | 3200000 | 3035 | 2098-08-20 | 2019-04-18 | DC03 | 2000
3 | SEMINOLE | CD | jrader@seminolecountyfl.gov | 3590823 | COMMUNITY | NO TREATMENT--CONSECUTIVE SYSTEMS ONLY | N | Y | MEREDITH MANOR (CONSEC.) | 3304 DIKE ROAD |  | WINTER PARK | FL | 32792 |  | 4076652767 |  | Greg Walton | JEROD RADER | 3304 DIKE RD. |  | WINTER PARK | FL | 32792 |  | 4076652760 |  | COUNTY | 1748 | 828000 | 730 | 2098-07-09 | 2019-04-18 | PC02 | 100
3 | SEMINOLE | CD | MULLETLAKEWATER@YAHOO.COM | 3590865 | COMMUNITY | CHLORINATION; AERATION FOR REMOVAL OF ANY SECONDARY CONTAMINANT, SULFIDE, OR ANY UNREGULATED CONTAMINANT; CORROSION CONTROL INHIBITOR ADDITION; HYPOCHLORINATION; IRON OR MANGANESE SEQUESTRATION; OR ULTRAVIOLET RADIATION. THE LEAD/CHIEF OPERATOR MUST BE CLASS C OR HIGHER. 5.0 MGD AND ABOVE-STAFFING BY CLASS C OR HIGHER OPERATOR: 6 HOURS/DAY FOR 5 DAYS/WEEK AND ONE VISIT ON EACH WEEKEND DAY. 3.0 MGD UP TO 5.0 MGD-STAFFING BY CLASS C OR HIGHER OPERATOR: 1 HOUR/DAY FOR 5 DAYS/WEEK AND ONE VISIT ON EACH WEEKEND DAY. 0.25 MGD UP TO 3.0 MGD-STAFFING BY CLASS C OR HIGHER OPERATOR: 5 VISITS/WEEK AND ONE VISIT EACH WEEKEND FOR A TOTAL OF 0.6 HOUR/WEEK. | N | Y | MULLETT LAKE WATER ASSOCIATION | 1200 COCHRAN ROAD |  | GENEVA | FL | 32732 |  | 4073492358 |  | BO BOWMAN | FRED BOYER | PO BOX 1192 |  | GENEVA | FL | 32732 |  | 4075928700 |  | INVESTOR | 976 | 259000 | 309 | 2019-09-25 | 2019-07-15 | DC05 | 500
3 | SEMINOLE | CD | ALEXANDER.REDERO@VEOLIA.COM | 3590879 | COMMUNITY | ACTIVATED CARBON PROCESSES; DIATOMACEOUS EARTH FILTRATION; ION EXCHANGE FOR REMOVAL OF ANY PRIMARY CONTAMINANT; ION AND MANGANESE REMOVAL (OXIDATION, DETENTION, AND FILTRATION); OR SLOW SAND FILTRATION. LEAD/CHIEF OPERATOR MUST BE CLASS C OR HIGHER. 1.0 MGD UP TO 2.0 MGD-STAFFING BY CLASS C OR HIGHER OPERATOR: 6 HOURS/DAY FOR 5 DAYS/WEEK AND ONE VISIT ON EACH WEEKEND DAY. 0.5 MGD UP TO 1.0 MGD-STAFFING BY CLASS C OR HIGHER OPERATOR: 3 HOURS/DAY FOR 5 DAYS/WEEK AND ONE VISIT ON EACH WEEKEND DAY. 0.25 MGD UP TO 0.5 MGD-STAFFING BY CLASS C OR HIGHER OPERATOR: 1 HOUR/DAY FOR 5 DAYS/WEEK AND ONE VISIT ON EACH WEEKEND DAY. LESS THAN 0.25 MGD-STAFFING BY CLASS C OR HIGHER OPERATOR: 5 VISITS/WEEK AND ONE VISIT EACH WEEKEND FOR A TOTAL OF 1.8 HOURS/WEEK. | N | Y | WINTER SPRINGS, CITY OF (3 WPS) | BAHAMA & SHEOAH ROADS |  | WINTER SPRINGS | FL | 32708 |  | 4073272669 |  | ALEXANDER RODERO | LENA RIVERA | 1126 E. SR 434 |  | WINTER SPRINGS | FL | 32708 |  | 4073275989 |  | MUNICIPALITY | 34657 | 13912000 | 11583 | 2014-07-21 | 2019-09-19 | DC01 | 6000
3 | SEMINOLE | CD | see related parties | 3590912 | COMMUNITY | CHLORINATION; AERATION FOR REMOVAL OF ANY SECONDARY CONTAMINANT, SULFIDE, OR ANY UNREGULATED CONTAMINANT; CORROSION CONTROL INHIBITOR ADDITION; HYPOCHLORINATION; IRON OR MANGANESE SEQUESTRATION; OR ULTRAVIOLET RADIATION. THE LEAD/CHIEF OPERATOR MUST BE CLASS C OR HIGHER. 5.0 MGD AND ABOVE-STAFFING BY CLASS C OR HIGHER OPERATOR: 6 HOURS/DAY FOR 5 DAYS/WEEK AND ONE VISIT ON EACH WEEKEND DAY. 3.0 MGD UP TO 5.0 MGD-STAFFING BY CLASS C OR HIGHER OPERATOR: 1 HOUR/DAY FOR 5 DAYS/WEEK AND ONE VISIT ON EACH WEEKEND DAY. 0.25 MGD UP TO 3.0 MGD-STAFFING BY CLASS C OR HIGHER OPERATOR: 5 VISITS/WEEK AND ONE VISIT EACH WEEKEND FOR A TOTAL OF 0.6 HOUR/WEEK. | N | Y | OAKLAND SHORES | 620 LAKESHORE DR |  | ALTAMONTE SPRINGS | FL | 32714 |  | 4078691919 |  | BRYAN GONGRE | GARY RUDKIN | 200 WEATHERSFIELD AVE |  | ALTAMONTE SPRINGS | FL | 32714 |  | 4077745078 |  | INVESTOR | 788 | 332898 | 225 | 2003-04-03 | 2020-05-22 | DC04 | 1000
3 | SEMINOLE | CD | SMEDEIROS@CITYOFOVIEDO.NET | 3590970 | COMMUNITY | AERATION FOR REMOVAL OF ANY PRIMARY CONTAMINANT; ALKALINITY/PH ADJUSTMENT; CHLORAMIN ATION; CHLORINE DIOXIDE FOR OXIDATION OR DISINFECTION; FLUORIDATION; ION EXCHANGE FOR REMOVAL OF ANY SECONDARY CONTAMINANT, SULFIDE, OR ANY UNREGULATED CONTAMINANT; OR OZONATION 10 MGD AND ABOVE. STAFFING BY CLASS C OR HIGHER OPERATOR: 16 HOURS/DAY FOR 7 DAYS/WEEK. THE LEAD/CHIEF OPERATOR MUST BE CLASS B OR HIGHER. | N | Y | OVIEDO, CITY OF | 707 HWY434 & 1600 ALAFAYA WOOD |  | OVIEDO | FL | 32765 |  | 4079715684 |  | GREGORY MCCUE | CITY OF OVIEDO WATER DEPT | 400 ALEXANDRIA BLVD |  | OVIEDO | FL | 32765 |  | 4079715648 |  | MUNICIPALITY | 46683 | 10000000 | 13338 | 2014-08-15 | 2020-12-17 | DC01 | 6000
3 | SEMINOLE | CD |  | 3590988 | COMMUNITY | CHLORINATION; AERATION FOR REMOVAL OF ANY SECONDARY CONTAMINANT, SULFIDE, OR ANY UNREGULATED CONTAMINANT; CORROSION CONTROL INHIBITOR ADDITION; HYPOCHLORINATION; IRON OR MANGANESE SEQUESTRATION; OR ULTRAVIOLET RADIATION. THE LEAD/CHIEF OPERATOR MUST BE CLASS C OR HIGHER. 5.0 MGD AND ABOVE-STAFFING BY CLASS C OR HIGHER OPERATOR: 6 HOURS/DAY FOR 5 DAYS/WEEK AND ONE VISIT ON EACH WEEKEND DAY. 3.0 MGD UP TO 5.0 MGD-STAFFING BY CLASS C OR HIGHER OPERATOR: 1 HOUR/DAY FOR 5 DAYS/WEEK AND ONE VISIT ON EACH WEEKEND DAY. 0.25 MGD UP TO 3.0 MGD-STAFFING BY CLASS C OR HIGHER OPERATOR: 5 VISITS/WEEK AND ONE VISIT EACH WEEKEND FOR A TOTAL OF 0.6 HOUR/WEEK. | N | Y | PALM VALLEY MOBILE HOME PARK | 3756 CHRISTMAS PALM PL |  | OVIEDO | FL | 32765 |  | 4073660733 |  | GENA PAUGH | GENA PAUGH | 3700 PALM VALLEY CIR |  | OVIEDO | FL | 32765 |  | 4073656651 |  | INVESTOR | 1476 | 900000 | 722 | 2014-05-02 | 2020-06-26 | DC04 | 1000
3 | SEMINOLE | CD |  | 3590993 | COMMUNITY | CHLORINATION; AERATION FOR REMOVAL OF ANY SECONDARY CONTAMINANT, SULFIDE, OR ANY UNREGULATED CONTAMINANT; CORROSION CONTROL INHIBITOR ADDITION; HYPOCHLORINATION; IRON OR MANGANESE SEQUESTRATION; OR ULTRAVIOLET RADIATION. THE LEAD/CHIEF OPERATOR MUST BE CLASS D OR HIGHER. 50,000 GPD UP TO 0.25 MGD-STAFFING BY CLASS D OR HIGHER OPERATOR: 3 VISITS/WEEK ON NONCONSECUTIVE DAYS FOR A TOTAL OF 0.3 HOUR/WEEK. LESS THAN 50,000 GPD-STAFFING BY A CLASS D OR HIGHER OPERATOR: 2 VISITS/WEEK ON NONCONSECUTIVE DAYS FOR A TOTAL OF 0.2 HOUR/WEEK. THERE SHALL BE NO MORE THAN 5 DAYS BETWEEN THE LAST VISIT IN ONE WEEK AND THE FIRST VISIT IN THE NEXT WEEK. | N | Y | PARK RIDGE | 101 W. RIDGE DR. |  | SANFORD | FL | 32773 |  | 4078691919 |  | BRYAN GONGRE | GARY RUDKIN | 200 WEATHERSFIELD AVE |  | ALTAMONTE SPRINGS | FL | 32714 |  | 4077745078 |  | INVESTOR | 246 | 246000 | 102 | 2012-02-02 | 2020-02-13 | DC051 | 100
3 | SEMINOLE | CD | see related parties | 3591061 | COMMUNITY | CHLORINATION; AERATION FOR REMOVAL OF ANY SECONDARY CONTAMINANT, SULFIDE, OR ANY UNREGULATED CONTAMINANT; CORROSION CONTROL INHIBITOR ADDITION; HYPOCHLORINATION; IRON OR MANGANESE SEQUESTRATION; OR ULTRAVIOLET RADIATION. THE LEAD/CHIEF OPERATOR MUST BE CLASS C OR HIGHER. 5.0 MGD AND ABOVE-STAFFING BY CLASS C OR HIGHER OPERATOR: 6 HOURS/DAY FOR 5 DAYS/WEEK AND ONE VISIT ON EACH WEEKEND DAY. 3.0 MGD UP TO 5.0 MGD-STAFFING BY CLASS C OR HIGHER OPERATOR: 1 HOUR/DAY FOR 5 DAYS/WEEK AND ONE VISIT ON EACH WEEKEND DAY. 0.25 MGD UP TO 3.0 MGD-STAFFING BY CLASS C OR HIGHER OPERATOR: 5 VISITS/WEEK AND ONE VISIT EACH WEEKEND FOR A TOTAL OF 0.6 HOUR/WEEK. | N | Y | RAVENNA PARK | 111 TEMPLE DR |  | SANFORD | FL | 32771 |  | 4078691919 |  | BRYAN GONGRE | GARY RUDKIN | 200 WEATHERSFIELD |  | ALTAMONTE SPRINGS | FL | 32714 |  | 4077745078 |  | INVESTOR | 2105 | 379200 | 513 | 2003-04-03 | 2020-02-13 | DC04 | 1000
3 | SEMINOLE | CD | sgosnell@uiwater.com | 3591121 | COMMUNITY | CHLORINATION; AERATION FOR REMOVAL OF ANY SECONDARY CONTAMINANT, SULFIDE, OR ANY UNREGULATED CONTAMINANT; CORROSION CONTROL INHIBITOR ADDITION; HYPOCHLORINATION; IRON OR MANGANESE SEQUESTRATION; OR ULTRAVIOLET RADIATION. THE LEAD/CHIEF OPERATOR MUST BE CLASS C OR HIGHER. 5.0 MGD AND ABOVE-STAFFING BY CLASS C OR HIGHER OPERATOR: 6 HOURS/DAY FOR 5 DAYS/WEEK AND ONE VISIT ON EACH WEEKEND DAY. 3.0 MGD UP TO 5.0 MGD-STAFFING BY CLASS C OR HIGHER OPERATOR: 1 HOUR/DAY FOR 5 DAYS/WEEK AND ONE VISIT ON EACH WEEKEND DAY. 0.25 MGD UP TO 3.0 MGD-STAFFING BY CLASS C OR HIGHER OPERATOR: 5 VISITS/WEEK AND ONE VISIT EACH WEEKEND FOR A TOTAL OF 0.6 HOUR/WEEK. | N | Y | SANLANDO (3 WTPS) | 144 LEDBURY DR |  | LONGWOOD | FL | 32779 |  | 4076825651 |  | BRYAN GONGRE | GARY RUDKIN | 200 WEATHERSFIELD AVE. |  | ALTAMONTE SPRINGS | FL | 32714 | 4027 | 4077745078 |  | INVESTOR | 36953 | 17925000 | 10558 | 2019-09-06 | 2019-07-30 | DC01 | 6000
3 | SEMINOLE | CD |  | 3591248 | COMMUNITY | CHLORINATION; AERATION FOR REMOVAL OF ANY SECONDARY CONTAMINANT, SULFIDE, OR ANY UNREGULATED CONTAMINANT; CORROSION CONTROL INHIBITOR ADDITION; HYPOCHLORINATION; IRON OR MANGANESE SEQUESTRATION; OR ULTRAVIOLET RADIATION. THE LEAD/CHIEF OPERATOR MUST BE CLASS D OR HIGHER. 50,000 GPD UP TO 0.25 MGD-STAFFING BY CLASS D OR HIGHER OPERATOR: 3 VISITS/WEEK ON NONCONSECUTIVE DAYS FOR A TOTAL OF 0.3 HOUR/WEEK. LESS THAN 50,000 GPD-STAFFING BY A CLASS D OR HIGHER OPERATOR: 2 VISITS/WEEK ON NONCONSECUTIVE DAYS FOR A TOTAL OF 0.2 HOUR/WEEK. THERE SHALL BE NO MORE THAN 5 DAYS BETWEEN THE LAST VISIT IN ONE WEEK AND THE FIRST VISIT IN THE NEXT WEEK. | N | Y | SPRING HAMMOCK MHP | 2932 GOLDEN BIRCH LANE |  | LONGWOOD | FL | 32750 |  |  |  | JUAN FIGUEROA | CARTER WAMPLER | 1651 SPRING HAMMOCK WAY |  | LONGWOOD | FL | 32750 |  | 4073123359 |  | INVESTOR | 150 | 70000 | 69 | 2016-12-19 | 2019-07-30 | DC051 | 100
3 | SEMINOLE | CD | None | 3591395 | COMMUNITY | CHLORINATION; AERATION FOR REMOVAL OF ANY SECONDARY CONTAMINANT, SULFIDE, OR ANY UNREGULATED CONTAMINANT; CORROSION CONTROL INHIBITOR ADDITION; HYPOCHLORINATION; IRON OR MANGANESE SEQUESTRATION; OR ULTRAVIOLET RADIATION. THE LEAD/CHIEF OPERATOR MUST BE CLASS D OR HIGHER. 50,000 GPD UP TO 0.25 MGD-STAFFING BY CLASS D OR HIGHER OPERATOR: 3 VISITS/WEEK ON NONCONSECUTIVE DAYS FOR A TOTAL OF 0.3 HOUR/WEEK. LESS THAN 50,000 GPD-STAFFING BY A CLASS D OR HIGHER OPERATOR: 2 VISITS/WEEK ON NONCONSECUTIVE DAYS FOR A TOTAL OF 0.2 HOUR/WEEK. THERE SHALL BE NO MORE THAN 5 DAYS BETWEEN THE LAST VISIT IN ONE WEEK AND THE FIRST VISIT IN THE NEXT WEEK. | N | Y | TWELVE OAKS R.V.RESORT | 6300 STATE RD 46 WEST |  | SANFORD | FL | 32771 |  | 4073230880 |  | JACK CLORE | TWELVE OAKS RV RESORT | 17750 SW 248TH ST |  | HOMESTEAD | FL | 33031 |  | 4073230880 |  | INVESTOR | 500 | 72000 | 240 | 2014-07-30 | 2020-06-18 | DC051 | 100
3 | SEMINOLE | CD | see related parties | 3591451 | COMMUNITY | CHLORINATION; AERATION FOR REMOVAL OF ANY SECONDARY CONTAMINANT, SULFIDE, OR ANY UNREGULATED CONTAMINANT; CORROSION CONTROL INHIBITOR ADDITION; HYPOCHLORINATION; IRON OR MANGANESE SEQUESTRATION; OR ULTRAVIOLET RADIATION. THE LEAD/CHIEF OPERATOR MUST BE CLASS C OR HIGHER. 5.0 MGD AND ABOVE-STAFFING BY CLASS C OR HIGHER OPERATOR: 6 HOURS/DAY FOR 5 DAYS/WEEK AND ONE VISIT ON EACH WEEKEND DAY. 3.0 MGD UP TO 5.0 MGD-STAFFING BY CLASS C OR HIGHER OPERATOR: 1 HOUR/DAY FOR 5 DAYS/WEEK AND ONE VISIT ON EACH WEEKEND DAY. 0.25 MGD UP TO 3.0 MGD-STAFFING BY CLASS C OR HIGHER OPERATOR: 5 VISITS/WEEK AND ONE VISIT EACH WEEKEND FOR A TOTAL OF 0.6 HOUR/WEEK. | N | Y | WEATHERSFIELD | 200 WEATHERSFIELD AVE |  | ALTAMONTE SPRINGS | FL | 32714 |  | 4078691919 |  | BRYAN GONGRE | GARY RUDKIN | 200 WEATHERSFIELD AVE |  | ALTAMONTE SPRINGS | FL | 32714 |  | 4077745078 |  | INVESTOR | 4221 | 864000 | 1206 | 2003-04-03 | 2020-05-22 | DC04 | 1000
3 | SEMINOLE | CD |  | 3594050 | COMMUNITY | AERATION FOR REMOVAL OF ANY PRIMARY CONTAMINANT; ALKALINITY/PH ADJUSTMENT; CHLORAMIN ATION; CHLORINE DIOXIDE FOR OXIDATION OR DISINFECTION; FLUORIDATION; ION EXCHANGE FOR REMOVAL OF ANY SECONDARY CONTAMINANT, SULFIDE, OR ANY UNREGULATED CONTAMINANT; OR OZONATION. THE LEAD/CHIEF OPERATOR MUST BE CLASS C OR HIGHER. 5.0 MGD UP TO 10 MGD-STAFFING BY CLASS C OR HIGHER OPERATOR: 6 HOURS/DAY FOR 5 DAYS/WEEK AND ONE VISIT ON EACH WEEKEND DAY. 3.0 MGD UP TO 5.0 MGD-STAFFING BY CLASS C OR HIGHER OPERATOR: 3 HOURS/DAY FOR 5 DAYS/WEEK AND ONE VISIT ON EACH WEEKEND DAY. 1.0 MGD UP TO 3.0 MGD-STAFFING BY CLASS C OR HIGHER OPERATOR: 1 HOUR/DAY FOR 5 DAYS/WEEK AND ONE VISIT ON EACH WEEKEND DAY. 0.1 MGD UP TO 1.0 MGD-STAFFING BY CLASS C OR HIGHER OPERATOR: 5 VISITS/WEEK AND ONE VISIT EACH WEEKEND FOR A TOTAL OF 1.2 HOURS/WEEK. | N | Y | SEMINOLE WOODS | SOUTH HART RD OFF HWY 46 |  | GENEVA | FL | 32732 |  | 4076602412 | 232 | COLLEEN DZURINO | STEVE AMRHEIN | 2600 LAKE LUCIEN DR | STE 207 | MAITLAND | FL | 32751 |  | 4076602412 | 232 | INVESTOR | 780 | 216000 | 223 | 2012-11-15 | 2021-03-04 | DC05 | 500
3 | SEMINOLE | CD | EWilliams02@seminolecountyfl.gov | 3594107 | COMMUNITY | AERATION FOR REMOVAL OF ANY PRIMARY CONTAMINANT; ALKALINITY/PH ADJUSTMENT; CHLORAMIN ATION; CHLORINE DIOXIDE FOR OXIDATION OR DISINFECTION; FLUORIDATION; ION EXCHANGE FOR REMOVAL OF ANY SECONDARY CONTAMINANT, SULFIDE, OR ANY UNREGULATED CONTAMINANT; OR OZONATION 10 MGD AND ABOVE. STAFFING BY CLASS C OR HIGHER OPERATOR: 16 HOURS/DAY FOR 7 DAYS/WEEK. THE LEAD/CHIEF OPERATOR MUST BE CLASS B OR HIGHER. | N | Y | SEMINOLE COUNTY NORTHWEST | 5651 LAKE GUSSIE CIRCLE |  | SANFORD | FL | 32792 |  | 4076652759 |  | ELISA MATARLO WILLIAMS | ELISA MATARLO WILLIAMS | 3304 DIKE ROAD |  | WINTER PARK | FL | 32792 |  | 4076652761 |  | COUNTY | 31986 | 10368000 | 9490 | 2015-08-21 | 2021-02-18 | DC01 | 6000
3 | SEMINOLE | CD | staff@mwbaptist.com | 3594125 | NONCOMMUNITY | CHLORINATION; AERATION FOR REMOVAL OF ANY SECONDARY CONTAMINANT, SULFIDE, OR ANY UNREGULATED CONTAMINANT; CORROSION CONTROL INHIBITOR ADDITION; HYPOCHLORINATION; IRON OR MANGANESE SEQUESTRATION; OR ULTRAVIOLET RADIATION. THE LEAD/CHIEF OPERATOR MUST BE CLASS D OR HIGHER. 50,000 GPD UP TO 0.25 MGD-STAFFING BY CLASS D OR HIGHER OPERATOR: 3 VISITS/WEEK ON NONCONSECUTIVE DAYS FOR A TOTAL OF 0.3 HOUR/WEEK. LESS THAN 50,000 GPD-STAFFING BY A CLASS D OR HIGHER OPERATOR: 2 VISITS/WEEK ON NONCONSECUTIVE DAYS FOR A TOTAL OF 0.2 HOUR/WEEK. THERE SHALL BE NO MORE THAN 5 DAYS BETWEEN THE LAST VISIT IN ONE WEEK AND THE FIRST VISIT IN THE NEXT WEEK. | N | Y | TRUE LIFE CHURCH | 5400 MARKHAM WOODS RD |  | LAKE MARY | FL | 32746 |  | 4073332085 |  | LENORD BARBER | BOB PARKER | 5400 MARKHAM WOODS RD |  | LAKE MARY | FL | 32746 |  | 4073332085 |  | INVESTOR | 25 | 72000 | 2 | 2007-01-16 | 2020-06-26 | NC01 | 50
3 | SEMINOLE | CD |  | 3594138 | NONCOMMUNITY | CHLORINATION; AERATION FOR REMOVAL OF ANY SECONDARY CONTAMINANT, SULFIDE, OR ANY UNREGULATED CONTAMINANT; CORROSION CONTROL INHIBITOR ADDITION; HYPOCHLORINATION; IRON OR MANGANESE SEQUESTRATION; OR ULTRAVIOLET RADIATION. THE LEAD/CHIEF OPERATOR MUST BE CLASS D OR HIGHER. 50,000 GPD UP TO 0.25 MGD-STAFFING BY CLASS D OR HIGHER OPERATOR: 3 VISITS/WEEK ON NONCONSECUTIVE DAYS FOR A TOTAL OF 0.3 HOUR/WEEK. LESS THAN 50,000 GPD-STAFFING BY A CLASS D OR HIGHER OPERATOR: 2 VISITS/WEEK ON NONCONSECUTIVE DAYS FOR A TOTAL OF 0.2 HOUR/WEEK. THERE SHALL BE NO MORE THAN 5 DAYS BETWEEN THE LAST VISIT IN ONE WEEK AND THE FIRST VISIT IN THE NEXT WEEK. | N | Y | RIGHTWAY FUELS | 1823 LONGWOOD-LAKE MARY RD |  | LONGWOOD | FL | 32750 |  | 4073316145 |  | RAXA SHAH | RAXA SHAH | 1823 LONGWOOD LAKE MARY RD |  | LONGWOOD | FL | 32750 | 4600 | 4078026262 |  | INVESTOR | 25 | 18000 | 1 | 2018-09-26 | 2018-07-25 | NC01 | 50
3 | SEMINOLE | CD | JSTIEBEN@CIRCLEK.COM | 3594141 | NONCOMMUNITY | CHLORINATION; AERATION FOR REMOVAL OF ANY SECONDARY CONTAMINANT, SULFIDE, OR ANY UNREGULATED CONTAMINANT; CORROSION CONTROL INHIBITOR ADDITION; HYPOCHLORINATION; IRON OR MANGANESE SEQUESTRATION; OR ULTRAVIOLET RADIATION. THE LEAD/CHIEF OPERATOR MUST BE CLASS D OR HIGHER. 50,000 GPD UP TO 0.25 MGD-STAFFING BY CLASS D OR HIGHER OPERATOR: 3 VISITS/WEEK ON NONCONSECUTIVE DAYS FOR A TOTAL OF 0.3 HOUR/WEEK. LESS THAN 50,000 GPD-STAFFING BY A CLASS D OR HIGHER OPERATOR: 2 VISITS/WEEK ON NONCONSECUTIVE DAYS FOR A TOTAL OF 0.2 HOUR/WEEK. THERE SHALL BE NO MORE THAN 5 DAYS BETWEEN THE LAST VISIT IN ONE WEEK AND THE FIRST VISIT IN THE NEXT WEEK. | N | Y | CIRCLE K #9746 | 91 W SR 436 |  | ALTAMONTE SPRINGS | FL | 32714 |  | 8139106808 |  | CHERYL BARROW | BRENT PUZAK | 305 GREGSON DR. |  | CARY | NC | 27511 |  | 9195661549 |  | INVESTOR | 25 | 10800 | 1 | 2012-04-05 | 2017-04-19 | NC01 | 50
3 | SEMINOLE | CD | none | 3594148 | NONCOMMUNITY | CHLORINATION; AERATION FOR REMOVAL OF ANY SECONDARY CONTAMINANT, SULFIDE, OR ANY UNREGULATED CONTAMINANT; CORROSION CONTROL INHIBITOR ADDITION; HYPOCHLORINATION; IRON OR MANGANESE SEQUESTRATION; OR ULTRAVIOLET RADIATION. THE LEAD/CHIEF OPERATOR MUST BE CLASS D OR HIGHER. 50,000 GPD UP TO 0.25 MGD-STAFFING BY CLASS D OR HIGHER OPERATOR: 3 VISITS/WEEK ON NONCONSECUTIVE DAYS FOR A TOTAL OF 0.3 HOUR/WEEK. LESS THAN 50,000 GPD-STAFFING BY A CLASS D OR HIGHER OPERATOR: 2 VISITS/WEEK ON NONCONSECUTIVE DAYS FOR A TOTAL OF 0.2 HOUR/WEEK. THERE SHALL BE NO MORE THAN 5 DAYS BETWEEN THE LAST VISIT IN ONE WEEK AND THE FIRST VISIT IN THE NEXT WEEK. | N | Y | SPEEDY FOOD MART | 1064 NORTH HWY 17-92 |  | LONGWOOD | FL | 32750 |  | 4078301112 |  | YOGESH PATEL | YOGESH PATEL | 1064 NORTH US HWY 17-92 |  | LONGWOOD | FL | 32750 | 3153 | 4078301112 |  | INVESTOR | 25 | 18000 | 1 | 2012-09-12 | 2019-02-21 | NC01 | 50
3 | SEMINOLE | CD | FACILITIESCOMPLIANCE@THEPANTRY.COM | 3594156 | NONCOMMUNITY | CHLORINATION; AERATION FOR REMOVAL OF ANY SECONDARY CONTAMINANT, SULFIDE, OR ANY UNREGULATED CONTAMINANT; CORROSION CONTROL INHIBITOR ADDITION; HYPOCHLORINATION; IRON OR MANGANESE SEQUESTRATION; OR ULTRAVIOLET RADIATION. THE LEAD/CHIEF OPERATOR MUST BE CLASS D OR HIGHER. 50,000 GPD UP TO 0.25 MGD-STAFFING BY CLASS D OR HIGHER OPERATOR: 3 VISITS/WEEK ON NONCONSECUTIVE DAYS FOR A TOTAL OF 0.3 HOUR/WEEK. LESS THAN 50,000 GPD-STAFFING BY A CLASS D OR HIGHER OPERATOR: 2 VISITS/WEEK ON NONCONSECUTIVE DAYS FOR A TOTAL OF 0.2 HOUR/WEEK. THERE SHALL BE NO MORE THAN 5 DAYS BETWEEN THE LAST VISIT IN ONE WEEK AND THE FIRST VISIT IN THE NEXT WEEK. | N | Y | CIRCLE K #2655 | 135 W STATE ROAD 46 |  | GENEVA | FL | 32732 |  | 8004767574 |  |  | KYLE BURRELL | 3802 CORPOREX PARK DR. | STE 200 | TAMPA | FL | 33619 |  | 8139106878 |  | INVESTOR | 25 | 18000 | 1 | 2016-08-19 | 2020-11-24 | NC01 | 50
3 | SEMINOLE | CD |  | 3594166 | NONCOMMUNITY | CHLORINATION; AERATION FOR REMOVAL OF ANY SECONDARY CONTAMINANT, SULFIDE, OR ANY UNREGULATED CONTAMINANT; CORROSION CONTROL INHIBITOR ADDITION; HYPOCHLORINATION; IRON OR MANGANESE SEQUESTRATION; OR ULTRAVIOLET RADIATION. THE LEAD/CHIEF OPERATOR MUST BE CLASS D OR HIGHER. 50,000 GPD UP TO 0.25 MGD-STAFFING BY CLASS D OR HIGHER OPERATOR: 3 VISITS/WEEK ON NONCONSECUTIVE DAYS FOR A TOTAL OF 0.3 HOUR/WEEK. LESS THAN 50,000 GPD-STAFFING BY A CLASS D OR HIGHER OPERATOR: 2 VISITS/WEEK ON NONCONSECUTIVE DAYS FOR A TOTAL OF 0.2 HOUR/WEEK. THERE SHALL BE NO MORE THAN 5 DAYS BETWEEN THE LAST VISIT IN ONE WEEK AND THE FIRST VISIT IN THE NEXT WEEK. | N | Y | FOREST CITY CENTER | 1146 FLORIDA 436 |  | ALTAMONTE SPRINGS | FL | 32714 |  | 3214384874 |  | THI HOANG LUU | TUOI LUU | 4905 E. COLONIAL DR |  | ORLANDO | FL | 32803 |  | 4078955757 |  | INVESTOR | 25 | 15840 | 1 | 2011-07-21 | 2021-09-10 | NC01 | 50
3 | SEMINOLE | CD | navjeetkooner@hotmail.com | 3594168 | NONCOMMUNITY | CHLORINATION; AERATION FOR REMOVAL OF ANY SECONDARY CONTAMINANT, SULFIDE, OR ANY UNREGULATED CONTAMINANT; CORROSION CONTROL INHIBITOR ADDITION; HYPOCHLORINATION; IRON OR MANGANESE SEQUESTRATION; OR ULTRAVIOLET RADIATION. THE LEAD/CHIEF OPERATOR MUST BE CLASS D OR HIGHER. 50,000 GPD UP TO 0.25 MGD-STAFFING BY CLASS D OR HIGHER OPERATOR: 3 VISITS/WEEK ON NONCONSECUTIVE DAYS FOR A TOTAL OF 0.3 HOUR/WEEK. LESS THAN 50,000 GPD-STAFFING BY A CLASS D OR HIGHER OPERATOR: 2 VISITS/WEEK ON NONCONSECUTIVE DAYS FOR A TOTAL OF 0.2 HOUR/WEEK. THERE SHALL BE NO MORE THAN 5 DAYS BETWEEN THE LAST VISIT IN ONE WEEK AND THE FIRST VISIT IN THE NEXT WEEK. | N | Y | QUICK SERV CONVENIENCE STORE | 9250 BEAR LAKE RD |  | APOPKA | FL | 32703 |  | 4072954685 |  | NAVJEET KUAR | NAVJEET KUAR | 9250 BEAR LAKE RD |  | APOPKA | FL | 32703 | 1913 | 4072994685 |  | INVESTOR | 25 | 15000 | 1 | 2012-03-08 | 2018-08-29 | NC01 | 50
3 | SEMINOLE | CD | doublerschool@yahoo.com | 3594180 | NONTRANSIENT NONCOMMUNITY | CHLORINATION; AERATION FOR REMOVAL OF ANY SECONDARY CONTAMINANT, SULFIDE, OR ANY UNREGULATED CONTAMINANT; CORROSION CONTROL INHIBITOR ADDITION; HYPOCHLORINATION; IRON OR MANGANESE SEQUESTRATION; OR ULTRAVIOLET RADIATION. THE LEAD/CHIEF OPERATOR MUST BE CLASS D OR HIGHER. 50,000 GPD UP TO 0.25 MGD-STAFFING BY CLASS D OR HIGHER OPERATOR: 3 VISITS/WEEK ON NONCONSECUTIVE DAYS FOR A TOTAL OF 0.3 HOUR/WEEK. LESS THAN 50,000 GPD-STAFFING BY A CLASS D OR HIGHER OPERATOR: 2 VISITS/WEEK ON NONCONSECUTIVE DAYS FOR A TOTAL OF 0.2 HOUR/WEEK. THERE SHALL BE NO MORE THAN 5 DAYS BETWEEN THE LAST VISIT IN ONE WEEK AND THE FIRST VISIT IN THE NEXT WEEK. | N | Y | DOUBLE R SCHOOL | 725 COUNTRY SCHOOL TRAIL |  | CHULUOTA | FL | 32766 |  | 4073656856 |  | KEVIN DUNNE | KEVIN DUNNE | 725 COUNTRY SCHOOL TRL |  | CHULUOTA | FL | 32766 |  | 4073656856 |  | INVESTOR | 160 | 25000 | 12 | 2014-08-06 | 2021-02-05 | NTNC | 100
3 | SEMINOLE | CD | jrader@seminolecountyfl.gov | 3594186 | COMMUNITY | NO TREATMENT--CONSECUTIVE SYSTEMS ONLY | N | Y | BLACK HAMMOCK -MSBU(CONSEC) | 3304 DIKE RD |  | WINTER PARK | FL | 32792 |  | 4076752767 |  | Greg Walton | ELISA MATARLO WILLIAMS | 3304 DIKE RD |  | WINTER PARK | FL | 32792 | 6244 | 4076652759 |  | CITY | 781 | 1 | 294 | 2010-12-30 | 2022-01-13 | PC02 | 100
3 | SEMINOLE | CD | FBCGENEVA@BELLSOUTH.NET | 3594189 | NONCOMMUNITY | CHLORINATION; AERATION FOR REMOVAL OF ANY SECONDARY CONTAMINANT, SULFIDE, OR ANY UNREGULATED CONTAMINANT; CORROSION CONTROL INHIBITOR ADDITION; HYPOCHLORINATION; IRON OR MANGANESE SEQUESTRATION; OR ULTRAVIOLET RADIATION. THE LEAD/CHIEF OPERATOR MUST BE CLASS D OR HIGHER. 50,000 GPD UP TO 0.25 MGD-STAFFING BY CLASS D OR HIGHER OPERATOR: 3 VISITS/WEEK ON NONCONSECUTIVE DAYS FOR A TOTAL OF 0.3 HOUR/WEEK. LESS THAN 50,000 GPD-STAFFING BY A CLASS D OR HIGHER OPERATOR: 2 VISITS/WEEK ON NONCONSECUTIVE DAYS FOR A TOTAL OF 0.2 HOUR/WEEK. THERE SHALL BE NO MORE THAN 5 DAYS BETWEEN THE LAST VISIT IN ONE WEEK AND THE FIRST VISIT IN THE NEXT WEEK. | N | Y | FIRST BAPTIST CHURCH OF GENEVA | 325 FIRST ST |  | GENEVA | FL | 32732 |  | 4073495411 |  | KRISTEN DUNCAN | DARYL PERMANTER SR | P O BOX 350 |  | GENEVA | FL | 32732 | 350 | 4073495411 |  | INVESTOR | 25 | 18000 | 2 | 2016-07-14 | 2020-11-24 | NC01 | 50
3 | SEMINOLE | CD | none9/24/01 | 3594196 | NONCOMMUNITY | CHLORINATION; AERATION FOR REMOVAL OF ANY SECONDARY CONTAMINANT, SULFIDE, OR ANY UNREGULATED CONTAMINANT; CORROSION CONTROL INHIBITOR ADDITION; HYPOCHLORINATION; IRON OR MANGANESE SEQUESTRATION; OR ULTRAVIOLET RADIATION. THE LEAD/CHIEF OPERATOR MUST BE CLASS D OR HIGHER. 50,000 GPD UP TO 0.25 MGD-STAFFING BY CLASS D OR HIGHER OPERATOR: 3 VISITS/WEEK ON NONCONSECUTIVE DAYS FOR A TOTAL OF 0.3 HOUR/WEEK. LESS THAN 50,000 GPD-STAFFING BY A CLASS D OR HIGHER OPERATOR: 2 VISITS/WEEK ON NONCONSECUTIVE DAYS FOR A TOTAL OF 0.2 HOUR/WEEK. THERE SHALL BE NO MORE THAN 5 DAYS BETWEEN THE LAST VISIT IN ONE WEEK AND THE FIRST VISIT IN THE NEXT WEEK. | N | Y | ALL IN THE FAMILY BAR | 569 NORTH HIGHWAY 17-92 |  | LONGWOOD | FL | 32750 |  | 4076954527 |  | MICHAEL CONOVER | MICHAEL CONOVER | 569 N HWY 17-92 |  | LONGWOOD | FL | 32750 |  | 4076954527 |  | INVESTOR | 25 | 7500 | 1 | 2012-09-12 | 2019-02-21 | NC01 | 50
3 | SEMINOLE | CD | COFC@CFL.RR.COM | 3594206 | NONCOMMUNITY | CHLORINATION; AERATION FOR REMOVAL OF ANY SECONDARY CONTAMINANT, SULFIDE, OR ANY UNREGULATED CONTAMINANT; CORROSION CONTROL INHIBITOR ADDITION; HYPOCHLORINATION; IRON OR MANGANESE SEQUESTRATION; OR ULTRAVIOLET RADIATION. THE LEAD/CHIEF OPERATOR MUST BE CLASS D OR HIGHER. 50,000 GPD UP TO 0.25 MGD-STAFFING BY CLASS D OR HIGHER OPERATOR: 3 VISITS/WEEK ON NONCONSECUTIVE DAYS FOR A TOTAL OF 0.3 HOUR/WEEK. LESS THAN 50,000 GPD-STAFFING BY A CLASS D OR HIGHER OPERATOR: 2 VISITS/WEEK ON NONCONSECUTIVE DAYS FOR A TOTAL OF 0.2 HOUR/WEEK. THERE SHALL BE NO MORE THAN 5 DAYS BETWEEN THE LAST VISIT IN ONE WEEK AND THE FIRST VISIT IN THE NEXT WEEK. | N | Y | CENTRAL CHURCH OF CHRIST | 875 OAK DR WEST LAKE BRANTLEY |  | ALTAMONTE SPRINGS | FL | 32714 |  | 4078691419 |  | SUSAN ALLEN | CENTRAL CHURCH OF CHRIST | 875 OAK DR. |  | ALTAMONTE SPRINGS | FL | 32714 |  | 4078691419 |  | OTHER | 25 | 14400 | 1 | 2012-07-20 | 2021-08-25 | NC01 | 50
3 | SEMINOLE | CD | jrader@seminolecountyfl.gov | 3594214 | COMMUNITY | NO TREATMENT--CONSECUTIVE SYSTEMS ONLY | N | Y | CHASE GROVES(CONSEC.) | 3304 DIKE ROAD |  | WINTER PARK | FL | 32792 |  | 4076652767 |  | Greg Walton | ELISA MATARLO WILLIAMS | 3304 DIKE RD. |  | WINTER PARK | FL | 32792 |  | 4076652115 |  | INVESTOR | 4052 | 1 | 1279 | 2012-01-19 | 2022-01-13 | PC03 | 500
3 | SEMINOLE | CD | ewilliams02@SEMINOLECOUNTYFL.GOV | 3594216 | COMMUNITY | NO TREATMENT--CONSECUTIVE SYSTEMS ONLY | N | Y | SUNSHADOW APARTMENTS (CONSEC) | 1450 SUNSHADOW DR |  | CASSELBERRY | FL | 32707 |  | 4076652767 |  | Greg Walton | [9 empty] | INVESTOR | 986 | 1 | 131 | 2010-12-30 | 2019-04-18 | PC02 | 100
3 | SEMINOLE | CD | TBALLERINO@ORLANDOFREIGHTLINER.COM | 3594221 | NONTRANSIENT NONCOMMUNITY | CHLORINATION; AERATION FOR REMOVAL OF ANY SECONDARY CONTAMINANT, SULFIDE, OR ANY UNREGULATED CONTAMINANT; CORROSION CONTROL INHIBITOR ADDITION; HYPOCHLORINATION; IRON OR MANGANESE SEQUESTRATION; OR ULTRAVIOLET RADIATION. THE LEAD/CHIEF OPERATOR MUST BE CLASS D OR HIGHER. 50,000 GPD UP TO 0.25 MGD-STAFFING BY CLASS D OR HIGHER OPERATOR: 3 VISITS/WEEK ON NONCONSECUTIVE DAYS FOR A TOTAL OF 0.3 HOUR/WEEK. LESS THAN 50,000 GPD-STAFFING BY A CLASS D OR HIGHER OPERATOR: 2 VISITS/WEEK ON NONCONSECUTIVE DAYS FOR A TOTAL OF 0.2 HOUR/WEEK. THERE SHALL BE NO MORE THAN 5 DAYS BETWEEN THE LAST VISIT IN ONE WEEK AND THE FIRST VISIT IN THE NEXT WEEK. | N | Y | ORLANDO FREIGHTLINER | 2455 S ORANGE BLOSSOM TR |  | APOPKA | FL | 32703 |  | 4072953846 |  | TONY BALLERINO | JASON TAGGART | 2455 S. ORANGE BLOSSOM TRAIL |  | APOPKA | FL | 32703 |  | 4072953846 |  | INVESTOR | 75 | 20000 | 1 | 2012-04-18 | 2021-08-04 | NTNC | 100
3 | SEMINOLE | CD | asadrehman1980@aol.com | 3594222 | NONCOMMUNITY | CHLORINATION; AERATION FOR REMOVAL OF ANY SECONDARY CONTAMINANT, SULFIDE, OR ANY UNREGULATED CONTAMINANT; CORROSION CONTROL INHIBITOR ADDITION; HYPOCHLORINATION; IRON OR MANGANESE SEQUESTRATION; OR ULTRAVIOLET RADIATION. THE LEAD/CHIEF OPERATOR MUST BE CLASS D OR HIGHER. 50,000 GPD UP TO 0.25 MGD-STAFFING BY CLASS D OR HIGHER OPERATOR: 3 VISITS/WEEK ON NONCONSECUTIVE DAYS FOR A TOTAL OF 0.3 HOUR/WEEK. LESS THAN 50,000 GPD-STAFFING BY A CLASS D OR HIGHER OPERATOR: 2 VISITS/WEEK ON NONCONSECUTIVE DAYS FOR A TOTAL OF 0.2 HOUR/WEEK. THERE SHALL BE NO MORE THAN 5 DAYS BETWEEN THE LAST VISIT IN ONE WEEK AND THE FIRST VISIT IN THE NEXT WEEK. | N | Y | CHEVRON | 8000 HWY 17-92 AND RIDGE RD |  | FERN PARK | FL | 32730 |  | 8136814279 |  | MATT HYNES | DON | 8000 US 17-92 AND RIDGE ROAD |  | FERN PARK | FL | 37730 |  | 8136956838 |  | INVESTOR | 25 | 18000 | 1 | 2014-08-04 | 2020-12-10 | NC01 | 50
3 | SEMINOLE | CD | none | 3594227 | NONCOMMUNITY | CHLORINATION; AERATION FOR REMOVAL OF ANY SECONDARY CONTAMINANT, SULFIDE, OR ANY UNREGULATED CONTAMINANT; CORROSION CONTROL INHIBITOR ADDITION; HYPOCHLORINATION; IRON OR MANGANESE SEQUESTRATION; OR ULTRAVIOLET RADIATION. THE LEAD/CHIEF OPERATOR MUST BE CLASS D OR HIGHER. 50,000 GPD UP TO 0.25 MGD-STAFFING BY CLASS D OR HIGHER OPERATOR: 3 VISITS/WEEK ON NONCONSECUTIVE DAYS FOR A TOTAL OF 0.3 HOUR/WEEK. LESS THAN 50,000 GPD-STAFFING BY A CLASS D OR HIGHER OPERATOR: 2 VISITS/WEEK ON NONCONSECUTIVE DAYS FOR A TOTAL OF 0.2 HOUR/WEEK. THERE SHALL BE NO MORE THAN 5 DAYS BETWEEN THE LAST VISIT IN ONE WEEK AND THE FIRST VISIT IN THE NEXT WEEK. | N | Y | GENEVA FOOD STORE | 140 W STATE ROAD 46 |  | GENEVA | FL | 32732 |  | 4073499966 |  | CARLOS OR MAUREEN TOLA | GENEVA FOOD STORE | 140 WEST SR 46 |  | GENEVA | FL | 32732 |  | 4073499966 |  | UNKNOWN | 25 | 25200 | 1 | 2014-03-13 | 2020-11-24 | NC01 | 50
3 | SEMINOLE | CD |  | 3594229 | NONCOMMUNITY | CHLORINATION; AERATION FOR REMOVAL OF ANY SECONDARY CONTAMINANT, SULFIDE, OR ANY UNREGULATED CONTAMINANT; CORROSION CONTROL INHIBITOR ADDITION; HYPOCHLORINATION; IRON OR MANGANESE SEQUESTRATION; OR ULTRAVIOLET RADIATION. THE LEAD/CHIEF OPERATOR MUST BE CLASS D OR HIGHER. 50,000 GPD UP TO 0.25 MGD-STAFFING BY CLASS D OR HIGHER OPERATOR: 3 VISITS/WEEK ON NONCONSECUTIVE DAYS FOR A TOTAL OF 0.3 HOUR/WEEK. LESS THAN 50,000 GPD-STAFFING BY A CLASS D OR HIGHER OPERATOR: 2 VISITS/WEEK ON NONCONSECUTIVE DAYS FOR A TOTAL OF 0.2 HOUR/WEEK. THERE SHALL BE NO MORE THAN 5 DAYS BETWEEN THE LAST VISIT IN ONE WEEK AND THE FIRST VISIT IN THE NEXT WEEK. | N | Y | LITTLE BIG ECON STATE FOREST HQ | 1350 SNOW HILL RD |  | GENEVA | FL | 32732 |  | 4079713500 |  | JOY SCHLUSEMEYER | TRAVIS MCGOWEN | 3125 CONNER BLVD | RM 204 | TALLAHASSEE | FL | 32399 | 1650 | 8504140834 |  | STATE | 25 | 8400 | 2 | 2014-01-22 | 2021-08-24 | NC01 | 50
3 | SEMINOLE | CD | vposley@yahoo.com | 3594230 | COMMUNITY | NO TREATMENT--CONSECUTIVE SYSTEMS ONLY | N | Y | MIDWAY-CANAAN WATER ASSOCIATION (CONSEC) | BRISSON AVE - EAST SR 46 |  | SANFORD | FL | 32772 |  | 4073231714 |  | VIOLA POSLEY | VIOLA POSLEY | PO BOX 1322 |  | SANFORD | FL | 32772 | 1322 | 4076196620 |  | OTHER | 1500 | 1 | 500 | 2008-09-12 | 2020-09-04 | PC02 | 100
3 | SEMINOLE | CD | PLATINUMGYMFITNESS@YAHOO.COM | 3594231 | NONCOMMUNITY | CHLORINATION; AERATION FOR REMOVAL OF ANY SECONDARY CONTAMINANT, SULFIDE, OR ANY UNREGULATED CONTAMINANT; CORROSION CONTROL INHIBITOR ADDITION; HYPOCHLORINATION; IRON OR MANGANESE SEQUESTRATION; OR ULTRAVIOLET RADIATION. THE LEAD/CHIEF OPERATOR MUST BE CLASS D OR HIGHER. 50,000 GPD UP TO 0.25 MGD-STAFFING BY CLASS D OR HIGHER OPERATOR: 3 VISITS/WEEK ON NONCONSECUTIVE DAYS FOR A TOTAL OF 0.3 HOUR/WEEK. LESS THAN 50,000 GPD-STAFFING BY A CLASS D OR HIGHER OPERATOR: 2 VISITS/WEEK ON NONCONSECUTIVE DAYS FOR A TOTAL OF 0.2 HOUR/WEEK. THERE SHALL BE NO MORE THAN 5 DAYS BETWEEN THE LAST VISIT IN ONE WEEK AND THE FIRST VISIT IN THE NEXT WEEK. | N | Y | PLATINUM GYM | 4050 W SR 46 |  | SANFORD | FL | 32771 |  | 4073301203 |  | LYNN COHEN | LYNN COHEN | 4050 W SR 46 |  | SANFORD | FL | 32771 |  | 4073301203 |  | INVESTOR | 25 | 14400 | 1 | 2017-02-27 | 2017-02-14 | NC01 | 50
3 | SEMINOLE | CD |  | 3594232 | NONCOMMUNITY | CHLORINATION; AERATION FOR REMOVAL OF ANY SECONDARY CONTAMINANT, SULFIDE, OR ANY UNREGULATED CONTAMINANT; CORROSION CONTROL INHIBITOR ADDITION; HYPOCHLORINATION; IRON OR MANGANESE SEQUESTRATION; OR ULTRAVIOLET RADIATION. THE LEAD/CHIEF OPERATOR MUST BE CLASS D OR HIGHER. 50,000 GPD UP TO 0.25 MGD-STAFFING BY CLASS D OR HIGHER OPERATOR: 3 VISITS/WEEK ON NONCONSECUTIVE DAYS FOR A TOTAL OF 0.3 HOUR/WEEK. LESS THAN 50,000 GPD-STAFFING BY A CLASS D OR HIGHER OPERATOR: 2 VISITS/WEEK ON NONCONSECUTIVE DAYS FOR A TOTAL OF 0.2 HOUR/WEEK. THERE SHALL BE NO MORE THAN 5 DAYS BETWEEN THE LAST VISIT IN ONE WEEK AND THE FIRST VISIT IN THE NEXT WEEK. | N | Y | G'S LOUNGE | 1015 S US HWY 17-92 |  | LONGWOOD | FL | 32750 |  | 4076959044 |  | KATHLEEN GERAUD | G'S LOUNGE | 1015 SOUTH HWY 17-92 |  | LONGWOOD | FL | 32750 |  | 4079480301 |  | INVESTOR | 25 | 10800 | 3 | 2015-05-05 | 2019-02-28 | NC01 | 50
3 | SEMINOLE | CD | tmarcopulos@seminolecountyfl.gov | 3594233 | NONCOMMUNITY | CHLORINATION; AERATION FOR REMOVAL OF ANY SECONDARY CONTAMINANT, SULFIDE, OR ANY UNREGULATED CONTAMINANT; CORROSION CONTROL INHIBITOR ADDITION; HYPOCHLORINATION; IRON OR MANGANESE SEQUESTRATION; OR ULTRAVIOLET RADIATION. THE LEAD/CHIEF OPERATOR MUST BE CLASS D OR HIGHER. 50,000 GPD UP TO 0.25 MGD-STAFFING BY CLASS D OR HIGHER OPERATOR: 3 VISITS/WEEK ON NONCONSECUTIVE DAYS FOR A TOTAL OF 0.3 HOUR/WEEK. LESS THAN 50,000 GPD-STAFFING BY A CLASS D OR HIGHER OPERATOR: 2 VISITS/WEEK ON NONCONSECUTIVE DAYS FOR A TOTAL OF 0.2 HOUR/WEEK. THERE SHALL BE NO MORE THAN 5 DAYS BETWEEN THE LAST VISIT IN ONE WEEK AND THE FIRST VISIT IN THE NEXT WEEK. | N | Y | GENEVA WILDERNESS CENTER | 3501 NORTH COUNTY RD. 426 |  | GENEVA | FL | 32732 | 9766 | 4076655280 |  | TIM MARCOPULOS | ELISA WILLIAMS | 205 W COUNTY HOME RD |  | SANFORD | FL | 32773 | 6190 | 4076652759 |  | COUNTY | 25 | 12000 | 5 | 2014-01-22 | 2020-02-21 | NC01 | 50
3 | SEMINOLE | CD | rweatherman@riverruncc.org | 3594234 | NONCOMMUNITY | CHLORINATION; AERATION FOR REMOVAL OF ANY SECONDARY CONTAMINANT, SULFIDE, OR ANY UNREGULATED CONTAMINANT; CORROSION CONTROL INHIBITOR ADDITION; HYPOCHLORINATION; IRON OR MANGANESE SEQUESTRATION; OR ULTRAVIOLET RADIATION. THE LEAD/CHIEF OPERATOR MUST BE CLASS D OR HIGHER. 50,000 GPD UP TO 0.25 MGD-STAFFING BY CLASS D OR HIGHER OPERATOR: 3 VISITS/WEEK ON NONCONSECUTIVE DAYS FOR A TOTAL OF 0.3 HOUR/WEEK. LESS THAN 50,000 GPD-STAFFING BY A CLASS D OR HIGHER OPERATOR: 2 VISITS/WEEK ON NONCONSECUTIVE DAYS FOR A TOTAL OF 0.2 HOUR/WEEK. THERE SHALL BE NO MORE THAN 5 DAYS BETWEEN THE LAST VISIT IN ONE WEEK AND THE FIRST VISIT IN THE NEXT WEEK. | N | Y | RIVER RUN CHRISTIAN CHURCH | 141 RIVER RUN POINT |  | CHULUOTA | FL | 32766 |  | 4079775433 |  | ROBIN WEATHERMAN | RIVER RUN CHURCH | 141 RIVER RUN POINT |  | CHULUOTA | FL | 32766 |  | 4079775433 |  | OTHER | 25 | 28800 | 2 | 2016-10-02 | 2021-08-24 | NC01 | 50
3 | SEMINOLE | CD |  | 3594237 | NONCOMMUNITY | CHLORINATION; AERATION FOR REMOVAL OF ANY SECONDARY CONTAMINANT, SULFIDE, OR ANY UNREGULATED CONTAMINANT; CORROSION CONTROL INHIBITOR ADDITION; HYPOCHLORINATION; IRON OR MANGANESE SEQUESTRATION; OR ULTRAVIOLET RADIATION. THE LEAD/CHIEF OPERATOR MUST BE CLASS D OR HIGHER. 50,000 GPD UP TO 0.25 MGD-STAFFING BY CLASS D OR HIGHER OPERATOR: 3 VISITS/WEEK ON NONCONSECUTIVE DAYS FOR A TOTAL OF 0.3 HOUR/WEEK. LESS THAN 50,000 GPD-STAFFING BY A CLASS D OR HIGHER OPERATOR: 2 VISITS/WEEK ON NONCONSECUTIVE DAYS FOR A TOTAL OF 0.2 HOUR/WEEK. THERE SHALL BE NO MORE THAN 5 DAYS BETWEEN THE LAST VISIT IN ONE WEEK AND THE FIRST VISIT IN THE NEXT WEEK. | N | Y | FIRST BAPTIST CHURCH OF CHULUOTA | 201 LAKE MILLS ROAD |  | CHULUOTA | FL | 32766 |  | 4073658323 |  | MARK STURBRIDGE | FIRST BAPTIST CHURCH OF CHULUOTA | 201 LAKE MILLS RD |  | CHULUOTA | FL | 32766 | 9541 | 4073651778 |  | TRUST/COOPERATIVE | 25 | 7000 | 2 | 2017-03-10 | 2017-02-14 | NC01 | 50
3 | SEMINOLE | CD |  | 3594239 | NONCOMMUNITY | CHLORINATION; AERATION FOR REMOVAL OF ANY SECONDARY CONTAMINANT, SULFIDE, OR ANY UNREGULATED CONTAMINANT; CORROSION CONTROL INHIBITOR ADDITION; HYPOCHLORINATION; IRON OR MANGANESE SEQUESTRATION; OR ULTRAVIOLET RADIATION. THE LEAD/CHIEF OPERATOR MUST BE CLASS D OR HIGHER. 50,000 GPD UP TO 0.25 MGD-STAFFING BY CLASS D OR HIGHER OPERATOR: 3 VISITS/WEEK ON NONCONSECUTIVE DAYS FOR A TOTAL OF 0.3 HOUR/WEEK. LESS THAN 50,000 GPD-STAFFING BY A CLASS D OR HIGHER OPERATOR: 2 VISITS/WEEK ON NONCONSECUTIVE DAYS FOR A TOTAL OF 0.2 HOUR/WEEK. THERE SHALL BE NO MORE THAN 5 DAYS BETWEEN THE LAST VISIT IN ONE WEEK AND THE FIRST VISIT IN THE NEXT WEEK. | N | Y | THE LAZY GATOR BAR | 2356 BLACK HAMMOCK FISH CAMP ROAD |  | OVIEDO | FL | 32765 |  | 4073651244 | 105 | OLIVER RUVELL | JOEL MARTIN | 2356 BLACK HAMMOCK FISH CAMP ROAD |  | OVIEDO | FL | 32765 |  | 4077545450 |  | INVESTOR | 25 | 10800 | 2 | 2017-08-29 | 2017-08-23 | NC01 | 50
3 | SEMINOLE | CD | ALEXANDER.REDERO@VEOLIA.COM | 3594240 | COMMUNITY | NO TREATMENT--CONSECUTIVE SYSTEMS ONLY | N | N | DOVERA (CONSEC.) | DOVERA DRIVE |  | OVIEDO | FL | 32765 |  | 4073276584 |  | ALEXANDER REDERO | KEVIN MONSER | 1126 E. SR 434 |  | WINTER SPRINGS | FL | 32708 |  | 4073276584 |  | CITY | 96 | 0 | 38 | 2013-02-07 | 2020-02-06 | PC01 | 50
3 | SEMINOLE | CD |  | 3594241 | COMMUNITY | NO TREATMENT--CONSECUTIVE SYSTEMS ONLY | N | N | OVIEDO MARKETPLACE (CONSEC.) | OVIEDO MALL BLVD |  | OVIEDO | FL | 32765 |  | 4079714685 |  | GREGORY MCCUE | CITY OF OVIEDO WATER DEPT | 400 ALEXANDRIA BLVD |  | OVIEDO | FL | 32765 |  | 4079715648 |  | MUNICIPALITY | 689 | 0 | 197 | 2019-07-18 | 2019-07-15 | PC02 | 100
3 | SUMTER | CD | JOSEPH.WINIARSKI@GMAIL.COM | 3600002 | NONCOMMUNITY | CHLORINATION; AERATION FOR REMOVAL OF ANY SECONDARY CONTAMINANT, SULFIDE, OR ANY UNREGULATED CONTAMINANT; CORROSION CONTROL INHIBITOR ADDITION; HYPOCHLORINATION; IRON OR MANGANESE SEQUESTRATION; OR ULTRAVIOLET RADIATION. THE LEAD/CHIEF OPERATOR MUST BE CLASS D OR HIGHER. 50,000 GPD UP TO 0.25 MGD-STAFFING BY CLASS D OR HIGHER OPERATOR: 3 VISITS/WEEK ON NONCONSECUTIVE DAYS FOR A TOTAL OF 0.3 HOUR/WEEK. LESS THAN 50,000 GPD-STAFFING BY A CLASS D OR HIGHER OPERATOR: 2 VISITS/WEEK ON NONCONSECUTIVE DAYS FOR A TOTAL OF 0.2 HOUR/WEEK. THERE SHALL BE NO MORE THAN 5 DAYS BETWEEN THE LAST VISIT IN ONE WEEK AND THE FIRST VISIT IN THE NEXT WEEK. | N | Y | BACKYARD BARN WINERY AND MICROBREWERY | 1945 E. CR-462 |  | WILDWOOD | FL | 34785 |  | 3528755366 |  | JOSEPH WINIARSKI | JOSEPH WINIARSKI | POST OFFICE BOX 2583 |  | OCALA | FL | 34478 |  | 3528755366 |  | OTHER | 25 | 405 | 2 | 2017-08-24 | 2017-07-19 | NC01 | 50
3 | SUMTER | CD | jneal@dg.com | 3600003 | NONCOMMUNITY | CHLORINATION; AERATION FOR REMOVAL OF ANY SECONDARY CONTAMINANT, SULFIDE, OR ANY UNREGULATED CONTAMINANT; CORROSION CONTROL INHIBITOR ADDITION; HYPOCHLORINATION; IRON OR MANGANESE SEQUESTRATION; OR ULTRAVIOLET RADIATION. THE LEAD/CHIEF OPERATOR MUST BE CLASS D OR HIGHER. 50,000 GPD UP TO 0.25 MGD-STAFFING BY CLASS D OR HIGHER OPERATOR: 3 VISITS/WEEK ON NONCONSECUTIVE DAYS FOR A TOTAL OF 0.3 HOUR/WEEK. LESS THAN 50,000 GPD-STAFFING BY A CLASS D OR HIGHER OPERATOR: 2 VISITS/WEEK ON NONCONSECUTIVE DAYS FOR A TOTAL OF 0.2 HOUR/WEEK. THERE SHALL BE NO MORE THAN 5 DAYS BETWEEN THE LAST VISIT IN ONE WEEK AND THE FIRST VISIT IN THE NEXT WEEK. | N | Y | NOBLETON DOLLAR GENERAL | 9301 WEST COUNTY ROAD 476 |  | BUSHNELL | FL | 33513 |  | 6158554676 |  |  | KRISTIN ELLIOTT | 100 MISSION RIDGE |  | GOODLETTSVILLE | TN | 37072 |  | 6158555365 |  | OTHER | 25 | 14400 | 1 | 2016-02-25 | 2020-05-21 | NC01 | 50
3 | SUMTER | CD |  | 3600004 | NONCOMMUNITY | CHLORINATION; AERATION FOR REMOVAL OF ANY SECONDARY CONTAMINANT, SULFIDE, OR ANY UNREGULATED CONTAMINANT; CORROSION CONTROL INHIBITOR ADDITION; HYPOCHLORINATION; IRON OR MANGANESE SEQUESTRATION; OR ULTRAVIOLET RADIATION. THE LEAD/CHIEF OPERATOR MUST BE CLASS D OR HIGHER. 50,000 GPD UP TO 0.25 MGD-STAFFING BY CLASS D OR HIGHER OPERATOR: 3 VISITS/WEEK ON NONCONSECUTIVE DAYS FOR A TOTAL OF 0.3 HOUR/WEEK. LESS THAN 50,000 GPD-STAFFING BY A CLASS D OR HIGHER OPERATOR: 2 VISITS/WEEK ON NONCONSECUTIVE DAYS FOR A TOTAL OF 0.2 HOUR/WEEK. THERE SHALL BE NO MORE THAN 5 DAYS BETWEEN THE LAST VISIT IN ONE WEEK AND THE FIRST VISIT IN THE NEXT WEEK. | N | Y | WHISPERING OAKS WINERY | 10934 COUNTY ROAD 475 |  | OXFORD | FL | 34484 |  | 3527480449 |  |  | ERINN SIEMER | 10934 N CR 475 |  | OXFORD | FL | 34484 |  | 3527480449 |  | OTHER | 25 | 18000 | 1 |  | 2020-05-20 | NC01 | 50
3 | SUMTER | CD | waterworks@eco2000inc.com | 3600006 | NONCOMMUNITY | CHLORINATION; AERATION FOR REMOVAL OF ANY SECONDARY CONTAMINANT, SULFIDE, OR ANY UNREGULATED CONTAMINANT; CORROSION CONTROL INHIBITOR ADDITION; HYPOCHLORINATION; IRON OR MANGANESE SEQUESTRATION; OR ULTRAVIOLET RADIATION. THE LEAD/CHIEF OPERATOR MUST BE CLASS D OR HIGHER. 50,000 GPD UP TO 0.25 MGD-STAFFING BY CLASS D OR HIGHER OPERATOR: 3 VISITS/WEEK ON NONCONSECUTIVE DAYS FOR A TOTAL OF 0.3 HOUR/WEEK. LESS THAN 50,000 GPD-STAFFING BY A CLASS D OR HIGHER OPERATOR: 2 VISITS/WEEK ON NONCONSECUTIVE DAYS FOR A TOTAL OF 0.2 HOUR/WEEK. THERE SHALL BE NO MORE THAN 5 DAYS BETWEEN THE LAST VISIT IN ONE WEEK AND THE FIRST VISIT IN THE NEXT WEEK. | N | Y | BW CENTER PROPERTIES, LLC | P.O. BOX 2275 |  | BUSHNELL | FL | 33513 |  | 3527935060 |  |  | CHARLIE JONES | PO BOX 2275 |  | BUSHNELL | FL | 33513 |  | 3527935060 |  | OTHER | 125 | 2520 | 1 | 2016-12-19 | 2021-09-03 | NC01 | 50
3 | SUMTER | CD | DEANNA.SIMMONS@JACOBS.COM | 3600007 | COMMUNITY | NO TREATMENT--CONSECUTIVE SYSTEMS ONLY | N | N | VILLAGE OF PINE RIDGE (CONSEC) | BONIFAY GOLF COURSE, CR 466A |  | THE VILLAGES | FL | 32162 |  | 3523031256 |  | DEANNA SIMMONS | RICHARD BAIER | 984 OLD MILL RUN |  | THE VILLAGES | FL | 32162 |  | 3527534747 |  | MUNICIPALITY | 3914 | 1 | 2060 |  | 2020-09-18 | PC03 | 500
3 | SUMTER | CD | brian.foulkes@arnettenvironmental.com | 3600009 | COMMUNITY | CHLORINATION; AERATION FOR REMOVAL OF ANY SECONDARY CONTAMINANT, SULFIDE, OR ANY UNREGULATED CONTAMINANT; CORROSION CONTROL INHIBITOR ADDITION; HYPOCHLORINATION; IRON OR MANGANESE SEQUESTRATION; OR ULTRAVIOLET RADIATION. THE LEAD/CHIEF OPERATOR MUST BE CLASS C OR HIGHER. 5.0 MGD AND ABOVE-STAFFING BY CLASS C OR HIGHER OPERATOR: 6 HOURS/DAY FOR 5 DAYS/WEEK AND ONE VISIT ON EACH WEEKEND DAY. 3.0 MGD UP TO 5.0 MGD-STAFFING BY CLASS C OR HIGHER OPERATOR: 1 HOUR/DAY FOR 5 DAYS/WEEK AND ONE VISIT ON EACH WEEKEND DAY. 0.25 MGD UP TO 3.0 MGD-STAFFING BY CLASS C OR HIGHER OPERATOR: 5 VISITS/WEEK AND ONE VISIT EACH WEEKEND FOR A TOTAL OF 0.6 HOUR/WEEK. | N | Y | SOUTH SUMTER UTILITIES | 5700 MEGGISON ROAD |  | THE VILLAGES | FL | 32163 |  | 3527534747 |  |  | KENNY BLOCKER | 984 OLD MILL RUN |  | THE VILLAGES | FL | 32162 |  | 3527513939 |  | CITY | 10127 | 4990000 | 625 |  | 2019-06-21 | DC03 | 2000
3 | SUMTER | CD |  | 3600010 | NONCOMMUNITY | CHLORINATION; AERATION FOR REMOVAL OF ANY SECONDARY CONTAMINANT, SULFIDE, OR ANY UNREGULATED CONTAMINANT; CORROSION CONTROL INHIBITOR ADDITION; HYPOCHLORINATION; IRON OR MANGANESE SEQUESTRATION; OR ULTRAVIOLET RADIATION. THE LEAD/CHIEF OPERATOR MUST BE CLASS D OR HIGHER. 50,000 GPD UP TO 0.25 MGD-STAFFING BY CLASS D OR HIGHER OPERATOR: 3 VISITS/WEEK ON NONCONSECUTIVE DAYS FOR A TOTAL OF 0.3 HOUR/WEEK. LESS THAN 50,000 GPD-STAFFING BY A CLASS D OR HIGHER OPERATOR: 2 VISITS/WEEK ON NONCONSECUTIVE DAYS FOR A TOTAL OF 0.2 HOUR/WEEK. THERE SHALL BE NO MORE THAN 5 DAYS BETWEEN THE LAST VISIT IN ONE WEEK AND THE FIRST VISIT IN THE NEXT WEEK. | N | Y | DOLLAR GENERAL WILDWOOD | 4500 N.E. 90TH PLAZA |  | WILDWOOD | FL | 34785 |  | 3867558887 |  |  | BRIAN CRAWFORD | 3324 W. UNIVERSITY AVE. |  | GAINESVILLE | FL | 32607 |  | 3867558887 |  | OTHER | 25 | 1000 | 1 |  | 2019-11-19 | NC01 | 50
3 | SUMTER | CD | tgm7177@aol.com | 3600011 | NONCOMMUNITY | CHLORINATION; AERATION FOR REMOVAL OF ANY SECONDARY CONTAMINANT, SULFIDE, OR ANY UNREGULATED CONTAMINANT; CORROSION CONTROL INHIBITOR ADDITION; HYPOCHLORINATION; IRON OR MANGANESE SEQUESTRATION; OR ULTRAVIOLET RADIATION. THE LEAD/CHIEF OPERATOR MUST BE CLASS D OR HIGHER. 50,000 GPD UP TO 0.25 MGD-STAFFING BY CLASS D OR HIGHER OPERATOR: 3 VISITS/WEEK ON NONCONSECUTIVE DAYS FOR A TOTAL OF 0.3 HOUR/WEEK. LESS THAN 50,000 GPD-STAFFING BY A CLASS D OR HIGHER OPERATOR: 2 VISITS/WEEK ON NONCONSECUTIVE DAYS FOR A TOTAL OF 0.2 HOUR/WEEK. THERE SHALL BE NO MORE THAN 5 DAYS BETWEEN THE LAST VISIT IN ONE WEEK AND THE FIRST VISIT IN THE NEXT WEEK. | N | Y | GREENVIEW PROPERTIES | 4416 S US 301 |  | BUSHNELL | FL | 33513 |  | 3523030051 |  |  | TIM MOFFITT | 4416 S US 301 |  | BUSHNELL | FL | 33513 |  | 3523030051 |  | UNKNOWN | 25 | 41010 | 2 | 2019-11-21 | 2019-11-07 | NC01 | 50
3 | SUMTER | CD |  | 3600012 | NONCOMMUNITY | CHLORINATION; AERATION FOR REMOVAL OF ANY SECONDARY CONTAMINANT, SULFIDE, OR ANY UNREGULATED CONTAMINANT; CORROSION CONTROL INHIBITOR ADDITION; HYPOCHLORINATION; IRON OR MANGANESE SEQUESTRATION; OR ULTRAVIOLET RADIATION. THE LEAD/CHIEF OPERATOR MUST BE CLASS D OR HIGHER. 50,000 GPD UP TO 0.25 MGD-STAFFING BY CLASS D OR HIGHER OPERATOR: 3 VISITS/WEEK ON NONCONSECUTIVE DAYS FOR A TOTAL OF 0.3 HOUR/WEEK. LESS THAN 50,000 GPD-STAFFING BY A CLASS D OR HIGHER OPERATOR: 2 VISITS/WEEK ON NONCONSECUTIVE DAYS FOR A TOTAL OF 0.2 HOUR/WEEK. THERE SHALL BE NO MORE THAN 5 DAYS BETWEEN THE LAST VISIT IN ONE WEEK AND THE FIRST VISIT IN THE NEXT WEEK. | N | Y | DOLLAR GENERAL BUSHNELL | 2080 COUNTY ROAD 654A |  | BUSHNELL | FL | 33513 |  | 3867558887 |  |  | BRIAN CRAWFORD | 3324 W. UNIVERSITY AVENUE |  | GAINESVILLE | FL | 32607 |  | 3867558887 |  | INVESTOR | 25 | 1000 | 1 |  | 2020-05-04 | NC01 | 50
3 | SUMTER | CD |  | 3600013 | NONCOMMUNITY | CHLORINATION; AERATION FOR REMOVAL OF ANY SECONDARY CONTAMINANT, SULFIDE, OR ANY UNREGULATED CONTAMINANT; CORROSION CONTROL INHIBITOR ADDITION; HYPOCHLORINATION; IRON OR MANGANESE SEQUESTRATION; OR ULTRAVIOLET RADIATION. THE LEAD/CHIEF OPERATOR MUST BE CLASS D OR HIGHER. 50,000 GPD UP TO 0.25 MGD-STAFFING BY CLASS D OR HIGHER OPERATOR: 3 VISITS/WEEK ON NONCONSECUTIVE DAYS FOR A TOTAL OF 0.3 HOUR/WEEK. LESS THAN 50,000 GPD-STAFFING BY A CLASS D OR HIGHER OPERATOR: 2 VISITS/WEEK ON NONCONSECUTIVE DAYS FOR A TOTAL OF 0.2 HOUR/WEEK. THERE SHALL BE NO MORE THAN 5 DAYS BETWEEN THE LAST VISIT IN ONE WEEK AND THE FIRST VISIT IN THE NEXT WEEK. | N | Y | SAMMIE'S ICE CREAM | 1540 CR 44A |  | WILDWOOD | FL | 34785 |  | 3523992843 |  |  | PAT GARDELLA | 1540 CR 44A |  | WILDWOOD | FL | 34785 |  | 3523992843 |  | INVESTOR | 25 | 0 | 1 |  | 2020-04-27 | NC01 | 50
3 | SUMTER | CD |  | 3600014 | NONTRANSIENT NONCOMMUNITY | CHLORINATION; AERATION FOR REMOVAL OF ANY SECONDARY CONTAMINANT, SULFIDE, OR ANY UNREGULATED CONTAMINANT; CORROSION CONTROL INHIBITOR ADDITION; HYPOCHLORINATION; IRON OR MANGANESE SEQUESTRATION; OR ULTRAVIOLET RADIATION. THE LEAD/CHIEF OPERATOR MUST BE CLASS D OR HIGHER. 50,000 GPD UP TO 0.25 MGD-STAFFING BY CLASS D OR HIGHER OPERATOR: 3 VISITS/WEEK ON NONCONSECUTIVE DAYS FOR A TOTAL OF 0.3 HOUR/WEEK. LESS THAN 50,000 GPD-STAFFING BY A CLASS D OR HIGHER OPERATOR: 2 VISITS/WEEK ON NONCONSECUTIVE DAYS FOR A TOTAL OF 0.2 HOUR/WEEK. THERE SHALL BE NO MORE THAN 5 DAYS BETWEEN THE LAST VISIT IN ONE WEEK AND THE FIRST VISIT IN THE NEXT WEEK. | N | Y | LANDSTONE CONSTRUCTION OFFICE WTP | 4829 E. COUNTY ROAD 470 |  | SUMTERVILLE | FL | 33585 |  | 3527536260 |  | MARTIN L. DZURO | MARTIN L. DZURO | 3601 KIESSEL ROAD |  | THE VILLAGES | FL | 32163 |  | 3527536260 |  | OTHER | 138 | 39600 | 5 |  | 2020-11-24 | NTNC | 100
3 | VOLUSIA | CDVO | MOTTO@JOHNKNOX.COM | 3640019 | COMMUNITY | CHLORINATION; AERATION FOR REMOVAL OF ANY SECONDARY CONTAMINANT, SULFIDE, OR ANY UNREGULATED CONTAMINANT; CORROSION CONTROL INHIBITOR ADDITION; HYPOCHLORINATION; IRON OR MANGANESE SEQUESTRATION; OR ULTRAVIOLET RADIATION. THE LEAD/CHIEF OPERATOR MUST BE CLASS C OR HIGHER. 5.0 MGD AND ABOVE-STAFFING BY CLASS C OR HIGHER OPERATOR: 6 HOURS/DAY FOR 5 DAYS/WEEK AND ONE VISIT ON EACH WEEKEND DAY. 3.0 MGD UP TO 5.0 MGD-STAFFING BY CLASS C OR HIGHER OPERATOR: 1 HOUR/DAY FOR 5 DAYS/WEEK AND ONE VISIT ON EACH WEEKEND DAY. 0.25 MGD UP TO 3.0 MGD-STAFFING BY CLASS C OR HIGHER OPERATOR: 5 VISITS/WEEK AND ONE VISIT EACH WEEKEND FOR A TOTAL OF 0.6 HOUR/WEEK. | N | Y | JOHN KNOX VILLAGE | 101 NORTHLAKE DRIVE |  | ORANGE CITY | FL | 32763 |  | 3867753840 | 261 | MARK OTTO | JOHN KNOX VILLAGE OF CENTRAL FLORIDA, INC. | JOHN KNOX VILLAGE | 101 NORTHLAKE DRIVE | ORANGE CITY | FL | 32763 |  | 3867753840 | 221 | INVESTOR | 740 | 486000 | 297 | 2020-08-21 | 2019-12-04 | DC04 | 1000
3 | VOLUSIA | CDVO | llang@countrypure.com | 3640042 | NONTRANSIENT NONCOMMUNITY | CHLORINATION; AERATION FOR REMOVAL OF ANY SECONDARY CONTAMINANT, SULFIDE, OR ANY UNREGULATED CONTAMINANT; CORROSION CONTROL INHIBITOR ADDITION; HYPOCHLORINATION; IRON OR MANGANESE SEQUESTRATION; OR ULTRAVIOLET RADIATION. THE LEAD/CHIEF OPERATOR MUST BE CLASS C OR HIGHER. 5.0 MGD AND ABOVE-STAFFING BY CLASS C OR HIGHER OPERATOR: 6 HOURS/DAY FOR 5 DAYS/WEEK AND ONE VISIT ON EACH WEEKEND DAY. 3.0 MGD UP TO 5.0 MGD-STAFFING BY CLASS C OR HIGHER OPERATOR: 1 HOUR/DAY FOR 5 DAYS/WEEK AND ONE VISIT ON EACH WEEKEND DAY. 0.25 MGD UP TO 3.0 MGD-STAFFING BY CLASS C OR HIGHER OPERATOR: 5 VISITS/WEEK AND ONE VISIT EACH WEEKEND FOR A TOTAL OF 0.6 HOUR/WEEK. | N | Y | ARDMORE FARMS | 1915 N.WOODLAND BLVD. |  | DELAND | FL | 32720 |  | 3867344634 | 257 | LEWIS LANG | COUNTRY PURE FOODS INC. | COUNTRY PURE FOODS, INC. | 681 W. WATERLOO RD. | AKRON | OH | 44314 | 2293 | 3307532293 |  | INVESTOR | 130 | 360000 | 15 | 2019-12-02 | 2019-11-14 | NTNC | 100
3 | VOLUSIA | CDVO | michael.watkins@dep.state.fl.us | 3640097 | NONCOMMUNITY | CHLORINATION; AERATION FOR REMOVAL OF ANY SECONDARY CONTAMINANT, SULFIDE, OR ANY UNREGULATED CONTAMINANT; CORROSION CONTROL INHIBITOR ADDITION; HYPOCHLORINATION; IRON OR MANGANESE SEQUESTRATION; OR ULTRAVIOLET RADIATION. THE LEAD/CHIEF OPERATOR MUST BE CLASS D OR HIGHER. 50,000 GPD UP TO 0.25 MGD-STAFFING BY CLASS D OR HIGHER OPERATOR: 3 VISITS/WEEK ON NONCONSECUTIVE DAYS FOR A TOTAL OF 0.3 HOUR/WEEK. LESS THAN 50,000 GPD-STAFFING BY A CLASS D OR HIGHER OPERATOR: 2 VISITS/WEEK ON NONCONSECUTIVE DAYS FOR A TOTAL OF 0.2 HOUR/WEEK. THERE SHALL BE NO MORE THAN 5 DAYS BETWEEN THE LAST VISIT IN ONE WEEK AND THE FIRST VISIT IN THE NEXT WEEK. | N | Y | BLUE SPRING STATE PARK | 2100 W. FRENCH AVENUE |  | ORANGE CITY | FL | 32763 |  | 3867753663 |  | MICHAEL WATKINS | FLORIDA DEPARTMENT OF ENVIRONMENTAL PROTECTION | FLORIDA DIVISION OF RECREATION & PARKS | DISTRICT 3, 1800 WEKIWA CIRCLE | APOPKA | FL | 32712 |  | 4075534362 |  | DEP (STATE PARK OR STATE REC AREA) | 1500 | 76320 | 77 | 2017-03-13 | 2019-11-25 | NC01 | 50
3 | VOLUSIA | CDVO | mcgeej@burnsscitech.org | 3640126 | NONTRANSIENT NONCOMMUNITY | CHLORINATION; AERATION FOR REMOVAL OF ANY SECONDARY CONTAMINANT, SULFIDE, OR ANY UNREGULATED CONTAMINANT; CORROSION CONTROL INHIBITOR ADDITION; HYPOCHLORINATION; IRON OR MANGANESE SEQUESTRATION; OR ULTRAVIOLET RADIATION. THE LEAD/CHIEF OPERATOR MUST BE CLASS D OR HIGHER. 50,000 GPD UP TO 0.25 MGD-STAFFING BY CLASS D OR HIGHER OPERATOR: 3 VISITS/WEEK ON NONCONSECUTIVE DAYS FOR A TOTAL OF 0.3 HOUR/WEEK. LESS THAN 50,000 GPD-STAFFING BY A CLASS D OR HIGHER OPERATOR: 2 VISITS/WEEK ON NONCONSECUTIVE DAYS FOR A TOTAL OF 0.2 HOUR/WEEK. THERE SHALL BE NO MORE THAN 5 DAYS BETWEEN THE LAST VISIT IN ONE WEEK AND THE FIRST VISIT IN THE NEXT WEEK. | N | Y | BURNS SCIENCE AND TECH CHARTER SCHOOL | 160 RIDGE ROAD |  | OAK HILL | FL | 32759 |  | 3862104915 |  | JANET MCGEE | OAK HILL COMMUNITY TRUST | C/O DR. JANET MCGEE | 160 RIDGE ROAD | OAK HILL | FL | 32759 |  | 3862104915 |  | COUNTY | 750 | 38000 | 10 | 2018-01-29 | 2020-08-28 | NTNC | 100
3 | VOLUSIA | CDVO | amalott@youthranches.org | 3640143 | NONCOMMUNITY | CHLORINATION; AERATION FOR REMOVAL OF ANY SECONDARY CONTAMINANT, SULFIDE, OR ANY UNREGULATED CONTAMINANT; CORROSION CONTROL INHIBITOR ADDITION; HYPOCHLORINATION; IRON OR MANGANESE SEQUESTRATION; OR ULTRAVIOLET RADIATION. THE LEAD/CHIEF OPERATOR MUST BE CLASS D OR HIGHER. 50,000 GPD UP TO 0.25 MGD-STAFFING BY CLASS D OR HIGHER OPERATOR: 3 VISITS/WEEK ON NONCONSECUTIVE DAYS FOR A TOTAL OF 0.3 HOUR/WEEK. LESS THAN 50,000 GPD-STAFFING BY A CLASS D OR HIGHER OPERATOR: 2 VISITS/WEEK ON NONCONSECUTIVE DAYS FOR A TOTAL OF 0.2 HOUR/WEEK. THERE SHALL BE NO MORE THAN 5 DAYS BETWEEN THE LAST VISIT IN ONE WEEK AND THE FIRST VISIT IN THE NEXT WEEK. | N | Y | FLORIDA SHERIFFS YOUTH CAMP | 1170 YOUTH CAMP LANE |  | PIERSON | FL | 32180 |  | 3867499999 |  | APRIL MALOTT | FLORIDA SHERIFF'S YOUTH RANCHES, INC. | FLORIDA SHERIFF'S YOUTH RANCHES, INC. | 1170 YOUTH CAMP LANE | PIERSON | FL | 32180 |  | 3867499999 |  | OTHER | 100 | 27235 | 18 | 2013-11-19 | 2020-11-24 | NC01 | 50
3 | VOLUSIA | CDVO | MEADOWLEAVILLAGE@COVECOMMUNITIES.COM | 3640156 | COMMUNITY | ACTIVATED CARBON PROCESSES; DIATOMACEOUS EARTH FILTRATION; ION EXCHANGE FOR REMOVAL OF ANY PRIMARY CONTAMINANT; ION AND MANGANESE REMOVAL (OXIDATION, DETENTION, AND FILTRATION); OR SLOW SAND FILTRATION. LEAD/CHIEF OPERATOR MUST BE CLASS C OR HIGHER. 1.0 MGD UP TO 2.0 MGD-STAFFING BY CLASS C OR HIGHER OPERATOR: 6 HOURS/DAY FOR 5 DAYS/WEEK AND ONE VISIT ON EACH WEEKEND DAY. 0.5 MGD UP TO 1.0 MGD-STAFFING BY CLASS C OR HIGHER OPERATOR: 3 HOURS/DAY FOR 5 DAYS/WEEK AND ONE VISIT ON EACH WEEKEND DAY. 0.25 MGD UP TO 0.5 MGD-STAFFING BY CLASS C OR HIGHER OPERATOR: 1 HOUR/DAY FOR 5 DAYS/WEEK AND ONE VISIT ON EACH WEEKEND DAY. LESS THAN 0.25 MGD-STAFFING BY CLASS C OR HIGHER OPERATOR: 5 VISITS/WEEK AND ONE VISIT EACH WEEKEND FOR A TOTAL OF 1.8 HOURS/WEEK. | N | Y | MEADOWLEA ESTATES | 1004 OVERLOOK DRIVE |  | DELAND | FL | 32724 |  | 3867361853 |  | CARLOS TOLA | BRANDON SCHILLING | MEADOWLEA VILLAGE | 4350 EAST CAMELBACK RD. STE A-100 | PHOENIX | AZ | 85018 |  | 4804235700 |  | INVESTOR | 282 | 118080 | 256 | 2021-07-07 | 2020-11-24 | DC05 | 500
3 | VOLUSIA | CDVO | cookr@codb.us | 3640275 | COMMUNITY | CONVENTIONAL FILTRATION (COAGULATION, FLOCCULATION, SEDIMENTATION, AND FILTRATION); DIRECT FILTRATION, (COAGULATION AND FILTRATION); OR LIME SOFTENING 5.0 MGD AND ABOVE. STAFFING BY CLASS C OR HIGHER OPERATOR: 24 HOURS/DAY FOR 7 DAYS/WEEK. THE LEAD/CHIEF OPERATOR MUST BE CLASS A. | N | Y | DAYTONA BEACH, CITY OF | 3651 LPGA BLVD |  | DAYTONA BEACH | FL | 32124 |  | 3866718830 |  | ROBIN COOK | DAYTONA BEACH, CITY OF | DAYTONA BEACH DEPUTY UTILITY DIRECTOR | 125 BASIN STREET, SUITE 100 | DAYTONA BEACH | FL | 32114 |  | 3866718825 |  | MUNICIPALITY | 76700 | 24000000 | 23968 | 2018-02-16 | 2019-12-10 | DC01 | 6000
3 | VOLUSIA | CDVO | kerriball@yahoo.com | 3640285 | COMMUNITY | CHLORINATION; AERATION FOR REMOVAL OF ANY SECONDARY CONTAMINANT, SULFIDE, OR ANY UNREGULATED CONTAMINANT; CORROSION CONTROL INHIBITOR ADDITION; HYPOCHLORINATION; IRON OR MANGANESE SEQUESTRATION; OR ULTRAVIOLET RADIATION. THE LEAD/CHIEF OPERATOR MUST BE CLASS D OR HIGHER. 50,000 GPD UP TO 0.25 MGD-STAFFING BY CLASS D OR HIGHER OPERATOR: 3 VISITS/WEEK ON NONCONSECUTIVE DAYS FOR A TOTAL OF 0.3 HOUR/WEEK. LESS THAN 50,000 GPD-STAFFING BY A CLASS D OR HIGHER OPERATOR: 2 VISITS/WEEK ON NONCONSECUTIVE DAYS FOR A TOTAL OF 0.2 HOUR/WEEK. THERE SHALL BE NO MORE THAN 5 DAYS BETWEEN THE LAST VISIT IN ONE WEEK AND THE FIRST VISIT IN THE NEXT WEEK. | N | Y | APPLEGATE MOBILE HOME COMMUNITY | 399 CIRCLE DRIVE |  | DELAND | FL | 32724 |  | 3867361183 |  | CARLOS TOLA | APPLEGATE MHC, LLC | APPLEGATE MHC, LLC | 101425 OVERSEAS HIGHWAY #360 | KEY LARGO | FL | 33037 |  | 2183686966 |  | INVESTOR | 275 | 184000 | 135 | 2020-06-17 | 2020-04-21 | DC05 | 500
3 | VOLUSIA | CDVO | petraccam@deland.org | 3640286 | COMMUNITY | AERATION FOR REMOVAL OF ANY PRIMARY CONTAMINANT; ALKALINITY/PH ADJUSTMENT; CHLORAMIN ATION; CHLORINE DIOXIDE FOR OXIDATION OR DISINFECTION; FLUORIDATION; ION EXCHANGE FOR REMOVAL OF ANY SECONDARY CONTAMINANT, SULFIDE, OR ANY UNREGULATED CONTAMINANT; OR OZONATION. THE LEAD/CHIEF OPERATOR MUST BE CLASS C OR HIGHER. 5.0 MGD UP TO 10 MGD-STAFFING BY CLASS C OR HIGHER OPERATOR: 6 HOURS/DAY FOR 5 DAYS/WEEK AND ONE VISIT ON EACH WEEKEND DAY. 3.0 MGD UP TO 5.0 MGD-STAFFING BY CLASS C OR HIGHER OPERATOR: 3 HOURS/DAY FOR 5 DAYS/WEEK AND ONE VISIT ON EACH WEEKEND DAY. 1.0 MGD UP TO 3.0 MGD-STAFFING BY CLASS C OR HIGHER OPERATOR: 1 HOUR/DAY FOR 5 DAYS/WEEK AND ONE VISIT ON EACH WEEKEND DAY. 0.1 MGD UP TO 1.0 MGD-STAFFING BY CLASS C OR HIGHER OPERATOR: 5 VISITS/WEEK AND ONE VISIT EACH WEEKEND FOR A TOTAL OF 1.2 HOURS/WEEK. | N | Y | DELAND, CITY OF | WATER RECLAMATION FACILITY | 1101 S. AMELIA AVE. | DELAND | FL | 32724 |  | 3866267250 |  | SHAWN WAHRENBERGER | CITY OF DELAND | CITY OF DELAND | 1101 S. AMELIA AVE. | DELAND | FL | 32724 |  | 3866267250 |  | MUNICIPALITY | 50910 | 18252000 | 19695 | 2021-04-02 | 2020-12-09 | DC01 | 6000
3 | VOLUSIA | CDVO | schurney@deltonafl.gov | 3640287 | COMMUNITY | AERATION FOR REMOVAL OF ANY PRIMARY CONTAMINANT; ALKALINITY/PH ADJUSTMENT; CHLORAMIN ATION; CHLORINE DIOXIDE FOR OXIDATION OR DISINFECTION; FLUORIDATION; ION EXCHANGE FOR REMOVAL OF ANY SECONDARY CONTAMINANT, SULFIDE, OR ANY UNREGULATED CONTAMINANT; OR OZONATION. THE LEAD/CHIEF OPERATOR MUST BE CLASS C OR HIGHER. 5.0 MGD UP TO 10 MGD-STAFFING BY CLASS C OR HIGHER OPERATOR: 6 HOURS/DAY FOR 5 DAYS/WEEK AND ONE VISIT ON EACH WEEKEND DAY. 3.0 MGD UP TO 5.0 MGD-STAFFING BY CLASS C OR HIGHER OPERATOR: 3 HOURS/DAY FOR 5 DAYS/WEEK AND ONE VISIT ON EACH WEEKEND DAY. 1.0 MGD UP TO 3.0 MGD-STAFFING BY CLASS C OR HIGHER OPERATOR: 1 HOUR/DAY FOR 5 DAYS/WEEK AND ONE VISIT ON EACH WEEKEND DAY. 0.1 MGD UP TO 1.0 MGD-STAFFING BY CLASS C OR HIGHER OPERATOR: 5 VISITS/WEEK AND ONE VISIT EACH WEEKEND FOR A TOTAL OF 1.2 HOURS/WEEK. | N | Y | DELTONA WATER | 255 ENTERPRISE RD. |  | DELTONA | FL | 32725 |  | 3865742181 |  | SHANE CHURNEY | JOHN A PETERS, P.E. | CITY OF DELTONA | 255 ENTERPRISE ROAD | DELTONA | FL | 32725 |  | 3868788950 |  | CITY | 78345 | 25747200 | 33160 | 2022-01-06 | 2021-10-18 | DC01 | 6000
3 | VOLUSIA | CDVO | mstanfield@duvallhome.org | 3640317 | NONTRANSIENT NONCOMMUNITY | CHLORINATION; AERATION FOR REMOVAL OF ANY SECONDARY CONTAMINANT, SULFIDE, OR ANY UNREGULATED CONTAMINANT; CORROSION CONTROL INHIBITOR ADDITION; HYPOCHLORINATION; IRON OR MANGANESE SEQUESTRATION; OR ULTRAVIOLET RADIATION. THE LEAD/CHIEF OPERATOR MUST BE CLASS D OR HIGHER. 50,000 GPD UP TO 0.25 MGD-STAFFING BY CLASS D OR HIGHER OPERATOR: 3 VISITS/WEEK ON NONCONSECUTIVE DAYS FOR A TOTAL OF 0.3 HOUR/WEEK. LESS THAN 50,000 GPD-STAFFING BY A CLASS D OR HIGHER OPERATOR: 2 VISITS/WEEK ON NONCONSECUTIVE DAYS FOR A TOTAL OF 0.2 HOUR/WEEK. THERE SHALL BE NO MORE THAN 5 DAYS BETWEEN THE LAST VISIT IN ONE WEEK AND THE FIRST VISIT IN THE NEXT WEEK. | N | Y | DUVALL HOME | 3395 GRAND AVE. |  | GLENWOOD | FL | 32722 |  | 3867342874 |  | JOHN STANBERRY | UNITED PRESBYTERIAN SPECIALSERVICES | UNITED PRESBYTERIAN SPECIAL SERVICES | P.O. BOX 220036 | GLENWOOD | FL | 32722 | 36 | 3867342874 |  | OTHER | 102 | 240000 | 13 | 2019-10-09 | 2019-07-26 | NTNC | 100
3 | VOLUSIA | CDVO | rpolizzi@cityofedgewater.org | 3640331 | COMMUNITY | CONVENTIONAL FILTRATION (COAGULATION, FLOCCULATION, SEDIMENTATION, AND FILTRATION); DIRECT FILTRATION, (COAGULATION AND FILTRATION); OR LIME SOFTENING 1.0 MGD UP TO 5.0 MGD. STAFFING BY CLASS C OR HIGHER OPERATOR: 16 HOURS/DAY FOR 7 DAYS/WEEK. THE LEAD/CHIEF OPERATOR MUST BE CLASS B OR HIGHER. | N | Y | EDGEWATER, CITY OF | 3315 STATE ROAD #442 |  | EDGEWATER | FL | 32132 |  | 3864242490 |  |  | CITY OF EDGEWATER | CITY OF EDGEWATER | P.O. BOX 100 | EDGEWATER | FL | 32132 | 100 | 3864242490 |  | MUNICIPALITY | 25707 | 5000000 | 11177 | 2021-05-17 | 2020-12-08 | DC02 | 4000
3 | VOLUSIA | CDVO |  | 3640336 | COMMUNITY | AERATION FOR REMOVAL OF ANY PRIMARY CONTAMINANT; ALKALINITY/PH ADJUSTMENT; CHLORAMIN ATION; CHLORINE DIOXIDE FOR OXIDATION OR DISINFECTION; FLUORIDATION; ION EXCHANGE FOR REMOVAL OF ANY SECONDARY CONTAMINANT, SULFIDE, OR ANY UNREGULATED CONTAMINANT; OR OZONATION LESS THAN 0.1 MGD. STAFFING BY A CLASS D OR HIGHER OPERATOR: 3 VISITS/WEEK ON NONCONSECUTIVE DAYS FOR A TOTAL OF 0.6 HOUR/WEEK. THE LEAD/CHIEF OPERATOR MUST BE CLASS D OR HIGHER. | N | Y | ELDORADO ESTATES | 2320 ESLINGER RD. |  | NEW SMYRNA BEACH | FL | 32168 |  | 3864278466 |  | CHERYL CURTIS | INVERBRASS FUNDS, LLC | INVERBRASS FUNDS, LLC | POST OFFICE BOX 6983 | CHICAGO | IL | 60680 |  | 7733849370 |  | INVESTOR | 250 | 76545 | 131 | 2021-07-06 | 2020-10-28 | DC051 | 100
3 | VOLUSIA | CDVO | scott.pendergrass@fumch.org | 3640403 | COMMUNITY | ACTIVATED CARBON PROCESSES; DIATOMACEOUS EARTH FILTRATION; ION EXCHANGE FOR REMOVAL OF ANY PRIMARY CONTAMINANT; ION AND MANGANESE REMOVAL (OXIDATION, DETENTION, AND FILTRATION); OR SLOW SAND FILTRATION. LEAD/CHIEF OPERATOR MUST BE CLASS C OR HIGHER. 1.0 MGD UP TO 2.0 MGD-STAFFING BY CLASS C OR HIGHER OPERATOR: 6 HOURS/DAY FOR 5 DAYS/WEEK AND ONE VISIT ON EACH WEEKEND DAY. 0.5 MGD UP TO 1.0 MGD-STAFFING BY CLASS C OR HIGHER OPERATOR: 3 HOURS/DAY FOR 5 DAYS/WEEK AND ONE VISIT ON EACH WEEKEND DAY. 0.25 MGD UP TO 0.5 MGD-STAFFING BY CLASS C OR HIGHER OPERATOR: 1 HOUR/DAY FOR 5 DAYS/WEEK AND ONE VISIT ON EACH WEEKEND DAY. LESS THAN 0.25 MGD-STAFFING BY CLASS C OR HIGHER OPERATOR: 5 VISITS/WEEK AND ONE VISIT EACH WEEKEND FOR A TOTAL OF 1.8 HOURS/WEEK. | N | Y | FLORIDA UNITED METHODIST CHILDRENS HOME | 51 MAIN ST. |  | ENTERPRISE | FL | 32725 |  | 3866684774 |  | SCOTT PENDERGRASS | FLORIDA CONFERENCE OF THE UNITED METHODIST CHURCH | FLORIDA UNITED METHODIST CHILDRENS HOME | P.O.BOX 6299 | DELTONA | FL | 32728 | 6299 | 3866684774 |  | OTHER | 200 | 184320 | 20 | 2021-07-01 | 2020-12-15 | DC051 | 100
3 | VOLUSIA | CDVO | rbeedle@volusia.org | 3640412 | COMMUNITY | MEMBRANE PROCESSES, INCLUDING ELECTRODIALYSIS, ELECTRODIALYSIS REVERSAL, MICROFILTRATION, ULTRAFILTRATION, NANOFILTRATION, AND REVERSE OSMOSIS. THE LEAD/CHIEF OPERATOR MUST BE CLASS C OR HIGHER. 0.5 MGD UP TO 1.0 MGD-STAFFING BY CLASS C OR HIGHER OPERATOR: 6 HOURS/DAY FOR 5 DAYS/WEEK AND ONE VISIT ON EACH WEEKEND DAY. 0.1 MGD UP TO 0.5 MGD-STAFFING BY CLASS C OR HIGHER OPERATOR: 3 HOURS/DAY FOR 5 DAYS/WEEK AND ONE VISIT ON EACH WEEKEND DAY. LESS THAN 0.1 MGD-STAFFING BY CLASS C OR HIGHER OPERATOR: 1 HOUR/DAY FOR 5 DAYS/WEEK AND ONE VISIT ON EACH WEEKEND DAY. | N | Y | VC/SPRUCE CREEK WTP-15 | #2A TAXIWAY - LINDY LOOP |  | PORT ORANGE | FL | 32128 |  | 3868226465 |  | BOB BEEDLE | COUNTY OF VOLUSIA | COUNTY OF VOLUSIA | 3151 E. NEW YORK AVE | DELAND | FL | 32724 |  | 3868226465 |  | COUNTY | 3368 | 550000 | 1458 | 2020-07-31 | 2020-07-30 | DC04 | 1000
3 | VOLUSIA | CDVO | virenpatel200@hotmail.com | 3640488 | NONCOMMUNITY | CHLORINATION; AERATION FOR REMOVAL OF ANY SECONDARY CONTAMINANT, SULFIDE, OR ANY UNREGULATED CONTAMINANT; CORROSION CONTROL INHIBITOR ADDITION; HYPOCHLORINATION; IRON OR MANGANESE SEQUESTRATION; OR ULTRAVIOLET RADIATION. THE LEAD/CHIEF OPERATOR MUST BE CLASS D OR HIGHER. 50,000 GPD UP TO 0.25 MGD-STAFFING BY CLASS D OR HIGHER OPERATOR: 3 VISITS/WEEK ON NONCONSECUTIVE DAYS FOR A TOTAL OF 0.3 HOUR/WEEK. LESS THAN 50,000 GPD-STAFFING BY A CLASS D OR HIGHER OPERATOR: 2 VISITS/WEEK ON NONCONSECUTIVE DAYS FOR A TOTAL OF 0.2 HOUR/WEEK. THERE SHALL BE NO MORE THAN 5 DAYS BETWEEN THE LAST VISIT IN ONE WEEK AND THE FIRST VISIT IN THE NEXT WEEK. | N | Y | OAK HILL SUNOCO | 262 NORTH U.S. HWY. 1 |  | OAK HILL | FL | 32759 |  | 3863451500 |  | CARLOS TOLA | KAIVAL CORP | OAK HILL SONOCO | 1950 W. PARK AVE | EDGEWATER | FL | 32132 |  | 3863451500 |  | INVESTOR | 25 | 21600 | 1 | 2015-12-10 | 2020-01-29 | NC01 | 50
3 | VOLUSIA | CDVO | dmuldoon@uswatercorp.net | 3640490 | NONCOMMUNITY | CHLORINATION; AERATION FOR REMOVAL OF ANY SECONDARY CONTAMINANT, SULFIDE, OR ANY UNREGULATED CONTAMINANT; CORROSION CONTROL INHIBITOR ADDITION; HYPOCHLORINATION; IRON OR MANGANESE SEQUESTRATION; OR ULTRAVIOLET RADIATION. THE LEAD/CHIEF OPERATOR MUST BE CLASS D OR HIGHER. 50,000 GPD UP TO 0.25 MGD-STAFFING BY CLASS D OR HIGHER OPERATOR: 3 VISITS/WEEK ON NONCONSECUTIVE DAYS FOR A TOTAL OF 0.3 HOUR/WEEK. LESS THAN 50,000 GPD-STAFFING BY A CLASS D OR HIGHER OPERATOR: 2 VISITS/WEEK ON NONCONSECUTIVE DAYS FOR A TOTAL OF 0.2 HOUR/WEEK. THERE SHALL BE NO MORE THAN 5 DAYS BETWEEN THE LAST VISIT IN ONE WEEK AND THE FIRST VISIT IN THE NEXT WEEK. | N | Y | CIRCLE K # 2722612 | 2495 TOMOKA FARMS ROAD |  | PORT ORANGE | FL | 32128 |  | 3867611479 |  | DENNIS MULDOON | CIRCLE K STORES, INC. | CIRCLE K STORES, INC. | 12911 N. TELECOM PKWY | TAMPA | FL | 33637 |  | 8139106808 |  | INVESTOR | 25 | 43200 | 1 | 2019-08-16 | 2019-06-12 | NC01 | 50
3 | VOLUSIA | CDVO |  | 3640518 | NONTRANSIENT NONCOMMUNITY | CHLORINATION; AERATION FOR REMOVAL OF ANY SECONDARY CONTAMINANT, SULFIDE, OR ANY UNREGULATED CONTAMINANT; CORROSION CONTROL INHIBITOR ADDITION; HYPOCHLORINATION; IRON OR MANGANESE SEQUESTRATION; OR ULTRAVIOLET RADIATION. THE LEAD/CHIEF OPERATOR MUST BE CLASS D OR HIGHER. 50,000 GPD UP TO 0.25 MGD-STAFFING BY CLASS D OR HIGHER OPERATOR: 3 VISITS/WEEK ON NONCONSECUTIVE DAYS FOR A TOTAL OF 0.3 HOUR/WEEK. LESS THAN 50,000 GPD-STAFFING BY A CLASS D OR HIGHER OPERATOR: 2 VISITS/WEEK ON NONCONSECUTIVE DAYS FOR A TOTAL OF 0.2 HOUR/WEEK. THERE SHALL BE NO MORE THAN 5 DAYS BETWEEN THE LAST VISIT IN ONE WEEK AND THE FIRST VISIT IN THE NEXT WEEK. | N | Y | VC/HESTER PARK/MALLOY SCHOOL (WTP#4) | 2335 S. DUNDEE STREET |  | DELEON SPRINGS | FL | 32130 | 3107 | 3867365953 |  | PHIL LARRIMORE | COUNTY OF VOLUSIA | VOLUSIA COUNTY PARKS & RECREATION | 202 N. FLORIDA AVE. | DELAND | FL | 32720 |  | 3867365953 |  | COUNTY | 88 | 48960 | 3 | 2016-12-02 | 2019-02-14 | NTNC | 100
3 | VOLUSIA | CDVO | HVPARKFL@YAHOO.COM | 3640528 | COMMUNITY | CHLORINATION; AERATION FOR REMOVAL OF ANY SECONDARY CONTAMINANT, SULFIDE, OR ANY UNREGULATED CONTAMINANT; CORROSION CONTROL INHIBITOR ADDITION; HYPOCHLORINATION; IRON OR MANGANESE SEQUESTRATION; OR ULTRAVIOLET RADIATION. THE LEAD/CHIEF OPERATOR MUST BE CLASS D OR HIGHER. 50,000 GPD UP TO 0.25 MGD-STAFFING BY CLASS D OR HIGHER OPERATOR: 3 VISITS/WEEK ON NONCONSECUTIVE DAYS FOR A TOTAL OF 0.3 HOUR/WEEK. LESS THAN 50,000 GPD-STAFFING BY A CLASS D OR HIGHER OPERATOR: 2 VISITS/WEEK ON NONCONSECUTIVE DAYS FOR A TOTAL OF 0.2 HOUR/WEEK. THERE SHALL BE NO MORE THAN 5 DAYS BETWEEN THE LAST VISIT IN ONE WEEK AND THE FIRST VISIT IN THE NEXT WEEK. | N | Y | HIDDEN VALLEY MHP | 808 PARK AVE. |  | DELEON SPRINGS | FL | 32130 |  | 3869854543 |  | RICHARD SCHULER | HIDDEN VALLEY PARK, INC. | HIDDEN VALLEY PARK, INC. | 808 PARK AVE. | DELEON SPRINGS | FL | 32130 |  | 3869854543 |  | INVESTOR | 276 | 91800 | 184 | 2020-07-01 | 2020-04-30 | DC05 | 500
3 | VOLUSIA | CDVO | aarmstrong@hollyhillfl.org | 3640557 | COMMUNITY | CONVENTIONAL FILTRATION (COAGULATION, FLOCCULATION, SEDIMENTATION, AND FILTRATION); DIRECT FILTRATION, (COAGULATION AND FILTRATION); OR LIME SOFTENING 1.0 MGD UP TO 5.0 MGD. STAFFING BY CLASS C OR HIGHER OPERATOR: 16 HOURS/DAY FOR 7 DAYS/WEEK. THE LEAD/CHIEF OPERATOR MUST BE CLASS B OR HIGHER. | N | Y | CITY OF HOLLY HILL | 453 LPGA BLVD |  | HOLLY HILL | FL | 32117 |  | 3862489463 |  | ANDY ARMSTRONG | ANTOINE KHOURY | CITY OF HOLLY HILL | 1065 RIDGEWOOD AVENUE | HOLLY HILL | FL | 32117 |  | 3862489463 |  | MUNICIPALITY | 13437 | 2304000 | 5817 | 2019-06-26 | 2021-12-10 | DC03 | 2000
3 | VOLUSIA | CDVO | LSR_RESERVATIONS@TRAVELRESORTS.COM | 3640641 | NONCOMMUNITY | CHLORINATION; AERATION FOR REMOVAL OF ANY SECONDARY CONTAMINANT, SULFIDE, OR ANY UNREGULATED CONTAMINANT; CORROSION CONTROL INHIBITOR ADDITION; HYPOCHLORINATION; IRON OR MANGANESE SEQUESTRATION; OR ULTRAVIOLET RADIATION. THE LEAD/CHIEF OPERATOR MUST BE CLASS D OR HIGHER. 50,000 GPD UP TO 0.25 MGD-STAFFING BY CLASS D OR HIGHER OPERATOR: 3 VISITS/WEEK ON NONCONSECUTIVE DAYS FOR A TOTAL OF 0.3 HOUR/WEEK. LESS THAN 50,000 GPD-STAFFING BY A CLASS D OR HIGHER OPERATOR: 2 VISITS/WEEK ON NONCONSECUTIVE DAYS FOR A TOTAL OF 0.2 HOUR/WEEK. THERE SHALL BE NO MORE THAN 5 DAYS BETWEEN THE LAST VISIT IN ONE WEEK AND THE FIRST VISIT IN THE NEXT WEEK. | N | Y | LUNA SANDS RESORT | 1440 EAST MINNESOTA AVENUE |  | ORANGE CITY | FL | 32763 |  | 3867753996 |  | LEWIS EMERT | SUNSHINE STATE RESORTS LLC AKA TRAVEL RESORTS OF AMERICA | LUNA SANDS RESORT | 1440 E. MINNESOTA AVE. | ORANGE CITY | FL | 32763 |  | 3867753996 |  | INVESTOR | 80 | 54000 | 157 | 2020-08-21 | 2020-06-03 | NC01 | 50
3 | VOLUSIA | CDVO | KESTPARK@YAHOO.COM | 3640643 | COMMUNITY | CHLORINATION; AERATION FOR REMOVAL OF ANY SECONDARY CONTAMINANT, SULFIDE, OR ANY UNREGULATED CONTAMINANT; CORROSION CONTROL INHIBITOR ADDITION; HYPOCHLORINATION; IRON OR MANGANESE SEQUESTRATION; OR ULTRAVIOLET RADIATION. THE LEAD/CHIEF OPERATOR MUST BE CLASS C OR HIGHER. 5.0 MGD AND ABOVE-STAFFING BY CLASS C OR HIGHER OPERATOR: 6 HOURS/DAY FOR 5 DAYS/WEEK AND ONE VISIT ON EACH WEEKEND DAY. 3.0 MGD UP TO 5.0 MGD-STAFFING BY CLASS C OR HIGHER OPERATOR: 1 HOUR/DAY FOR 5 DAYS/WEEK AND ONE VISIT ON EACH WEEKEND DAY. 0.25 MGD UP TO 3.0 MGD-STAFFING BY CLASS C OR HIGHER OPERATOR: 5 VISITS/WEEK AND ONE VISIT EACH WEEKEND FOR A TOTAL OF 0.6 HOUR/WEEK. | N | Y | KOVE ESTATES | 123 KOVE BLVD |  | OSTEEN | FL | 32764 | 8519 | 4073226539 |  | CARLOS TOLA | KOVE ASSOC. INC. OF VOLUSIA | KOVE ESTATES | 123 KOVE BLVD. | OSTEEN | FL | 32764 | 8519 | 4073226539 |  | INVESTOR | 552 | 374000 | 276 | 2019-10-16 | 2019-09-06 | DC04 | 1000
3 | VOLUSIA | CDVO | lkashbymhp@gmail.com | 3640682 | COMMUNITY | CHLORINATION; AERATION FOR REMOVAL OF ANY SECONDARY CONTAMINANT, SULFIDE, OR ANY UNREGULATED CONTAMINANT; CORROSION CONTROL INHIBITOR ADDITION; HYPOCHLORINATION; IRON OR MANGANESE SEQUESTRATION; OR ULTRAVIOLET RADIATION. THE LEAD/CHIEF OPERATOR MUST BE CLASS D OR HIGHER. 50,000 GPD UP TO 0.25 MGD-STAFFING BY CLASS D OR HIGHER OPERATOR: 3 VISITS/WEEK ON NONCONSECUTIVE DAYS FOR A TOTAL OF 0.3 HOUR/WEEK. LESS THAN 50,000 GPD-STAFFING BY A CLASS D OR HIGHER OPERATOR: 2 VISITS/WEEK ON NONCONSECUTIVE DAYS FOR A TOTAL OF 0.2 HOUR/WEEK. THERE SHALL BE NO MORE THAN 5 DAYS BETWEEN THE LAST VISIT IN ONE WEEK AND THE FIRST VISIT IN THE NEXT WEEK. | N | Y | LAKE ASHBY MHP | 1165 SOUTH S.R. 415 |  | NEW SMYRNA BEACH | FL | 32168 |  | 3866894820 |  | ROBERT E. LANDRETH | ROBERT AND MILDRED LANDRETH | LAKE ASHBY MHP | 1165 SOUTH S.R. 415 | NEW SMYRNA BEACH | FL | 32168 |  | 3864281998 |  | INVESTOR | 92 | 45360 | 55 | 2013-08-27 | 2020-05-01 | DC06 | 100
3 | VOLUSIA | CDVO | lberesfordwa@hotmail.com | 3640683 | COMMUNITY | CHLORINATION; AERATION FOR REMOVAL OF ANY SECONDARY CONTAMINANT, SULFIDE, OR ANY UNREGULATED CONTAMINANT; CORROSION CONTROL INHIBITOR ADDITION; HYPOCHLORINATION; IRON OR MANGANESE SEQUESTRATION; OR ULTRAVIOLET RADIATION. THE LEAD/CHIEF OPERATOR MUST BE CLASS C OR HIGHER. 5.0 MGD AND ABOVE-STAFFING BY CLASS C OR HIGHER OPERATOR: 6 HOURS/DAY FOR 5 DAYS/WEEK AND ONE VISIT ON EACH WEEKEND DAY. 3.0 MGD UP TO 5.0 MGD-STAFFING BY CLASS C OR HIGHER OPERATOR: 1 HOUR/DAY FOR 5 DAYS/WEEK AND ONE VISIT ON EACH WEEKEND DAY. 0.25 MGD UP TO 3.0 MGD-STAFFING BY CLASS C OR HIGHER OPERATOR: 5 VISITS/WEEK AND ONE VISIT EACH WEEKEND FOR A TOTAL OF 0.6 HOUR/WEEK. | N | Y | LAKE BERESFORD | 995 S. BERESFORD ROAD |  | DELAND | FL | 32720 |  | 3867382788 |  | CESAR IRIZARRY | LAKE BERESFORD WATER ASSOCIATION | LAKE BERESFORD WATER ASSOCIATION | P O BOX 527 | DELAND | FL | 32721 | 527 | 3867380066 |  | INVESTOR | 1976 | 792000 | 564 | 2019-11-21 | 2019-09-16 | DC04 | 1000
3 | VOLUSIA | CDVO | fieldsb@ourhomesofamerica.com | 3640727 | COMMUNITY | CHLORINATION; AERATION FOR REMOVAL OF ANY SECONDARY CONTAMINANT, SULFIDE, OR ANY UNREGULATED CONTAMINANT; CORROSION CONTROL INHIBITOR ADDITION; HYPOCHLORINATION; IRON OR MANGANESE SEQUESTRATION; OR ULTRAVIOLET RADIATION. THE LEAD/CHIEF OPERATOR MUST BE CLASS D OR HIGHER. 50,000 GPD UP TO 0.25 MGD-STAFFING BY CLASS D OR HIGHER OPERATOR: 3 VISITS/WEEK ON NONCONSECUTIVE DAYS FOR A TOTAL OF 0.3 HOUR/WEEK. LESS THAN 50,000 GPD-STAFFING BY A CLASS D OR HIGHER OPERATOR: 2 VISITS/WEEK ON NONCONSECUTIVE DAYS FOR A TOTAL OF 0.2 HOUR/WEEK. THERE SHALL BE NO MORE THAN 5 DAYS BETWEEN THE LAST VISIT IN ONE WEEK AND THE FIRST VISIT IN THE NEXT WEEK. | N | Y | LAKESIDE VILLAGE MOBILE HOME PARK | 230 GIEL DRIVE |  | DELAND | FL | 32720 |  |  |  | LAKESIDE VILLAGE MHP LLC | LAKESIDE VILLAGE MHP LLC | LAKESIDE VILLAGE MHP LLC | PO BOX 249 | ENGLEWOOD | NJ | 7631 |  | 3866263534 |  | INVESTOR | 60 | 47520 | 55 | 2016-06-14 | 2019-10-23 | DC06 | 100
3 | VOLUSIA | CDVO | scott@flmd.biz | 3640748 | COMMUNITY | ACTIVATED CARBON PROCESSES; DIATOMACEOUS EARTH FILTRATION; ION EXCHANGE FOR REMOVAL OF ANY PRIMARY CONTAMINANT; ION AND MANGANESE REMOVAL (OXIDATION, DETENTION, AND FILTRATION); OR SLOW SAND FILTRATION. LEAD/CHIEF OPERATOR MUST BE CLASS C OR HIGHER. 1.0 MGD UP TO 2.0 MGD-STAFFING BY CLASS C OR HIGHER OPERATOR: 6 HOURS/DAY FOR 5 DAYS/WEEK AND ONE VISIT ON EACH WEEKEND DAY. 0.5 MGD UP TO 1.0 MGD-STAFFING BY CLASS C OR HIGHER OPERATOR: 3 HOURS/DAY FOR 5 DAYS/WEEK AND ONE VISIT ON EACH WEEKEND DAY. 0.25 MGD UP TO 0.5 MGD-STAFFING BY CLASS C OR HIGHER OPERATOR: 1 HOUR/DAY FOR 5 DAYS/WEEK AND ONE VISIT ON EACH WEEKEND DAY. LESS THAN 0.25 MGD-STAFFING BY CLASS C OR HIGHER OPERATOR: 5 VISITS/WEEK AND ONE VISIT EACH WEEKEND FOR A TOTAL OF 1.8 HOURS/WEEK. | N | Y | LEMON BLUFF WATER ASSOCIATION | 932 INDIAN HAMMOCK DRIVE |  | OSTEEN | FL | 32764 |  | 4077018850 |  | SCOTT GREEN | LEMON BLUFF WATER ASSOCIATION | LEMON BLUFF WATER ASSOC. | 815 LOOKOUT LANE | OSTEEN | FL | 32764 |  | 4073215285 |  | WATER ASSOCIATION | 158 | 72000 | 85 | 2020-06-11 | 2019-04-04 | DC051 | 100
3 | VOLUSIA | CDVO | chas4947@aol.com | 3640810 | NONCOMMUNITY | CHLORINATION; AERATION FOR REMOVAL OF ANY SECONDARY CONTAMINANT, SULFIDE, OR ANY UNREGULATED CONTAMINANT; CORROSION CONTROL INHIBITOR ADDITION; HYPOCHLORINATION; IRON OR MANGANESE SEQUESTRATION; OR ULTRAVIOLET RADIATION. THE LEAD/CHIEF OPERATOR MUST BE CLASS D OR HIGHER. 50,000 GPD UP TO 0.25 MGD-STAFFING BY CLASS D OR HIGHER OPERATOR: 3 VISITS/WEEK ON NONCONSECUTIVE DAYS FOR A TOTAL OF 0.3 HOUR/WEEK. LESS THAN 50,000 GPD-STAFFING BY A CLASS D OR HIGHER OPERATOR: 2 VISITS/WEEK ON NONCONSECUTIVE DAYS FOR A TOTAL OF 0.2 HOUR/WEEK. THERE SHALL BE NO MORE THAN 5 DAYS BETWEEN THE LAST VISIT IN ONE WEEK AND THE FIRST VISIT IN THE NEXT WEEK. | N | Y | MARY DEWEES PARK | 178 N GAINES |  | OAK HILL | FL | 32759 |  | 3866904532 |  | CHARLIE DAVIS | CITY OF OAK HILL | ATTN: CITY CLERK | 234 S. US 1 | OAK HILL | FL | 32759 |  | 3863453522 |  | MUNICIPALITY | 25 | 20000 | 4 | 2013-12-12 | 2019-07-24 | NC01 | 50
3 | VOLUSIA | CDVO | jason_kempher@deanfoods.com | 3640820 | NONTRANSIENT NONCOMMUNITY | CHLORINATION; AERATION FOR REMOVAL OF ANY SECONDARY CONTAMINANT, SULFIDE, OR ANY UNREGULATED CONTAMINANT; CORROSION CONTROL INHIBITOR ADDITION; HYPOCHLORINATION; IRON OR MANGANESE SEQUESTRATION; OR ULTRAVIOLET RADIATION. THE LEAD/CHIEF OPERATOR MUST BE CLASS C OR HIGHER. 5.0 MGD AND ABOVE-STAFFING BY CLASS C OR HIGHER OPERATOR: 6 HOURS/DAY FOR 5 DAYS/WEEK AND ONE VISIT ON EACH WEEKEND DAY. 3.0 MGD UP TO 5.0 MGD-STAFFING BY CLASS C OR HIGHER OPERATOR: 1 HOUR/DAY FOR 5 DAYS/WEEK AND ONE VISIT ON EACH WEEKEND DAY. 0.25 MGD UP TO 3.0 MGD-STAFFING BY CLASS C OR HIGHER OPERATOR: 5 VISITS/WEEK AND ONE VISIT EACH WEEKEND FOR A TOTAL OF 0.6 HOUR/WEEK. | N | Y | T. G. LEE FOODS, INC. | 1675 STATE ROAD 472 |  | ORANGE CITY | FL | 32763 |  | 3867756700 |  | JASON KEMPHER | RANDY VICK | DAIRY FARMERS OF AMERICA/ DBA T.G. LEE | 1675 STATE ROAD 472 | DELAND | FL | 32724 |  | 3867756700 |  | INVESTOR | 60 | 720000 | 3 | 2020-03-26 | 2020-03-05 | NTNC | 100
3 | VOLUSIA | CDVO |  | 3640868 | NONCOMMUNITY | CHLORINATION; AERATION FOR REMOVAL OF ANY SECONDARY CONTAMINANT, SULFIDE, OR ANY UNREGULATED CONTAMINANT; CORROSION CONTROL INHIBITOR ADDITION; HYPOCHLORINATION; IRON OR MANGANESE SEQUESTRATION; OR ULTRAVIOLET RADIATION. THE LEAD/CHIEF OPERATOR MUST BE CLASS D OR HIGHER. 50,000 GPD UP TO 0.25 MGD-STAFFING BY CLASS D OR HIGHER OPERATOR: 3 VISITS/WEEK ON NONCONSECUTIVE DAYS FOR A TOTAL OF 0.3 HOUR/WEEK. LESS THAN 50,000 GPD-STAFFING BY A CLASS D OR HIGHER OPERATOR: 2 VISITS/WEEK ON NONCONSECUTIVE DAYS FOR A TOTAL OF 0.2 HOUR/WEEK. THERE SHALL BE NO MORE THAN 5 DAYS BETWEEN THE LAST VISIT IN ONE WEEK AND THE FIRST VISIT IN THE NEXT WEEK. | N | Y | SEVILLE DISCOUNT STORE | 1700 NORTH U.S. HWY.17 |  | SEVILLE | FL | 32190 |  | 3867490604 |  | CARLOS TOLA | SSC INTERNATIONAL CORP | SSC INTERNATIONAL CORP | 1700 N. US HWY 17 | SEVILLE | FL | 32190 |  | 4073422327 |  | INVESTOR | 50 | 10000 | 1 | 2016-09-07 | 2021-03-31 | NC01 | 50
3 | VOLUSIA | CDVO | tomwest@ucnsb.net | 3640876 | COMMUNITY | CONVENTIONAL FILTRATION (COAGULATION, FLOCCULATION, SEDIMENTATION, AND FILTRATION); DIRECT FILTRATION, (COAGULATION AND FILTRATION); OR LIME SOFTENING 5.0 MGD AND ABOVE. STAFFING BY CLASS C OR HIGHER OPERATOR: 24 HOURS/DAY FOR 7 DAYS/WEEK. THE LEAD/CHIEF OPERATOR MUST BE CLASS A. | N | Y | CITY OF NEW SMYRNA BEACH | 2640 PAIGE AVE. | P.O. BOX 100 (ZIP CODE-32170-0100) | NEW SMYRNA BEACH | FL | 32168 |  | 3864237140 |  | TOM WEST | UTILITIES COMMISSION OF NSB | ATTN: TOM WEST-WATER RESOURCES DEPT. | POST OFFICE BOX 100 | NEW SMYRNA BEACH | FL | 32170 | 100 | 3864243180 |  | CITY | 63303 | 10368000 | 27404 | 2018-02-16 | 2019-11-05 | DC01 | 6000
3 | VOLUSIA | CDVO | hschweg86@gmail.com | 3640877 | NONCOMMUNITY | CHLORINATION; AERATION FOR REMOVAL OF ANY SECONDARY CONTAMINANT, SULFIDE, OR ANY UNREGULATED CONTAMINANT; CORROSION CONTROL INHIBITOR ADDITION; HYPOCHLORINATION; IRON OR MANGANESE SEQUESTRATION; OR ULTRAVIOLET RADIATION. THE LEAD/CHIEF OPERATOR MUST BE CLASS D OR HIGHER. 50,000 GPD UP TO 0.25 MGD-STAFFING BY CLASS D OR HIGHER OPERATOR: 3 VISITS/WEEK ON NONCONSECUTIVE DAYS FOR A TOTAL OF 0.3 HOUR/WEEK. LESS THAN 50,000 GPD-STAFFING BY A CLASS D OR HIGHER OPERATOR: 2 VISITS/WEEK ON NONCONSECUTIVE DAYS FOR A TOTAL OF 0.2 HOUR/WEEK. THERE SHALL BE NO MORE THAN 5 DAYS BETWEEN THE LAST VISIT IN ONE WEEK AND THE FIRST VISIT IN THE NEXT WEEK. | N | Y | NEW SMYRNA BEACH SPEEDWAY | 3939 SR 44 |  | NEW SMYRNA BEACH | FL | 32168 |  | 3864274129 |  | HOLLI HANNA | ROBERT HART | NEW SMYRNA BEACH SPEEDWAY | 138 S. STATE ROAD 415 | NEW SMYRNA BEACH | FL | 32168 |  | 3865276010 |  | INVESTOR | 25 | 39900 | 2 | 2017-12-21 | 2021-04-30 | NC01 | 50
3 | VOLUSIA | CDVO | cbailey@orangecityfl.gov | 3640945 | COMMUNITY | CHLORINATION; AERATION FOR REMOVAL OF ANY SECONDARY CONTAMINANT, SULFIDE, OR ANY UNREGULATED CONTAMINANT; CORROSION CONTROL INHIBITOR ADDITION; HYPOCHLORINATION; IRON OR MANGANESE SEQUESTRATION; OR ULTRAVIOLET RADIATION. THE LEAD/CHIEF OPERATOR MUST BE CLASS C OR HIGHER. 5.0 MGD AND ABOVE-STAFFING BY CLASS C OR HIGHER OPERATOR: 6 HOURS/DAY FOR 5 DAYS/WEEK AND ONE VISIT ON EACH WEEKEND DAY. 3.0 MGD UP TO 5.0 MGD-STAFFING BY CLASS C OR HIGHER OPERATOR: 1 HOUR/DAY FOR 5 DAYS/WEEK AND ONE VISIT ON EACH WEEKEND DAY. 0.25 MGD UP TO 3.0 MGD-STAFFING BY CLASS C OR HIGHER OPERATOR: 5 VISITS/WEEK AND ONE VISIT EACH WEEKEND FOR A TOTAL OF 0.6 HOUR/WEEK. | N | Y | ORANGE CITY COUNTRY VILLAGE | 708 S KENTUCKY |  | ORANGE CITY | FL | 32763 |  | 3867755444 |  | CHRIS BAILEY | ORANGE CITY, CITY OF | ORANGE CITY UTILITIES | 205 EAST GRAVES AVENUE | ORANGE CITY | FL | 32763 |  | 3867755444 |  | MUNICIPALITY | 1820 | 594000 | 604 | 2020-09-19 | 2020-05-26 | DC04 | 1000
3 | VOLUSIA | CDVO | jappel@ourorangecity.com | 3640946 | COMMUNITY | CHLORINATION; AERATION FOR REMOVAL OF ANY SECONDARY CONTAMINANT, SULFIDE, OR ANY UNREGULATED CONTAMINANT; CORROSION CONTROL INHIBITOR ADDITION; HYPOCHLORINATION; IRON OR MANGANESE SEQUESTRATION; OR ULTRAVIOLET RADIATION. THE LEAD/CHIEF OPERATOR MUST BE CLASS C OR HIGHER. 5.0 MGD AND ABOVE-STAFFING BY CLASS C OR HIGHER OPERATOR: 6 HOURS/DAY FOR 5 DAYS/WEEK AND ONE VISIT ON EACH WEEKEND DAY. 3.0 MGD UP TO 5.0 MGD-STAFFING BY CLASS C OR HIGHER OPERATOR: 1 HOUR/DAY FOR 5 DAYS/WEEK AND ONE VISIT ON EACH WEEKEND DAY. 0.25 MGD UP TO 3.0 MGD-STAFFING BY CLASS C OR HIGHER OPERATOR: 5 VISITS/WEEK AND ONE VISIT EACH WEEKEND FOR A TOTAL OF 0.6 HOUR/WEEK. | N | Y | ORANGE CITY UTILITIES | 426 S. VOLUSIA AVE. |  | ORANGE CITY | FL | 32774 |  | 3867755449 |  | CHRIS BAILEY | ORANGE CITY, CITY OF | CITY OF ORANGE CITY | 205 EAST GRAVES AVE. | ORANGE CITY | FL | 32763 |  | 3867755444 |  | MUNICIPALITY | 12335 | 6910000 | 3865 | 2021-01-11 | 2020-09-17 | DC02 | 4000
3 | VOLUSIA | CDVO | ERIC@COOK-COMPANIES.COM | 3640955 | COMMUNITY | CHLORINATION; AERATION FOR REMOVAL OF ANY SECONDARY CONTAMINANT, SULFIDE, OR ANY UNREGULATED CONTAMINANT; CORROSION CONTROL INHIBITOR ADDITION; HYPOCHLORINATION; IRON OR MANGANESE SEQUESTRATION; OR ULTRAVIOLET RADIATION. THE LEAD/CHIEF OPERATOR MUST BE CLASS D OR HIGHER. 50,000 GPD UP TO 0.25 MGD-STAFFING BY CLASS D OR HIGHER OPERATOR: 3 VISITS/WEEK ON NONCONSECUTIVE DAYS FOR A TOTAL OF 0.3 HOUR/WEEK. LESS THAN 50,000 GPD-STAFFING BY A CLASS D OR HIGHER OPERATOR: 2 VISITS/WEEK ON NONCONSECUTIVE DAYS FOR A TOTAL OF 0.2 HOUR/WEEK. THERE SHALL BE NO MORE THAN 5 DAYS BETWEEN THE LAST VISIT IN ONE WEEK AND THE FIRST VISIT IN THE NEXT WEEK. | N | Y | ORANGEWOOD MOBILE HOME PARK | 1 ORANGE ST. |  | DELAND | FL | 32724 |  | 3867389006 |  | TAMERA WHITEHEAD | ORANGEWOOD MOBILE HOME PK LLC | ORANGEWOOD MOBILE HOME PK LLC | 1826 S. MAIN ST. | AKRON | OH | 44301 |  | 3307733351 | 8 | INVESTOR | 67 | 64800 | 70 | 2020-05-06 | 2019-10-28 | DC051 | 100
3 | VOLUSIA | CDVO | SHAWNFINLEY@ORMONDBEACH.ORG | 3640963 | COMMUNITY | CONVENTIONAL FILTRATION (COAGULATION, FLOCCULATION, SEDIMENTATION, AND FILTRATION); DIRECT FILTRATION, (COAGULATION AND FILTRATION); OR LIME SOFTENING 5.0 MGD AND ABOVE. STAFFING BY CLASS C OR HIGHER OPERATOR: 24 HOURS/DAY FOR 7 DAYS/WEEK. THE LEAD/CHIEF OPERATOR MUST BE CLASS A. | N | Y | ORMOND BEACH | 298 TOMOKA AVENUE |  | ORMOND BEACH | FL | 32174 |  | 3866763568 |  | SHAWN HORSLEY | TIM HEYREND | ORMOND BEACH PUBLIC WORKS DEPARTMENT | POST OFFICE BOX 277 | ORMOND BEACH | FL | 32175 | 277 | 3866763305 |  | MUNICIPALITY | 50632 | 12000000 | 22014 | 2019-07-05 | 2021-03-15 | DC01 | 6000
3 | VOLUSIA | CDVO | MUKESH151175@YAHOO.COM | 3640967 | NONCOMMUNITY | CHLORINATION; AERATION FOR REMOVAL OF ANY SECONDARY CONTAMINANT, SULFIDE, OR ANY UNREGULATED CONTAMINANT; CORROSION CONTROL INHIBITOR ADDITION; HYPOCHLORINATION; IRON OR MANGANESE SEQUESTRATION; OR ULTRAVIOLET RADIATION. THE LEAD/CHIEF OPERATOR MUST BE CLASS D OR HIGHER. 50,000 GPD UP TO 0.25 MGD-STAFFING BY CLASS D OR HIGHER OPERATOR: 3 VISITS/WEEK ON NONCONSECUTIVE DAYS FOR A TOTAL OF 0.3 HOUR/WEEK. LESS THAN 50,000 GPD-STAFFING BY A CLASS D OR HIGHER OPERATOR: 2 VISITS/WEEK ON NONCONSECUTIVE DAYS FOR A TOTAL OF 0.2 HOUR/WEEK. THERE SHALL BE NO MORE THAN 5 DAYS BETWEEN THE LAST VISIT IN ONE WEEK AND THE FIRST VISIT IN THE NEXT WEEK. | N | Y | SUNOCO FOOD MART | 160 S. STATE ROAD 415 |  | OSTEEN | FL | 32764 |  | 4073222064 |  | MUKE PATEL | UN ENTERPRISES, INC. | UN ENTERPRISES, INC. | 1240 FALCONCREST BLVD. | APOPKA | FL | 32712 |  | 3868603148 |  | INVESTOR | 25 | 9000 | 1 | 2016-05-23 | 2020-04-15 | NC01 | 50
3 | VOLUSIA | CDVO | AEHWKH59@YAHOO.COM | 3640991 | NONCOMMUNITY | CHLORINATION; AERATION FOR REMOVAL OF ANY SECONDARY CONTAMINANT, SULFIDE, OR ANY UNREGULATED CONTAMINANT; CORROSION CONTROL INHIBITOR ADDITION; HYPOCHLORINATION; IRON OR MANGANESE SEQUESTRATION; OR ULTRAVIOLET RADIATION. THE LEAD/CHIEF OPERATOR MUST BE CLASS D OR HIGHER. 50,000 GPD UP TO 0.25 MGD-STAFFING BY CLASS D OR HIGHER OPERATOR: 3 VISITS/WEEK ON NONCONSECUTIVE DAYS FOR A TOTAL OF 0.3 HOUR/WEEK. LESS THAN 50,000 GPD-STAFFING BY A CLASS D OR HIGHER OPERATOR: 2 VISITS/WEEK ON NONCONSECUTIVE DAYS FOR A TOTAL OF 0.2 HOUR/WEEK. THERE SHALL BE NO MORE THAN 5 DAYS BETWEEN THE LAST VISIT IN ONE WEEK AND THE FIRST VISIT IN THE NEXT WEEK. | N | Y | PARADISE LAKES CAMPGROUND | 1571 DOYLE RD, |  | DELTONA | FL | 32725 |  | 3865742371 |  | ALLEN HARRALSON | ALLEN HARRALSON | PARADISE LAKES CAMPGROUND | 1571 DOYLE RD. | DELTONA | FL | 32725 |  | 3865742371 |  | INVESTOR | 350 | 50400 | 175 | 2020-01-24 | 2020-01-24 | NC01 | 50
3 | VOLUSIA | CDVO | rbeedle@volusia.org | 3641014 | COMMUNITY | CHLORINATION; AERATION FOR REMOVAL OF ANY SECONDARY CONTAMINANT, SULFIDE, OR ANY UNREGULATED CONTAMINANT; CORROSION CONTROL INHIBITOR ADDITION; HYPOCHLORINATION; IRON OR MANGANESE SEQUESTRATION; OR ULTRAVIOLET RADIATION. THE LEAD/CHIEF OPERATOR MUST BE CLASS D OR HIGHER. 50,000 GPD UP TO 0.25 MGD-STAFFING BY CLASS D OR HIGHER OPERATOR: 3 VISITS/WEEK ON NONCONSECUTIVE DAYS FOR A TOTAL OF 0.3 HOUR/WEEK. LESS THAN 50,000 GPD-STAFFING BY A CLASS D OR HIGHER OPERATOR: 2 VISITS/WEEK ON NONCONSECUTIVE DAYS FOR A TOTAL OF 0.2 HOUR/WEEK. THERE SHALL BE NO MORE THAN 5 DAYS BETWEEN THE LAST VISIT IN ONE WEEK AND THE FIRST VISIT IN THE NEXT WEEK. | N | Y | VC/PINE ISLAND WTP-10 | 665 LAKE GEORGE ROAD |  | SEVILLE | FL | 32190 |  | 3868226465 |  | BOB BEEDLE | COUNTY OF VOLUSIA | VOLUSIA COUNTY UTILITIES | 3151 E. NEW YORK AVE | DELAND | FL | 32724 |  | 3868226465 |  | COUNTY | 291 | 160000 | 97 | 2021-03-01 | 2020-12-29 | DC051 | 100
3 | VOLUSIA | CDVO | brian.polk@dep.state.fl.us | 3641040 | NONCOMMUNITY | CHLORINATION; AERATION FOR REMOVAL OF ANY SECONDARY CONTAMINANT, SULFIDE, OR ANY UNREGULATED CONTAMINANT; CORROSION CONTROL INHIBITOR ADDITION; HYPOCHLORINATION; IRON OR MANGANESE SEQUESTRATION; OR ULTRAVIOLET RADIATION. THE LEAD/CHIEF OPERATOR MUST BE CLASS D OR HIGHER. 50,000 GPD UP TO 0.25 MGD-STAFFING BY CLASS D OR HIGHER OPERATOR: 3 VISITS/WEEK ON NONCONSECUTIVE DAYS FOR A TOTAL OF 0.3 HOUR/WEEK. LESS THAN 50,000 GPD-STAFFING BY A CLASS D OR HIGHER OPERATOR: 2 VISITS/WEEK ON NONCONSECUTIVE DAYS FOR A TOTAL OF 0.2 HOUR/WEEK. THERE SHALL BE NO MORE THAN 5 DAYS BETWEEN THE LAST VISIT IN ONE WEEK AND THE FIRST VISIT IN THE NEXT WEEK. | N | Y | DE LEON SPRINGS STATE PARK | 601 PONCE DE LEON BLVD. |  | DELEON SPRINGS | FL | 32130 |  | 3869854212 |  | KEN TORRES | TAMSIN BELL | FL DIVISION OF RECREATION & PARKS-DIST.3 | 1800 WEKIWA CIRCLE | APOPKA | FL | 32712 |  | 4078842000 |  | DEP (STATE PARK OR STATE REC AREA) | 672 | 32400 | 10 | 2019-11-27 | 2019-09-11 | NC01 | 50
3 | VOLUSIA | CDVO | kgunter@ponce-inlet.org | 3641041 | COMMUNITY | NO TREATMENT--CONSECUTIVE SYSTEMS ONLY | N | Y | TOWN OF PONCE INLET | 4875 S. PENINSULA AVENUE | PUBLIC WORKS DEPT. OFFICE | PONCE INLET | FL | 32127 |  | 3863226729 |  | KAREN SCHENK | JEFF MILLER | TOWN OF PONCE INLET | 4875 SOUTH PENINSULA DRIVE | PONCE INLET | FL | 32127 |  | 3863226729 |  | MUNICIPALITY | 3717 | 0 | 1239 | 2020-07-08 | 2019-12-18 | PC03 | 500
3 | VOLUSIA | CDVO | cpotts@port-orange.org | 3641044 | COMMUNITY | CONVENTIONAL FILTRATION (COAGULATION, FLOCCULATION, SEDIMENTATION, AND FILTRATION); DIRECT FILTRATION, (COAGULATION AND FILTRATION); OR LIME SOFTENING 5.0 MGD AND ABOVE. STAFFING BY CLASS C OR HIGHER OPERATOR: 24 HOURS/DAY FOR 7 DAYS/WEEK. THE LEAD/CHIEF OPERATOR MUST BE CLASS A. | N | Y | PORT ORANGE, CITY OF | 4400 WELLFIELD RD. |  | PORT ORANGE | FL | 32119 |  | 3865065770 |  | CHRISTINA POTTS | LYNN STEVENS | CITY OF PORT ORANGE | 1000 CITY CENTER CIRCLE | PORT ORANGE | FL | 32129 |  | 3865065759 |  | MUNICIPALITY | 74830 | 15000000 | 29932 | 2017-10-17 | 2018-12-18 | DC01 | 6000
3 | VOLUSIA | CDVO | riverwoodpark@aol.com | 3641088 | NONCOMMUNITY | MEMBRANE PROCESSES, INCLUDING ELECTRODIALYSIS, ELECTRODIALYSIS REVERSAL, MICROFILTRATION, ULTRAFILTRATION, NANOFILTRATION, AND REVERSE OSMOSIS. THE LEAD/CHIEF OPERATOR MUST BE CLASS C OR HIGHER. 0.5 MGD UP TO 1.0 MGD-STAFFING BY CLASS C OR HIGHER OPERATOR: 6 HOURS/DAY FOR 5 DAYS/WEEK AND ONE VISIT ON EACH WEEKEND DAY. 0.1 MGD UP TO 0.5 MGD-STAFFING BY CLASS C OR HIGHER OPERATOR: 3 HOURS/DAY FOR 5 DAYS/WEEK AND ONE VISIT ON EACH WEEKEND DAY. LESS THAN 0.1 MGD-STAFFING BY CLASS C OR HIGHER OPERATOR: 1 HOUR/DAY FOR 5 DAYS/WEEK AND ONE VISIT ON EACH WEEKEND DAY. | N | Y | RIVERWOOD PARK CAMPGROUND | 298 H.H. BURCH ROAD |  | OAK HILL | FL | 32759 |  | 3863453922 |  | JOHN MAYES | RIVERWOOD PARK CAMPGROUND, INC. | RIVERWOOD PARK CAMPGROUND, INC. | 298 H.H. BURCH ROAD | OAK HILL | FL | 32759 |  | 3864517294 |  | INVESTOR | 204 | 10000 | 102 | 2021-03-31 | 2020-06-15 | NC01 | 50
3 | VOLUSIA | CDVO | pcomardo@readingedgeacademy.org | 3641112 | NONTRANSIENT NONCOMMUNITY | AERATION FOR REMOVAL OF ANY PRIMARY CONTAMINANT; ALKALINITY/PH ADJUSTMENT; CHLORAMIN ATION; CHLORINE DIOXIDE FOR OXIDATION OR DISINFECTION; FLUORIDATION; ION EXCHANGE FOR REMOVAL OF ANY SECONDARY CONTAMINANT, SULFIDE, OR ANY UNREGULATED CONTAMINANT; OR OZONATION LESS THAN 0.1 MGD. STAFFING BY A CLASS D OR HIGHER OPERATOR: 3 VISITS/WEEK ON NONCONSECUTIVE DAYS FOR A TOTAL OF 0.6 HOUR/WEEK. THE LEAD/CHIEF OPERATOR MUST BE CLASS D OR HIGHER. | N | Y | SAMSULA ACADEMY | 248 N. SAMSULA DRIVE |  | NEW SMYRNA BEACH | FL | 32168 |  | 3864236650 |  | PEGGY COMARDO | READING EDGE ACADEMY, INC. | READING EDGE ACADEMY, INC. | 2975 ENTERPRISE ROAD | DEBARY | FL | 32713 |  | 3866688911 |  | INVESTOR | 275 | 57600 | 5 | 2019-07-19 | 2018-09-21 | NTNC | 100
3 | VOLUSIA | CDVO | budgetinnofdeland@gmail.com | 3641127 | NONCOMMUNITY | CHLORINATION; AERATION FOR REMOVAL OF ANY SECONDARY CONTAMINANT, SULFIDE, OR ANY UNREGULATED CONTAMINANT; CORROSION CONTROL INHIBITOR ADDITION; HYPOCHLORINATION; IRON OR MANGANESE SEQUESTRATION; OR ULTRAVIOLET RADIATION. THE LEAD/CHIEF OPERATOR MUST BE CLASS D OR HIGHER. 50,000 GPD UP TO 0.25 MGD-STAFFING BY CLASS D OR HIGHER OPERATOR: 3 VISITS/WEEK ON NONCONSECUTIVE DAYS FOR A TOTAL OF 0.3 HOUR/WEEK. LESS THAN 50,000 GPD-STAFFING BY A CLASS D OR HIGHER OPERATOR: 2 VISITS/WEEK ON NONCONSECUTIVE DAYS FOR A TOTAL OF 0.2 HOUR/WEEK. THERE SHALL BE NO MORE THAN 5 DAYS BETWEEN THE LAST VISIT IN ONE WEEK AND THE FIRST VISIT IN THE NEXT WEEK. | N | Y | BUDGET INN OF DELAND | 2801 E NEW YORK AVE |  | DELAND | FL | 32724 |  | 3867363440 |  | RAJ ZAVERI | SK DELAND FINANCING, LLC | SK DELAND FINANCING, LLC | 5610 MANOR HILL LANE | BRADENTON | FL | 34203 |  | 3867363440 |  | INVESTOR | 113 | 108000 | 1 | 2020-10-19 | 2020-07-10 | NC01 | 50
3 | VOLUSIA | CDVO | smileystap@gmail.com | 3641208 | NONCOMMUNITY | CHLORINATION; AERATION FOR REMOVAL OF ANY SECONDARY CONTAMINANT, SULFIDE, OR ANY UNREGULATED CONTAMINANT; CORROSION CONTROL INHIBITOR ADDITION; HYPOCHLORINATION; IRON OR MANGANESE SEQUESTRATION; OR ULTRAVIOLET RADIATION. THE LEAD/CHIEF OPERATOR MUST BE CLASS D OR HIGHER. 50,000 GPD UP TO 0.25 MGD-STAFFING BY CLASS D OR HIGHER OPERATOR: 3 VISITS/WEEK ON NONCONSECUTIVE DAYS FOR A TOTAL OF 0.3 HOUR/WEEK. LESS THAN 50,000 GPD-STAFFING BY A CLASS D OR HIGHER OPERATOR: 2 VISITS/WEEK ON NONCONSECUTIVE DAYS FOR A TOTAL OF 0.2 HOUR/WEEK. THERE SHALL BE NO MORE THAN 5 DAYS BETWEEN THE LAST VISIT IN ONE WEEK AND THE FIRST VISIT IN THE NEXT WEEK. | N | Y | SMILEY'S TAP | 1161 N. US HWY. HIGHWAY 1 |  | ORMOND BEACH | FL | 32174 |  | 3866779609 |  | BETTY SCHMIDT | BETTY SCHMIDT | SMILEY'S TAP | 1161 N. US HIGHWAY 1 | ORMOND BEACH | FL | 32174 |  | 3866779500 |  | INVESTOR | 50 | 14400 | 3 | 2020-07-31 | 2020-03-27 | NC01 | 50
3 | VOLUSIA | CDVO | rogerluznar@gmail.com | 3641215 | NONCOMMUNITY | CHLORINATION; AERATION FOR REMOVAL OF ANY SECONDARY CONTAMINANT, SULFIDE, OR ANY UNREGULATED CONTAMINANT; CORROSION CONTROL INHIBITOR ADDITION; HYPOCHLORINATION; IRON OR MANGANESE SEQUESTRATION; OR ULTRAVIOLET RADIATION. THE LEAD/CHIEF OPERATOR MUST BE CLASS D OR HIGHER. 50,000 GPD UP TO 0.25 MGD-STAFFING BY CLASS D OR HIGHER OPERATOR: 3 VISITS/WEEK ON NONCONSECUTIVE DAYS FOR A TOTAL OF 0.3 HOUR/WEEK. LESS THAN 50,000 GPD-STAFFING BY A CLASS D OR HIGHER OPERATOR: 2 VISITS/WEEK ON NONCONSECUTIVE DAYS FOR A TOTAL OF 0.2 HOUR/WEEK. THERE SHALL BE NO MORE THAN 5 DAYS BETWEEN THE LAST VISIT IN ONE WEEK AND THE FIRST VISIT IN THE NEXT WEEK. | N | Y | SOPOTNICK'S CABBAGE PATCH TAVERN | 549 TOMOKA FARMS RD. |  | NEW SMYRNA BEACH | FL | 32168 |  | 3864278969 |  | CARLOS TOLA | RONALD LUZNAR | SOPOTNICKS CABBAGE PATCH TAVERN | 549 TOMOKA FARMS RD. | NEW SMYRNA BEACH | FL | 32168 |  | 3864278969 |  | INVESTOR | 25 | 20000 | 3 | 2015-12-13 | 2019-10-16 | NC01 | 50
3 | VOLUSIA | CDVO | bpeek@southdaytona.org | 3641216 | COMMUNITY | NO TREATMENT--CONSECUTIVE SYSTEMS ONLY | N | Y | SOUTH DAYTONA, CITY OF | 1770 SEGRAVE STREET |  | SOUTH DAYTONA | FL | 32119 |  | 3863223087 |  | BRIAN PEEK | BRIAN PEEK | CITY OF SOUTH DAYTONA | P.O. BOX 214960 | SOUTH DAYTONA | FL | 32121 |  | 3863223082 |  | MUNICIPALITY | 12500 | 0 | 5184 | 2018-07-31 | 2021-10-26 | PC04 | 1000
3 | VOLUSIA | CDVO | ddrew@sparton.com | 3641242 | NONTRANSIENT NONCOMMUNITY | CHLORINATION; AERATION FOR REMOVAL OF ANY SECONDARY CONTAMINANT, SULFIDE, OR ANY UNREGULATED CONTAMINANT; CORROSION CONTROL INHIBITOR ADDITION; HYPOCHLORINATION; IRON OR MANGANESE SEQUESTRATION; OR ULTRAVIOLET RADIATION. THE LEAD/CHIEF OPERATOR MUST BE CLASS D OR HIGHER. 50,000 GPD UP TO 0.25 MGD-STAFFING BY CLASS D OR HIGHER OPERATOR: 3 VISITS/WEEK ON NONCONSECUTIVE DAYS FOR A TOTAL OF 0.3 HOUR/WEEK. LESS THAN 50,000 GPD-STAFFING BY A CLASS D OR HIGHER OPERATOR: 2 VISITS/WEEK ON NONCONSECUTIVE DAYS FOR A TOTAL OF 0.2 HOUR/WEEK. THERE SHALL BE NO MORE THAN 5 DAYS BETWEEN THE LAST VISIT IN ONE WEEK AND THE FIRST VISIT IN THE NEXT WEEK. | N | Y | SPARTON | 5612 JOHNSON LAKE RD. |  | DELEON SPRINGS | FL | 32130 |  | 3869854631 |  | DAN DREW | SPARTON DELEON SPRINGS, LLC | SPARTON DELEON SPRINGS, INC. | 425 N. MARTINGALE ROAD, SUITE 2050 | SCHAUMBERG | IL | 60173 |  | 8007727866 |  | INVESTOR | 538 | 100000 | 1 | 2019-12-06 | 2019-11-06 | NTNC | 100
3 | VOLUSIA | CDVO | SWEIS54@YAHOO.COM | 3641247 | NONTRANSIENT NONCOMMUNITY | CHLORINATION; AERATION FOR REMOVAL OF ANY SECONDARY CONTAMINANT, SULFIDE, OR ANY UNREGULATED CONTAMINANT; CORROSION CONTROL INHIBITOR ADDITION; HYPOCHLORINATION; IRON OR MANGANESE SEQUESTRATION; OR ULTRAVIOLET RADIATION. THE LEAD/CHIEF OPERATOR MUST BE CLASS D OR HIGHER. 50,000 GPD UP TO 0.25 MGD-STAFFING BY CLASS D OR HIGHER OPERATOR: 3 VISITS/WEEK ON NONCONSECUTIVE DAYS FOR A TOTAL OF 0.3 HOUR/WEEK. LESS THAN 50,000 GPD-STAFFING BY A CLASS D OR HIGHER OPERATOR: 2 VISITS/WEEK ON NONCONSECUTIVE DAYS FOR A TOTAL OF 0.2 HOUR/WEEK. THERE SHALL BE NO MORE THAN 5 DAYS BETWEEN THE LAST VISIT IN ONE WEEK AND THE FIRST VISIT IN THE NEXT WEEK. | N | Y | SPRING GARDEN RANCH | 900 SPRING GARDEN RANCH ROAD |  | DELEON SPRINGS | FL | 32130 |  | 3869855654 |  | SANDY WEIS | JUDY HELLER | SPRING GARDEN RANCH | P.O.BOX 938 | WINTER PARK | FL | 32790 |  | 4075660823 |  | INVESTOR | 51 | 43200 | 40 | 2020-01-27 | 2019-12-10 | NTNC | 100
3 | VOLUSIA | CDVO | sugarmillruins@gmail.com | 3641298 | NONCOMMUNITY | CHLORINATION; AERATION FOR REMOVAL OF ANY SECONDARY CONTAMINANT, SULFIDE, OR ANY UNREGULATED CONTAMINANT; CORROSION CONTROL INHIBITOR ADDITION; HYPOCHLORINATION; IRON OR MANGANESE SEQUESTRATION; OR ULTRAVIOLET RADIATION. THE LEAD/CHIEF OPERATOR MUST BE CLASS D OR HIGHER. 50,000 GPD UP TO 0.25 MGD-STAFFING BY CLASS D OR HIGHER OPERATOR: 3 VISITS/WEEK ON NONCONSECUTIVE DAYS FOR A TOTAL OF 0.3 HOUR/WEEK. LESS THAN 50,000 GPD-STAFFING BY A CLASS D OR HIGHER OPERATOR: 2 VISITS/WEEK ON NONCONSECUTIVE DAYS FOR A TOTAL OF 0.2 HOUR/WEEK. THERE SHALL BE NO MORE THAN 5 DAYS BETWEEN THE LAST VISIT IN ONE WEEK AND THE FIRST VISIT IN THE NEXT WEEK. | N | Y | SUGAR MILL RUINS TRAVEL PARK | 1050 OLD MISSION RD. |  | NEW SMYRNA BEACH | FL | 32168 |  | 3864272284 |  | PATTY BARNES | SUGAR MILL RUINS LIMITED | SUGAR MILL RUINS LIMITED | 1050 OLD MISSION ROAD | NEW SMYRNA BEACH | FL | 32168 |  | 3864272284 |  | INVESTOR | 350 | 72000 | 175 | 2016-05-11 | 2019-12-19 | NC01 | 50
3 | VOLUSIA | CDVO | info@sunnysandsresort.com | 3641308 | COMMUNITY | CHLORINATION; AERATION FOR REMOVAL OF ANY SECONDARY CONTAMINANT, SULFIDE, OR ANY UNREGULATED CONTAMINANT; CORROSION CONTROL INHIBITOR ADDITION; HYPOCHLORINATION; IRON OR MANGANESE SEQUESTRATION; OR ULTRAVIOLET RADIATION. THE LEAD/CHIEF OPERATOR MUST BE CLASS D OR HIGHER. 50,000 GPD UP TO 0.25 MGD-STAFFING BY CLASS D OR HIGHER OPERATOR: 3 VISITS/WEEK ON NONCONSECUTIVE DAYS FOR A TOTAL OF 0.3 HOUR/WEEK. LESS THAN 50,000 GPD-STAFFING BY A CLASS D OR HIGHER OPERATOR: 2 VISITS/WEEK ON NONCONSECUTIVE DAYS FOR A TOTAL OF 0.2 HOUR/WEEK. THERE SHALL BE NO MORE THAN 5 DAYS BETWEEN THE LAST VISIT IN ONE WEEK AND THE FIRST VISIT IN THE NEXT WEEK. | N | Y | SUNNY SANDS RESORT | 499 ALFA PARKWAY |  | PIERSON | FL | 32180 |  | 3867492233 |  | YUNIOR RIVERO | HH4-II LLC | ATTN:YUNIOR RIVERO | 5510 RIVER RD, STE 101 | NEW PORT RICHEY | FL | 34652 |  | 8133824653 |  | INVESTOR | 100 | 72000 | 102 | 2018-01-03 | 2020-12-29 | DC052 | 100
3 | VOLUSIA | CDVO | sunshineholidaydaytona_mgr@equitylifestyle.com | 3641315 | COMMUNITY | AERATION FOR REMOVAL OF ANY PRIMARY CONTAMINANT; ALKALINITY/PH ADJUSTMENT; CHLORAMIN ATION; CHLORINE DIOXIDE FOR OXIDATION OR DISINFECTION; FLUORIDATION; ION EXCHANGE FOR REMOVAL OF ANY SECONDARY CONTAMINANT, SULFIDE, OR ANY UNREGULATED CONTAMINANT; OR OZONATION. THE LEAD/CHIEF OPERATOR MUST BE CLASS C OR HIGHER. 5.0 MGD UP TO 10 MGD-STAFFING BY CLASS C OR HIGHER OPERATOR: 6 HOURS/DAY FOR 5 DAYS/WEEK AND ONE VISIT ON EACH WEEKEND DAY. 3.0 MGD UP TO 5.0 MGD-STAFFING BY CLASS C OR HIGHER OPERATOR: 3 HOURS/DAY FOR 5 DAYS/WEEK AND ONE VISIT ON EACH WEEKEND DAY. 1.0 MGD UP TO 3.0 MGD-STAFFING BY CLASS C OR HIGHER OPERATOR: 1 HOUR/DAY FOR 5 DAYS/WEEK AND ONE VISIT ON EACH WEEKEND DAY. 0.1 MGD UP TO 1.0 MGD-STAFFING BY CLASS C OR HIGHER OPERATOR: 5 VISITS/WEEK AND ONE VISIT EACH WEEKEND FOR A TOTAL OF 1.2 HOURS/WEEK. | N | Y | ENCORE-SUNSHINE HOLIDAY DAYTONA PARK | 1701 N. U.S. 1 |  | ORMOND BEACH | FL | 32174 |  | 3866723045 |  | MISTY DODDS | EQUITY LIFESTYLE PROPERTIES | EQUITY LIFESYTLE PROPERTIES, INC. | 5100 W. LEMON STREET-STE 109 | TAMPA | FL | 33609 |  | 8132825934 | 34 | INVESTOR | 156 | 250000 | 375 | 2021-06-21 | 2020-09-04 | DC05 | 500
3 | VOLUSIA | CDVO | carmen@townofpierson.org | 3641324 | COMMUNITY | CHLORINATION; AERATION FOR REMOVAL OF ANY SECONDARY CONTAMINANT, SULFIDE, OR ANY UNREGULATED CONTAMINANT; CORROSION CONTROL INHIBITOR ADDITION; HYPOCHLORINATION; IRON OR MANGANESE SEQUESTRATION; OR ULTRAVIOLET RADIATION. THE LEAD/CHIEF OPERATOR MUST BE CLASS C OR HIGHER. 5.0 MGD AND ABOVE-STAFFING BY CLASS C OR HIGHER OPERATOR: 6 HOURS/DAY FOR 5 DAYS/WEEK AND ONE VISIT ON EACH WEEKEND DAY. 3.0 MGD UP TO 5.0 MGD-STAFFING BY CLASS C OR HIGHER OPERATOR: 1 HOUR/DAY FOR 5 DAYS/WEEK AND ONE VISIT ON EACH WEEKEND DAY. 0.25 MGD UP TO 3.0 MGD-STAFFING BY CLASS C OR HIGHER OPERATOR: 5 VISITS/WEEK AND ONE VISIT EACH WEEKEND FOR A TOTAL OF 0.6 HOUR/WEEK. | N | Y | PIERSON, TOWN OF | 106 N. CENTER ST. |  | PIERSON | FL | 32180 |  | 3867492661 |  | CARMEN M. SPELORZI | TOWN OF PIERSON | TOWN OF PIERSON | 106 N. CENTER ST. | PIERSON | FL | 32180 |  | 3867492661 |  | MUNICIPALITY | 2657 | 624900 | 707 | 2021-07-14 | 2020-10-29 | DC04 | 1000
3 | VOLUSIA | CDVO | TARRINGTON@VOLUSIA.ORG | 3641336 | COMMUNITY | AERATION FOR REMOVAL OF ANY PRIMARY CONTAMINANT; ALKALINITY/PH ADJUSTMENT; CHLORAMIN ATION; CHLORINE DIOXIDE FOR OXIDATION OR DISINFECTION; FLUORIDATION; ION EXCHANGE FOR REMOVAL OF ANY SECONDARY CONTAMINANT, SULFIDE, OR ANY UNREGULATED CONTAMINANT; OR OZONATION. THE LEAD/CHIEF OPERATOR MUST BE CLASS C OR HIGHER. 5.0 MGD UP TO 10 MGD-STAFFING BY CLASS C OR HIGHER OPERATOR: 6 HOURS/DAY FOR 5 DAYS/WEEK AND ONE VISIT ON EACH WEEKEND DAY. 3.0 MGD UP TO 5.0 MGD-STAFFING BY CLASS C OR HIGHER OPERATOR: 3 HOURS/DAY FOR 5 DAYS/WEEK AND ONE VISIT ON EACH WEEKEND DAY. 1.0 MGD UP TO 3.0 MGD-STAFFING BY CLASS C OR HIGHER OPERATOR: 1 HOUR/DAY FOR 5 DAYS/WEEK AND ONE VISIT ON EACH WEEKEND DAY. 0.1 MGD UP TO 1.0 MGD-STAFFING BY CLASS C OR HIGHER OPERATOR: 5 VISITS/WEEK AND ONE VISIT EACH WEEKEND FOR A TOTAL OF 1.2 HOURS/WEEK. | N | Y | VC/SOUTHWEST WATER SYSTEM | 880 SIGNATURE DRIVE |  | ORANGE CITY | FL | 32763 |  | 3868226465 |  | TIM ARRINGTON | COUNTY OF VOLUSIA | VOLUSIA COUNTY UTILITIES | 3151 EAST NEW YORK AVENUE | DELAND | FL | 32724 |  | 3868226465 |  | COUNTY | 17563 | 5627000 | 7603 | 2020-03-04 | 2019-12-17 | DC02 | 4000
3 | VOLUSIA | CDVO | dmuldoon@uswatercorp.net | 3641373 | COMMUNITY | AERATION FOR REMOVAL OF ANY PRIMARY CONTAMINANT; ALKALINITY/PH ADJUSTMENT; CHLORAMIN ATION; CHLORINE DIOXIDE FOR OXIDATION OR DISINFECTION; FLUORIDATION; ION EXCHANGE FOR REMOVAL OF ANY SECONDARY CONTAMINANT, SULFIDE, OR ANY UNREGULATED CONTAMINANT; OR OZONATION. THE LEAD/CHIEF OPERATOR MUST BE CLASS C OR HIGHER. 5.0 MGD UP TO 10 MGD-STAFFING BY CLASS C OR HIGHER OPERATOR: 6 HOURS/DAY FOR 5 DAYS/WEEK AND ONE VISIT ON EACH WEEKEND DAY. 3.0 MGD UP TO 5.0 MGD-STAFFING BY CLASS C OR HIGHER OPERATOR: 3 HOURS/DAY FOR 5 DAYS/WEEK AND ONE VISIT ON EACH WEEKEND DAY. 1.0 MGD UP TO 3.0 MGD-STAFFING BY CLASS C OR HIGHER OPERATOR: 1 HOUR/DAY FOR 5 DAYS/WEEK AND ONE VISIT ON EACH WEEKEND DAY. 0.1 MGD UP TO 1.0 MGD-STAFFING BY CLASS C OR HIGHER OPERATOR: 5 VISITS/WEEK AND ONE VISIT EACH WEEKEND FOR A TOTAL OF 1.2 HOURS/WEEK. | N | Y | TOMOKA VIEW ESTATES | 336 APACHE TRAIL |  | ORMOND BEACH | FL | 32174 |  | 3522662953 |  | DENNIS MULDOON | FLORIDA GOVERNMENTAL UTILITY AUTHORITY | 280 WEKIVA SPRINGS ROAD | SUITE 2070 | LONGWOOD | FL | 32779 |  | 4076296900 |  | INVESTOR | 488 | 193000 | 195 | 2017-06-01 | 2019-09-13 | DC05 | 500
3 | VOLUSIA | CDVO | scain@govmser.com | 3641399 | COMMUNITY | AERATION FOR REMOVAL OF ANY PRIMARY CONTAMINANT; ALKALINITY/PH ADJUSTMENT; CHLORAMIN ATION; CHLORINE DIOXIDE FOR OXIDATION OR DISINFECTION; FLUORIDATION; ION EXCHANGE FOR REMOVAL OF ANY SECONDARY CONTAMINANT, SULFIDE, OR ANY UNREGULATED CONTAMINANT; OR OZONATION. THE LEAD/CHIEF OPERATOR MUST BE CLASS C OR HIGHER. 5.0 MGD UP TO 10 MGD-STAFFING BY CLASS C OR HIGHER OPERATOR: 6 HOURS/DAY FOR 5 DAYS/WEEK AND ONE VISIT ON EACH WEEKEND DAY. 3.0 MGD UP TO 5.0 MGD-STAFFING BY CLASS C OR HIGHER OPERATOR: 3 HOURS/DAY FOR 5 DAYS/WEEK AND ONE VISIT ON EACH WEEKEND DAY. 1.0 MGD UP TO 3.0 MGD-STAFFING BY CLASS C OR HIGHER OPERATOR: 1 HOUR/DAY FOR 5 DAYS/WEEK AND ONE VISIT ON EACH WEEKEND DAY. 0.1 MGD UP TO 1.0 MGD-STAFFING BY CLASS C OR HIGHER OPERATOR: 5 VISITS/WEEK AND ONE VISIT EACH WEEKEND FOR A TOTAL OF 1.2 HOURS/WEEK. | N | Y | TWIN RIVERS ESTATES | 8 RIVERDALE AVE. |  | ORMOND BEACH | FL | 32174 |  | 4076296900 |  | SAM CAIN | FLORIDA GOVERNMENTAL UTILITY AUTHORITY | FLORIDA GOVERNMENTAL UTILITY AUTHORITY | 280 WEKIVA SPRINGS RD., SUITE 2070 | LONGWOOD | FL | 32779 |  | 4076296900 |  | INVESTOR | 185 | 180000 | 80 | 2018-08-14 | 2021-09-22 | DC05 | 500
3 | VOLUSIA | CDVO | tymbercreekutil@aol.com | 3641401 | COMMUNITY | NO TREATMENT--CONSECUTIVE SYSTEMS ONLY | N | Y | TYMBER CREEK UTILITIES | TYMBER CREEK ROAD, NORTH |  | ORMOND BEACH | FL | 32174 |  | 3866775702 |  | CAROLYN MCDANIEL | TYMBER CREEK UTILITIES, INC. | TYMBER CREEK UTILITIES, INC. | 1951 W. GRANADA BLVD. | ORMOND BEACH | FL | 32074 |  | 3866775702 |  | SUBDIVISION | 1007 | 0 | 436 | 2014-08-21 | 2019-09-25 | PC02 | 100
3 | VOLUSIA | CDVO | PHOENIXESTATES@OUTLOOK.COM | 3641444 | COMMUNITY | CHLORINATION; AERATION FOR REMOVAL OF ANY SECONDARY CONTAMINANT, SULFIDE, OR ANY UNREGULATED CONTAMINANT; CORROSION CONTROL INHIBITOR ADDITION; HYPOCHLORINATION; IRON OR MANGANESE SEQUESTRATION; OR ULTRAVIOLET RADIATION. THE LEAD/CHIEF OPERATOR MUST BE CLASS D OR HIGHER. 50,000 GPD UP TO 0.25 MGD-STAFFING BY CLASS D OR HIGHER OPERATOR: 3 VISITS/WEEK ON NONCONSECUTIVE DAYS FOR A TOTAL OF 0.3 HOUR/WEEK. LESS THAN 50,000 GPD-STAFFING BY A CLASS D OR HIGHER OPERATOR: 2 VISITS/WEEK ON NONCONSECUTIVE DAYS FOR A TOTAL OF 0.2 HOUR/WEEK. THERE SHALL BE NO MORE THAN 5 DAYS BETWEEN THE LAST VISIT IN ONE WEEK AND THE FIRST VISIT IN THE NEXT WEEK. | N | Y | PHOENIX ESTATES | 202 LINGERING LANE |  | DELAND | FL | 32720 |  | 3869850131 |  | GIDGET HAMILTON | VILLAS OF FLORIDA, LLC #2 | VILLAS OF FLORIDA, LLC # 2 | 6670 SIMS DRIVE | STERLING HEIGHTS | MI | 48313 |  | 5869796020 |  | INVESTOR | 164 | 54000 | 71 | 2016-02-09 | 2021-05-19 | DC051 | 100
3 | VOLUSIA | CDVO | OB620@AOL.COM | 3641514 | NONCOMMUNITY | CHLORINATION; AERATION FOR REMOVAL OF ANY SECONDARY CONTAMINANT, SULFIDE, OR ANY UNREGULATED CONTAMINANT; CORROSION CONTROL INHIBITOR ADDITION; HYPOCHLORINATION; IRON OR MANGANESE SEQUESTRATION; OR ULTRAVIOLET RADIATION. THE LEAD/CHIEF OPERATOR MUST BE CLASS D OR HIGHER. 50,000 GPD UP TO 0.25 MGD-STAFFING BY CLASS D OR HIGHER OPERATOR: 3 VISITS/WEEK ON NONCONSECUTIVE DAYS FOR A TOTAL OF 0.3 HOUR/WEEK. LESS THAN 50,000 GPD-STAFFING BY A CLASS D OR HIGHER OPERATOR: 2 VISITS/WEEK ON NONCONSECUTIVE DAYS FOR A TOTAL OF 0.2 HOUR/WEEK. THERE SHALL BE NO MORE THAN 5 DAYS BETWEEN THE LAST VISIT IN ONE WEEK AND THE FIRST VISIT IN THE NEXT WEEK. | N | Y | OB'S RESTAURANT AND LOUNGE | 1750 N WOODLAND BLVD |  | DELAND | FL | 32720 |  | 3869439600 |  | CARLOS TOLA | CHRISTINE O'BRIEN | OB'S RESTAURANT AND LOUNGE | 1750 N. WOODLAND BLVD. | DELAND | FL | 32720 |  | 3869439600 |  | INVESTOR | 135 | 14400 | 2 | 2015-11-20 | 2020-07-10 | NC01 | 50
3 | VOLUSIA | CDVO | rmullen@lakehelen.com | 3641550 | COMMUNITY | CHLORINATION; AERATION FOR REMOVAL OF ANY SECONDARY CONTAMINANT, SULFIDE, OR ANY UNREGULATED CONTAMINANT; CORROSION CONTROL INHIBITOR ADDITION; HYPOCHLORINATION; IRON OR MANGANESE SEQUESTRATION; OR ULTRAVIOLET RADIATION. THE LEAD/CHIEF OPERATOR MUST BE CLASS C OR HIGHER. 5.0 MGD AND ABOVE-STAFFING BY CLASS C OR HIGHER OPERATOR: 6 HOURS/DAY FOR 5 DAYS/WEEK AND ONE VISIT ON EACH WEEKEND DAY. 3.0 MGD UP TO 5.0 MGD-STAFFING BY CLASS C OR HIGHER OPERATOR: 1 HOUR/DAY FOR 5 DAYS/WEEK AND ONE VISIT ON EACH WEEKEND DAY. 0.25 MGD UP TO 3.0 MGD-STAFFING BY CLASS C OR HIGHER OPERATOR: 5 VISITS/WEEK AND ONE VISIT EACH WEEKEND FOR A TOTAL OF 0.6 HOUR/WEEK. | N | Y | CITY OF LAKE HELEN | 327 SOUTH LAKEVIEW DRIVE |  | LAKE HELEN | FL | 32744 |  | 3868042102 |  | LEE EVETT | LAKE HELEN, CITY OF | LAKE HELEN WATER DEPARTMENT | 327 S. LAKEVIEW DR. | LAKE HELEN | FL | 32744 |  | 3862282121 |  | MUNICIPALITY | 2704 | 1500000 | 1248 | 2019-02-20 | 2021-12-17 | DC03 | 2000
3 | VOLUSIA | CDVO | campwinona@vfymca.org | 3644057 | NONCOMMUNITY | CHLORINATION; AERATION FOR REMOVAL OF ANY SECONDARY CONTAMINANT, SULFIDE, OR ANY UNREGULATED CONTAMINANT; CORROSION CONTROL INHIBITOR ADDITION; HYPOCHLORINATION; IRON OR MANGANESE SEQUESTRATION; OR ULTRAVIOLET RADIATION. THE LEAD/CHIEF OPERATOR MUST BE CLASS D OR HIGHER. 50,000 GPD UP TO 0.25 MGD-STAFFING BY CLASS D OR HIGHER OPERATOR: 3 VISITS/WEEK ON NONCONSECUTIVE DAYS FOR A TOTAL OF 0.3 HOUR/WEEK. LESS THAN 50,000 GPD-STAFFING BY A CLASS D OR HIGHER OPERATOR: 2 VISITS/WEEK ON NONCONSECUTIVE DAYS FOR A TOTAL OF 0.2 HOUR/WEEK. THERE SHALL BE NO MORE THAN 5 DAYS BETWEEN THE LAST VISIT IN ONE WEEK AND THE FIRST VISIT IN THE NEXT WEEK. | N | Y | YMCA CAMP WINONA | 898 CAMP WINONA RD. |  | DELEON SPRINGS | FL | 32130 |  | 3869854544 |  | ALEX KINNEY | VOLUSIA FLAGLER YMCA, INC. | YMCA CAMP WINONA | 761 EAST INTERNATIONAL SPEEDWAY BLVD | DELAND | FL | 32724 |  | 3867366000 |  | OTHER | 220 | 86000 | 19 | 2015-12-10 | 2020-11-24 | NC01 | 50
3 | VOLUSIA | CDVO | osteencypresspoint@gmail.com | 3644059 | NONCOMMUNITY | CHLORINATION; AERATION FOR REMOVAL OF ANY SECONDARY CONTAMINANT, SULFIDE, OR ANY UNREGULATED CONTAMINANT; CORROSION CONTROL INHIBITOR ADDITION; HYPOCHLORINATION; IRON OR MANGANESE SEQUESTRATION; OR ULTRAVIOLET RADIATION. THE LEAD/CHIEF OPERATOR MUST BE CLASS D OR HIGHER. 50,000 GPD UP TO 0.25 MGD-STAFFING BY CLASS D OR HIGHER OPERATOR: 3 VISITS/WEEK ON NONCONSECUTIVE DAYS FOR A TOTAL OF 0.3 HOUR/WEEK. LESS THAN 50,000 GPD-STAFFING BY A CLASS D OR HIGHER OPERATOR: 2 VISITS/WEEK ON NONCONSECUTIVE DAYS FOR A TOTAL OF 0.2 HOUR/WEEK. THERE SHALL BE NO MORE THAN 5 DAYS BETWEEN THE LAST VISIT IN ONE WEEK AND THE FIRST VISIT IN THE NEXT WEEK. | N | Y | CYPRESS POINT GOLF CLUB & RV PARK | 650 OSTEEN MAYTOWN ROAD |  | OSTEEN | FL | 32764 |  | 4073230760 |  | KATHY KELLY | CPT MANAGEMENT, LLC | CPT MANAGEMENT, LLC | 410 LAKE SEMINARY CIRCLE | MAITLAND | FL | 32751 |  | 4073995880 |  | INVESTOR | 25 | 20000 | 68 | 2016-06-10 | 2020-09-09 | NC01 | 50
3 | VOLUSIA | CDVO | littlepandascdc@att.net | 3644113 | NONTRANSIENT NONCOMMUNITY | CHLORINATION; AERATION FOR REMOVAL OF ANY SECONDARY CONTAMINANT, SULFIDE, OR ANY UNREGULATED CONTAMINANT; CORROSION CONTROL INHIBITOR ADDITION; HYPOCHLORINATION; IRON OR MANGANESE SEQUESTRATION; OR ULTRAVIOLET RADIATION. THE LEAD/CHIEF OPERATOR MUST BE CLASS D OR HIGHER. 50,000 GPD UP TO 0.25 MGD-STAFFING BY CLASS D OR HIGHER OPERATOR: 3 VISITS/WEEK ON NONCONSECUTIVE DAYS FOR A TOTAL OF 0.3 HOUR/WEEK. LESS THAN 50,000 GPD-STAFFING BY A CLASS D OR HIGHER OPERATOR: 2 VISITS/WEEK ON NONCONSECUTIVE DAYS FOR A TOTAL OF 0.2 HOUR/WEEK. THERE SHALL BE NO MORE THAN 5 DAYS BETWEEN THE LAST VISIT IN ONE WEEK AND THE FIRST VISIT IN THE NEXT WEEK. | N | Y | SEVILLE VIA COMMUNITY CENTER | 1591 N. US HWY 17 |  | SEVILLE | FL | 32190 | 7903 | 3867490700 |  | AURORA GOMEZ | JANET REGISTER | SEVILLE VIA | PO BOX 508 | SEVILLE | FL | 32190 |  | 3869371225 |  | TRUST/COOPERATIVE | 80 | 72000 | 4 | 2020-05-18 | 2020-05-13 | NTNC | 100
3 | VOLUSIA | CDVO | aulin@volusia.k12.fl.us | 3644115 | NONTRANSIENT NONCOMMUNITY | CHLORINATION; AERATION FOR REMOVAL OF ANY SECONDARY CONTAMINANT, SULFIDE, OR ANY UNREGULATED CONTAMINANT; CORROSION CONTROL INHIBITOR ADDITION; HYPOCHLORINATION; IRON OR MANGANESE SEQUESTRATION; OR ULTRAVIOLET RADIATION. THE LEAD/CHIEF OPERATOR MUST BE CLASS D OR HIGHER. 50,000 GPD UP TO 0.25 MGD-STAFFING BY CLASS D OR HIGHER OPERATOR: 3 VISITS/WEEK ON NONCONSECUTIVE DAYS FOR A TOTAL OF 0.3 HOUR/WEEK. LESS THAN 50,000 GPD-STAFFING BY A CLASS D OR HIGHER OPERATOR: 2 VISITS/WEEK ON NONCONSECUTIVE DAYS FOR A TOTAL OF 0.2 HOUR/WEEK. THERE SHALL BE NO MORE THAN 5 DAYS BETWEEN THE LAST VISIT IN ONE WEEK AND THE FIRST VISIT IN THE NEXT WEEK. | N | Y | MCINNIS ELEMENTARY SCHOOL | 5175 N US HIGHWAY 17 |  | DELEON SPRINGS | FL | 32130 |  | 3869436384 |  | ALEX ULIN | VOLUSIA COUNTY SCHOOL BOARD | VOLUSIA COUNTY SCHOOL BOARD | 3750 OLSON DRIVE | DAYTONA BEACH | FL | 32124 |  | 3869478786 |  | COUNTY | 423 | 57000 | 23 | 2017-05-25 | 2021-07-08 | NTNC | 100
3 | VOLUSIA | CDVO | lakesmanager@cfl.rr.com | 3644119 | COMMUNITY | AERATION FOR REMOVAL OF ANY PRIMARY CONTAMINANT; ALKALINITY/PH ADJUSTMENT; CHLORAMIN ATION; CHLORINE DIOXIDE FOR OXIDATION OR DISINFECTION; FLUORIDATION; ION EXCHANGE FOR REMOVAL OF ANY SECONDARY CONTAMINANT, SULFIDE, OR ANY UNREGULATED CONTAMINANT; OR OZONATION LESS THAN 0.1 MGD. STAFFING BY A CLASS D OR HIGHER OPERATOR: 3 VISITS/WEEK ON NONCONSECUTIVE DAYS FOR A TOTAL OF 0.6 HOUR/WEEK. THE LEAD/CHIEF OPERATOR MUST BE CLASS D OR HIGHER. | N | Y | VILLAGE OF PINE RUN UTILITY CORP. | 100 LIMEWOOD PLACE |  | ORMOND BEACH | FL | 32174 |  | 3866737907 |  | JOANNE MARCHEESEE- OFFICE MANAGER & TREASURER | VILLAGE OF PINE RUN UTILITY COMPANY | THE LAKES OF PINE RUN CONDO ASSOC. | 100 LIMEWOOD PLACE | ORMOND BEACH | FL | 32174 |  | 3866737907 |  | INVESTOR | 258 | 88400 | 116 | 2021-05-12 | 2020-10-22 | DC05 | 500
3 | VOLUSIA | CDVO | rbeedle@co.volusia.fl.us | 3644123 | COMMUNITY | MEMBRANE PROCESSES, INCLUDING ELECTRODIALYSIS, ELECTRODIALYSIS REVERSAL, MICROFILTRATION, ULTRAFILTRATION, NANOFILTRATION, AND REVERSE OSMOSIS. THE LEAD/CHIEF OPERATOR MUST BE CLASS C OR HIGHER. 0.5 MGD UP TO 1.0 MGD-STAFFING BY CLASS C OR HIGHER OPERATOR: 6 HOURS/DAY FOR 5 DAYS/WEEK AND ONE VISIT ON EACH WEEKEND DAY. 0.1 MGD UP TO 0.5 MGD-STAFFING BY CLASS C OR HIGHER OPERATOR: 3 HOURS/DAY FOR 5 DAYS/WEEK AND ONE VISIT ON EACH WEEKEND DAY. LESS THAN 0.1 MGD-STAFFING BY CLASS C OR HIGHER OPERATOR: 1 HOUR/DAY FOR 5 DAYS/WEEK AND ONE VISIT ON EACH WEEKEND DAY. | N | Y | VC/HALIFAX PLANTATION (WTP-8) | 3501 ACOMA DRIVE (SOUTH ON UTILITY RD.) |  | ORMOND BEACH | FL | 32174 |  | 3866156041 |  | ROBERT BEEDLE | COUNTY OF VOLUSIA | COUNTY OF VOLUSIA | 3151 E. NEW YORK AVE | DELAND | FL | 32724 |  | 3868226465 |  | COUNTY | 4929 | 750000 | 2143 | 2018-03-07 | 2020-10-22 | DC04 | 1000
3 | VOLUSIA | CDVO | magnolia@newbymanagement.com | 3644125 | COMMUNITY | ACTIVATED CARBON PROCESSES; DIATOMACEOUS EARTH FILTRATION; ION EXCHANGE FOR REMOVAL OF ANY PRIMARY CONTAMINANT; ION AND MANGANESE REMOVAL (OXIDATION, DETENTION, AND FILTRATION); OR SLOW SAND FILTRATION. LEAD/CHIEF OPERATOR MUST BE CLASS C OR HIGHER. 1.0 MGD UP TO 2.0 MGD-STAFFING BY CLASS C OR HIGHER OPERATOR: 6 HOURS/DAY FOR 5 DAYS/WEEK AND ONE VISIT ON EACH WEEKEND DAY. 0.5 MGD UP TO 1.0 MGD-STAFFING BY CLASS C OR HIGHER OPERATOR: 3 HOURS/DAY FOR 5 DAYS/WEEK AND ONE VISIT ON EACH WEEKEND DAY. 0.25 MGD UP TO 0.5 MGD-STAFFING BY CLASS C OR HIGHER OPERATOR: 1 HOUR/DAY FOR 5 DAYS/WEEK AND ONE VISIT ON EACH WEEKEND DAY. LESS THAN 0.25 MGD-STAFFING BY CLASS C OR HIGHER OPERATOR: 5 VISITS/WEEK AND ONE VISIT EACH WEEKEND FOR A TOTAL OF 1.8 HOURS/WEEK. | N | Y | MAGNOLIA VILLAGE | 1830 OLD MISSION RD. |  | EDGEWATER | FL | 32132 |  | 3864238559 |  | JIM BLANFORD-PARK MANAGER | RICHARD WEBB, PA | BELLAIRE INVESTMENTS, INC. | P.O.BOX 3265 | SARASOTA | FL | 34230 |  | 9419538102 |  | INVESTOR | 394 | 144000 | 197 | 2021-06-25 | 2018-10-18 | DC051 | 100
3 | VOLUSIA | CDVO | scain@govmserv.com | 3644127 | COMMUNITY | NO TREATMENT--CONSECUTIVE SYSTEMS ONLY | N | Y | JUNGLE DEN | STATE ROAD #40 AND JUNGLE DEN ROAD |  | ASTOR | FL | 32131 |  | 4076296900 |  | FLORIDA GOVERNMENTAL UTILITY AUTHORITY | FLORIDA GOVERNMENTAL UTILITY AUTHORITY | 280 WEKIVA SPRINGS ROAD | SUITE 2070 | LONGWOOD | FL | 32779 |  | 4076296900 |  | INVESTOR | 230 | 0 | 115 | 2018-01-29 | 2020-12-23 | PC01 | 50
3 | VOLUSIA | CDVO |  | 3644130 | NONCOMMUNITY | CHLORINATION; AERATION FOR REMOVAL OF ANY SECONDARY CONTAMINANT, SULFIDE, OR ANY UNREGULATED CONTAMINANT; CORROSION CONTROL INHIBITOR ADDITION; HYPOCHLORINATION; IRON OR MANGANESE SEQUESTRATION; OR ULTRAVIOLET RADIATION. THE LEAD/CHIEF OPERATOR MUST BE CLASS D OR HIGHER. 50,000 GPD UP TO 0.25 MGD-STAFFING BY CLASS D OR HIGHER OPERATOR: 3 VISITS/WEEK ON NONCONSECUTIVE DAYS FOR A TOTAL OF 0.3 HOUR/WEEK. LESS THAN 50,000 GPD-STAFFING BY A CLASS D OR HIGHER OPERATOR: 2 VISITS/WEEK ON NONCONSECUTIVE DAYS FOR A TOTAL OF 0.2 HOUR/WEEK. THERE SHALL BE NO MORE THAN 5 DAYS BETWEEN THE LAST VISIT IN ONE WEEK AND THE FIRST VISIT IN THE NEXT WEEK. | N | Y | TEQUILA'S BAR | 913 S US HIGHWAY 17 |  | PIERSON | FL | 32180 |  |  |  | CARLOS TOLA | RAMIRO SALGADO | TEQUILA'S BAR | 1164 W. RICH AVE. | DELAND | FL | 32720 | 0 |  |  | INVESTOR | 50 | 43200 | 1 | 2013-08-23 | 2019-04-29 | NC01 | 50
3 | VOLUSIA | CDVO | soladad1@cfl.rr.com | 3644143 | NONCOMMUNITY | CHLORINATION; AERATION FOR REMOVAL OF ANY SECONDARY CONTAMINANT, SULFIDE, OR ANY UNREGULATED CONTAMINANT; CORROSION CONTROL INHIBITOR ADDITION; HYPOCHLORINATION; IRON OR MANGANESE SEQUESTRATION; OR ULTRAVIOLET RADIATION. THE LEAD/CHIEF OPERATOR MUST BE CLASS D OR HIGHER. 50,000 GPD UP TO 0.25 MGD-STAFFING BY CLASS D OR HIGHER OPERATOR: 3 VISITS/WEEK ON NONCONSECUTIVE DAYS FOR A TOTAL OF 0.3 HOUR/WEEK. LESS THAN 50,000 GPD-STAFFING BY A CLASS D OR HIGHER OPERATOR: 2 VISITS/WEEK ON NONCONSECUTIVE DAYS FOR A TOTAL OF 0.2 HOUR/WEEK. THERE SHALL BE NO MORE THAN 5 DAYS BETWEEN THE LAST VISIT IN ONE WEEK AND THE FIRST VISIT IN THE NEXT WEEK. | N | Y | MOSQUITO LAGOON/ LEFILS FISH CAMP | 403 EAST HALIFAX RD. |  | OAK HILL | FL | 32759 |  | 3212134973 |  | DELBERT DEWEES | DELBERT AND DORIS DEWEES | MOSQUITO LAGOON/LEFILS FISH CAMP | 403 EAST HALIFAX DRIVE | OAK HILL | FL | 32759 |  | 3212134973 |  | INVESTOR | 122 | 28800 | 61 | 2013-11-22 | 2019-07-24 | NC01 | 50
3 | VOLUSIA | CDVO | rbeedle@volusia.org | 3644155 | COMMUNITY | CHLORINATION; AERATION FOR REMOVAL OF ANY SECONDARY CONTAMINANT, SULFIDE, OR ANY UNREGULATED CONTAMINANT; CORROSION CONTROL INHIBITOR ADDITION; HYPOCHLORINATION; IRON OR MANGANESE SEQUESTRATION; OR ULTRAVIOLET RADIATION. THE LEAD/CHIEF OPERATOR MUST BE CLASS C OR HIGHER. 5.0 MGD AND ABOVE-STAFFING BY CLASS C OR HIGHER OPERATOR: 6 HOURS/DAY FOR 5 DAYS/WEEK AND ONE VISIT ON EACH WEEKEND DAY. 3.0 MGD UP TO 5.0 MGD-STAFFING BY CLASS C OR HIGHER OPERATOR: 1 HOUR/DAY FOR 5 DAYS/WEEK AND ONE VISIT ON EACH WEEKEND DAY. 0.25 MGD UP TO 3.0 MGD-STAFFING BY CLASS C OR HIGHER OPERATOR: 5 VISITS/WEEK AND ONE VISIT EACH WEEKEND FOR A TOTAL OF 0.6 HOUR/WEEK. | N | Y | VC/SOUTHWEST WTP-2 | 155 WOLF PACK RUN |  | DELTONA | FL | 32725 |  | 3867897203 |  | ROBERT BEEDLE | COUNTY OF VOLUSIA | VOLUSIA COUNTY UTILITIES | 3151 EAST NEW YORK AVENUE | DELAND | FL | 32724 |  | 3868226465 |  | COUNTY | 3698 | 1500000 | 1601 | 2019-04-01 | 2018-12-19 | DC03 | 2000
3 | VOLUSIA | CDVO | adriana@albanesehollander.com | 3644157 | COMMUNITY | CHLORINATION; AERATION FOR REMOVAL OF ANY SECONDARY CONTAMINANT, SULFIDE, OR ANY UNREGULATED CONTAMINANT; CORROSION CONTROL INHIBITOR ADDITION; HYPOCHLORINATION; IRON OR MANGANESE SEQUESTRATION; OR ULTRAVIOLET RADIATION. THE LEAD/CHIEF OPERATOR MUST BE CLASS D OR HIGHER. 50,000 GPD UP TO 0.25 MGD-STAFFING BY CLASS D OR HIGHER OPERATOR: 3 VISITS/WEEK ON NONCONSECUTIVE DAYS FOR A TOTAL OF 0.3 HOUR/WEEK. LESS THAN 50,000 GPD-STAFFING BY A CLASS D OR HIGHER OPERATOR: 2 VISITS/WEEK ON NONCONSECUTIVE DAYS FOR A TOTAL OF 0.2 HOUR/WEEK. THERE SHALL BE NO MORE THAN 5 DAYS BETWEEN THE LAST VISIT IN ONE WEEK AND THE FIRST VISIT IN THE NEXT WEEK. | N | Y | TOSCANA SUBDIVISION | 224 VISTA DELLA TOSCANA |  | ORMOND BEACH | FL | 32173 |  | 3868465098 |  | ADRIANA ALBANESE | [9 empty] | SUBDIVISION | 40 | 20000 | 16 | 2090-09-26 | 2019-05-24 | DC06 | 100
3 | VOLUSIA | CDVO | KBURRELL@CIRCLEK.COM | 3644166 | NONCOMMUNITY | CHLORINATION; AERATION FOR REMOVAL OF ANY SECONDARY CONTAMINANT, SULFIDE, OR ANY UNREGULATED CONTAMINANT; CORROSION CONTROL INHIBITOR ADDITION; HYPOCHLORINATION; IRON OR MANGANESE SEQUESTRATION; OR ULTRAVIOLET RADIATION. THE LEAD/CHIEF OPERATOR MUST BE CLASS D OR HIGHER. 50,000 GPD UP TO 0.25 MGD-STAFFING BY CLASS D OR HIGHER OPERATOR: 3 VISITS/WEEK ON NONCONSECUTIVE DAYS FOR A TOTAL OF 0.3 HOUR/WEEK. LESS THAN 50,000 GPD-STAFFING BY A CLASS D OR HIGHER OPERATOR: 2 VISITS/WEEK ON NONCONSECUTIVE DAYS FOR A TOTAL OF 0.2 HOUR/WEEK. THERE SHALL BE NO MORE THAN 5 DAYS BETWEEN THE LAST VISIT IN ONE WEEK AND THE FIRST VISIT IN THE NEXT WEEK. | N | Y | CIRCLE K # 2722806 | 320 N. S.R. 415 |  | OSTEEN | FL | 32764 | 9554 | 3863229934 |  | DENNIS MULDOON | CIRCLE K STORES, INC. | CIRCLE K STORES, INC. | 3802 CORPOREX PARK DR, SUITE 200 | TAMPA | FL | 33619 |  | 8139106808 |  | INVESTOR | 26 | 18000 | 1 | 2017-04-11 | 2020-04-15 | NC01 | 50
3 | VOLUSIA | CDVO | softtailssaloon@yahoo.com | 3644172 | NONCOMMUNITY | CHLORINATION; AERATION FOR REMOVAL OF ANY SECONDARY CONTAMINANT, SULFIDE, OR ANY UNREGULATED CONTAMINANT; CORROSION CONTROL INHIBITOR ADDITION; HYPOCHLORINATION; IRON OR MANGANESE SEQUESTRATION; OR ULTRAVIOLET RADIATION. THE LEAD/CHIEF OPERATOR MUST BE CLASS D OR HIGHER. 50,000 GPD UP TO 0.25 MGD-STAFFING BY CLASS D OR HIGHER OPERATOR: 3 VISITS/WEEK ON NONCONSECUTIVE DAYS FOR A TOTAL OF 0.3 HOUR/WEEK. LESS THAN 50,000 GPD-STAFFING BY A CLASS D OR HIGHER OPERATOR: 2 VISITS/WEEK ON NONCONSECUTIVE DAYS FOR A TOTAL OF 0.2 HOUR/WEEK. THERE SHALL BE NO MORE THAN 5 DAYS BETWEEN THE LAST VISIT IN ONE WEEK AND THE FIRST VISIT IN THE NEXT WEEK. | N | Y | SOFTTAILS | 2360 INT'L SPEEDWAY BLVD. |  | DELAND | FL | 32724 |  | 3867346067 |  | LISA TORRES | WHITE SATIN PROPERTIES, INC. | SOFTTAILS SALOON | 2360 INTERNATIONAL SPEEDWAY BLVD | DELAND | FL | 32724 |  | 3015299050 |  | INVESTOR | 40 | 10800 | 1 | 2016-09-07 | 2016-05-23 | NC01 | 50
3 | VOLUSIA | CDVO |  | 3644175 | NONCOMMUNITY | CHLORINATION; AERATION FOR REMOVAL OF ANY SECONDARY CONTAMINANT, SULFIDE, OR ANY UNREGULATED CONTAMINANT; CORROSION CONTROL INHIBITOR ADDITION; HYPOCHLORINATION; IRON OR MANGANESE SEQUESTRATION; OR ULTRAVIOLET RADIATION. THE LEAD/CHIEF OPERATOR MUST BE CLASS D OR HIGHER. 50,000 GPD UP TO 0.25 MGD-STAFFING BY CLASS D OR HIGHER OPERATOR: 3 VISITS/WEEK ON NONCONSECUTIVE DAYS FOR A TOTAL OF 0.3 HOUR/WEEK. LESS THAN 50,000 GPD-STAFFING BY A CLASS D OR HIGHER OPERATOR: 2 VISITS/WEEK ON NONCONSECUTIVE DAYS FOR A TOTAL OF 0.2 HOUR/WEEK. THERE SHALL BE NO MORE THAN 5 DAYS BETWEEN THE LAST VISIT IN ONE WEEK AND THE FIRST VISIT IN THE NEXT WEEK. | N | Y | TEXACO FOOD MART | 140 N STATE ROAD 415 |  | OSTEEN | FL | 32764 |  | 4073222797 |  | RAMESHCHANDRA PATEL | SARIKA INVESTMENTS, INC. | TEXACO FOOD MART | P.O. BOX 868 | OSTEEN | FL | 32764 | 868 | 4073222797 |  | INVESTOR | 25 | 22800 | 1 | 2016-05-17 | 2020-03-30 | NC01 | 50
3 | VOLUSIA | CDVO | fredhoffmann44@hotmail.com | 3644205 | NONCOMMUNITY | CHLORINATION; AERATION FOR REMOVAL OF ANY SECONDARY CONTAMINANT, SULFIDE, OR ANY UNREGULATED CONTAMINANT; CORROSION CONTROL INHIBITOR ADDITION; HYPOCHLORINATION; IRON OR MANGANESE SEQUESTRATION; OR ULTRAVIOLET RADIATION. THE LEAD/CHIEF OPERATOR MUST BE CLASS D OR HIGHER. 50,000 GPD UP TO 0.25 MGD-STAFFING BY CLASS D OR HIGHER OPERATOR: 3 VISITS/WEEK ON NONCONSECUTIVE DAYS FOR A TOTAL OF 0.3 HOUR/WEEK. LESS THAN 50,000 GPD-STAFFING BY A CLASS D OR HIGHER OPERATOR: 2 VISITS/WEEK ON NONCONSECUTIVE DAYS FOR A TOTAL OF 0.2 HOUR/WEEK. THERE SHALL BE NO MORE THAN 5 DAYS BETWEEN THE LAST VISIT IN ONE WEEK AND THE FIRST VISIT IN THE NEXT WEEK. | N | Y | TANGERINE INN | 3870 N. HWY. 17 |  | DELAND | FL | 32720 |  | 3869854224 |  | FREDERICK HOFFMANN | WOODLAND TRUST | WOODLAND TRUST | 882 E. COQUINA DR. | DAYTONA BEACH | FL | 32117 |  | 3862525500 |  | INVESTOR | 27 | 21600 | 1 | 2016-03-16 | 2020-11-24 | NC01 | 50
3 | VOLUSIA | CDVO | lilybuel@live.com | 3644206 | NONCOMMUNITY | CHLORINATION; AERATION FOR REMOVAL OF ANY SECONDARY CONTAMINANT, SULFIDE, OR ANY UNREGULATED CONTAMINANT; CORROSION CONTROL INHIBITOR ADDITION; HYPOCHLORINATION; IRON OR MANGANESE SEQUESTRATION; OR ULTRAVIOLET RADIATION. THE LEAD/CHIEF OPERATOR MUST BE CLASS D OR HIGHER. 50,000 GPD UP TO 0.25 MGD-STAFFING BY CLASS D OR HIGHER OPERATOR: 3 VISITS/WEEK ON NONCONSECUTIVE DAYS FOR A TOTAL OF 0.3 HOUR/WEEK. LESS THAN 50,000 GPD-STAFFING BY A CLASS D OR HIGHER OPERATOR: 2 VISITS/WEEK ON NONCONSECUTIVE DAYS FOR A TOTAL OF 0.2 HOUR/WEEK. THERE SHALL BE NO MORE THAN 5 DAYS BETWEEN THE LAST VISIT IN ONE WEEK AND THE FIRST VISIT IN THE NEXT WEEK. | N | Y | KARLINGS INN | 4640 N. U.S. HWY. 17 |  | DELEON SPRINGS | FL | 32130 |  | 3869855535 |  | CARLOS TOLA | BUJAR BUZA | KARLING INN | 4640 N. U.S. HWY. 17 | DELEON SPRINGS | FL | 32130 |  | 3869855535 |  | INVESTOR | 50 | 10000 | 3 | 2013-10-01 | 2019-11-12 | NC01 | 50
3 | VOLUSIA | CDVO | hgilmore@CircleK.com | 3644208 | NONCOMMUNITY | CHLORINATION; AERATION FOR REMOVAL OF ANY SECONDARY CONTAMINANT, SULFIDE, OR ANY UNREGULATED CONTAMINANT; CORROSION CONTROL INHIBITOR ADDITION; HYPOCHLORINATION; IRON OR MANGANESE SEQUESTRATION; OR ULTRAVIOLET RADIATION. THE LEAD/CHIEF OPERATOR MUST BE CLASS D OR HIGHER. 50,000 GPD UP TO 0.25 MGD-STAFFING BY CLASS D OR HIGHER OPERATOR: 3 VISITS/WEEK ON NONCONSECUTIVE DAYS FOR A TOTAL OF 0.3 HOUR/WEEK. LESS THAN 50,000 GPD-STAFFING BY A CLASS D OR HIGHER OPERATOR: 2 VISITS/WEEK ON NONCONSECUTIVE DAYS FOR A TOTAL OF 0.2 HOUR/WEEK. THERE SHALL BE NO MORE THAN 5 DAYS BETWEEN THE LAST VISIT IN ONE WEEK AND THE FIRST VISIT IN THE NEXT WEEK. | N | Y | CIRCLE K # 2722258 | 1717 US HWY 17 |  | BARBERVILLE | FL | 32105 |  | 3867492927 |  | LARRY SCOTT | CIRCLE K STORES, INC. | CIRCLE K STORES, INC. | 12911 N. TELECOM PKWY | TAMPA | FL | 33637 |  | 8139106808 |  | INVESTOR | 25 | 28800 | 1 | 2019-11-20 | 2019-08-22 | NC01 | 50
3 | VOLUSIA | CDVO | manager@biometricutility.com | 3644209 | NONCOMMUNITY | CHLORINATION; AERATION FOR REMOVAL OF ANY SECONDARY CONTAMINANT, SULFIDE, OR ANY UNREGULATED CONTAMINANT; CORROSION CONTROL INHIBITOR ADDITION; HYPOCHLORINATION; IRON OR MANGANESE SEQUESTRATION; OR ULTRAVIOLET RADIATION. THE LEAD/CHIEF OPERATOR MUST BE CLASS D OR HIGHER. 50,000 GPD UP TO 0.25 MGD-STAFFING BY CLASS D OR HIGHER OPERATOR: 3 VISITS/WEEK ON NONCONSECUTIVE DAYS FOR A TOTAL OF 0.3 HOUR/WEEK. LESS THAN 50,000 GPD-STAFFING BY A CLASS D OR HIGHER OPERATOR: 2 VISITS/WEEK ON NONCONSECUTIVE DAYS FOR A TOTAL OF 0.2 HOUR/WEEK. THERE SHALL BE NO MORE THAN 5 DAYS BETWEEN THE LAST VISIT IN ONE WEEK AND THE FIRST VISIT IN THE NEXT WEEK. | N | Y | PONCE PLAZA | 4818 N. US HWY. 17 |  | DELEON SPRINGS | FL | 32130 |  | 3867475014 |  | CARLOS TOLA | JESUS RAMIREZ | PONCE PLAZA | P.O. BOX 1998 | DELAND | FL | 32721 | 1998 | 3867475014 |  | INVESTOR | 25 | 21600 | 3 | 2017-11-02 | 2021-07-21 | NC01 | 50
3 | VOLUSIA | CDVO | FRANKSIENI@LIVE.COM | 3644210 | NONCOMMUNITY | CHLORINATION; AERATION FOR REMOVAL OF ANY SECONDARY CONTAMINANT, SULFIDE, OR ANY UNREGULATED CONTAMINANT; CORROSION CONTROL INHIBITOR ADDITION; HYPOCHLORINATION; IRON OR MANGANESE SEQUESTRATION; OR ULTRAVIOLET RADIATION. THE LEAD/CHIEF OPERATOR MUST BE CLASS D OR HIGHER. 50,000 GPD UP TO 0.25 MGD-STAFFING BY CLASS D OR HIGHER OPERATOR: 3 VISITS/WEEK ON NONCONSECUTIVE DAYS FOR A TOTAL OF 0.3 HOUR/WEEK. LESS THAN 50,000 GPD-STAFFING BY A CLASS D OR HIGHER OPERATOR: 2 VISITS/WEEK ON NONCONSECUTIVE DAYS FOR A TOTAL OF 0.2 HOUR/WEEK. THERE SHALL BE NO MORE THAN 5 DAYS BETWEEN THE LAST VISIT IN ONE WEEK AND THE FIRST VISIT IN THE NEXT WEEK. | N | Y | DIXIE'S | 3705 N. HIGHWAY 17 |  | DELAND | FL | 32720 |  | 3869854185 |  | CARLOS TOLA | 3705 REAL ESTATE, LLC | 3705 REAL ESTATE, LLC | 100 N. MAIN ST. 2ND FLOOR | PROVIDENCE | RI | 2903 |  | 3214800048 |  | INVESTOR | 100 | 14400 | 2 | 2017-05-24 | 2019-06-13 | NC01 | 50
3 | VOLUSIA | CDVO | bbrassrail@cfl.rr.com | 3644215 | NONCOMMUNITY | CHLORINATION; AERATION FOR REMOVAL OF ANY SECONDARY CONTAMINANT, SULFIDE, OR ANY UNREGULATED CONTAMINANT; CORROSION CONTROL INHIBITOR ADDITION; HYPOCHLORINATION; IRON OR MANGANESE SEQUESTRATION; OR ULTRAVIOLET RADIATION. THE LEAD/CHIEF OPERATOR MUST BE CLASS D OR HIGHER. 50,000 GPD UP TO 0.25 MGD-STAFFING BY CLASS D OR HIGHER OPERATOR: 3 VISITS/WEEK ON NONCONSECUTIVE DAYS FOR A TOTAL OF 0.3 HOUR/WEEK. LESS THAN 50,000 GPD-STAFFING BY A CLASS D OR HIGHER OPERATOR: 2 VISITS/WEEK ON NONCONSECUTIVE DAYS FOR A TOTAL OF 0.2 HOUR/WEEK. THERE SHALL BE NO MORE THAN 5 DAYS BETWEEN THE LAST VISIT IN ONE WEEK AND THE FIRST VISIT IN THE NEXT WEEK. | N | Y | BRASS RAIL | 4485 N. HWY. 17 |  | DELAND | FL | 32720 | 2269 | 3862772975 |  | DALE & MICHELLE MCKINNEY | DALE & MICHELLE MCKINNEY | BRASS RAIL | 125 VALLEY DR. | DELEON SPRINGS | FL | 32130 |  | 3862772975 |  | INVESTOR | 50 | 10800 | 1 | 2019-06-19 | 2019-06-12 | NC01 | 50
3 | VOLUSIA | CDVO | OFFICE@GLENWOODPC.ORG | 3644217 | NONCOMMUNITY | CHLORINATION; AERATION FOR REMOVAL OF ANY SECONDARY CONTAMINANT, SULFIDE, OR ANY UNREGULATED CONTAMINANT; CORROSION CONTROL INHIBITOR ADDITION; HYPOCHLORINATION; IRON OR MANGANESE SEQUESTRATION; OR ULTRAVIOLET RADIATION. THE LEAD/CHIEF OPERATOR MUST BE CLASS D OR HIGHER. 50,000 GPD UP TO 0.25 MGD-STAFFING BY CLASS D OR HIGHER OPERATOR: 3 VISITS/WEEK ON NONCONSECUTIVE DAYS FOR A TOTAL OF 0.3 HOUR/WEEK. LESS THAN 50,000 GPD-STAFFING BY A CLASS D OR HIGHER OPERATOR: 2 VISITS/WEEK ON NONCONSECUTIVE DAYS FOR A TOTAL OF 0.2 HOUR/WEEK. THERE SHALL BE NO MORE THAN 5 DAYS BETWEEN THE LAST VISIT IN ONE WEEK AND THE FIRST VISIT IN THE NEXT WEEK. | N | Y | GLENWOOD PRESBYTERIAN CHURCH | 3190 GRAND AVENUE |  | GLENWOOD | FL | 32720 |  | 3867348617 |  | JENNY | GLENWOOD PRESBYTERIAN CHURCH | GLENWOOD PRESBYTERIAN CHURCH | P.O. BOX 220031 | GLENWOOD | FL | 32722 | 31 | 3867348617 |  | OTHER | 75 | 15000 | 3 | 2021-03-26 | 2020-02-27 | NC01 | 50
3 | VOLUSIA | CDVO |  | 3644233 | NONCOMMUNITY | CHLORINATION; AERATION FOR REMOVAL OF ANY SECONDARY CONTAMINANT, SULFIDE, OR ANY UNREGULATED CONTAMINANT; CORROSION CONTROL INHIBITOR ADDITION; HYPOCHLORINATION; IRON OR MANGANESE SEQUESTRATION; OR ULTRAVIOLET RADIATION. THE LEAD/CHIEF OPERATOR MUST BE CLASS D OR HIGHER. 50,000 GPD UP TO 0.25 MGD-STAFFING BY CLASS D OR HIGHER OPERATOR: 3 VISITS/WEEK ON NONCONSECUTIVE DAYS FOR A TOTAL OF 0.3 HOUR/WEEK. LESS THAN 50,000 GPD-STAFFING BY A CLASS D OR HIGHER OPERATOR: 2 VISITS/WEEK ON NONCONSECUTIVE DAYS FOR A TOTAL OF 0.2 HOUR/WEEK. THERE SHALL BE NO MORE THAN 5 DAYS BETWEEN THE LAST VISIT IN ONE WEEK AND THE FIRST VISIT IN THE NEXT WEEK. | N | Y | NOEL'S MOBILE HOME PARK | 341 RIVER RD |  | OAK HILL | FL | 32759 |  | 3863453292 |  | DARREL LASKOWSKI | MRS' NANCY NOEL | NOEL'S MOBILE HOME PARK | P.O. BOX 102 | OAK HILL | FL | 32759 |  | 3863453292 |  | INVESTOR | 44 | 10000 | 24 | 2017-06-08 | 2021-09-07 | NC01 | 50
3 | VOLUSIA | CDVO | AMANDASCHULTZE@GMAIL.COM | 3644238 | NONTRANSIENT NONCOMMUNITY | CHLORINATION; AERATION FOR REMOVAL OF ANY SECONDARY CONTAMINANT, SULFIDE, OR ANY UNREGULATED CONTAMINANT; CORROSION CONTROL INHIBITOR ADDITION; HYPOCHLORINATION; IRON OR MANGANESE SEQUESTRATION; OR ULTRAVIOLET RADIATION. THE LEAD/CHIEF OPERATOR MUST BE CLASS D OR HIGHER. 50,000 GPD UP TO 0.25 MGD-STAFFING BY CLASS D OR HIGHER OPERATOR: 3 VISITS/WEEK ON NONCONSECUTIVE DAYS FOR A TOTAL OF 0.3 HOUR/WEEK. LESS THAN 50,000 GPD-STAFFING BY A CLASS D OR HIGHER OPERATOR: 2 VISITS/WEEK ON NONCONSECUTIVE DAYS FOR A TOTAL OF 0.2 HOUR/WEEK. THERE SHALL BE NO MORE THAN 5 DAYS BETWEEN THE LAST VISIT IN ONE WEEK AND THE FIRST VISIT IN THE NEXT WEEK. | N | Y | STARLING CHEVROLET-CADILLAC | 2800 S. HWY. 17-92 |  | DELAND | FL | 32720 |  | 3867342661 |  | CARLOS TOLA | ALAN C. STARLING | STARLING CHEVROLET | P.O. BOX 609 | DELAND | FL | 32721 |  | 3867342661 | 2212 | INVESTOR | 72 | 28800 | 4 | 2016-06-02 | 2019-11-20 | NTNC | 100
3 | VOLUSIA | CDVO | albetinc1@gmail.net | 3644239 | NONCOMMUNITY | CHLORINATION; AERATION FOR REMOVAL OF ANY SECONDARY CONTAMINANT, SULFIDE, OR ANY UNREGULATED CONTAMINANT; CORROSION CONTROL INHIBITOR ADDITION; HYPOCHLORINATION; IRON OR MANGANESE SEQUESTRATION; OR ULTRAVIOLET RADIATION. THE LEAD/CHIEF OPERATOR MUST BE CLASS D OR HIGHER. 50,000 GPD UP TO 0.25 MGD-STAFFING BY CLASS D OR HIGHER OPERATOR: 3 VISITS/WEEK ON NONCONSECUTIVE DAYS FOR A TOTAL OF 0.3 HOUR/WEEK. LESS THAN 50,000 GPD-STAFFING BY A CLASS D OR HIGHER OPERATOR: 2 VISITS/WEEK ON NONCONSECUTIVE DAYS FOR A TOTAL OF 0.2 HOUR/WEEK. THERE SHALL BE NO MORE THAN 5 DAYS BETWEEN THE LAST VISIT IN ONE WEEK AND THE FIRST VISIT IN THE NEXT WEEK. | N | Y | DEBARY KINGDOM HALL | 202 DIRKSON DRIVE |  | DEBARY | FL | 32713 |  | 3866680887 |  | AL MCJUNKIN | DEBARY CONGREGATION OF JEHOVAHS WITNESSES | DEBARY CONGREGATION JEHOVAHS WITNESSES | 55 PARK LANE | DEBARY | FL | 32713 |  | 3866680887 |  | OTHER | 292 | 32400 | 20 | 2020-07-27 | 2020-02-10 | NC01 | 50
3 | VOLUSIA | CDVO | 4521sunoco@gmail.com | 3644242 | NONCOMMUNITY | CHLORINATION; AERATION FOR REMOVAL OF ANY SECONDARY CONTAMINANT, SULFIDE, OR ANY UNREGULATED CONTAMINANT; CORROSION CONTROL INHIBITOR ADDITION; HYPOCHLORINATION; IRON OR MANGANESE SEQUESTRATION; OR ULTRAVIOLET RADIATION. THE LEAD/CHIEF OPERATOR MUST BE CLASS D OR HIGHER. 50,000 GPD UP TO 0.25 MGD-STAFFING BY CLASS D OR HIGHER OPERATOR: 3 VISITS/WEEK ON NONCONSECUTIVE DAYS FOR A TOTAL OF 0.3 HOUR/WEEK. LESS THAN 50,000 GPD-STAFFING BY A CLASS D OR HIGHER OPERATOR: 2 VISITS/WEEK ON NONCONSECUTIVE DAYS FOR A TOTAL OF 0.2 HOUR/WEEK. THERE SHALL BE NO MORE THAN 5 DAYS BETWEEN THE LAST VISIT IN ONE WEEK AND THE FIRST VISIT IN THE NEXT WEEK. | N | Y | RIGHTWAY FOODS/SUNOCO | 4521 N HIGHWAY17 |  | DELEON SPRINGS | FL | 32130 |  | 3525726730 |  | DAVE PATEL | DAVE PATEL | RIGHTWAY FOODS/SUNOCO | 4521 N US HWY. 17 | DELEON SPRINGS | FL | 32130 |  | 3525726730 |  | INVESTOR | 150 | 18000 | 1 | 2019-06-17 | 2019-06-13 | NC01 | 50
3 | VOLUSIA | CDVO | TBAYLIE@VOLUSIA.ORG | 3644245 | NONCOMMUNITY | CHLORINATION; AERATION FOR REMOVAL OF ANY SECONDARY CONTAMINANT, SULFIDE, OR ANY UNREGULATED CONTAMINANT; CORROSION CONTROL INHIBITOR ADDITION; HYPOCHLORINATION; IRON OR MANGANESE SEQUESTRATION; OR ULTRAVIOLET RADIATION. THE LEAD/CHIEF OPERATOR MUST BE CLASS D OR HIGHER. 50,000 GPD UP TO 0.25 MGD-STAFFING BY CLASS D OR HIGHER OPERATOR: 3 VISITS/WEEK ON NONCONSECUTIVE DAYS FOR A TOTAL OF 0.3 HOUR/WEEK. LESS THAN 50,000 GPD-STAFFING BY A CLASS D OR HIGHER OPERATOR: 2 VISITS/WEEK ON NONCONSECUTIVE DAYS FOR A TOTAL OF 0.2 HOUR/WEEK. THERE SHALL BE NO MORE THAN 5 DAYS BETWEEN THE LAST VISIT IN ONE WEEK AND THE FIRST VISIT IN THE NEXT WEEK. | N | Y | CHUCK LENNON PARK | 5000 GREENFIELD DAIRY ROAD |  | DELEON SPRINGS | FL | 32130 |  | 3868226465 |  | TIM BAYLIE | COUNTY OF VOLUSIA | TIM BAYLIE | 202 N FLORIDA AVENUE | DELAND | FL | 32720 |  | 3867365953 |  | COUNTY | 150 | 33600 | 2 | 2020-02-12 | 2019-12-05 | NC01 | 50
3 | VOLUSIA | CDVO | michael.bower@charter.com | 3644246 | NONTRANSIENT NONCOMMUNITY | CHLORINATION; AERATION FOR REMOVAL OF ANY SECONDARY CONTAMINANT, SULFIDE, OR ANY UNREGULATED CONTAMINANT; CORROSION CONTROL INHIBITOR ADDITION; HYPOCHLORINATION; IRON OR MANGANESE SEQUESTRATION; OR ULTRAVIOLET RADIATION. THE LEAD/CHIEF OPERATOR MUST BE CLASS D OR HIGHER. 50,000 GPD UP TO 0.25 MGD-STAFFING BY CLASS D OR HIGHER OPERATOR: 3 VISITS/WEEK ON NONCONSECUTIVE DAYS FOR A TOTAL OF 0.3 HOUR/WEEK. LESS THAN 50,000 GPD-STAFFING BY A CLASS D OR HIGHER OPERATOR: 2 VISITS/WEEK ON NONCONSECUTIVE DAYS FOR A TOTAL OF 0.2 HOUR/WEEK. THERE SHALL BE NO MORE THAN 5 DAYS BETWEEN THE LAST VISIT IN ONE WEEK AND THE FIRST VISIT IN THE NEXT WEEK. | N | Y | CHARTER COMMUNICATIONS - SPECTRUM | 1655 STATE ROAD 472 |  | DELAND | FL | 32724 |  | 3867754444 |  | MICHAEL BOWER | MICHAEL BOWER | CHARTER COMMUNICATIONS - SPECTRUM | 1655 STATE ROAD 472 | DELAND | FL | 32724 |  | 3862819194 |  | INVESTOR | 100 | 14400 | 2 | 2021-10-21 | 2021-07-08 | NTNC | 100
3 | VOLUSIA | CDVO | DKAISER@KAISERBUICKGMC.COM; LSMITH@KAISERBUICKGMC.COM | 3644248 | NONTRANSIENT NONCOMMUNITY | CHLORINATION; AERATION FOR REMOVAL OF ANY SECONDARY CONTAMINANT, SULFIDE, OR ANY UNREGULATED CONTAMINANT; CORROSION CONTROL INHIBITOR ADDITION; HYPOCHLORINATION; IRON OR MANGANESE SEQUESTRATION; OR ULTRAVIOLET RADIATION. THE LEAD/CHIEF OPERATOR MUST BE CLASS D OR HIGHER. 50,000 GPD UP TO 0.25 MGD-STAFFING BY CLASS D OR HIGHER OPERATOR: 3 VISITS/WEEK ON NONCONSECUTIVE DAYS FOR A TOTAL OF 0.3 HOUR/WEEK. LESS THAN 50,000 GPD-STAFFING BY A CLASS D OR HIGHER OPERATOR: 2 VISITS/WEEK ON NONCONSECUTIVE DAYS FOR A TOTAL OF 0.2 HOUR/WEEK. THERE SHALL BE NO MORE THAN 5 DAYS BETWEEN THE LAST VISIT IN ONE WEEK AND THE FIRST VISIT IN THE NEXT WEEK. | N | Y | KAISER BUICK GMC | 1590 S. HWY 17-92 |  | DELAND | FL | 32720 |  | 3867346882 |  | F. H. KAISER | KAISER BUICK- GMC TRUCK, INC. | KAISER BUICK- GMC | P.O. BOX 2813 | DELAND | FL | 32720 |  | 3867346882 |  | INVESTOR | 35 | 21600 | 2 | 2016-05-09 | 2021-11-17 | NTNC | 100
3 | VOLUSIA | CDVO | rbeedle@volusia.org | 3644258 | NONCOMMUNITY | CHLORINATION; AERATION FOR REMOVAL OF ANY SECONDARY CONTAMINANT, SULFIDE, OR ANY UNREGULATED CONTAMINANT; CORROSION CONTROL INHIBITOR ADDITION; HYPOCHLORINATION; IRON OR MANGANESE SEQUESTRATION; OR ULTRAVIOLET RADIATION. THE LEAD/CHIEF OPERATOR MUST BE CLASS D OR HIGHER. 50,000 GPD UP TO 0.25 MGD-STAFFING BY CLASS D OR HIGHER OPERATOR: 3 VISITS/WEEK ON NONCONSECUTIVE DAYS FOR A TOTAL OF 0.3 HOUR/WEEK. LESS THAN 50,000 GPD-STAFFING BY A CLASS D OR HIGHER OPERATOR: 2 VISITS/WEEK ON NONCONSECUTIVE DAYS FOR A TOTAL OF 0.2 HOUR/WEEK. THERE SHALL BE NO MORE THAN 5 DAYS BETWEEN THE LAST VISIT IN ONE WEEK AND THE FIRST VISIT IN THE NEXT WEEK. | N | Y | LAKE ASHBY COUNTY PARK | 4150 BOY SCOUT CAMP ROAD |  | NEW SMYRNA BEACH | FL | 32168 |  | 3867365953 |  | ROBERT BEEDLE | VOLUSIA COUNTY PARKS | COUNTY OF VOLUSIA-PARKS & LEISURE SVCS. | 202 N. FLORIDA AV. | DELAND | FL | 32720 |  | 3867365953 | 2636 | OTHER | 25 | 57000 | 14 | 2013-07-15 | 2020-09-09 | NC01 | 50
3 | VOLUSIA | CDVO |  | 3644259 | NONCOMMUNITY | CHLORINATION; AERATION FOR REMOVAL OF ANY SECONDARY CONTAMINANT, SULFIDE, OR ANY UNREGULATED CONTAMINANT; CORROSION CONTROL INHIBITOR ADDITION; HYPOCHLORINATION; IRON OR MANGANESE SEQUESTRATION; OR ULTRAVIOLET RADIATION. THE LEAD/CHIEF OPERATOR MUST BE CLASS D OR HIGHER. 50,000 GPD UP TO 0.25 MGD-STAFFING BY CLASS D OR HIGHER OPERATOR: 3 VISITS/WEEK ON NONCONSECUTIVE DAYS FOR A TOTAL OF 0.3 HOUR/WEEK. LESS THAN 50,000 GPD-STAFFING BY A CLASS D OR HIGHER OPERATOR: 2 VISITS/WEEK ON NONCONSECUTIVE DAYS FOR A TOTAL OF 0.2 HOUR/WEEK. THERE SHALL BE NO MORE THAN 5 DAYS BETWEEN THE LAST VISIT IN ONE WEEK AND THE FIRST VISIT IN THE NEXT WEEK. | N | Y | FOXHEAD LOUNGE | 280 N. STATE ROAD 415 |  | OSTEEN | FL | 32764 | 9546 | 4073212399 |  | CARLOS TOLA | L&L BAR INVESTMENTS, LLC | FOXHEAD LOUNGE | 280 N. STATE ROAD 415 | OSTEEN | FL | 32764 | 9546 | 4072563685 |  | INVESTOR | 25 | 3000 | 1 | 2015-08-13 | 2020-03-30 | NC01 | 50
3 | VOLUSIA | CDVO | LARRYSCOTT_TRIFLORIDAWATER@HOTMAIL.COM | 3644260 | NONCOMMUNITY | CHLORINATION; AERATION FOR REMOVAL OF ANY SECONDARY CONTAMINANT, SULFIDE, OR ANY UNREGULATED CONTAMINANT; CORROSION CONTROL INHIBITOR ADDITION; HYPOCHLORINATION; IRON OR MANGANESE SEQUESTRATION; OR ULTRAVIOLET RADIATION. THE LEAD/CHIEF OPERATOR MUST BE CLASS D OR HIGHER. 50,000 GPD UP TO 0.25 MGD-STAFFING BY CLASS D OR HIGHER OPERATOR: 3 VISITS/WEEK ON NONCONSECUTIVE DAYS FOR A TOTAL OF 0.3 HOUR/WEEK. LESS THAN 50,000 GPD-STAFFING BY A CLASS D OR HIGHER OPERATOR: 2 VISITS/WEEK ON NONCONSECUTIVE DAYS FOR A TOTAL OF 0.2 HOUR/WEEK. THERE SHALL BE NO MORE THAN 5 DAYS BETWEEN THE LAST VISIT IN ONE WEEK AND THE FIRST VISIT IN THE NEXT WEEK. | N | Y | CIRCLE K # 2722271 | 1695 U.S. HWY 17 |  | SEVILLE | FL | 32190 |  | 3867490238 |  | LARRY SCOTT | CIRCLE K STORES INC. | CIRCLE K STORES, INC. | 12911 N. TELECOM PKWY | TAMPA | FL | 33637 |  | 8139106808 |  | INVESTOR | 25 | 28800 | 1 | 2019-11-12 | 2019-08-22 | NC01 | 50
3 | VOLUSIA | CDVO | hgilmore@circlek.com | 3644261 | NONCOMMUNITY | CHLORINATION; AERATION FOR REMOVAL OF ANY SECONDARY CONTAMINANT, SULFIDE, OR ANY UNREGULATED CONTAMINANT; CORROSION CONTROL INHIBITOR ADDITION; HYPOCHLORINATION; IRON OR MANGANESE SEQUESTRATION; OR ULTRAVIOLET RADIATION. THE LEAD/CHIEF OPERATOR MUST BE CLASS D OR HIGHER. 50,000 GPD UP TO 0.25 MGD-STAFFING BY CLASS D OR HIGHER OPERATOR: 3 VISITS/WEEK ON NONCONSECUTIVE DAYS FOR A TOTAL OF 0.3 HOUR/WEEK. LESS THAN 50,000 GPD-STAFFING BY A CLASS D OR HIGHER OPERATOR: 2 VISITS/WEEK ON NONCONSECUTIVE DAYS FOR A TOTAL OF 0.2 HOUR/WEEK. THERE SHALL BE NO MORE THAN 5 DAYS BETWEEN THE LAST VISIT IN ONE WEEK AND THE FIRST VISIT IN THE NEXT WEEK. | N | Y | CIRCLE K # 2722408 | 3930 STATE RD. 44 |  | NEW SMYRNA BEACH | FL | 32168 |  | 3864270302 |  | DENNIS MULDOON | CIRCLE K STORES INC. | CIRCLE K STORES, INC. | 12911 N. TELECOM PKWY | TAMPA | FL | 33637 |  | 8139106808 |  | INVESTOR | 25 | 37400 | 1 | 2016-06-09 | 2019-08-07 | NC01 | 50
3 | VOLUSIA | CDVO | jacksonholervfishcamp@yahoo.com | 3644262 | NONCOMMUNITY | CHLORINATION; AERATION FOR REMOVAL OF ANY SECONDARY CONTAMINANT, SULFIDE, OR ANY UNREGULATED CONTAMINANT; CORROSION CONTROL INHIBITOR ADDITION; HYPOCHLORINATION; IRON OR MANGANESE SEQUESTRATION; OR ULTRAVIOLET RADIATION. THE LEAD/CHIEF OPERATOR MUST BE CLASS D OR HIGHER. 50,000 GPD UP TO 0.25 MGD-STAFFING BY CLASS D OR HIGHER OPERATOR: 3 VISITS/WEEK ON NONCONSECUTIVE DAYS FOR A TOTAL OF 0.3 HOUR/WEEK. LESS THAN 50,000 GPD-STAFFING BY A CLASS D OR HIGHER OPERATOR: 2 VISITS/WEEK ON NONCONSECUTIVE DAYS FOR A TOTAL OF 0.2 HOUR/WEEK. THERE SHALL BE NO MORE THAN 5 DAYS BETWEEN THE LAST VISIT IN ONE WEEK AND THE FIRST VISIT IN THE NEXT WEEK. | N | Y | JACKSON HOLE R.V. -FISH CAMP, INC. | 457 RIVER DRIVE |  | OAK HILL | FL | 32759 | 565 | 3863451652 |  | LORI WALKER | DOUGLAS JACKSON | JACKSON HOLE RV & FISH CAMP, INC. | P.O. BOX 1490 | EDGEWATER | FL | 32132 |  | 3863451652 |  | INVESTOR | 34 | 43200 | 20 | 2014-12-15 | 2019-07-24 | NC01 | 50
3 | VOLUSIA | CDVO | directors@pioneersettlement.org | 3644264 | NONCOMMUNITY | CHLORINATION; AERATION FOR REMOVAL OF ANY SECONDARY CONTAMINANT, SULFIDE, OR ANY UNREGULATED CONTAMINANT; CORROSION CONTROL INHIBITOR ADDITION; HYPOCHLORINATION; IRON OR MANGANESE SEQUESTRATION; OR ULTRAVIOLET RADIATION. THE LEAD/CHIEF OPERATOR MUST BE CLASS D OR HIGHER. 50,000 GPD UP TO 0.25 MGD-STAFFING BY CLASS D OR HIGHER OPERATOR: 3 VISITS/WEEK ON NONCONSECUTIVE DAYS FOR A TOTAL OF 0.3 HOUR/WEEK. LESS THAN 50,000 GPD-STAFFING BY A CLASS D OR HIGHER OPERATOR: 2 VISITS/WEEK ON NONCONSECUTIVE DAYS FOR A TOTAL OF 0.2 HOUR/WEEK. THERE SHALL BE NO MORE THAN 5 DAYS BETWEEN THE LAST VISIT IN ONE WEEK AND THE FIRST VISIT IN THE NEXT WEEK. | N | Y | PIONEER SETTLEMENT FOR THE CREATIVE ARTS | 1776 LIGHTFOOT LANE |  | BARBERVILLE | FL | 32105 | 6 | 3867492959 |  | GUDRUN BENSON | PIONEER SETTLEMENT FOR CREATIVE ARTS, INC. | PIONEER ARTS SETTLEMENT | P.O. BOX 6 | BARBERVILLE | FL | 32106 | 6 | 3867492959 |  | AUTHORITY/COMMISSION/DISTRICT | 120 | 43500 | 4 | 2014-12-31 | 2019-05-27 | NC01 | 50
3 | VOLUSIA | CDVO | jtroxell@strawberryrecoverycenter.com | 3644266 | NONCOMMUNITY | CHLORINATION; AERATION FOR REMOVAL OF ANY SECONDARY CONTAMINANT, SULFIDE, OR ANY UNREGULATED CONTAMINANT; CORROSION CONTROL INHIBITOR ADDITION; HYPOCHLORINATION; IRON OR MANGANESE SEQUESTRATION; OR ULTRAVIOLET RADIATION. THE LEAD/CHIEF OPERATOR MUST BE CLASS D OR HIGHER. 50,000 GPD UP TO 0.25 MGD-STAFFING BY CLASS D OR HIGHER OPERATOR: 3 VISITS/WEEK ON NONCONSECUTIVE DAYS FOR A TOTAL OF 0.3 HOUR/WEEK. LESS THAN 50,000 GPD-STAFFING BY A CLASS D OR HIGHER OPERATOR: 2 VISITS/WEEK ON NONCONSECUTIVE DAYS FOR A TOTAL OF 0.2 HOUR/WEEK. THERE SHALL BE NO MORE THAN 5 DAYS BETWEEN THE LAST VISIT IN ONE WEEK AND THE FIRST VISIT IN THE NEXT WEEK. | N | Y | DARRYL STRAWBERRY RECOVERY CTR. | 2775 BIG JOHN DRIVE |  | DELAND | FL | 32723 |  | 3863377957 |  | JIM TROXELL | ST CLOUD MHP, LLC | ST CLOUD MHP, LLC | 15310 AMBERLY DRIVE-STE 300 | TAMPA | FL | 33647 |  | 8139781933 |  | OTHER | 42 | 16800 | 2 | 2018-11-02 | 2018-10-30 | NC01 | 50
3 | VOLUSIA | CDVO | nhudson@wm.com | 3644269 | NONTRANSIENT NONCOMMUNITY | CHLORINATION; AERATION FOR REMOVAL OF ANY SECONDARY CONTAMINANT, SULFIDE, OR ANY UNREGULATED CONTAMINANT; CORROSION CONTROL INHIBITOR ADDITION; HYPOCHLORINATION; IRON OR MANGANESE SEQUESTRATION; OR ULTRAVIOLET RADIATION. THE LEAD/CHIEF OPERATOR MUST BE CLASS D OR HIGHER. 50,000 GPD UP TO 0.25 MGD-STAFFING BY CLASS D OR HIGHER OPERATOR: 3 VISITS/WEEK ON NONCONSECUTIVE DAYS FOR A TOTAL OF 0.3 HOUR/WEEK. LESS THAN 50,000 GPD-STAFFING BY A CLASS D OR HIGHER OPERATOR: 2 VISITS/WEEK ON NONCONSECUTIVE DAYS FOR A TOTAL OF 0.2 HOUR/WEEK. THERE SHALL BE NO MORE THAN 5 DAYS BETWEEN THE LAST VISIT IN ONE WEEK AND THE FIRST VISIT IN THE NEXT WEEK. | N | Y | WASTE MANAGEMENT | 1325 HULL TRAIL |  | ORMOND BEACH | FL | 32174 | 2635 | 3866157790 |  | NICKI HUDSON | WASTE MANAGEMENT INC OF FLORIDA | WASTE MANAGEMENT INC OF FLORIDA | 1325 HULL ROAD | ORMOND BEACH | FL | 32174 |  | 3866157790 |  | INVESTOR | 35 | 43200 | 1 | 2019-12-12 | 2019-04-11 | NTNC | 100
3 | VOLUSIA | CDVO | JAPPEL@OURORANGECITY.COM | 3644270 | NONCOMMUNITY | CHLORINATION; AERATION FOR REMOVAL OF ANY SECONDARY CONTAMINANT, SULFIDE, OR ANY UNREGULATED CONTAMINANT; CORROSION CONTROL INHIBITOR ADDITION; HYPOCHLORINATION; IRON OR MANGANESE SEQUESTRATION; OR ULTRAVIOLET RADIATION. THE LEAD/CHIEF OPERATOR MUST BE CLASS D OR HIGHER. 50,000 GPD UP TO 0.25 MGD-STAFFING BY CLASS D OR HIGHER OPERATOR: 3 VISITS/WEEK ON NONCONSECUTIVE DAYS FOR A TOTAL OF 0.3 HOUR/WEEK. LESS THAN 50,000 GPD-STAFFING BY A CLASS D OR HIGHER OPERATOR: 2 VISITS/WEEK ON NONCONSECUTIVE DAYS FOR A TOTAL OF 0.2 HOUR/WEEK. THERE SHALL BE NO MORE THAN 5 DAYS BETWEEN THE LAST VISIT IN ONE WEEK AND THE FIRST VISIT IN THE NEXT WEEK. | N | Y | VALENTINE PARK | 1595 W. FRENCH AVE. |  | ORANGE CITY | FL | 32763 |  | 3867755444 |  | CHRIS BAILEY | CITY OF ORANGE CITY | CITY OF ORANGE CITY | P.O. BOX 741040 | ORANGE CITY | FL | 32774 | 1040 | 3867755446 |  | MUNICIPALITY | 25 | 10000 | 3 | 2021-03-31 | 2021-02-12 | NC01 | 50
3 | VOLUSIA | CDVO | manderson154@live.com | 3644272 | NONCOMMUNITY | CHLORINATION; AERATION FOR REMOVAL OF ANY SECONDARY CONTAMINANT, SULFIDE, OR ANY UNREGULATED CONTAMINANT; CORROSION CONTROL INHIBITOR ADDITION; HYPOCHLORINATION; IRON OR MANGANESE SEQUESTRATION; OR ULTRAVIOLET RADIATION. THE LEAD/CHIEF OPERATOR MUST BE CLASS D OR HIGHER. 50,000 GPD UP TO 0.25 MGD-STAFFING BY CLASS D OR HIGHER OPERATOR: 3 VISITS/WEEK ON NONCONSECUTIVE DAYS FOR A TOTAL OF 0.3 HOUR/WEEK. LESS THAN 50,000 GPD-STAFFING BY A CLASS D OR HIGHER OPERATOR: 2 VISITS/WEEK ON NONCONSECUTIVE DAYS FOR A TOTAL OF 0.2 HOUR/WEEK. THERE SHALL BE NO MORE THAN 5 DAYS BETWEEN THE LAST VISIT IN ONE WEEK AND THE FIRST VISIT IN THE NEXT WEEK. | N | Y | RAYS QUALITY MEATS | 1035 N. US HIGHWAY 1 |  | ORMOND BEACH | FL | 32174 |  | 3866158577 |  | CARLOS TOLA | MARK ANDERSON | MARK ANDERSON | PO BOX 224 | ASTOR | FL | 32102 |  | 3862905922 |  | INVESTOR | 100 | 15000 | 1 | 2016-05-23 | 2019-04-17 | NC01 | 50
3 | VOLUSIA | CDVO | SSMITH-POWELL@CFL.RR.COM | 3644274 | NONCOMMUNITY | CHLORINATION; AERATION FOR REMOVAL OF ANY SECONDARY CONTAMINANT, SULFIDE, OR ANY UNREGULATED CONTAMINANT; CORROSION CONTROL INHIBITOR ADDITION; HYPOCHLORINATION; IRON OR MANGANESE SEQUESTRATION; OR ULTRAVIOLET RADIATION. THE LEAD/CHIEF OPERATOR MUST BE CLASS D OR HIGHER. 50,000 GPD UP TO 0.25 MGD-STAFFING BY CLASS D OR HIGHER OPERATOR: 3 VISITS/WEEK ON NONCONSECUTIVE DAYS FOR A TOTAL OF 0.3 HOUR/WEEK. LESS THAN 50,000 GPD-STAFFING BY A CLASS D OR HIGHER OPERATOR: 2 VISITS/WEEK ON NONCONSECUTIVE DAYS FOR A TOTAL OF 0.2 HOUR/WEEK. THERE SHALL BE NO MORE THAN 5 DAYS BETWEEN THE LAST VISIT IN ONE WEEK AND THE FIRST VISIT IN THE NEXT WEEK. | N | Y | ARTS ROADHOUSE | 5115 N. HWY 17 |  | DELEON SPRINGS | FL | 32130 |  | 3862772855 |  | SCOTT KNOP | ARTSON, LLC | ARTSON, LLC | 416 N. VOLUSIA AVE. | LAKE HELEN | FL | 32744 |  | 3869561250 |  | INVESTOR | 100 | 15000 | 1 | 2017-05-24 | 2019-11-12 | NC01 | 50
3 | VOLUSIA | CDVO | penfans66@aol.com | 3644276 | NONCOMMUNITY | CHLORINATION; AERATION FOR REMOVAL OF ANY SECONDARY CONTAMINANT, SULFIDE, OR ANY UNREGULATED CONTAMINANT; CORROSION CONTROL INHIBITOR ADDITION; HYPOCHLORINATION; IRON OR MANGANESE SEQUESTRATION; OR ULTRAVIOLET RADIATION. THE LEAD/CHIEF OPERATOR MUST BE CLASS D OR HIGHER. 50,000 GPD UP TO 0.25 MGD-STAFFING BY CLASS D OR HIGHER OPERATOR: 3 VISITS/WEEK ON NONCONSECUTIVE DAYS FOR A TOTAL OF 0.3 HOUR/WEEK. LESS THAN 50,000 GPD-STAFFING BY A CLASS D OR HIGHER OPERATOR: 2 VISITS/WEEK ON NONCONSECUTIVE DAYS FOR A TOTAL OF 0.2 HOUR/WEEK. THERE SHALL BE NO MORE THAN 5 DAYS BETWEEN THE LAST VISIT IN ONE WEEK AND THE FIRST VISIT IN THE NEXT WEEK. | N | Y | OAK HILL FLEA MARKET | 351 N. US HWY 1 | P O BOX 116 | OAK HILL | FL | 32759 | 116 | 3863453570 |  | CARLOS TOLA | MARK DUDLEY | OAK HILL FLEA MARKET | P.O. BOX 116 | OAK HILL | FL | 32759 |  | 3863453570 |  | INVESTOR | 75 | 9999 | 2 | 2016-01-15 | 2020-01-29 | NC01 | 50
3 | VOLUSIA | CDVO | lopezrvpark@outlook.com | 3644279 | COMMUNITY | AERATION FOR REMOVAL OF ANY PRIMARY CONTAMINANT; ALKALINITY/PH ADJUSTMENT; CHLORAMIN ATION; CHLORINE DIOXIDE FOR OXIDATION OR DISINFECTION; FLUORIDATION; ION EXCHANGE FOR REMOVAL OF ANY SECONDARY CONTAMINANT, SULFIDE, OR ANY UNREGULATED CONTAMINANT; OR OZONATION LESS THAN 0.1 MGD. STAFFING BY A CLASS D OR HIGHER OPERATOR: 3 VISITS/WEEK ON NONCONSECUTIVE DAYS FOR A TOTAL OF 0.6 HOUR/WEEK. THE LEAD/CHIEF OPERATOR MUST BE CLASS D OR HIGHER. | N | Y | HALCRESS MHP | 300 EZRA ROAD (PARK & PLANT LOCATION) | 375 RIVER ROAD (PARK OFFICE ADDRESS) | OAK HILL | FL | 32759 |  | 3863453211 |  | COREY CARTER & BARBARA HUNTER | R.E.PROPERTIES,INC. | BOB CAREY | 638 COUNTRY CLUB DR. | WINTER PARK | FL | 32789 |  | 3863453211 |  | INVESTOR | 31 | 36000 | 26 | 2017-09-13 | 2020-03-19 | DC06 | 100
3 | VOLUSIA | CDVO |  | 3644282 | NONCOMMUNITY | CHLORINATION; AERATION FOR REMOVAL OF ANY SECONDARY CONTAMINANT, SULFIDE, OR ANY UNREGULATED CONTAMINANT; CORROSION CONTROL INHIBITOR ADDITION; HYPOCHLORINATION; IRON OR MANGANESE SEQUESTRATION; OR ULTRAVIOLET RADIATION. THE LEAD/CHIEF OPERATOR MUST BE CLASS D OR HIGHER. 50,000 GPD UP TO 0.25 MGD-STAFFING BY CLASS D OR HIGHER OPERATOR: 3 VISITS/WEEK ON NONCONSECUTIVE DAYS FOR A TOTAL OF 0.3 HOUR/WEEK. LESS THAN 50,000 GPD-STAFFING BY A CLASS D OR HIGHER OPERATOR: 2 VISITS/WEEK ON NONCONSECUTIVE DAYS FOR A TOTAL OF 0.2 HOUR/WEEK. THERE SHALL BE NO MORE THAN 5 DAYS BETWEEN THE LAST VISIT IN ONE WEEK AND THE FIRST VISIT IN THE NEXT WEEK. | N | Y | CITGO GAS & SHOP FOOD MART | 2496 E INTERNATIONAL SPDWY BLVD |  | DELAND | FL | 32724 |  | 3867361774 |  | ANIL KAPADIA | PANITA FOOD, INC. | PANITA FOOD, INC. | 4351 FLORA VISTA DRIVE | ORLANDO | FL | 32837 |  | 3867361774 |  | INVESTOR | 50 | 10800 | 1 | 2020-04-28 | 2020-04-08 | NC01 | 50
3 | VOLUSIA | CDVO |  | 3644283 | NONCOMMUNITY | CHLORINATION; AERATION FOR REMOVAL OF ANY SECONDARY CONTAMINANT, SULFIDE, OR ANY UNREGULATED CONTAMINANT; CORROSION CONTROL INHIBITOR ADDITION; HYPOCHLORINATION; IRON OR MANGANESE SEQUESTRATION; OR ULTRAVIOLET RADIATION. THE LEAD/CHIEF OPERATOR MUST BE CLASS D OR HIGHER. 50,000 GPD UP TO 0.25 MGD-STAFFING BY CLASS D OR HIGHER OPERATOR: 3 VISITS/WEEK ON NONCONSECUTIVE DAYS FOR A TOTAL OF 0.3 HOUR/WEEK. LESS THAN 50,000 GPD-STAFFING BY A CLASS D OR HIGHER OPERATOR: 2 VISITS/WEEK ON NONCONSECUTIVE DAYS FOR A TOTAL OF 0.2 HOUR/WEEK. THERE SHALL BE NO MORE THAN 5 DAYS BETWEEN THE LAST VISIT IN ONE WEEK AND THE FIRST VISIT IN THE NEXT WEEK. | N | Y | DELEON SPRINGS VALERO | 5145 N. HWY 17 |  | DELEON SPRINGS | FL | 32130 |  | 3869850704 |  | MOHAMMED UDDIN | ORANGE CITY TEXACO MART, INC. | ORANGE CITY TEXACO MART, INC. | 2180 HIGHLAND PARK ROAD | DELAND | FL | 32720 |  | 3869850704 |  | INVESTOR | 25 | 9999 | 1 | 2015-12-31 | 2018-04-27 | NC01 | 50
3 | VOLUSIA | CDVO | deleonfoodmart@gmail.com | 3644284 | NONCOMMUNITY | CHLORINATION; AERATION FOR REMOVAL OF ANY SECONDARY CONTAMINANT, SULFIDE, OR ANY UNREGULATED CONTAMINANT; CORROSION CONTROL INHIBITOR ADDITION; HYPOCHLORINATION; IRON OR MANGANESE SEQUESTRATION; OR ULTRAVIOLET RADIATION. THE LEAD/CHIEF OPERATOR MUST BE CLASS D OR HIGHER. 50,000 GPD UP TO 0.25 MGD-STAFFING BY CLASS D OR HIGHER OPERATOR: 3 VISITS/WEEK ON NONCONSECUTIVE DAYS FOR A TOTAL OF 0.3 HOUR/WEEK. LESS THAN 50,000 GPD-STAFFING BY A CLASS D OR HIGHER OPERATOR: 2 VISITS/WEEK ON NONCONSECUTIVE DAYS FOR A TOTAL OF 0.2 HOUR/WEEK. THERE SHALL BE NO MORE THAN 5 DAYS BETWEEN THE LAST VISIT IN ONE WEEK AND THE FIRST VISIT IN THE NEXT WEEK. | N | Y | DELEON SPRINGS FOOD MART | 4796 N. HWY 17 |  | DELEON SPRINGS | FL | 32130 |  | 3862772971 |  | ABDUL HANNAN | ABDUL HANNAN | DELEON SPRINGS FOOD MART | 4796 N. HWY 17 | DELEON SPRINGS | FL | 32130 |  |  |  | INVESTOR | 50 | 10000 | 1 | 2013-10-11 | 2021-07-21 | NC01 | 50
3 | VOLUSIA | CDVO | firesidd@aol.com | 3644286 | NONCOMMUNITY | CHLORINATION; AERATION FOR REMOVAL OF ANY SECONDARY CONTAMINANT, SULFIDE, OR ANY UNREGULATED CONTAMINANT; CORROSION CONTROL INHIBITOR ADDITION; HYPOCHLORINATION; IRON OR MANGANESE SEQUESTRATION; OR ULTRAVIOLET RADIATION. THE LEAD/CHIEF OPERATOR MUST BE CLASS D OR HIGHER. 50,000 GPD UP TO 0.25 MGD-STAFFING BY CLASS D OR HIGHER OPERATOR: 3 VISITS/WEEK ON NONCONSECUTIVE DAYS FOR A TOTAL OF 0.3 HOUR/WEEK. LESS THAN 50,000 GPD-STAFFING BY A CLASS D OR HIGHER OPERATOR: 2 VISITS/WEEK ON NONCONSECUTIVE DAYS FOR A TOTAL OF 0.2 HOUR/WEEK. THERE SHALL BE NO MORE THAN 5 DAYS BETWEEN THE LAST VISIT IN ONE WEEK AND THE FIRST VISIT IN THE NEXT WEEK. | N | Y | ANNIE OAKLEY'S | 1481 N. US HIGHWAY 1 |  | ORMOND BEACH | FL | 32174 | 8747 | 3866150831 |  | CARLOS TOLA | DENISE LABARBERA | ANNIE OAKLEY'S | 1481 N. US HWY. 1 | ORMOND BEACH | FL | 32174 |  | 3869311485 |  | INVESTOR | 25 | 17280 | 1 | 2016-08-01 | 2021-04-28 | NC01 | 50
3 | VOLUSIA | CDVO | callnow02@yahoo.com | 3644287 | NONCOMMUNITY | CHLORINATION; AERATION FOR REMOVAL OF ANY SECONDARY CONTAMINANT, SULFIDE, OR ANY UNREGULATED CONTAMINANT; CORROSION CONTROL INHIBITOR ADDITION; HYPOCHLORINATION; IRON OR MANGANESE SEQUESTRATION; OR ULTRAVIOLET RADIATION. THE LEAD/CHIEF OPERATOR MUST BE CLASS D OR HIGHER. 50,000 GPD UP TO 0.25 MGD-STAFFING BY CLASS D OR HIGHER OPERATOR: 3 VISITS/WEEK ON NONCONSECUTIVE DAYS FOR A TOTAL OF 0.3 HOUR/WEEK. LESS THAN 50,000 GPD-STAFFING BY A CLASS D OR HIGHER OPERATOR: 2 VISITS/WEEK ON NONCONSECUTIVE DAYS FOR A TOTAL OF 0.2 HOUR/WEEK. THERE SHALL BE NO MORE THAN 5 DAYS BETWEEN THE LAST VISIT IN ONE WEEK AND THE FIRST VISIT IN THE NEXT WEEK. | N | Y | J DISCOUNT #2 | 1041 N. US HIGHWAY 1 |  | ORMOND BEACH | FL | 32174 |  | 3866776653 |  | JALPESH KUMAR PATEL | PURVI CORPORATION | PURVI CORPORATION | 45 SPRING MEADOWS DRIVE | ORMOND BEACH | FL | 32174 |  | 3863107921 |  | INVESTOR | 25 | 9999 | 1 | 2016-06-10 | 2018-06-19 | NC01 | 50
3 | VOLUSIA | CDVO | stevefritze@ironhorsesaloon.com | 3644288 | NONCOMMUNITY | CHLORINATION; AERATION FOR REMOVAL OF ANY SECONDARY CONTAMINANT, SULFIDE, OR ANY UNREGULATED CONTAMINANT; CORROSION CONTROL INHIBITOR ADDITION; HYPOCHLORINATION; IRON OR MANGANESE SEQUESTRATION; OR ULTRAVIOLET RADIATION. THE LEAD/CHIEF OPERATOR MUST BE CLASS D OR HIGHER. 50,000 GPD UP TO 0.25 MGD-STAFFING BY CLASS D OR HIGHER OPERATOR: 3 VISITS/WEEK ON NONCONSECUTIVE DAYS FOR A TOTAL OF 0.3 HOUR/WEEK. LESS THAN 50,000 GPD-STAFFING BY A CLASS D OR HIGHER OPERATOR: 2 VISITS/WEEK ON NONCONSECUTIVE DAYS FOR A TOTAL OF 0.2 HOUR/WEEK. THERE SHALL BE NO MORE THAN 5 DAYS BETWEEN THE LAST VISIT IN ONE WEEK AND THE FIRST VISIT IN THE NEXT WEEK. | N | Y | IRON HORSE SALOON | 1068 N. US HIGHWAY 1 |  | ORMOND BEACH | FL | 32174 |  | 3866771550 |  | STEVE FRITZE | SALLY STEVENS | IRON HORSE SALOON | 1068 N. US HIGHWAY 1 | ORMOND BEACH | FL | 32174 |  | 3866771550 |  | INVESTOR | 50 | 10000 | 4 | 2013-11-19 | 2019-04-17 | NC01 | 50
3 | VOLUSIA | CDVO | info@highlandparkfishcamp.com | 3644291 | NONCOMMUNITY | CHLORINATION; AERATION FOR REMOVAL OF ANY SECONDARY CONTAMINANT, SULFIDE, OR ANY UNREGULATED CONTAMINANT; CORROSION CONTROL INHIBITOR ADDITION; HYPOCHLORINATION; IRON OR MANGANESE SEQUESTRATION; OR ULTRAVIOLET RADIATION. THE LEAD/CHIEF OPERATOR MUST BE CLASS D OR HIGHER. 50,000 GPD UP TO 0.25 MGD-STAFFING BY CLASS D OR HIGHER OPERATOR: 3 VISITS/WEEK ON NONCONSECUTIVE DAYS FOR A TOTAL OF 0.3 HOUR/WEEK. LESS THAN 50,000 GPD-STAFFING BY A CLASS D OR HIGHER OPERATOR: 2 VISITS/WEEK ON NONCONSECUTIVE DAYS FOR A TOTAL OF 0.2 HOUR/WEEK. THERE SHALL BE NO MORE THAN 5 DAYS BETWEEN THE LAST VISIT IN ONE WEEK AND THE FIRST VISIT IN THE NEXT WEEK. | N | Y | HIGHLAND PARK FISH CAMP | 2640 W. HIGHLAND PARK RD. |  | DELAND | FL | 32720 |  | 3867342334 |  | RICK RAWLINS | RICHARD E.AND RONALD L.RAWLINS | HIGHLAND PARK FISH CAMP | 2640 W. HIGHLAND PARK RD. | DELAND | FL | 32720 |  | 3867342334 |  | INVESTOR | 116 | 33120 | 58 | 2021-03-11 | 2021-03-02 | NC01 | 50
3 | VOLUSIA | CDVO | mstanfield@duvallhome.org | 3644292 | COMMUNITY | CHLORINATION; AERATION FOR REMOVAL OF ANY SECONDARY CONTAMINANT, SULFIDE, OR ANY UNREGULATED CONTAMINANT; CORROSION CONTROL INHIBITOR ADDITION; HYPOCHLORINATION; IRON OR MANGANESE SEQUESTRATION; OR ULTRAVIOLET RADIATION. THE LEAD/CHIEF OPERATOR MUST BE CLASS D OR HIGHER. 50,000 GPD UP TO 0.25 MGD-STAFFING BY CLASS D OR HIGHER OPERATOR: 3 VISITS/WEEK ON NONCONSECUTIVE DAYS FOR A TOTAL OF 0.3 HOUR/WEEK. LESS THAN 50,000 GPD-STAFFING BY A CLASS D OR HIGHER OPERATOR: 2 VISITS/WEEK ON NONCONSECUTIVE DAYS FOR A TOTAL OF 0.2 HOUR/WEEK. THERE SHALL BE NO MORE THAN 5 DAYS BETWEEN THE LAST VISIT IN ONE WEEK AND THE FIRST VISIT IN THE NEXT WEEK. | N | Y | LAKE REESER COTTAGES | 3895 N. U.S. HWY. 17 |  | DELAND | FL | 32720 |  | 3867342874 | 205 | JOHN STANBERRY | MATT STANFIELD - OWNER REP. | UNITED PRESBYTERIAN SPECIAL SERVICES | P.O. BOX 220036 | GLENWOOD | FL | 32722 | 36 | 3867342874 | 205 | INVESTOR | 54 | 60000 | 5 | 2019-10-09 | 2019-07-26 | DC051 | 100
3 | VOLUSIA | CDVO | JASONRADNWC@GMAIL.COM | 3644294 | NONTRANSIENT NONCOMMUNITY | CHLORINATION; AERATION FOR REMOVAL OF ANY SECONDARY CONTAMINANT, SULFIDE, OR ANY UNREGULATED CONTAMINANT; CORROSION CONTROL INHIBITOR ADDITION; HYPOCHLORINATION; IRON OR MANGANESE SEQUESTRATION; OR ULTRAVIOLET RADIATION. THE LEAD/CHIEF OPERATOR MUST BE CLASS D OR HIGHER. 50,000 GPD UP TO 0.25 MGD-STAFFING BY CLASS D OR HIGHER OPERATOR: 3 VISITS/WEEK ON NONCONSECUTIVE DAYS FOR A TOTAL OF 0.3 HOUR/WEEK. LESS THAN 50,000 GPD-STAFFING BY A CLASS D OR HIGHER OPERATOR: 2 VISITS/WEEK ON NONCONSECUTIVE DAYS FOR A TOTAL OF 0.2 HOUR/WEEK. THERE SHALL BE NO MORE THAN 5 DAYS BETWEEN THE LAST VISIT IN ONE WEEK AND THE FIRST VISIT IN THE NEXT WEEK. | N | Y | ATLANTIS MONTESSORI ACADEMY | 4390 GRAND AVENUE |  | DELEON SPRINGS | FL | 32130 |  | 5627617593 |  | SERENA HARRISON | CREATIVE ARTS LEARNING ACADEMY, INC. | CREATIVE ARTS LEARNING ACADEMY, INC. | 510 S LAKEVIEW DRIVE | LAKE HELEN | FL | 32744 |  | 5627617593 |  | OTHER | 60 | 21600 | 1 | 2012-04-04 | 2021-09-08 | NTNC | 100
3 | VOLUSIA | CDVO | FRVMB@AOL.COM | 3644297 | NONCOMMUNITY | CHLORINATION; AERATION FOR REMOVAL OF ANY SECONDARY CONTAMINANT, SULFIDE, OR ANY UNREGULATED CONTAMINANT; CORROSION CONTROL INHIBITOR ADDITION; HYPOCHLORINATION; IRON OR MANGANESE SEQUESTRATION; OR ULTRAVIOLET RADIATION. THE LEAD/CHIEF OPERATOR MUST BE CLASS D OR HIGHER. 50,000 GPD UP TO 0.25 MGD-STAFFING BY CLASS D OR HIGHER OPERATOR: 3 VISITS/WEEK ON NONCONSECUTIVE DAYS FOR A TOTAL OF 0.3 HOUR/WEEK. LESS THAN 50,000 GPD-STAFFING BY A CLASS D OR HIGHER OPERATOR: 2 VISITS/WEEK ON NONCONSECUTIVE DAYS FOR A TOTAL OF 0.2 HOUR/WEEK. THERE SHALL BE NO MORE THAN 5 DAYS BETWEEN THE LAST VISIT IN ONE WEEK AND THE FIRST VISIT IN THE NEXT WEEK. | N | Y | HOLY DORMITION CHURCH | 17 BUCKSKIN LANE |  | ORMOND BEACH | FL | 32174 |  | 3866778704 |  | REV. VINCENT BRADY | BYZANTINE CATHOLIC EPARCHY OF PASSIAC | RE: HOLY DORMITION CHURCH-ORMOND BCH | 445 LACKAWANNA AV. | WOODLAND PARK | NJ | 7424 |  | 9738907777 |  | OTHER | 50 | 36000 | 2 | 2019-12-06 | 2019-09-13 | NC01 | 50
3 | VOLUSIA | CDVO | dawn@matsoninc.com | 3644303 | NONCOMMUNITY | CHLORINATION; AERATION FOR REMOVAL OF ANY SECONDARY CONTAMINANT, SULFIDE, OR ANY UNREGULATED CONTAMINANT; CORROSION CONTROL INHIBITOR ADDITION; HYPOCHLORINATION; IRON OR MANGANESE SEQUESTRATION; OR ULTRAVIOLET RADIATION. THE LEAD/CHIEF OPERATOR MUST BE CLASS D OR HIGHER. 50,000 GPD UP TO 0.25 MGD-STAFFING BY CLASS D OR HIGHER OPERATOR: 3 VISITS/WEEK ON NONCONSECUTIVE DAYS FOR A TOTAL OF 0.3 HOUR/WEEK. LESS THAN 50,000 GPD-STAFFING BY A CLASS D OR HIGHER OPERATOR: 2 VISITS/WEEK ON NONCONSECUTIVE DAYS FOR A TOTAL OF 0.2 HOUR/WEEK. THERE SHALL BE NO MORE THAN 5 DAYS BETWEEN THE LAST VISIT IN ONE WEEK AND THE FIRST VISIT IN THE NEXT WEEK. | N | Y | MATSON'S TOMOKA CENTER | 1095 NORTH US HWY 1 |  | ORMOND BEACH | FL | 32174 |  | 9545222555 |  | DAWN MATSON | ED MATSON | TOMOKA CENTER HOLDINGS, LLC | 9394 WINTERCREEK COURT | TALLAHASSEE | FL | 32309 |  | 9545222555 |  | INVESTOR | 30 | 10000 | 2 | 2020-05-04 | 2020-03-27 | NC01 | 50
3 | VOLUSIA | CDVO | dcox@reagan.com | 3644304 | NONTRANSIENT NONCOMMUNITY | CHLORINATION; AERATION FOR REMOVAL OF ANY SECONDARY CONTAMINANT, SULFIDE, OR ANY UNREGULATED CONTAMINANT; CORROSION CONTROL INHIBITOR ADDITION; HYPOCHLORINATION; IRON OR MANGANESE SEQUESTRATION; OR ULTRAVIOLET RADIATION. THE LEAD/CHIEF OPERATOR MUST BE CLASS D OR HIGHER. 50,000 GPD UP TO 0.25 MGD-STAFFING BY CLASS D OR HIGHER OPERATOR: 3 VISITS/WEEK ON NONCONSECUTIVE DAYS FOR A TOTAL OF 0.3 HOUR/WEEK. LESS THAN 50,000 GPD-STAFFING BY A CLASS D OR HIGHER OPERATOR: 2 VISITS/WEEK ON NONCONSECUTIVE DAYS FOR A TOTAL OF 0.2 HOUR/WEEK. THERE SHALL BE NO MORE THAN 5 DAYS BETWEEN THE LAST VISIT IN ONE WEEK AND THE FIRST VISIT IN THE NEXT WEEK. | N | Y | SPACE COAST CHURCH AND CHRISTIAN ACADEMY | 223 N. SAMSULA DR. |  | NEW SMYRNA BEACH | FL | 32168 |  | 3868474064 |  | DANIEL COX | DANIEL COX | SPACE COAST CHRISTIAN CHURCH | 223 NORTH SAMSULA DRIVE | NEW SMYRNA BEACH | FL | 32168 |  | 3868474910 |  | OTHER | 25 | 10000 | 3 | 2018-08-06 | 2018-05-10 | NTNC | 100
3 | VOLUSIA | CDVO | cleake@biblechapel.org | 3644313 | NONCOMMUNITY | CHLORINATION; AERATION FOR REMOVAL OF ANY SECONDARY CONTAMINANT, SULFIDE, OR ANY UNREGULATED CONTAMINANT; CORROSION CONTROL INHIBITOR ADDITION; HYPOCHLORINATION; IRON OR MANGANESE SEQUESTRATION; OR ULTRAVIOLET RADIATION. THE LEAD/CHIEF OPERATOR MUST BE CLASS D OR HIGHER. 50,000 GPD UP TO 0.25 MGD-STAFFING BY CLASS D OR HIGHER OPERATOR: 3 VISITS/WEEK ON NONCONSECUTIVE DAYS FOR A TOTAL OF 0.3 HOUR/WEEK. LESS THAN 50,000 GPD-STAFFING BY A CLASS D OR HIGHER OPERATOR: 2 VISITS/WEEK ON NONCONSECUTIVE DAYS FOR A TOTAL OF 0.2 HOUR/WEEK. THERE SHALL BE NO MORE THAN 5 DAYS BETWEEN THE LAST VISIT IN ONE WEEK AND THE FIRST VISIT IN THE NEXT WEEK. | N | Y | BIBLE CHAPEL DEBARY | 138 DIRKSEN DRIVE |  | DEBARY | FL | 32713 |  | 3867531070 |  | CARLA LEAKE | D.J. CRAINE | THE BIBLE CHAPEL DEBARY | 138 DIRKSEN DR. | DEBARY | FL | 32713 |  | 3867531070 |  | INVESTOR | 90 | 37440 | 1 | 2016-05-27 | 2018-07-13 | NC01 | 50
3 | VOLUSIA | CDVO |  | 3644315 | NONCOMMUNITY | CHLORINATION; AERATION FOR REMOVAL OF ANY SECONDARY CONTAMINANT, SULFIDE, OR ANY UNREGULATED CONTAMINANT; CORROSION CONTROL INHIBITOR ADDITION; HYPOCHLORINATION; IRON OR MANGANESE SEQUESTRATION; OR ULTRAVIOLET RADIATION. THE LEAD/CHIEF OPERATOR MUST BE CLASS D OR HIGHER. 50,000 GPD UP TO 0.25 MGD-STAFFING BY CLASS D OR HIGHER OPERATOR: 3 VISITS/WEEK ON NONCONSECUTIVE DAYS FOR A TOTAL OF 0.3 HOUR/WEEK. LESS THAN 50,000 GPD-STAFFING BY A CLASS D OR HIGHER OPERATOR: 2 VISITS/WEEK ON NONCONSECUTIVE DAYS FOR A TOTAL OF 0.2 HOUR/WEEK. THERE SHALL BE NO MORE THAN 5 DAYS BETWEEN THE LAST VISIT IN ONE WEEK AND THE FIRST VISIT IN THE NEXT WEEK. | N | Y | LITTLE TOMOKA YACHT CLUB | 2369 STATE ROAD 40 |  | ORMOND BEACH | FL | 32174 |  | 3866724695 |  | JACK WEIR | JACK WEIR | LITTLE TOMOKA YACHT CLUB | 2369 STATE ROAD 40 | ORMOND BEACH | FL | 32174 |  | 3866724695 |  | INVESTOR | 25 | 10000 | 1 | 2019-12-17 | 2019-09-25 | NC01 | 50
3 | VOLUSIA | CDVO | tvandehey@debary.org | 3644319 | NONCOMMUNITY | CHLORINATION; AERATION FOR REMOVAL OF ANY SECONDARY CONTAMINANT, SULFIDE, OR ANY UNREGULATED CONTAMINANT; CORROSION CONTROL INHIBITOR ADDITION; HYPOCHLORINATION; IRON OR MANGANESE SEQUESTRATION; OR ULTRAVIOLET RADIATION. THE LEAD/CHIEF OPERATOR MUST BE CLASS D OR HIGHER. 50,000 GPD UP TO 0.25 MGD-STAFFING BY CLASS D OR HIGHER OPERATOR: 3 VISITS/WEEK ON NONCONSECUTIVE DAYS FOR A TOTAL OF 0.3 HOUR/WEEK. LESS THAN 50,000 GPD-STAFFING BY A CLASS D OR HIGHER OPERATOR: 2 VISITS/WEEK ON NONCONSECUTIVE DAYS FOR A TOTAL OF 0.2 HOUR/WEEK. THERE SHALL BE NO MORE THAN 5 DAYS BETWEEN THE LAST VISIT IN ONE WEEK AND THE FIRST VISIT IN THE NEXT WEEK. | N | Y | BILL KELLER PARK | 338 1/2 COLOMBA RD. |  | DEBARY | FL | 32713 |  | 3864565150 |  | TOM VANDEHEY | CITY OF DEBARY | CITY OF DEBARY | 137 SOUTH U.S. 17-92 | DEBARY | FL | 32713 |  | 3866682040 |  | CITY | 536 | 18000 | 5 | 2012-12-13 | 2018-09-27 | NC01 | 50
3 | VOLUSIA | CDVO |  | 3644325 | NONCOMMUNITY | CHLORINATION; AERATION FOR REMOVAL OF ANY SECONDARY CONTAMINANT, SULFIDE, OR ANY UNREGULATED CONTAMINANT; CORROSION CONTROL INHIBITOR ADDITION; HYPOCHLORINATION; IRON OR MANGANESE SEQUESTRATION; OR ULTRAVIOLET RADIATION. THE LEAD/CHIEF OPERATOR MUST BE CLASS D OR HIGHER. 50,000 GPD UP TO 0.25 MGD-STAFFING BY CLASS D OR HIGHER OPERATOR: 3 VISITS/WEEK ON NONCONSECUTIVE DAYS FOR A TOTAL OF 0.3 HOUR/WEEK. LESS THAN 50,000 GPD-STAFFING BY A CLASS D OR HIGHER OPERATOR: 2 VISITS/WEEK ON NONCONSECUTIVE DAYS FOR A TOTAL OF 0.2 HOUR/WEEK. THERE SHALL BE NO MORE THAN 5 DAYS BETWEEN THE LAST VISIT IN ONE WEEK AND THE FIRST VISIT IN THE NEXT WEEK. | N | Y | OSTEEN FAMILY RESTAURANT | 195 S STATE ROAD 415 |  | OSTEEN | FL | 32764 |  | 4073236469 |  | CARLOS TOLA | RUTH & KEN SCHIFFERMILLER | OSTEEN FAMILY RESTAURANT | 1129 PINEY WOODS TR. | OSTEEN | FL | 32764 |  | 4073236469 |  | INVESTOR | 100 | 9450 | 1 | 2016-07-12 | 2018-06-21 | NC01 | 50
3 | VOLUSIA | CDVO | ENVIROCARE_SRVCS@BELLSOUTH.NET | 3644326 | NONCOMMUNITY | CHLORINATION; AERATION FOR REMOVAL OF ANY SECONDARY CONTAMINANT, SULFIDE, OR ANY UNREGULATED CONTAMINANT; CORROSION CONTROL INHIBITOR ADDITION; HYPOCHLORINATION; IRON OR MANGANESE SEQUESTRATION; OR ULTRAVIOLET RADIATION. THE LEAD/CHIEF OPERATOR MUST BE CLASS D OR HIGHER. 50,000 GPD UP TO 0.25 MGD-STAFFING BY CLASS D OR HIGHER OPERATOR: 3 VISITS/WEEK ON NONCONSECUTIVE DAYS FOR A TOTAL OF 0.3 HOUR/WEEK. LESS THAN 50,000 GPD-STAFFING BY A CLASS D OR HIGHER OPERATOR: 2 VISITS/WEEK ON NONCONSECUTIVE DAYS FOR A TOTAL OF 0.2 HOUR/WEEK. THERE SHALL BE NO MORE THAN 5 DAYS BETWEEN THE LAST VISIT IN ONE WEEK AND THE FIRST VISIT IN THE NEXT WEEK. | N | Y | MIKE'S CORNER | 3705 W. STATE ROAD 44 |  | NEW SMYRNA BEACH | FL | 32168 |  | 3864284858 |  | DON PULVER | MIKE'S CORNER, LLC | ATTN: BONNIE O'KEEFE | PO BOX 3043 | DELAND | FL | 32721 |  | 3864284858 |  | INVESTOR | 25 | 19200 | 1 | 2015-05-29 | 2020-05-01 | NC01 | 50
3 | VOLUSIA | CDVO | rbeedle@volusia.org | 3644327 | COMMUNITY | NO TREATMENT--CONSECUTIVE SYSTEMS ONLY | N | Y | VC/STONE ISLAND | (INTERCONNECT POE @ 90 GARFIELD RD.) |  | DELTONA | FL | 32725 |  | 3868226465 |  | ROBERT BEEDLE | COUNTY OF VOLUSIA | COUNTY OF VOLUSIA | 3151 E. NEW YORK AVE | DELAND | FL | 32724 |  | 3868226465 |  | COUNTY | 711 | 0 | 308 | 2013-09-25 | 2018-10-31 | PC02 | 100
3 | VOLUSIA | CDVO | RBEEDLE@VOLUSIA.ORG | 3644328 | COMMUNITY | NO TREATMENT--CONSECUTIVE SYSTEMS ONLY | N | Y | VC/ENTERPRISE | POE @ CHAMPLAIN & HERNDON INTERSECTION |  | ENTERPRISE | FL | 32725 |  | 3868226465 |  | ROBERT BEEDLE | COUNTY OF VOLUSIA | COUNTY OF VOLUSIA | 3151 E. NEW YORK AVE | DELAND | FL | 32720 |  | 3868226465 |  | COUNTY | 277 | 0 | 120 | 2015-11-10 | 2018-10-31 | PC01 | 50
3 | VOLUSIA | CDVO | rbeedle@volusia.org | 3644329 | COMMUNITY | NO TREATMENT--CONSECUTIVE SYSTEMS ONLY | N | Y | VC/SOUTHEAST VOLUSIA INTERCONNECTED-WS#7 | 3930 U.S. HIGHWAY 1 | ( INTERCONNECT SITE-NOT MAILING ADRRESS) | EDGEWATER | FL | 32132 |  | 3868226465 |  | ROBERT BEEDLE | COUNTY OF VOLUSIA | COUNTY OF VOLUSIA | 3151 E. NEW YORK AVE. | DELAND | FL | 32724 |  | 3868226465 |  | COUNTY | 3939 | 0 | 1705 | 2014-04-09 | 2021-11-09 | PC03 | 500
3 | VOLUSIA | CDVO | rbeedle@volusia.org | 3644332 | COMMUNITY | CHLORINATION; AERATION FOR REMOVAL OF ANY SECONDARY CONTAMINANT, SULFIDE, OR ANY UNREGULATED CONTAMINANT; CORROSION CONTROL INHIBITOR ADDITION; HYPOCHLORINATION; IRON OR MANGANESE SEQUESTRATION; OR ULTRAVIOLET RADIATION. THE LEAD/CHIEF OPERATOR MUST BE CLASS D OR HIGHER. 50,000 GPD UP TO 0.25 MGD-STAFFING BY CLASS D OR HIGHER OPERATOR: 3 VISITS/WEEK ON NONCONSECUTIVE DAYS FOR A TOTAL OF 0.3 HOUR/WEEK. LESS THAN 50,000 GPD-STAFFING BY A CLASS D OR HIGHER OPERATOR: 2 VISITS/WEEK ON NONCONSECUTIVE DAYS FOR A TOTAL OF 0.2 HOUR/WEEK. THERE SHALL BE NO MORE THAN 5 DAYS BETWEEN THE LAST VISIT IN ONE WEEK AND THE FIRST VISIT IN THE NEXT WEEK. | N | Y | VC/NEW HOPE WTP-20 | 100 NEW HOPE AVENUE |  | SEVILLE | FL | 32190 |  | 3868047785 |  | ROBERT BEEDLE | COUNTY OF VOLUSIA | COUNTY OF VOLUSIA | 3151 E. NEW YORK AVE - 2ND FLOOR | DELAND | FL | 32724 |  | 3868226465 |  | COUNTY | 231 | 120000 | 66 | 2020-02-12 | 2019-12-05 | DC051 | 100
3 | VOLUSIA | CDVO | pitmasterbbq@gmail.com | 3644333 | NONCOMMUNITY | CHLORINATION; AERATION FOR REMOVAL OF ANY SECONDARY CONTAMINANT, SULFIDE, OR ANY UNREGULATED CONTAMINANT; CORROSION CONTROL INHIBITOR ADDITION; HYPOCHLORINATION; IRON OR MANGANESE SEQUESTRATION; OR ULTRAVIOLET RADIATION. THE LEAD/CHIEF OPERATOR MUST BE CLASS D OR HIGHER. 50,000 GPD UP TO 0.25 MGD-STAFFING BY CLASS D OR HIGHER OPERATOR: 3 VISITS/WEEK ON NONCONSECUTIVE DAYS FOR A TOTAL OF 0.3 HOUR/WEEK. LESS THAN 50,000 GPD-STAFFING BY A CLASS D OR HIGHER OPERATOR: 2 VISITS/WEEK ON NONCONSECUTIVE DAYS FOR A TOTAL OF 0.2 HOUR/WEEK. THERE SHALL BE NO MORE THAN 5 DAYS BETWEEN THE LAST VISIT IN ONE WEEK AND THE FIRST VISIT IN THE NEXT WEEK. | N | Y | PITMASTER BBQ | 4425 N. HWY. 17 |  | DELAND | FL | 32720 |  | 3869854488 |  | CARLOS TOLA | SAM TRIVETT | SAM TRIVETT | 721 COUNTY RD. 305 | SEVILLE | FL | 32190 |  |  |  | INVESTOR | 150 | 16200 | 1 | 2016-05-09 | 2021-02-03 | NC01 | 50
3 | VOLUSIA | CDVO | ZITLALIC@RCMA.ORG | 3644335 | NONTRANSIENT NONCOMMUNITY | CHLORINATION; AERATION FOR REMOVAL OF ANY SECONDARY CONTAMINANT, SULFIDE, OR ANY UNREGULATED CONTAMINANT; CORROSION CONTROL INHIBITOR ADDITION; HYPOCHLORINATION; IRON OR MANGANESE SEQUESTRATION; OR ULTRAVIOLET RADIATION. THE LEAD/CHIEF OPERATOR MUST BE CLASS D OR HIGHER. 50,000 GPD UP TO 0.25 MGD-STAFFING BY CLASS D OR HIGHER OPERATOR: 3 VISITS/WEEK ON NONCONSECUTIVE DAYS FOR A TOTAL OF 0.3 HOUR/WEEK. LESS THAN 50,000 GPD-STAFFING BY A CLASS D OR HIGHER OPERATOR: 2 VISITS/WEEK ON NONCONSECUTIVE DAYS FOR A TOTAL OF 0.2 HOUR/WEEK. THERE SHALL BE NO MORE THAN 5 DAYS BETWEEN THE LAST VISIT IN ONE WEEK AND THE FIRST VISIT IN THE NEXT WEEK. | N | Y | RCMA SEVILLE CHILD DEVELOPMENT CENTER | 134 RAULERSON ROAD |  | SEVILLE | FL | 32190 |  | 3867496962 |  | GENORA BRANTLEY | REDLANDS CHRISTIAN MIGRANT ASSOCIATION | REDLANDS CHRISTIAN MIGRANT ASSOCIATION | 402 W. MAIN ST. | IMMOKALEE | FL | 34142 |  | 8002826540 |  | OTHER | 46 | 15000 | 1 | 2016-09-07 | 2020-05-13 | NTNC | 100
3 | VOLUSIA | CDVO |  | 3644336 | NONCOMMUNITY | CHLORINATION; AERATION FOR REMOVAL OF ANY SECONDARY CONTAMINANT, SULFIDE, OR ANY UNREGULATED CONTAMINANT; CORROSION CONTROL INHIBITOR ADDITION; HYPOCHLORINATION; IRON OR MANGANESE SEQUESTRATION; OR ULTRAVIOLET RADIATION. THE LEAD/CHIEF OPERATOR MUST BE CLASS D OR HIGHER. 50,000 GPD UP TO 0.25 MGD-STAFFING BY CLASS D OR HIGHER OPERATOR: 3 VISITS/WEEK ON NONCONSECUTIVE DAYS FOR A TOTAL OF 0.3 HOUR/WEEK. LESS THAN 50,000 GPD-STAFFING BY A CLASS D OR HIGHER OPERATOR: 2 VISITS/WEEK ON NONCONSECUTIVE DAYS FOR A TOTAL OF 0.2 HOUR/WEEK. THERE SHALL BE NO MORE THAN 5 DAYS BETWEEN THE LAST VISIT IN ONE WEEK AND THE FIRST VISIT IN THE NEXT WEEK. | N | Y | SPRUCE CREEK KINGDOM HALL OF JEHOVAH | 740 TOMOKA FARMS ROAD, CR 415 |  | NEW SMYRNA BEACH | FL | 32168 |  | 3864287770 |  | LARRY KOHLER | MR. BILL RUZYCKY | SPRUCE CREEK KINGDOM HALL OF JEHOVAH | 744 HUNT CLUB TRAIL | PORT ORANGE | FL | 32127 |  | 3865275993 |  | OTHER | 200 | 25200 | 1 | 2021-10-28 | 2021-09-30 | NC01 | 50
3 | VOLUSIA | CDVO | RBEEDLE@VOLUSIA.ORG | 3644340 | NONCOMMUNITY | CHLORINATION; AERATION FOR REMOVAL OF ANY SECONDARY CONTAMINANT, SULFIDE, OR ANY UNREGULATED CONTAMINANT; CORROSION CONTROL INHIBITOR ADDITION; HYPOCHLORINATION; IRON OR MANGANESE SEQUESTRATION; OR ULTRAVIOLET RADIATION. THE LEAD/CHIEF OPERATOR MUST BE CLASS D OR HIGHER. 50,000 GPD UP TO 0.25 MGD-STAFFING BY CLASS D OR HIGHER OPERATOR: 3 VISITS/WEEK ON NONCONSECUTIVE DAYS FOR A TOTAL OF 0.3 HOUR/WEEK. LESS THAN 50,000 GPD-STAFFING BY A CLASS D OR HIGHER OPERATOR: 2 VISITS/WEEK ON NONCONSECUTIVE DAYS FOR A TOTAL OF 0.2 HOUR/WEEK. THERE SHALL BE NO MORE THAN 5 DAYS BETWEEN THE LAST VISIT IN ONE WEEK AND THE FIRST VISIT IN THE NEXT WEEK. | N | Y | LAKE BERESFORD PARK | 2100 FATIO ROAD |  | DELAND | FL | 32720 |  | 3865669164 |  | ROBERT BEEDLE | COUNTY OF VOLUSIA | COUNTY OF VOLUSIA-PARKS & LEISURE SVCS. | 202 N. FLORIDA AV. | DELAND | FL | 32720 |  | 3867365953 | 2636 | COUNTY | 25 | 47520 | 1 | 2017-10-31 | 2017-08-25 | NC01 | 50
3 | VOLUSIA | CDVO | rridgebaptist@cfl.rr.com | 3644343 | NONCOMMUNITY | CHLORINATION; AERATION FOR REMOVAL OF ANY SECONDARY CONTAMINANT, SULFIDE, OR ANY UNREGULATED CONTAMINANT; CORROSION CONTROL INHIBITOR ADDITION; HYPOCHLORINATION; IRON OR MANGANESE SEQUESTRATION; OR ULTRAVIOLET RADIATION. THE LEAD/CHIEF OPERATOR MUST BE CLASS D OR HIGHER. 50,000 GPD UP TO 0.25 MGD-STAFFING BY CLASS D OR HIGHER OPERATOR: 3 VISITS/WEEK ON NONCONSECUTIVE DAYS FOR A TOTAL OF 0.3 HOUR/WEEK. LESS THAN 50,000 GPD-STAFFING BY A CLASS D OR HIGHER OPERATOR: 2 VISITS/WEEK ON NONCONSECUTIVE DAYS FOR A TOTAL OF 0.2 HOUR/WEEK. THERE SHALL BE NO MORE THAN 5 DAYS BETWEEN THE LAST VISIT IN ONE WEEK AND THE FIRST VISIT IN THE NEXT WEEK. | N | Y | RIMA RIDGE BAPTIST CHURCH | 11 CONE ROAD |  | ORMOND BEACH | FL | 32174 |  | 3866723644 |  | KEVIN MAHONEY | KEVIN MAHONEY | RIMA RIDGE BAPTIST CHURCH | 11 CONE ROAD | ORMOND BEACH | FL | 32174 | 7903 | 3866723644 |  | TRUST/COOPERATIVE | 50 | 10000 | 1 | 2021-07-27 | 2021-04-28 | NC01 | 50
3 | VOLUSIA | CDVO |  | 3644344 | NONCOMMUNITY | CHLORINATION; AERATION FOR REMOVAL OF ANY SECONDARY CONTAMINANT, SULFIDE, OR ANY UNREGULATED CONTAMINANT; CORROSION CONTROL INHIBITOR ADDITION; HYPOCHLORINATION; IRON OR MANGANESE SEQUESTRATION; OR ULTRAVIOLET RADIATION. THE LEAD/CHIEF OPERATOR MUST BE CLASS D OR HIGHER. 50,000 GPD UP TO 0.25 MGD-STAFFING BY CLASS D OR HIGHER OPERATOR: 3 VISITS/WEEK ON NONCONSECUTIVE DAYS FOR A TOTAL OF 0.3 HOUR/WEEK. LESS THAN 50,000 GPD-STAFFING BY A CLASS D OR HIGHER OPERATOR: 2 VISITS/WEEK ON NONCONSECUTIVE DAYS FOR A TOTAL OF 0.2 HOUR/WEEK. THERE SHALL BE NO MORE THAN 5 DAYS BETWEEN THE LAST VISIT IN ONE WEEK AND THE FIRST VISIT IN THE NEXT WEEK. | N | Y | DOLLAR GENERAL - OSTEEN | 180 S. STATE ROAD 415 |  | OSTEEN | FL | 32764 |  | 4073229920 |  | CARLOS TOLA | DOLLAR GENERAL CORPORATE OFFICE | ATTN: JESSICA HARELL, UTILITY CO-ORD. | 100 MISSION RIDGE RD. | GOODLETTSVILLE | TN | 37072 |  | 6158554713 |  | TRUST/COOPERATIVE | 50 | 12960 | 1 | 2016-05-17 | 2018-06-21 | NC01 | 50
3 | VOLUSIA | CDVO | RBEEDLE@VOLUSIA.ORG | 3644346 | NONCOMMUNITY | CHLORINATION; AERATION FOR REMOVAL OF ANY SECONDARY CONTAMINANT, SULFIDE, OR ANY UNREGULATED CONTAMINANT; CORROSION CONTROL INHIBITOR ADDITION; HYPOCHLORINATION; IRON OR MANGANESE SEQUESTRATION; OR ULTRAVIOLET RADIATION. THE LEAD/CHIEF OPERATOR MUST BE CLASS D OR HIGHER. 50,000 GPD UP TO 0.25 MGD-STAFFING BY CLASS D OR HIGHER OPERATOR: 3 VISITS/WEEK ON NONCONSECUTIVE DAYS FOR A TOTAL OF 0.3 HOUR/WEEK. LESS THAN 50,000 GPD-STAFFING BY A CLASS D OR HIGHER OPERATOR: 2 VISITS/WEEK ON NONCONSECUTIVE DAYS FOR A TOTAL OF 0.2 HOUR/WEEK. THERE SHALL BE NO MORE THAN 5 DAYS BETWEEN THE LAST VISIT IN ONE WEEK AND THE FIRST VISIT IN THE NEXT WEEK. | N | Y | GREEN SPRINGS PARK | 994 ENTERPRISE-OSTEEN RD |  | ENTERPRISE | FL | 32725 |  | 3867365953 |  | ROBERT BEEDLE | VOLUSIA COUNTY PARKS | COUNTY OF VOLUSIA-PARKS & LEISURE SVCS. | 202 N. FLORIDA AV. | DELAND | FL | 32720 |  | 3867365953 | 2636 | COUNTY | 25 | 7200 | 1 | 2019-04-03 | 2018-10-31 | NC01 | 50
3 | VOLUSIA | CDVO | carl@reptilediscoverycenter.com | 3644347 | NONCOMMUNITY | CHLORINATION; AERATION FOR REMOVAL OF ANY SECONDARY CONTAMINANT, SULFIDE, OR ANY UNREGULATED CONTAMINANT; CORROSION CONTROL INHIBITOR ADDITION; HYPOCHLORINATION; IRON OR MANGANESE SEQUESTRATION; OR ULTRAVIOLET RADIATION. THE LEAD/CHIEF OPERATOR MUST BE CLASS D OR HIGHER. 50,000 GPD UP TO 0.25 MGD-STAFFING BY CLASS D OR HIGHER OPERATOR: 3 VISITS/WEEK ON NONCONSECUTIVE DAYS FOR A TOTAL OF 0.3 HOUR/WEEK. LESS THAN 50,000 GPD-STAFFING BY A CLASS D OR HIGHER OPERATOR: 2 VISITS/WEEK ON NONCONSECUTIVE DAYS FOR A TOTAL OF 0.2 HOUR/WEEK. THERE SHALL BE NO MORE THAN 5 DAYS BETWEEN THE LAST VISIT IN ONE WEEK AND THE FIRST VISIT IN THE NEXT WEEK. | N | Y | MED TOXIN LAB SNAKE FARM | 2710 BIG JOHN DRIVE |  | DELAND | FL | 32724 |  | 3867409143 |  | CARL BARDEN | CARL BARDEN | 2710 BIG JOHN DRIVE |  | DELAND | FL | 32724 |  | 3867409143 |  | UNKNOWN | 25 | 10000 | 1 | 2016-06-23 | 2019-11-12 | NC01 | 50
3 | VOLUSIA | CDVO | jherell@dollargeneral.com | 3644348 | NONCOMMUNITY | CHLORINATION; AERATION FOR REMOVAL OF ANY SECONDARY CONTAMINANT, SULFIDE, OR ANY UNREGULATED CONTAMINANT; CORROSION CONTROL INHIBITOR ADDITION; HYPOCHLORINATION; IRON OR MANGANESE SEQUESTRATION; OR ULTRAVIOLET RADIATION. THE LEAD/CHIEF OPERATOR MUST BE CLASS D OR HIGHER. 50,000 GPD UP TO 0.25 MGD-STAFFING BY CLASS D OR HIGHER OPERATOR: 3 VISITS/WEEK ON NONCONSECUTIVE DAYS FOR A TOTAL OF 0.3 HOUR/WEEK. LESS THAN 50,000 GPD-STAFFING BY A CLASS D OR HIGHER OPERATOR: 2 VISITS/WEEK ON NONCONSECUTIVE DAYS FOR A TOTAL OF 0.2 HOUR/WEEK. THERE SHALL BE NO MORE THAN 5 DAYS BETWEEN THE LAST VISIT IN ONE WEEK AND THE FIRST VISIT IN THE NEXT WEEK. | N | Y | DOLLAR GENERAL - OAK HILL | 107 S. US HIGHWAY 1 |  | OAK HILL | FL | 32759 |  | 3863450487 |  | CARLOS TOLA | JESSICA HERELL | DOLLAR GENERAL STORES | 100 MISSION RIDGE ROAD | GOODLETTESVILLE | TN | 37072 |  | 6158554713 |  | OTHER | 25 | 43200 | 1 | 2019-12-18 | 2019-03-01 | NC01 | 50
3 | VOLUSIA | CDVO | rbeedle@volusia.org | 3644349 | COMMUNITY | NO TREATMENT--CONSECUTIVE SYSTEMS ONLY | N | N | VC/LAKES OF PINE RUN SUBDIVISION (WS#9) | PINE TREE DRIVE | 2 STREETS=SAWMILL CREEK & BUSHNELL CT. | ORMOND BEACH | FL | 32174 |  | 3868226465 |  | ROBERT BEEDLE | COUNTY OF VOLUSIA | COUNTY OF VOLUSIA | 3151 E. NEW YORK AVE.-2ND FLOOR | DELAND | FL | 32724 |  | 3868226465 |  | COUNTY | 88 | 0 | 38 | 2015-05-27 | 2019-12-09 | PC01 | 50
3 | VOLUSIA | CDVO | manager@biometricutility.com | 3644350 | NONCOMMUNITY | CHLORINATION; AERATION FOR REMOVAL OF ANY SECONDARY CONTAMINANT, SULFIDE, OR ANY UNREGULATED CONTAMINANT; CORROSION CONTROL INHIBITOR ADDITION; HYPOCHLORINATION; IRON OR MANGANESE SEQUESTRATION; OR ULTRAVIOLET RADIATION. THE LEAD/CHIEF OPERATOR MUST BE CLASS D OR HIGHER. 50,000 GPD UP TO 0.25 MGD-STAFFING BY CLASS D OR HIGHER OPERATOR: 3 VISITS/WEEK ON NONCONSECUTIVE DAYS FOR A TOTAL OF 0.3 HOUR/WEEK. LESS THAN 50,000 GPD-STAFFING BY A CLASS D OR HIGHER OPERATOR: 2 VISITS/WEEK ON NONCONSECUTIVE DAYS FOR A TOTAL OF 0.2 HOUR/WEEK. THERE SHALL BE NO MORE THAN 5 DAYS BETWEEN THE LAST VISIT IN ONE WEEK AND THE FIRST VISIT IN THE NEXT WEEK. | N | Y | DOLLAR GENERAL - DELEON SPRINGS | 4975 US HWY 17 NORTH |  | DELEON SPRINGS | FL | 32130 |  | 3869516932 |  | CARLOS TOLA | LADDER CAPITAL FINANCE, LLC | 345 PARK AVE | 8TH FLOOR | NEW YORK | NY | 10154 |  | 2127153170 |  | INVESTOR | 25 | 1806 | 1 | 2013-10-11 | 2021-05-04 | NC01 | 50
3 | VOLUSIA | CDVO | ebyrne@stpeterdeland.org | 3644351 | NONCOMMUNITY | CHLORINATION; AERATION FOR REMOVAL OF ANY SECONDARY CONTAMINANT, SULFIDE, OR ANY UNREGULATED CONTAMINANT; CORROSION CONTROL INHIBITOR ADDITION; HYPOCHLORINATION; IRON OR MANGANESE SEQUESTRATION; OR ULTRAVIOLET RADIATION. THE LEAD/CHIEF OPERATOR MUST BE CLASS D OR HIGHER. 50,000 GPD UP TO 0.25 MGD-STAFFING BY CLASS D OR HIGHER OPERATOR: 3 VISITS/WEEK ON NONCONSECUTIVE DAYS FOR A TOTAL OF 0.3 HOUR/WEEK. LESS THAN 50,000 GPD-STAFFING BY A CLASS D OR HIGHER OPERATOR: 2 VISITS/WEEK ON NONCONSECUTIVE DAYS FOR A TOTAL OF 0.2 HOUR/WEEK. THERE SHALL BE NO MORE THAN 5 DAYS BETWEEN THE LAST VISIT IN ONE WEEK AND THE FIRST VISIT IN THE NEXT WEEK. | N | Y | SAN JOSE MISSION | 165 EMPORIA ROAD |  | PIERSON | FL | 32180 |  | 3868226000 |  | JOHN STANBERRY | ST PETER'S CATHOLIC CHURCH-EASTER BYRNE (BUSINESS MGR.) | 359 W. NEW YORK AVE | PO BOX 3700 | DELAND | FL | 32721 |  | 3868226025 |  | OTHER | 200 | 21600 | 2 | 2017-06-29 | 2021-09-09 | NC01 | 50
3 | VOLUSIA | CDVO | TBAYLIE@VOLUSIA.ORG | 3644353 | NONCOMMUNITY | CHLORINATION; AERATION FOR REMOVAL OF ANY SECONDARY CONTAMINANT, SULFIDE, OR ANY UNREGULATED CONTAMINANT; CORROSION CONTROL INHIBITOR ADDITION; HYPOCHLORINATION; IRON OR MANGANESE SEQUESTRATION; OR ULTRAVIOLET RADIATION. THE LEAD/CHIEF OPERATOR MUST BE CLASS D OR HIGHER. 50,000 GPD UP TO 0.25 MGD-STAFFING BY CLASS D OR HIGHER OPERATOR: 3 VISITS/WEEK ON NONCONSECUTIVE DAYS FOR A TOTAL OF 0.3 HOUR/WEEK. LESS THAN 50,000 GPD-STAFFING BY A CLASS D OR HIGHER OPERATOR: 2 VISITS/WEEK ON NONCONSECUTIVE DAYS FOR A TOTAL OF 0.2 HOUR/WEEK. THERE SHALL BE NO MORE THAN 5 DAYS BETWEEN THE LAST VISIT IN ONE WEEK AND THE FIRST VISIT IN THE NEXT WEEK. | N | Y | BECK RANCH PARK | 651 SOUTH STATE ROAD 415 |  | OSTEEN | FL | 32764 |  | 3867365953 |  | TIM BAYLIE | VOLUSIA COUNTY PARKS AND RECREATION | VOLUSIA COUNTY PARKS AND RECREATION | 202 NORTH FLORIDA AVENUE | DELAND | FL | 32720 |  | 3867365953 |  | COUNTY | 200 | 12240 | 1 |  | 2019-09-27 | NC01 | 50
3 | VOLUSIA | CDVO | M.MANSUR@SMC-DELAND.COM | 3644355 | NONCOMMUNITY | CHLORINATION; AERATION FOR REMOVAL OF ANY SECONDARY CONTAMINANT, SULFIDE, OR ANY UNREGULATED CONTAMINANT; CORROSION CONTROL INHIBITOR ADDITION; HYPOCHLORINATION; IRON OR MANGANESE SEQUESTRATION; OR ULTRAVIOLET RADIATION. THE LEAD/CHIEF OPERATOR MUST BE CLASS D OR HIGHER. 50,000 GPD UP TO 0.25 MGD-STAFFING BY CLASS D OR HIGHER OPERATOR: 3 VISITS/WEEK ON NONCONSECUTIVE DAYS FOR A TOTAL OF 0.3 HOUR/WEEK. LESS THAN 50,000 GPD-STAFFING BY A CLASS D OR HIGHER OPERATOR: 2 VISITS/WEEK ON NONCONSECUTIVE DAYS FOR A TOTAL OF 0.2 HOUR/WEEK. THERE SHALL BE NO MORE THAN 5 DAYS BETWEEN THE LAST VISIT IN ONE WEEK AND THE FIRST VISIT IN THE NEXT WEEK. | N | Y | SPEEDWAY FAMILY PRACTICE | 2370 E INTERNATIONAL SPEEDWAY BLVD |  | DELAND | FL | 32720 |  | 3867361105 |  |  | DR. STANLEY F STOCKHAMMER JR | 2370 E INTERNATIONAL SPEEDWAY BLVD |  | DELAND | FL | 32724 |  | 3867361105 |  | INVESTOR | 65 | 9999 | 1 | 2018-07-02 | 2018-04-11 | NC01 | 50
3 | VOLUSIA | CDVO |  | 3644356 | NONCOMMUNITY | CHLORINATION; AERATION FOR REMOVAL OF ANY SECONDARY CONTAMINANT, SULFIDE, OR ANY UNREGULATED CONTAMINANT; CORROSION CONTROL INHIBITOR ADDITION; HYPOCHLORINATION; IRON OR MANGANESE SEQUESTRATION; OR ULTRAVIOLET RADIATION. THE LEAD/CHIEF OPERATOR MUST BE CLASS D OR HIGHER. 50,000 GPD UP TO 0.25 MGD-STAFFING BY CLASS D OR HIGHER OPERATOR: 3 VISITS/WEEK ON NONCONSECUTIVE DAYS FOR A TOTAL OF 0.3 HOUR/WEEK. LESS THAN 50,000 GPD-STAFFING BY A CLASS D OR HIGHER OPERATOR: 2 VISITS/WEEK ON NONCONSECUTIVE DAYS FOR A TOTAL OF 0.2 HOUR/WEEK. THERE SHALL BE NO MORE THAN 5 DAYS BETWEEN THE LAST VISIT IN ONE WEEK AND THE FIRST VISIT IN THE NEXT WEEK. | N | Y | DOLLAR GENERAL- NSB | 3950 SR 44 |  | NEW SMYRNA BEACH | FL | 32168 |  | 3864235508 |  | BRENDA BOLLINGER | JAMES W THORPE | 19 AVENUE DE LA MER | # 602 | PALM COAST | FL | 32137 |  |  |  | INVESTOR | 25 | 500 | 1 | 2018-09-14 | 2018-11-16 | NC01 | 50
3 | VOLUSIA | CDVO |  | 3644357 | NONCOMMUNITY | CHLORINATION; AERATION FOR REMOVAL OF ANY SECONDARY CONTAMINANT, SULFIDE, OR ANY UNREGULATED CONTAMINANT; CORROSION CONTROL INHIBITOR ADDITION; HYPOCHLORINATION; IRON OR MANGANESE SEQUESTRATION; OR ULTRAVIOLET RADIATION. THE LEAD/CHIEF OPERATOR MUST BE CLASS D OR HIGHER. 50,000 GPD UP TO 0.25 MGD-STAFFING BY CLASS D OR HIGHER OPERATOR: 3 VISITS/WEEK ON NONCONSECUTIVE DAYS FOR A TOTAL OF 0.3 HOUR/WEEK. LESS THAN 50,000 GPD-STAFFING BY A CLASS D OR HIGHER OPERATOR: 2 VISITS/WEEK ON NONCONSECUTIVE DAYS FOR A TOTAL OF 0.2 HOUR/WEEK. THERE SHALL BE NO MORE THAN 5 DAYS BETWEEN THE LAST VISIT IN ONE WEEK AND THE FIRST VISIT IN THE NEXT WEEK. | N | Y | ULTIMATE GRILL | 138 EAST HWY 40 |  | PIERSON | FL | 32130 |  | 3867494488 |  |  | PATRICIA & SAM TRIVETT | 4425 N. HWY 17 |  | DELAND | FL | 32720 |  | 3867494488 |  | INVESTOR | 25 | 20000 | 1 |  | 2020-11-25 | NC01 | 50
3 | VOLUSIA | CDVO | bvolkman@volusia.org | 3644358 | NONCOMMUNITY | CHLORINATION; AERATION FOR REMOVAL OF ANY SECONDARY CONTAMINANT, SULFIDE, OR ANY UNREGULATED CONTAMINANT; CORROSION CONTROL INHIBITOR ADDITION; HYPOCHLORINATION; IRON OR MANGANESE SEQUESTRATION; OR ULTRAVIOLET RADIATION. THE LEAD/CHIEF OPERATOR MUST BE CLASS D OR HIGHER. 50,000 GPD UP TO 0.25 MGD-STAFFING BY CLASS D OR HIGHER OPERATOR: 3 VISITS/WEEK ON NONCONSECUTIVE DAYS FOR A TOTAL OF 0.3 HOUR/WEEK. LESS THAN 50,000 GPD-STAFFING BY A CLASS D OR HIGHER OPERATOR: 2 VISITS/WEEK ON NONCONSECUTIVE DAYS FOR A TOTAL OF 0.2 HOUR/WEEK. THERE SHALL BE NO MORE THAN 5 DAYS BETWEEN THE LAST VISIT IN ONE WEEK AND THE FIRST VISIT IN THE NEXT WEEK. | N | Y | VC/HIGHBRIDGE PARK | 39 HIGHBRIDGE ROAD |  | ORMOND BEACH | FL | 32176 |  | 3867365953 |  |  | VOLUSIA COUNTY PARKS AND REC | 202 N FLORIDA AVENUE |  | DELAND | FL | 32720 |  | 3867365953 |  | COUNTY | 30 | 1200 | 1 | 2019-09-12 | 2019-07-12 | NC01 | 50
3 | VOLUSIA | CDVO | TBAYLIE@VOLUSIA.ORG | 3644359 | NONCOMMUNITY | CHLORINATION; AERATION FOR REMOVAL OF ANY SECONDARY CONTAMINANT, SULFIDE, OR ANY UNREGULATED CONTAMINANT; CORROSION CONTROL INHIBITOR ADDITION; HYPOCHLORINATION; IRON OR MANGANESE SEQUESTRATION; OR ULTRAVIOLET RADIATION. THE LEAD/CHIEF OPERATOR MUST BE CLASS D OR HIGHER. 50,000 GPD UP TO 0.25 MGD-STAFFING BY CLASS D OR HIGHER OPERATOR: 3 VISITS/WEEK ON NONCONSECUTIVE DAYS FOR A TOTAL OF 0.3 HOUR/WEEK. LESS THAN 50,000 GPD-STAFFING BY A CLASS D OR HIGHER OPERATOR: 2 VISITS/WEEK ON NONCONSECUTIVE DAYS FOR A TOTAL OF 0.2 HOUR/WEEK. THERE SHALL BE NO MORE THAN 5 DAYS BETWEEN THE LAST VISIT IN ONE WEEK AND THE FIRST VISIT IN THE NEXT WEEK. | N | Y | SHELL HARBOR PARK | 1795 SHELL HARBOR ROAD |  | PIERSON | FL | 32180 |  | 3868043565 |  |  | VOLUSIA COUNTY PARKS & RECREATION | 202 N. FLORIDA AVENUE |  | DELAND | FL | 32720 |  | 3869437012 |  | COUNTY | 25 | 36000 | 1 | 2020-08-31 | 2020-06-23 | NC01 | 50
3 | VOLUSIA | CDVO |  | 3644360 | NONCOMMUNITY | CHLORINATION; AERATION FOR REMOVAL OF ANY SECONDARY CONTAMINANT, SULFIDE, OR ANY UNREGULATED CONTAMINANT; CORROSION CONTROL INHIBITOR ADDITION; HYPOCHLORINATION; IRON OR MANGANESE SEQUESTRATION; OR ULTRAVIOLET RADIATION. THE LEAD/CHIEF OPERATOR MUST BE CLASS D OR HIGHER. 50,000 GPD UP TO 0.25 MGD-STAFFING BY CLASS D OR HIGHER OPERATOR: 3 VISITS/WEEK ON NONCONSECUTIVE DAYS FOR A TOTAL OF 0.3 HOUR/WEEK. LESS THAN 50,000 GPD-STAFFING BY A CLASS D OR HIGHER OPERATOR: 2 VISITS/WEEK ON NONCONSECUTIVE DAYS FOR A TOTAL OF 0.2 HOUR/WEEK. THERE SHALL BE NO MORE THAN 5 DAYS BETWEEN THE LAST VISIT IN ONE WEEK AND THE FIRST VISIT IN THE NEXT WEEK. | N | Y | BOOTHILL OUTPOST | 1081 N. US HIGHWAY 1 |  | ORMOND BEACH | FL | 32174 |  | 3862589506 |  |  | KARIN GERHIS | 1081 N US HIGHWAY 1 |  | ORMOND BEACH | FL | 32118 |  | 3862589506 |  | UNKNOWN | 25 | 2000 | 1 |  | 2020-03-17 | NC01 | 50
4 | BROWARD | SED | hsaenz@segadores.com | 4060112 | NONCOMMUNITY | MEMBRANE PROCESSES, INCLUDING ELECTRODIALYSIS, ELECTRODIALYSIS REVERSAL, MICROFILTRATION, ULTRAFILTRATION, NANOFILTRATION, AND REVERSE OSMOSIS. THE LEAD/CHIEF OPERATOR MUST BE CLASS C OR HIGHER. 0.5 MGD UP TO 1.0 MGD-STAFFING BY CLASS C OR HIGHER OPERATOR: 6 HOURS/DAY FOR 5 DAYS/WEEK AND ONE VISIT ON EACH WEEKEND DAY. 0.1 MGD UP TO 0.5 MGD-STAFFING BY CLASS C OR HIGHER OPERATOR: 3 HOURS/DAY FOR 5 DAYS/WEEK AND ONE VISIT ON EACH WEEKEND DAY. LESS THAN 0.1 MGD-STAFFING BY CLASS C OR HIGHER OPERATOR: 1 HOUR/DAY FOR 5 DAYS/WEEK AND ONE VISIT ON EACH WEEKEND DAY. | N | Y | SEGADORES DE VIDA | 20850 GRIFFIN ROAD |  | SOUTHWEST RANCHES | FL | 33332 |  | 9546486146 |  | HUGO SAENZ | [9 empty] | OTHER | 363 | 14400 | 1 | 2017-11-21 | 2019-03-18 | NC01 | 50
4 | BROWARD | SED |  | 4060162 | COMMUNITY | AERATION FOR REMOVAL OF ANY PRIMARY CONTAMINANT; ALKALINITY/PH ADJUSTMENT; CHLORAMIN ATION; CHLORINE DIOXIDE FOR OXIDATION OR DISINFECTION; FLUORIDATION; ION EXCHANGE FOR REMOVAL OF ANY SECONDARY CONTAMINANT, SULFIDE, OR ANY UNREGULATED CONTAMINANT; OR OZONATION. THE LEAD/CHIEF OPERATOR MUST BE CLASS C OR HIGHER. 5.0 MGD UP TO 10 MGD-STAFFING BY CLASS C OR HIGHER OPERATOR: 6 HOURS/DAY FOR 5 DAYS/WEEK AND ONE VISIT ON EACH WEEKEND DAY. 3.0 MGD UP TO 5.0 MGD-STAFFING BY CLASS C OR HIGHER OPERATOR: 3 HOURS/DAY FOR 5 DAYS/WEEK AND ONE VISIT ON EACH WEEKEND DAY. 1.0 MGD UP TO 3.0 MGD-STAFFING BY CLASS C OR HIGHER OPERATOR: 1 HOUR/DAY FOR 5 DAYS/WEEK AND ONE VISIT ON EACH WEEKEND DAY. 0.1 MGD UP TO 1.0 MGD-STAFFING BY CLASS C OR HIGHER OPERATOR: 5 VISITS/WEEK AND ONE VISIT EACH WEEKEND FOR A TOTAL OF 1.2 HOURS/WEEK. | N | Y | BCWWS 3B/C | 2400 SW 67 AVENUE |  | MIRAMAR | FL | 33023 |  | 9549640268 |  | JOHN KAY | BCOES | 2555 WEST COPANS ROAD |  | POMPANO BEACH | FL | 33069 |  | 9548310800 |  | COUNTY | 32650 | 0 | 11292 | 2018-01-12 | 2020-12-16 | PC04 | 1000
4 | BROWARD | SED | jkay@broward.org | 4060163 | COMMUNITY | CONVENTIONAL FILTRATION (COAGULATION, FLOCCULATION, SEDIMENTATION, AND FILTRATION); DIRECT FILTRATION, (COAGULATION AND FILTRATION); OR LIME SOFTENING 5.0 MGD AND ABOVE. STAFFING BY CLASS C OR HIGHER OPERATOR: 24 HOURS/DAY FOR 7 DAYS/WEEK. THE LEAD/CHIEF OPERATOR MUST BE CLASS A. | N | Y | BCWWS 2A | 1390 NE 50 ST |  | POMPANO BEACH | FL | 33064 |  | 9548310877 |  | JOHN KAY | BCWWS | 2555 WEST COPANS ROAD |  | POMPANO BEACH | FL | 33069 |  | 9548310800 |  | COUNTY | 54622 | 30000000 | 18322 | 2019-09-13 | 2021-07-28 | DC01 | 6000
4 | BROWARD | SED | bkay@broward.org | 4060165 | COMMUNITY | NO TREATMENT--CONSECUTIVE SYSTEMS ONLY | N | Y | BCWWS 3A | 4980 SW 40 AVE |  | FT LAUDERDALE | FL | 33312 |  | 9548314108 |  | JOHN KAY | BCWWS | 2555 W COPANS RD |  | POMPANO BEACH | FL | 33069 |  | 9548310960 |  | COUNTY | 16046 | 0 | 6317 | 2019-09-19 | 2019-08-06 | PC04 | 1000
4 | BROWARD | SED | jkay@broward.org | 4060167 | COMMUNITY | CONVENTIONAL FILTRATION (COAGULATION, FLOCCULATION, SEDIMENTATION, AND FILTRATION); DIRECT FILTRATION, (COAGULATION AND FILTRATION); OR LIME SOFTENING 5.0 MGD AND ABOVE. STAFFING BY CLASS C OR HIGHER OPERATOR: 24 HOURS/DAY FOR 7 DAYS/WEEK. THE LEAD/CHIEF OPERATOR MUST BE CLASS A. | N | Y | BCWWS 1A | 3701 N SR 7 |  | LAUDERDALE LAKES | FL | 33311 |  | 9548310877 |  | JOHN KAY | BCWWS | 2555 WEST COPANS ROAD |  | POMPANO BEACH | FL | 33069 |  | 9548310851 |  | COUNTY | 75305 | 16000000 | 22638 | 2018-01-05 | 2019-08-06 | DC01 | 6000
4 | BROWARD | SED | pskidmore@ci.dania-beach.fl.us | 4060253 | COMMUNITY | CONVENTIONAL FILTRATION (COAGULATION, FLOCCULATION, SEDIMENTATION, AND FILTRATION); DIRECT FILTRATION, (COAGULATION AND FILTRATION); OR LIME SOFTENING 1.0 MGD UP TO 5.0 MGD. STAFFING BY CLASS C OR HIGHER OPERATOR: 16 HOURS/DAY FOR 7 DAYS/WEEK. THE LEAD/CHIEF OPERATOR MUST BE CLASS B OR HIGHER. | N | Y | DANIA BEACH, CITY OF | 1201 STIRLING RD |  | DANIA BEACH | FL | 33004 |  | 9549218700 |  | NATE COSTA | NATHAN J. COSTA | 1201 STIRLING RD |  | DANIA BEACH | FL | 33004 |  | 9549246808 | 3616 | CITY | 17132 | 5000000 | 4895 | 2017-07-10 | 2020-02-25 | DC02 | 4000
4 | BROWARD | SED | amocanu@deerfield-beach.com | 4060254 | COMMUNITY | CONVENTIONAL FILTRATION (COAGULATION, FLOCCULATION, SEDIMENTATION, AND FILTRATION); DIRECT FILTRATION, (COAGULATION AND FILTRATION); OR LIME SOFTENING 5.0 MGD AND ABOVE. STAFFING BY CLASS C OR HIGHER OPERATOR: 24 HOURS/DAY FOR 7 DAYS/WEEK. THE LEAD/CHIEF OPERATOR MUST BE CLASS A. | N | Y | DEERFIELD BEACH, CITY OF | 290 GOOLSBY BLVD |  | DEERFIELD BEACH | FL | 33442 |  | 9544804370 |  | ADRIAN MOCANU | TOM GOOD | 290 GOOLSBY BLVD. |  | DEERFIELD BEACH | FL | 33442 |  | 9544804432 |  | CITY | 52749 | 23600000 | 14081 | 2018-04-10 | 2020-06-24 | DC01 | 6000
4 | BROWARD | SED | ggarba@coopercityfl.org; mbailey@coopercityfl.org | 4060282 | COMMUNITY | MEMBRANE PROCESSES, INCLUDING ELECTRODIALYSIS, ELECTRODIALYSIS REVERSAL, MICROFILTRATION, ULTRAFILTRATION, NANOFILTRATION, AND REVERSE OSMOSIS 6.5 MGD AND ABOVE. STAFFING BY CLASS C OR HIGHER OPERATOR: 24 HOURS/DAY FOR 7 DAYS/WEEK. THE LEAD/CHIEF OPERATOR MUST BE CLASS A. | N | Y | COOPER CITY | 11791 SW 49 ST |  | COOPER CITY | FL | 33330 |  | 9544345519 |  | GEORGE GARBA | [9 empty] | CITY | 33752 | 7000000 | 12005 | 2017-07-10 | 2020-06-18 | DC02 | 4000
4 | BROWARD | SED | AJONES@coralsprings.org | 4060290 | COMMUNITY | CONVENTIONAL FILTRATION (COAGULATION, FLOCCULATION, SEDIMENTATION, AND FILTRATION); DIRECT FILTRATION, (COAGULATION AND FILTRATION); OR LIME SOFTENING 5.0 MGD AND ABOVE. STAFFING BY CLASS C OR HIGHER OPERATOR: 24 HOURS/DAY FOR 7 DAYS/WEEK. THE LEAD/CHIEF OPERATOR MUST BE CLASS A. | N | Y | CORAL SPRINGS, CITY OF | 3800 NW 85 AVE |  | CORAL SPRINGS | FL | 33065 |  | 9543452162 |  |  | RICH MICHAUD | 9551 W SAMPLE RD |  | CORAL SPRINGS | FL | 33065 |  | 9543452160 |  | CITY | 65000 | 16000000 | 12979 | 2018-01-03 | 2021-07-07 | DC01 | 6000
4 | BROWARD | SED | joes@fladistricts.com | 4060291 | COMMUNITY | CONVENTIONAL FILTRATION (COAGULATION, FLOCCULATION, SEDIMENTATION, AND FILTRATION); DIRECT FILTRATION, (COAGULATION AND FILTRATION); OR LIME SOFTENING 5.0 MGD AND ABOVE. STAFFING BY CLASS C OR HIGHER OPERATOR: 24 HOURS/DAY FOR 7 DAYS/WEEK. THE LEAD/CHIEF OPERATOR MUST BE CLASS A. | N | Y | CORAL SPRINGS IMPROVEMENT DIST | 10300 NW 11 MANOR |  | CORAL SPRINGS | FL | 33071 |  | 9547521797 |  | DAN DALY | DAVID MCINTOSH | 10300 NW 11TH MANOR |  | CORAL SPRINGS | FL | 33071 |  | 9547966665 |  | AUTHORITY/COMMISSION/DISTRICT | 40000 | 7400000 | 9810 | 2018-08-17 | 2021-07-15 | DC02 | 4000
4 | BROWARD | SED | dqnancy65@bellsouth.net | 4060334 | NONCOMMUNITY | CHLORINATION; AERATION FOR REMOVAL OF ANY SECONDARY CONTAMINANT, SULFIDE, OR ANY UNREGULATED CONTAMINANT; CORROSION CONTROL INHIBITOR ADDITION; HYPOCHLORINATION; IRON OR MANGANESE SEQUESTRATION; OR ULTRAVIOLET RADIATION. THE LEAD/CHIEF OPERATOR MUST BE CLASS D OR HIGHER. 50,000 GPD UP TO 0.25 MGD-STAFFING BY CLASS D OR HIGHER OPERATOR: 3 VISITS/WEEK ON NONCONSECUTIVE DAYS FOR A TOTAL OF 0.3 HOUR/WEEK. LESS THAN 50,000 GPD-STAFFING BY A CLASS D OR HIGHER OPERATOR: 2 VISITS/WEEK ON NONCONSECUTIVE DAYS FOR A TOTAL OF 0.2 HOUR/WEEK. THERE SHALL BE NO MORE THAN 5 DAYS BETWEEN THE LAST VISIT IN ONE WEEK AND THE FIRST VISIT IN THE NEXT WEEK. | N | Y | DAIRY QUEEN | 1900 S SR 7 |  | MIRAMAR | FL | 33023 |  | 9549838475 |  | NANCY NORTMANN | NANCY NORTMANN | 1900 S SR 7 |  | MIRAMAR | FL | 33023 |  | 9549894272 |  | INVESTOR | 250 | 36000 | 1 | 2017-11-01 | 2021-10-19 | NC01 | 50
4 | BROWARD | SED | RENUKA_MOHAMMED@davie-fl.gov | 4060344 | COMMUNITY | CONVENTIONAL FILTRATION (COAGULATION, FLOCCULATION, SEDIMENTATION, AND FILTRATION); DIRECT FILTRATION, (COAGULATION AND FILTRATION); OR LIME SOFTENING 5.0 MGD AND ABOVE. STAFFING BY CLASS C OR HIGHER OPERATOR: 24 HOURS/DAY FOR 7 DAYS/WEEK. THE LEAD/CHIEF OPERATOR MUST BE CLASS A. | N | Y | DAVIE, TOWN OF, #3 & #5 | 7351 SW 30 ST |  | DAVIE/HOLLYWOOD | FL | 33314 |  | 9543273748 |  | RENUKA MOHAMMED | RENUKA MOHAMMED | 7351 SW 30TH ST |  | DAVIE | FL | 33314 |  | 9543273767 |  | MUNICIPALITY | 26000 | 10000000 | 9701 | 2018-07-20 | 2021-05-19 | DC01 | 6000
4 | BROWARD | SED | teiwaterservices@gmail.com | 4060402 | NONTRANSIENT NONCOMMUNITY | AERATION FOR REMOVAL OF ANY PRIMARY CONTAMINANT; ALKALINITY/PH ADJUSTMENT; CHLORAMIN ATION; CHLORINE DIOXIDE FOR OXIDATION OR DISINFECTION; FLUORIDATION; ION EXCHANGE FOR REMOVAL OF ANY SECONDARY CONTAMINANT, SULFIDE, OR ANY UNREGULATED CONTAMINANT; OR OZONATION LESS THAN 0.1 MGD. STAFFING BY A CLASS D OR HIGHER OPERATOR: 3 VISITS/WEEK ON NONCONSECUTIVE DAYS FOR A TOTAL OF 0.6 HOUR/WEEK. THE LEAD/CHIEF OPERATOR MUST BE CLASS D OR HIGHER. | N | Y | EVERGLADES HOLIDAY PARK | 21940 GRIFFIN RD |  | FT LAUDERDALE | FL | 33332 |  |  |  |  | ANDREA TORO ESPINOSA | 950 NW 38TH ST. |  | OAKLAND PARK | FL | 33309 |  | 9543575148 |  | COUNTY | 30 | 25000 | 63 | 2018-03-21 | 2021-05-12 | NTNC | 100
4 | BROWARD | SED | bsalerno@thiscd.org | 4060419 | COMMUNITY | CONVENTIONAL FILTRATION (COAGULATION, FLOCCULATION, SEDIMENTATION, AND FILTRATION); DIRECT FILTRATION, (COAGULATION AND FILTRATION); OR LIME SOFTENING. THE LEAD/CHIEF OPERATOR MUST BE CLASS C OR HIGHER. 0.3 MGD UP TO 1.0 MGD STAFFING BY CLASS C OR HIGHER OPERATOR: 6 HOURS/DAY FOR 5 DAYS/WEEK AND ONE VISIT ON EACH WEEKEND DAY. 0.1 MGD UP TO 0.3 MGD STAFFING BY CLASS C OR HIGHER OPERATOR: 3 HOURS/DAY FOR 5 DAYS/WEEK AND ONE VISIT ON EACH WEEKEND DAY. LESS THAN 0.1 MGD STAFFING BY CLASS C OR HIGHER OPERATOR: 2 HOURS/DAY FOR 5 DAYS/WEEK AND ONE VISIT ON EACH WEEKEND DAY. | N | Y | FERN CREST UTILITIES, INC. | 3015 SW 54 AVE |  | FT LAUDERDALE | FL | 33314 |  | 9545878833 |  | ROBERT V SALERNO | ROBERT V. SALERNO | 3015 SW 54 AVE |  | FT LAUDERDALE | FL | 33314 |  | 9545878833 |  | INVESTOR | 3123 | 1000000 | 731 | 2017-08-04 | 2020-05-12 | DC03 | 2000
4 | BROWARD | SED | gbrandy@fortlauderdale.gov | 4060486 | COMMUNITY | CONVENTIONAL FILTRATION (COAGULATION, FLOCCULATION, SEDIMENTATION, AND FILTRATION); DIRECT FILTRATION, (COAGULATION AND FILTRATION); OR LIME SOFTENING 5.0 MGD AND ABOVE. STAFFING BY CLASS C OR HIGHER OPERATOR: 24 HOURS/DAY FOR 7 DAYS/WEEK. THE LEAD/CHIEF OPERATOR MUST BE CLASS A. | N | Y | FORT LAUDERDALE, CITY OF | 4321 NW 9 AVE |  | FT LAUDERDALE | FL | 33309 |  | 9548287809 |  | GARRY BRANDY | ANEISHA DANIEL | 100 N. ANDREWS AVE. |  | FORT LAUDERDALE | FL | 33301 |  | 9548285806 |  | CITY | 182245 | 90000000 | 63527 | 2018-08-29 | 2019-05-02 | DC01 | 6000
4 | BROWARD | SED | sparkinson@cohb.org | 4060573 | COMMUNITY | CONVENTIONAL FILTRATION (COAGULATION, FLOCCULATION, SEDIMENTATION, AND FILTRATION); DIRECT FILTRATION, (COAGULATION AND FILTRATION); OR LIME SOFTENING 5.0 MGD AND ABOVE. STAFFING BY CLASS C OR HIGHER OPERATOR: 24 HOURS/DAY FOR 7 DAYS/WEEK. THE LEAD/CHIEF OPERATOR MUST BE CLASS A. | N | Y | HALLANDALE BEACH, CITY OF | 630 NW 2ND STREET |  | HALLANDALE BEACH | FL | 33009 |  | 9544571610 |  | CITY OF HALLANDALE | [9 empty] | CITY | 40000 | 22000000 | 5955 | 2018-01-11 | 2020-07-08 | DC01 | 6000
4 | BROWARD | SED | egaray@townofhillsborobeach.com | 4060615 | COMMUNITY | CONVENTIONAL FILTRATION (COAGULATION, FLOCCULATION, SEDIMENTATION, AND FILTRATION); DIRECT FILTRATION, (COAGULATION AND FILTRATION); OR LIME SOFTENING 1.0 MGD UP TO 5.0 MGD. STAFFING BY CLASS C OR HIGHER OPERATOR: 16 HOURS/DAY FOR 7 DAYS/WEEK. THE LEAD/CHIEF OPERATOR MUST BE CLASS B OR HIGHER. | N | Y | HILLSBORO BEACH, TOWN OF | 925 NE SAMPLE ROAD |  | POMPANO BEACH | FL | 33064 |  | 9549418937 |  | ELLIOT GARAY | HILLSBORO BEACH, TOWN OF | 1210 HILLSBORO MILE |  | POMPANO BEACH | FL | 33064 |  | 9544274011 |  | MUNICIPALITY | 2000 | 2250000 | 214 | 2017-10-13 | 2021-03-11 | DC03 | 2000
4 | BROWARD | SED | CAGUILERA@hollywoodfl.org | 4060642 | COMMUNITY | CONVENTIONAL FILTRATION (COAGULATION, FLOCCULATION, SEDIMENTATION, AND FILTRATION); DIRECT FILTRATION, (COAGULATION AND FILTRATION); OR LIME SOFTENING 5.0 MGD AND ABOVE. STAFFING BY CLASS C OR HIGHER OPERATOR: 24 HOURS/DAY FOR 7 DAYS/WEEK. THE LEAD/CHIEF OPERATOR MUST BE CLASS A. | N | Y | HOLLYWOOD, CITY OF | 3441 HOLLYWOOD BLVD |  | HOLLYWOOD | FL | 33021 |  | 9549674230 |  | LUIS MONTOYA | KASSANDRA MYERS | PO BOX 229045 |  | HOLLYWOOD | FL | 33022 | 9045 | 9549674455 |  | CITY | 147566 | 59500001 | 40200 | 2018-03-22 | 2021-11-23 | DC01 | 6000
4 | BROWARD | SED | HJOHNSON@LAUDERHILL-FL.GOV | 4060787 | COMMUNITY | CONVENTIONAL FILTRATION (COAGULATION, FLOCCULATION, SEDIMENTATION, AND FILTRATION); DIRECT FILTRATION, (COAGULATION AND FILTRATION); OR LIME SOFTENING 5.0 MGD AND ABOVE. STAFFING BY CLASS C OR HIGHER OPERATOR: 24 HOURS/DAY FOR 7 DAYS/WEEK. THE LEAD/CHIEF OPERATOR MUST BE CLASS A. | N | Y | LAUDERHILL, CITY OF | 2101 NW 49 AVE |  | LAUDERHILL | FL | 33313 |  | 9547302972 |  | ZEPHANIAH BECKFORD | MARTIN CALA | 3800 INVERRARY BLVD. | SUITE 107 | LAUDERHILL | FL | 33319 |  | 9547302961 |  | CITY | 55000 | 16000000 | 11050 | 2018-08-02 | 2021-07-28 | DC01 | 6000
4 | BROWARD | SED | polaughlin@margatefl.com | 4060845 | COMMUNITY | CONVENTIONAL FILTRATION (COAGULATION, FLOCCULATION, SEDIMENTATION, AND FILTRATION); DIRECT FILTRATION, (COAGULATION AND FILTRATION); OR LIME SOFTENING 5.0 MGD AND ABOVE. STAFFING BY CLASS C OR HIGHER OPERATOR: 24 HOURS/DAY FOR 7 DAYS/WEEK. THE LEAD/CHIEF OPERATOR MUST BE CLASS A. | N | Y | CITY OF MARGATE | 980 NW 66TH AVENUE |  | MARGATE | FL | 33063 |  | 9549720828 |  | RICHARD 'MIKE' UBER | CITY OF MARGATE, FL | 901 NW 66TH AVE. |  | MARGATE | FL | 33063 |  | 9549720828 |  | CITY | 62254 | 13500000 | 16873 | 2017-12-20 | 2022-01-12 | DC01 | 6000
4 | BROWARD | SED | JPPINTER@MIRAMARFL.GOV | 4060925 | COMMUNITY | CONVENTIONAL FILTRATION (COAGULATION, FLOCCULATION, SEDIMENTATION, AND FILTRATION); DIRECT FILTRATION, (COAGULATION AND FILTRATION); OR LIME SOFTENING 5.0 MGD AND ABOVE. STAFFING BY CLASS C OR HIGHER OPERATOR: 24 HOURS/DAY FOR 7 DAYS/WEEK. THE LEAD/CHIEF OPERATOR MUST BE CLASS A. | N | Y | MIRAMAR (EAST & WEST) PLANTS | 4101 SW 136 AVE |  | MIRAMAR | FL | 33027 |  | 9544381228 |  | ROY VIRGIN | ROY VIRGIN | 13900 PEMBROKE ROAD |  | MIRAMAR | FL | 33027 |  | 9548835013 |  | CITY | 127700 | 17750000 | 34025 | 2018-01-02 | 2020-07-30 | DC01 | 6000
4 | BROWARD | SED | GKRAWCZYK@NLAUDERDALE.ORG | 4060976 | COMMUNITY | CONVENTIONAL FILTRATION (COAGULATION, FLOCCULATION, SEDIMENTATION, AND FILTRATION); DIRECT FILTRATION, (COAGULATION AND FILTRATION); OR LIME SOFTENING 5.0 MGD AND ABOVE. STAFFING BY CLASS C OR HIGHER OPERATOR: 24 HOURS/DAY FOR 7 DAYS/WEEK. THE LEAD/CHIEF OPERATOR MUST BE CLASS A. | N | Y | NORTH LAUDERDALE, CITY OF | 701 SW 71 AVE |  | NORTH LAUDERDALE | FL | 33068 |  | 9547220900 | 438 | NEIL BUCKERIDGE | NEIL BUCKERIDGE | 701 SW 71 AVE |  | NORTH LAUDERDALE | FL | 33068 |  | 9547220900 |  | CITY | 35709 | 7500000 | 8274 | 2018-03-13 | 2019-05-29 | DC02 | 4000
4 | BROWARD | SED | ALBERTC@OAKLANDPARKFL.GOV | 4060989 | COMMUNITY | NO TREATMENT--CONSECUTIVE SYSTEMS ONLY | N | Y | OAKLAND PARK CITY OF | 5100 NE 12 TERRACE |  | OAKLAND PARK | FL | 33334 |  | 9545616259 |  | ALBERT CARBON | [9 empty] | CITY | 27984 | 70000000 | 8700 | 2017-10-06 | 2019-11-21 | PC04 | 1000
4 | BROWARD | SED | MICHAEL.CEPEDA@JACOBS.COM | 4061083 | COMMUNITY | CONVENTIONAL FILTRATION (COAGULATION, FLOCCULATION, SEDIMENTATION, AND FILTRATION); DIRECT FILTRATION, (COAGULATION AND FILTRATION); OR LIME SOFTENING 5.0 MGD AND ABOVE. STAFFING BY CLASS C OR HIGHER OPERATOR: 24 HOURS/DAY FOR 7 DAYS/WEEK. THE LEAD/CHIEF OPERATOR MUST BE CLASS A. | N | Y | PEMBROKE PINES, CITY OF | 7960 JOHNSON ST |  | PEMBROKE PINES | FL | 33024 |  | 9549865012 |  |  | PAUL THOMPSON | 8300 S. PALM DR. |  | PEMBROKE PINES | FL | 33025 |  | 9545189040 |  | CITY | 187459 | 18000000 | 49989 | 2018-07-11 | 2021-05-12 | DC01 | 6000
4 | BROWARD | SED | SUrich@plantation.org | 4061121 | COMMUNITY | MEMBRANE PROCESSES, INCLUDING ELECTRODIALYSIS, ELECTRODIALYSIS REVERSAL, MICROFILTRATION, ULTRAFILTRATION, NANOFILTRATION, AND REVERSE OSMOSIS 6.5 MGD AND ABOVE. STAFFING BY CLASS C OR HIGHER OPERATOR: 24 HOURS/DAY FOR 7 DAYS/WEEK. THE LEAD/CHIEF OPERATOR MUST BE CLASS A. | N | Y | PLANTATION, EAST & CENTRAL | 400 NW 73 AVE |  | PLANTATION | FL | 33317 |  | 9547972285 |  | JAMES DUNMIRE | STEVEN URICH | 400 NW 73 AVE |  | PLANTATION | FL | 33317 |  | 9547972285 |  | CITY | 85496 | 24000000 | 28611 | 2018-02-08 | 2020-12-16 | DC01 | 6000
4 | BROWARD | SED | kthompson@WESTONFL.ORG | 4061127 | COMMUNITY | NO TREATMENT--CONSECUTIVE SYSTEMS ONLY | N | Y | CITY OF WESTON (INDIAN TRACE) | 17200 ROYAL PALM BLVD |  | WESTON | FL | 33326 |  | 9543852600 |  | KARL C. THOMPSON | KARL THOMPSON | 2599 SOUTH POST ROAD |  | WESTON | FL | 33327 |  | 9543852600 |  | AUTHORITY/COMMISSION/DISTRICT | 52300 | 0 | 17239 | 2017-12-06 | 2019-03-28 | PC05 | 2000
4 | BROWARD | SED | randolph.brown@copbfl.com | 4061129 | COMMUNITY | CONVENTIONAL FILTRATION (COAGULATION, FLOCCULATION, SEDIMENTATION, AND FILTRATION); DIRECT FILTRATION, (COAGULATION AND FILTRATION); OR LIME SOFTENING 5.0 MGD AND ABOVE. STAFFING BY CLASS C OR HIGHER OPERATOR: 24 HOURS/DAY FOR 7 DAYS/WEEK. THE LEAD/CHIEF OPERATOR MUST BE CLASS A. | N | Y | POMPANO BEACH, CITY OF | 1205 NE 5 AVENUE |  | POMPANO BEACH | FL | 33060 |  | 9547864151 |  | RICK JOHNSON | A.RANDOLPH BROWN | PO BOX 1300 |  | POMPANO BEACH | FL | 33061 |  | 9547864060 |  | CITY | 84000 | 50000000 | 19240 | 2017-12-19 | 2019-08-07 | DC01 | 6000
4 | BROWARD | SED | ssoverns@evergladestours.com | 4061271 | NONCOMMUNITY | CHLORINATION; AERATION FOR REMOVAL OF ANY SECONDARY CONTAMINANT, SULFIDE, OR ANY UNREGULATED CONTAMINANT; CORROSION CONTROL INHIBITOR ADDITION; HYPOCHLORINATION; IRON OR MANGANESE SEQUESTRATION; OR ULTRAVIOLET RADIATION. THE LEAD/CHIEF OPERATOR MUST BE CLASS D OR HIGHER. 50,000 GPD UP TO 0.25 MGD-STAFFING BY CLASS D OR HIGHER OPERATOR: 3 VISITS/WEEK ON NONCONSECUTIVE DAYS FOR A TOTAL OF 0.3 HOUR/WEEK. LESS THAN 50,000 GPD-STAFFING BY A CLASS D OR HIGHER OPERATOR: 2 VISITS/WEEK ON NONCONSECUTIVE DAYS FOR A TOTAL OF 0.2 HOUR/WEEK. THERE SHALL BE NO MORE THAN 5 DAYS BETWEEN THE LAST VISIT IN ONE WEEK AND THE FIRST VISIT IN THE NEXT WEEK. | N | Y | SAWGRASS RECREATION PARK | 1006 NORTH US HIGHWAY 27 |  | WESTON | FL | 33327 |  | 9543898464 |  | SUSAN SOVERNS | SUSAN SOVERNS | 1006 NORTH US HIGHWAY 27 |  | WESTON | FL | 33327 |  | 9543890202 |  | OTHER | 400 | 14000 | 2 | 2018-06-18 | 2018-04-05 | NC01 | 50
4 | BROWARD | SED | cafe27fla@gmail.com | 4061281 | NONCOMMUNITY | CHLORINATION; AERATION FOR REMOVAL OF ANY SECONDARY CONTAMINANT, SULFIDE, OR ANY UNREGULATED CONTAMINANT; CORROSION CONTROL INHIBITOR ADDITION; HYPOCHLORINATION; IRON OR MANGANESE SEQUESTRATION; OR ULTRAVIOLET RADIATION. THE LEAD/CHIEF OPERATOR MUST BE CLASS D OR HIGHER. 50,000 GPD UP TO 0.25 MGD-STAFFING BY CLASS D OR HIGHER OPERATOR: 3 VISITS/WEEK ON NONCONSECUTIVE DAYS FOR A TOTAL OF 0.3 HOUR/WEEK. LESS THAN 50,000 GPD-STAFFING BY A CLASS D OR HIGHER OPERATOR: 2 VISITS/WEEK ON NONCONSECUTIVE DAYS FOR A TOTAL OF 0.2 HOUR/WEEK. THERE SHALL BE NO MORE THAN 5 DAYS BETWEEN THE LAST VISIT IN ONE WEEK AND THE FIRST VISIT IN THE NEXT WEEK. | N | Y | SEMINOLE TRUCK STOP | 4690 US HWY 27 |  | SOUTHWEST RANCHES | FL | 33332 |  | 9544340660 |  | COURTNIE MATUCH | MONICA SAVITS | 12050 NE 14 AVE |  | NORTH MIAMI | FL | 33161 |  | 3057109485 |  | INVESTOR | 100 | 14400 | 2 | 2019-08-21 | 2019-07-03 | NC01 | 50
4 | BROWARD | SED | estebansegura1986@hotmail.com | 4061283 | NONCOMMUNITY | CHLORINATION; AERATION FOR REMOVAL OF ANY SECONDARY CONTAMINANT, SULFIDE, OR ANY UNREGULATED CONTAMINANT; CORROSION CONTROL INHIBITOR ADDITION; HYPOCHLORINATION; IRON OR MANGANESE SEQUESTRATION; OR ULTRAVIOLET RADIATION. THE LEAD/CHIEF OPERATOR MUST BE CLASS D OR HIGHER. 50,000 GPD UP TO 0.25 MGD-STAFFING BY CLASS D OR HIGHER OPERATOR: 3 VISITS/WEEK ON NONCONSECUTIVE DAYS FOR A TOTAL OF 0.3 HOUR/WEEK. LESS THAN 50,000 GPD-STAFFING BY A CLASS D OR HIGHER OPERATOR: 2 VISITS/WEEK ON NONCONSECUTIVE DAYS FOR A TOTAL OF 0.2 HOUR/WEEK. THERE SHALL BE NO MORE THAN 5 DAYS BETWEEN THE LAST VISIT IN ONE WEEK AND THE FIRST VISIT IN THE NEXT WEEK. | N | Y | IGLESIA MISION VIDA | 17950 GRIFFIN ROAD |  | SOUTHWEST RANCHES | FL | 33331 |  | 7547015158 |  | ESTEBAN SEGURA | [9 empty] | OTHER | 250 | 28800 | 1 | 2018-01-18 | 2019-07-03 | NC01 | 50
4 | BROWARD | SED | brian@christcovenant.cc | 4061284 | NONCOMMUNITY | CHLORINATION; AERATION FOR REMOVAL OF ANY SECONDARY CONTAMINANT, SULFIDE, OR ANY UNREGULATED CONTAMINANT; CORROSION CONTROL INHIBITOR ADDITION; HYPOCHLORINATION; IRON OR MANGANESE SEQUESTRATION; OR ULTRAVIOLET RADIATION. THE LEAD/CHIEF OPERATOR MUST BE CLASS D OR HIGHER. 50,000 GPD UP TO 0.25 MGD-STAFFING BY CLASS D OR HIGHER OPERATOR: 3 VISITS/WEEK ON NONCONSECUTIVE DAYS FOR A TOTAL OF 0.3 HOUR/WEEK. LESS THAN 50,000 GPD-STAFFING BY A CLASS D OR HIGHER OPERATOR: 2 VISITS/WEEK ON NONCONSECUTIVE DAYS FOR A TOTAL OF 0.2 HOUR/WEEK. THERE SHALL BE NO MORE THAN 5 DAYS BETWEEN THE LAST VISIT IN ONE WEEK AND THE FIRST VISIT IN THE NEXT WEEK. | N | Y | CHRIST COVENANT CHURCH | 4700 SW 188 AVENUE |  | SOUTHWEST RANCHES | FL | 33332 |  | 7542349794 |  | BRIAN KELSO | BRIAN KELSO | 4700 SW 188 AVE. |  | FT LAUDERDALE | FL | 33332 |  | 9548165813 |  | OTHER | 125 | 28800 | 1 | 2018-05-23 | 2019-01-18 | NC01 | 50
4 | BROWARD | SED | tpetrides@cityofsunrise.org | 4061408 | COMMUNITY | CONVENTIONAL FILTRATION (COAGULATION, FLOCCULATION, SEDIMENTATION, AND FILTRATION); DIRECT FILTRATION, (COAGULATION AND FILTRATION); OR LIME SOFTENING 5.0 MGD AND ABOVE. STAFFING BY CLASS C OR HIGHER OPERATOR: 24 HOURS/DAY FOR 7 DAYS/WEEK. THE LEAD/CHIEF OPERATOR MUST BE CLASS A. | N | Y | SUNRISE SAWGRASS | 777 SAWGRASS CORPORATE PARKWAY |  | SUNRISE | FL | 33325 |  | 9548451025 |  | LEE SANTISO | [9 empty] | MUNICIPALITY | 72400 | 24000000 | 36222 | 2018-01-27 | 2021-07-07 | DC01 | 6000
4 | BROWARD | SED | tpetrides@cityofsunrise.org | 4061410 | COMMUNITY | CONVENTIONAL FILTRATION (COAGULATION, FLOCCULATION, SEDIMENTATION, AND FILTRATION); DIRECT FILTRATION, (COAGULATION AND FILTRATION); OR LIME SOFTENING 5.0 MGD AND ABOVE. STAFFING BY CLASS C OR HIGHER OPERATOR: 24 HOURS/DAY FOR 7 DAYS/WEEK. THE LEAD/CHIEF OPERATOR MUST BE CLASS A. | N | Y | SUNRISE SPRINGTREE | 4350 SPRINGTREE DRIVE |  | SUNRISE | FL | 33321 |  | 9545722424 |  | JOSE ALVAREZ | TED PETRIDES | 777 SAWGRASS CORPORATE PKWY. |  | SUNRISE | FL | 33325 |  | 9548886035 |  | CITY | 79550 | 25500000 | 23360 | 2018-01-22 | 2021-04-01 | DC01 | 6000
4 | BROWARD | SED | ANTHONYL@TAMARAC.ORG | 4061429 | COMMUNITY | CONVENTIONAL FILTRATION (COAGULATION, FLOCCULATION, SEDIMENTATION, AND FILTRATION); DIRECT FILTRATION, (COAGULATION AND FILTRATION); OR LIME SOFTENING 5.0 MGD AND ABOVE. STAFFING BY CLASS C OR HIGHER OPERATOR: 24 HOURS/DAY FOR 7 DAYS/WEEK. THE LEAD/CHIEF OPERATOR MUST BE CLASS A. | N | Y | TAMARAC (WEST), CITY OF | 7803 NW 61 ST |  | TAMARAC | FL | 33321 |  | 9547242430 |  | ANTHONY LICATA | JACK STRAIN | 10101 STATE ST. |  | TAMARAC | FL | 33321 |  | 9545973734 |  | CITY | 63793 | 16000000 | 19351 | 2017-12-21 | 2021-10-14 | DC01 | 6000
4 | BROWARD | SED | gderemer@uswatercorp.net | 4061517 | COMMUNITY | CONVENTIONAL FILTRATION (COAGULATION, FLOCCULATION, SEDIMENTATION, AND FILTRATION); DIRECT FILTRATION, (COAGULATION AND FILTRATION); OR LIME SOFTENING. THE LEAD/CHIEF OPERATOR MUST BE CLASS C OR HIGHER. 0.3 MGD UP TO 1.0 MGD STAFFING BY CLASS C OR HIGHER OPERATOR: 6 HOURS/DAY FOR 5 DAYS/WEEK AND ONE VISIT ON EACH WEEKEND DAY. 0.1 MGD UP TO 0.3 MGD STAFFING BY CLASS C OR HIGHER OPERATOR: 3 HOURS/DAY FOR 5 DAYS/WEEK AND ONE VISIT ON EACH WEEKEND DAY. LESS THAN 0.1 MGD STAFFING BY CLASS C OR HIGHER OPERATOR: 2 HOURS/DAY FOR 5 DAYS/WEEK AND ONE VISIT ON EACH WEEKEND DAY. | N | Y | ROYAL WATERWORKS, INC | 8900 NW 44 CT |  | CORAL SPRINGS | FL | 33065 |  | 9543449106 |  | GARY DEREMER | GARY DEREMER | 4939 CROSS BAYOU BLVD. |  | NEW PORT RICHEY | FL | 34652 |  | 7278488292 |  | INVESTOR | 4481 | 1000000 | 1384 | 2017-08-07 | 2020-06-04 | DC03 | 2000
4 | BROWARD | SED | darchacki@wiltonmanors.com | 4061574 | COMMUNITY | NO TREATMENT--CONSECUTIVE SYSTEMS ONLY | N | Y | WILTON MANORS, CITY OF | 2020 WILTON DRIVE |  | WILTON MANORS | FL | 33305 |  | 9543902190 |  | DAVID ARCHACKI | DAVID ARCHACKI | 2020 WILTON DRIVE |  | WILTON MANORS | FL | 33305 |  | 9543902190 |  | CITY | 11700 | 0 | 4287 | 2017-10-19 | 2019-10-03 | PC04 | 1000
4 | BROWARD | SED | tomartin@coconutcreek.net | 4061584 | COMMUNITY | NO TREATMENT--CONSECUTIVE SYSTEMS ONLY | N | Y | COCONUT CREEK, CITY OF | 4801 HILTON RD |  | COCONUT CREEK | FL | 33063 |  | 9549736782 |  |  | OSAMA ELSHAMI, PE, CFM | 5295 JOHNSON RD. |  | COCONUT CREEK | FL | 33073 |  | 9549736786 |  | CITY | 54000 | 0 | 11266 | 2018-05-09 | 2021-03-09 | PC05 | 2000
4 | BROWARD | SED | ANTHONYL@TAMARAC.ORG | 4061593 | COMMUNITY | NO TREATMENT--CONSECUTIVE SYSTEMS ONLY | N | Y | TAMARAC (EAST), CITY OF | 10101 STATE STREET |  | TAMARAC | FL | 33321 |  | 9545973775 |  | ANTHONY LICATA | JACK STRAIN | 10101 STATE ST. |  | TAMARAC | FL | 33321 |  | 9547242425 |  | CITY | 2582 | 0 | 1115 | 2019-02-08 | 2021-10-20 | PC02 | 100
4 | BROWARD | SED | eneugaard@broward.org | 4061603 | NONTRANSIENT NONCOMMUNITY | NO TREATMENT--CONSECUTIVE SYSTEMS ONLY | N | Y | BROWARD CO PORT EVERGLADES DPT | 1850 ELLER DR |  | FORT LAUDERDALE | FL | 33316 |  | 9544680142 |  | ERIK NEUGAARD | [9 empty] | AUTHORITY/COMMISSION/DISTRICT | 3000 | 0 | 68 | 2018-02-07 | 2019-07-03 | NTNC | 100
4 | BROWARD | SED | RENUKA_MOHAMMED@davie-fl.gov | 4061925 | COMMUNITY | NO TREATMENT--CONSECUTIVE SYSTEMS ONLY | N | Y | DAVIE (HACIENDA VILLAGE) | 7351 SW 30 ST |  | DAVIE | FL | 33314 |  | 9543273748 |  | RENUKA MOHAMMED | TOWN OF DAVIE | 7351 SW 30TH STREET |  | DAVIE | FL | 33314 |  | 9543273748 |  | MUNICIPALITY | 1000 | 1 | 51 | 2017-12-28 | 2021-07-16 | PC02 | 100
4 | BROWARD | SED | parklandutilitie@bellsouth.net | 4061957 | COMMUNITY | CONVENTIONAL FILTRATION (COAGULATION, FLOCCULATION, SEDIMENTATION, AND FILTRATION); DIRECT FILTRATION, (COAGULATION AND FILTRATION); OR LIME SOFTENING. THE LEAD/CHIEF OPERATOR MUST BE CLASS C OR HIGHER. 0.3 MGD UP TO 1.0 MGD STAFFING BY CLASS C OR HIGHER OPERATOR: 6 HOURS/DAY FOR 5 DAYS/WEEK AND ONE VISIT ON EACH WEEKEND DAY. 0.1 MGD UP TO 0.3 MGD STAFFING BY CLASS C OR HIGHER OPERATOR: 3 HOURS/DAY FOR 5 DAYS/WEEK AND ONE VISIT ON EACH WEEKEND DAY. LESS THAN 0.1 MGD STAFFING BY CLASS C OR HIGHER OPERATOR: 2 HOURS/DAY FOR 5 DAYS/WEEK AND ONE VISIT ON EACH WEEKEND DAY. | N | Y | PARKLAND UTILITIES INC | 8001 PARKSIDE DRIVE |  | PARKLAND | FL | 33067 |  | 9545282091 |  | MIKE BERGEN | RON NUNES | 8001 PARKSIDE DRIVE |  | PARKLAND | FL | 33067 |  | 9547537902 |  | INVESTOR | 2590 | 576000 | 789 | 2018-06-18 | 2020-08-04 | DC04 | 1000
4 | BROWARD | SED | TPetrides@cityofsunrise.org | 4064326 | COMMUNITY | MEMBRANE PROCESSES, INCLUDING ELECTRODIALYSIS, ELECTRODIALYSIS REVERSAL, MICROFILTRATION, ULTRAFILTRATION, NANOFILTRATION, AND REVERSE OSMOSIS. THE LEAD/CHIEF OPERATOR MUST BE CLASS C OR HIGHER. 0.5 MGD UP TO 1.0 MGD-STAFFING BY CLASS C OR HIGHER OPERATOR: 6 HOURS/DAY FOR 5 DAYS/WEEK AND ONE VISIT ON EACH WEEKEND DAY. 0.1 MGD UP TO 0.5 MGD-STAFFING BY CLASS C OR HIGHER OPERATOR: 3 HOURS/DAY FOR 5 DAYS/WEEK AND ONE VISIT ON EACH WEEKEND DAY. LESS THAN 0.1 MGD-STAFFING BY CLASS C OR HIGHER OPERATOR: 1 HOUR/DAY FOR 5 DAYS/WEEK AND ONE VISIT ON EACH WEEKEND DAY. | N | Y | SUNRISE SOUTHWEST | 15400 WATERMILL ROAD 2.0 |  | FORT LAUDERDALE | FL | 33331 |  | 9544346900 |  | HUGO ALAGIC | TED PETRIDES | 777 SAWGRASS CORPORATE PARKWAY |  | SUNRISE | FL | 33325 |  | 9548467400 |  | MUNICIPALITY | 10750 | 2000000 | 2702 | 2018-01-21 | 2021-07-01 | DC03 | 2000
4 | BROWARD | SED | RODC@NSIDFL.gov | 4064390 | COMMUNITY | CONVENTIONAL FILTRATION (COAGULATION, FLOCCULATION, SEDIMENTATION, AND FILTRATION); DIRECT FILTRATION, (COAGULATION AND FILTRATION); OR LIME SOFTENING 5.0 MGD AND ABOVE. STAFFING BY CLASS C OR HIGHER OPERATOR: 24 HOURS/DAY FOR 7 DAYS/WEEK. THE LEAD/CHIEF OPERATOR MUST BE CLASS A. | N | Y | NORTH SPRINGS IMPROVEMENT DISTRICT | 9700 NW 52 ST |  | CORAL SPRINGS | FL | 33076 |  | 9547966628 |  | ROD COLON | ROD COLON | 9700 NW 52 ST. |  | CORAL SPRINGS | FL | 33076 |  | 9547966628 |  | AUTHORITY/COMMISSION/DISTRICT | 37371 | 6800000 | 14596 | 2019-11-07 | 2019-03-06 | DC02 | 4000
4 | BROWARD | SED | amontano.jcs@gmail.com | 4064395 | NONCOMMUNITY | CHLORINATION; AERATION FOR REMOVAL OF ANY SECONDARY CONTAMINANT, SULFIDE, OR ANY UNREGULATED CONTAMINANT; CORROSION CONTROL INHIBITOR ADDITION; HYPOCHLORINATION; IRON OR MANGANESE SEQUESTRATION; OR ULTRAVIOLET RADIATION. THE LEAD/CHIEF OPERATOR MUST BE CLASS D OR HIGHER. 50,000 GPD UP TO 0.25 MGD-STAFFING BY CLASS D OR HIGHER OPERATOR: 3 VISITS/WEEK ON NONCONSECUTIVE DAYS FOR A TOTAL OF 0.3 HOUR/WEEK. LESS THAN 50,000 GPD-STAFFING BY A CLASS D OR HIGHER OPERATOR: 2 VISITS/WEEK ON NONCONSECUTIVE DAYS FOR A TOTAL OF 0.2 HOUR/WEEK. THERE SHALL BE NO MORE THAN 5 DAYS BETWEEN THE LAST VISIT IN ONE WEEK AND THE FIRST VISIT IN THE NEXT WEEK. | N | Y | IGLESIA BAUTISTA WEST BROWARD | 18500 GRIFFIN ROAD |  | SOUTHWEST RANCHES | FL | 33332 |  | 9542983195 |  | DAVID GONZALEZ | [9 empty] | OTHER | 70 | 28800 | 1 | 2018-05-04 | 2020-06-30 | NC01 | 50
4 | BROWARD | SED | nmehanqed@yahoo.com | 4064400 | NONCOMMUNITY | CHLORINATION; AERATION FOR REMOVAL OF ANY SECONDARY CONTAMINANT, SULFIDE, OR ANY UNREGULATED CONTAMINANT; CORROSION CONTROL INHIBITOR ADDITION; HYPOCHLORINATION; IRON OR MANGANESE SEQUESTRATION; OR ULTRAVIOLET RADIATION. THE LEAD/CHIEF OPERATOR MUST BE CLASS D OR HIGHER. 50,000 GPD UP TO 0.25 MGD-STAFFING BY CLASS D OR HIGHER OPERATOR: 3 VISITS/WEEK ON NONCONSECUTIVE DAYS FOR A TOTAL OF 0.3 HOUR/WEEK. LESS THAN 50,000 GPD-STAFFING BY A CLASS D OR HIGHER OPERATOR: 2 VISITS/WEEK ON NONCONSECUTIVE DAYS FOR A TOTAL OF 0.2 HOUR/WEEK. THERE SHALL BE NO MORE THAN 5 DAYS BETWEEN THE LAST VISIT IN ONE WEEK AND THE FIRST VISIT IN THE NEXT WEEK. | N | Y | COMMUNITY WORSHIP CENTER | 13010 W. GRIFFIN ROAD |  | FT. LAUDERDALE | FL | 33330 |  | 9542528802 |  | NAVEEN MEHAN | S. FL. HINDU TEMPLE INC. | 13010 GRIFFIN ROAD |  | SOUTHWEST RANCHES | FL | 33330 |  | 9542528802 |  | OTHER | 350 | 28800 | 1 | 2018-04-28 | 2020-04-22 | NC01 | 50
4 | BROWARD | SED | sluongo@southwestranches.org | 4064402 | NONCOMMUNITY | CHLORINATION; AERATION FOR REMOVAL OF ANY SECONDARY CONTAMINANT, SULFIDE, OR ANY UNREGULATED CONTAMINANT; CORROSION CONTROL INHIBITOR ADDITION; HYPOCHLORINATION; IRON OR MANGANESE SEQUESTRATION; OR ULTRAVIOLET RADIATION. THE LEAD/CHIEF OPERATOR MUST BE CLASS D OR HIGHER. 50,000 GPD UP TO 0.25 MGD-STAFFING BY CLASS D OR HIGHER OPERATOR: 3 VISITS/WEEK ON NONCONSECUTIVE DAYS FOR A TOTAL OF 0.3 HOUR/WEEK. LESS THAN 50,000 GPD-STAFFING BY A CLASS D OR HIGHER OPERATOR: 2 VISITS/WEEK ON NONCONSECUTIVE DAYS FOR A TOTAL OF 0.2 HOUR/WEEK. THERE SHALL BE NO MORE THAN 5 DAYS BETWEEN THE LAST VISIT IN ONE WEEK AND THE FIRST VISIT IN THE NEXT WEEK. | N | Y | TOWN OF SW RANCHES/TOWN HALL | 13400 GRIFFIN ROAD |  | SOUTHWEST RANCHES | FL | 33330 |  | 9544345252 |  | ROD LEY | ANDY BERNS | 13400 GRIFFIN ROAD |  | SOUTHWEST RANCHES | FL | 33330 |  | 9543437476 |  | OTHER | 25 | 28800 | 1 | 2017-11-14 | 2021-10-21 | NC01 | 50
4 | BROWARD | SED | ademarco@dbiservices.com | 4064403 | NONCOMMUNITY | MEMBRANE PROCESSES, INCLUDING ELECTRODIALYSIS, ELECTRODIALYSIS REVERSAL, MICROFILTRATION, ULTRAFILTRATION, NANOFILTRATION, AND REVERSE OSMOSIS. THE LEAD/CHIEF OPERATOR MUST BE CLASS C OR HIGHER. 0.5 MGD UP TO 1.0 MGD-STAFFING BY CLASS C OR HIGHER OPERATOR: 6 HOURS/DAY FOR 5 DAYS/WEEK AND ONE VISIT ON EACH WEEKEND DAY. 0.1 MGD UP TO 0.5 MGD-STAFFING BY CLASS C OR HIGHER OPERATOR: 3 HOURS/DAY FOR 5 DAYS/WEEK AND ONE VISIT ON EACH WEEKEND DAY. LESS THAN 0.1 MGD-STAFFING BY CLASS C OR HIGHER OPERATOR: 1 HOUR/DAY FOR 5 DAYS/WEEK AND ONE VISIT ON EACH WEEKEND DAY. | N | Y | I-75 REST AREA | I-75 MILE MARKER 35, ALLIGATOR ALLEY |  | FT. LAUDERDALE | FL | 33332 |  | 9545533817 |  | ALEX DEMARCO | DALILA BURGETT | 5548 NW NINTH AVE. |  | FT. LAUDERDALE | FL | 33309 |  | 9549587633 |  | OTHER | 50 | 25000 | 2 | 2018-03-12 | 2019-03-04 | NC01 | 50
4 | BROWARD | SED | tkow123@bellsouth.net; Tkowalczyk83@yahoo.com | 4064404 | NONCOMMUNITY | MEMBRANE PROCESSES, INCLUDING ELECTRODIALYSIS, ELECTRODIALYSIS REVERSAL, MICROFILTRATION, ULTRAFILTRATION, NANOFILTRATION, AND REVERSE OSMOSIS. THE LEAD/CHIEF OPERATOR MUST BE CLASS C OR HIGHER. 0.5 MGD UP TO 1.0 MGD-STAFFING BY CLASS C OR HIGHER OPERATOR: 6 HOURS/DAY FOR 5 DAYS/WEEK AND ONE VISIT ON EACH WEEKEND DAY. 0.1 MGD UP TO 0.5 MGD-STAFFING BY CLASS C OR HIGHER OPERATOR: 3 HOURS/DAY FOR 5 DAYS/WEEK AND ONE VISIT ON EACH WEEKEND DAY. LESS THAN 0.1 MGD-STAFFING BY CLASS C OR HIGHER OPERATOR: 1 HOUR/DAY FOR 5 DAYS/WEEK AND ONE VISIT ON EACH WEEKEND DAY. | N | Y | WESTON SPANISH CONGREGATION OF JEHOVA'S | 4601 SW 164 TERRACE |  | FT LAUDERDALE | FL | 33331 |  | 9548154451 |  | THOMAS KOWALCZYK | PINES WEST CONGREGATION OF JEHOVAH'S WIT | 18161 SOUTH WEST 33RD ST |  | MIRAMAR | FL | 33329 |  | 9548154451 |  | TRUST/COOPERATIVE | 50 | 28800 | 1 | 2017-12-05 | 2019-01-15 | NC01 | 50
4 | BROWARD | SED | bsalerno@thiscd.org | 4064409 | COMMUNITY | NO TREATMENT--CONSECUTIVE SYSTEMS ONLY | N | N | FERN CREST EAST | 3015 SW 54 AVENUE |  | DAVIE | FL | 33314 |  | 9545878833 |  | ROBERT SALERNO | ROBERT SALERNO | 3015 SW 54 AVE. |  | DAVIE | FL | 33314 |  | 9545878833 |  | INVESTOR | 115 | 0 | 58 | 2016-02-18 | 2020-05-12 | PC01 | 50
4 | BROWARD | SED | MIAMI@SJOMANNSKIRKEN.NO; H2O@COMPLETEWATERSYSTEMS.NET | 4064410 | NONCOMMUNITY | AERATION FOR REMOVAL OF ANY PRIMARY CONTAMINANT; ALKALINITY/PH ADJUSTMENT; CHLORAMIN ATION; CHLORINE DIOXIDE FOR OXIDATION OR DISINFECTION; FLUORIDATION; ION EXCHANGE FOR REMOVAL OF ANY SECONDARY CONTAMINANT, SULFIDE, OR ANY UNREGULATED CONTAMINANT; OR OZONATION LESS THAN 0.1 MGD. STAFFING BY A CLASS D OR HIGHER OPERATOR: 3 VISITS/WEEK ON NONCONSECUTIVE DAYS FOR A TOTAL OF 0.6 HOUR/WEEK. THE LEAD/CHIEF OPERATOR MUST BE CLASS D OR HIGHER. | N | Y | NORWEGIAN SEAMEN'S CHURCH, INC. | 2950 S FLAMINGO ROAD |  | DAVIE | FL | 33330 |  | 9546521341 |  | AUDUN NORMAN | [9 empty] | TRUST/COOPERATIVE | 25 | 17280 | 3 | 2018-05-31 | 2018-05-22 | NC01 | 50
4 | BROWARD | SED | SLUONGO@SOUTHWESTRANCHES.ORG | 4064413 | NONCOMMUNITY | CHLORINATION; AERATION FOR REMOVAL OF ANY SECONDARY CONTAMINANT, SULFIDE, OR ANY UNREGULATED CONTAMINANT; CORROSION CONTROL INHIBITOR ADDITION; HYPOCHLORINATION; IRON OR MANGANESE SEQUESTRATION; OR ULTRAVIOLET RADIATION. THE LEAD/CHIEF OPERATOR MUST BE CLASS D OR HIGHER. 50,000 GPD UP TO 0.25 MGD-STAFFING BY CLASS D OR HIGHER OPERATOR: 3 VISITS/WEEK ON NONCONSECUTIVE DAYS FOR A TOTAL OF 0.3 HOUR/WEEK. LESS THAN 50,000 GPD-STAFFING BY A CLASS D OR HIGHER OPERATOR: 2 VISITS/WEEK ON NONCONSECUTIVE DAYS FOR A TOTAL OF 0.2 HOUR/WEEK. THERE SHALL BE NO MORE THAN 5 DAYS BETWEEN THE LAST VISIT IN ONE WEEK AND THE FIRST VISIT IN THE NEXT WEEK. | N | Y | TOWN OF SW RANCHES ROLLING OAK BARN | 5600 SW 178 AVE |  | SOUTHWEST RANCHES | FL | 33330 |  | 9544340008 |  | MELINDA STRINGER | ANDY BERNS | 13400 GRIFFIN RD |  | SOUTHWEST RANCHES | FL | 33330 |  | 9543437444 |  | MUNICIPALITY | 25 | 23040 | 1 | 2017-10-10 | 2021-10-21 | NC01 | 50
4 | BROWARD | SED | MSTRINGER@SOUTHWESTRANCHES.ORG | 4064414 | NONCOMMUNITY | CHLORINATION; AERATION FOR REMOVAL OF ANY SECONDARY CONTAMINANT, SULFIDE, OR ANY UNREGULATED CONTAMINANT; CORROSION CONTROL INHIBITOR ADDITION; HYPOCHLORINATION; IRON OR MANGANESE SEQUESTRATION; OR ULTRAVIOLET RADIATION. THE LEAD/CHIEF OPERATOR MUST BE CLASS D OR HIGHER. 50,000 GPD UP TO 0.25 MGD-STAFFING BY CLASS D OR HIGHER OPERATOR: 3 VISITS/WEEK ON NONCONSECUTIVE DAYS FOR A TOTAL OF 0.3 HOUR/WEEK. LESS THAN 50,000 GPD-STAFFING BY A CLASS D OR HIGHER OPERATOR: 2 VISITS/WEEK ON NONCONSECUTIVE DAYS FOR A TOTAL OF 0.2 HOUR/WEEK. THERE SHALL BE NO MORE THAN 5 DAYS BETWEEN THE LAST VISIT IN ONE WEEK AND THE FIRST VISIT IN THE NEXT WEEK. | N | Y | TOWN OF SW RANCHES COUNTRY ESTATES PARK | 18900 GRIFFIN RD |  | SOUTHWEST RANCHES | FL | 33330 |  | 9544340008 |  | MELINDA STRINGER | [9 empty] | MUNICIPALITY | 25 | 14256 | 1 | 2017-10-10 | 2021-10-21 | NC01 | 50
4 | BROWARD | SED | Keith_Pursell@davie-fl.gov | 4064415 | NONCOMMUNITY | CHLORINATION; AERATION FOR REMOVAL OF ANY SECONDARY CONTAMINANT, SULFIDE, OR ANY UNREGULATED CONTAMINANT; CORROSION CONTROL INHIBITOR ADDITION; HYPOCHLORINATION; IRON OR MANGANESE SEQUESTRATION; OR ULTRAVIOLET RADIATION. THE LEAD/CHIEF OPERATOR MUST BE CLASS D OR HIGHER. 50,000 GPD UP TO 0.25 MGD-STAFFING BY CLASS D OR HIGHER OPERATOR: 3 VISITS/WEEK ON NONCONSECUTIVE DAYS FOR A TOTAL OF 0.3 HOUR/WEEK. LESS THAN 50,000 GPD-STAFFING BY A CLASS D OR HIGHER OPERATOR: 2 VISITS/WEEK ON NONCONSECUTIVE DAYS FOR A TOTAL OF 0.2 HOUR/WEEK. THERE SHALL BE NO MORE THAN 5 DAYS BETWEEN THE LAST VISIT IN ONE WEEK AND THE FIRST VISIT IN THE NEXT WEEK. | N | Y | TOWN OF DAVIE- PEACEFUL RIDGE PARK | 3000 S FLAMINGO RD |  | DAVIE | FL | 33317 |  | 9547971191 |  | KEITH PURSELL | TOWN OF DAVIE | 6901 ORANGE DR |  | DAVIE | FL | 33314 |  | 9547971191 |  | MUNICIPALITY | 25 | 0 | 2 | 2018-06-15 | 2018-05-23 | NC01 | 50
4 | MIAMI-DADE | SEDA | gabrielacelesia@yahoo.com | 4130048 | NONCOMMUNITY | CHLORINATION; AERATION FOR REMOVAL OF ANY SECONDARY CONTAMINANT, SULFIDE, OR ANY UNREGULATED CONTAMINANT; CORROSION CONTROL INHIBITOR ADDITION; HYPOCHLORINATION; IRON OR MANGANESE SEQUESTRATION; OR ULTRAVIOLET RADIATION. THE LEAD/CHIEF OPERATOR MUST BE CLASS D OR HIGHER. 50,000 GPD UP TO 0.25 MGD-STAFFING BY CLASS D OR HIGHER OPERATOR: 3 VISITS/WEEK ON NONCONSECUTIVE DAYS FOR A TOTAL OF 0.3 HOUR/WEEK. LESS THAN 50,000 GPD-STAFFING BY A CLASS D OR HIGHER OPERATOR: 2 VISITS/WEEK ON NONCONSECUTIVE DAYS FOR A TOTAL OF 0.2 HOUR/WEEK. THERE SHALL BE NO MORE THAN 5 DAYS BETWEEN THE LAST VISIT IN ONE WEEK AND THE FIRST VISIT IN THE NEXT WEEK. | N | Y | LAS MERCEDES ENTERPRISE, INC. | 15730 SW 232 STREET |  | MIAMI | FL | 33170 |  | 3052486167 |  |  | ROGELIO PEREZ | 5001 SW 68 AVENUE |  | MIAMI | FL | 33155 |  | 3052486167 |  | INVESTOR | 35 | 8000 | 1 | 2021-05-18 | 2018-11-02 | NC01 | 50
4 | MIAMI-DADE | SEDA | beninawhitewinesauce@hotmail.com | 4130053 | NONCOMMUNITY | CHLORINATION; AERATION FOR REMOVAL OF ANY SECONDARY CONTAMINANT, SULFIDE, OR ANY UNREGULATED CONTAMINANT; CORROSION CONTROL INHIBITOR ADDITION; HYPOCHLORINATION; IRON OR MANGANESE SEQUESTRATION; OR ULTRAVIOLET RADIATION. THE LEAD/CHIEF OPERATOR MUST BE CLASS D OR HIGHER. 50,000 GPD UP TO 0.25 MGD-STAFFING BY CLASS D OR HIGHER OPERATOR: 3 VISITS/WEEK ON NONCONSECUTIVE DAYS FOR A TOTAL OF 0.3 HOUR/WEEK. LESS THAN 50,000 GPD-STAFFING BY A CLASS D OR HIGHER OPERATOR: 2 VISITS/WEEK ON NONCONSECUTIVE DAYS FOR A TOTAL OF 0.2 HOUR/WEEK. THERE SHALL BE NO MORE THAN 5 DAYS BETWEEN THE LAST VISIT IN ONE WEEK AND THE FIRST VISIT IN THE NEXT WEEK. | N | Y | OLD CUTLER BAIT AND TACKLE | 20264 OLD CUTLER ROAD |  | MIAMI | FL | 33189 |  | 3052330848 |  | JACK FRASER | [9 empty] | INVESTOR | 50 | 28000 | 1 | 2021-05-04 | 2018-08-17 | NC01 | 50
4 | MIAMI-DADE | SEDA | malvarez@balharbourfl.gov | 4130077 | COMMUNITY | NO TREATMENT--CONSECUTIVE SYSTEMS ONLY | N | Y | BAL HARBOUR VILLAGE | 655 96TH ST |  | BAL HARBOUR | FL | 33154 |  | 3058664633 |  |  | GABRIEL GROISMAN | [6 empty] | 3058664633 |  | MUNICIPALITY | 3059 | 0 | 450 | 2021-12-14 | 2019-07-08 | PC02 | 100
4 | MIAMI-DADE | SEDA | darmstrong@bayharborislands-fl.gov | 4130089 | COMMUNITY | NO TREATMENT--CONSECUTIVE SYSTEMS ONLY | N | Y | BAY HARBOR ISLANDS, TOWN OF | 9665 BAY HARBOR TERRACE |  | BAY HARBOR ISLANDS | FL | 33154 |  | 3058666241 |  | DOUGLAS ARMSTRONG | [9 empty] | MUNICIPALITY | 5861 | 0 | 695 | 2021-12-14 | 2019-12-31 | PC03 | 500
4 | MIAMI-DADE | SEDA | maryo@brookstropicals.com | 4130159 | NONCOMMUNITY | CHLORINATION; AERATION FOR REMOVAL OF ANY SECONDARY CONTAMINANT, SULFIDE, OR ANY UNREGULATED CONTAMINANT; CORROSION CONTROL INHIBITOR ADDITION; HYPOCHLORINATION; IRON OR MANGANESE SEQUESTRATION; OR ULTRAVIOLET RADIATION. THE LEAD/CHIEF OPERATOR MUST BE CLASS D OR HIGHER. 50,000 GPD UP TO 0.25 MGD-STAFFING BY CLASS D OR HIGHER OPERATOR: 3 VISITS/WEEK ON NONCONSECUTIVE DAYS FOR A TOTAL OF 0.3 HOUR/WEEK. LESS THAN 50,000 GPD-STAFFING BY A CLASS D OR HIGHER OPERATOR: 2 VISITS/WEEK ON NONCONSECUTIVE DAYS FOR A TOTAL OF 0.2 HOUR/WEEK. THERE SHALL BE NO MORE THAN 5 DAYS BETWEEN THE LAST VISIT IN ONE WEEK AND THE FIRST VISIT IN THE NEXT WEEK. | N | Y | BROOKS (J R) & SON | 18400-50 SW 256 STREET |  | HOMESTEAD | FL | 33031 |  | 3052473544 |  | BILLY PRITCHETT | NEIL PALMER BROOKS | P O DRAWER #9 |  | HOMESTEAD | FL | 33030 |  | 3052473544 |  | INVESTOR | 200 | 80000 | 6 | 2021-03-18 | 2018-03-20 | NC01 | 50
4 | MIAMI-DADE | SEDA | waterplant@floridacityfl.gov | 4130255 | COMMUNITY | AERATION FOR REMOVAL OF ANY PRIMARY CONTAMINANT; ALKALINITY/PH ADJUSTMENT; CHLORAMIN ATION; CHLORINE DIOXIDE FOR OXIDATION OR DISINFECTION; FLUORIDATION; ION EXCHANGE FOR REMOVAL OF ANY SECONDARY CONTAMINANT, SULFIDE, OR ANY UNREGULATED CONTAMINANT; OR OZONATION. THE LEAD/CHIEF OPERATOR MUST BE CLASS C OR HIGHER. 5.0 MGD UP TO 10 MGD-STAFFING BY CLASS C OR HIGHER OPERATOR: 6 HOURS/DAY FOR 5 DAYS/WEEK AND ONE VISIT ON EACH WEEKEND DAY. 3.0 MGD UP TO 5.0 MGD-STAFFING BY CLASS C OR HIGHER OPERATOR: 3 HOURS/DAY FOR 5 DAYS/WEEK AND ONE VISIT ON EACH WEEKEND DAY. 1.0 MGD UP TO 3.0 MGD-STAFFING BY CLASS C OR HIGHER OPERATOR: 1 HOUR/DAY FOR 5 DAYS/WEEK AND ONE VISIT ON EACH WEEKEND DAY. 0.1 MGD UP TO 1.0 MGD-STAFFING BY CLASS C OR HIGHER OPERATOR: 5 VISITS/WEEK AND ONE VISIT EACH WEEKEND FOR A TOTAL OF 1.2 HOURS/WEEK. | N | Y | FLORIDA CITY | 461 NW 6 AVENUE | MAIL: SEE PAGE 3 | FLORIDA CITY | FL | 33034 |  | 3052486855 |  | JOSE DELGADO | MAYOR OTIS T. WALLACE | 404 WEST PALM DRIVE |  | FLORIDA CITY | FL | 33034 |  | 3052486855 |  | MUNICIPALITY | 12000 | 4000000 | 3545 | 2020-12-01 | 2021-07-22 | DC03 | 2000
4 | MIAMI-DADE | SEDA |  | 4130320 | NONCOMMUNITY | CHLORINATION; AERATION FOR REMOVAL OF ANY SECONDARY CONTAMINANT, SULFIDE, OR ANY UNREGULATED CONTAMINANT; CORROSION CONTROL INHIBITOR ADDITION; HYPOCHLORINATION; IRON OR MANGANESE SEQUESTRATION; OR ULTRAVIOLET RADIATION. THE LEAD/CHIEF OPERATOR MUST BE CLASS D OR HIGHER. 50,000 GPD UP TO 0.25 MGD-STAFFING BY CLASS D OR HIGHER OPERATOR: 3 VISITS/WEEK ON NONCONSECUTIVE DAYS FOR A TOTAL OF 0.3 HOUR/WEEK. LESS THAN 50,000 GPD-STAFFING BY A CLASS D OR HIGHER OPERATOR: 2 VISITS/WEEK ON NONCONSECUTIVE DAYS FOR A TOTAL OF 0.2 HOUR/WEEK. THERE SHALL BE NO MORE THAN 5 DAYS BETWEEN THE LAST VISIT IN ONE WEEK AND THE FIRST VISIT IN THE NEXT WEEK. | N | Y | CAMP OWAISSA BAUER | 17001 SW 264 STREET |  | HOMESTEAD | FL | 33031 |  | 3052476016 |  | ALLAN WIZEL | MIAMI DADE COUNTY PARK & RECREATION DEPARTMENT. REGION 5 | 275 NW 2ND AVE |  | MIAMI | FL | 33128 |  | 3057667910 |  | MUNICIPALITY | 150 | 183000 | 10 | 2021-07-19 | 2021-08-26 | NC01 | 50
4 | MIAMI-DADE | SEDA | jdibenedetto@dadeschools.net | 4130322 | NONTRANSIENT NONCOMMUNITY | CHLORINATION; AERATION FOR REMOVAL OF ANY SECONDARY CONTAMINANT, SULFIDE, OR ANY UNREGULATED CONTAMINANT; CORROSION CONTROL INHIBITOR ADDITION; HYPOCHLORINATION; IRON OR MANGANESE SEQUESTRATION; OR ULTRAVIOLET RADIATION. THE LEAD/CHIEF OPERATOR MUST BE CLASS D OR HIGHER. 50,000 GPD UP TO 0.25 MGD-STAFFING BY CLASS D OR HIGHER OPERATOR: 3 VISITS/WEEK ON NONCONSECUTIVE DAYS FOR A TOTAL OF 0.3 HOUR/WEEK. LESS THAN 50,000 GPD-STAFFING BY A CLASS D OR HIGHER OPERATOR: 2 VISITS/WEEK ON NONCONSECUTIVE DAYS FOR A TOTAL OF 0.2 HOUR/WEEK. THERE SHALL BE NO MORE THAN 5 DAYS BETWEEN THE LAST VISIT IN ONE WEEK AND THE FIRST VISIT IN THE NEXT WEEK. | N | Y | REDLAND MIDDLE SCHOOL | 16001 SW 248 ST | FOR BILLING SEE CONTACT EUPHEMIA | HOMESTEAD | FL | 33031 |  | 3052476112 |  |  | MIAMI DADE COUNTY PUBLIC SCHOOLS | 12525 NW 28 AVENUE |  | MIAMI | FL | 33167 |  | 3059954910 |  | MUNICIPALITY | 1481 | 250000 | 2 | 2021-04-12 | 2019-12-06 | NTNC | 100
4 | MIAMI-DADE | SEDA | MROTTEVEEL@USWATERCORP.COM | 4130445 | NONTRANSIENT NONCOMMUNITY | CHLORINATION; AERATION FOR REMOVAL OF ANY SECONDARY CONTAMINANT, SULFIDE, OR ANY UNREGULATED CONTAMINANT; CORROSION CONTROL INHIBITOR ADDITION; HYPOCHLORINATION; IRON OR MANGANESE SEQUESTRATION; OR ULTRAVIOLET RADIATION. THE LEAD/CHIEF OPERATOR MUST BE CLASS D OR HIGHER. 50,000 GPD UP TO 0.25 MGD-STAFFING BY CLASS D OR HIGHER OPERATOR: 3 VISITS/WEEK ON NONCONSECUTIVE DAYS FOR A TOTAL OF 0.3 HOUR/WEEK. LESS THAN 50,000 GPD-STAFFING BY A CLASS D OR HIGHER OPERATOR: 2 VISITS/WEEK ON NONCONSECUTIVE DAYS FOR A TOTAL OF 0.2 HOUR/WEEK. THERE SHALL BE NO MORE THAN 5 DAYS BETWEEN THE LAST VISIT IN ONE WEEK AND THE FIRST VISIT IN THE NEXT WEEK. | N | Y | TROPICAL RESEARCH & EDUCATION CENTER | 18905 SW 280 STREET | MAILTO: SEE EDITOR. | HOMESTEAD | FL | 33031 |  | 3052467001 |  |  | TIITF/EDUC UNIV FLA EXP STATION | 3900 COMMONWEALTH BLVD |  | TALLAHASSEE | FL | 32399 |  | 3052467001 |  | STATE | 100 | 82190 | 20 | 2021-02-26 | 2020-03-11 | NTNC | 100
4 | MIAMI-DADE | SEDA |  | 4130496 | NONCOMMUNITY | CHLORINATION; AERATION FOR REMOVAL OF ANY SECONDARY CONTAMINANT, SULFIDE, OR ANY UNREGULATED CONTAMINANT; CORROSION CONTROL INHIBITOR ADDITION; HYPOCHLORINATION; IRON OR MANGANESE SEQUESTRATION; OR ULTRAVIOLET RADIATION. THE LEAD/CHIEF OPERATOR MUST BE CLASS D OR HIGHER. 50,000 GPD UP TO 0.25 MGD-STAFFING BY CLASS D OR HIGHER OPERATOR: 3 VISITS/WEEK ON NONCONSECUTIVE DAYS FOR A TOTAL OF 0.3 HOUR/WEEK. LESS THAN 50,000 GPD-STAFFING BY A CLASS D OR HIGHER OPERATOR: 2 VISITS/WEEK ON NONCONSECUTIVE DAYS FOR A TOTAL OF 0.2 HOUR/WEEK. THERE SHALL BE NO MORE THAN 5 DAYS BETWEEN THE LAST VISIT IN ONE WEEK AND THE FIRST VISIT IN THE NEXT WEEK. | N | Y | FRANKSHER BUILDING | 9300 SOUTH DIXIE HIGHWAY |  | MIAMI | FL | 33156 |  | 3052350932 |  | JACKIE MU | SERGE INVESTMENTS | 11955 SW 66 AVE |  | MIAMI | FL | 33156 |  | 3056654693 |  | INVESTOR | 25 | 64000 | 10 | 2021-04-23 | 2018-09-14 | NC01 | 50
4 | MIAMI-DADE | SEDA | MROTTEVEEL@USWATERCORP.COM | 4130588 | COMMUNITY | CHLORINATION; AERATION FOR REMOVAL OF ANY SECONDARY CONTAMINANT, SULFIDE, OR ANY UNREGULATED CONTAMINANT; CORROSION CONTROL INHIBITOR ADDITION; HYPOCHLORINATION; IRON OR MANGANESE SEQUESTRATION; OR ULTRAVIOLET RADIATION. THE LEAD/CHIEF OPERATOR MUST BE CLASS C OR HIGHER. 5.0 MGD AND ABOVE-STAFFING BY CLASS C OR HIGHER OPERATOR: 6 HOURS/DAY FOR 5 DAYS/WEEK AND ONE VISIT ON EACH WEEKEND DAY. 3.0 MGD UP TO 5.0 MGD-STAFFING BY CLASS C OR HIGHER OPERATOR: 1 HOUR/DAY FOR 5 DAYS/WEEK AND ONE VISIT ON EACH WEEKEND DAY. 0.25 MGD UP TO 3.0 MGD-STAFFING BY CLASS C OR HIGHER OPERATOR: 5 VISITS/WEEK AND ONE VISIT EACH WEEKEND FOR A TOTAL OF 0.6 HOUR/WEEK. | N | Y | REDLANDS MOBILE HOME PARK | 17360 S.W. 232 STREET |  | MIAMI | FL | 33170 |  | 3052477707 |  | GARY SANDELIER | GARY SANDELIER | 227 N 28 AVENUE |  | HOLLYWOOD | FL | 33020 |  | 9549227408 |  | INVESTOR | 160 | 100000 | 40 | 2021-04-12 | 2019-12-10 | DC05 | 500
4 | MIAMI-DADE | SEDA | AVIDAL@HIALEAHFL.GOV | 4130604 | COMMUNITY | MEMBRANE PROCESSES, INCLUDING ELECTRODIALYSIS, ELECTRODIALYSIS REVERSAL, MICROFILTRATION, ULTRAFILTRATION, NANOFILTRATION, AND REVERSE OSMOSIS 6.5 MGD AND ABOVE. STAFFING BY CLASS C OR HIGHER OPERATOR: 24 HOURS/DAY FOR 7 DAYS/WEEK. THE LEAD/CHIEF OPERATOR MUST BE CLASS A. | N | Y | HIALEAH, CITY OF | 3700 W 4TH AVE |  | HIALEAH | FL | 33012 |  | 3055563800 |  | ARMANDO VIDAL, PE | [9 empty] | MUNICIPALITY | 240000 | 20000000 | 54000 | 2020-12-11 | 2021-12-17 | DC01 | 6000
4 | MIAMI-DADE | SEDA | egonzalez@cityofhomestead.com | 4130645 | COMMUNITY | CHLORINATION; AERATION FOR REMOVAL OF ANY SECONDARY CONTAMINANT, SULFIDE, OR ANY UNREGULATED CONTAMINANT; CORROSION CONTROL INHIBITOR ADDITION; HYPOCHLORINATION; IRON OR MANGANESE SEQUESTRATION; OR ULTRAVIOLET RADIATION. THE LEAD/CHIEF OPERATOR MUST BE CLASS C OR HIGHER. 5.0 MGD AND ABOVE-STAFFING BY CLASS C OR HIGHER OPERATOR: 6 HOURS/DAY FOR 5 DAYS/WEEK AND ONE VISIT ON EACH WEEKEND DAY. 3.0 MGD UP TO 5.0 MGD-STAFFING BY CLASS C OR HIGHER OPERATOR: 1 HOUR/DAY FOR 5 DAYS/WEEK AND ONE VISIT ON EACH WEEKEND DAY. 0.25 MGD UP TO 3.0 MGD-STAFFING BY CLASS C OR HIGHER OPERATOR: 5 VISITS/WEEK AND ONE VISIT EACH WEEKEND FOR A TOTAL OF 0.6 HOUR/WEEK. | N | Y | HOMESTEAD, CITY OF | 505 NW 9 ST. EMERGENCY: 305-247-4116 | (786)367-5501 CELL | HOMESTEAD | FL | 33030 |  | 3052244790 |  |  | RICK STAUTS | 790 NORTH HOMESTEAD BLVD |  | HOMESTEAD | FL | 33030 |  | 3052244401 |  | MUNICIPALITY | 68438 | 19200000 | 19909 | 2020-12-22 | 2021-11-04 | DC01 | 6000
4 | MIAMI-DADE | SEDA | MLIMA@ICV-FL.ORG | 4130662 | COMMUNITY | NO TREATMENT--CONSECUTIVE SYSTEMS ONLY | N | Y | INDIAN CREEK VILLAGE | 50 INDIAN CREEK DRIVE |  | MIAMI BEACH | FL | 33154 |  | 3058654121 |  | MARILANE LIMA | [9 empty] | MUNICIPALITY | 44 | 0 | 63 | 2021-08-23 | 2019-12-31 | PC01 | 50
4 | MIAMI-DADE | SEDA | rhiggins@uswatercorp.net | 4130721 | NONCOMMUNITY | CHLORINATION; AERATION FOR REMOVAL OF ANY SECONDARY CONTAMINANT, SULFIDE, OR ANY UNREGULATED CONTAMINANT; CORROSION CONTROL INHIBITOR ADDITION; HYPOCHLORINATION; IRON OR MANGANESE SEQUESTRATION; OR ULTRAVIOLET RADIATION. THE LEAD/CHIEF OPERATOR MUST BE CLASS D OR HIGHER. 50,000 GPD UP TO 0.25 MGD-STAFFING BY CLASS D OR HIGHER OPERATOR: 3 VISITS/WEEK ON NONCONSECUTIVE DAYS FOR A TOTAL OF 0.3 HOUR/WEEK. LESS THAN 50,000 GPD-STAFFING BY A CLASS D OR HIGHER OPERATOR: 2 VISITS/WEEK ON NONCONSECUTIVE DAYS FOR A TOTAL OF 0.2 HOUR/WEEK. THERE SHALL BE NO MORE THAN 5 DAYS BETWEEN THE LAST VISIT IN ONE WEEK AND THE FIRST VISIT IN THE NEXT WEEK. | N | Y | MIAMI EVERGLADES CAMPGROUND | 20675 SW 162 AVENUE |  | MIAMI | FL | 33187 |  | 8453568390 |  |  | MHC MIAMI EVERGLADES , LLC | 5100 LEMON STREET, SUITE 109 |  | TAMPA | FL | 33609 |  | 8132825934 |  | INVESTOR | 560 | 122000 | 350 | 2021-04-16 | 2019-08-06 | NC01 | 50
4 | MIAMI-DADE | SEDA | nickshingala@yahoo.com | 4130793 | NONCOMMUNITY | CLASS D OPERATOR NOT ALLOWED FOR CATEGORY 3 PLANT | N | Y | DELUXE MOTEL | 28475 SOUTH DIXIE HIGHWAY |  | HOMESTEAD | FL | 33033 |  | 3052485622 |  | SHINGALA NARSI | MINAXI PATEL | 28475 SOUTH DIXIE HIGHWAY |  | HOMESTEAD | FL | 33033 |  | 3052485622 |  | INVESTOR | 50 | 46000 | 20 | 2021-05-19 | 2018-02-23 | NC01 | 50
4 | MIAMI-DADE | SEDA | mjatmacks@aol.com | 4130833 | COMMUNITY | CHLORINATION; AERATION FOR REMOVAL OF ANY SECONDARY CONTAMINANT, SULFIDE, OR ANY UNREGULATED CONTAMINANT; CORROSION CONTROL INHIBITOR ADDITION; HYPOCHLORINATION; IRON OR MANGANESE SEQUESTRATION; OR ULTRAVIOLET RADIATION. THE LEAD/CHIEF OPERATOR MUST BE CLASS D OR HIGHER. 50,000 GPD UP TO 0.25 MGD-STAFFING BY CLASS D OR HIGHER OPERATOR: 3 VISITS/WEEK ON NONCONSECUTIVE DAYS FOR A TOTAL OF 0.3 HOUR/WEEK. LESS THAN 50,000 GPD-STAFFING BY A CLASS D OR HIGHER OPERATOR: 2 VISITS/WEEK ON NONCONSECUTIVE DAYS FOR A TOTAL OF 0.2 HOUR/WEEK. THERE SHALL BE NO MORE THAN 5 DAYS BETWEEN THE LAST VISIT IN ONE WEEK AND THE FIRST VISIT IN THE NEXT WEEK. | N | Y | JONES' TRAILER PARK | 14601 NW 185TH STREET, #11 |  | MIAMI | FL | 33016 |  | 9545367400 |  |  | MARSHALL JONES | P.O. BOX297678 |  | HOLLYWOOD | FL | 33029 |  | 9545367400 |  | INVESTOR | 100 | 100000 | 60 | 2021-05-04 | 2019-12-26 | DC051 | 100
4 | MIAMI-DADE | SEDA | FRANCISCO.MARTINEZ2@MIAMIDADE.GOV | 4130871 | COMMUNITY | CONVENTIONAL FILTRATION (COAGULATION, FLOCCULATION, SEDIMENTATION, AND FILTRATION); DIRECT FILTRATION, (COAGULATION AND FILTRATION); OR LIME SOFTENING 5.0 MGD AND ABOVE. STAFFING BY CLASS C OR HIGHER OPERATOR: 24 HOURS/DAY FOR 7 DAYS/WEEK. THE LEAD/CHIEF OPERATOR MUST BE CLASS A. | N | Y | MDWASA - MAIN SYSTEM | 3071 SW 38 AVENUE |  | MIAMI | FL | 33146 | 0 | 7865528086 |  | PABLO VILLAFANE | MDWASD | 3071 SW 38 AVENUE |  | MIAMI | FL | 33146 |  | 7865528112 |  | MUNICIPALITY | 2300000 | 439000000 | 560000 | 2021-12-28 | 2020-12-29 | DC01 | 6000
4 | MIAMI-DADE | SEDA | robertsairsouth@gmail.com | 4130891 | NONCOMMUNITY | AERATION FOR REMOVAL OF ANY PRIMARY CONTAMINANT; ALKALINITY/PH ADJUSTMENT; CHLORAMIN ATION; CHLORINE DIOXIDE FOR OXIDATION OR DISINFECTION; FLUORIDATION; ION EXCHANGE FOR REMOVAL OF ANY SECONDARY CONTAMINANT, SULFIDE, OR ANY UNREGULATED CONTAMINANT; OR OZONATION LESS THAN 0.1 MGD. STAFFING BY A CLASS D OR HIGHER OPERATOR: 3 VISITS/WEEK ON NONCONSECUTIVE DAYS FOR A TOTAL OF 0.6 HOUR/WEEK. THE LEAD/CHIEF OPERATOR MUST BE CLASS D OR HIGHER. | N | Y | ROBERTS AIR | 28701 SW 219 AVENUE | SEE PAGE 3 FOR BILLING | HOMESTEAD | FL | 33030 |  | 3052460179 |  | JOHN ROBERTS | JOHN ROBERTS | 28700 SW 217 AVENUE |  | HOMESTEAD | FL | 33030 |  | 3052474884 |  | MUNICIPALITY | 25 | 28000 | 1 | 2021-05-25 | 2020-03-04 | NC01 | 50
4 | MIAMI-DADE | SEDA | NWATSON@MIAMI-AIRPORT.COM | 4130893 | NONCOMMUNITY | CHLORINATION; AERATION FOR REMOVAL OF ANY SECONDARY CONTAMINANT, SULFIDE, OR ANY UNREGULATED CONTAMINANT; CORROSION CONTROL INHIBITOR ADDITION; HYPOCHLORINATION; IRON OR MANGANESE SEQUESTRATION; OR ULTRAVIOLET RADIATION. THE LEAD/CHIEF OPERATOR MUST BE CLASS D OR HIGHER. 50,000 GPD UP TO 0.25 MGD-STAFFING BY CLASS D OR HIGHER OPERATOR: 3 VISITS/WEEK ON NONCONSECUTIVE DAYS FOR A TOTAL OF 0.3 HOUR/WEEK. LESS THAN 50,000 GPD-STAFFING BY A CLASS D OR HIGHER OPERATOR: 2 VISITS/WEEK ON NONCONSECUTIVE DAYS FOR A TOTAL OF 0.2 HOUR/WEEK. THERE SHALL BE NO MORE THAN 5 DAYS BETWEEN THE LAST VISIT IN ONE WEEK AND THE FIRST VISIT IN THE NEXT WEEK. | N | Y | DADE HOMESTEAD GAA - ADMIN. | 28700 SW 217TH AVENUE | FOR BILLING SEE PAGE 3 | HOMESTEAD | FL | 33030 |  | 3052474883 |  | JONATHAN SPICER | JOAQUIN MENENDEZ | P.O. BOX 025504 |  | MIAMI | FL | 33102 |  | 3058691329 |  | MUNICIPALITY | 25 | 3200 | 1 | 2021-03-10 | 2020-03-04 | NC01 | 50
4 | MIAMI-DADE | SEDA | NWATSON@MIAMI-AIRPORT.COM | 4130894 | NONCOMMUNITY | CHLORINATION; AERATION FOR REMOVAL OF ANY SECONDARY CONTAMINANT, SULFIDE, OR ANY UNREGULATED CONTAMINANT; CORROSION CONTROL INHIBITOR ADDITION; HYPOCHLORINATION; IRON OR MANGANESE SEQUESTRATION; OR ULTRAVIOLET RADIATION. THE LEAD/CHIEF OPERATOR MUST BE CLASS D OR HIGHER. 50,000 GPD UP TO 0.25 MGD-STAFFING BY CLASS D OR HIGHER OPERATOR: 3 VISITS/WEEK ON NONCONSECUTIVE DAYS FOR A TOTAL OF 0.3 HOUR/WEEK. LESS THAN 50,000 GPD-STAFFING BY A CLASS D OR HIGHER OPERATOR: 2 VISITS/WEEK ON NONCONSECUTIVE DAYS FOR A TOTAL OF 0.2 HOUR/WEEK. THERE SHALL BE NO MORE THAN 5 DAYS BETWEEN THE LAST VISIT IN ONE WEEK AND THE FIRST VISIT IN THE NEXT WEEK. | N | Y | DADE HOMESTEAD GAA SKYDIVE | 28700 SW 217 AVENUE | FOR BILLING SEE PAGE 3 | HOMESTEAD | FL | 33030 |  | 3058760365 |  | NEIL WATSON | MIAMI DADE COUNTY AVIATION DEPARTMENT | P.O.BOX 592075 |  | MIAMI | FL | 33159 |  | 3058760365 |  | INVESTOR | 25 | 6400 | 1 | 2021-05-25 | 2020-03-04 | NC01 | 50
4 | MIAMI-DADE | SEDA | fsp@miamidade.gov | 4130897 | NONCOMMUNITY | CHLORINATION; AERATION FOR REMOVAL OF ANY SECONDARY CONTAMINANT, SULFIDE, OR ANY UNREGULATED CONTAMINANT; CORROSION CONTROL INHIBITOR ADDITION; HYPOCHLORINATION; IRON OR MANGANESE SEQUESTRATION; OR ULTRAVIOLET RADIATION. THE LEAD/CHIEF OPERATOR MUST BE CLASS D OR HIGHER. 50,000 GPD UP TO 0.25 MGD-STAFFING BY CLASS D OR HIGHER OPERATOR: 3 VISITS/WEEK ON NONCONSECUTIVE DAYS FOR A TOTAL OF 0.3 HOUR/WEEK. LESS THAN 50,000 GPD-STAFFING BY A CLASS D OR HIGHER OPERATOR: 2 VISITS/WEEK ON NONCONSECUTIVE DAYS FOR A TOTAL OF 0.2 HOUR/WEEK. THERE SHALL BE NO MORE THAN 5 DAYS BETWEEN THE LAST VISIT IN ONE WEEK AND THE FIRST VISIT IN THE NEXT WEEK. | N | Y | DADE LANDSCAPE NURSERY | 22200 SW 137 AVENUE, HOMESTEAD, FL 33031 | MAIL: 275 NW 2 ND ST,3 FLO. MIAMI, 33128 | MIAMI | FL | 33129 |  | 3052749272 |  | ALLAN WIZEL | [9 empty] | MUNICIPALITY | 40 | 86000 | 3 | 2020-03-11 | 2021-08-26 | NC01 | 50
4 | MIAMI-DADE | SEDA |  | 4130900 | NONCOMMUNITY | CHLORINATION; AERATION FOR REMOVAL OF ANY SECONDARY CONTAMINANT, SULFIDE, OR ANY UNREGULATED CONTAMINANT; CORROSION CONTROL INHIBITOR ADDITION; HYPOCHLORINATION; IRON OR MANGANESE SEQUESTRATION; OR ULTRAVIOLET RADIATION. THE LEAD/CHIEF OPERATOR MUST BE CLASS D OR HIGHER. 50,000 GPD UP TO 0.25 MGD-STAFFING BY CLASS D OR HIGHER OPERATOR: 3 VISITS/WEEK ON NONCONSECUTIVE DAYS FOR A TOTAL OF 0.3 HOUR/WEEK. LESS THAN 50,000 GPD-STAFFING BY A CLASS D OR HIGHER OPERATOR: 2 VISITS/WEEK ON NONCONSECUTIVE DAYS FOR A TOTAL OF 0.2 HOUR/WEEK. THERE SHALL BE NO MORE THAN 5 DAYS BETWEEN THE LAST VISIT IN ONE WEEK AND THE FIRST VISIT IN THE NEXT WEEK. | N | Y | HOMESTEAD EXECUTIVE JET CENTER | 28700 SW 217 AVENUE |  | HOMESTEAD | FL | 33030 |  | 3052483595 |  | YOGINI MODI | [9 empty] | MUNICIPALITY | 25 | 3200 | 1 | 2021-05-25 | 2020-03-04 | NC01 | 50
4 | MIAMI-DADE | SEDA | carloscuervo@miamibeach.fl.us | 4130901 | COMMUNITY | NO TREATMENT--CONSECUTIVE SYSTEMS ONLY | N | Y | MIAMI BEACH, CITY OF | 1700 CONVENTION CENTER DR. |  | MIAMI BEACH | FL | 33139 |  | 3056737681 |  | ROY COLY | [9 empty] | MUNICIPALITY | 90108 | 0 | 14800 | 2021-08-23 | 2019-12-31 | PC05 | 2000
4 | MIAMI-DADE | SEDA |  | 4130933 | NONCOMMUNITY | CHLORINATION; AERATION FOR REMOVAL OF ANY SECONDARY CONTAMINANT, SULFIDE, OR ANY UNREGULATED CONTAMINANT; CORROSION CONTROL INHIBITOR ADDITION; HYPOCHLORINATION; IRON OR MANGANESE SEQUESTRATION; OR ULTRAVIOLET RADIATION. THE LEAD/CHIEF OPERATOR MUST BE CLASS D OR HIGHER. 50,000 GPD UP TO 0.25 MGD-STAFFING BY CLASS D OR HIGHER OPERATOR: 3 VISITS/WEEK ON NONCONSECUTIVE DAYS FOR A TOTAL OF 0.3 HOUR/WEEK. LESS THAN 50,000 GPD-STAFFING BY A CLASS D OR HIGHER OPERATOR: 2 VISITS/WEEK ON NONCONSECUTIVE DAYS FOR A TOTAL OF 0.2 HOUR/WEEK. THERE SHALL BE NO MORE THAN 5 DAYS BETWEEN THE LAST VISIT IN ONE WEEK AND THE FIRST VISIT IN THE NEXT WEEK. | N | Y | MONKEY JUNGLE | 14805 SW 216 ST |  | MIAMI | FL | 33170 |  | 3052351611 |  | STEVE JACQUES | DUMOND FAMILY CORP | 14805 SW 216 ST |  | MIAMI | FL | 33170 |  | 9545367400 |  | INVESTOR | 200 | 122000 | 1 | 2021-05-21 | 2018-05-21 | NC01 | 50
4 | MIAMI-DADE | SEDA | kingswoodacademy@gmail.com | 4130934 | NONTRANSIENT NONCOMMUNITY | CHLORINATION; AERATION FOR REMOVAL OF ANY SECONDARY CONTAMINANT, SULFIDE, OR ANY UNREGULATED CONTAMINANT; CORROSION CONTROL INHIBITOR ADDITION; HYPOCHLORINATION; IRON OR MANGANESE SEQUESTRATION; OR ULTRAVIOLET RADIATION. THE LEAD/CHIEF OPERATOR MUST BE CLASS D OR HIGHER. 50,000 GPD UP TO 0.25 MGD-STAFFING BY CLASS D OR HIGHER OPERATOR: 3 VISITS/WEEK ON NONCONSECUTIVE DAYS FOR A TOTAL OF 0.3 HOUR/WEEK. LESS THAN 50,000 GPD-STAFFING BY A CLASS D OR HIGHER OPERATOR: 2 VISITS/WEEK ON NONCONSECUTIVE DAYS FOR A TOTAL OF 0.2 HOUR/WEEK. THERE SHALL BE NO MORE THAN 5 DAYS BETWEEN THE LAST VISIT IN ONE WEEK AND THE FIRST VISIT IN THE NEXT WEEK. | N | Y | KINGSWOOD MONTESSORI ACADEMY, INC. | 20130 SW 304 ST |  | HOMESTEAD | FL | 33030 |  | 3052482308 |  |  | MADAY RODRIGUEZ | 20130 SW 304 ST |  | HOMESTEAD | FL | 33030 |  | 3052482308 |  | INVESTOR | 88 | 9600 | 1 | 2021-03-18 | 2019-11-25 | NTNC | 100
4 | MIAMI-DADE | SEDA |  | 4130951 | NONCOMMUNITY | CLASS D OPERATOR NOT ALLOWED FOR CATEGORY 3 PLANT | N | Y | LAST CHANCE LOUNGE | 35800 SOUTH DIXIE HIGHWAY |  | FLORIDA CITY | FL | 33034 |  | 3052484935 |  |  | DALE DRYER | 29400 SW 179 AVE. |  | FLORIDA CITY | FL | 33034 |  | 3052484935 |  | INVESTOR | 100 | 5000 | 1 | 2021-05-20 | 2020-12-08 | NC01 | 50
4 | MIAMI-DADE | SEDA | mlobban@nbvillage.com | 4130970 | COMMUNITY | CHLORINATION; AERATION FOR REMOVAL OF ANY SECONDARY CONTAMINANT, SULFIDE, OR ANY UNREGULATED CONTAMINANT; CORROSION CONTROL INHIBITOR ADDITION; HYPOCHLORINATION; IRON OR MANGANESE SEQUESTRATION; OR ULTRAVIOLET RADIATION. THE LEAD/CHIEF OPERATOR MUST BE CLASS D OR HIGHER. 50,000 GPD UP TO 0.25 MGD-STAFFING BY CLASS D OR HIGHER OPERATOR: 3 VISITS/WEEK ON NONCONSECUTIVE DAYS FOR A TOTAL OF 0.3 HOUR/WEEK. LESS THAN 50,000 GPD-STAFFING BY A CLASS D OR HIGHER OPERATOR: 2 VISITS/WEEK ON NONCONSECUTIVE DAYS FOR A TOTAL OF 0.2 HOUR/WEEK. THERE SHALL BE NO MORE THAN 5 DAYS BETWEEN THE LAST VISIT IN ONE WEEK AND THE FIRST VISIT IN THE NEXT WEEK. | N | Y | NORTH BAY VILLAGE, CITY OF | 1666 KENNEDY DRIVE | 7TH FLOOR | NORTH BAY VILLAGE | FL | 33141 |  | 3057567171 |  | LEWIS VELKEN | LEWIS VELKEN | 1666 KENNEDY CAUSEWAY, |  | NORTH BAY VILLAGE | FL | 33141 |  | 3059786700 |  | MUNICIPALITY | 8317 | 0 | 608 | 2021-12-13 | 2019-12-30 | PC03 | 500
4 | MIAMI-DADE | SEDA | pvida@northmiami.fl.gov | 4130977 | COMMUNITY | AERATION FOR REMOVAL OF ANY PRIMARY CONTAMINANT; ALKALINITY/PH ADJUSTMENT; CHLORAMIN ATION; CHLORINE DIOXIDE FOR OXIDATION OR DISINFECTION; FLUORIDATION; ION EXCHANGE FOR REMOVAL OF ANY SECONDARY CONTAMINANT, SULFIDE, OR ANY UNREGULATED CONTAMINANT; OR OZONATION. THE LEAD/CHIEF OPERATOR MUST BE CLASS C OR HIGHER. 5.0 MGD UP TO 10 MGD-STAFFING BY CLASS C OR HIGHER OPERATOR: 6 HOURS/DAY FOR 5 DAYS/WEEK AND ONE VISIT ON EACH WEEKEND DAY. 3.0 MGD UP TO 5.0 MGD-STAFFING BY CLASS C OR HIGHER OPERATOR: 3 HOURS/DAY FOR 5 DAYS/WEEK AND ONE VISIT ON EACH WEEKEND DAY. 1.0 MGD UP TO 3.0 MGD-STAFFING BY CLASS C OR HIGHER OPERATOR: 1 HOUR/DAY FOR 5 DAYS/WEEK AND ONE VISIT ON EACH WEEKEND DAY. 0.1 MGD UP TO 1.0 MGD-STAFFING BY CLASS C OR HIGHER OPERATOR: 5 VISITS/WEEK AND ONE VISIT EACH WEEKEND FOR A TOTAL OF 1.2 HOURS/WEEK. | N | Y | NORTH MIAMI, CITY OF | 12098 NW 11 AVE (PLANT) |  | NORTH MIAMI | FL | 33168 |  | 3059532854 |  | CHUCKS OKEREKE | SMITH JOSEPH | 776 NE 125 ST |  | N. MIAMI | FL | 33161 |  | 3058936511 |  | MUNICIPALITY | 88349 | 9300000 | 21140 | 2019-06-25 | 2021-12-16 | DC02 | 4000
4 | MIAMI-DADE | SEDA | aaustin@opalockafl.gov | 4131001 | COMMUNITY | CHLORINATION; AERATION FOR REMOVAL OF ANY SECONDARY CONTAMINANT, SULFIDE, OR ANY UNREGULATED CONTAMINANT; CORROSION CONTROL INHIBITOR ADDITION; HYPOCHLORINATION; IRON OR MANGANESE SEQUESTRATION; OR ULTRAVIOLET RADIATION. THE LEAD/CHIEF OPERATOR MUST BE CLASS D OR HIGHER. 50,000 GPD UP TO 0.25 MGD-STAFFING BY CLASS D OR HIGHER OPERATOR: 3 VISITS/WEEK ON NONCONSECUTIVE DAYS FOR A TOTAL OF 0.3 HOUR/WEEK. LESS THAN 50,000 GPD-STAFFING BY A CLASS D OR HIGHER OPERATOR: 2 VISITS/WEEK ON NONCONSECUTIVE DAYS FOR A TOTAL OF 0.2 HOUR/WEEK. THERE SHALL BE NO MORE THAN 5 DAYS BETWEEN THE LAST VISIT IN ONE WEEK AND THE FIRST VISIT IN THE NEXT WEEK. | N | Y | OPA LOCKA, CITY OF | 1021 BURLINGTON ST |  | OPA LOCKA | FL | 33054 |  | 3056884611 |  |  | AIRIA AUSTIN | 780 FISHERMAN STREET |  | OPALOCKA | FL | 33054 |  | 3059532828 |  | MUNICIPALITY | 16479 | 0 | 4800 | 2021-11-22 | 2020-11-18 | PC04 | 1000
4 | MIAMI-DADE | SEDA |  | 4131099 | OTHER PUBLIC WATER SYSTEM | NO TREATMENT--CONSECUTIVE SYSTEMS ONLY | N | Y | RICHARD HAUSER MOTOR | 23737 SOUTH DIXIE HIGHWAY |  | GOULDS | FL | 33032 |  | 3052581311 |  | BRYAN HAUSER | RICHARD HAUSER LOT | 23737 SOUTH DIXIE HIGHWAY |  | GOULDS | FL | 33032 |  | 3052581311 |  | INVESTOR | 3 | 17000 | 2 | 2095-10-04 | 2093-06-09 | NAF | 0
4 | MIAMI-DADE | SEDA |  | 4131185 | NONCOMMUNITY | CHLORINATION; AERATION FOR REMOVAL OF ANY SECONDARY CONTAMINANT, SULFIDE, OR ANY UNREGULATED CONTAMINANT; CORROSION CONTROL INHIBITOR ADDITION; HYPOCHLORINATION; IRON OR MANGANESE SEQUESTRATION; OR ULTRAVIOLET RADIATION. THE LEAD/CHIEF OPERATOR MUST BE CLASS D OR HIGHER. 50,000 GPD UP TO 0.25 MGD-STAFFING BY CLASS D OR HIGHER OPERATOR: 3 VISITS/WEEK ON NONCONSECUTIVE DAYS FOR A TOTAL OF 0.3 HOUR/WEEK. LESS THAN 50,000 GPD-STAFFING BY A CLASS D OR HIGHER OPERATOR: 2 VISITS/WEEK ON NONCONSECUTIVE DAYS FOR A TOTAL OF 0.2 HOUR/WEEK. THERE SHALL BE NO MORE THAN 5 DAYS BETWEEN THE LAST VISIT IN ONE WEEK AND THE FIRST VISIT IN THE NEXT WEEK. | N | Y | LA MISSION HOSTEL AND LODGE | 22540 S.W. 177 AVENUE |  | MIAMI | FL | 33170 |  | 3052481850 |  | ARMANDO FRANCO | ARMANDO FRANCO | 22540 S.W. 177 AVENUE |  | MIAMI | FL | 33170 |  | 3052481880 |  | INVESTOR | 30 | 36000 | 2 | 2021-05-26 | 2018-11-02 | NC01 | 50
4 | MIAMI-DADE | SEDA | email@waterprofla.com | 4131192 | NONCOMMUNITY | AERATION FOR REMOVAL OF ANY PRIMARY CONTAMINANT; ALKALINITY/PH ADJUSTMENT; CHLORAMIN ATION; CHLORINE DIOXIDE FOR OXIDATION OR DISINFECTION; FLUORIDATION; ION EXCHANGE FOR REMOVAL OF ANY SECONDARY CONTAMINANT, SULFIDE, OR ANY UNREGULATED CONTAMINANT; OR OZONATION LESS THAN 0.1 MGD. STAFFING BY A CLASS D OR HIGHER OPERATOR: 3 VISITS/WEEK ON NONCONSECUTIVE DAYS FOR A TOTAL OF 0.6 HOUR/WEEK. THE LEAD/CHIEF OPERATOR MUST BE CLASS D OR HIGHER. | N | Y | REDLAND GOLF & COUNTRY CLUB | 24451 SW 177 AVENUE | MAIL: P.O.BOX 901268, HSTD, FL33090 | HOMESTEAD | FL | 33030 |  | 3052478503 |  | JOAN SAENZ | DAVID KOONCE | P. O. BOX 1268 |  | HOMESTEAD | FL | 33090 |  | 3052478503 | 2 | INVESTOR | 50 | 40000 | 1 | 2021-05-27 | 2018-05-21 | NC01 | 50
4 | MIAMI-DADE | SEDA | ABALD@MIAMIDADE.GOV | 4131202 | COMMUNITY | CHLORINATION; AERATION FOR REMOVAL OF ANY SECONDARY CONTAMINANT, SULFIDE, OR ANY UNREGULATED CONTAMINANT; CORROSION CONTROL INHIBITOR ADDITION; HYPOCHLORINATION; IRON OR MANGANESE SEQUESTRATION; OR ULTRAVIOLET RADIATION. THE LEAD/CHIEF OPERATOR MUST BE CLASS C OR HIGHER. 5.0 MGD AND ABOVE-STAFFING BY CLASS C OR HIGHER OPERATOR: 6 HOURS/DAY FOR 5 DAYS/WEEK AND ONE VISIT ON EACH WEEKEND DAY. 3.0 MGD UP TO 5.0 MGD-STAFFING BY CLASS C OR HIGHER OPERATOR: 1 HOUR/DAY FOR 5 DAYS/WEEK AND ONE VISIT ON EACH WEEKEND DAY. 0.25 MGD UP TO 3.0 MGD-STAFFING BY CLASS C OR HIGHER OPERATOR: 5 VISITS/WEEK AND ONE VISIT EACH WEEKEND FOR A TOTAL OF 0.6 HOUR/WEEK. | N | Y | MDWASA/REX UTILITIES | P.O. BOX 316 | 29300 SW 152 AVE | MIAMI | FL | 33033 |  | 3052454281 |  | AL BALDWIN | MDWASD | 3071 SW 38 AVE |  | MIAMI | FL | 33146 |  | 3058882522 |  | COUNTY | 45200 | 12030000 | 12700 | 2021-12-15 | 2020-12-17 | DC01 | 6000
4 | MIAMI-DADE | SEDA | aBALDWING@MIAMIDADE.GOV | 4131206 | COMMUNITY | NO TREATMENT--CONSECUTIVE SYSTEMS ONLY | N | Y | REX UTILITIES INC/REDAVO | 15225 SW HARDING LANE |  | HOMESTEAD | FL | 33033 |  | 3056070318 |  | AL BALDWIN, MDWASA | JORGE F RODRIGUEZ | 4200 SALZEDO ST., ROOM 325 |  | CORAL GABLES | FL | 33146 |  | 3056657471 |  | MUNICIPALITY | 385 | 0 | 115 | 2020-12-17 | 2021-12-15 | PC01 | 50
4 | MIAMI-DADE | SEDA | MROTTEVEEL@USWATERCORP.COM | 4131312 | COMMUNITY | CHLORINATION; AERATION FOR REMOVAL OF ANY SECONDARY CONTAMINANT, SULFIDE, OR ANY UNREGULATED CONTAMINANT; CORROSION CONTROL INHIBITOR ADDITION; HYPOCHLORINATION; IRON OR MANGANESE SEQUESTRATION; OR ULTRAVIOLET RADIATION. THE LEAD/CHIEF OPERATOR MUST BE CLASS D OR HIGHER. 50,000 GPD UP TO 0.25 MGD-STAFFING BY CLASS D OR HIGHER OPERATOR: 3 VISITS/WEEK ON NONCONSECUTIVE DAYS FOR A TOTAL OF 0.3 HOUR/WEEK. LESS THAN 50,000 GPD-STAFFING BY A CLASS D OR HIGHER OPERATOR: 2 VISITS/WEEK ON NONCONSECUTIVE DAYS FOR A TOTAL OF 0.2 HOUR/WEEK. THERE SHALL BE NO MORE THAN 5 DAYS BETWEEN THE LAST VISIT IN ONE WEEK AND THE FIRST VISIT IN THE NEXT WEEK. | N | Y | SILVER PALM MOBILE HOMES | 17350 SW 232 STREET |  | MIAMI | FL | 33170 |  | 3052488443 |  | AARON BRUCE | CHRIS SPEER, LAKESHORE MANAGEMENT | 17350 SW 232 STREET |  | MIAMI | FL | 33170 |  | 7029296226 |  | INVESTOR | 250 | 122000 | 75 | 2020-08-13 | 2021-01-08 | DC051 | 100
4 | MIAMI-DADE | SEDA | silverpalm@bellsouth.net | 4131313 | NONCOMMUNITY | CHLORINATION; AERATION FOR REMOVAL OF ANY SECONDARY CONTAMINANT, SULFIDE, OR ANY UNREGULATED CONTAMINANT; CORROSION CONTROL INHIBITOR ADDITION; HYPOCHLORINATION; IRON OR MANGANESE SEQUESTRATION; OR ULTRAVIOLET RADIATION. THE LEAD/CHIEF OPERATOR MUST BE CLASS D OR HIGHER. 50,000 GPD UP TO 0.25 MGD-STAFFING BY CLASS D OR HIGHER OPERATOR: 3 VISITS/WEEK ON NONCONSECUTIVE DAYS FOR A TOTAL OF 0.3 HOUR/WEEK. LESS THAN 50,000 GPD-STAFFING BY A CLASS D OR HIGHER OPERATOR: 2 VISITS/WEEK ON NONCONSECUTIVE DAYS FOR A TOTAL OF 0.2 HOUR/WEEK. THERE SHALL BE NO MORE THAN 5 DAYS BETWEEN THE LAST VISIT IN ONE WEEK AND THE FIRST VISIT IN THE NEXT WEEK. | N | Y | SILVER PALMS METHODIST CHURCH | 15855 SOUTHWEST 248 STREET |  | HOMESTEAD | FL | 33031 |  | 3052473769 |  | JIM DAZEVEDO | SILVER PALMS METHODIST CHURCH CONGREGATION | 15855 SW 248 ST |  | HOMESTEAD | FL | 33031 |  | 3052473769 |  | OTHER | 200 | 36000 | 1 | 2020-02-17 | 2021-01-21 | NC01 | 50
4 | MIAMI-DADE | SEDA | AMERICANAVILLAGECONDO.GMAIL.COM | 4131403 | COMMUNITY | CONVENTIONAL FILTRATION (COAGULATION, FLOCCULATION, SEDIMENTATION, AND FILTRATION); DIRECT FILTRATION, (COAGULATION AND FILTRATION); OR LIME SOFTENING. THE LEAD/CHIEF OPERATOR MUST BE CLASS C OR HIGHER. 0.3 MGD UP TO 1.0 MGD STAFFING BY CLASS C OR HIGHER OPERATOR: 6 HOURS/DAY FOR 5 DAYS/WEEK AND ONE VISIT ON EACH WEEKEND DAY. 0.1 MGD UP TO 0.3 MGD STAFFING BY CLASS C OR HIGHER OPERATOR: 3 HOURS/DAY FOR 5 DAYS/WEEK AND ONE VISIT ON EACH WEEKEND DAY. LESS THAN 0.1 MGD STAFFING BY CLASS C OR HIGHER OPERATOR: 2 HOURS/DAY FOR 5 DAYS/WEEK AND ONE VISIT ON EACH WEEKEND DAY. | N | Y | AMERICANA VILLAGE | 19800 SW 180 AVE. #602 |  | MIAMI | FL | 33187 |  | 3052536025 |  | ARTHUR JIMENEZ | AMERICANA VILLAGE ASSOCIATION | 19800 SW 180 AVE, # 602 |  | MIAMI-DADE | FL | 33187 |  | 3052536025 |  | INVESTOR | 2100 | 500000 | 525 | 2021-12-08 | 2019-11-25 | DC04 | 1000
4 | MIAMI-DADE | SEDA | fduval@townofsurfsidefl.gov | 4131424 | COMMUNITY | NO TREATMENT--CONSECUTIVE SYSTEMS ONLY | N | Y | SURFSIDE, TOWN OF | 9293 HARDING AVE |  | SURFSIDE | FL | 33154 |  | 3058614863 |  | RANDY STOKES | MICHAEL P CROTTY | 9293 HARDING AVE. |  | SURFSIDE | FL | 33154 |  | 3058614863 |  | MUNICIPALITY | 6000 | 0 | 1400 | 2020-12-21 | 2021-07-19 | PC03 | 500
4 | MIAMI-DADE | SEDA | jsoto@townofmedley.com | 4131474 | COMMUNITY | NO TREATMENT--CONSECUTIVE SYSTEMS ONLY | N | Y | MEDLEY WATER DEPARTMENT | 7777 NW 72 AVE |  | MEDLEY | FL | 33166 |  | 3058879511 |  | JORGE SOTO | [9 empty] | MUNICIPALITY | 958 | 0 | 1500 | 2021-12-07 | 2019-12-30 | PC02 | 100
4 | MIAMI-DADE | SEDA | tbyrd@virginiagardens-fl.gov | 4131531 | COMMUNITY | NO TREATMENT--CONSECUTIVE SYSTEMS ONLY | N | Y | VIRGINIA GARDENS, VILLAGE OF | 6498 NW 38 TERRACE |  | VIRGINIA GARDENS | FL | 33166 |  | 3058716104 |  | TRACY BYRD | VILLAGE OF VIRGINIA GARDENS | 6498 NW 38 TERRACE |  | VIRGINIA GARDENS | FL | 33166 |  | 3058716104 |  | MUNICIPALITY | 2472 | 0 | 609 | 2021-12-15 | 2019-07-16 | PC02 | 100
4 | MIAMI-DADE | SEDA | juanpena@cityofwestmiami.org | 4131558 | COMMUNITY | NO TREATMENT--CONSECUTIVE SYSTEMS ONLY | N | Y | WEST MIAMI, CITY OF | 901 SW 62ND AVE |  | WEST MIAMI | FL | 33144 |  | 3052664214 |  | JUAN PENA | JUAN PENA | 901 SW 62ND AVE |  | WEST MIAMI | FL | 33144 |  | 3052664214 |  | MUNICIPALITY | 8120 | 0 | 1721 | 2021-12-08 | 2019-12-30 | PC03 | 500
4 | MIAMI-DADE | SEDA | CARLOS.CARRAZANA@CH2M.COM | 4131618 | COMMUNITY | MEMBRANE PROCESSES, INCLUDING ELECTRODIALYSIS, ELECTRODIALYSIS REVERSAL, MICROFILTRATION, ULTRAFILTRATION, NANOFILTRATION, AND REVERSE OSMOSIS 6.5 MGD AND ABOVE. STAFFING BY CLASS C OR HIGHER OPERATOR: 24 HOURS/DAY FOR 7 DAYS/WEEK. THE LEAD/CHIEF OPERATOR MUST BE CLASS A. | N | Y | NORTH MIAMI BEACH | 19150 NW 8 AVENUE |  | NORTH MIAMI BEACH | FL | 33169 |  | 3056500000 |  | SHARI KAMALI | [9 empty] | MUNICIPALITY | 180000 | 46100000 | 33800 | 2021-11-09 | 2021-10-07 | DC01 | 6000
4 | MIAMI-DADE | SEDA | MICHAEL.SCHMIDT@HOMESTEAD.AF.MIL | 4131631 | NONTRANSIENT NONCOMMUNITY | NO TREATMENT--CONSECUTIVE SYSTEMS ONLY | N | Y | HOMESTEAD AIR FORCE BASE | 31 CES/DEMW WATER PLANT |  | HOMESTEAD | FL | 33039 |  | 3052247000 |  | CRAIG ETHERLY | [9 empty] | FEDERAL | 1200 | 0 | 98 | 2021-11-02 | 2019-06-15 | NTNC | 100
4 | MIAMI-DADE | SEDA | martin_hall@nps.gov | 4131923 | NONCOMMUNITY | MEMBRANE PROCESSES, INCLUDING ELECTRODIALYSIS, ELECTRODIALYSIS REVERSAL, MICROFILTRATION, ULTRAFILTRATION, NANOFILTRATION, AND REVERSE OSMOSIS. THE LEAD/CHIEF OPERATOR MUST BE CLASS C OR HIGHER. 0.5 MGD UP TO 1.0 MGD-STAFFING BY CLASS C OR HIGHER OPERATOR: 6 HOURS/DAY FOR 5 DAYS/WEEK AND ONE VISIT ON EACH WEEKEND DAY. 0.1 MGD UP TO 0.5 MGD-STAFFING BY CLASS C OR HIGHER OPERATOR: 3 HOURS/DAY FOR 5 DAYS/WEEK AND ONE VISIT ON EACH WEEKEND DAY. LESS THAN 0.1 MGD-STAFFING BY CLASS C OR HIGHER OPERATOR: 1 HOUR/DAY FOR 5 DAYS/WEEK AND ONE VISIT ON EACH WEEKEND DAY. | N | Y | BISC NATL PK-ELLIOTT KEY | 9700 SW 328 STREET |  | HOMESTEAD | FL | 33033 | 5634 | 3052301144 |  | JEFF GREENE | NATIONAL PARK SERVICE | 9700 SW 328 STREET |  | HOMESTEAD | FL | 33033 |  | 3052301144 |  | FEDERAL | 60 | 2000 | 4 | 2020-12-29 | 2018-04-13 | NC01 | 50
4 | MIAMI-DADE | SEDA | scsficf@sunrisegroup.org | 4131958 | NONTRANSIENT NONCOMMUNITY | CHLORINATION; AERATION FOR REMOVAL OF ANY SECONDARY CONTAMINANT, SULFIDE, OR ANY UNREGULATED CONTAMINANT; CORROSION CONTROL INHIBITOR ADDITION; HYPOCHLORINATION; IRON OR MANGANESE SEQUESTRATION; OR ULTRAVIOLET RADIATION. THE LEAD/CHIEF OPERATOR MUST BE CLASS D OR HIGHER. 50,000 GPD UP TO 0.25 MGD-STAFFING BY CLASS D OR HIGHER OPERATOR: 3 VISITS/WEEK ON NONCONSECUTIVE DAYS FOR A TOTAL OF 0.3 HOUR/WEEK. LESS THAN 50,000 GPD-STAFFING BY A CLASS D OR HIGHER OPERATOR: 2 VISITS/WEEK ON NONCONSECUTIVE DAYS FOR A TOTAL OF 0.2 HOUR/WEEK. THERE SHALL BE NO MORE THAN 5 DAYS BETWEEN THE LAST VISIT IN ONE WEEK AND THE FIRST VISIT IN THE NEXT WEEK. | N | Y | SUNRISE COMMUNITY | 22300 S.W. 162 AVENUE |  | MIAMI | FL | 33170 |  | 3052456150 |  | JOHN ROLDAN | MR. LESLEY M. LEECH, DIRECTOR | 22300 SW 162 AVE |  | MIAMI | FL | 33170 |  | 3052456150 |  | INVESTOR | 120 | 150000 | 14 | 2021-02-08 | 2019-12-26 | NTNC | 100
4 | MIAMI-DADE | SEDA | fsp@miamidade.gov | 4131961 | NONCOMMUNITY | CHLORINATION; AERATION FOR REMOVAL OF ANY SECONDARY CONTAMINANT, SULFIDE, OR ANY UNREGULATED CONTAMINANT; CORROSION CONTROL INHIBITOR ADDITION; HYPOCHLORINATION; IRON OR MANGANESE SEQUESTRATION; OR ULTRAVIOLET RADIATION. THE LEAD/CHIEF OPERATOR MUST BE CLASS D OR HIGHER. 50,000 GPD UP TO 0.25 MGD-STAFFING BY CLASS D OR HIGHER OPERATOR: 3 VISITS/WEEK ON NONCONSECUTIVE DAYS FOR A TOTAL OF 0.3 HOUR/WEEK. LESS THAN 50,000 GPD-STAFFING BY A CLASS D OR HIGHER OPERATOR: 2 VISITS/WEEK ON NONCONSECUTIVE DAYS FOR A TOTAL OF 0.2 HOUR/WEEK. THERE SHALL BE NO MORE THAN 5 DAYS BETWEEN THE LAST VISIT IN ONE WEEK AND THE FIRST VISIT IN THE NEXT WEEK. | N | Y | REDLAND FRUIT AND SPICE PARK | 24801 SW 187TH AVENUE | MAIL TO: 275 NW 2 ST, 3 FLO, MIAMI 33128 | MIAMI | FL | 33031 |  | 3052475727 |  | ALLAN WIZEL | MIAMI DADE COUNTY PARK & RECREATION DEPARTMENT | 12451 SW 184 STREET |  | MIAMI | FL | 33031 |  | 3057557910 |  | COUNTY | 55 | 46000 | 3 | 2019-01-15 | 2021-08-26 | NC01 | 50
4 | MIAMI-DADE | SEDA | castellowhammock@miamidade.gov | 4131962 | NONCOMMUNITY | CHLORINATION; AERATION FOR REMOVAL OF ANY SECONDARY CONTAMINANT, SULFIDE, OR ANY UNREGULATED CONTAMINANT; CORROSION CONTROL INHIBITOR ADDITION; HYPOCHLORINATION; IRON OR MANGANESE SEQUESTRATION; OR ULTRAVIOLET RADIATION. THE LEAD/CHIEF OPERATOR MUST BE CLASS D OR HIGHER. 50,000 GPD UP TO 0.25 MGD-STAFFING BY CLASS D OR HIGHER OPERATOR: 3 VISITS/WEEK ON NONCONSECUTIVE DAYS FOR A TOTAL OF 0.3 HOUR/WEEK. LESS THAN 50,000 GPD-STAFFING BY A CLASS D OR HIGHER OPERATOR: 2 VISITS/WEEK ON NONCONSECUTIVE DAYS FOR A TOTAL OF 0.2 HOUR/WEEK. THERE SHALL BE NO MORE THAN 5 DAYS BETWEEN THE LAST VISIT IN ONE WEEK AND THE FIRST VISIT IN THE NEXT WEEK. | N | Y | CASTELLOW HAMMOCK PARK | 22301 SW 162 AVE | MAIL TO: 275 NW 2 ST, 3 FL, MIAMI 33128 | MIAMI | FL | 33170 |  | 3052427688 |  | ROGER HAMMER | [9 empty] | COUNTY | 60 | 17000 | 2 | 2020-03-11 | 2021-08-26 | NC01 | 50
4 | MIAMI-DADE | SEDA | email@waterprofla.com | 4134228 | NONCOMMUNITY | AERATION FOR REMOVAL OF ANY PRIMARY CONTAMINANT; ALKALINITY/PH ADJUSTMENT; CHLORAMIN ATION; CHLORINE DIOXIDE FOR OXIDATION OR DISINFECTION; FLUORIDATION; ION EXCHANGE FOR REMOVAL OF ANY SECONDARY CONTAMINANT, SULFIDE, OR ANY UNREGULATED CONTAMINANT; OR OZONATION LESS THAN 0.1 MGD. STAFFING BY A CLASS D OR HIGHER OPERATOR: 3 VISITS/WEEK ON NONCONSECUTIVE DAYS FOR A TOTAL OF 0.6 HOUR/WEEK. THE LEAD/CHIEF OPERATOR MUST BE CLASS D OR HIGHER. | N | Y | CHEVRON 24800 | 24800 SW 177 AVE. |  | HOMESTEAD | FL | 33031 |  | 3052456744 |  | OSMEL LLOMBERT | WILLY LEON | 24800 SW 177 AVENUE |  | HOMESTEAD | FL | 33030 |  | 9549789597 |  | INVESTOR | 25 | 5000 | 1 | 2021-06-15 | 2018-05-21 | NC01 | 50
4 | MIAMI-DADE | SEDA | jrporter@cemexusa.com | 4134234 | NONCOMMUNITY | CHLORINATION; AERATION FOR REMOVAL OF ANY SECONDARY CONTAMINANT, SULFIDE, OR ANY UNREGULATED CONTAMINANT; CORROSION CONTROL INHIBITOR ADDITION; HYPOCHLORINATION; IRON OR MANGANESE SEQUESTRATION; OR ULTRAVIOLET RADIATION. THE LEAD/CHIEF OPERATOR MUST BE CLASS D OR HIGHER. 50,000 GPD UP TO 0.25 MGD-STAFFING BY CLASS D OR HIGHER OPERATOR: 3 VISITS/WEEK ON NONCONSECUTIVE DAYS FOR A TOTAL OF 0.3 HOUR/WEEK. LESS THAN 50,000 GPD-STAFFING BY A CLASS D OR HIGHER OPERATOR: 2 VISITS/WEEK ON NONCONSECUTIVE DAYS FOR A TOTAL OF 0.2 HOUR/WEEK. THERE SHALL BE NO MORE THAN 5 DAYS BETWEEN THE LAST VISIT IN ONE WEEK AND THE FIRST VISIT IN THE NEXT WEEK. | N | Y | CEMEX MATERIALS - SWEETWATER | 1200 N.W. 137TH AVENUE |  | MIAMI | FL | 33165 |  | 3052265212 |  | RUSSELL EAVENSON | CEMEX | 1501 BELVEDERE ROAD |  | WEST PALM BEACH | FL | 33406 |  | 2395970236 |  | INVESTOR | 50 | 5000 | 1 | 2021-04-08 | 2017-03-30 | NC01 | 50
4 | MIAMI-DADE | SEDA | email@waterprofla.com | 4134239 | NONCOMMUNITY | CHLORINATION; AERATION FOR REMOVAL OF ANY SECONDARY CONTAMINANT, SULFIDE, OR ANY UNREGULATED CONTAMINANT; CORROSION CONTROL INHIBITOR ADDITION; HYPOCHLORINATION; IRON OR MANGANESE SEQUESTRATION; OR ULTRAVIOLET RADIATION. THE LEAD/CHIEF OPERATOR MUST BE CLASS D OR HIGHER. 50,000 GPD UP TO 0.25 MGD-STAFFING BY CLASS D OR HIGHER OPERATOR: 3 VISITS/WEEK ON NONCONSECUTIVE DAYS FOR A TOTAL OF 0.3 HOUR/WEEK. LESS THAN 50,000 GPD-STAFFING BY A CLASS D OR HIGHER OPERATOR: 2 VISITS/WEEK ON NONCONSECUTIVE DAYS FOR A TOTAL OF 0.2 HOUR/WEEK. THERE SHALL BE NO MORE THAN 5 DAYS BETWEEN THE LAST VISIT IN ONE WEEK AND THE FIRST VISIT IN THE NEXT WEEK. | N | Y | EXPREZO (STOP N' SHOP) | 24791 SW 177 AVENUE |  | HOMESTEAD | FL | 33031 |  | 3052467880 |  | JAVIER CALIX | KROME REALTY | 1308 E ATLANTIC BLVD |  | POMPANO BEACH | FL | 33060 |  | 3052467880 |  | INVESTOR | 25 | 9600 | 1 | 2021-06-15 | 2019-10-29 | NC01 | 50
4 | MIAMI-DADE | SEDA | RCAOffice@redlandchristianacademy.org | 4134300 | NONTRANSIENT NONCOMMUNITY | CHLORINATION; AERATION FOR REMOVAL OF ANY SECONDARY CONTAMINANT, SULFIDE, OR ANY UNREGULATED CONTAMINANT; CORROSION CONTROL INHIBITOR ADDITION; HYPOCHLORINATION; IRON OR MANGANESE SEQUESTRATION; OR ULTRAVIOLET RADIATION. THE LEAD/CHIEF OPERATOR MUST BE CLASS D OR HIGHER. 50,000 GPD UP TO 0.25 MGD-STAFFING BY CLASS D OR HIGHER OPERATOR: 3 VISITS/WEEK ON NONCONSECUTIVE DAYS FOR A TOTAL OF 0.3 HOUR/WEEK. LESS THAN 50,000 GPD-STAFFING BY A CLASS D OR HIGHER OPERATOR: 2 VISITS/WEEK ON NONCONSECUTIVE DAYS FOR A TOTAL OF 0.2 HOUR/WEEK. THERE SHALL BE NO MORE THAN 5 DAYS BETWEEN THE LAST VISIT IN ONE WEEK AND THE FIRST VISIT IN THE NEXT WEEK. | N | Y | REDLAND CHRISTIAN ACADEMY | 17700 SW 280 ST |  | HOMESTEAD | FL | 33031 |  | 3052477399 |  | JULIE BERGMAN | HOMESTEAD CHURCH OF CHRIST CONGREGATION | 17700 SW 280 STREET |  | HOMESTEAD | FL | 33031 |  | 3052477399 |  | OTHER | 300 | 10000 | 1 | 2020-09-29 | 2021-11-08 | NTNC | 100
4 | MIAMI-DADE | SEDA |  | 4134301 | NONCOMMUNITY | CHLORINATION; AERATION FOR REMOVAL OF ANY SECONDARY CONTAMINANT, SULFIDE, OR ANY UNREGULATED CONTAMINANT; CORROSION CONTROL INHIBITOR ADDITION; HYPOCHLORINATION; IRON OR MANGANESE SEQUESTRATION; OR ULTRAVIOLET RADIATION. THE LEAD/CHIEF OPERATOR MUST BE CLASS D OR HIGHER. 50,000 GPD UP TO 0.25 MGD-STAFFING BY CLASS D OR HIGHER OPERATOR: 3 VISITS/WEEK ON NONCONSECUTIVE DAYS FOR A TOTAL OF 0.3 HOUR/WEEK. LESS THAN 50,000 GPD-STAFFING BY A CLASS D OR HIGHER OPERATOR: 2 VISITS/WEEK ON NONCONSECUTIVE DAYS FOR A TOTAL OF 0.2 HOUR/WEEK. THERE SHALL BE NO MORE THAN 5 DAYS BETWEEN THE LAST VISIT IN ONE WEEK AND THE FIRST VISIT IN THE NEXT WEEK. | N | Y | IGLESIA BUEN SAMARITANO | 25795 SW 137 AVE |  | HOMESTEAD | FL | 33032 |  | 3052580162 |  | MARIA COLLADO - M. SALINAS | MR. MELQUIADES URGELLES | 25795 SW 137 AVE |  | MIAMI | FL | 33032 |  | 3052580162 |  | INVESTOR | 85 | 12000 | 2 | 2021-07-08 | 2019-06-17 | NC01 | 50
4 | MIAMI-DADE | SEDA | Alex.Fiore@diamond-r.com | 4134328 | NONCOMMUNITY | CHLORINATION; AERATION FOR REMOVAL OF ANY SECONDARY CONTAMINANT, SULFIDE, OR ANY UNREGULATED CONTAMINANT; CORROSION CONTROL INHIBITOR ADDITION; HYPOCHLORINATION; IRON OR MANGANESE SEQUESTRATION; OR ULTRAVIOLET RADIATION. THE LEAD/CHIEF OPERATOR MUST BE CLASS D OR HIGHER. 50,000 GPD UP TO 0.25 MGD-STAFFING BY CLASS D OR HIGHER OPERATOR: 3 VISITS/WEEK ON NONCONSECUTIVE DAYS FOR A TOTAL OF 0.3 HOUR/WEEK. LESS THAN 50,000 GPD-STAFFING BY A CLASS D OR HIGHER OPERATOR: 2 VISITS/WEEK ON NONCONSECUTIVE DAYS FOR A TOTAL OF 0.2 HOUR/WEEK. THERE SHALL BE NO MORE THAN 5 DAYS BETWEEN THE LAST VISIT IN ONE WEEK AND THE FIRST VISIT IN THE NEXT WEEK. | N | Y | DIAMOND R. FERTILIZER | 18375 SW 260 ST | SEE REL. PARTY FOR MAILING | HOMESTEAD | FL | 33031 |  | 3052478800 |  | ALEX JOHN FIORI | DIAMOND R. FERTILIZER | 4100 GLADES CUT OFF RD. |  | FORT PIERCE | FL | 34981 |  | 8003309300 |  | INVESTOR | 40 | 1000 | 1 | 2021-06-01 | 2018-05-21 | NC01 | 50
4 | MIAMI-DADE | SEDA | INFORMATION@COSTAFARMS.COM | 4134334 | NONCOMMUNITY | CLASS D OPERATOR NOT ALLOWED FOR CATEGORY 3 PLANT | N | Y | COSTA PREMIERE (NURSERY II) | 18201 SW 216 ST |  | MIAMI | FL | 33170 |  | 3052788599 |  | MARIA GIUDICI | RICARDO GARCIA | 18201 SW 216 ST |  | MIAMI | FL | 33170 |  | 3052456278 |  | INVESTOR | 25 | 1000 | 1 | 2020-09-08 | 2021-03-25 | NC01 | 50
4 | MIAMI-DADE | SEDA | http://www.miamidade.gov/Parks/contact.asp | 4134338 | NONCOMMUNITY | CHLORINATION; AERATION FOR REMOVAL OF ANY SECONDARY CONTAMINANT, SULFIDE, OR ANY UNREGULATED CONTAMINANT; CORROSION CONTROL INHIBITOR ADDITION; HYPOCHLORINATION; IRON OR MANGANESE SEQUESTRATION; OR ULTRAVIOLET RADIATION. THE LEAD/CHIEF OPERATOR MUST BE CLASS D OR HIGHER. 50,000 GPD UP TO 0.25 MGD-STAFFING BY CLASS D OR HIGHER OPERATOR: 3 VISITS/WEEK ON NONCONSECUTIVE DAYS FOR A TOTAL OF 0.3 HOUR/WEEK. LESS THAN 50,000 GPD-STAFFING BY A CLASS D OR HIGHER OPERATOR: 2 VISITS/WEEK ON NONCONSECUTIVE DAYS FOR A TOTAL OF 0.2 HOUR/WEEK. THERE SHALL BE NO MORE THAN 5 DAYS BETWEEN THE LAST VISIT IN ONE WEEK AND THE FIRST VISIT IN THE NEXT WEEK. | N | Y | BENITO JUAREZ PARK | 19825 SW 376 STREET | MAIL TO: 275 NW 2 ST, 3 FL, MIAMI 33128 | HOMESTEAD | FL | 33034 |  | 3052427930 |  | ALLAN WIZEL | MIAMI DADE COUNTY PARK & RECREATION DEPARTMENT. REGION 5 | 275 NW 2ND STREET |  | MIAMI | FL | 33128 |  | 3057557910 |  | COUNTY | 100 | 1700 | 1 | 2020-12-17 | 2021-12-15 | NC01 | 50
4 | MIAMI-DADE | SEDA | wbastian@fkaa.com | 4134357 | COMMUNITY | MEMBRANE PROCESSES, INCLUDING ELECTRODIALYSIS, ELECTRODIALYSIS REVERSAL, MICROFILTRATION, ULTRAFILTRATION, NANOFILTRATION, AND REVERSE OSMOSIS 6.5 MGD AND ABOVE. STAFFING BY CLASS C OR HIGHER OPERATOR: 24 HOURS/DAY FOR 7 DAYS/WEEK. THE LEAD/CHIEF OPERATOR MUST BE CLASS A. | N | Y | FKAA J. ROBERT DEAN W.T.P. | 19201 SW 354 ST |  | FLORIDA CITY | FL | 33034 | 2323 | 3053496511 |  | JOLYN REYNOLDS | KERRY G. SHELBY | BOX 1239/1100 KENNEDY DRIVE |  | KEY WEST | FL | 33041 | 1239 | 3052962454 |  | STATE | 86000 | 29800000 | 35361 | 2021-12-22 | 2020-12-21 | DC01 | 6000
4 | MIAMI-DADE | SEDA | andres.kraul@fdc.myflorida.com | 4134358 | COMMUNITY | ACTIVATED CARBON PROCESSES; DIATOMACEOUS EARTH FILTRATION; ION EXCHANGE FOR REMOVAL OF ANY PRIMARY CONTAMINANT; ION AND MANGANESE REMOVAL (OXIDATION, DETENTION, AND FILTRATION); OR SLOW SAND FILTRATION. LEAD/CHIEF OPERATOR MUST BE CLASS C OR HIGHER. 1.0 MGD UP TO 2.0 MGD-STAFFING BY CLASS C OR HIGHER OPERATOR: 6 HOURS/DAY FOR 5 DAYS/WEEK AND ONE VISIT ON EACH WEEKEND DAY. 0.5 MGD UP TO 1.0 MGD-STAFFING BY CLASS C OR HIGHER OPERATOR: 3 HOURS/DAY FOR 5 DAYS/WEEK AND ONE VISIT ON EACH WEEKEND DAY. 0.25 MGD UP TO 0.5 MGD-STAFFING BY CLASS C OR HIGHER OPERATOR: 1 HOUR/DAY FOR 5 DAYS/WEEK AND ONE VISIT ON EACH WEEKEND DAY. LESS THAN 0.25 MGD-STAFFING BY CLASS C OR HIGHER OPERATOR: 5 VISITS/WEEK AND ONE VISIT EACH WEEKEND FOR A TOTAL OF 1.8 HOURS/WEEK. | N | Y | DADE JUVENILE RESIDENTIAL FACILITY | 18500 SW 424 STREET |  | FLORIDA CITY | FL | 33034 |  | 8504104095 |  | ALEXANDER GAJEWSKI | G4S YOUTH SERVICES, LLC. | P.O. BOX 344278 |  | FLORIDA CITY | FL | 33034 |  | 3052476492 |  | INVESTOR | 75 | 35000 | 6 | 2021-05-20 | 2020-12-10 | DC06 | 100
4 | MIAMI-DADE | SEDA | adelgado@cityofhialeahgardens.com | 4134365 | COMMUNITY | NO TREATMENT--CONSECUTIVE SYSTEMS ONLY | N | Y | HIALEAH GARDENS | 13601 NW 107 AVE |  | HIALEAH GARDENS | FL | 33018 |  | 3058223017 |  | ANDRES DELGADO | CITY OF HIALEAH GARDENS | 13601 NW 107 AVE |  | HIALEAH GARDENS | FL | 33018 |  | 3059532821 |  | MUNICIPALITY | 20000 | 0 | 5846 | 2021-12-10 | 2019-12-31 | PC04 | 1000
4 | MIAMI-DADE | SEDA | RICHARD_AHERN@NPS.GOV | 4134368 | NONTRANSIENT NONCOMMUNITY | CHLORINATION; AERATION FOR REMOVAL OF ANY SECONDARY CONTAMINANT, SULFIDE, OR ANY UNREGULATED CONTAMINANT; CORROSION CONTROL INHIBITOR ADDITION; HYPOCHLORINATION; IRON OR MANGANESE SEQUESTRATION; OR ULTRAVIOLET RADIATION. THE LEAD/CHIEF OPERATOR MUST BE CLASS C OR HIGHER. 5.0 MGD AND ABOVE-STAFFING BY CLASS C OR HIGHER OPERATOR: 6 HOURS/DAY FOR 5 DAYS/WEEK AND ONE VISIT ON EACH WEEKEND DAY. 3.0 MGD UP TO 5.0 MGD-STAFFING BY CLASS C OR HIGHER OPERATOR: 1 HOUR/DAY FOR 5 DAYS/WEEK AND ONE VISIT ON EACH WEEKEND DAY. 0.25 MGD UP TO 3.0 MGD-STAFFING BY CLASS C OR HIGHER OPERATOR: 5 VISITS/WEEK AND ONE VISIT EACH WEEKEND FOR A TOTAL OF 0.6 HOUR/WEEK. | N | Y | EVERGLADES PK-PINE ISLAND | 40000 SR 9336 |  | HOMESTEAD | FL | 33034 |  | 3052427772 |  | RICHARD AHERN | NATIONAL PARK SERVICE. EVERGLADES NATIONAL PARK | 40000 STATE ROAD 9336 |  | HOMESTEAD | FL | 33034 |  | 3052427771 |  | FEDERAL | 35 | 400000 | 25 | 2019-07-09 | 2021-08-24 | NTNC | 100
4 | MIAMI-DADE | SEDA | RICHARD_AHERN@NPS.GOV | 4134369 | NONTRANSIENT NONCOMMUNITY | AERATION FOR REMOVAL OF ANY PRIMARY CONTAMINANT; ALKALINITY/PH ADJUSTMENT; CHLORAMIN ATION; CHLORINE DIOXIDE FOR OXIDATION OR DISINFECTION; FLUORIDATION; ION EXCHANGE FOR REMOVAL OF ANY SECONDARY CONTAMINANT, SULFIDE, OR ANY UNREGULATED CONTAMINANT; OR OZONATION LESS THAN 0.1 MGD. STAFFING BY A CLASS D OR HIGHER OPERATOR: 3 VISITS/WEEK ON NONCONSECUTIVE DAYS FOR A TOTAL OF 0.6 HOUR/WEEK. THE LEAD/CHIEF OPERATOR MUST BE CLASS D OR HIGHER. | N | Y | EVERGLADES PK-HEADQTRS | 40000 SR 9336 |  | HOMESTEAD | FL | 33034 |  | 3052427780 |  | RANDY BORDEN | NATIONAL PARK SERVICE. EVERGLADES NATIONAL PARK | 40000 STATE ROAD 9336 |  | HOMESTEAD | FL | 33034 |  | 3052427771 |  | FEDERAL | 60 | 100000 | 4 | 2020-12-18 | 2021-08-24 | NTNC | 100
4 | MIAMI-DADE | SEDA | RANDY_BORDEN@NPS.GOV | 4134371 | NONTRANSIENT NONCOMMUNITY | AERATION FOR REMOVAL OF ANY PRIMARY CONTAMINANT; ALKALINITY/PH ADJUSTMENT; CHLORAMIN ATION; CHLORINE DIOXIDE FOR OXIDATION OR DISINFECTION; FLUORIDATION; ION EXCHANGE FOR REMOVAL OF ANY SECONDARY CONTAMINANT, SULFIDE, OR ANY UNREGULATED CONTAMINANT; OR OZONATION LESS THAN 0.1 MGD. STAFFING BY A CLASS D OR HIGHER OPERATOR: 3 VISITS/WEEK ON NONCONSECUTIVE DAYS FOR A TOTAL OF 0.6 HOUR/WEEK. THE LEAD/CHIEF OPERATOR MUST BE CLASS D OR HIGHER. | N | Y | EVERGLADES PK-DAN BEARD | 40000 S.R. 9336 |  | HOMESTEAD | FL | 33034 |  | 3052427780 |  | RANDY BORDEN | NATIONAL PARK SERVICES. EVERGLADES NATIONAL PARK | 40001 STATE ROAD 9336 |  | HOMESTEAD | FL | 33034 |  | 3052427771 |  | FEDERAL | 75 | 4000 | 3 | 2020-12-18 | 2021-08-24 | NTNC | 100
4 | MIAMI-DADE | SEDA | RICHARD_AHERN@NPS.GOV | 4134372 | NONCOMMUNITY | AERATION FOR REMOVAL OF ANY PRIMARY CONTAMINANT; ALKALINITY/PH ADJUSTMENT; CHLORAMIN ATION; CHLORINE DIOXIDE FOR OXIDATION OR DISINFECTION; FLUORIDATION; ION EXCHANGE FOR REMOVAL OF ANY SECONDARY CONTAMINANT, SULFIDE, OR ANY UNREGULATED CONTAMINANT; OR OZONATION LESS THAN 0.1 MGD. STAFFING BY A CLASS D OR HIGHER OPERATOR: 3 VISITS/WEEK ON NONCONSECUTIVE DAYS FOR A TOTAL OF 0.6 HOUR/WEEK. THE LEAD/CHIEF OPERATOR MUST BE CLASS D OR HIGHER. | N | Y | EVERGLADES PK-LONG PINE KEY | 40000 SR 9336 |  | HOMESTEAD | FL | 33034 |  | 3052427772 |  | RICHARD AHERN | NATIONAL PARK SERVICE. EVERGLADES NATIONAL PARK | 40000 STATE ROAD 9336 |  | HOMESTEAD | FL | 33034 |  | 3052427780 |  | FEDERAL | 300 | 10800 | 15 | 2019-07-09 | 2021-08-24 | NC01 | 50
4 | MIAMI-DADE | SEDA | RICHARD_AHERN@NPS.GOV | 4134373 | NONCOMMUNITY | AERATION FOR REMOVAL OF ANY PRIMARY CONTAMINANT; ALKALINITY/PH ADJUSTMENT; CHLORAMIN ATION; CHLORINE DIOXIDE FOR OXIDATION OR DISINFECTION; FLUORIDATION; ION EXCHANGE FOR REMOVAL OF ANY SECONDARY CONTAMINANT, SULFIDE, OR ANY UNREGULATED CONTAMINANT; OR OZONATION LESS THAN 0.1 MGD. STAFFING BY A CLASS D OR HIGHER OPERATOR: 3 VISITS/WEEK ON NONCONSECUTIVE DAYS FOR A TOTAL OF 0.6 HOUR/WEEK. THE LEAD/CHIEF OPERATOR MUST BE CLASS D OR HIGHER. | N | Y | EVERGLADES NATIONAL PARK BILL ROBERTSON | 40000 S.R. 9336 |  | HOMESTEAD | FL | 33034 |  | 3052427772 |  | RANDY BORDEN | NATIONAL PARK SERVICES. EVERGLADES NATIONAL PARK | 40001 STATE ROAD 9336 |  | HOMESTEAD | FL | 33034 |  | 3052427771 |  | FEDERAL | 55 | 20000 | 1 | 2019-07-19 | 2021-08-24 | NC01 | 50
4 | MIAMI-DADE | SEDA | RICHARD_AHERN@NPS.GOV | 4134374 | NONCOMMUNITY | AERATION FOR REMOVAL OF ANY PRIMARY CONTAMINANT; ALKALINITY/PH ADJUSTMENT; CHLORAMIN ATION; CHLORINE DIOXIDE FOR OXIDATION OR DISINFECTION; FLUORIDATION; ION EXCHANGE FOR REMOVAL OF ANY SECONDARY CONTAMINANT, SULFIDE, OR ANY UNREGULATED CONTAMINANT; OR OZONATION LESS THAN 0.1 MGD. STAFFING BY A CLASS D OR HIGHER OPERATOR: 3 VISITS/WEEK ON NONCONSECUTIVE DAYS FOR A TOTAL OF 0.6 HOUR/WEEK. THE LEAD/CHIEF OPERATOR MUST BE CLASS D OR HIGHER. | N | Y | EVERGLADES PK-ROYAL PALM | 40000 S.R. 9336 |  | HOMESTEAD | FL | 33034 |  | 3052427772 |  | RANDY BORDEN | NATIONAL PARK SERVICES. EVERGLADES NATIONAL PARK | 40000 STATE ROAD 9336 |  | HOMESTEAD | FL | 33034 |  | 3052427771 |  | FEDERAL | 50 | 21600 | 2 | 2020-12-18 | 2021-08-24 | NC01 | 50
4 | MIAMI-DADE | SEDA | RICHARD_AHERN@NPS.GOV | 4134375 | NONCOMMUNITY | AERATION FOR REMOVAL OF ANY PRIMARY CONTAMINANT; ALKALINITY/PH ADJUSTMENT; CHLORAMIN ATION; CHLORINE DIOXIDE FOR OXIDATION OR DISINFECTION; FLUORIDATION; ION EXCHANGE FOR REMOVAL OF ANY SECONDARY CONTAMINANT, SULFIDE, OR ANY UNREGULATED CONTAMINANT; OR OZONATION LESS THAN 0.1 MGD. STAFFING BY A CLASS D OR HIGHER OPERATOR: 3 VISITS/WEEK ON NONCONSECUTIVE DAYS FOR A TOTAL OF 0.6 HOUR/WEEK. THE LEAD/CHIEF OPERATOR MUST BE CLASS D OR HIGHER. | N | Y | EVERGLADES PK-SHARK VALLEY TOWER | 36000 SW 8 STREET |  | MIAMI | FL | 33194 |  | 3052427731 |  | RICHARD AHERN | NATIONAL PARK SERVICE. EVERGLADES NATIONAL PARK | 40000 STATE ROAD 9336 |  | HOMESTEAD | FL | 33034 |  | 3052427771 |  | FEDERAL | 100 | 8000 | 1 | 2019-12-27 | 2021-10-05 | NC01 | 50
4 | MIAMI-DADE | SEDA | RICHARD_AHERN@NPS.GOV | 4134376 | NONCOMMUNITY | AERATION FOR REMOVAL OF ANY PRIMARY CONTAMINANT; ALKALINITY/PH ADJUSTMENT; CHLORAMIN ATION; CHLORINE DIOXIDE FOR OXIDATION OR DISINFECTION; FLUORIDATION; ION EXCHANGE FOR REMOVAL OF ANY SECONDARY CONTAMINANT, SULFIDE, OR ANY UNREGULATED CONTAMINANT; OR OZONATION LESS THAN 0.1 MGD. STAFFING BY A CLASS D OR HIGHER OPERATOR: 3 VISITS/WEEK ON NONCONSECUTIVE DAYS FOR A TOTAL OF 0.6 HOUR/WEEK. THE LEAD/CHIEF OPERATOR MUST BE CLASS D OR HIGHER. | N | Y | EVERGLADES SHARK VALLEY | 40000 SR 9336 |  | HOMESTEAD | FL | 33034 |  | 3052427772 |  | MICHAEL JESTER | EVERGLADES NATIONAL PARK SERVICE | 40000 STATE ROAD 9336 |  | HOMESTEAD | FL | 33034 |  | 3052427771 |  | FEDERAL | 100 | 5000 | 1 | 2019-12-27 | 2021-10-05 | NC01 | 50
4 | MIAMI-DADE | SEDA | info@butlersfoliage.com | 4134382 | NONCOMMUNITY | CHLORINATION; AERATION FOR REMOVAL OF ANY SECONDARY CONTAMINANT, SULFIDE, OR ANY UNREGULATED CONTAMINANT; CORROSION CONTROL INHIBITOR ADDITION; HYPOCHLORINATION; IRON OR MANGANESE SEQUESTRATION; OR ULTRAVIOLET RADIATION. THE LEAD/CHIEF OPERATOR MUST BE CLASS D OR HIGHER. 50,000 GPD UP TO 0.25 MGD-STAFFING BY CLASS D OR HIGHER OPERATOR: 3 VISITS/WEEK ON NONCONSECUTIVE DAYS FOR A TOTAL OF 0.3 HOUR/WEEK. LESS THAN 50,000 GPD-STAFFING BY A CLASS D OR HIGHER OPERATOR: 2 VISITS/WEEK ON NONCONSECUTIVE DAYS FOR A TOTAL OF 0.2 HOUR/WEEK. THERE SHALL BE NO MORE THAN 5 DAYS BETWEEN THE LAST VISIT IN ONE WEEK AND THE FIRST VISIT IN THE NEXT WEEK. | N | Y | BUTLER'S NURSERY | 15870 SW 216 STREET |  | MIAMI | FL | 33170 |  | 3052381018 |  |  | GEORGE BUTLER | P.O.BOX 92-4297 |  | PRINCETON | FL | 33092 | 1018 | 3052381018 |  | INVESTOR | 25 | 5000 | 2 | 2021-04-27 | 2018-02-23 | NC01 | 50
4 | MIAMI-DADE | SEDA | email@waterprofla.com | 4134387 | NONCOMMUNITY | CHLORINATION; AERATION FOR REMOVAL OF ANY SECONDARY CONTAMINANT, SULFIDE, OR ANY UNREGULATED CONTAMINANT; CORROSION CONTROL INHIBITOR ADDITION; HYPOCHLORINATION; IRON OR MANGANESE SEQUESTRATION; OR ULTRAVIOLET RADIATION. THE LEAD/CHIEF OPERATOR MUST BE CLASS D OR HIGHER. 50,000 GPD UP TO 0.25 MGD-STAFFING BY CLASS D OR HIGHER OPERATOR: 3 VISITS/WEEK ON NONCONSECUTIVE DAYS FOR A TOTAL OF 0.3 HOUR/WEEK. LESS THAN 50,000 GPD-STAFFING BY A CLASS D OR HIGHER OPERATOR: 2 VISITS/WEEK ON NONCONSECUTIVE DAYS FOR A TOTAL OF 0.2 HOUR/WEEK. THERE SHALL BE NO MORE THAN 5 DAYS BETWEEN THE LAST VISIT IN ONE WEEK AND THE FIRST VISIT IN THE NEXT WEEK. | N | Y | RMC 4HH (COCONUT PALM TRADING) | 24814 SW 177 AVENUE | MAIL TO: 24814 SW 177 AVE, HOMESTEAD | HOMESTEAD | FL | 33031 |  | 3056841787 |  | BECKY COOPER | RMC 4 HH, INC | 16520 SW 272 STREET |  | HOMESTEAD | FL | 33031 |  |  |  | INVESTOR | 50 | 64000 | 5 | 2021-06-15 | 2018-02-27 | NC01 | 50
4 | MIAMI-DADE | SEDA | TRISELLER@AIM.COM | 4134388 | NONCOMMUNITY | CHLORINATION; AERATION FOR REMOVAL OF ANY SECONDARY CONTAMINANT, SULFIDE, OR ANY UNREGULATED CONTAMINANT; CORROSION CONTROL INHIBITOR ADDITION; HYPOCHLORINATION; IRON OR MANGANESE SEQUESTRATION; OR ULTRAVIOLET RADIATION. THE LEAD/CHIEF OPERATOR MUST BE CLASS D OR HIGHER. 50,000 GPD UP TO 0.25 MGD-STAFFING BY CLASS D OR HIGHER OPERATOR: 3 VISITS/WEEK ON NONCONSECUTIVE DAYS FOR A TOTAL OF 0.3 HOUR/WEEK. LESS THAN 50,000 GPD-STAFFING BY A CLASS D OR HIGHER OPERATOR: 2 VISITS/WEEK ON NONCONSECUTIVE DAYS FOR A TOTAL OF 0.2 HOUR/WEEK. THERE SHALL BE NO MORE THAN 5 DAYS BETWEEN THE LAST VISIT IN ONE WEEK AND THE FIRST VISIT IN THE NEXT WEEK. | N | Y | BEEZ KWIK STOP | 20090 SW 177 AVENUE |  | MIAMI | FL | 33187 |  | 3052321800 |  | CARMEN MARTINEZ | CARMEN MARTINEZ | 5781 SW 165 CT |  | MIAMI | FL | 33139 |  | 3057263085 |  | INVESTOR | 35 | 5000 | 2 | 2020-10-06 | 2021-01-25 | NC01 | 50
4 | MIAMI-DADE | SEDA |  | 4134389 | OTHER PUBLIC WATER SYSTEM | CHLORINATION; AERATION FOR REMOVAL OF ANY SECONDARY CONTAMINANT, SULFIDE, OR ANY UNREGULATED CONTAMINANT; CORROSION CONTROL INHIBITOR ADDITION; HYPOCHLORINATION; IRON OR MANGANESE SEQUESTRATION; OR ULTRAVIOLET RADIATION. THE LEAD/CHIEF OPERATOR MUST BE CLASS D OR HIGHER. 50,000 GPD UP TO 0.25 MGD-STAFFING BY CLASS D OR HIGHER OPERATOR: 3 VISITS/WEEK ON NONCONSECUTIVE DAYS FOR A TOTAL OF 0.3 HOUR/WEEK. LESS THAN 50,000 GPD-STAFFING BY A CLASS D OR HIGHER OPERATOR: 2 VISITS/WEEK ON NONCONSECUTIVE DAYS FOR A TOTAL OF 0.2 HOUR/WEEK. THERE SHALL BE NO MORE THAN 5 DAYS BETWEEN THE LAST VISIT IN ONE WEEK AND THE FIRST VISIT IN THE NEXT WEEK. | N | Y | COMMERCIAL CARRIER CORP | 850 SW 177 AVENUE |  | MIAMI | FL | 33194 |  | 3052268445 |  | TONY WILLIAMSON | COMMERCIAL CARRIER CORP | P.O. BOX 440606 |  | MIAMI | FL | 33144 |  | 8004228572 |  | INVESTOR | 7 | 5000 | 1 | 2090-12-01 | 2092-09-08 | NAF | 0
4 | MIAMI-DADE | SEDA | info@coopertownairboats.com | 4134393 | NONCOMMUNITY | CHLORINATION; AERATION FOR REMOVAL OF ANY SECONDARY CONTAMINANT, SULFIDE, OR ANY UNREGULATED CONTAMINANT; CORROSION CONTROL INHIBITOR ADDITION; HYPOCHLORINATION; IRON OR MANGANESE SEQUESTRATION; OR ULTRAVIOLET RADIATION. THE LEAD/CHIEF OPERATOR MUST BE CLASS D OR HIGHER. 50,000 GPD UP TO 0.25 MGD-STAFFING BY CLASS D OR HIGHER OPERATOR: 3 VISITS/WEEK ON NONCONSECUTIVE DAYS FOR A TOTAL OF 0.3 HOUR/WEEK. LESS THAN 50,000 GPD-STAFFING BY A CLASS D OR HIGHER OPERATOR: 2 VISITS/WEEK ON NONCONSECUTIVE DAYS FOR A TOTAL OF 0.2 HOUR/WEEK. THERE SHALL BE NO MORE THAN 5 DAYS BETWEEN THE LAST VISIT IN ONE WEEK AND THE FIRST VISIT IN THE NEXT WEEK. | N | Y | COOPERTOWN | 22700 SW 8 ST |  | MIAMI | FL | 33144 |  | 3052266048 |  | JESSE KENNON | JESSE KENNON AND SALLY KENNON | P.O. BOX 440727 |  | MIAMI | FL | 33144 |  | 3052266048 |  | INVESTOR | 100 | 5000 | 1 | 2021-04-19 | 2018-06-21 | NC01 | 50
4 | MIAMI-DADE | SEDA | INFORMATION@COSTAFARMS.COM | 4134394 | NONCOMMUNITY | CHLORINATION; AERATION FOR REMOVAL OF ANY SECONDARY CONTAMINANT, SULFIDE, OR ANY UNREGULATED CONTAMINANT; CORROSION CONTROL INHIBITOR ADDITION; HYPOCHLORINATION; IRON OR MANGANESE SEQUESTRATION; OR ULTRAVIOLET RADIATION. THE LEAD/CHIEF OPERATOR MUST BE CLASS D OR HIGHER. 50,000 GPD UP TO 0.25 MGD-STAFFING BY CLASS D OR HIGHER OPERATOR: 3 VISITS/WEEK ON NONCONSECUTIVE DAYS FOR A TOTAL OF 0.3 HOUR/WEEK. LESS THAN 50,000 GPD-STAFFING BY A CLASS D OR HIGHER OPERATOR: 2 VISITS/WEEK ON NONCONSECUTIVE DAYS FOR A TOTAL OF 0.2 HOUR/WEEK. THERE SHALL BE NO MORE THAN 5 DAYS BETWEEN THE LAST VISIT IN ONE WEEK AND THE FIRST VISIT IN THE NEXT WEEK. | N | Y | COSTA NURSERY (SHIPPING) | 22290 SW 162 AVENUE |  | MIAMI | FL | 33170 |  | 3052473248 |  | MARISOL OLIVA | COSTA NURSERY FARMS, INC. | 22290 SW 162 AVENUE |  | GOULDS | FL | 33170 |  | 3052473248 |  | INVESTOR | 200 | 5000 | 3 | 2020-05-19 | 2021-06-28 | NC01 | 50
4 | MIAMI-DADE | SEDA |  | 4134402 | NONCOMMUNITY | CHLORINATION; AERATION FOR REMOVAL OF ANY SECONDARY CONTAMINANT, SULFIDE, OR ANY UNREGULATED CONTAMINANT; CORROSION CONTROL INHIBITOR ADDITION; HYPOCHLORINATION; IRON OR MANGANESE SEQUESTRATION; OR ULTRAVIOLET RADIATION. THE LEAD/CHIEF OPERATOR MUST BE CLASS D OR HIGHER. 50,000 GPD UP TO 0.25 MGD-STAFFING BY CLASS D OR HIGHER OPERATOR: 3 VISITS/WEEK ON NONCONSECUTIVE DAYS FOR A TOTAL OF 0.3 HOUR/WEEK. LESS THAN 50,000 GPD-STAFFING BY A CLASS D OR HIGHER OPERATOR: 2 VISITS/WEEK ON NONCONSECUTIVE DAYS FOR A TOTAL OF 0.2 HOUR/WEEK. THERE SHALL BE NO MORE THAN 5 DAYS BETWEEN THE LAST VISIT IN ONE WEEK AND THE FIRST VISIT IN THE NEXT WEEK. | N | Y | COSTA FARM GREENLEAF | 19355 SW 304 STREET |  | HOMESTEAD | FL | 33030 |  | 3052452262 |  | TOM PENA | JOLAYNE PENA ALGER | 11801 SW 285 STREET |  | HOMESTEAD | FL | 33030 |  | 3052452262 |  | INVESTOR | 40 | 5000 | 1 | 2021-06-14 | 2017-02-15 | NC01 | 50
4 | MIAMI-DADE | SEDA |  | 4134404 | NONCOMMUNITY | CHLORINATION; AERATION FOR REMOVAL OF ANY SECONDARY CONTAMINANT, SULFIDE, OR ANY UNREGULATED CONTAMINANT; CORROSION CONTROL INHIBITOR ADDITION; HYPOCHLORINATION; IRON OR MANGANESE SEQUESTRATION; OR ULTRAVIOLET RADIATION. THE LEAD/CHIEF OPERATOR MUST BE CLASS D OR HIGHER. 50,000 GPD UP TO 0.25 MGD-STAFFING BY CLASS D OR HIGHER OPERATOR: 3 VISITS/WEEK ON NONCONSECUTIVE DAYS FOR A TOTAL OF 0.3 HOUR/WEEK. LESS THAN 50,000 GPD-STAFFING BY A CLASS D OR HIGHER OPERATOR: 2 VISITS/WEEK ON NONCONSECUTIVE DAYS FOR A TOTAL OF 0.2 HOUR/WEEK. THERE SHALL BE NO MORE THAN 5 DAYS BETWEEN THE LAST VISIT IN ONE WEEK AND THE FIRST VISIT IN THE NEXT WEEK. | N | Y | GULFSTREAM TOMATO GROWERS | 21150 SW 167 AVENUE |  | MIAMI | FL | 33170 |  | 3052352441 |  | JAMES LEMPEREUR | JOSEPH E. HAGAN | 21150 SW 167TH AVE. |  | GOULDS | FL | 33170 |  | 3052354161 |  | INVESTOR | 100 | 5000 | 1 | 2021-04-16 | 2019-03-26 | NC01 | 50
4 | MIAMI-DADE | SEDA | info@evergladessafaripark.com | 4134420 | NONCOMMUNITY | CHLORINATION; AERATION FOR REMOVAL OF ANY SECONDARY CONTAMINANT, SULFIDE, OR ANY UNREGULATED CONTAMINANT; CORROSION CONTROL INHIBITOR ADDITION; HYPOCHLORINATION; IRON OR MANGANESE SEQUESTRATION; OR ULTRAVIOLET RADIATION. THE LEAD/CHIEF OPERATOR MUST BE CLASS D OR HIGHER. 50,000 GPD UP TO 0.25 MGD-STAFFING BY CLASS D OR HIGHER OPERATOR: 3 VISITS/WEEK ON NONCONSECUTIVE DAYS FOR A TOTAL OF 0.3 HOUR/WEEK. LESS THAN 50,000 GPD-STAFFING BY A CLASS D OR HIGHER OPERATOR: 2 VISITS/WEEK ON NONCONSECUTIVE DAYS FOR A TOTAL OF 0.2 HOUR/WEEK. THERE SHALL BE NO MORE THAN 5 DAYS BETWEEN THE LAST VISIT IN ONE WEEK AND THE FIRST VISIT IN THE NEXT WEEK. | N | Y | SAFARI RESTAURANT | 26700 SW 8 ST | P.O. BOX 535, NAPLES FL. 34106 | MIAMI | FL | 33194 |  | 3052266923 |  | RICK FARACE | RICK FARACE | 26700 SW 8 STREET |  | MIAMI | FL | 34106 |  | 3052266923 |  | INVESTOR | 150 | 5000 | 1 | 2021-04-19 | 2018-09-11 | NC01 | 50
4 | MIAMI-DADE | SEDA |  | 4134430 | NONCOMMUNITY | CHLORINATION; AERATION FOR REMOVAL OF ANY SECONDARY CONTAMINANT, SULFIDE, OR ANY UNREGULATED CONTAMINANT; CORROSION CONTROL INHIBITOR ADDITION; HYPOCHLORINATION; IRON OR MANGANESE SEQUESTRATION; OR ULTRAVIOLET RADIATION. THE LEAD/CHIEF OPERATOR MUST BE CLASS D OR HIGHER. 50,000 GPD UP TO 0.25 MGD-STAFFING BY CLASS D OR HIGHER OPERATOR: 3 VISITS/WEEK ON NONCONSECUTIVE DAYS FOR A TOTAL OF 0.3 HOUR/WEEK. LESS THAN 50,000 GPD-STAFFING BY A CLASS D OR HIGHER OPERATOR: 2 VISITS/WEEK ON NONCONSECUTIVE DAYS FOR A TOTAL OF 0.2 HOUR/WEEK. THERE SHALL BE NO MORE THAN 5 DAYS BETWEEN THE LAST VISIT IN ONE WEEK AND THE FIRST VISIT IN THE NEXT WEEK. | N | Y | SILVER KROME CORNER | 23200 SW 177 AVENUE, MIAMI, 33170 |  | MIAMI, 33170 | FL | 33010 |  | 7862298039 |  | DEBRA ROTOLANTE | DEBRA ROTOLANTE | 23200 SW 177 AVENUE |  | MIAMI | FL | 33170 |  | 7862298039 |  | INVESTOR | 25 | 5000 | 1 | 2017-10-30 | 2021-06-29 | NC01 | 50
4 | MIAMI-DADE | SEDA | email@waterprofla.com | 4134431 | NONCOMMUNITY | CHLORINATION; AERATION FOR REMOVAL OF ANY SECONDARY CONTAMINANT, SULFIDE, OR ANY UNREGULATED CONTAMINANT; CORROSION CONTROL INHIBITOR ADDITION; HYPOCHLORINATION; IRON OR MANGANESE SEQUESTRATION; OR ULTRAVIOLET RADIATION. THE LEAD/CHIEF OPERATOR MUST BE CLASS D OR HIGHER. 50,000 GPD UP TO 0.25 MGD-STAFFING BY CLASS D OR HIGHER OPERATOR: 3 VISITS/WEEK ON NONCONSECUTIVE DAYS FOR A TOTAL OF 0.3 HOUR/WEEK. LESS THAN 50,000 GPD-STAFFING BY A CLASS D OR HIGHER OPERATOR: 2 VISITS/WEEK ON NONCONSECUTIVE DAYS FOR A TOTAL OF 0.2 HOUR/WEEK. THERE SHALL BE NO MORE THAN 5 DAYS BETWEEN THE LAST VISIT IN ONE WEEK AND THE FIRST VISIT IN THE NEXT WEEK. | N | Y | REDLAND MARATHON | 14695 SW 216 STREET |  | MIAMI | FL | 33170 |  | 3052354411 |  |  | FRANCESCO VERGANI | 14695 SW 216 STREET |  | MIAMI | FL | 33170 |  | 3052354411 |  | INVESTOR | 30 | 20000 | 1 | 2021-05-21 | 2018-02-23 | NC01 | 50
4 | MIAMI-DADE | SEDA |  | 4134434 | NONCOMMUNITY | CHLORINATION; AERATION FOR REMOVAL OF ANY SECONDARY CONTAMINANT, SULFIDE, OR ANY UNREGULATED CONTAMINANT; CORROSION CONTROL INHIBITOR ADDITION; HYPOCHLORINATION; IRON OR MANGANESE SEQUESTRATION; OR ULTRAVIOLET RADIATION. THE LEAD/CHIEF OPERATOR MUST BE CLASS D OR HIGHER. 50,000 GPD UP TO 0.25 MGD-STAFFING BY CLASS D OR HIGHER OPERATOR: 3 VISITS/WEEK ON NONCONSECUTIVE DAYS FOR A TOTAL OF 0.3 HOUR/WEEK. LESS THAN 50,000 GPD-STAFFING BY A CLASS D OR HIGHER OPERATOR: 2 VISITS/WEEK ON NONCONSECUTIVE DAYS FOR A TOTAL OF 0.2 HOUR/WEEK. THERE SHALL BE NO MORE THAN 5 DAYS BETWEEN THE LAST VISIT IN ONE WEEK AND THE FIRST VISIT IN THE NEXT WEEK. | N | Y | COMMUNITY ASPHALT | 14001 N.W. 186 STREET |  | HIALEAH | FL | 33018 |  | 3058290700 |  | TODD TRUEBLOOD | [9 empty] | INVESTOR | 25 | 5000 | 1 | 2021-04-08 | 2019-12-10 | NC01 | 50
4 | MIAMI-DADE | SEDA | jrporter@cemexusa.com | 4134439 | NONCOMMUNITY | CHLORINATION; AERATION FOR REMOVAL OF ANY SECONDARY CONTAMINANT, SULFIDE, OR ANY UNREGULATED CONTAMINANT; CORROSION CONTROL INHIBITOR ADDITION; HYPOCHLORINATION; IRON OR MANGANESE SEQUESTRATION; OR ULTRAVIOLET RADIATION. THE LEAD/CHIEF OPERATOR MUST BE CLASS D OR HIGHER. 50,000 GPD UP TO 0.25 MGD-STAFFING BY CLASS D OR HIGHER OPERATOR: 3 VISITS/WEEK ON NONCONSECUTIVE DAYS FOR A TOTAL OF 0.3 HOUR/WEEK. LESS THAN 50,000 GPD-STAFFING BY A CLASS D OR HIGHER OPERATOR: 2 VISITS/WEEK ON NONCONSECUTIVE DAYS FOR A TOTAL OF 0.2 HOUR/WEEK. THERE SHALL BE NO MORE THAN 5 DAYS BETWEEN THE LAST VISIT IN ONE WEEK AND THE FIRST VISIT IN THE NEXT WEEK. | N | Y | CEMEX-F.E.C., OFFICE | 13292 NW 118 AVENUE |  | HIALEAH | FL | 33178 |  | 3058184950 |  |  | CEMEX | 1425 EAST WIGGINS PASS RD |  | NAPLES | FL | 34110 |  | 2395970236 |  | INVESTOR | 160 | 3000 | 1 | 2021-06-08 | 2017-03-30 | NC01 | 50
4 | MIAMI-DADE | SEDA | redlandspca@juno.com | 4134442 | NONCOMMUNITY | CHLORINATION; AERATION FOR REMOVAL OF ANY SECONDARY CONTAMINANT, SULFIDE, OR ANY UNREGULATED CONTAMINANT; CORROSION CONTROL INHIBITOR ADDITION; HYPOCHLORINATION; IRON OR MANGANESE SEQUESTRATION; OR ULTRAVIOLET RADIATION. THE LEAD/CHIEF OPERATOR MUST BE CLASS D OR HIGHER. 50,000 GPD UP TO 0.25 MGD-STAFFING BY CLASS D OR HIGHER OPERATOR: 3 VISITS/WEEK ON NONCONSECUTIVE DAYS FOR A TOTAL OF 0.3 HOUR/WEEK. LESS THAN 50,000 GPD-STAFFING BY A CLASS D OR HIGHER OPERATOR: 2 VISITS/WEEK ON NONCONSECUTIVE DAYS FOR A TOTAL OF 0.2 HOUR/WEEK. THERE SHALL BE NO MORE THAN 5 DAYS BETWEEN THE LAST VISIT IN ONE WEEK AND THE FIRST VISIT IN THE NEXT WEEK. | N | Y | REDLAND COMMUNITY CHURCH | 14601 SW 248 ST. |  | MIAMI | FL | 33032 |  | 3052581132 |  | SUE KATSOURIS | JERRY FRYER | 27105 SW 197TH AVE. |  | MIAMI | FL | 33034 |  | 3052470264 |  | INVESTOR | 450 | 3000 | 1 | 2021-04-02 | 2018-02-23 | NC01 | 50
4 | MIAMI-DADE | SEDA |  | 4134443 | NONCOMMUNITY | CHLORINATION; AERATION FOR REMOVAL OF ANY SECONDARY CONTAMINANT, SULFIDE, OR ANY UNREGULATED CONTAMINANT; CORROSION CONTROL INHIBITOR ADDITION; HYPOCHLORINATION; IRON OR MANGANESE SEQUESTRATION; OR ULTRAVIOLET RADIATION. THE LEAD/CHIEF OPERATOR MUST BE CLASS D OR HIGHER. 50,000 GPD UP TO 0.25 MGD-STAFFING BY CLASS D OR HIGHER OPERATOR: 3 VISITS/WEEK ON NONCONSECUTIVE DAYS FOR A TOTAL OF 0.3 HOUR/WEEK. LESS THAN 50,000 GPD-STAFFING BY A CLASS D OR HIGHER OPERATOR: 2 VISITS/WEEK ON NONCONSECUTIVE DAYS FOR A TOTAL OF 0.2 HOUR/WEEK. THERE SHALL BE NO MORE THAN 5 DAYS BETWEEN THE LAST VISIT IN ONE WEEK AND THE FIRST VISIT IN THE NEXT WEEK. | N | Y | COMCAST REDLANDS | 20800 SW 167 AVE. |  | MIAMI | FL | 33187 |  | 3052387690 |  |  | GINA PESANTES | 18601 NW 2ND AVENUE |  | MIAMI | FL | 33169 |  | 3059709059 |  | INVESTOR | 25 | 30000 | 1 | 2020-07-21 | 2021-04-10 | NC01 | 50
4 | MIAMI-DADE | SEDA | MARCUSDO@BELLSOUTH.NET | 4134448 | NONCOMMUNITY | CHLORINATION; AERATION FOR REMOVAL OF ANY SECONDARY CONTAMINANT, SULFIDE, OR ANY UNREGULATED CONTAMINANT; CORROSION CONTROL INHIBITOR ADDITION; HYPOCHLORINATION; IRON OR MANGANESE SEQUESTRATION; OR ULTRAVIOLET RADIATION. THE LEAD/CHIEF OPERATOR MUST BE CLASS D OR HIGHER. 50,000 GPD UP TO 0.25 MGD-STAFFING BY CLASS D OR HIGHER OPERATOR: 3 VISITS/WEEK ON NONCONSECUTIVE DAYS FOR A TOTAL OF 0.3 HOUR/WEEK. LESS THAN 50,000 GPD-STAFFING BY A CLASS D OR HIGHER OPERATOR: 2 VISITS/WEEK ON NONCONSECUTIVE DAYS FOR A TOTAL OF 0.2 HOUR/WEEK. THERE SHALL BE NO MORE THAN 5 DAYS BETWEEN THE LAST VISIT IN ONE WEEK AND THE FIRST VISIT IN THE NEXT WEEK. | N | Y | PALMS PROFESSIONAL CENTER | 18430 S. DIXIE HWY. |  | MIAMI | FL | 33157 |  | 3052530040 |  |  | JEANNETTE HERNANDEZ | 1950 W HILLSBORO BLVD, SUITE 201 |  | DEERFIELD BEACH | FL | 33442 |  | 5614066080 |  | INVESTOR | 25 | 3000 | 1 | 2021-04-26 | 2019-06-18 | NC01 | 50
4 | MIAMI-DADE | SEDA | kloria@farmcreditfl.com | 4134451 | NONCOMMUNITY | CHLORINATION; AERATION FOR REMOVAL OF ANY SECONDARY CONTAMINANT, SULFIDE, OR ANY UNREGULATED CONTAMINANT; CORROSION CONTROL INHIBITOR ADDITION; HYPOCHLORINATION; IRON OR MANGANESE SEQUESTRATION; OR ULTRAVIOLET RADIATION. THE LEAD/CHIEF OPERATOR MUST BE CLASS D OR HIGHER. 50,000 GPD UP TO 0.25 MGD-STAFFING BY CLASS D OR HIGHER OPERATOR: 3 VISITS/WEEK ON NONCONSECUTIVE DAYS FOR A TOTAL OF 0.3 HOUR/WEEK. LESS THAN 50,000 GPD-STAFFING BY A CLASS D OR HIGHER OPERATOR: 2 VISITS/WEEK ON NONCONSECUTIVE DAYS FOR A TOTAL OF 0.2 HOUR/WEEK. THERE SHALL BE NO MORE THAN 5 DAYS BETWEEN THE LAST VISIT IN ONE WEEK AND THE FIRST VISIT IN THE NEXT WEEK. | N | Y | FARM CREDIT | 24700 SW 177 AVENUE | MAILING: P.O.DRAWER 1609 | HOMESTEAD, FL 33090 | FL | 33030 |  | 3052486080 |  | KAREN LORIA | FARM CREDIR SERVICES OF SOUTH FLORIDA | P. O. BOX 213069 |  | ROYAL PALM BEACH | FL | 33421 |  | 8004324156 |  | INVESTOR | 25 | 2720 | 1 | 2021-06-15 | 2017-12-12 | NC01 | 50
4 | MIAMI-DADE | SEDA | jrporter@cemexusa.com | 4134453 | NONCOMMUNITY | CHLORINATION; AERATION FOR REMOVAL OF ANY SECONDARY CONTAMINANT, SULFIDE, OR ANY UNREGULATED CONTAMINANT; CORROSION CONTROL INHIBITOR ADDITION; HYPOCHLORINATION; IRON OR MANGANESE SEQUESTRATION; OR ULTRAVIOLET RADIATION. THE LEAD/CHIEF OPERATOR MUST BE CLASS D OR HIGHER. 50,000 GPD UP TO 0.25 MGD-STAFFING BY CLASS D OR HIGHER OPERATOR: 3 VISITS/WEEK ON NONCONSECUTIVE DAYS FOR A TOTAL OF 0.3 HOUR/WEEK. LESS THAN 50,000 GPD-STAFFING BY A CLASS D OR HIGHER OPERATOR: 2 VISITS/WEEK ON NONCONSECUTIVE DAYS FOR A TOTAL OF 0.2 HOUR/WEEK. THERE SHALL BE NO MORE THAN 5 DAYS BETWEEN THE LAST VISIT IN ONE WEEK AND THE FIRST VISIT IN THE NEXT WEEK. | N | Y | CEMEX-F.E.C., SHOP | 12155 NW 136 STREET |  | HIALEAH | FL | 33178 |  | 3057906648 |  | ORRIN ROYE | CEMEX | 1501 BELVEDERE ROAD |  | WEST PALM BEACH | FL | 33406 |  | 2395970236 |  | INVESTOR | 35 | 16000 | 1 | 2021-04-15 | 2019-05-07 | NC01 | 50
4 | MIAMI-DADE | SEDA |  | 4134459 | NONCOMMUNITY | CHLORINATION; AERATION FOR REMOVAL OF ANY SECONDARY CONTAMINANT, SULFIDE, OR ANY UNREGULATED CONTAMINANT; CORROSION CONTROL INHIBITOR ADDITION; HYPOCHLORINATION; IRON OR MANGANESE SEQUESTRATION; OR ULTRAVIOLET RADIATION. THE LEAD/CHIEF OPERATOR MUST BE CLASS D OR HIGHER. 50,000 GPD UP TO 0.25 MGD-STAFFING BY CLASS D OR HIGHER OPERATOR: 3 VISITS/WEEK ON NONCONSECUTIVE DAYS FOR A TOTAL OF 0.3 HOUR/WEEK. LESS THAN 50,000 GPD-STAFFING BY A CLASS D OR HIGHER OPERATOR: 2 VISITS/WEEK ON NONCONSECUTIVE DAYS FOR A TOTAL OF 0.2 HOUR/WEEK. THERE SHALL BE NO MORE THAN 5 DAYS BETWEEN THE LAST VISIT IN ONE WEEK AND THE FIRST VISIT IN THE NEXT WEEK. | N | Y | CIRCLE D FARMS | 32700 SW 217 AVENUE |  | HOMESTEAD | FL | 33030 |  | 3052452524 |  | DOREEN DE MARCO | PAUL DI MARE | P.O. BOX 900460 |  | HOMESTEAD | FL | 33090 | 460 | 3052452524 |  | INVESTOR | 25 | 3000 | 1 | 2021-05-21 | 2017-10-12 | NC01 | 50
4 | MIAMI-DADE | SEDA | email@waterprofla.com | 4134462 | NONCOMMUNITY | CHLORINATION; AERATION FOR REMOVAL OF ANY SECONDARY CONTAMINANT, SULFIDE, OR ANY UNREGULATED CONTAMINANT; CORROSION CONTROL INHIBITOR ADDITION; HYPOCHLORINATION; IRON OR MANGANESE SEQUESTRATION; OR ULTRAVIOLET RADIATION. THE LEAD/CHIEF OPERATOR MUST BE CLASS D OR HIGHER. 50,000 GPD UP TO 0.25 MGD-STAFFING BY CLASS D OR HIGHER OPERATOR: 3 VISITS/WEEK ON NONCONSECUTIVE DAYS FOR A TOTAL OF 0.3 HOUR/WEEK. LESS THAN 50,000 GPD-STAFFING BY A CLASS D OR HIGHER OPERATOR: 2 VISITS/WEEK ON NONCONSECUTIVE DAYS FOR A TOTAL OF 0.2 HOUR/WEEK. THERE SHALL BE NO MORE THAN 5 DAYS BETWEEN THE LAST VISIT IN ONE WEEK AND THE FIRST VISIT IN THE NEXT WEEK. | N | Y | REDLANDS GROCERY | 26400 SW 187 AVENUE |  | HOMESTEAD | FL | 33031 |  | 3052476063 |  | DAVID ANDERSON | DAVID ANDERSON | 26400 SW 187 AVENUE |  | HOMESTEAD | FL | 33031 |  | 3052476063 |  | INVESTOR | 200 | 10000 | 1 | 2021-06-01 | 2017-11-17 | NC01 | 50
4 | MIAMI-DADE | SEDA | mporras@sunrisegroup.org | 4134465 | NONTRANSIENT NONCOMMUNITY | CHLORINATION; AERATION FOR REMOVAL OF ANY SECONDARY CONTAMINANT, SULFIDE, OR ANY UNREGULATED CONTAMINANT; CORROSION CONTROL INHIBITOR ADDITION; HYPOCHLORINATION; IRON OR MANGANESE SEQUESTRATION; OR ULTRAVIOLET RADIATION. THE LEAD/CHIEF OPERATOR MUST BE CLASS D OR HIGHER. 50,000 GPD UP TO 0.25 MGD-STAFFING BY CLASS D OR HIGHER OPERATOR: 3 VISITS/WEEK ON NONCONSECUTIVE DAYS FOR A TOTAL OF 0.3 HOUR/WEEK. LESS THAN 50,000 GPD-STAFFING BY A CLASS D OR HIGHER OPERATOR: 2 VISITS/WEEK ON NONCONSECUTIVE DAYS FOR A TOTAL OF 0.2 HOUR/WEEK. THERE SHALL BE NO MORE THAN 5 DAYS BETWEEN THE LAST VISIT IN ONE WEEK AND THE FIRST VISIT IN THE NEXT WEEK. | N | Y | SUNRISE ADULT SERVICES (29800) | 29800 OLD DIXIE HWY |  | HOMESTEAD | FL | 33030 |  | 3052460425 |  | MARIELA PORRAS | SUNRISE C/O MR. LESLEY LEECH | 29800 OLD DIXIE HIGHWAY |  | HOMESTEAD | FL | 33030 |  | 3052460425 |  | INVESTOR | 80 | 3000 | 1 | 2021-04-05 | 2020-12-21 | NTNC | 100
4 | MIAMI-DADE | SEDA |  | 4134468 | NONCOMMUNITY | CHLORINATION; AERATION FOR REMOVAL OF ANY SECONDARY CONTAMINANT, SULFIDE, OR ANY UNREGULATED CONTAMINANT; CORROSION CONTROL INHIBITOR ADDITION; HYPOCHLORINATION; IRON OR MANGANESE SEQUESTRATION; OR ULTRAVIOLET RADIATION. THE LEAD/CHIEF OPERATOR MUST BE CLASS D OR HIGHER. 50,000 GPD UP TO 0.25 MGD-STAFFING BY CLASS D OR HIGHER OPERATOR: 3 VISITS/WEEK ON NONCONSECUTIVE DAYS FOR A TOTAL OF 0.3 HOUR/WEEK. LESS THAN 50,000 GPD-STAFFING BY A CLASS D OR HIGHER OPERATOR: 2 VISITS/WEEK ON NONCONSECUTIVE DAYS FOR A TOTAL OF 0.2 HOUR/WEEK. THERE SHALL BE NO MORE THAN 5 DAYS BETWEEN THE LAST VISIT IN ONE WEEK AND THE FIRST VISIT IN THE NEXT WEEK. | N | Y | U-HAUL RENTAL & SERVICES | 16500 SO. DIXIE HIGHWAY |  | MIAMI | FL | 33157 |  | 3052321421 |  |  | U-HAUL RENTAL & SERVICES | 16500 SO. DIXIE HIGHWAY |  | MIAMI | FL | 33157 |  | 3052321421 |  | INVESTOR | 25 | 3000 | 1 | 2021-05-26 | 2019-06-18 | NC01 | 50
4 | MIAMI-DADE | SEDA |  | 4134472 | OTHER PUBLIC WATER SYSTEM | CHLORINATION; AERATION FOR REMOVAL OF ANY SECONDARY CONTAMINANT, SULFIDE, OR ANY UNREGULATED CONTAMINANT; CORROSION CONTROL INHIBITOR ADDITION; HYPOCHLORINATION; IRON OR MANGANESE SEQUESTRATION; OR ULTRAVIOLET RADIATION. THE LEAD/CHIEF OPERATOR MUST BE CLASS D OR HIGHER. 50,000 GPD UP TO 0.25 MGD-STAFFING BY CLASS D OR HIGHER OPERATOR: 3 VISITS/WEEK ON NONCONSECUTIVE DAYS FOR A TOTAL OF 0.3 HOUR/WEEK. LESS THAN 50,000 GPD-STAFFING BY A CLASS D OR HIGHER OPERATOR: 2 VISITS/WEEK ON NONCONSECUTIVE DAYS FOR A TOTAL OF 0.2 HOUR/WEEK. THERE SHALL BE NO MORE THAN 5 DAYS BETWEEN THE LAST VISIT IN ONE WEEK AND THE FIRST VISIT IN THE NEXT WEEK. | N | Y | O.K. FEED STORE INCORP. | 22801 KROME AVENUE |  | MIAMI | FL | 33170 |  | 3052463333 |  | FRANK TIPTON JR. | O.K. FEED STORE INCORP. | P.O. BOX 1076 |  | SO MIAMI | FL | 33143 |  | 3052463333 |  | INVESTOR | 2 | 3000 | 1 | 2095-10-04 | 2094-10-24 | NAF | 0
4 | MIAMI-DADE | SEDA |  | 4134473 | OTHER PUBLIC WATER SYSTEM | CHLORINATION; AERATION FOR REMOVAL OF ANY SECONDARY CONTAMINANT, SULFIDE, OR ANY UNREGULATED CONTAMINANT; CORROSION CONTROL INHIBITOR ADDITION; HYPOCHLORINATION; IRON OR MANGANESE SEQUESTRATION; OR ULTRAVIOLET RADIATION. THE LEAD/CHIEF OPERATOR MUST BE CLASS D OR HIGHER. 50,000 GPD UP TO 0.25 MGD-STAFFING BY CLASS D OR HIGHER OPERATOR: 3 VISITS/WEEK ON NONCONSECUTIVE DAYS FOR A TOTAL OF 0.3 HOUR/WEEK. LESS THAN 50,000 GPD-STAFFING BY A CLASS D OR HIGHER OPERATOR: 2 VISITS/WEEK ON NONCONSECUTIVE DAYS FOR A TOTAL OF 0.2 HOUR/WEEK. THERE SHALL BE NO MORE THAN 5 DAYS BETWEEN THE LAST VISIT IN ONE WEEK AND THE FIRST VISIT IN THE NEXT WEEK. | N | Y | STATE OF FL DEPT. OF FORESTRY | 13120 SW 236 STREET |  | MIAMI | FL | 33032 |  | 3052583501 |  | DAVID CRANE | STATE OF FL DEPT.AGRICULTURE | SERVICE DEPARTMENT |  | TALLAHASSEE | FL | 99999 |  | 8003230911 |  | STATE | 11 | 3000 | 1 |  | 2094-12-26 | NAF | 0
4 | MIAMI-DADE | SEDA |  | 4134474 | OTHER PUBLIC WATER SYSTEM | CHLORINATION; AERATION FOR REMOVAL OF ANY SECONDARY CONTAMINANT, SULFIDE, OR ANY UNREGULATED CONTAMINANT; CORROSION CONTROL INHIBITOR ADDITION; HYPOCHLORINATION; IRON OR MANGANESE SEQUESTRATION; OR ULTRAVIOLET RADIATION. THE LEAD/CHIEF OPERATOR MUST BE CLASS D OR HIGHER. 50,000 GPD UP TO 0.25 MGD-STAFFING BY CLASS D OR HIGHER OPERATOR: 3 VISITS/WEEK ON NONCONSECUTIVE DAYS FOR A TOTAL OF 0.3 HOUR/WEEK. LESS THAN 50,000 GPD-STAFFING BY A CLASS D OR HIGHER OPERATOR: 2 VISITS/WEEK ON NONCONSECUTIVE DAYS FOR A TOTAL OF 0.2 HOUR/WEEK. THERE SHALL BE NO MORE THAN 5 DAYS BETWEEN THE LAST VISIT IN ONE WEEK AND THE FIRST VISIT IN THE NEXT WEEK. | N | Y | VERSTER | 23785 SW 133 AVENUE | SEE RELAT. PARTY FOR MAIL | MIAMI | FL | 33032 |  | 3052582335 |  | JEAETTE VERSTER | MRS. JEANETTE VERSTER | 7220 SW 61 ST. |  | MIAMI | FL | 33143 |  | 3056671824 |  | INVESTOR | 10 | 3000 | 1 | 2094-04-29 | 2093-09-20 | NAF | 0
4 | MIAMI-DADE | SEDA |  | 4134475 | OTHER PUBLIC WATER SYSTEM | CHLORINATION; AERATION FOR REMOVAL OF ANY SECONDARY CONTAMINANT, SULFIDE, OR ANY UNREGULATED CONTAMINANT; CORROSION CONTROL INHIBITOR ADDITION; HYPOCHLORINATION; IRON OR MANGANESE SEQUESTRATION; OR ULTRAVIOLET RADIATION. THE LEAD/CHIEF OPERATOR MUST BE CLASS D OR HIGHER. 50,000 GPD UP TO 0.25 MGD-STAFFING BY CLASS D OR HIGHER OPERATOR: 3 VISITS/WEEK ON NONCONSECUTIVE DAYS FOR A TOTAL OF 0.3 HOUR/WEEK. LESS THAN 50,000 GPD-STAFFING BY A CLASS D OR HIGHER OPERATOR: 2 VISITS/WEEK ON NONCONSECUTIVE DAYS FOR A TOTAL OF 0.2 HOUR/WEEK. THERE SHALL BE NO MORE THAN 5 DAYS BETWEEN THE LAST VISIT IN ONE WEEK AND THE FIRST VISIT IN THE NEXT WEEK. | N | Y | FIVE FRIENDS | 15375 SO. DIXIE HWY |  | MIAMI | FL | 33157 |  | 3052521990 |  | LUIS A. RUIZ | FIVE FRIENDS | 15375 SO.DIXIE HWY |  | MIAMI | FL | 33157 |  | 3052381866 |  | INVESTOR | 10 | 3000 | 1 | 2094-04-28 | 2093-09-23 | NAF | 0
4 | MIAMI-DADE | SEDA |  | 4134476 | OTHER PUBLIC WATER SYSTEM | CHLORINATION; AERATION FOR REMOVAL OF ANY SECONDARY CONTAMINANT, SULFIDE, OR ANY UNREGULATED CONTAMINANT; CORROSION CONTROL INHIBITOR ADDITION; HYPOCHLORINATION; IRON OR MANGANESE SEQUESTRATION; OR ULTRAVIOLET RADIATION. THE LEAD/CHIEF OPERATOR MUST BE CLASS D OR HIGHER. 50,000 GPD UP TO 0.25 MGD-STAFFING BY CLASS D OR HIGHER OPERATOR: 3 VISITS/WEEK ON NONCONSECUTIVE DAYS FOR A TOTAL OF 0.3 HOUR/WEEK. LESS THAN 50,000 GPD-STAFFING BY A CLASS D OR HIGHER OPERATOR: 2 VISITS/WEEK ON NONCONSECUTIVE DAYS FOR A TOTAL OF 0.2 HOUR/WEEK. THERE SHALL BE NO MORE THAN 5 DAYS BETWEEN THE LAST VISIT IN ONE WEEK AND THE FIRST VISIT IN THE NEXT WEEK. | N | Y | CAMPTOWN R.V. | 23905 SO. DIXIE HWY. |  | MIAMI | FL | 33032 |  | 3052581783 |  | CHRIS CAPES | CAMPTOWN R.V. | 23905 SO. DIXIE HWY. |  | MIAMI | FL | 33032 |  | 3052581783 |  | INVESTOR | 3 | 3000 | 1 | 2094-04-26 | 2093-09-20 | NAF | 0
4 | MIAMI-DADE | SEDA |  | 4134477 | OTHER PUBLIC WATER SYSTEM | CHLORINATION; AERATION FOR REMOVAL OF ANY SECONDARY CONTAMINANT, SULFIDE, OR ANY UNREGULATED CONTAMINANT; CORROSION CONTROL INHIBITOR ADDITION; HYPOCHLORINATION; IRON OR MANGANESE SEQUESTRATION; OR ULTRAVIOLET RADIATION. THE LEAD/CHIEF OPERATOR MUST BE CLASS D OR HIGHER. 50,000 GPD UP TO 0.25 MGD-STAFFING BY CLASS D OR HIGHER OPERATOR: 3 VISITS/WEEK ON NONCONSECUTIVE DAYS FOR A TOTAL OF 0.3 HOUR/WEEK. LESS THAN 50,000 GPD-STAFFING BY A CLASS D OR HIGHER OPERATOR: 2 VISITS/WEEK ON NONCONSECUTIVE DAYS FOR A TOTAL OF 0.2 HOUR/WEEK. THERE SHALL BE NO MORE THAN 5 DAYS BETWEEN THE LAST VISIT IN ONE WEEK AND THE FIRST VISIT IN THE NEXT WEEK. | N | Y | HOMESTEAD AUTO PARTS | 29020 SO. DIXIE HWY |  | HOMESTEAD | FL | 33030 |  | 3052475722 |  | BILL MACKEY | BOB MONEY - JUNE COOPER | P.O. BOX 1507 |  | HOMESTEAD | FL | 33039 |  | 3052475722 |  | INVESTOR | 8 | 3000 | 1 | 2094-04-28 | 2093-09-20 | NAF | 0
4 | MIAMI-DADE | SEDA |  | 4134479 | OTHER PUBLIC WATER SYSTEM | CHLORINATION; AERATION FOR REMOVAL OF ANY SECONDARY CONTAMINANT, SULFIDE, OR ANY UNREGULATED CONTAMINANT; CORROSION CONTROL INHIBITOR ADDITION; HYPOCHLORINATION; IRON OR MANGANESE SEQUESTRATION; OR ULTRAVIOLET RADIATION. THE LEAD/CHIEF OPERATOR MUST BE CLASS D OR HIGHER. 50,000 GPD UP TO 0.25 MGD-STAFFING BY CLASS D OR HIGHER OPERATOR: 3 VISITS/WEEK ON NONCONSECUTIVE DAYS FOR A TOTAL OF 0.3 HOUR/WEEK. LESS THAN 50,000 GPD-STAFFING BY A CLASS D OR HIGHER OPERATOR: 2 VISITS/WEEK ON NONCONSECUTIVE DAYS FOR A TOTAL OF 0.2 HOUR/WEEK. THERE SHALL BE NO MORE THAN 5 DAYS BETWEEN THE LAST VISIT IN ONE WEEK AND THE FIRST VISIT IN THE NEXT WEEK. | N | Y | KENDALL LANDSCAPE NURSERY | 14750 SW 216 STREET |  | MIAMI | FL | 33170 |  | 3052580631 |  | STEVE WOLF | STEVE WOLF/KENDALL LANDSCAPE | 6720 SW 104 ST |  | MIAMI | FL | 33156 |  | 3056659131 |  | INVESTOR | 5 | 3000 | 1 | 2094-04-29 | 2093-08-17 | NAF | 0
4 | MIAMI-DADE | SEDA |  | 4134480 | OTHER PUBLIC WATER SYSTEM | CHLORINATION; AERATION FOR REMOVAL OF ANY SECONDARY CONTAMINANT, SULFIDE, OR ANY UNREGULATED CONTAMINANT; CORROSION CONTROL INHIBITOR ADDITION; HYPOCHLORINATION; IRON OR MANGANESE SEQUESTRATION; OR ULTRAVIOLET RADIATION. THE LEAD/CHIEF OPERATOR MUST BE CLASS D OR HIGHER. 50,000 GPD UP TO 0.25 MGD-STAFFING BY CLASS D OR HIGHER OPERATOR: 3 VISITS/WEEK ON NONCONSECUTIVE DAYS FOR A TOTAL OF 0.3 HOUR/WEEK. LESS THAN 50,000 GPD-STAFFING BY A CLASS D OR HIGHER OPERATOR: 2 VISITS/WEEK ON NONCONSECUTIVE DAYS FOR A TOTAL OF 0.2 HOUR/WEEK. THERE SHALL BE NO MORE THAN 5 DAYS BETWEEN THE LAST VISIT IN ONE WEEK AND THE FIRST VISIT IN THE NEXT WEEK. | N | Y | KENDALL LANWMOWER SALES | 18494 SO. DIXIE HWY. |  | MIAMI | FL | 33157 |  | 3052331336 |  | EDWARD L. CLARK | EDWARD L. CLARK | 14610 SW 65 AVE |  | MIAMI | FL | 33158 |  | 3052331336 |  | INVESTOR | 5 | 3000 | 1 | 2094-04-28 | 2093-09-23 | NAF | 0
4 | MIAMI-DADE | SEDA |  | 4134481 | OTHER PUBLIC WATER SYSTEM | CHLORINATION; AERATION FOR REMOVAL OF ANY SECONDARY CONTAMINANT, SULFIDE, OR ANY UNREGULATED CONTAMINANT; CORROSION CONTROL INHIBITOR ADDITION; HYPOCHLORINATION; IRON OR MANGANESE SEQUESTRATION; OR ULTRAVIOLET RADIATION. THE LEAD/CHIEF OPERATOR MUST BE CLASS D OR HIGHER. 50,000 GPD UP TO 0.25 MGD-STAFFING BY CLASS D OR HIGHER OPERATOR: 3 VISITS/WEEK ON NONCONSECUTIVE DAYS FOR A TOTAL OF 0.3 HOUR/WEEK. LESS THAN 50,000 GPD-STAFFING BY A CLASS D OR HIGHER OPERATOR: 2 VISITS/WEEK ON NONCONSECUTIVE DAYS FOR A TOTAL OF 0.2 HOUR/WEEK. THERE SHALL BE NO MORE THAN 5 DAYS BETWEEN THE LAST VISIT IN ONE WEEK AND THE FIRST VISIT IN THE NEXT WEEK. | N | Y | GOODWILL INDUSTRY | 24325 SO. DIXIE HWY. |  | MIAMI | FL | 33033 |  | 3053259114 |  | PETER ROBERTS | GOODWILL INDUSTRY | 2120 NW 21 STREET |  | MIAMI | FL | 33142 |  | 3053259114 |  | INVESTOR | 9 | 3000 | 1 |  | 2094-10-21 | NAF | 0
4 | MIAMI-DADE | SEDA |  | 4134483 | OTHER PUBLIC WATER SYSTEM | CHLORINATION; AERATION FOR REMOVAL OF ANY SECONDARY CONTAMINANT, SULFIDE, OR ANY UNREGULATED CONTAMINANT; CORROSION CONTROL INHIBITOR ADDITION; HYPOCHLORINATION; IRON OR MANGANESE SEQUESTRATION; OR ULTRAVIOLET RADIATION. THE LEAD/CHIEF OPERATOR MUST BE CLASS D OR HIGHER. 50,000 GPD UP TO 0.25 MGD-STAFFING BY CLASS D OR HIGHER OPERATOR: 3 VISITS/WEEK ON NONCONSECUTIVE DAYS FOR A TOTAL OF 0.3 HOUR/WEEK. LESS THAN 50,000 GPD-STAFFING BY A CLASS D OR HIGHER OPERATOR: 2 VISITS/WEEK ON NONCONSECUTIVE DAYS FOR A TOTAL OF 0.2 HOUR/WEEK. THERE SHALL BE NO MORE THAN 5 DAYS BETWEEN THE LAST VISIT IN ONE WEEK AND THE FIRST VISIT IN THE NEXT WEEK. | N | Y | ROYAL CONTAINER TRUCK REPAIR | 13850 N.W. 105 AVENUE |  | N. MIAMI | FL | 33016 |  | 3055579770 |  | JEFF PECK | ROYAL CONTAINER TRUCK REPAIR | 13850 N.W. 105 AVENUE |  | N.MIAMI | FL | 33016 |  | 3055579770 |  | INVESTOR | 20 | 3000 | 1 |  | 2091-01-31 | NAF | 0
4 | MIAMI-DADE | SEDA |  | 4134485 | OTHER PUBLIC WATER SYSTEM | CHLORINATION; AERATION FOR REMOVAL OF ANY SECONDARY CONTAMINANT, SULFIDE, OR ANY UNREGULATED CONTAMINANT; CORROSION CONTROL INHIBITOR ADDITION; HYPOCHLORINATION; IRON OR MANGANESE SEQUESTRATION; OR ULTRAVIOLET RADIATION. THE LEAD/CHIEF OPERATOR MUST BE CLASS D OR HIGHER. 50,000 GPD UP TO 0.25 MGD-STAFFING BY CLASS D OR HIGHER OPERATOR: 3 VISITS/WEEK ON NONCONSECUTIVE DAYS FOR A TOTAL OF 0.3 HOUR/WEEK. LESS THAN 50,000 GPD-STAFFING BY A CLASS D OR HIGHER OPERATOR: 2 VISITS/WEEK ON NONCONSECUTIVE DAYS FOR A TOTAL OF 0.2 HOUR/WEEK. THERE SHALL BE NO MORE THAN 5 DAYS BETWEEN THE LAST VISIT IN ONE WEEK AND THE FIRST VISIT IN THE NEXT WEEK. | N | Y | GOULDS POST OFFICE | 22350 OLD DIXIE HWY. |  | GOULDS | FL | 33170 |  | 3052583180 |  | BRENDA EDMON | MRS BALLARD | 22400 SW 124 AVE |  | GOULDS | FL | 33170 |  |  |  | INVESTOR | 2 | 3000 | 1 | 2095-05-22 | 2093-09-09 | NAF | 0
4 | MIAMI-DADE | SEDA |  | 4134487 | OTHER PUBLIC WATER SYSTEM | CHLORINATION; AERATION FOR REMOVAL OF ANY SECONDARY CONTAMINANT, SULFIDE, OR ANY UNREGULATED CONTAMINANT; CORROSION CONTROL INHIBITOR ADDITION; HYPOCHLORINATION; IRON OR MANGANESE SEQUESTRATION; OR ULTRAVIOLET RADIATION. THE LEAD/CHIEF OPERATOR MUST BE CLASS D OR HIGHER. 50,000 GPD UP TO 0.25 MGD-STAFFING BY CLASS D OR HIGHER OPERATOR: 3 VISITS/WEEK ON NONCONSECUTIVE DAYS FOR A TOTAL OF 0.3 HOUR/WEEK. LESS THAN 50,000 GPD-STAFFING BY A CLASS D OR HIGHER OPERATOR: 2 VISITS/WEEK ON NONCONSECUTIVE DAYS FOR A TOTAL OF 0.2 HOUR/WEEK. THERE SHALL BE NO MORE THAN 5 DAYS BETWEEN THE LAST VISIT IN ONE WEEK AND THE FIRST VISIT IN THE NEXT WEEK. | N | Y | FOLIAGE CO-OP | 31701 SW 194 AVENUE |  | HOMESTEAD | FL | 33030 |  | 3052452966 |  | JACK MILER | FOLIAGE CO-OP | 31701 SW 194 AVENUE |  | HOMESTEAD | FL | 33030 |  | 3052452966 |  | INVESTOR | 15 | 3000 | 1 | 2095-10-04 | 2094-10-26 | NAF | 0
4 | MIAMI-DADE | SEDA |  | 4134491 | OTHER PUBLIC WATER SYSTEM | CHLORINATION; AERATION FOR REMOVAL OF ANY SECONDARY CONTAMINANT, SULFIDE, OR ANY UNREGULATED CONTAMINANT; CORROSION CONTROL INHIBITOR ADDITION; HYPOCHLORINATION; IRON OR MANGANESE SEQUESTRATION; OR ULTRAVIOLET RADIATION. THE LEAD/CHIEF OPERATOR MUST BE CLASS D OR HIGHER. 50,000 GPD UP TO 0.25 MGD-STAFFING BY CLASS D OR HIGHER OPERATOR: 3 VISITS/WEEK ON NONCONSECUTIVE DAYS FOR A TOTAL OF 0.3 HOUR/WEEK. LESS THAN 50,000 GPD-STAFFING BY A CLASS D OR HIGHER OPERATOR: 2 VISITS/WEEK ON NONCONSECUTIVE DAYS FOR A TOTAL OF 0.2 HOUR/WEEK. THERE SHALL BE NO MORE THAN 5 DAYS BETWEEN THE LAST VISIT IN ONE WEEK AND THE FIRST VISIT IN THE NEXT WEEK. | N | Y | THREE BROTHERS AUTO SALES | 24285 SO. DIXIE HWY. |  | PRINCETON | FL | 33032 |  | 3052583767 |  | FRANK BERMUDEZ | THREE BROTHERS AUTO SALES | 24285 SO. DIXIE HIGHWAY |  | PRINCETON | FL | 33032 |  | 3052583767 |  | INVESTOR | 4 | 3000 | 1 | 2095-10-04 | 2093-09-22 | NAF | 0
4 | MIAMI-DADE | SEDA |  | 4134492 | OTHER PUBLIC WATER SYSTEM | CHLORINATION; AERATION FOR REMOVAL OF ANY SECONDARY CONTAMINANT, SULFIDE, OR ANY UNREGULATED CONTAMINANT; CORROSION CONTROL INHIBITOR ADDITION; HYPOCHLORINATION; IRON OR MANGANESE SEQUESTRATION; OR ULTRAVIOLET RADIATION. THE LEAD/CHIEF OPERATOR MUST BE CLASS D OR HIGHER. 50,000 GPD UP TO 0.25 MGD-STAFFING BY CLASS D OR HIGHER OPERATOR: 3 VISITS/WEEK ON NONCONSECUTIVE DAYS FOR A TOTAL OF 0.3 HOUR/WEEK. LESS THAN 50,000 GPD-STAFFING BY A CLASS D OR HIGHER OPERATOR: 2 VISITS/WEEK ON NONCONSECUTIVE DAYS FOR A TOTAL OF 0.2 HOUR/WEEK. THERE SHALL BE NO MORE THAN 5 DAYS BETWEEN THE LAST VISIT IN ONE WEEK AND THE FIRST VISIT IN THE NEXT WEEK. | N | Y | CAMPOUT TOPS | 24141 SO. DIXIE HWY, |  | PRINCETON | FL | 33032 |  |  |  | C. J. HOWARD | CAMPOUT TOPS | 24141 SO. DIXIE HWY, |  | PRINCETON | FL | 33032 |  |  |  | INVESTOR | 5 | 3000 | 1 | 2095-01-31 | 2093-09-22 | NAF | 0
4 | MIAMI-DADE | SEDA |  | 4134495 | OTHER PUBLIC WATER SYSTEM | CHLORINATION; AERATION FOR REMOVAL OF ANY SECONDARY CONTAMINANT, SULFIDE, OR ANY UNREGULATED CONTAMINANT; CORROSION CONTROL INHIBITOR ADDITION; HYPOCHLORINATION; IRON OR MANGANESE SEQUESTRATION; OR ULTRAVIOLET RADIATION. THE LEAD/CHIEF OPERATOR MUST BE CLASS D OR HIGHER. 50,000 GPD UP TO 0.25 MGD-STAFFING BY CLASS D OR HIGHER OPERATOR: 3 VISITS/WEEK ON NONCONSECUTIVE DAYS FOR A TOTAL OF 0.3 HOUR/WEEK. LESS THAN 50,000 GPD-STAFFING BY A CLASS D OR HIGHER OPERATOR: 2 VISITS/WEEK ON NONCONSECUTIVE DAYS FOR A TOTAL OF 0.2 HOUR/WEEK. THERE SHALL BE NO MORE THAN 5 DAYS BETWEEN THE LAST VISIT IN ONE WEEK AND THE FIRST VISIT IN THE NEXT WEEK. | N | Y | LEE'S BAKERY | 23135 SO. DIXIE HWY. |  | MIAMI | FL | 33170 |  | 3052642193 |  | BERT WEXELBAUM | BERT WEXELBAUM | 23135 SO. DIXIE HWY |  | MIAMI | FL | 33170 |  | 3052642193 |  | INVESTOR | 1 | 3000 | 1 | 2095-02-01 | 2094-10-18 | NAF | 0
4 | MIAMI-DADE | SEDA |  | 4134496 | OTHER PUBLIC WATER SYSTEM | CHLORINATION; AERATION FOR REMOVAL OF ANY SECONDARY CONTAMINANT, SULFIDE, OR ANY UNREGULATED CONTAMINANT; CORROSION CONTROL INHIBITOR ADDITION; HYPOCHLORINATION; IRON OR MANGANESE SEQUESTRATION; OR ULTRAVIOLET RADIATION. THE LEAD/CHIEF OPERATOR MUST BE CLASS D OR HIGHER. 50,000 GPD UP TO 0.25 MGD-STAFFING BY CLASS D OR HIGHER OPERATOR: 3 VISITS/WEEK ON NONCONSECUTIVE DAYS FOR A TOTAL OF 0.3 HOUR/WEEK. LESS THAN 50,000 GPD-STAFFING BY A CLASS D OR HIGHER OPERATOR: 2 VISITS/WEEK ON NONCONSECUTIVE DAYS FOR A TOTAL OF 0.2 HOUR/WEEK. THERE SHALL BE NO MORE THAN 5 DAYS BETWEEN THE LAST VISIT IN ONE WEEK AND THE FIRST VISIT IN THE NEXT WEEK. | N | Y | MONROE SUPPLY | 23095 SO. DIXIE HWY. |  | MIAMI | FL | 33031 |  | 3052457104 |  | MONROE DUBOIS | MONROE DUBOIS | 15791 SW 254 STREET |  | HOMESTEAD | FL | 33031 |  | 3052583605 |  | INVESTOR | 4 | 3000 | 1 | 2094-04-29 | 2093-09-09 | NAF | 0
4 | MIAMI-DADE | SEDA |  | 4134498 | NONTRANSIENT NONCOMMUNITY | CHLORINATION; AERATION FOR REMOVAL OF ANY SECONDARY CONTAMINANT, SULFIDE, OR ANY UNREGULATED CONTAMINANT; CORROSION CONTROL INHIBITOR ADDITION; HYPOCHLORINATION; IRON OR MANGANESE SEQUESTRATION; OR ULTRAVIOLET RADIATION. THE LEAD/CHIEF OPERATOR MUST BE CLASS D OR HIGHER. 50,000 GPD UP TO 0.25 MGD-STAFFING BY CLASS D OR HIGHER OPERATOR: 3 VISITS/WEEK ON NONCONSECUTIVE DAYS FOR A TOTAL OF 0.3 HOUR/WEEK. LESS THAN 50,000 GPD-STAFFING BY A CLASS D OR HIGHER OPERATOR: 2 VISITS/WEEK ON NONCONSECUTIVE DAYS FOR A TOTAL OF 0.2 HOUR/WEEK. THERE SHALL BE NO MORE THAN 5 DAYS BETWEEN THE LAST VISIT IN ONE WEEK AND THE FIRST VISIT IN THE NEXT WEEK. | N | Y | CREATIVE YEARS | 15680 SW 232 STREET |  | MIAMI | FL | 33170 |  | 3052458673 |  | HENRY QUINTANA | [9 empty] | INVESTOR | 93 | 2000 | 1 | 2021-05-17 | 2019-10-29 | NTNC | 100
4 | MIAMI-DADE | SEDA | www.catholichealthservices.org/contactus. | 4134499 | NONCOMMUNITY | CHLORINATION; AERATION FOR REMOVAL OF ANY SECONDARY CONTAMINANT, SULFIDE, OR ANY UNREGULATED CONTAMINANT; CORROSION CONTROL INHIBITOR ADDITION; HYPOCHLORINATION; IRON OR MANGANESE SEQUESTRATION; OR ULTRAVIOLET RADIATION. THE LEAD/CHIEF OPERATOR MUST BE CLASS D OR HIGHER. 50,000 GPD UP TO 0.25 MGD-STAFFING BY CLASS D OR HIGHER OPERATOR: 3 VISITS/WEEK ON NONCONSECUTIVE DAYS FOR A TOTAL OF 0.3 HOUR/WEEK. LESS THAN 50,000 GPD-STAFFING BY A CLASS D OR HIGHER OPERATOR: 2 VISITS/WEEK ON NONCONSECUTIVE DAYS FOR A TOTAL OF 0.2 HOUR/WEEK. THERE SHALL BE NO MORE THAN 5 DAYS BETWEEN THE LAST VISIT IN ONE WEEK AND THE FIRST VISIT IN THE NEXT WEEK. | N | Y | OUR LADY OF MERCY CEMETERY ADM. | 11411 NW 25 STREET |  | DORAL | FL | 33172 |  | 3057576241 |  | MANNY | MARY JO FRICK | 4790 N. STATE ROAD 7 |  | LAUDERDALE LAKES | FL | 33319 |  | 3055920521 |  | INVESTOR | 50 | 2000 | 1 | 2021-04-06 | 2018-10-04 | NC01 | 50
4 | MIAMI-DADE | SEDA | www.cfwcfl.org, oasismail777@aol.com | 4134502 | NONTRANSIENT NONCOMMUNITY | CHLORINATION; AERATION FOR REMOVAL OF ANY SECONDARY CONTAMINANT, SULFIDE, OR ANY UNREGULATED CONTAMINANT; CORROSION CONTROL INHIBITOR ADDITION; HYPOCHLORINATION; IRON OR MANGANESE SEQUESTRATION; OR ULTRAVIOLET RADIATION. THE LEAD/CHIEF OPERATOR MUST BE CLASS D OR HIGHER. 50,000 GPD UP TO 0.25 MGD-STAFFING BY CLASS D OR HIGHER OPERATOR: 3 VISITS/WEEK ON NONCONSECUTIVE DAYS FOR A TOTAL OF 0.3 HOUR/WEEK. LESS THAN 50,000 GPD-STAFFING BY A CLASS D OR HIGHER OPERATOR: 2 VISITS/WEEK ON NONCONSECUTIVE DAYS FOR A TOTAL OF 0.2 HOUR/WEEK. THERE SHALL BE NO MORE THAN 5 DAYS BETWEEN THE LAST VISIT IN ONE WEEK AND THE FIRST VISIT IN THE NEXT WEEK. | N | Y | LIFE POINTE CHURCH | 27550 OLD DIXIE HIGHWAY |  | HOMESTEAD | FL | 33031 |  | 3052489598 |  | CHRISTIAN FAMILY WORSHIP CONGREGATION | CHRISTIAN FAMILY WORSHIP CONGREGATION | 27500 OLD DIXIE HIGHWAY |  | HOMESTEAD | FL | 33031 |  | 3052489598 |  | INVESTOR | 150 | 9600 | 4 | 2021-05-19 | 2019-06-19 | NTNC | 100
4 | MIAMI-DADE | SEDA |  | 4134504 | OTHER PUBLIC WATER SYSTEM | CHLORINATION; AERATION FOR REMOVAL OF ANY SECONDARY CONTAMINANT, SULFIDE, OR ANY UNREGULATED CONTAMINANT; CORROSION CONTROL INHIBITOR ADDITION; HYPOCHLORINATION; IRON OR MANGANESE SEQUESTRATION; OR ULTRAVIOLET RADIATION. THE LEAD/CHIEF OPERATOR MUST BE CLASS D OR HIGHER. 50,000 GPD UP TO 0.25 MGD-STAFFING BY CLASS D OR HIGHER OPERATOR: 3 VISITS/WEEK ON NONCONSECUTIVE DAYS FOR A TOTAL OF 0.3 HOUR/WEEK. LESS THAN 50,000 GPD-STAFFING BY A CLASS D OR HIGHER OPERATOR: 2 VISITS/WEEK ON NONCONSECUTIVE DAYS FOR A TOTAL OF 0.2 HOUR/WEEK. THERE SHALL BE NO MORE THAN 5 DAYS BETWEEN THE LAST VISIT IN ONE WEEK AND THE FIRST VISIT IN THE NEXT WEEK. | N | Y | FPL ELECTRIC SUBSTATION | N.W.112 AVENUE & 50 STREET |  | MIAMI | FL | 33102 | 5309 | 3057891740 |  | PHILL RICHARD | FPL- ANA M. GARCIA | P.O. BOX 025209 |  | MIAMI, | FL | 33102 | 5309 | 3057895309 |  | INVESTOR | 2 | 2000 | 1 |  | 2091-09-24 | NAF | 0
4 | MIAMI-DADE | SEDA |  | 4134506 | NONCOMMUNITY | CHLORINATION; AERATION FOR REMOVAL OF ANY SECONDARY CONTAMINANT, SULFIDE, OR ANY UNREGULATED CONTAMINANT; CORROSION CONTROL INHIBITOR ADDITION; HYPOCHLORINATION; IRON OR MANGANESE SEQUESTRATION; OR ULTRAVIOLET RADIATION. THE LEAD/CHIEF OPERATOR MUST BE CLASS D OR HIGHER. 50,000 GPD UP TO 0.25 MGD-STAFFING BY CLASS D OR HIGHER OPERATOR: 3 VISITS/WEEK ON NONCONSECUTIVE DAYS FOR A TOTAL OF 0.3 HOUR/WEEK. LESS THAN 50,000 GPD-STAFFING BY A CLASS D OR HIGHER OPERATOR: 2 VISITS/WEEK ON NONCONSECUTIVE DAYS FOR A TOTAL OF 0.2 HOUR/WEEK. THERE SHALL BE NO MORE THAN 5 DAYS BETWEEN THE LAST VISIT IN ONE WEEK AND THE FIRST VISIT IN THE NEXT WEEK. | N | Y | CHRIST FELLOWSHIP | 16390 SW 248 STREET |  | HOMESTEAD | FL | 33031 |  | 3052484434 |  | REV. EMILIO AVILES | FIRST BAPTIST CHURCH REDLAND | 16390 SW 248 STREET |  | HOMESTEAD | FL | 33031 |  | 3052484434 |  | OTHER | 120 | 2000 | 1 | 2021-04-06 | 2017-07-24 | NC01 | 50
4 | MIAMI-DADE | SEDA |  | 4134509 | OTHER PUBLIC WATER SYSTEM | CHLORINATION; AERATION FOR REMOVAL OF ANY SECONDARY CONTAMINANT, SULFIDE, OR ANY UNREGULATED CONTAMINANT; CORROSION CONTROL INHIBITOR ADDITION; HYPOCHLORINATION; IRON OR MANGANESE SEQUESTRATION; OR ULTRAVIOLET RADIATION. THE LEAD/CHIEF OPERATOR MUST BE CLASS D OR HIGHER. 50,000 GPD UP TO 0.25 MGD-STAFFING BY CLASS D OR HIGHER OPERATOR: 3 VISITS/WEEK ON NONCONSECUTIVE DAYS FOR A TOTAL OF 0.3 HOUR/WEEK. LESS THAN 50,000 GPD-STAFFING BY A CLASS D OR HIGHER OPERATOR: 2 VISITS/WEEK ON NONCONSECUTIVE DAYS FOR A TOTAL OF 0.2 HOUR/WEEK. THERE SHALL BE NO MORE THAN 5 DAYS BETWEEN THE LAST VISIT IN ONE WEEK AND THE FIRST VISIT IN THE NEXT WEEK. | N | Y | EXOTIC BOTANICAL INC. | 15461 SW 212 STREET |  | MIAMI | FL | 33187 |  | 3052473248 |  | JIM CANNATA | JIM CANNATA | 15461 SW 212 STREET |  | MIAMI | FL | 33187 |  | 3052473248 |  | INVESTOR | 25 | 2000 | 1 |  | 2091-10-18 | NAF | 0
4 | MIAMI-DADE | SEDA | info@deleons4color.com | 4134512 | NONCOMMUNITY | CHLORINATION; AERATION FOR REMOVAL OF ANY SECONDARY CONTAMINANT, SULFIDE, OR ANY UNREGULATED CONTAMINANT; CORROSION CONTROL INHIBITOR ADDITION; HYPOCHLORINATION; IRON OR MANGANESE SEQUESTRATION; OR ULTRAVIOLET RADIATION. THE LEAD/CHIEF OPERATOR MUST BE CLASS D OR HIGHER. 50,000 GPD UP TO 0.25 MGD-STAFFING BY CLASS D OR HIGHER OPERATOR: 3 VISITS/WEEK ON NONCONSECUTIVE DAYS FOR A TOTAL OF 0.3 HOUR/WEEK. LESS THAN 50,000 GPD-STAFFING BY A CLASS D OR HIGHER OPERATOR: 2 VISITS/WEEK ON NONCONSECUTIVE DAYS FOR A TOTAL OF 0.2 HOUR/WEEK. THERE SHALL BE NO MORE THAN 5 DAYS BETWEEN THE LAST VISIT IN ONE WEEK AND THE FIRST VISIT IN THE NEXT WEEK. | N | Y | COSTA LAGO | 13745 S.W. 216TH ST. |  | MIAMI | FL | 33170 |  | 3052386038 |  |  | CESAR DIAZ | 13745 S.W. 216TH ST. |  | GOULDS | FL | 33170 |  | 3052386028 |  | INVESTOR | 54 | 2000 | 1 | 2020-09-16 | 2021-03-22 | NC01 | 50
4 | MIAMI-DADE | SEDA | jmenendez@miami-airport.com | 4134513 | NONTRANSIENT NONCOMMUNITY | NOT APPLICABLE | N | Y | MIAMI INTL AIRPORT | P.O. BOX 592075 |  | MIAMI | FL | 33159 |  | 3058767928 |  | JOAQUIN MENENDEZ, PE | JOAQUIN MENENDEZ, PE | P.O. BOX 025504 |  | MIAMI | FL | 33102 | 5504 | 3058691329 |  | COUNTY | 30000 | 0 | 8 | 2021-11-17 | 2019-12-31 | NTNC | 100
4 | MIAMI-DADE | SEDA | email@waterprofla.com | 4134516 | NONCOMMUNITY | CHLORINATION; AERATION FOR REMOVAL OF ANY SECONDARY CONTAMINANT, SULFIDE, OR ANY UNREGULATED CONTAMINANT; CORROSION CONTROL INHIBITOR ADDITION; HYPOCHLORINATION; IRON OR MANGANESE SEQUESTRATION; OR ULTRAVIOLET RADIATION. THE LEAD/CHIEF OPERATOR MUST BE CLASS D OR HIGHER. 50,000 GPD UP TO 0.25 MGD-STAFFING BY CLASS D OR HIGHER OPERATOR: 3 VISITS/WEEK ON NONCONSECUTIVE DAYS FOR A TOTAL OF 0.3 HOUR/WEEK. LESS THAN 50,000 GPD-STAFFING BY A CLASS D OR HIGHER OPERATOR: 2 VISITS/WEEK ON NONCONSECUTIVE DAYS FOR A TOTAL OF 0.2 HOUR/WEEK. THERE SHALL BE NO MORE THAN 5 DAYS BETWEEN THE LAST VISIT IN ONE WEEK AND THE FIRST VISIT IN THE NEXT WEEK. | N | Y | TOM THUMB 127 | 18400 SW 177 AVENUE, MIAMI, 33187 | MAILING: SANDY ISHAM 97 W OKEECHOBEE RD | HIALEAH | FL | 33010 |  | 3058855451 |  | FATIMA PICHARDO | SANDY ISHAM | 97 WEST OKEECHOBEE RD |  | HIALEAH | FL | 33010 |  | 3052780020 |  | INVESTOR | 25 | 24000 | 1 | 2021-04-13 | 2018-03-12 | NC01 | 50
4 | MIAMI-DADE | SEDA |  | 4134520 | NONCOMMUNITY | CHLORINATION; AERATION FOR REMOVAL OF ANY SECONDARY CONTAMINANT, SULFIDE, OR ANY UNREGULATED CONTAMINANT; CORROSION CONTROL INHIBITOR ADDITION; HYPOCHLORINATION; IRON OR MANGANESE SEQUESTRATION; OR ULTRAVIOLET RADIATION. THE LEAD/CHIEF OPERATOR MUST BE CLASS D OR HIGHER. 50,000 GPD UP TO 0.25 MGD-STAFFING BY CLASS D OR HIGHER OPERATOR: 3 VISITS/WEEK ON NONCONSECUTIVE DAYS FOR A TOTAL OF 0.3 HOUR/WEEK. LESS THAN 50,000 GPD-STAFFING BY A CLASS D OR HIGHER OPERATOR: 2 VISITS/WEEK ON NONCONSECUTIVE DAYS FOR A TOTAL OF 0.2 HOUR/WEEK. THERE SHALL BE NO MORE THAN 5 DAYS BETWEEN THE LAST VISIT IN ONE WEEK AND THE FIRST VISIT IN THE NEXT WEEK. | N | Y | RANCHO GASPAR | 16480 NW 117 AVENUE |  | MIAMI | FL | 33018 |  | 3054480999 |  |  | GASPAR OLAZABAL | 16480 NW 117 AVENUE |  | MIAMI | FL | 33018 |  | 3054480999 |  | INVESTOR | 90 | 9600 | 1 | 2021-04-08 | 2019-10-21 | NC01 | 50
4 | MIAMI-DADE | SEDA | pastorhoward@bellsouth.net | 4134522 | NONCOMMUNITY | CHLORINATION; AERATION FOR REMOVAL OF ANY SECONDARY CONTAMINANT, SULFIDE, OR ANY UNREGULATED CONTAMINANT; CORROSION CONTROL INHIBITOR ADDITION; HYPOCHLORINATION; IRON OR MANGANESE SEQUESTRATION; OR ULTRAVIOLET RADIATION. THE LEAD/CHIEF OPERATOR MUST BE CLASS D OR HIGHER. 50,000 GPD UP TO 0.25 MGD-STAFFING BY CLASS D OR HIGHER OPERATOR: 3 VISITS/WEEK ON NONCONSECUTIVE DAYS FOR A TOTAL OF 0.3 HOUR/WEEK. LESS THAN 50,000 GPD-STAFFING BY A CLASS D OR HIGHER OPERATOR: 2 VISITS/WEEK ON NONCONSECUTIVE DAYS FOR A TOTAL OF 0.2 HOUR/WEEK. THERE SHALL BE NO MORE THAN 5 DAYS BETWEEN THE LAST VISIT IN ONE WEEK AND THE FIRST VISIT IN THE NEXT WEEK. | N | Y | 1ST BAPTIST CHURCH OF HOMESTEAD | 29050 KROME AVE. MAIL: POBOX 900428, | HOMESTEAD, FL 33039 | HOMESTEAD | FL | 33030 |  | 3052471662 |  | HOWARD HARDEN | [9 empty] | OTHER | 300 | 6500 | 1 | 2021-06-03 | 2019-03-12 | NC01 | 50
4 | MIAMI-DADE | SEDA | dlosner@outlook.com | 4134523 | NONCOMMUNITY | CHLORINATION; AERATION FOR REMOVAL OF ANY SECONDARY CONTAMINANT, SULFIDE, OR ANY UNREGULATED CONTAMINANT; CORROSION CONTROL INHIBITOR ADDITION; HYPOCHLORINATION; IRON OR MANGANESE SEQUESTRATION; OR ULTRAVIOLET RADIATION. THE LEAD/CHIEF OPERATOR MUST BE CLASS D OR HIGHER. 50,000 GPD UP TO 0.25 MGD-STAFFING BY CLASS D OR HIGHER OPERATOR: 3 VISITS/WEEK ON NONCONSECUTIVE DAYS FOR A TOTAL OF 0.3 HOUR/WEEK. LESS THAN 50,000 GPD-STAFFING BY A CLASS D OR HIGHER OPERATOR: 2 VISITS/WEEK ON NONCONSECUTIVE DAYS FOR A TOTAL OF 0.2 HOUR/WEEK. THERE SHALL BE NO MORE THAN 5 DAYS BETWEEN THE LAST VISIT IN ONE WEEK AND THE FIRST VISIT IN THE NEXT WEEK. | N | Y | WOMEN'S CLUB OF HOMESTEAD | 17905 SW 292 STREET | P.O.BOX 900053, HMSTD 33090 | HOMESTEAD | FL | 33030 |  | 3052488001 |  | GFWC WOMEN'S CLUB OF HOMESTEAD | GFWC WOMEN'S CLUB OF HOMESTEAD | P.O. BOX 900053 |  | HOMESTEAD | FL | 33030 | 53 | 3052488001 |  | OTHER | 25 | 3300 | 1 | 2021-06-23 | 2018-10-15 | NC01 | 50
4 | MIAMI-DADE | SEDA | kromeavechurch@att.net | 4134524 | NONCOMMUNITY | CHLORINATION; AERATION FOR REMOVAL OF ANY SECONDARY CONTAMINANT, SULFIDE, OR ANY UNREGULATED CONTAMINANT; CORROSION CONTROL INHIBITOR ADDITION; HYPOCHLORINATION; IRON OR MANGANESE SEQUESTRATION; OR ULTRAVIOLET RADIATION. THE LEAD/CHIEF OPERATOR MUST BE CLASS D OR HIGHER. 50,000 GPD UP TO 0.25 MGD-STAFFING BY CLASS D OR HIGHER OPERATOR: 3 VISITS/WEEK ON NONCONSECUTIVE DAYS FOR A TOTAL OF 0.3 HOUR/WEEK. LESS THAN 50,000 GPD-STAFFING BY A CLASS D OR HIGHER OPERATOR: 2 VISITS/WEEK ON NONCONSECUTIVE DAYS FOR A TOTAL OF 0.2 HOUR/WEEK. THERE SHALL BE NO MORE THAN 5 DAYS BETWEEN THE LAST VISIT IN ONE WEEK AND THE FIRST VISIT IN THE NEXT WEEK. | N | Y | KROME AVENUE CHURCH | 22755 SW 177 AVENUE |  | MIAMI | FL | 33170 |  | 3052429695 |  |  | REDLAND CHURCH OF THE NAZARENE | 22755 SW 177 AVENUEW |  | MIAMI | FL | 33170 |  | 3052429695 |  | OTHER | 150 | 7200 | 1 | 2021-05-27 | 2018-08-28 | NC01 | 50
4 | MIAMI-DADE | SEDA |  | 4134525 | NONCOMMUNITY | CHLORINATION; AERATION FOR REMOVAL OF ANY SECONDARY CONTAMINANT, SULFIDE, OR ANY UNREGULATED CONTAMINANT; CORROSION CONTROL INHIBITOR ADDITION; HYPOCHLORINATION; IRON OR MANGANESE SEQUESTRATION; OR ULTRAVIOLET RADIATION. THE LEAD/CHIEF OPERATOR MUST BE CLASS D OR HIGHER. 50,000 GPD UP TO 0.25 MGD-STAFFING BY CLASS D OR HIGHER OPERATOR: 3 VISITS/WEEK ON NONCONSECUTIVE DAYS FOR A TOTAL OF 0.3 HOUR/WEEK. LESS THAN 50,000 GPD-STAFFING BY A CLASS D OR HIGHER OPERATOR: 2 VISITS/WEEK ON NONCONSECUTIVE DAYS FOR A TOTAL OF 0.2 HOUR/WEEK. THERE SHALL BE NO MORE THAN 5 DAYS BETWEEN THE LAST VISIT IN ONE WEEK AND THE FIRST VISIT IN THE NEXT WEEK. | N | Y | RINKER HYDRO-CONDUIT | 13100 NW 118TH AVENUE |  | MIAMI | FL | 33178 |  | 3058228191 |  | WILLY HERNANDEZ | [9 empty] | INVESTOR | 28 | 1400 | 1 | 2021-04-15 | 2019-10-23 | NC01 | 50
4 | MIAMI-DADE | SEDA | jrporter@cemexusa.com | 4134527 | NONCOMMUNITY | CHLORINATION; AERATION FOR REMOVAL OF ANY SECONDARY CONTAMINANT, SULFIDE, OR ANY UNREGULATED CONTAMINANT; CORROSION CONTROL INHIBITOR ADDITION; HYPOCHLORINATION; IRON OR MANGANESE SEQUESTRATION; OR ULTRAVIOLET RADIATION. THE LEAD/CHIEF OPERATOR MUST BE CLASS D OR HIGHER. 50,000 GPD UP TO 0.25 MGD-STAFFING BY CLASS D OR HIGHER OPERATOR: 3 VISITS/WEEK ON NONCONSECUTIVE DAYS FOR A TOTAL OF 0.3 HOUR/WEEK. LESS THAN 50,000 GPD-STAFFING BY A CLASS D OR HIGHER OPERATOR: 2 VISITS/WEEK ON NONCONSECUTIVE DAYS FOR A TOTAL OF 0.2 HOUR/WEEK. THERE SHALL BE NO MORE THAN 5 DAYS BETWEEN THE LAST VISIT IN ONE WEEK AND THE FIRST VISIT IN THE NEXT WEEK. | N | Y | CEMEX EMPLOYEES | 12150 NW 136 ST |  | MIAMI | FL | 33178 |  | 3057966648 |  | RALPH POLLARD | CEMEX | 1501 BELVEDERE ROAD |  | WEST PALM BEACH | FL | 33406 |  | 5618268415 |  | INVESTOR | 150 | 3750 | 1 | 2021-04-15 | 2019-10-23 | NC01 | 50
4 | MIAMI-DADE | SEDA | JMWaterOperations@outlook.com | 4134528 | NONCOMMUNITY | CONVENTIONAL FILTRATION (COAGULATION, FLOCCULATION, SEDIMENTATION, AND FILTRATION); DIRECT FILTRATION, (COAGULATION AND FILTRATION); OR LIME SOFTENING. THE LEAD/CHIEF OPERATOR MUST BE CLASS C OR HIGHER. 0.3 MGD UP TO 1.0 MGD STAFFING BY CLASS C OR HIGHER OPERATOR: 6 HOURS/DAY FOR 5 DAYS/WEEK AND ONE VISIT ON EACH WEEKEND DAY. 0.1 MGD UP TO 0.3 MGD STAFFING BY CLASS C OR HIGHER OPERATOR: 3 HOURS/DAY FOR 5 DAYS/WEEK AND ONE VISIT ON EACH WEEKEND DAY. LESS THAN 0.1 MGD STAFFING BY CLASS C OR HIGHER OPERATOR: 2 HOURS/DAY FOR 5 DAYS/WEEK AND ONE VISIT ON EACH WEEKEND DAY. | N | Y | LA MINUTERA DE KROME | 16751 KROME AVENUE |  | MIAMI | FL | 33187 |  | 3052321416 |  | GEORGINA GARCIA | GEORGINA GARCIA | 16751 SW 177 AVE |  | MIAMI | FL | 33187 |  |  |  | INVESTOR | 50 | 3200 | 1 | 2018-03-05 | 2021-03-15 | NC01 | 50
4 | MIAMI-DADE | SEDA | email@waterprofla.com | 4134531 | NONCOMMUNITY | CHLORINATION; AERATION FOR REMOVAL OF ANY SECONDARY CONTAMINANT, SULFIDE, OR ANY UNREGULATED CONTAMINANT; CORROSION CONTROL INHIBITOR ADDITION; HYPOCHLORINATION; IRON OR MANGANESE SEQUESTRATION; OR ULTRAVIOLET RADIATION. THE LEAD/CHIEF OPERATOR MUST BE CLASS D OR HIGHER. 50,000 GPD UP TO 0.25 MGD-STAFFING BY CLASS D OR HIGHER OPERATOR: 3 VISITS/WEEK ON NONCONSECUTIVE DAYS FOR A TOTAL OF 0.3 HOUR/WEEK. LESS THAN 50,000 GPD-STAFFING BY A CLASS D OR HIGHER OPERATOR: 2 VISITS/WEEK ON NONCONSECUTIVE DAYS FOR A TOTAL OF 0.2 HOUR/WEEK. THERE SHALL BE NO MORE THAN 5 DAYS BETWEEN THE LAST VISIT IN ONE WEEK AND THE FIRST VISIT IN THE NEXT WEEK. | N | Y | TOM THUMB 131 | 24790 SW 177 AVE |  | HOMESTEAD | FL | 33031 |  | 3052427335 |  |  | SANDY ISHAM | 97 WEST OKEECHOBEE ROAD |  | HIALEAH | FL | 33010 |  | 3052474228 |  | INVESTOR | 25 | 10000 | 1 | 2021-06-15 | 2017-12-12 | NC01 | 50
4 | MIAMI-DADE | SEDA | rubenmata88@hotmail.com | 4134532 | NONCOMMUNITY | CHLORINATION; AERATION FOR REMOVAL OF ANY SECONDARY CONTAMINANT, SULFIDE, OR ANY UNREGULATED CONTAMINANT; CORROSION CONTROL INHIBITOR ADDITION; HYPOCHLORINATION; IRON OR MANGANESE SEQUESTRATION; OR ULTRAVIOLET RADIATION. THE LEAD/CHIEF OPERATOR MUST BE CLASS D OR HIGHER. 50,000 GPD UP TO 0.25 MGD-STAFFING BY CLASS D OR HIGHER OPERATOR: 3 VISITS/WEEK ON NONCONSECUTIVE DAYS FOR A TOTAL OF 0.3 HOUR/WEEK. LESS THAN 50,000 GPD-STAFFING BY A CLASS D OR HIGHER OPERATOR: 2 VISITS/WEEK ON NONCONSECUTIVE DAYS FOR A TOTAL OF 0.2 HOUR/WEEK. THERE SHALL BE NO MORE THAN 5 DAYS BETWEEN THE LAST VISIT IN ONE WEEK AND THE FIRST VISIT IN THE NEXT WEEK. | N | Y | SUNOCO KROME | 26400 SW 177 AVE |  | HOMESTEAD | FL | 33031 |  | 3052484990 |  |  | RUBEN MATA | 26400 SW 177 AVE |  | HOMESTEAD | FL | 33031 |  | 7866574583 |  | INVESTOR | 25 | 5000 | 1 | 2021-06-01 | 2018-02-06 | NC01 | 50
4 | MIAMI-DADE | SEDA | tra.still@gmail.com | 4134533 | NONCOMMUNITY | CHLORINATION; AERATION FOR REMOVAL OF ANY SECONDARY CONTAMINANT, SULFIDE, OR ANY UNREGULATED CONTAMINANT; CORROSION CONTROL INHIBITOR ADDITION; HYPOCHLORINATION; IRON OR MANGANESE SEQUESTRATION; OR ULTRAVIOLET RADIATION. THE LEAD/CHIEF OPERATOR MUST BE CLASS D OR HIGHER. 50,000 GPD UP TO 0.25 MGD-STAFFING BY CLASS D OR HIGHER OPERATOR: 3 VISITS/WEEK ON NONCONSECUTIVE DAYS FOR A TOTAL OF 0.3 HOUR/WEEK. LESS THAN 50,000 GPD-STAFFING BY A CLASS D OR HIGHER OPERATOR: 2 VISITS/WEEK ON NONCONSECUTIVE DAYS FOR A TOTAL OF 0.2 HOUR/WEEK. THERE SHALL BE NO MORE THAN 5 DAYS BETWEEN THE LAST VISIT IN ONE WEEK AND THE FIRST VISIT IN THE NEXT WEEK. | N | Y | GATOR PARK | 24050 SW 8 STREET | MAIL: PO BOX 940787, MIA 33194 | MIAMI | FL | 33193 |  | 3055592255 |  |  | TRA STILL | P.O. BOX 940787 |  | MIAMI | FL | 33194 | 787 | 3055592255 |  | INVESTOR | 50 | 30000 | 1 | 2021-04-19 | 2018-08-28 | NC01 | 50
4 | MIAMI-DADE | SEDA | tbechtold@mannheimerfoundation.org | 4134537 | NONCOMMUNITY | CHLORINATION; AERATION FOR REMOVAL OF ANY SECONDARY CONTAMINANT, SULFIDE, OR ANY UNREGULATED CONTAMINANT; CORROSION CONTROL INHIBITOR ADDITION; HYPOCHLORINATION; IRON OR MANGANESE SEQUESTRATION; OR ULTRAVIOLET RADIATION. THE LEAD/CHIEF OPERATOR MUST BE CLASS D OR HIGHER. 50,000 GPD UP TO 0.25 MGD-STAFFING BY CLASS D OR HIGHER OPERATOR: 3 VISITS/WEEK ON NONCONSECUTIVE DAYS FOR A TOTAL OF 0.3 HOUR/WEEK. LESS THAN 50,000 GPD-STAFFING BY A CLASS D OR HIGHER OPERATOR: 2 VISITS/WEEK ON NONCONSECUTIVE DAYS FOR A TOTAL OF 0.2 HOUR/WEEK. THERE SHALL BE NO MORE THAN 5 DAYS BETWEEN THE LAST VISIT IN ONE WEEK AND THE FIRST VISIT IN THE NEXT WEEK. | N | Y | MANNHEIMER FOUNDATION | 20255 SW 360 STREET |  | HOMESTEAD | FL | 33034 |  | 3052451551 |  |  | JOSEPH WAGNER | 20255 SW 360 STREET |  | HOMESTEAD | FL | 33034 |  | 3052451551 |  | INVESTOR | 50 | 2800 | 8 | 2021-05-21 | 2019-04-18 | NC01 | 50
4 | MIAMI-DADE | SEDA | Redland232@gmail.com | 4134540 | NONCOMMUNITY | CONVENTIONAL FILTRATION (COAGULATION, FLOCCULATION, SEDIMENTATION, AND FILTRATION); DIRECT FILTRATION, (COAGULATION AND FILTRATION); OR LIME SOFTENING 5.0 MGD AND ABOVE. STAFFING BY CLASS C OR HIGHER OPERATOR: 24 HOURS/DAY FOR 7 DAYS/WEEK. THE LEAD/CHIEF OPERATOR MUST BE CLASS A. | N | Y | FOOD EXPRESS | 23150 SW 177 AVE |  | MIAMI | FL | 33170 |  | 3055462300 |  | MARIO ARMENTI | MARIO ARMENTI | 23150 SW 177 AVENUE |  | MIAMI | FL | 33170 |  | 3055462300 |  | INVESTOR | 80 | 5000 | 1 | 2021-06-25 | 2019-11-07 | NC01 | 50
4 | MIAMI-DADE | SEDA | email@waterprofla.com | 4134542 | NONCOMMUNITY | CONVENTIONAL FILTRATION (COAGULATION, FLOCCULATION, SEDIMENTATION, AND FILTRATION); DIRECT FILTRATION, (COAGULATION AND FILTRATION); OR LIME SOFTENING. THE LEAD/CHIEF OPERATOR MUST BE CLASS C OR HIGHER. 0.3 MGD UP TO 1.0 MGD STAFFING BY CLASS C OR HIGHER OPERATOR: 6 HOURS/DAY FOR 5 DAYS/WEEK AND ONE VISIT ON EACH WEEKEND DAY. 0.1 MGD UP TO 0.3 MGD STAFFING BY CLASS C OR HIGHER OPERATOR: 3 HOURS/DAY FOR 5 DAYS/WEEK AND ONE VISIT ON EACH WEEKEND DAY. LESS THAN 0.1 MGD STAFFING BY CLASS C OR HIGHER OPERATOR: 2 HOURS/DAY FOR 5 DAYS/WEEK AND ONE VISIT ON EACH WEEKEND DAY. | N | Y | REDLAND PLAZA SHOPPING CENTER | 19130 SW 177 AVENUE |  | MIAMI | FL | 33187 |  | 7864127480 |  |  | OSVALDO CUELI | 19130 SW 177 AVENUE |  | MIAMI | FL | 33197 |  | 7864127480 |  | INVESTOR | 50 | 20000 | 1 | 2020-07-17 | 2021-04-13 | NC01 | 50
4 | MIAMI-DADE | SEDA | Milton@SchneblyWinery.com | 4134543 | NONCOMMUNITY | CONVENTIONAL FILTRATION (COAGULATION, FLOCCULATION, SEDIMENTATION, AND FILTRATION); DIRECT FILTRATION, (COAGULATION AND FILTRATION); OR LIME SOFTENING. THE LEAD/CHIEF OPERATOR MUST BE CLASS C OR HIGHER. 0.3 MGD UP TO 1.0 MGD STAFFING BY CLASS C OR HIGHER OPERATOR: 6 HOURS/DAY FOR 5 DAYS/WEEK AND ONE VISIT ON EACH WEEKEND DAY. 0.1 MGD UP TO 0.3 MGD STAFFING BY CLASS C OR HIGHER OPERATOR: 3 HOURS/DAY FOR 5 DAYS/WEEK AND ONE VISIT ON EACH WEEKEND DAY. LESS THAN 0.1 MGD STAFFING BY CLASS C OR HIGHER OPERATOR: 2 HOURS/DAY FOR 5 DAYS/WEEK AND ONE VISIT ON EACH WEEKEND DAY. | N | Y | SCHNEBLY WINERY | 30205 SW 217 AVENUE |  | HOMESTEAD | FL | 33030 |  | 3052121224 |  |  | PETER SCHNEBLY | 30205 SW 217 AVENUE |  | HOMESTEAD | FL | 33030 |  | 3052421224 |  | INVESTOR | 100 | 30000 | 3 | 2021-05-25 | 2017-04-26 | NC01 | 50
4 | MIAMI-DADE | SEDA | mylittleangelstwo@yahoo.com | 4134546 | NONTRANSIENT NONCOMMUNITY | CHLORINATION; AERATION FOR REMOVAL OF ANY SECONDARY CONTAMINANT, SULFIDE, OR ANY UNREGULATED CONTAMINANT; CORROSION CONTROL INHIBITOR ADDITION; HYPOCHLORINATION; IRON OR MANGANESE SEQUESTRATION; OR ULTRAVIOLET RADIATION. THE LEAD/CHIEF OPERATOR MUST BE CLASS C OR HIGHER. 5.0 MGD AND ABOVE-STAFFING BY CLASS C OR HIGHER OPERATOR: 6 HOURS/DAY FOR 5 DAYS/WEEK AND ONE VISIT ON EACH WEEKEND DAY. 3.0 MGD UP TO 5.0 MGD-STAFFING BY CLASS C OR HIGHER OPERATOR: 1 HOUR/DAY FOR 5 DAYS/WEEK AND ONE VISIT ON EACH WEEKEND DAY. 0.25 MGD UP TO 3.0 MGD-STAFFING BY CLASS C OR HIGHER OPERATOR: 5 VISITS/WEEK AND ONE VISIT EACH WEEKEND FOR A TOTAL OF 0.6 HOUR/WEEK. | N | Y | MY LITTLE ANGELS DAYCARE | 29400 OLD DIXIE HWY |  | HOMESTEAD | FL | 33033 |  | 3052472500 |  |  | OMAR DIAZ | 1091 NE 36 AVE |  | HOMESTEAD | FL | 33033 |  | 3052472500 |  | INVESTOR | 100 | 30000 | 1 | 2021-02-17 | 2020-11-12 | NTNC | 100
4 | MIAMI-DADE | SEDA |  | 4134547 | NONCOMMUNITY | CHLORINATION; AERATION FOR REMOVAL OF ANY SECONDARY CONTAMINANT, SULFIDE, OR ANY UNREGULATED CONTAMINANT; CORROSION CONTROL INHIBITOR ADDITION; HYPOCHLORINATION; IRON OR MANGANESE SEQUESTRATION; OR ULTRAVIOLET RADIATION. THE LEAD/CHIEF OPERATOR MUST BE CLASS C OR HIGHER. 5.0 MGD AND ABOVE-STAFFING BY CLASS C OR HIGHER OPERATOR: 6 HOURS/DAY FOR 5 DAYS/WEEK AND ONE VISIT ON EACH WEEKEND DAY. 3.0 MGD UP TO 5.0 MGD-STAFFING BY CLASS C OR HIGHER OPERATOR: 1 HOUR/DAY FOR 5 DAYS/WEEK AND ONE VISIT ON EACH WEEKEND DAY. 0.25 MGD UP TO 3.0 MGD-STAFFING BY CLASS C OR HIGHER OPERATOR: 5 VISITS/WEEK AND ONE VISIT EACH WEEKEND FOR A TOTAL OF 0.6 HOUR/WEEK. | N | Y | GLASER FARMS | 19100 SW 137 AVENUE |  | MIAMI | FL | 33177 |  | 3052387747 |  |  | STANLEY M. GLASER | 19100 SW 137 AVE |  | MIAMI | FL | 33177 |  | 3052387747 |  | INVESTOR | 35 | 43000 | 6 | 2021-04-13 | 2019-11-14 | NC01 | 50
4 | MIAMI-DADE | SEDA | EDUARDOJOSE9@HOTMAIL.COM | 4134548 | NONCOMMUNITY | AERATION FOR REMOVAL OF ANY PRIMARY CONTAMINANT; ALKALINITY/PH ADJUSTMENT; CHLORAMIN ATION; CHLORINE DIOXIDE FOR OXIDATION OR DISINFECTION; FLUORIDATION; ION EXCHANGE FOR REMOVAL OF ANY SECONDARY CONTAMINANT, SULFIDE, OR ANY UNREGULATED CONTAMINANT; OR OZONATION. THE LEAD/CHIEF OPERATOR MUST BE CLASS C OR HIGHER. 5.0 MGD UP TO 10 MGD-STAFFING BY CLASS C OR HIGHER OPERATOR: 6 HOURS/DAY FOR 5 DAYS/WEEK AND ONE VISIT ON EACH WEEKEND DAY. 3.0 MGD UP TO 5.0 MGD-STAFFING BY CLASS C OR HIGHER OPERATOR: 3 HOURS/DAY FOR 5 DAYS/WEEK AND ONE VISIT ON EACH WEEKEND DAY. 1.0 MGD UP TO 3.0 MGD-STAFFING BY CLASS C OR HIGHER OPERATOR: 1 HOUR/DAY FOR 5 DAYS/WEEK AND ONE VISIT ON EACH WEEKEND DAY. 0.1 MGD UP TO 1.0 MGD-STAFFING BY CLASS C OR HIGHER OPERATOR: 5 VISITS/WEEK AND ONE VISIT EACH WEEKEND FOR A TOTAL OF 1.2 HOURS/WEEK. | N | Y | PAPA'S CORN HOUSE (SUNSHINE ORGANIC) | 15585 SW 177 AVENUE |  | MIAMI | FL | 33187 |  | 3052337793 |  |  | MATHEW SNOW | 8315 SW 96 STREET |  | MIAMI | FL | 33156 |  | 3059341085 |  | INVESTOR | 50 | 43000 | 1 | 2021-05-26 | 2020-10-30 | NC01 | 50
4 | MIAMI-DADE | SEDA | fresh@robertishere.com | 4134549 | NONCOMMUNITY | CHLORINATION; AERATION FOR REMOVAL OF ANY SECONDARY CONTAMINANT, SULFIDE, OR ANY UNREGULATED CONTAMINANT; CORROSION CONTROL INHIBITOR ADDITION; HYPOCHLORINATION; IRON OR MANGANESE SEQUESTRATION; OR ULTRAVIOLET RADIATION. THE LEAD/CHIEF OPERATOR MUST BE CLASS C OR HIGHER. 5.0 MGD AND ABOVE-STAFFING BY CLASS C OR HIGHER OPERATOR: 6 HOURS/DAY FOR 5 DAYS/WEEK AND ONE VISIT ON EACH WEEKEND DAY. 3.0 MGD UP TO 5.0 MGD-STAFFING BY CLASS C OR HIGHER OPERATOR: 1 HOUR/DAY FOR 5 DAYS/WEEK AND ONE VISIT ON EACH WEEKEND DAY. 0.25 MGD UP TO 3.0 MGD-STAFFING BY CLASS C OR HIGHER OPERATOR: 5 VISITS/WEEK AND ONE VISIT EACH WEEKEND FOR A TOTAL OF 0.6 HOUR/WEEK. | N | Y | ROBERT IS HERE | 19200 SW 344 STREET |  | FLORIDA CITY | FL | 33034 |  | 3052461592 |  |  | ROBERT E. MOEHLING | 34815 SW 202 AVE |  | HOMESTEAD | FL | 33034 |  | 3052461592 |  | INVESTOR | 200 | 1000 | 1 | 2021-05-21 | 2019-03-12 | NC01 | 50
4 | MIAMI-DADE | SEDA |  | 4134551 | NONCOMMUNITY | CHLORINATION; AERATION FOR REMOVAL OF ANY SECONDARY CONTAMINANT, SULFIDE, OR ANY UNREGULATED CONTAMINANT; CORROSION CONTROL INHIBITOR ADDITION; HYPOCHLORINATION; IRON OR MANGANESE SEQUESTRATION; OR ULTRAVIOLET RADIATION. THE LEAD/CHIEF OPERATOR MUST BE CLASS D OR HIGHER. 50,000 GPD UP TO 0.25 MGD-STAFFING BY CLASS D OR HIGHER OPERATOR: 3 VISITS/WEEK ON NONCONSECUTIVE DAYS FOR A TOTAL OF 0.3 HOUR/WEEK. LESS THAN 50,000 GPD-STAFFING BY A CLASS D OR HIGHER OPERATOR: 2 VISITS/WEEK ON NONCONSECUTIVE DAYS FOR A TOTAL OF 0.2 HOUR/WEEK. THERE SHALL BE NO MORE THAN 5 DAYS BETWEEN THE LAST VISIT IN ONE WEEK AND THE FIRST VISIT IN THE NEXT WEEK. | N | Y | TROPICAL VILLAGE FARM | 22601 SW 177 AVE |  | MIAMI | FL | 33170 |  | 7863465399 |  |  | DANNY GONZALEZ | 22601 SW 177 AVE |  | MIAMI | FL | 33170 |  | 7863465399 |  | INVESTOR | 25 | 1000 | 1 | 2021-06-02 | 2019-12-06 | NC01 | 50
4 | MIAMI-DADE | SEDA |  | 4134552 | NONCOMMUNITY | CHLORINATION; AERATION FOR REMOVAL OF ANY SECONDARY CONTAMINANT, SULFIDE, OR ANY UNREGULATED CONTAMINANT; CORROSION CONTROL INHIBITOR ADDITION; HYPOCHLORINATION; IRON OR MANGANESE SEQUESTRATION; OR ULTRAVIOLET RADIATION. THE LEAD/CHIEF OPERATOR MUST BE CLASS C OR HIGHER. 5.0 MGD AND ABOVE-STAFFING BY CLASS C OR HIGHER OPERATOR: 6 HOURS/DAY FOR 5 DAYS/WEEK AND ONE VISIT ON EACH WEEKEND DAY. 3.0 MGD UP TO 5.0 MGD-STAFFING BY CLASS C OR HIGHER OPERATOR: 1 HOUR/DAY FOR 5 DAYS/WEEK AND ONE VISIT ON EACH WEEKEND DAY. 0.25 MGD UP TO 3.0 MGD-STAFFING BY CLASS C OR HIGHER OPERATOR: 5 VISITS/WEEK AND ONE VISIT EACH WEEKEND FOR A TOTAL OF 0.6 HOUR/WEEK. | N | Y | JALARAM PRODUCE | 18850 SW 360 STREET |  | HOMESTEAD | FL | 33034 |  | 3052450083 |  |  | MAHENDRA RADLJI | 18850 SW 360 STREET |  | HOMESTEAD | FL | 33034 |  | 7862553099 |  | INVESTOR | 25 | 3200 | 1 | 2021-05-21 | 2019-12-18 | NC01 | 50
4 | MIAMI-DADE | SEDA |  | 4134553 | NONCOMMUNITY | CHLORINATION; AERATION FOR REMOVAL OF ANY SECONDARY CONTAMINANT, SULFIDE, OR ANY UNREGULATED CONTAMINANT; CORROSION CONTROL INHIBITOR ADDITION; HYPOCHLORINATION; IRON OR MANGANESE SEQUESTRATION; OR ULTRAVIOLET RADIATION. THE LEAD/CHIEF OPERATOR MUST BE CLASS D OR HIGHER. 50,000 GPD UP TO 0.25 MGD-STAFFING BY CLASS D OR HIGHER OPERATOR: 3 VISITS/WEEK ON NONCONSECUTIVE DAYS FOR A TOTAL OF 0.3 HOUR/WEEK. LESS THAN 50,000 GPD-STAFFING BY A CLASS D OR HIGHER OPERATOR: 2 VISITS/WEEK ON NONCONSECUTIVE DAYS FOR A TOTAL OF 0.2 HOUR/WEEK. THERE SHALL BE NO MORE THAN 5 DAYS BETWEEN THE LAST VISIT IN ONE WEEK AND THE FIRST VISIT IN THE NEXT WEEK. | N | Y | COSTA FARMS ORCHID HOUSE | 24000 SW 162 AVENUE |  | HOMESTEAD | FL | 33031 |  | 7862555135 | 439 |  | ALEXANDER CALZADILLA | 24000 SW 162 AVENUE |  | HOMESTEAD | FL | 33031 |  | 3052475135 | 439 | INVESTOR | 50 | 1200 | 1 | 2020-08-13 | 2021-08-03 | NC01 | 50
4 | MIAMI-DADE | SEDA |  | 4134554 | NONCOMMUNITY | CHLORINATION; AERATION FOR REMOVAL OF ANY SECONDARY CONTAMINANT, SULFIDE, OR ANY UNREGULATED CONTAMINANT; CORROSION CONTROL INHIBITOR ADDITION; HYPOCHLORINATION; IRON OR MANGANESE SEQUESTRATION; OR ULTRAVIOLET RADIATION. THE LEAD/CHIEF OPERATOR MUST BE CLASS C OR HIGHER. 5.0 MGD AND ABOVE-STAFFING BY CLASS C OR HIGHER OPERATOR: 6 HOURS/DAY FOR 5 DAYS/WEEK AND ONE VISIT ON EACH WEEKEND DAY. 3.0 MGD UP TO 5.0 MGD-STAFFING BY CLASS C OR HIGHER OPERATOR: 1 HOUR/DAY FOR 5 DAYS/WEEK AND ONE VISIT ON EACH WEEKEND DAY. 0.25 MGD UP TO 3.0 MGD-STAFFING BY CLASS C OR HIGHER OPERATOR: 5 VISITS/WEEK AND ONE VISIT EACH WEEKEND FOR A TOTAL OF 0.6 HOUR/WEEK. | N | Y | FARMER'S MARKET SAN GERMAN | 17800 SW 100 ST |  | MIAMI | FL | 33196 |  | 3053850800 |  |  | BENNY ACOSTA | 18295 SW 100 STREET |  | MIAMI | FL | 33196 |  | 3053850800 |  | INVESTOR | 30 | 5000 | 1 | 2021-03-18 | 2017-12-26 | NC01 | 50
4 | MIAMI-DADE | SEDA |  | 4134555 | NONCOMMUNITY | CHLORINATION; AERATION FOR REMOVAL OF ANY SECONDARY CONTAMINANT, SULFIDE, OR ANY UNREGULATED CONTAMINANT; CORROSION CONTROL INHIBITOR ADDITION; HYPOCHLORINATION; IRON OR MANGANESE SEQUESTRATION; OR ULTRAVIOLET RADIATION. THE LEAD/CHIEF OPERATOR MUST BE CLASS D OR HIGHER. 50,000 GPD UP TO 0.25 MGD-STAFFING BY CLASS D OR HIGHER OPERATOR: 3 VISITS/WEEK ON NONCONSECUTIVE DAYS FOR A TOTAL OF 0.3 HOUR/WEEK. LESS THAN 50,000 GPD-STAFFING BY A CLASS D OR HIGHER OPERATOR: 2 VISITS/WEEK ON NONCONSECUTIVE DAYS FOR A TOTAL OF 0.2 HOUR/WEEK. THERE SHALL BE NO MORE THAN 5 DAYS BETWEEN THE LAST VISIT IN ONE WEEK AND THE FIRST VISIT IN THE NEXT WEEK. | N | Y | ASCENCION ONE | 1411 NW 25 STREET |  | DORAL | FL | 33192 |  | 3057576421 |  |  | ARCHDIOCES OF MIAMI | 9401 BISCAYNE BLVD |  | MIAMI | FL | 33138 |  | 3055920521 |  | INVESTOR | 50 | 1100 | 1 | 2021-04-06 | 2018-10-04 | NC01 | 50
4 | MIAMI-DADE | SEDA |  | 4134556 | NONCOMMUNITY | CHLORINATION; AERATION FOR REMOVAL OF ANY SECONDARY CONTAMINANT, SULFIDE, OR ANY UNREGULATED CONTAMINANT; CORROSION CONTROL INHIBITOR ADDITION; HYPOCHLORINATION; IRON OR MANGANESE SEQUESTRATION; OR ULTRAVIOLET RADIATION. THE LEAD/CHIEF OPERATOR MUST BE CLASS C OR HIGHER. 5.0 MGD AND ABOVE-STAFFING BY CLASS C OR HIGHER OPERATOR: 6 HOURS/DAY FOR 5 DAYS/WEEK AND ONE VISIT ON EACH WEEKEND DAY. 3.0 MGD UP TO 5.0 MGD-STAFFING BY CLASS C OR HIGHER OPERATOR: 1 HOUR/DAY FOR 5 DAYS/WEEK AND ONE VISIT ON EACH WEEKEND DAY. 0.25 MGD UP TO 3.0 MGD-STAFFING BY CLASS C OR HIGHER OPERATOR: 5 VISITS/WEEK AND ONE VISIT EACH WEEKEND FOR A TOTAL OF 0.6 HOUR/WEEK. | N | Y | EVERGLADES GATOR GRILL | 36650 SW 192 AVENUE |  | HOMESTEAD | FL | 33031 |  | 7862430620 |  | STEVE SHIVER | STEVE SHIVER | 36650 SW 192 AVE |  | HOMESTEAD | FL | 33031 |  | 3055555555 |  | INVESTOR | 50 | 4500 | 1 | 2021-05-20 | 2021-08-24 | NC01 | 50
4 | MIAMI-DADE | SEDA |  | 4134557 | NONCOMMUNITY | CHLORINATION; AERATION FOR REMOVAL OF ANY SECONDARY CONTAMINANT, SULFIDE, OR ANY UNREGULATED CONTAMINANT; CORROSION CONTROL INHIBITOR ADDITION; HYPOCHLORINATION; IRON OR MANGANESE SEQUESTRATION; OR ULTRAVIOLET RADIATION. THE LEAD/CHIEF OPERATOR MUST BE CLASS C OR HIGHER. 5.0 MGD AND ABOVE-STAFFING BY CLASS C OR HIGHER OPERATOR: 6 HOURS/DAY FOR 5 DAYS/WEEK AND ONE VISIT ON EACH WEEKEND DAY. 3.0 MGD UP TO 5.0 MGD-STAFFING BY CLASS C OR HIGHER OPERATOR: 1 HOUR/DAY FOR 5 DAYS/WEEK AND ONE VISIT ON EACH WEEKEND DAY. 0.25 MGD UP TO 3.0 MGD-STAFFING BY CLASS C OR HIGHER OPERATOR: 5 VISITS/WEEK AND ONE VISIT EACH WEEKEND FOR A TOTAL OF 0.6 HOUR/WEEK. | N | Y | OUR LADY OF MERCY MAUSOLEUM | 11411 NW 25 STREET |  | DORAL | FL | 33172 |  | 3057576241 |  |  | ARCHDIOCES OF MIAMI | 9401 BISCAYNE BOULEVARD |  | MIAMI SHORES | FL | 33138 |  | 3057621063 |  | INVESTOR | 50 | 1000 | 1 | 2021-04-06 | 2018-10-04 | NC01 | 50
4 | MIAMI-DADE | SEDA |  | 4134558 | NONCOMMUNITY | CHLORINATION; AERATION FOR REMOVAL OF ANY SECONDARY CONTAMINANT, SULFIDE, OR ANY UNREGULATED CONTAMINANT; CORROSION CONTROL INHIBITOR ADDITION; HYPOCHLORINATION; IRON OR MANGANESE SEQUESTRATION; OR ULTRAVIOLET RADIATION. THE LEAD/CHIEF OPERATOR MUST BE CLASS D OR HIGHER. 50,000 GPD UP TO 0.25 MGD-STAFFING BY CLASS D OR HIGHER OPERATOR: 3 VISITS/WEEK ON NONCONSECUTIVE DAYS FOR A TOTAL OF 0.3 HOUR/WEEK. LESS THAN 50,000 GPD-STAFFING BY A CLASS D OR HIGHER OPERATOR: 2 VISITS/WEEK ON NONCONSECUTIVE DAYS FOR A TOTAL OF 0.2 HOUR/WEEK. THERE SHALL BE NO MORE THAN 5 DAYS BETWEEN THE LAST VISIT IN ONE WEEK AND THE FIRST VISIT IN THE NEXT WEEK. | N | Y | OUR LADY OF MERCY CHAPEL | 11411 NW 25 STREET |  | DORAL | FL | 33172 |  | 3057576241 |  |  | ARCHDIOCES OF MIAMI PASTORAL | 9401 BISCAYNE BOULEVARD |  | MIAMI SHORES | FL | 33138 |  | 3055920521 |  | INVESTOR | 100 | 1000 | 1 | 2021-04-06 | 2018-10-04 | NC01 | 50
4 | MIAMI-DADE | SEDA |  | 4134560 | NONCOMMUNITY | CHLORINATION; AERATION FOR REMOVAL OF ANY SECONDARY CONTAMINANT, SULFIDE, OR ANY UNREGULATED CONTAMINANT; CORROSION CONTROL INHIBITOR ADDITION; HYPOCHLORINATION; IRON OR MANGANESE SEQUESTRATION; OR ULTRAVIOLET RADIATION. THE LEAD/CHIEF OPERATOR MUST BE CLASS C OR HIGHER. 5.0 MGD AND ABOVE-STAFFING BY CLASS C OR HIGHER OPERATOR: 6 HOURS/DAY FOR 5 DAYS/WEEK AND ONE VISIT ON EACH WEEKEND DAY. 3.0 MGD UP TO 5.0 MGD-STAFFING BY CLASS C OR HIGHER OPERATOR: 1 HOUR/DAY FOR 5 DAYS/WEEK AND ONE VISIT ON EACH WEEKEND DAY. 0.25 MGD UP TO 3.0 MGD-STAFFING BY CLASS C OR HIGHER OPERATOR: 5 VISITS/WEEK AND ONE VISIT EACH WEEKEND FOR A TOTAL OF 0.6 HOUR/WEEK. | N | Y | CAULEY SQUARE II | 22400 OLD DIXIE HWY |  | MIAMI | FL | 33170 |  | 3052483543 |  |  | FRANCES VARELA | 22400 OLD DIXIE HWY |  | MIAMI | FL | 33170 |  | 3052483543 |  | INVESTOR | 30 | 10000 | 5 | 2021-12-17 | 2017-11-17 | NC01 | 50
4 | MIAMI-DADE | SEDA | mailto:mgiudici@costafarms.com | 4134562 | NONTRANSIENT NONCOMMUNITY | CHLORINATION; AERATION FOR REMOVAL OF ANY SECONDARY CONTAMINANT, SULFIDE, OR ANY UNREGULATED CONTAMINANT; CORROSION CONTROL INHIBITOR ADDITION; HYPOCHLORINATION; IRON OR MANGANESE SEQUESTRATION; OR ULTRAVIOLET RADIATION. THE LEAD/CHIEF OPERATOR MUST BE CLASS D OR HIGHER. 50,000 GPD UP TO 0.25 MGD-STAFFING BY CLASS D OR HIGHER OPERATOR: 3 VISITS/WEEK ON NONCONSECUTIVE DAYS FOR A TOTAL OF 0.3 HOUR/WEEK. LESS THAN 50,000 GPD-STAFFING BY A CLASS D OR HIGHER OPERATOR: 2 VISITS/WEEK ON NONCONSECUTIVE DAYS FOR A TOTAL OF 0.2 HOUR/WEEK. THERE SHALL BE NO MORE THAN 5 DAYS BETWEEN THE LAST VISIT IN ONE WEEK AND THE FIRST VISIT IN THE NEXT WEEK. | N | Y | COSTA FARMS | 21800 SW 162 AVENUE |  | MIAMI | FL | 33170 |  | 3052475135 |  | MARIA GIUDICI | NICOLAS PEREZ | 21800 SW 162 AVENUE |  | MIAMI | FL | 33170 |  | 3052475135 | 431 | INVESTOR | 200 | 10000 | 1 | 2021-06-28 | 2019-06-14 | NTNC | 100
4 | MIAMI-DADE | SEDA | EZSTORE11612@EZCORP.COM | 4134563 | NONCOMMUNITY | CHLORINATION; AERATION FOR REMOVAL OF ANY SECONDARY CONTAMINANT, SULFIDE, OR ANY UNREGULATED CONTAMINANT; CORROSION CONTROL INHIBITOR ADDITION; HYPOCHLORINATION; IRON OR MANGANESE SEQUESTRATION; OR ULTRAVIOLET RADIATION. THE LEAD/CHIEF OPERATOR MUST BE CLASS C OR HIGHER. 5.0 MGD AND ABOVE-STAFFING BY CLASS C OR HIGHER OPERATOR: 6 HOURS/DAY FOR 5 DAYS/WEEK AND ONE VISIT ON EACH WEEKEND DAY. 3.0 MGD UP TO 5.0 MGD-STAFFING BY CLASS C OR HIGHER OPERATOR: 1 HOUR/DAY FOR 5 DAYS/WEEK AND ONE VISIT ON EACH WEEKEND DAY. 0.25 MGD UP TO 3.0 MGD-STAFFING BY CLASS C OR HIGHER OPERATOR: 5 VISITS/WEEK AND ONE VISIT EACH WEEKEND FOR A TOTAL OF 0.6 HOUR/WEEK. | N | Y | VALUE PAWN AND JEWELRY | 18494 SOUTH DIXIE HWY |  | MIAMI | FL | 33157 |  | 3052340596 |  |  | ADRIAN DEANDA | 18494 SOUTH DIXIE HWY |  | MIAMI | FL | 33157 |  | 3052340596 |  | INVESTOR | 25 | 1000 | 1 | 2021-09-07 | 2019-06-18 | NC01 | 50
4 | MIAMI-DADE | SEDA | eugeniofatjo@yahoo.com | 4134564 | NONCOMMUNITY | CHLORINATION; AERATION FOR REMOVAL OF ANY SECONDARY CONTAMINANT, SULFIDE, OR ANY UNREGULATED CONTAMINANT; CORROSION CONTROL INHIBITOR ADDITION; HYPOCHLORINATION; IRON OR MANGANESE SEQUESTRATION; OR ULTRAVIOLET RADIATION. THE LEAD/CHIEF OPERATOR MUST BE CLASS C OR HIGHER. 5.0 MGD AND ABOVE-STAFFING BY CLASS C OR HIGHER OPERATOR: 6 HOURS/DAY FOR 5 DAYS/WEEK AND ONE VISIT ON EACH WEEKEND DAY. 3.0 MGD UP TO 5.0 MGD-STAFFING BY CLASS C OR HIGHER OPERATOR: 1 HOUR/DAY FOR 5 DAYS/WEEK AND ONE VISIT ON EACH WEEKEND DAY. 0.25 MGD UP TO 3.0 MGD-STAFFING BY CLASS C OR HIGHER OPERATOR: 5 VISITS/WEEK AND ONE VISIT EACH WEEKEND FOR A TOTAL OF 0.6 HOUR/WEEK. | N | Y | KROME BREWING | 17480 SW 232 STREET |  | MIAMI | FL | 33170 |  | 7863673695 |  |  | GUSTAVO A FERNANDEZ | 17480 SW 232 STREET |  | MIAMI | FL | 33170 |  | 7863673695 |  | INVESTOR | 30 | 10000 | 3 | 2021-04-12 | 2018-05-21 | NC01 | 50
4 | MIAMI-DADE | SEDA | manuel.sr@pintofarm.com | 4134565 | NONCOMMUNITY | CHLORINATION; AERATION FOR REMOVAL OF ANY SECONDARY CONTAMINANT, SULFIDE, OR ANY UNREGULATED CONTAMINANT; CORROSION CONTROL INHIBITOR ADDITION; HYPOCHLORINATION; IRON OR MANGANESE SEQUESTRATION; OR ULTRAVIOLET RADIATION. THE LEAD/CHIEF OPERATOR MUST BE CLASS C OR HIGHER. 5.0 MGD AND ABOVE-STAFFING BY CLASS C OR HIGHER OPERATOR: 6 HOURS/DAY FOR 5 DAYS/WEEK AND ONE VISIT ON EACH WEEKEND DAY. 3.0 MGD UP TO 5.0 MGD-STAFFING BY CLASS C OR HIGHER OPERATOR: 1 HOUR/DAY FOR 5 DAYS/WEEK AND ONE VISIT ON EACH WEEKEND DAY. 0.25 MGD UP TO 3.0 MGD-STAFFING BY CLASS C OR HIGHER OPERATOR: 5 VISITS/WEEK AND ONE VISIT EACH WEEKEND FOR A TOTAL OF 0.6 HOUR/WEEK. | N | Y | PINTO'S FARM | 14890 SW 216 STREET |  | MIAMI | FL | 33170 |  | 3053380651 |  | MANUEL PINTO | MANUEL PINTO | 14890 SW 216 STREET |  | MIAMI | FL | 33170 |  | 3053380651 |  | INVESTOR | 25 | 10000 | 1 | 2021-05-21 | 2019-10-29 | NC01 | 50
4 | MIAMI-DADE | SEDA | jmwateroperations@outlook.com | 4134566 | NONCOMMUNITY | CHLORINATION; AERATION FOR REMOVAL OF ANY SECONDARY CONTAMINANT, SULFIDE, OR ANY UNREGULATED CONTAMINANT; CORROSION CONTROL INHIBITOR ADDITION; HYPOCHLORINATION; IRON OR MANGANESE SEQUESTRATION; OR ULTRAVIOLET RADIATION. THE LEAD/CHIEF OPERATOR MUST BE CLASS D OR HIGHER. 50,000 GPD UP TO 0.25 MGD-STAFFING BY CLASS D OR HIGHER OPERATOR: 3 VISITS/WEEK ON NONCONSECUTIVE DAYS FOR A TOTAL OF 0.3 HOUR/WEEK. LESS THAN 50,000 GPD-STAFFING BY A CLASS D OR HIGHER OPERATOR: 2 VISITS/WEEK ON NONCONSECUTIVE DAYS FOR A TOTAL OF 0.2 HOUR/WEEK. THERE SHALL BE NO MORE THAN 5 DAYS BETWEEN THE LAST VISIT IN ONE WEEK AND THE FIRST VISIT IN THE NEXT WEEK. | N | Y | FARMERS MARKET FOOD 4 LESS | 15390 SW 184 STREET |  | MIAMI | FL | 33187 |  | 7864796909 |  |  | NELSON SANTANA | 15390 SW 184 STREET |  | MIAMI | FL | 33187 |  | 7864796909 |  | INVESTOR | 25 | 2000 | 2 | 2021-04-13 | 2019-11-07 | NC01 | 50
4 | MIAMI-DADE | SEDA | RedlandRanchINC@gmail.com | 4134567 | NONCOMMUNITY | CHLORINATION; AERATION FOR REMOVAL OF ANY SECONDARY CONTAMINANT, SULFIDE, OR ANY UNREGULATED CONTAMINANT; CORROSION CONTROL INHIBITOR ADDITION; HYPOCHLORINATION; IRON OR MANGANESE SEQUESTRATION; OR ULTRAVIOLET RADIATION. THE LEAD/CHIEF OPERATOR MUST BE CLASS C OR HIGHER. 5.0 MGD AND ABOVE-STAFFING BY CLASS C OR HIGHER OPERATOR: 6 HOURS/DAY FOR 5 DAYS/WEEK AND ONE VISIT ON EACH WEEKEND DAY. 3.0 MGD UP TO 5.0 MGD-STAFFING BY CLASS C OR HIGHER OPERATOR: 1 HOUR/DAY FOR 5 DAYS/WEEK AND ONE VISIT ON EACH WEEKEND DAY. 0.25 MGD UP TO 3.0 MGD-STAFFING BY CLASS C OR HIGHER OPERATOR: 5 VISITS/WEEK AND ONE VISIT EACH WEEKEND FOR A TOTAL OF 0.6 HOUR/WEEK. | N | Y | REDLAND RANCH INC. | 14655 SW 232 STREET |  | MIAMI | FL | 33170 |  | 7864932805 |  |  | CARMEN ELENA DIAZ ZEDAN | 14819 SW 167 STREET |  | MIAMI | FL | 33187 |  | 7864932804 |  | INVESTOR | 25 | 1600 | 1 | 2021-06-23 | 2019-11-07 | NC01 | 50
4 | MIAMI-DADE | SEDA |  | 4134569 | NONCOMMUNITY | CHLORINATION; AERATION FOR REMOVAL OF ANY SECONDARY CONTAMINANT, SULFIDE, OR ANY UNREGULATED CONTAMINANT; CORROSION CONTROL INHIBITOR ADDITION; HYPOCHLORINATION; IRON OR MANGANESE SEQUESTRATION; OR ULTRAVIOLET RADIATION. THE LEAD/CHIEF OPERATOR MUST BE CLASS D OR HIGHER. 50,000 GPD UP TO 0.25 MGD-STAFFING BY CLASS D OR HIGHER OPERATOR: 3 VISITS/WEEK ON NONCONSECUTIVE DAYS FOR A TOTAL OF 0.3 HOUR/WEEK. LESS THAN 50,000 GPD-STAFFING BY A CLASS D OR HIGHER OPERATOR: 2 VISITS/WEEK ON NONCONSECUTIVE DAYS FOR A TOTAL OF 0.2 HOUR/WEEK. THERE SHALL BE NO MORE THAN 5 DAYS BETWEEN THE LAST VISIT IN ONE WEEK AND THE FIRST VISIT IN THE NEXT WEEK. | N | Y | FRUIT STAND BY BROTHERS | 15515 SW 177 AVENUE |  | MIAMI | FL | 33187 |  | 3052557462 |  |  | NELSON GUZMAN | 19521 SW 307 STREET |  | HOMESTEAD | FL | 33030 |  | 7863265516 |  | INVESTOR | 30 | 15000 | 3 | 2020-03-19 | 2021-11-03 | NC01 | 50
4 | MIAMI-DADE | SEDA | MGUIDICI@COSTAFARMS.COM | 4134570 | NONCOMMUNITY | MEMBRANE PROCESSES, INCLUDING ELECTRODIALYSIS, ELECTRODIALYSIS REVERSAL, MICROFILTRATION, ULTRAFILTRATION, NANOFILTRATION, AND REVERSE OSMOSIS 6.5 MGD AND ABOVE. STAFFING BY CLASS C OR HIGHER OPERATOR: 24 HOURS/DAY FOR 7 DAYS/WEEK. THE LEAD/CHIEF OPERATOR MUST BE CLASS A. | N | Y | BERNECKER PACKING | 16900 SW 216 STREET |  | MIAMI | FL | 33170 |  | 3052454281 | [11 empty] | INVESTOR | 80 | 1000 | 1 | 2020-08-13 | 2021-05-06 | NC01 | 50
4 | MIAMI-DADE | SEDA |  | 4134571 | NONCOMMUNITY | MEMBRANE PROCESSES, INCLUDING ELECTRODIALYSIS, ELECTRODIALYSIS REVERSAL, MICROFILTRATION, ULTRAFILTRATION, NANOFILTRATION, AND REVERSE OSMOSIS 6.5 MGD AND ABOVE. STAFFING BY CLASS C OR HIGHER OPERATOR: 24 HOURS/DAY FOR 7 DAYS/WEEK. THE LEAD/CHIEF OPERATOR MUST BE CLASS A. | N | Y | COSTA MIKE COSTA | 14201 SW 216 STREET |  | MIAMI | FL | 33170 |  | 7862989198 |  |  | COSTA FARMS (MARISOL OLIVA) | 21800 SW 162 AVENUE |  | MIAMI | FL | 33170 |  | 7863859356 |  | INVESTOR | 90 | 1500 | 1 | 2020-09-30 | 2021-03-22 | NC01 | 50
4 | MIAMI-DADE | SEDA | moliva@costafarms.com | 4134572 | NONCOMMUNITY | MEMBRANE PROCESSES, INCLUDING ELECTRODIALYSIS, ELECTRODIALYSIS REVERSAL, MICROFILTRATION, ULTRAFILTRATION, NANOFILTRATION, AND REVERSE OSMOSIS 6.5 MGD AND ABOVE. STAFFING BY CLASS C OR HIGHER OPERATOR: 24 HOURS/DAY FOR 7 DAYS/WEEK. THE LEAD/CHIEF OPERATOR MUST BE CLASS A. | N | Y | COSTA FARM FANCY FLORA | 19950 SW 216 STREET |  | MIAMI | FL | 33170 |  | 7862989198 |  |  | COSTA FARMS (MARISOL OLIVA) | 21800 SW 162 AVENUE |  | MIAMI | FL | 33170 |  | 7863859356 |  | INVESTOR | 115 | 1000 | 1 | 2020-06-26 | 2021-03-22 | NC01 | 50
4 | MIAMI-DADE | SEDA |  | 4134573 | NONCOMMUNITY | MEMBRANE PROCESSES, INCLUDING ELECTRODIALYSIS, ELECTRODIALYSIS REVERSAL, MICROFILTRATION, ULTRAFILTRATION, NANOFILTRATION, AND REVERSE OSMOSIS 6.5 MGD AND ABOVE. STAFFING BY CLASS C OR HIGHER OPERATOR: 24 HOURS/DAY FOR 7 DAYS/WEEK. THE LEAD/CHIEF OPERATOR MUST BE CLASS A. | N | Y | COSTA COLOR OFFICE | 19595 SW 194 AVE |  | MIAMI | FL | 33187 |  |  |  |  | COSTA FARMS (MARISOL OLIVA) | 21800 SW 162 AVENUE |  | MIAMI | FL | 33170 |  | 7863859356 |  | INVESTOR | 40 | 1000 | 1 | 2020-09-28 | 2021-08-19 | NC01 | 50
4 | MIAMI-DADE | SEDA |  | 4134575 | NONCOMMUNITY | MEMBRANE PROCESSES, INCLUDING ELECTRODIALYSIS, ELECTRODIALYSIS REVERSAL, MICROFILTRATION, ULTRAFILTRATION, NANOFILTRATION, AND REVERSE OSMOSIS 6.5 MGD AND ABOVE. STAFFING BY CLASS C OR HIGHER OPERATOR: 24 HOURS/DAY FOR 7 DAYS/WEEK. THE LEAD/CHIEF OPERATOR MUST BE CLASS A. | N | Y | COSTA COLOR PARKING | 19995 SW 194 AVENUE |  | MIAMI | FL | 33187 |  | 7862989198 |  |  | COSTA FARMS (MARISOL OLIVA) | 21800 SW 162 AVENUE |  | MIAMI | FL | 33170 |  | 7863859536 |  | INVESTOR | 150 | 1000 | 1 | 2020-06-26 | 2021-03-23 | NC01 | 50
4 | MIAMI-DADE | SEDA |  | 4134576 | NONCOMMUNITY | MEMBRANE PROCESSES, INCLUDING ELECTRODIALYSIS, ELECTRODIALYSIS REVERSAL, MICROFILTRATION, ULTRAFILTRATION, NANOFILTRATION, AND REVERSE OSMOSIS 6.5 MGD AND ABOVE. STAFFING BY CLASS C OR HIGHER OPERATOR: 24 HOURS/DAY FOR 7 DAYS/WEEK. THE LEAD/CHIEF OPERATOR MUST BE CLASS A. | N | Y | COSTA FARM GEERLING'S | 19901 SW 248 STREET |  | HOMESTEAD | FL | 33031 |  | 7862989198 |  | COSTA FARMS (MARIA GIUDICI) | COSTA FARMS (MARIA GIUDICI) | 21800 SW 162 AVENUE |  | MIAMI | FL | 33170 |  | 7863859356 |  | INVESTOR | 70 | 1000 | 1 | 2020-06-29 | 2021-03-22 | NC01 | 50
4 | MIAMI-DADE | SEDA | efatjo@costafarms.com | 4134577 | NONCOMMUNITY | MEMBRANE PROCESSES, INCLUDING ELECTRODIALYSIS, ELECTRODIALYSIS REVERSAL, MICROFILTRATION, ULTRAFILTRATION, NANOFILTRATION, AND REVERSE OSMOSIS 6.5 MGD AND ABOVE. STAFFING BY CLASS C OR HIGHER OPERATOR: 24 HOURS/DAY FOR 7 DAYS/WEEK. THE LEAD/CHIEF OPERATOR MUST BE CLASS A. | N | Y | COSTA FARM RIO | 21840 SW 258 STREET |  | HOMESTEAD | FL | 33031 |  | 7862989198 |  |  | COSTA FARMS (MARISOL OLIVA) | 21800 SW 162 AVENUE |  | MIAMI | FL | 33170 |  | 7863859356 |  | INVESTOR | 220 | 1500 | 1 | 2020-06-29 | 2021-08-03 | NC01 | 50
4 | MIAMI-DADE | SEDA |  | 4134578 | NONCOMMUNITY | MEMBRANE PROCESSES, INCLUDING ELECTRODIALYSIS, ELECTRODIALYSIS REVERSAL, MICROFILTRATION, ULTRAFILTRATION, NANOFILTRATION, AND REVERSE OSMOSIS 6.5 MGD AND ABOVE. STAFFING BY CLASS C OR HIGHER OPERATOR: 24 HOURS/DAY FOR 7 DAYS/WEEK. THE LEAD/CHIEF OPERATOR MUST BE CLASS A. | N | Y | COSTA FARM SUNSHINE | 17950 SW 264 STREET |  | HOMESTEAD | FL | 33031 |  | 7862989198 |  |  | COSTA FARMS (MARISOL OLIVA) | 21800 SW 162 AVENUE |  | MIAMI | FL | 33170 |  | 7863859356 |  | INVESTOR | 90 | 1000 | 1 | 2020-06-29 | 2021-03-22 | NC01 | 50
4 | MIAMI-DADE | SEDA |  | 4134580 | NONCOMMUNITY | AERATION FOR REMOVAL OF ANY PRIMARY CONTAMINANT; ALKALINITY/PH ADJUSTMENT; CHLORAMIN ATION; CHLORINE DIOXIDE FOR OXIDATION OR DISINFECTION; FLUORIDATION; ION EXCHANGE FOR REMOVAL OF ANY SECONDARY CONTAMINANT, SULFIDE, OR ANY UNREGULATED CONTAMINANT; OR OZONATION 10 MGD AND ABOVE. STAFFING BY CLASS C OR HIGHER OPERATOR: 16 HOURS/DAY FOR 7 DAYS/WEEK. THE LEAD/CHIEF OPERATOR MUST BE CLASS B OR HIGHER. | N | Y | GEORGE'S FARM | 23655 SW 177 AVENUE |  | HOMESTEAD | FL | 33031 |  | 3057816289 |  | JORGE GOMEZ | JORGE GOMEZ | 23655 SW 177 AVE |  | HOMESTEAD | FL | 33031 |  | 3054318405 |  | INVESTOR | 25 | 5000 | 1 | 2020-11-05 | 2021-10-20 | NC01 | 50
4 | MIAMI-DADE | SEDA | MATTHEW@EVERGLADES.COM | 4134581 | NONCOMMUNITY | CHLORINATION; AERATION FOR REMOVAL OF ANY SECONDARY CONTAMINANT, SULFIDE, OR ANY UNREGULATED CONTAMINANT; CORROSION CONTROL INHIBITOR ADDITION; HYPOCHLORINATION; IRON OR MANGANESE SEQUESTRATION; OR ULTRAVIOLET RADIATION. THE LEAD/CHIEF OPERATOR MUST BE CLASS D OR HIGHER. 50,000 GPD UP TO 0.25 MGD-STAFFING BY CLASS D OR HIGHER OPERATOR: 3 VISITS/WEEK ON NONCONSECUTIVE DAYS FOR A TOTAL OF 0.3 HOUR/WEEK. LESS THAN 50,000 GPD-STAFFING BY A CLASS D OR HIGHER OPERATOR: 2 VISITS/WEEK ON NONCONSECUTIVE DAYS FOR A TOTAL OF 0.2 HOUR/WEEK. THERE SHALL BE NO MORE THAN 5 DAYS BETWEEN THE LAST VISIT IN ONE WEEK AND THE FIRST VISIT IN THE NEXT WEEK. | N | Y | EVERGLADES ALLIGATOR FARM | 40351 SW 192 AVENUE |  | FLORIDA CITY | FL | 33034 |  | 3052472628 |  |  | MATTHEW A THIBOS | 40351 SW 192 AVENUE |  | FLORIDA CITY | FL | 33034 |  | 3052472628 |  | INVESTOR | 250 | 5000 | 1 | 2020-06-30 | 2021-03-25 | NC01 | 50
4 | MIAMI-DADE | SEDA | arb3765@gmail.com | 4134582 | NONCOMMUNITY | CHLORINATION; AERATION FOR REMOVAL OF ANY SECONDARY CONTAMINANT, SULFIDE, OR ANY UNREGULATED CONTAMINANT; CORROSION CONTROL INHIBITOR ADDITION; HYPOCHLORINATION; IRON OR MANGANESE SEQUESTRATION; OR ULTRAVIOLET RADIATION. THE LEAD/CHIEF OPERATOR MUST BE CLASS D OR HIGHER. 50,000 GPD UP TO 0.25 MGD-STAFFING BY CLASS D OR HIGHER OPERATOR: 3 VISITS/WEEK ON NONCONSECUTIVE DAYS FOR A TOTAL OF 0.3 HOUR/WEEK. LESS THAN 50,000 GPD-STAFFING BY A CLASS D OR HIGHER OPERATOR: 2 VISITS/WEEK ON NONCONSECUTIVE DAYS FOR A TOTAL OF 0.2 HOUR/WEEK. THERE SHALL BE NO MORE THAN 5 DAYS BETWEEN THE LAST VISIT IN ONE WEEK AND THE FIRST VISIT IN THE NEXT WEEK. | N | Y | FAMILY PAINTBALL CENTER | 220 NW 137 AVENUE |  | MIAMI-DADE | FL | 33182 |  | 7862689208 |  |  | ADOLFO BETANCOURT | 220 NW 137 AVENUE |  | MIAMI-DADE | FL | 33182 |  | 7862689208 |  | INVESTOR | 65 | 0 | 1 | 2020-06-18 | 2021-10-08 | NC01 | 50
4 | MIAMI-DADE | SEDA | MARIBEL@TROPICALS.COM | 4134583 | NONCOMMUNITY | CHLORINATION; AERATION FOR REMOVAL OF ANY SECONDARY CONTAMINANT, SULFIDE, OR ANY UNREGULATED CONTAMINANT; CORROSION CONTROL INHIBITOR ADDITION; HYPOCHLORINATION; IRON OR MANGANESE SEQUESTRATION; OR ULTRAVIOLET RADIATION. THE LEAD/CHIEF OPERATOR MUST BE CLASS D OR HIGHER. 50,000 GPD UP TO 0.25 MGD-STAFFING BY CLASS D OR HIGHER OPERATOR: 3 VISITS/WEEK ON NONCONSECUTIVE DAYS FOR A TOTAL OF 0.3 HOUR/WEEK. LESS THAN 50,000 GPD-STAFFING BY A CLASS D OR HIGHER OPERATOR: 2 VISITS/WEEK ON NONCONSECUTIVE DAYS FOR A TOTAL OF 0.2 HOUR/WEEK. THERE SHALL BE NO MORE THAN 5 DAYS BETWEEN THE LAST VISIT IN ONE WEEK AND THE FIRST VISIT IN THE NEXT WEEK. | N | Y | M&M FARM | 14945 SW 197 AVENUE |  | MIAMI | FL | 33196 |  | 3052338224 |  |  | MANUEL HEVIA | PO BOX 440562 |  | MIAMI | FL | 33144 |  | 3052338224 |  | INVESTOR | 40 | 2000 | 2 | 2020-06-22 | 2021-08-30 | NC01 | 50
4 | MIAMI-DADE | SEDA | henry@purebeautyfarms.com | 4134584 | NONCOMMUNITY | CHLORINATION; AERATION FOR REMOVAL OF ANY SECONDARY CONTAMINANT, SULFIDE, OR ANY UNREGULATED CONTAMINANT; CORROSION CONTROL INHIBITOR ADDITION; HYPOCHLORINATION; IRON OR MANGANESE SEQUESTRATION; OR ULTRAVIOLET RADIATION. THE LEAD/CHIEF OPERATOR MUST BE CLASS D OR HIGHER. 50,000 GPD UP TO 0.25 MGD-STAFFING BY CLASS D OR HIGHER OPERATOR: 3 VISITS/WEEK ON NONCONSECUTIVE DAYS FOR A TOTAL OF 0.3 HOUR/WEEK. LESS THAN 50,000 GPD-STAFFING BY A CLASS D OR HIGHER OPERATOR: 2 VISITS/WEEK ON NONCONSECUTIVE DAYS FOR A TOTAL OF 0.2 HOUR/WEEK. THERE SHALL BE NO MORE THAN 5 DAYS BETWEEN THE LAST VISIT IN ONE WEEK AND THE FIRST VISIT IN THE NEXT WEEK. | N | Y | PURE BEAUTY FARMS | 16350 SW 200 STREET, MIAMI, FL |  | MIAMI | FL | 33187 |  | 7862561800 |  |  | ENRIQUE YANES | 16350 SW 200 STREET |  | MIAMI | FL | 33187 |  | 7862561800 |  | INVESTOR | 40 | 5000 | 1 | 2021-05-26 | 2017-04-26 | NC01 | 50
4 | MIAMI-DADE | SEDA |  | 4134586 | NONCOMMUNITY | CHLORINATION; AERATION FOR REMOVAL OF ANY SECONDARY CONTAMINANT, SULFIDE, OR ANY UNREGULATED CONTAMINANT; CORROSION CONTROL INHIBITOR ADDITION; HYPOCHLORINATION; IRON OR MANGANESE SEQUESTRATION; OR ULTRAVIOLET RADIATION. THE LEAD/CHIEF OPERATOR MUST BE CLASS C OR HIGHER. 5.0 MGD AND ABOVE-STAFFING BY CLASS C OR HIGHER OPERATOR: 6 HOURS/DAY FOR 5 DAYS/WEEK AND ONE VISIT ON EACH WEEKEND DAY. 3.0 MGD UP TO 5.0 MGD-STAFFING BY CLASS C OR HIGHER OPERATOR: 1 HOUR/DAY FOR 5 DAYS/WEEK AND ONE VISIT ON EACH WEEKEND DAY. 0.25 MGD UP TO 3.0 MGD-STAFFING BY CLASS C OR HIGHER OPERATOR: 5 VISITS/WEEK AND ONE VISIT EACH WEEKEND FOR A TOTAL OF 0.6 HOUR/WEEK. | N | Y | CURALEAF FLORIDA, LLC | 19000 SW 192 STREET |  | MIAMI | FL | 33187 |  | 7865776364 |  |  | RAFAEL BOMBONATO | 19000 SW 192 STREET |  | MIAMI | FL | 33187 |  | 3055776364 |  | INVESTOR | 200 | 1500 | 5 |  | 2021-09-23 | NC01 | 50
4 | MIAMI-DADE | SEDA |  | 4134588 | NONCOMMUNITY | CHLORINATION; AERATION FOR REMOVAL OF ANY SECONDARY CONTAMINANT, SULFIDE, OR ANY UNREGULATED CONTAMINANT; CORROSION CONTROL INHIBITOR ADDITION; HYPOCHLORINATION; IRON OR MANGANESE SEQUESTRATION; OR ULTRAVIOLET RADIATION. THE LEAD/CHIEF OPERATOR MUST BE CLASS C OR HIGHER. 5.0 MGD AND ABOVE-STAFFING BY CLASS C OR HIGHER OPERATOR: 6 HOURS/DAY FOR 5 DAYS/WEEK AND ONE VISIT ON EACH WEEKEND DAY. 3.0 MGD UP TO 5.0 MGD-STAFFING BY CLASS C OR HIGHER OPERATOR: 1 HOUR/DAY FOR 5 DAYS/WEEK AND ONE VISIT ON EACH WEEKEND DAY. 0.25 MGD UP TO 3.0 MGD-STAFFING BY CLASS C OR HIGHER OPERATOR: 5 VISITS/WEEK AND ONE VISIT EACH WEEKEND FOR A TOTAL OF 0.6 HOUR/WEEK. | N | Y | NEPTUNE CIGARS | 9308 SOUTH DIXIE HWY |  | MIAMI | FL | 33156 |  | 3056700433 |  |  | CHRIS | 9308 SOUTH DIXIE HWY |  | MIAMI | FL | 33156 |  | 3056700433 |  | INVESTOR | 25 | 0 | 1 | 2021-04-23 | 2017-10-27 | NC01 | 50
4 | MIAMI-DADE | SEDA |  | 4134591 | NONCOMMUNITY | CHLORINATION; AERATION FOR REMOVAL OF ANY SECONDARY CONTAMINANT, SULFIDE, OR ANY UNREGULATED CONTAMINANT; CORROSION CONTROL INHIBITOR ADDITION; HYPOCHLORINATION; IRON OR MANGANESE SEQUESTRATION; OR ULTRAVIOLET RADIATION. THE LEAD/CHIEF OPERATOR MUST BE CLASS C OR HIGHER. 5.0 MGD AND ABOVE-STAFFING BY CLASS C OR HIGHER OPERATOR: 6 HOURS/DAY FOR 5 DAYS/WEEK AND ONE VISIT ON EACH WEEKEND DAY. 3.0 MGD UP TO 5.0 MGD-STAFFING BY CLASS C OR HIGHER OPERATOR: 1 HOUR/DAY FOR 5 DAYS/WEEK AND ONE VISIT ON EACH WEEKEND DAY. 0.25 MGD UP TO 3.0 MGD-STAFFING BY CLASS C OR HIGHER OPERATOR: 5 VISITS/WEEK AND ONE VISIT EACH WEEKEND FOR A TOTAL OF 0.6 HOUR/WEEK. | N | Y | FARMHOUSE MIAMI | 16901 SW 177 AVENUE |  | MIAMI-DADE | FL | 33187 |  | 7869420557 |  |  | ALVARO ISAAC | 16901 SW 177 AVENUE |  | MIAMI-DADE | FL | 33187 |  | 7869420557 |  | INVESTOR | 30 | 8000 | 1 | 2021-05-26 | 2019-12-06 | NC01 | 50
4 | MIAMI-DADE | SEDA | yarmi.trillos7@gmail.com | 4134593 | NONCOMMUNITY | CHLORINATION; AERATION FOR REMOVAL OF ANY SECONDARY CONTAMINANT, SULFIDE, OR ANY UNREGULATED CONTAMINANT; CORROSION CONTROL INHIBITOR ADDITION; HYPOCHLORINATION; IRON OR MANGANESE SEQUESTRATION; OR ULTRAVIOLET RADIATION. THE LEAD/CHIEF OPERATOR MUST BE CLASS D OR HIGHER. 50,000 GPD UP TO 0.25 MGD-STAFFING BY CLASS D OR HIGHER OPERATOR: 3 VISITS/WEEK ON NONCONSECUTIVE DAYS FOR A TOTAL OF 0.3 HOUR/WEEK. LESS THAN 50,000 GPD-STAFFING BY A CLASS D OR HIGHER OPERATOR: 2 VISITS/WEEK ON NONCONSECUTIVE DAYS FOR A TOTAL OF 0.2 HOUR/WEEK. THERE SHALL BE NO MORE THAN 5 DAYS BETWEEN THE LAST VISIT IN ONE WEEK AND THE FIRST VISIT IN THE NEXT WEEK. | N | Y | FARM STORE 87 AVE | 970 SW 87 AVENUE |  | MIAMI | FL | 33174 |  | 3052235806 |  |  | REYSY ORTEGA | 16342 SW 46 TERRACE |  | MIAMI | FL | 33185 |  | 7863902443 |  | INVESTOR | 50 | 0 | 1 | 2021-05-21 | 2019-09-10 | NC01 | 50
4 | MIAMI-DADE | SEDA |  | 4134594 | NONCOMMUNITY | CHLORINATION; AERATION FOR REMOVAL OF ANY SECONDARY CONTAMINANT, SULFIDE, OR ANY UNREGULATED CONTAMINANT; CORROSION CONTROL INHIBITOR ADDITION; HYPOCHLORINATION; IRON OR MANGANESE SEQUESTRATION; OR ULTRAVIOLET RADIATION. THE LEAD/CHIEF OPERATOR MUST BE CLASS D OR HIGHER. 50,000 GPD UP TO 0.25 MGD-STAFFING BY CLASS D OR HIGHER OPERATOR: 3 VISITS/WEEK ON NONCONSECUTIVE DAYS FOR A TOTAL OF 0.3 HOUR/WEEK. LESS THAN 50,000 GPD-STAFFING BY A CLASS D OR HIGHER OPERATOR: 2 VISITS/WEEK ON NONCONSECUTIVE DAYS FOR A TOTAL OF 0.2 HOUR/WEEK. THERE SHALL BE NO MORE THAN 5 DAYS BETWEEN THE LAST VISIT IN ONE WEEK AND THE FIRST VISIT IN THE NEXT WEEK. | N | Y | FARM STORE 2406 DIXIE HWY | 12075 SOUTH DIXIE HWY |  | PINECREST | FL | 33156 |  | 3056329946 |  |  | EDUARDO VELAZCO | 848 BRICKELL AVENUE, SUITE 305 |  | MIAMI | FL | 33131 |  | 3056329946 |  | INVESTOR | 50 | 0 | 1 | 2021-04-26 | 2019-09-10 | NC01 | 50
4 | MIAMI-DADE | SEDA |  | 4134596 | NONCOMMUNITY | CHLORINATION; AERATION FOR REMOVAL OF ANY SECONDARY CONTAMINANT, SULFIDE, OR ANY UNREGULATED CONTAMINANT; CORROSION CONTROL INHIBITOR ADDITION; HYPOCHLORINATION; IRON OR MANGANESE SEQUESTRATION; OR ULTRAVIOLET RADIATION. THE LEAD/CHIEF OPERATOR MUST BE CLASS C OR HIGHER. 5.0 MGD AND ABOVE-STAFFING BY CLASS C OR HIGHER OPERATOR: 6 HOURS/DAY FOR 5 DAYS/WEEK AND ONE VISIT ON EACH WEEKEND DAY. 3.0 MGD UP TO 5.0 MGD-STAFFING BY CLASS C OR HIGHER OPERATOR: 1 HOUR/DAY FOR 5 DAYS/WEEK AND ONE VISIT ON EACH WEEKEND DAY. 0.25 MGD UP TO 3.0 MGD-STAFFING BY CLASS C OR HIGHER OPERATOR: 5 VISITS/WEEK AND ONE VISIT EACH WEEKEND FOR A TOTAL OF 0.6 HOUR/WEEK. | N | Y | HORSE COUNTRY FARMERS MARKET | 12320 SW 56 STREET |  | MIAMI | FL | 33175 |  | 7863950235 |  |  | MAGALY GARCIA | 12643 SW 79 STREET |  | MIAMI | FL | 33183 |  | 7863950235 |  | INVESTOR | 50 | 50000 | 1 | 2021-05-07 | 2019-07-26 | NC01 | 50
4 | MIAMI-DADE | SEDA | daney@thedaneygroup.com | 4134597 | NONCOMMUNITY | CHLORINATION; AERATION FOR REMOVAL OF ANY SECONDARY CONTAMINANT, SULFIDE, OR ANY UNREGULATED CONTAMINANT; CORROSION CONTROL INHIBITOR ADDITION; HYPOCHLORINATION; IRON OR MANGANESE SEQUESTRATION; OR ULTRAVIOLET RADIATION. THE LEAD/CHIEF OPERATOR MUST BE CLASS C OR HIGHER. 5.0 MGD AND ABOVE-STAFFING BY CLASS C OR HIGHER OPERATOR: 6 HOURS/DAY FOR 5 DAYS/WEEK AND ONE VISIT ON EACH WEEKEND DAY. 3.0 MGD UP TO 5.0 MGD-STAFFING BY CLASS C OR HIGHER OPERATOR: 1 HOUR/DAY FOR 5 DAYS/WEEK AND ONE VISIT ON EACH WEEKEND DAY. 0.25 MGD UP TO 3.0 MGD-STAFFING BY CLASS C OR HIGHER OPERATOR: 5 VISITS/WEEK AND ONE VISIT EACH WEEKEND FOR A TOTAL OF 0.6 HOUR/WEEK. | N | Y | AGUACATE LLC | 12100 SW 43 STREET |  | MIAMI | FL | 33175 |  | 7867747339 |  |  | DANEY CABRERA | 3830 SW 138 AVENUE |  | MIAMI | FL | 33175 |  | 3056065455 |  | INVESTOR | 30 | 0 | 1 | 2021-04-27 | 2019-08-27 | NC01 | 50
4 | MIAMI-DADE | SEDA |  | 4134599 | NONCOMMUNITY | CHLORINATION; AERATION FOR REMOVAL OF ANY SECONDARY CONTAMINANT, SULFIDE, OR ANY UNREGULATED CONTAMINANT; CORROSION CONTROL INHIBITOR ADDITION; HYPOCHLORINATION; IRON OR MANGANESE SEQUESTRATION; OR ULTRAVIOLET RADIATION. THE LEAD/CHIEF OPERATOR MUST BE CLASS C OR HIGHER. 5.0 MGD AND ABOVE-STAFFING BY CLASS C OR HIGHER OPERATOR: 6 HOURS/DAY FOR 5 DAYS/WEEK AND ONE VISIT ON EACH WEEKEND DAY. 3.0 MGD UP TO 5.0 MGD-STAFFING BY CLASS C OR HIGHER OPERATOR: 1 HOUR/DAY FOR 5 DAYS/WEEK AND ONE VISIT ON EACH WEEKEND DAY. 0.25 MGD UP TO 3.0 MGD-STAFFING BY CLASS C OR HIGHER OPERATOR: 5 VISITS/WEEK AND ONE VISIT EACH WEEKEND FOR A TOTAL OF 0.6 HOUR/WEEK. | N | Y | CURALEAF CULTIVATION LLC | 21865 SW 162 AVENUE |  | MIAMI | FL | 33170 |  | 7864067803 |  |  | PABLO ARIZMENDI-KALB | 107 20 CARIBBEAN BOULEVARD | SUITE 500 | CUTLER BAY | FL | 33189 |  | 7864067803 |  | INVESTOR | 25 | 525 | 1 | 2021-03-21 | 2020-03-11 | NC01 | 50
4 | MIAMI-DADE | SEDA | ROSA@RCRWOOD.COM. | 4134601 | NONCOMMUNITY | CHLORINATION; AERATION FOR REMOVAL OF ANY SECONDARY CONTAMINANT, SULFIDE, OR ANY UNREGULATED CONTAMINANT; CORROSION CONTROL INHIBITOR ADDITION; HYPOCHLORINATION; IRON OR MANGANESE SEQUESTRATION; OR ULTRAVIOLET RADIATION. THE LEAD/CHIEF OPERATOR MUST BE CLASS C OR HIGHER. 5.0 MGD AND ABOVE-STAFFING BY CLASS C OR HIGHER OPERATOR: 6 HOURS/DAY FOR 5 DAYS/WEEK AND ONE VISIT ON EACH WEEKEND DAY. 3.0 MGD UP TO 5.0 MGD-STAFFING BY CLASS C OR HIGHER OPERATOR: 1 HOUR/DAY FOR 5 DAYS/WEEK AND ONE VISIT ON EACH WEEKEND DAY. 0.25 MGD UP TO 3.0 MGD-STAFFING BY CLASS C OR HIGHER OPERATOR: 5 VISITS/WEEK AND ONE VISIT EACH WEEKEND FOR A TOTAL OF 0.6 HOUR/WEEK. | N | Y | WOODLAND FARM, LLC | 20200 SW 147 AVENUE |  | MIAMI | FL | 33187 |  | 7862059379 |  |  | ROSA LOPEZ | 20200 SW 147 AVENUE |  | MIAMI | FL | 33187 |  | 7862059379 |  | INVESTOR | 30 | 1250 | 1 | 2021-10-19 | 2020-12-07 | NC01 | 50
4 | MIAMI-DADE | SEDA |  | 4134602 | NONCOMMUNITY | CHLORINATION; AERATION FOR REMOVAL OF ANY SECONDARY CONTAMINANT, SULFIDE, OR ANY UNREGULATED CONTAMINANT; CORROSION CONTROL INHIBITOR ADDITION; HYPOCHLORINATION; IRON OR MANGANESE SEQUESTRATION; OR ULTRAVIOLET RADIATION. THE LEAD/CHIEF OPERATOR MUST BE CLASS C OR HIGHER. 5.0 MGD AND ABOVE-STAFFING BY CLASS C OR HIGHER OPERATOR: 6 HOURS/DAY FOR 5 DAYS/WEEK AND ONE VISIT ON EACH WEEKEND DAY. 3.0 MGD UP TO 5.0 MGD-STAFFING BY CLASS C OR HIGHER OPERATOR: 1 HOUR/DAY FOR 5 DAYS/WEEK AND ONE VISIT ON EACH WEEKEND DAY. 0.25 MGD UP TO 3.0 MGD-STAFFING BY CLASS C OR HIGHER OPERATOR: 5 VISITS/WEEK AND ONE VISIT EACH WEEKEND FOR A TOTAL OF 0.6 HOUR/WEEK. | N | Y | AG FARMS | 23040 SW 187 AVENUE |  | MIAMI | FL | 33170 |  | 7863651037 |  |  | MARGARITA GONZALEZ | 23040 SW 187 AVENUE |  | MIAMI | FL | 33170 |  | 7863651037 |  | INVESTOR | 25 | 50000 | 1 |  | 2021-01-27 | NC01 | 50
4 | MIAMI-DADE | SEDA | SANTABAR@BELLSOUTH.NET | 4134603 | NONCOMMUNITY | CHLORINATION; AERATION FOR REMOVAL OF ANY SECONDARY CONTAMINANT, SULFIDE, OR ANY UNREGULATED CONTAMINANT; CORROSION CONTROL INHIBITOR ADDITION; HYPOCHLORINATION; IRON OR MANGANESE SEQUESTRATION; OR ULTRAVIOLET RADIATION. THE LEAD/CHIEF OPERATOR MUST BE CLASS C OR HIGHER. 5.0 MGD AND ABOVE-STAFFING BY CLASS C OR HIGHER OPERATOR: 6 HOURS/DAY FOR 5 DAYS/WEEK AND ONE VISIT ON EACH WEEKEND DAY. 3.0 MGD UP TO 5.0 MGD-STAFFING BY CLASS C OR HIGHER OPERATOR: 1 HOUR/DAY FOR 5 DAYS/WEEK AND ONE VISIT ON EACH WEEKEND DAY. 0.25 MGD UP TO 3.0 MGD-STAFFING BY CLASS C OR HIGHER OPERATOR: 5 VISITS/WEEK AND ONE VISIT EACH WEEKEND FOR A TOTAL OF 0.6 HOUR/WEEK. | N | Y | SANTA BARBARA NURSERY | 20425 SW 177 AVE |  | MIAMI | FL | 33187 |  | 3055765214 |  |  | JOE OVES | 20425 SW 177 AVE |  | MIAMI | FL | 33187 |  | 3055765214 |  | INVESTOR | 25 | 5000 | 1 |  | 2021-02-25 | NC01 | 50
4 | MIAMI-DADE | SEDA |  | 4134606 | NONCOMMUNITY | CHLORINATION; AERATION FOR REMOVAL OF ANY SECONDARY CONTAMINANT, SULFIDE, OR ANY UNREGULATED CONTAMINANT; CORROSION CONTROL INHIBITOR ADDITION; HYPOCHLORINATION; IRON OR MANGANESE SEQUESTRATION; OR ULTRAVIOLET RADIATION. THE LEAD/CHIEF OPERATOR MUST BE CLASS C OR HIGHER. 5.0 MGD AND ABOVE-STAFFING BY CLASS C OR HIGHER OPERATOR: 6 HOURS/DAY FOR 5 DAYS/WEEK AND ONE VISIT ON EACH WEEKEND DAY. 3.0 MGD UP TO 5.0 MGD-STAFFING BY CLASS C OR HIGHER OPERATOR: 1 HOUR/DAY FOR 5 DAYS/WEEK AND ONE VISIT ON EACH WEEKEND DAY. 0.25 MGD UP TO 3.0 MGD-STAFFING BY CLASS C OR HIGHER OPERATOR: 5 VISITS/WEEK AND ONE VISIT EACH WEEKEND FOR A TOTAL OF 0.6 HOUR/WEEK. | N | Y | THE BERRY FARM EAST | 13720 SW 216 STREET |  | MIAMI | FL | 33170 |  | 3053223388 |  |  | KARL WIEGANDT | 13720 SW 216 STREET |  | MIAMI | FL | 33170 |  | 3053223388 |  | INVESTOR | 50 | 411 | 1 |  | 2021-10-11 | NC01 | 50
4 | MIAMI-DADE | SEDA |  | 4134607 | NONCOMMUNITY | CHLORINATION; AERATION FOR REMOVAL OF ANY SECONDARY CONTAMINANT, SULFIDE, OR ANY UNREGULATED CONTAMINANT; CORROSION CONTROL INHIBITOR ADDITION; HYPOCHLORINATION; IRON OR MANGANESE SEQUESTRATION; OR ULTRAVIOLET RADIATION. THE LEAD/CHIEF OPERATOR MUST BE CLASS C OR HIGHER. 5.0 MGD AND ABOVE-STAFFING BY CLASS C OR HIGHER OPERATOR: 6 HOURS/DAY FOR 5 DAYS/WEEK AND ONE VISIT ON EACH WEEKEND DAY. 3.0 MGD UP TO 5.0 MGD-STAFFING BY CLASS C OR HIGHER OPERATOR: 1 HOUR/DAY FOR 5 DAYS/WEEK AND ONE VISIT ON EACH WEEKEND DAY. 0.25 MGD UP TO 3.0 MGD-STAFFING BY CLASS C OR HIGHER OPERATOR: 5 VISITS/WEEK AND ONE VISIT EACH WEEKEND FOR A TOTAL OF 0.6 HOUR/WEEK. | N | Y | THE BERRY FARM WEST | 13740 SW 216 STREET |  | MIAMI | FL | 33170 |  | 3053223388 |  |  | KARL WIEGANDT | 13740 SW 216 STREET |  | MIAMI | FL | 33170 |  | 3053223388 |  | INVESTOR | 50 | 411 | 1 |  | 2021-10-11 | NC01 | 50
4 | MIAMI-DADE | SEDA |  | 4134608 | NONCOMMUNITY | CHLORINATION; AERATION FOR REMOVAL OF ANY SECONDARY CONTAMINANT, SULFIDE, OR ANY UNREGULATED CONTAMINANT; CORROSION CONTROL INHIBITOR ADDITION; HYPOCHLORINATION; IRON OR MANGANESE SEQUESTRATION; OR ULTRAVIOLET RADIATION. THE LEAD/CHIEF OPERATOR MUST BE CLASS C OR HIGHER. 5.0 MGD AND ABOVE-STAFFING BY CLASS C OR HIGHER OPERATOR: 6 HOURS/DAY FOR 5 DAYS/WEEK AND ONE VISIT ON EACH WEEKEND DAY. 3.0 MGD UP TO 5.0 MGD-STAFFING BY CLASS C OR HIGHER OPERATOR: 1 HOUR/DAY FOR 5 DAYS/WEEK AND ONE VISIT ON EACH WEEKEND DAY. 0.25 MGD UP TO 3.0 MGD-STAFFING BY CLASS C OR HIGHER OPERATOR: 5 VISITS/WEEK AND ONE VISIT EACH WEEKEND FOR A TOTAL OF 0.6 HOUR/WEEK. | N | Y | THE BERRY FARM SOUTH | 13720 SW 216 STREET |  | MIAMI | FL | 33170 |  | 3053223388 |  |  | KARL WIEGANDT | 13720 SW 216 STREET |  | MIAMI | FL | 33170 |  | 3053223388 |  | INVESTOR | 50 | 411 | 1 |  | 2021-10-11 | NC01 | 50
4 | INDIAN RIVER | SED | ADAM.GRUNDHOEFER@TEENCHALLENGE.CC | 4310002 | NONTRANSIENT NONCOMMUNITY | CHLORINATION; AERATION FOR REMOVAL OF ANY SECONDARY CONTAMINANT, SULFIDE, OR ANY UNREGULATED CONTAMINANT; CORROSION CONTROL INHIBITOR ADDITION; HYPOCHLORINATION; IRON OR MANGANESE SEQUESTRATION; OR ULTRAVIOLET RADIATION. THE LEAD/CHIEF OPERATOR MUST BE CLASS D OR HIGHER. 50,000 GPD UP TO 0.25 MGD-STAFFING BY CLASS D OR HIGHER OPERATOR: 3 VISITS/WEEK ON NONCONSECUTIVE DAYS FOR A TOTAL OF 0.3 HOUR/WEEK. LESS THAN 50,000 GPD-STAFFING BY A CLASS D OR HIGHER OPERATOR: 2 VISITS/WEEK ON NONCONSECUTIVE DAYS FOR A TOTAL OF 0.2 HOUR/WEEK. THERE SHALL BE NO MORE THAN 5 DAYS BETWEEN THE LAST VISIT IN ONE WEEK AND THE FIRST VISIT IN THE NEXT WEEK. | N | Y | TEEN CHALLENGE - VERO BEACH CAMPUS | 801 154TH AVENUE |  | VERO BEACH | FL | 32966 |  | 7729784164 |  | ADAM GRUNDHOEFER | ADAM GRUNDHOEFER | 801 154TH AVENUE |  | VERO BEACH | FL | 32966 |  | 7729784164 |  | INVESTOR | 100 | 27867 | 10 | 2021-09-27 | 2021-08-27 | NTNC | 100
4 | MARTIN | SED | JESSENWINE@HOTMAIL.COM | 4430125 | NONCOMMUNITY | CHLORINATION; AERATION FOR REMOVAL OF ANY SECONDARY CONTAMINANT, SULFIDE, OR ANY UNREGULATED CONTAMINANT; CORROSION CONTROL INHIBITOR ADDITION; HYPOCHLORINATION; IRON OR MANGANESE SEQUESTRATION; OR ULTRAVIOLET RADIATION. THE LEAD/CHIEF OPERATOR MUST BE CLASS D OR HIGHER. 50,000 GPD UP TO 0.25 MGD-STAFFING BY CLASS D OR HIGHER OPERATOR: 3 VISITS/WEEK ON NONCONSECUTIVE DAYS FOR A TOTAL OF 0.3 HOUR/WEEK. LESS THAN 50,000 GPD-STAFFING BY A CLASS D OR HIGHER OPERATOR: 2 VISITS/WEEK ON NONCONSECUTIVE DAYS FOR A TOTAL OF 0.2 HOUR/WEEK. THERE SHALL BE NO MORE THAN 5 DAYS BETWEEN THE LAST VISIT IN ONE WEEK AND THE FIRST VISIT IN THE NEXT WEEK. | N | Y | BLUE HERON MOBILE HOME PARK | 4782 NE BLUE HERON LANE |  | JENSEN BEACH | FL | 34957 |  | 7723341777 |  |  | KEVIN KELLY | 4795 NE BLUE HERON LANE |  | JENSEN BEACH | FL | 34957 |  | 7723341777 |  | INVESTOR | 55 | 16000 | 39 | 2014-09-15 | 2018-08-02 | NC01 | 50
4 | MARTIN | SED | mwoodside@CI.STUART.FL.US | 4430259 | COMMUNITY | CONVENTIONAL FILTRATION (COAGULATION, FLOCCULATION, SEDIMENTATION, AND FILTRATION); DIRECT FILTRATION, (COAGULATION AND FILTRATION); OR LIME SOFTENING 1.0 MGD UP TO 5.0 MGD. STAFFING BY CLASS C OR HIGHER OPERATOR: 16 HOURS/DAY FOR 7 DAYS/WEEK. THE LEAD/CHIEF OPERATOR MUST BE CLASS B OR HIGHER. | N | Y | STUART, CITY OF - WATER PLANT | 121 SW FLAGLER AVENUE |  | STUART | FL | 34994 |  | 7722885343 |  | Mike Woodside | TIMOTHY VOELKER | 121 SW FLAGLER AVE. |  | STUART | FL | 34994 |  | 7722885331 |  | MUNICIPALITY | 19000 | 6000000 | 4078 | 2014-01-14 | 2019-06-13 | DC02 | 4000
4 | MARTIN | SED | SFUTILITIES@GMAIL.COM | 4430484 | COMMUNITY | NO TREATMENT--CONSECUTIVE SYSTEMS ONLY | N | Y | SOUTH FORK HOMEOWNER UTIL CORP | P.O. BOX 95-3104 |  | STUART | FL | 34995 |  | 7722875660 |  | NANCY PRICE | SOUTH FORK HOMEOWNER UTIL.CORP | PO BOX 95-3104 |  | STUART | FL | 34995 | 3104 | 7722875660 |  | INVESTOR | 200 | 0 | 157 | 2013-03-14 | 2019-12-11 | PC01 | 50
4 | MARTIN | SED | kcarey@tji.martin.fl.us | 4430624 | COMMUNITY | MEMBRANE PROCESSES, INCLUDING ELECTRODIALYSIS, ELECTRODIALYSIS REVERSAL, MICROFILTRATION, ULTRAFILTRATION, NANOFILTRATION, AND REVERSE OSMOSIS 1.0 MGD UP TO 6.5 MGD. STAFFING BY CLASS C OR HIGHER OPERATOR: 16 HOURS/DAY FOR 7 DAYS/WEEK. THE LEAD/CHIEF OPERATOR MUST BE CLASS B OR HIGHER. | N | Y | SOUTH MARTIN REGIONAL UTILITIES | PO BOX 395 |  | HOBE SOUND | FL | 33475 |  | 7725462190 |  | MONICA SHANER, P.E. | [9 empty] | MUNICIPALITY | 27000 | 8145000 | 9000 | 2014-07-17 | 2021-06-10 | DC02 | 4000
4 | MARTIN | SED | jimh@indiantownco.com | 4430667 | COMMUNITY | ACTIVATED CARBON PROCESSES; DIATOMACEOUS EARTH FILTRATION; ION EXCHANGE FOR REMOVAL OF ANY PRIMARY CONTAMINANT; ION AND MANGANESE REMOVAL (OXIDATION, DETENTION, AND FILTRATION); OR SLOW SAND FILTRATION. LEAD/CHIEF OPERATOR MUST BE CLASS C OR HIGHER. 1.0 MGD UP TO 2.0 MGD-STAFFING BY CLASS C OR HIGHER OPERATOR: 6 HOURS/DAY FOR 5 DAYS/WEEK AND ONE VISIT ON EACH WEEKEND DAY. 0.5 MGD UP TO 1.0 MGD-STAFFING BY CLASS C OR HIGHER OPERATOR: 3 HOURS/DAY FOR 5 DAYS/WEEK AND ONE VISIT ON EACH WEEKEND DAY. 0.25 MGD UP TO 0.5 MGD-STAFFING BY CLASS C OR HIGHER OPERATOR: 1 HOUR/DAY FOR 5 DAYS/WEEK AND ONE VISIT ON EACH WEEKEND DAY. LESS THAN 0.25 MGD-STAFFING BY CLASS C OR HIGHER OPERATOR: 5 VISITS/WEEK AND ONE VISIT EACH WEEKEND FOR A TOTAL OF 1.8 HOURS/WEEK. | N | Y | VILLAGE OF INDIANTOWN | 75851 SW FARMS RD |  | INDIANTOWN | FL | 34956 |  | 7725972201 |  | JIM HEWITT | HOWARD W. BROWN | P.O. BOX 398 |  | INDIANTOWN | FL | 34956 |  | 7725978282 |  | INVESTOR | 5847 | 1296000 | 1949 | 2015-02-27 | 2020-06-14 | DC03 | 2000
4 | MARTIN | SED | dkdavis56@gmail.com | 4430774 | COMMUNITY | CHLORINATION; AERATION FOR REMOVAL OF ANY SECONDARY CONTAMINANT, SULFIDE, OR ANY UNREGULATED CONTAMINANT; CORROSION CONTROL INHIBITOR ADDITION; HYPOCHLORINATION; IRON OR MANGANESE SEQUESTRATION; OR ULTRAVIOLET RADIATION. THE LEAD/CHIEF OPERATOR MUST BE CLASS D OR HIGHER. 50,000 GPD UP TO 0.25 MGD-STAFFING BY CLASS D OR HIGHER OPERATOR: 3 VISITS/WEEK ON NONCONSECUTIVE DAYS FOR A TOTAL OF 0.3 HOUR/WEEK. LESS THAN 50,000 GPD-STAFFING BY A CLASS D OR HIGHER OPERATOR: 2 VISITS/WEEK ON NONCONSECUTIVE DAYS FOR A TOTAL OF 0.2 HOUR/WEEK. THERE SHALL BE NO MORE THAN 5 DAYS BETWEEN THE LAST VISIT IN ONE WEEK AND THE FIRST VISIT IN THE NEXT WEEK. | N | Y | LAKESIDE VILLAGE MHP | 11000 SE FEDERAL HWY, LOT 7 |  | HOBE SOUND | FL | 33455 |  | 7725463191 |  | KENT DAVIS | LAKESIDE VILLAGE MHP HOA, INC | 11000 SE FEDERAL HWY | LOT 7 | HOBE SOUND | FL | 33455 |  | 7725463191 |  | INVESTOR | 220 | 98400 | 110 | 2019-09-18 | 2019-01-15 | DC05 | 500
4 | MARTIN | SED | dkdavis56@gmail.com | 4430956 | COMMUNITY | AERATION FOR REMOVAL OF ANY PRIMARY CONTAMINANT; ALKALINITY/PH ADJUSTMENT; CHLORAMIN ATION; CHLORINE DIOXIDE FOR OXIDATION OR DISINFECTION; FLUORIDATION; ION EXCHANGE FOR REMOVAL OF ANY SECONDARY CONTAMINANT, SULFIDE, OR ANY UNREGULATED CONTAMINANT; OR OZONATION LESS THAN 0.1 MGD. STAFFING BY A CLASS D OR HIGHER OPERATOR: 3 VISITS/WEEK ON NONCONSECUTIVE DAYS FOR A TOTAL OF 0.6 HOUR/WEEK. THE LEAD/CHIEF OPERATOR MUST BE CLASS D OR HIGHER. | N | Y | NATALIE ESTATES MOBILE HOME PK #200 | 4800 SOUTH EAST FEDERAL HWY |  | STUART | FL | 34997 |  | 7722832535 |  |  | NATALIE ESTATES RO ASSN,INC. LISA SAVASTANO | 4800 SOUTH EAST FEDERAL HWY |  | STUART | FL | 34997 |  | 7722832535 |  | INVESTOR | 250 | 96025 | 166 | 2012-05-08 | 2019-01-31 | DC051 | 100
4 | MARTIN | SED | Walshenv@gmail.com | 4431050 | COMMUNITY | CHLORINATION; AERATION FOR REMOVAL OF ANY SECONDARY CONTAMINANT, SULFIDE, OR ANY UNREGULATED CONTAMINANT; CORROSION CONTROL INHIBITOR ADDITION; HYPOCHLORINATION; IRON OR MANGANESE SEQUESTRATION; OR ULTRAVIOLET RADIATION. THE LEAD/CHIEF OPERATOR MUST BE CLASS D OR HIGHER. 50,000 GPD UP TO 0.25 MGD-STAFFING BY CLASS D OR HIGHER OPERATOR: 3 VISITS/WEEK ON NONCONSECUTIVE DAYS FOR A TOTAL OF 0.3 HOUR/WEEK. LESS THAN 50,000 GPD-STAFFING BY A CLASS D OR HIGHER OPERATOR: 2 VISITS/WEEK ON NONCONSECUTIVE DAYS FOR A TOTAL OF 0.2 HOUR/WEEK. THERE SHALL BE NO MORE THAN 5 DAYS BETWEEN THE LAST VISIT IN ONE WEEK AND THE FIRST VISIT IN THE NEXT WEEK. | N | Y | PALM CIRCLE COTTAGES AND MHP | 1375 NE DIXIE HWY (SR 707) |  | JENSEN BEACH | FL | 34957 |  | 7723346845 |  | BARBARA ANNE SHEA | CORAL BENKA | 1111 SE FEDERAL HWY | SUITE 100 | STUART | FL | 34994 |  | 7723348900 |  | INVESTOR | 99 | 72000 | 66 | 2014-09-15 | 2021-06-14 | DC051 | 100
4 | MARTIN | SED | DKDAVIS56@GMAIL.COM | 4431235 | COMMUNITY | AERATION FOR REMOVAL OF ANY PRIMARY CONTAMINANT; ALKALINITY/PH ADJUSTMENT; CHLORAMIN ATION; CHLORINE DIOXIDE FOR OXIDATION OR DISINFECTION; FLUORIDATION; ION EXCHANGE FOR REMOVAL OF ANY SECONDARY CONTAMINANT, SULFIDE, OR ANY UNREGULATED CONTAMINANT; OR OZONATION LESS THAN 0.1 MGD. STAFFING BY A CLASS D OR HIGHER OPERATOR: 3 VISITS/WEEK ON NONCONSECUTIVE DAYS FOR A TOTAL OF 0.6 HOUR/WEEK. THE LEAD/CHIEF OPERATOR MUST BE CLASS D OR HIGHER. | N | Y | RONNY'S MOBILE RANCH | 5545 S KANNER HWY |  | STUART | FL | 34994 |  | 7722872730 |  | CHERYL HUGHEY | CHERYL HUGHEY | 302 KNIGHTS RUN AVE | SUITE 1108 | TAMPA | FL | 33602 |  | 7722872730 |  | INVESTOR | 90 | 20000 | 87 | 2020-04-01 | 2021-01-20 | DC06 | 100
4 | MARTIN | SED | TERESASCHENK@COMCAST.NET | 4431379 | COMMUNITY | AERATION FOR REMOVAL OF ANY PRIMARY CONTAMINANT; ALKALINITY/PH ADJUSTMENT; CHLORAMIN ATION; CHLORINE DIOXIDE FOR OXIDATION OR DISINFECTION; FLUORIDATION; ION EXCHANGE FOR REMOVAL OF ANY SECONDARY CONTAMINANT, SULFIDE, OR ANY UNREGULATED CONTAMINANT; OR OZONATION LESS THAN 0.1 MGD. STAFFING BY A CLASS D OR HIGHER OPERATOR: 3 VISITS/WEEK ON NONCONSECUTIVE DAYS FOR A TOTAL OF 0.6 HOUR/WEEK. THE LEAD/CHIEF OPERATOR MUST BE CLASS D OR HIGHER. | N | Y | ST. LUCIE MOBILE VILLAGE | 11500 SW KANNER HWY. |  | INDIANTOWN | FL | 34956 |  | 7725973234 |  | JOHN KENDALL | TERESA SCHENK | 8255 CASCADE ST. | SUITE 120 | COMMERCE TOWNSHIP | MI | 48382 |  | 2483636111 |  | INVESTOR | 750 | 175000 | 210 | 2010-11-29 | 2020-06-25 | DC05 | 500
4 | MARTIN | SED | mrotteveel@uswatercorp.net | 4431456 | COMMUNITY | CHLORINATION; AERATION FOR REMOVAL OF ANY SECONDARY CONTAMINANT, SULFIDE, OR ANY UNREGULATED CONTAMINANT; CORROSION CONTROL INHIBITOR ADDITION; HYPOCHLORINATION; IRON OR MANGANESE SEQUESTRATION; OR ULTRAVIOLET RADIATION. THE LEAD/CHIEF OPERATOR MUST BE CLASS D OR HIGHER. 50,000 GPD UP TO 0.25 MGD-STAFFING BY CLASS D OR HIGHER OPERATOR: 3 VISITS/WEEK ON NONCONSECUTIVE DAYS FOR A TOTAL OF 0.3 HOUR/WEEK. LESS THAN 50,000 GPD-STAFFING BY A CLASS D OR HIGHER OPERATOR: 2 VISITS/WEEK ON NONCONSECUTIVE DAYS FOR A TOTAL OF 0.2 HOUR/WEEK. THERE SHALL BE NO MORE THAN 5 DAYS BETWEEN THE LAST VISIT IN ONE WEEK AND THE FIRST VISIT IN THE NEXT WEEK. | N | Y | SOUNDINGS YACHT & TENNIS CLUB | 10301 SE SOUNDINGS DR. |  | HOBE SOUND | FL | 33475 | 1790 | 7725467770 |  | ALFRED ADELINSON; C-0013542 | TAMMY GRASS | 1340 US 1 | SUITE 102 | JUPITER | FL | 33469 |  | 5617434607 |  | TRUST/COOPERATIVE | 450 | 188000 | 147 | 2013-03-01 | 2021-05-11 | DC05 | 500
4 | MARTIN | SED | Walshenv@gmail.com | 4431472 | NONTRANSIENT NONCOMMUNITY | CHLORINATION; AERATION FOR REMOVAL OF ANY SECONDARY CONTAMINANT, SULFIDE, OR ANY UNREGULATED CONTAMINANT; CORROSION CONTROL INHIBITOR ADDITION; HYPOCHLORINATION; IRON OR MANGANESE SEQUESTRATION; OR ULTRAVIOLET RADIATION. THE LEAD/CHIEF OPERATOR MUST BE CLASS D OR HIGHER. 50,000 GPD UP TO 0.25 MGD-STAFFING BY CLASS D OR HIGHER OPERATOR: 3 VISITS/WEEK ON NONCONSECUTIVE DAYS FOR A TOTAL OF 0.3 HOUR/WEEK. LESS THAN 50,000 GPD-STAFFING BY A CLASS D OR HIGHER OPERATOR: 2 VISITS/WEEK ON NONCONSECUTIVE DAYS FOR A TOTAL OF 0.2 HOUR/WEEK. THERE SHALL BE NO MORE THAN 5 DAYS BETWEEN THE LAST VISIT IN ONE WEEK AND THE FIRST VISIT IN THE NEXT WEEK. | N | Y | TOWERING PINES MOBILE HOME PARK | 1660 SW TOWERING PINES CIRCLE |  | STUART | FL | 34997 |  | 7727582946 |  | PAT WALSH | NEAL VANDER WAAL | 308 TEQUESTA DR. | SUITE 10 | TEQUESTA | FL | 33469 |  | 5617430572 |  | INVESTOR | 78 | 6000 | 28 | 2013-03-06 | 2020-06-26 | NTNC | 100
4 | MARTIN | SED | CVBONE@GMAIL.COM | 4431509 | NONCOMMUNITY | AERATION FOR REMOVAL OF ANY PRIMARY CONTAMINANT; ALKALINITY/PH ADJUSTMENT; CHLORAMIN ATION; CHLORINE DIOXIDE FOR OXIDATION OR DISINFECTION; FLUORIDATION; ION EXCHANGE FOR REMOVAL OF ANY SECONDARY CONTAMINANT, SULFIDE, OR ANY UNREGULATED CONTAMINANT; OR OZONATION LESS THAN 0.1 MGD. STAFFING BY A CLASS D OR HIGHER OPERATOR: 3 VISITS/WEEK ON NONCONSECUTIVE DAYS FOR A TOTAL OF 0.6 HOUR/WEEK. THE LEAD/CHIEF OPERATOR MUST BE CLASS D OR HIGHER. | N | Y | TWIN RIVERS TRAILER PARK | 7770 S E FEDERAL HWY #42 |  | HOBE SOUND | FL | 33455 |  | 7722833631 |  | JIM & CATHERINE BONE | BETTY JEAN BONE | 7770 SE FEDERAL HWY |  | HOBE SOUND | FL | 33455 |  | 7722833631 |  | INVESTOR | 70 | 11000 | 65 | 2020-08-26 | 2018-06-05 | NC01 | 50
4 | MARTIN | SED | dkdavis56@gmail.com | 4431582 | COMMUNITY | AERATION FOR REMOVAL OF ANY PRIMARY CONTAMINANT; ALKALINITY/PH ADJUSTMENT; CHLORAMIN ATION; CHLORINE DIOXIDE FOR OXIDATION OR DISINFECTION; FLUORIDATION; ION EXCHANGE FOR REMOVAL OF ANY SECONDARY CONTAMINANT, SULFIDE, OR ANY UNREGULATED CONTAMINANT; OR OZONATION LESS THAN 0.1 MGD. STAFFING BY A CLASS D OR HIGHER OPERATOR: 3 VISITS/WEEK ON NONCONSECUTIVE DAYS FOR A TOTAL OF 0.6 HOUR/WEEK. THE LEAD/CHIEF OPERATOR MUST BE CLASS D OR HIGHER. | N | Y | WOODBRIDGE MOBILE VILLAGE | 11055 SE FEDERAL HWY |  | HOBE SOUND | FL | 33455 |  | 7725460320 |  | ROBERT ROGERS | ROBERT ROGERS | 1111 SE FEDERAL HWY | SUITE 100 | STUART | FL | 34994 |  | 7725460320 |  | INVESTOR | 189 | 80000 | 108 | 2012-04-17 | 2019-04-25 | DC05 | 500
4 | MARTIN | SED | SEEBOSDAD@AOL.COM | 4431739 | NONCOMMUNITY | CHLORINATION; AERATION FOR REMOVAL OF ANY SECONDARY CONTAMINANT, SULFIDE, OR ANY UNREGULATED CONTAMINANT; CORROSION CONTROL INHIBITOR ADDITION; HYPOCHLORINATION; IRON OR MANGANESE SEQUESTRATION; OR ULTRAVIOLET RADIATION. THE LEAD/CHIEF OPERATOR MUST BE CLASS D OR HIGHER. 50,000 GPD UP TO 0.25 MGD-STAFFING BY CLASS D OR HIGHER OPERATOR: 3 VISITS/WEEK ON NONCONSECUTIVE DAYS FOR A TOTAL OF 0.3 HOUR/WEEK. LESS THAN 50,000 GPD-STAFFING BY A CLASS D OR HIGHER OPERATOR: 2 VISITS/WEEK ON NONCONSECUTIVE DAYS FOR A TOTAL OF 0.2 HOUR/WEEK. THERE SHALL BE NO MORE THAN 5 DAYS BETWEEN THE LAST VISIT IN ONE WEEK AND THE FIRST VISIT IN THE NEXT WEEK. | N | Y | TANAH KEETA SCOUT RESERVATION | 8501 S.E. BOY SCOUT RD |  | TEQUESTA | FL | 33469 |  | 5617468749 |  | RICK ECHEVERRI, RANGER | BOY SCOUTS OF AMERICA | 8335 NORTH MILITARY TRAIL |  | PALM BEACH GARDENS | FL | 33410 | 6329 |  |  | OTHER | 200 | 57000 | 2 | 2013-06-20 | 2019-06-13 | NC01 | 50
4 | MARTIN | SED |  | 4431740 | NONCOMMUNITY | CHLORINATION; AERATION FOR REMOVAL OF ANY SECONDARY CONTAMINANT, SULFIDE, OR ANY UNREGULATED CONTAMINANT; CORROSION CONTROL INHIBITOR ADDITION; HYPOCHLORINATION; IRON OR MANGANESE SEQUESTRATION; OR ULTRAVIOLET RADIATION. THE LEAD/CHIEF OPERATOR MUST BE CLASS D OR HIGHER. 50,000 GPD UP TO 0.25 MGD-STAFFING BY CLASS D OR HIGHER OPERATOR: 3 VISITS/WEEK ON NONCONSECUTIVE DAYS FOR A TOTAL OF 0.3 HOUR/WEEK. LESS THAN 50,000 GPD-STAFFING BY A CLASS D OR HIGHER OPERATOR: 2 VISITS/WEEK ON NONCONSECUTIVE DAYS FOR A TOTAL OF 0.2 HOUR/WEEK. THERE SHALL BE NO MORE THAN 5 DAYS BETWEEN THE LAST VISIT IN ONE WEEK AND THE FIRST VISIT IN THE NEXT WEEK. | N | Y | CAMP WELAKA | 10205 SE GIRL SCOUT ROAD |  | JUPITER | FL | 33469 |  | 5617464030 |  | CINDY MCHERAN | LISA Y JOHNSON | 6944 LAKE WORTH RD |  | LAKE WORTH | FL | 33467 |  | 5614270177 |  | OTHER | 200 | 57000 | 2 | 2019-09-25 | 2019-06-13 | NC01 | 50
4 | MARTIN | SED | FSP.Feedback@FloridaDEP.gov | 4431789 | NONCOMMUNITY | CHLORINATION; AERATION FOR REMOVAL OF ANY SECONDARY CONTAMINANT, SULFIDE, OR ANY UNREGULATED CONTAMINANT; CORROSION CONTROL INHIBITOR ADDITION; HYPOCHLORINATION; IRON OR MANGANESE SEQUESTRATION; OR ULTRAVIOLET RADIATION. THE LEAD/CHIEF OPERATOR MUST BE CLASS D OR HIGHER. 50,000 GPD UP TO 0.25 MGD-STAFFING BY CLASS D OR HIGHER OPERATOR: 3 VISITS/WEEK ON NONCONSECUTIVE DAYS FOR A TOTAL OF 0.3 HOUR/WEEK. LESS THAN 50,000 GPD-STAFFING BY A CLASS D OR HIGHER OPERATOR: 2 VISITS/WEEK ON NONCONSECUTIVE DAYS FOR A TOTAL OF 0.2 HOUR/WEEK. THERE SHALL BE NO MORE THAN 5 DAYS BETWEEN THE LAST VISIT IN ONE WEEK AND THE FIRST VISIT IN THE NEXT WEEK. | N | Y | JON DICKINSON ST PK - NELSON | 16450 SE FEDERAL HWY |  | HOBE SOUND | FL | 33455 |  | 5615462771 |  | JOHN LAKICH | DEP DIV. OF REC. AND PARKS | 16450 SE FEDERAL HWY |  | HOBE SOUND | FL | 33455 |  |  |  | DEP (STATE PARK OR STATE REC AREA) | 25 | 1400 | 6 | 2015-11-02 | 2018-06-25 | NC01 | 50
4 | MARTIN | SED | WALSHENV@GMAIL.COM | 4431862 | NONCOMMUNITY | AERATION FOR REMOVAL OF ANY PRIMARY CONTAMINANT; ALKALINITY/PH ADJUSTMENT; CHLORAMIN ATION; CHLORINE DIOXIDE FOR OXIDATION OR DISINFECTION; FLUORIDATION; ION EXCHANGE FOR REMOVAL OF ANY SECONDARY CONTAMINANT, SULFIDE, OR ANY UNREGULATED CONTAMINANT; OR OZONATION LESS THAN 0.1 MGD. STAFFING BY A CLASS D OR HIGHER OPERATOR: 3 VISITS/WEEK ON NONCONSECUTIVE DAYS FOR A TOTAL OF 0.6 HOUR/WEEK. THE LEAD/CHIEF OPERATOR MUST BE CLASS D OR HIGHER. | N | Y | CHAPMAN SCHOOL OF SEAMANSHIP | 4343 SE ST. LUCIE BLVD |  | STUART | FL | 34997 |  | 7722838130 |  | PAUL DENHAM | CHAPMAN SCHOOL OF SEAMANSHIP | 4343 SE ST LUCIE BLVD |  | STUART | FL | 34997 |  | 8002252841 |  | INVESTOR | 68 | 4000 | 34 | 2012-03-23 | 2019-10-14 | NC01 | 50
4 | MARTIN | SED | TODD@DUNKLIN.ORG | 4431864 | NONTRANSIENT NONCOMMUNITY | CHLORINATION; AERATION FOR REMOVAL OF ANY SECONDARY CONTAMINANT, SULFIDE, OR ANY UNREGULATED CONTAMINANT; CORROSION CONTROL INHIBITOR ADDITION; HYPOCHLORINATION; IRON OR MANGANESE SEQUESTRATION; OR ULTRAVIOLET RADIATION. THE LEAD/CHIEF OPERATOR MUST BE CLASS D OR HIGHER. 50,000 GPD UP TO 0.25 MGD-STAFFING BY CLASS D OR HIGHER OPERATOR: 3 VISITS/WEEK ON NONCONSECUTIVE DAYS FOR A TOTAL OF 0.3 HOUR/WEEK. LESS THAN 50,000 GPD-STAFFING BY A CLASS D OR HIGHER OPERATOR: 2 VISITS/WEEK ON NONCONSECUTIVE DAYS FOR A TOTAL OF 0.2 HOUR/WEEK. THERE SHALL BE NO MORE THAN 5 DAYS BETWEEN THE LAST VISIT IN ONE WEEK AND THE FIRST VISIT IN THE NEXT WEEK. | N | Y | DUNKLIN MEMORIAL CAMP | 3342 SW HOSANNAH LANE |  | OKEECHOBEE | FL | 34974 |  | 7725972841 |  | TODD MERCER | TODD HASKELL | 3505 DEER RUN TRAIL |  | OKEECHOBEE | FL | 34974 |  | 7725972841 |  | OTHER | 120 | 25000 | 30 | 2013-02-01 | 2019-09-17 | NTNC | 100
4 | MARTIN | SED | jcwitteckutilities@gmail.com | 4431870 | COMMUNITY | AERATION FOR REMOVAL OF ANY PRIMARY CONTAMINANT; ALKALINITY/PH ADJUSTMENT; CHLORAMIN ATION; CHLORINE DIOXIDE FOR OXIDATION OR DISINFECTION; FLUORIDATION; ION EXCHANGE FOR REMOVAL OF ANY SECONDARY CONTAMINANT, SULFIDE, OR ANY UNREGULATED CONTAMINANT; OR OZONATION LESS THAN 0.1 MGD. STAFFING BY A CLASS D OR HIGHER OPERATOR: 3 VISITS/WEEK ON NONCONSECUTIVE DAYS FOR A TOTAL OF 0.6 HOUR/WEEK. THE LEAD/CHIEF OPERATOR MUST BE CLASS D OR HIGHER. | N | Y | J & S FISH CAMP | 9500 SW CONNERS HWY BOX #8 |  | OKEECHOBEE | FL | 34974 |  | 7725974455 |  | ROLF EGGERS | ROLF EGGERS | P.O. BOX 151398 |  | CAPE CORAL | FL | 33915 |  | 7013194444 |  | INVESTOR | 40 | 14000 | 40 | 2012-12-05 | 2020-06-08 | DC06 | 100
4 | MARTIN | SED | DKDAVIS56@GMAIL.COM | 4431874 | NONCOMMUNITY | CHLORINATION; AERATION FOR REMOVAL OF ANY SECONDARY CONTAMINANT, SULFIDE, OR ANY UNREGULATED CONTAMINANT; CORROSION CONTROL INHIBITOR ADDITION; HYPOCHLORINATION; IRON OR MANGANESE SEQUESTRATION; OR ULTRAVIOLET RADIATION. THE LEAD/CHIEF OPERATOR MUST BE CLASS D OR HIGHER. 50,000 GPD UP TO 0.25 MGD-STAFFING BY CLASS D OR HIGHER OPERATOR: 3 VISITS/WEEK ON NONCONSECUTIVE DAYS FOR A TOTAL OF 0.3 HOUR/WEEK. LESS THAN 50,000 GPD-STAFFING BY A CLASS D OR HIGHER OPERATOR: 2 VISITS/WEEK ON NONCONSECUTIVE DAYS FOR A TOTAL OF 0.2 HOUR/WEEK. THERE SHALL BE NO MORE THAN 5 DAYS BETWEEN THE LAST VISIT IN ONE WEEK AND THE FIRST VISIT IN THE NEXT WEEK. | N | Y | OPEN GATE TRAILER PARK | 2655 S E CARROLL ST |  | STUART | FL | 34997 |  | 7722870161 |  | JOEL FREIS | FRANK KARR | 11010 SW 88 STREET |  | MIAMI | FL | 33176 |  | 3059624684 |  | INVESTOR | 25 | 5760 | 20 | 2015-02-04 | 2021-02-11 | NC01 | 50
4 | MARTIN | SED | Joseph.Monastra@unitybh.com | 4431877 | NONCOMMUNITY | CHLORINATION; AERATION FOR REMOVAL OF ANY SECONDARY CONTAMINANT, SULFIDE, OR ANY UNREGULATED CONTAMINANT; CORROSION CONTROL INHIBITOR ADDITION; HYPOCHLORINATION; IRON OR MANGANESE SEQUESTRATION; OR ULTRAVIOLET RADIATION. THE LEAD/CHIEF OPERATOR MUST BE CLASS D OR HIGHER. 50,000 GPD UP TO 0.25 MGD-STAFFING BY CLASS D OR HIGHER OPERATOR: 3 VISITS/WEEK ON NONCONSECUTIVE DAYS FOR A TOTAL OF 0.3 HOUR/WEEK. LESS THAN 50,000 GPD-STAFFING BY A CLASS D OR HIGHER OPERATOR: 2 VISITS/WEEK ON NONCONSECUTIVE DAYS FOR A TOTAL OF 0.2 HOUR/WEEK. THERE SHALL BE NO MORE THAN 5 DAYS BETWEEN THE LAST VISIT IN ONE WEEK AND THE FIRST VISIT IN THE NEXT WEEK. | N | Y | PALMS UNITY RECOVERY | 10825 S E FEDERAL HWY |  | HOBE SOUND | FL | 33455 |  |  |  | JOE MONASTRA | JASON ACKNER | 10825 SE FEDERAL HWY |  | HOBE SOUND | FL | 33455 |  | 5615968073 |  | INVESTOR | 90 | 64000 | 36 | 2013-09-30 | 2019-11-26 | NC01 | 50
4 | MARTIN | SED | DKDAVIS56@GMAIL.COM | 4431883 | COMMUNITY | AERATION FOR REMOVAL OF ANY PRIMARY CONTAMINANT; ALKALINITY/PH ADJUSTMENT; CHLORAMIN ATION; CHLORINE DIOXIDE FOR OXIDATION OR DISINFECTION; FLUORIDATION; ION EXCHANGE FOR REMOVAL OF ANY SECONDARY CONTAMINANT, SULFIDE, OR ANY UNREGULATED CONTAMINANT; OR OZONATION LESS THAN 0.1 MGD. STAFFING BY A CLASS D OR HIGHER OPERATOR: 3 VISITS/WEEK ON NONCONSECUTIVE DAYS FOR A TOTAL OF 0.6 HOUR/WEEK. THE LEAD/CHIEF OPERATOR MUST BE CLASS D OR HIGHER. | N | Y | CORA-WIN COVE | 5400 SE JACK AVE #M-20 |  | STUART | FL | 34997 |  | 7727811402 |  |  | CORA-WIN COVE, INC | 5400 SE JACK AVE. LOT K-8 |  | STUART | FL | 34997 |  | 7727811402 |  | INVESTOR | 165 | 57000 | 97 | 2014-08-21 | 2021-05-27 | DC051 | 100
4 | MARTIN | SED | tleyland@martin.fl.us | 4431891 | COMMUNITY | CONVENTIONAL FILTRATION (COAGULATION, FLOCCULATION, SEDIMENTATION, AND FILTRATION); DIRECT FILTRATION, (COAGULATION AND FILTRATION); OR LIME SOFTENING 1.0 MGD UP TO 5.0 MGD. STAFFING BY CLASS C OR HIGHER OPERATOR: 16 HOURS/DAY FOR 7 DAYS/WEEK. THE LEAD/CHIEF OPERATOR MUST BE CLASS B OR HIGHER. | N | Y | MARTIN CO UTILITIES | 3100 NW HILLMAN DR |  | JENSEN BEACH | FL | 34957 | 1505 | 7724195367 |  | TODD LEYLAND | JOHN POLLEY | PO BOX 9000 |  | STUART | FL | 34995 |  | 7722211442 |  | COUNTY | 96127 | 20550000 | 36509 | 2014-12-02 | 2020-02-26 | DC01 | 6000
4 | MARTIN | SED | k.mccarthy@sailfishpoint.com | 4434000 | COMMUNITY | MEMBRANE PROCESSES, INCLUDING ELECTRODIALYSIS, ELECTRODIALYSIS REVERSAL, MICROFILTRATION, ULTRAFILTRATION, NANOFILTRATION, AND REVERSE OSMOSIS. THE LEAD/CHIEF OPERATOR MUST BE CLASS C OR HIGHER. 0.5 MGD UP TO 1.0 MGD-STAFFING BY CLASS C OR HIGHER OPERATOR: 6 HOURS/DAY FOR 5 DAYS/WEEK AND ONE VISIT ON EACH WEEKEND DAY. 0.1 MGD UP TO 0.5 MGD-STAFFING BY CLASS C OR HIGHER OPERATOR: 3 HOURS/DAY FOR 5 DAYS/WEEK AND ONE VISIT ON EACH WEEKEND DAY. LESS THAN 0.1 MGD-STAFFING BY CLASS C OR HIGHER OPERATOR: 1 HOUR/DAY FOR 5 DAYS/WEEK AND ONE VISIT ON EACH WEEKEND DAY. | N | Y | SAILFISH POINT | 6929 SE SOUTH MARINA WAY |  | STUART | FL | 34996 |  | 7722251615 |  | Richard Marx | DR. RICHARD HEATH | 6929 S.E. SOUTH MARINA WAY |  | STUART | FL | 34996 |  | 7722251615 |  | INVESTOR | 1145 | 350000 | 458 | 2015-10-06 | 2021-07-15 | DC04 | 1000
4 | MARTIN | SED | margret@slfpoa.comcastbiz.net | 4434014 | COMMUNITY | NO TREATMENT--CONSECUTIVE SYSTEMS ONLY | N | Y | ST. LUCIE FALLS | 9000 PENNSYLVANIA AVENUE |  | STUART | FL | 34997 |  | 7722211015 |  | MARGARET BALDINO | ST. LUCIE FALLS P.O.A. | 9000 SW PENNSYLVANIA AVE. |  | STUART | FL | 34997 |  | 7722211015 |  | INVESTOR | 499 | 0 | 348 | 2010-10-08 | 2021-02-11 | PC01 | 50
4 | MARTIN | SED | ccccentre@bellsouth.net | 4434408 | OTHER PUBLIC WATER SYSTEM | CHLORINATION; AERATION FOR REMOVAL OF ANY SECONDARY CONTAMINANT, SULFIDE, OR ANY UNREGULATED CONTAMINANT; CORROSION CONTROL INHIBITOR ADDITION; HYPOCHLORINATION; IRON OR MANGANESE SEQUESTRATION; OR ULTRAVIOLET RADIATION. THE LEAD/CHIEF OPERATOR MUST BE CLASS D OR HIGHER. 50,000 GPD UP TO 0.25 MGD-STAFFING BY CLASS D OR HIGHER OPERATOR: 3 VISITS/WEEK ON NONCONSECUTIVE DAYS FOR A TOTAL OF 0.3 HOUR/WEEK. LESS THAN 50,000 GPD-STAFFING BY A CLASS D OR HIGHER OPERATOR: 2 VISITS/WEEK ON NONCONSECUTIVE DAYS FOR A TOTAL OF 0.2 HOUR/WEEK. THERE SHALL BE NO MORE THAN 5 DAYS BETWEEN THE LAST VISIT IN ONE WEEK AND THE FIRST VISIT IN THE NEXT WEEK. | N | Y | SALERNO RD BAPTIST CHURCH | 3337 SE SALERNO RD |  | PORT SALERNO | FL | 34997 |  | 7722834400 |  | ANGEL IZQUIERDO | REVEREND WINSTON MC NEIL | 3337 S.E. SALERNO RD |  | PORT SALERNO | FL | 34997 |  | 4072836256 |  | OTHER | 24 | 2000 | 1 | 2007-05-15 | 2094-06-22 | NAF | 0
4 | MARTIN | SED | davidw_accurate@bellsouth.net | 4434415 | NONCOMMUNITY | AERATION FOR REMOVAL OF ANY PRIMARY CONTAMINANT; ALKALINITY/PH ADJUSTMENT; CHLORAMIN ATION; CHLORINE DIOXIDE FOR OXIDATION OR DISINFECTION; FLUORIDATION; ION EXCHANGE FOR REMOVAL OF ANY SECONDARY CONTAMINANT, SULFIDE, OR ANY UNREGULATED CONTAMINANT; OR OZONATION LESS THAN 0.1 MGD. STAFFING BY A CLASS D OR HIGHER OPERATOR: 3 VISITS/WEEK ON NONCONSECUTIVE DAYS FOR A TOTAL OF 0.6 HOUR/WEEK. THE LEAD/CHIEF OPERATOR MUST BE CLASS D OR HIGHER. | N | Y | I-95 REST AREA | I-95 NORTHBOUND | MILE MARKER 106 (AFTER EXIT 102-NB) | STUART | FL | 34997 |  | 7724897810 |  | SARA STOREY | KRIS KEHRES | 3601 OLEANDER AVE. |  | FT PIERCE | FL | 34982 |  | 7724294927 |  | STATE | 25 | 80000 | 2 | 2014-08-05 | 2020-10-21 | NC01 | 50
4 | MARTIN | SED | JANET.LAMONT@DEP.STATE.FL.US | 4434416 | NONCOMMUNITY | CHLORINATION; AERATION FOR REMOVAL OF ANY SECONDARY CONTAMINANT, SULFIDE, OR ANY UNREGULATED CONTAMINANT; CORROSION CONTROL INHIBITOR ADDITION; HYPOCHLORINATION; IRON OR MANGANESE SEQUESTRATION; OR ULTRAVIOLET RADIATION. THE LEAD/CHIEF OPERATOR MUST BE CLASS D OR HIGHER. 50,000 GPD UP TO 0.25 MGD-STAFFING BY CLASS D OR HIGHER OPERATOR: 3 VISITS/WEEK ON NONCONSECUTIVE DAYS FOR A TOTAL OF 0.3 HOUR/WEEK. LESS THAN 50,000 GPD-STAFFING BY A CLASS D OR HIGHER OPERATOR: 2 VISITS/WEEK ON NONCONSECUTIVE DAYS FOR A TOTAL OF 0.2 HOUR/WEEK. THERE SHALL BE NO MORE THAN 5 DAYS BETWEEN THE LAST VISIT IN ONE WEEK AND THE FIRST VISIT IN THE NEXT WEEK. | N | Y | S.T.O.P. CAMP | 16450 SOUTH U.S. 1 |  | HOBE SOUND | FL | 33455 |  | 7725463900 |  | THOMAS BROWN | TOM BROWN | 16450 SE FEDERAL HWY |  | HOBE SOUND | FL | 33455 |  | 5617449814 |  | STATE | 28 | 7000 | 3 | 2015-11-02 | 2018-06-25 | NC01 | 50
4 | MARTIN | SED | tim@jonathanslanding.com | 4434418 | NONCOMMUNITY | AERATION FOR REMOVAL OF ANY PRIMARY CONTAMINANT; ALKALINITY/PH ADJUSTMENT; CHLORAMIN ATION; CHLORINE DIOXIDE FOR OXIDATION OR DISINFECTION; FLUORIDATION; ION EXCHANGE FOR REMOVAL OF ANY SECONDARY CONTAMINANT, SULFIDE, OR ANY UNREGULATED CONTAMINANT; OR OZONATION LESS THAN 0.1 MGD. STAFFING BY A CLASS D OR HIGHER OPERATOR: 3 VISITS/WEEK ON NONCONSECUTIVE DAYS FOR A TOTAL OF 0.6 HOUR/WEEK. THE LEAD/CHIEF OPERATOR MUST BE CLASS D OR HIGHER. | N | Y | OLD TRAIL CLUBHOUSE | 3900 SE TAILWINDS DRIVE |  | JUPITER | FL | 33477 |  | 5617477600 |  | TIM RICHARDS | JONATHANS LANDING GOLF CLB INC | 16823 CPT KIRLE DRIVE |  | JUPITER | FL | 33477 |  | 5617477600 |  | INVESTOR | 400 | 19000 | 2 | 2014-09-16 | 2019-06-26 | NC01 | 50
4 | MARTIN | SED | braiola.in@bsm.com | 4434422 | NONTRANSIENT NONCOMMUNITY | CHLORINATION; AERATION FOR REMOVAL OF ANY SECONDARY CONTAMINANT, SULFIDE, OR ANY UNREGULATED CONTAMINANT; CORROSION CONTROL INHIBITOR ADDITION; HYPOCHLORINATION; IRON OR MANGANESE SEQUESTRATION; OR ULTRAVIOLET RADIATION. THE LEAD/CHIEF OPERATOR MUST BE CLASS D OR HIGHER. 50,000 GPD UP TO 0.25 MGD-STAFFING BY CLASS D OR HIGHER OPERATOR: 3 VISITS/WEEK ON NONCONSECUTIVE DAYS FOR A TOTAL OF 0.3 HOUR/WEEK. LESS THAN 50,000 GPD-STAFFING BY A CLASS D OR HIGHER OPERATOR: 2 VISITS/WEEK ON NONCONSECUTIVE DAYS FOR A TOTAL OF 0.2 HOUR/WEEK. THERE SHALL BE NO MORE THAN 5 DAYS BETWEEN THE LAST VISIT IN ONE WEEK AND THE FIRST VISIT IN THE NEXT WEEK. | N | Y | BAY STATE MILLING CO. | P.O. BOX 1280 |  | INDIANTOWN | FL | 34956 |  | 7725972056 |  | C NEALIS | J ARNAU | PO BOX 1280 |  | INDIANTOWN | FL | 34956 |  | 7725972056 |  | INVESTOR | 50 | 10560 | 1 | 2013-10-10 | 2021-07-27 | NTNC | 100
4 | MARTIN | SED | dsalerno@cranewatchclub.com | 4434423 | NONCOMMUNITY | CHLORINATION; AERATION FOR REMOVAL OF ANY SECONDARY CONTAMINANT, SULFIDE, OR ANY UNREGULATED CONTAMINANT; CORROSION CONTROL INHIBITOR ADDITION; HYPOCHLORINATION; IRON OR MANGANESE SEQUESTRATION; OR ULTRAVIOLET RADIATION. THE LEAD/CHIEF OPERATOR MUST BE CLASS D OR HIGHER. 50,000 GPD UP TO 0.25 MGD-STAFFING BY CLASS D OR HIGHER OPERATOR: 3 VISITS/WEEK ON NONCONSECUTIVE DAYS FOR A TOTAL OF 0.3 HOUR/WEEK. LESS THAN 50,000 GPD-STAFFING BY A CLASS D OR HIGHER OPERATOR: 2 VISITS/WEEK ON NONCONSECUTIVE DAYS FOR A TOTAL OF 0.2 HOUR/WEEK. THERE SHALL BE NO MORE THAN 5 DAYS BETWEEN THE LAST VISIT IN ONE WEEK AND THE FIRST VISIT IN THE NEXT WEEK. | N | Y | EVERGREEN CLUB | 4225 S.W. BIMINI CIRCLE |  | PALM CITY | FL | 34990 |  | 7722862112 |  | DAVE SALERNO | [9 empty] | INVESTOR | 100 | 5280 | 1 | 2019-10-07 | 2019-11-26 | NC01 | 50
4 | MARTIN | SED | paysonpk@yahoo.com | 4434428 | NONCOMMUNITY | CHLORINATION; AERATION FOR REMOVAL OF ANY SECONDARY CONTAMINANT, SULFIDE, OR ANY UNREGULATED CONTAMINANT; CORROSION CONTROL INHIBITOR ADDITION; HYPOCHLORINATION; IRON OR MANGANESE SEQUESTRATION; OR ULTRAVIOLET RADIATION. THE LEAD/CHIEF OPERATOR MUST BE CLASS D OR HIGHER. 50,000 GPD UP TO 0.25 MGD-STAFFING BY CLASS D OR HIGHER OPERATOR: 3 VISITS/WEEK ON NONCONSECUTIVE DAYS FOR A TOTAL OF 0.3 HOUR/WEEK. LESS THAN 50,000 GPD-STAFFING BY A CLASS D OR HIGHER OPERATOR: 2 VISITS/WEEK ON NONCONSECUTIVE DAYS FOR A TOTAL OF 0.2 HOUR/WEEK. THERE SHALL BE NO MORE THAN 5 DAYS BETWEEN THE LAST VISIT IN ONE WEEK AND THE FIRST VISIT IN THE NEXT WEEK. | N | Y | WB PAYSON PARK - DORMITORY | 9700 S.W. KANNER HWY. |  | INDIANTOWN | FL | 34956 |  | 7725973555 |  | LARRY KELLY & JUANA TOMAS | PETER BRANT | 9700 S.W. KANNER HWY |  | INDIANTOWN | FL | 34956 |  | 7725973555 |  | INVESTOR | 90 | 4800 | 2 | 2020-05-27 | 2020-03-04 | NC01 | 50
4 | MARTIN | SED | paysonpk@yahoo.com | 4434429 | NONCOMMUNITY | CHLORINATION; AERATION FOR REMOVAL OF ANY SECONDARY CONTAMINANT, SULFIDE, OR ANY UNREGULATED CONTAMINANT; CORROSION CONTROL INHIBITOR ADDITION; HYPOCHLORINATION; IRON OR MANGANESE SEQUESTRATION; OR ULTRAVIOLET RADIATION. THE LEAD/CHIEF OPERATOR MUST BE CLASS D OR HIGHER. 50,000 GPD UP TO 0.25 MGD-STAFFING BY CLASS D OR HIGHER OPERATOR: 3 VISITS/WEEK ON NONCONSECUTIVE DAYS FOR A TOTAL OF 0.3 HOUR/WEEK. LESS THAN 50,000 GPD-STAFFING BY A CLASS D OR HIGHER OPERATOR: 2 VISITS/WEEK ON NONCONSECUTIVE DAYS FOR A TOTAL OF 0.2 HOUR/WEEK. THERE SHALL BE NO MORE THAN 5 DAYS BETWEEN THE LAST VISIT IN ONE WEEK AND THE FIRST VISIT IN THE NEXT WEEK. | N | Y | WB PAYSON PARK - STABLE BARN | 9700 S.W. KANNER HWY. |  | INDIANTOWN | FL | 34956 |  | 7725973555 |  | LARRY KELLY & JUANA TOMAS | PETER BRANT | 9700 S.W. KANNER HWY. |  | INDIANTOWN | FL | 34956 |  | 7725973555 |  | INVESTOR | 30 | 1000 | 5 | 2020-04-24 | 2020-03-04 | NC01 | 50
4 | MARTIN | SED | paysonpk@yahoo.com | 4434430 | NONCOMMUNITY | CHLORINATION; AERATION FOR REMOVAL OF ANY SECONDARY CONTAMINANT, SULFIDE, OR ANY UNREGULATED CONTAMINANT; CORROSION CONTROL INHIBITOR ADDITION; HYPOCHLORINATION; IRON OR MANGANESE SEQUESTRATION; OR ULTRAVIOLET RADIATION. THE LEAD/CHIEF OPERATOR MUST BE CLASS D OR HIGHER. 50,000 GPD UP TO 0.25 MGD-STAFFING BY CLASS D OR HIGHER OPERATOR: 3 VISITS/WEEK ON NONCONSECUTIVE DAYS FOR A TOTAL OF 0.3 HOUR/WEEK. LESS THAN 50,000 GPD-STAFFING BY A CLASS D OR HIGHER OPERATOR: 2 VISITS/WEEK ON NONCONSECUTIVE DAYS FOR A TOTAL OF 0.2 HOUR/WEEK. THERE SHALL BE NO MORE THAN 5 DAYS BETWEEN THE LAST VISIT IN ONE WEEK AND THE FIRST VISIT IN THE NEXT WEEK. | N | Y | WB PAYSON PARK - MANE GAIT CAFE | 9700 S.W. KANNER HWY. |  | INDIANTOWN | FL | 34956 |  | 7725973555 |  | LARRY KELLY & JUANA TOMAS | PETER BRANT | 9700 S.W. KANNER HWY. |  | INDIANTOWN | FL | 34956 |  | 7725973555 |  | INVESTOR | 78 | 4890 | 1 | 2020-06-12 | 2020-03-04 | NC01 | 50
4 | MARTIN | SED |  | 4434431 | OTHER PUBLIC WATER SYSTEM | CHLORINATION; AERATION FOR REMOVAL OF ANY SECONDARY CONTAMINANT, SULFIDE, OR ANY UNREGULATED CONTAMINANT; CORROSION CONTROL INHIBITOR ADDITION; HYPOCHLORINATION; IRON OR MANGANESE SEQUESTRATION; OR ULTRAVIOLET RADIATION. THE LEAD/CHIEF OPERATOR MUST BE CLASS D OR HIGHER. 50,000 GPD UP TO 0.25 MGD-STAFFING BY CLASS D OR HIGHER OPERATOR: 3 VISITS/WEEK ON NONCONSECUTIVE DAYS FOR A TOTAL OF 0.3 HOUR/WEEK. LESS THAN 50,000 GPD-STAFFING BY A CLASS D OR HIGHER OPERATOR: 2 VISITS/WEEK ON NONCONSECUTIVE DAYS FOR A TOTAL OF 0.2 HOUR/WEEK. THERE SHALL BE NO MORE THAN 5 DAYS BETWEEN THE LAST VISIT IN ONE WEEK AND THE FIRST VISIT IN THE NEXT WEEK. | N | Y | FARSOUTH GROWERS | 3655 S.W. 96TH STREET |  | PALM CITY | FL | 34990 |  | 4072830089 |  |  | FARSOUTH GROWERS CO-OP ASSOC | 3655 S.W. 96TH STREET |  | PALM CITY | FL | 34990 |  | 3052472141 |  | TRUST/COOPERATIVE | 47 | 3000 | 11 |  | 2096-10-29 | NAF | 0
4 | MARTIN | SED | MINISTER@JTCOC.COM | 4434435 | NONCOMMUNITY | CHLORINATION; AERATION FOR REMOVAL OF ANY SECONDARY CONTAMINANT, SULFIDE, OR ANY UNREGULATED CONTAMINANT; CORROSION CONTROL INHIBITOR ADDITION; HYPOCHLORINATION; IRON OR MANGANESE SEQUESTRATION; OR ULTRAVIOLET RADIATION. THE LEAD/CHIEF OPERATOR MUST BE CLASS D OR HIGHER. 50,000 GPD UP TO 0.25 MGD-STAFFING BY CLASS D OR HIGHER OPERATOR: 3 VISITS/WEEK ON NONCONSECUTIVE DAYS FOR A TOTAL OF 0.3 HOUR/WEEK. LESS THAN 50,000 GPD-STAFFING BY A CLASS D OR HIGHER OPERATOR: 2 VISITS/WEEK ON NONCONSECUTIVE DAYS FOR A TOTAL OF 0.2 HOUR/WEEK. THERE SHALL BE NO MORE THAN 5 DAYS BETWEEN THE LAST VISIT IN ONE WEEK AND THE FIRST VISIT IN THE NEXT WEEK. | N | Y | JUPITER/TEQUESTA CHURCH OF CHR | 11701 SOUTHEAST 171 STREET |  | TEQUESTA | FL | 33469 |  | 5617448671 |  | SUE FARRELL | SUE FARRELL | 11701 SE 171 ST. |  | TEQUESTA | FL | 33469 |  | 5617448671 |  | OTHER | 444 | 51840 | 1 | 2014-05-15 | 2018-03-30 | NC01 | 50
4 | MARTIN | SED | Walshenv@gmail.com | 4434440 | NONCOMMUNITY | CHLORINATION; AERATION FOR REMOVAL OF ANY SECONDARY CONTAMINANT, SULFIDE, OR ANY UNREGULATED CONTAMINANT; CORROSION CONTROL INHIBITOR ADDITION; HYPOCHLORINATION; IRON OR MANGANESE SEQUESTRATION; OR ULTRAVIOLET RADIATION. THE LEAD/CHIEF OPERATOR MUST BE CLASS D OR HIGHER. 50,000 GPD UP TO 0.25 MGD-STAFFING BY CLASS D OR HIGHER OPERATOR: 3 VISITS/WEEK ON NONCONSECUTIVE DAYS FOR A TOTAL OF 0.3 HOUR/WEEK. LESS THAN 50,000 GPD-STAFFING BY A CLASS D OR HIGHER OPERATOR: 2 VISITS/WEEK ON NONCONSECUTIVE DAYS FOR A TOTAL OF 0.2 HOUR/WEEK. THERE SHALL BE NO MORE THAN 5 DAYS BETWEEN THE LAST VISIT IN ONE WEEK AND THE FIRST VISIT IN THE NEXT WEEK. | N | Y | FISHERMAN'S PLAZA | 3633 S.E. SALERNO ROAD |  | STUART | FL | 34994 |  | 7722153467 |  |  | AURELIO SALGADO | 5499 S.E. CELESTIAL CIRCLE |  | STUART | FL | 34997 |  | 7722153467 |  | INVESTOR/LICENSED PUBLIC UTILITIES | 25 | 2000 | 4 | 2019-03-21 | 2018-11-21 | NC01 | 50
4 | MARTIN | SED | krogers@ouafl.com | 4434447 | NONCOMMUNITY | CHLORINATION; AERATION FOR REMOVAL OF ANY SECONDARY CONTAMINANT, SULFIDE, OR ANY UNREGULATED CONTAMINANT; CORROSION CONTROL INHIBITOR ADDITION; HYPOCHLORINATION; IRON OR MANGANESE SEQUESTRATION; OR ULTRAVIOLET RADIATION. THE LEAD/CHIEF OPERATOR MUST BE CLASS D OR HIGHER. 50,000 GPD UP TO 0.25 MGD-STAFFING BY CLASS D OR HIGHER OPERATOR: 3 VISITS/WEEK ON NONCONSECUTIVE DAYS FOR A TOTAL OF 0.3 HOUR/WEEK. LESS THAN 50,000 GPD-STAFFING BY A CLASS D OR HIGHER OPERATOR: 2 VISITS/WEEK ON NONCONSECUTIVE DAYS FOR A TOTAL OF 0.2 HOUR/WEEK. THERE SHALL BE NO MORE THAN 5 DAYS BETWEEN THE LAST VISIT IN ONE WEEK AND THE FIRST VISIT IN THE NEXT WEEK. | N | Y | MIDNIGHT FARMS COUNTRY STORE | 3590 SW DEGGELLER COURT |  | PALM CITY | FL | 34990 |  | 7722884012 |  | MANUEL & DIANE LOPEZ | MANUEL & DIANE LOPEZ | 3590 SW DEGGELLER COURT |  | PALM CITY | FL | 34990 |  | 7724131047 |  | INVESTOR | 25 | 5760 | 1 | 2014-05-15 | 2018-06-05 | NC01 | 50
4 | MARTIN | SED | DNAUMANN@JONATHANSLANDING.COM | 4434453 | NONTRANSIENT NONCOMMUNITY | CHLORINATION; AERATION FOR REMOVAL OF ANY SECONDARY CONTAMINANT, SULFIDE, OR ANY UNREGULATED CONTAMINANT; CORROSION CONTROL INHIBITOR ADDITION; HYPOCHLORINATION; IRON OR MANGANESE SEQUESTRATION; OR ULTRAVIOLET RADIATION. THE LEAD/CHIEF OPERATOR MUST BE CLASS D OR HIGHER. 50,000 GPD UP TO 0.25 MGD-STAFFING BY CLASS D OR HIGHER OPERATOR: 3 VISITS/WEEK ON NONCONSECUTIVE DAYS FOR A TOTAL OF 0.3 HOUR/WEEK. LESS THAN 50,000 GPD-STAFFING BY A CLASS D OR HIGHER OPERATOR: 2 VISITS/WEEK ON NONCONSECUTIVE DAYS FOR A TOTAL OF 0.2 HOUR/WEEK. THERE SHALL BE NO MORE THAN 5 DAYS BETWEEN THE LAST VISIT IN ONE WEEK AND THE FIRST VISIT IN THE NEXT WEEK. | N | Y | OLD TRAIL GOLF MAINT BLDG | 3900 S.E. TAILWINDS DRIVE |  | JUPITER | FL | 33477 |  | 5617462645 |  | DICK NAUMANN | [9 empty] | INVESTOR | 40 | 2000 | 1 | 2010-05-26 | 2021-01-20 | NTNC | 100
4 | MARTIN | SED |  | 4434454 | OTHER PUBLIC WATER SYSTEM | CHLORINATION; AERATION FOR REMOVAL OF ANY SECONDARY CONTAMINANT, SULFIDE, OR ANY UNREGULATED CONTAMINANT; CORROSION CONTROL INHIBITOR ADDITION; HYPOCHLORINATION; IRON OR MANGANESE SEQUESTRATION; OR ULTRAVIOLET RADIATION. THE LEAD/CHIEF OPERATOR MUST BE CLASS D OR HIGHER. 50,000 GPD UP TO 0.25 MGD-STAFFING BY CLASS D OR HIGHER OPERATOR: 3 VISITS/WEEK ON NONCONSECUTIVE DAYS FOR A TOTAL OF 0.3 HOUR/WEEK. LESS THAN 50,000 GPD-STAFFING BY A CLASS D OR HIGHER OPERATOR: 2 VISITS/WEEK ON NONCONSECUTIVE DAYS FOR A TOTAL OF 0.2 HOUR/WEEK. THERE SHALL BE NO MORE THAN 5 DAYS BETWEEN THE LAST VISIT IN ONE WEEK AND THE FIRST VISIT IN THE NEXT WEEK. | N | Y | OLD TRAIL COMFORT STA #3/WEST | 3900 SE TAILWINDS DRIVE |  | JUPITER | FL | 33477 |  | 4077462645 |  | RENE WERTS | JONATHANS LANDING GOLF CLB INC | 16823 CPT KIRLE DRIVE |  | JUPITER | FL | 33477 |  | 5617464552 |  | INVESTOR | 25 | 500 | 1 | 2094-04-21 | 2094-04-21 | NAF | 0
4 | MARTIN | SED |  | 4434455 | OTHER PUBLIC WATER SYSTEM | CHLORINATION; AERATION FOR REMOVAL OF ANY SECONDARY CONTAMINANT, SULFIDE, OR ANY UNREGULATED CONTAMINANT; CORROSION CONTROL INHIBITOR ADDITION; HYPOCHLORINATION; IRON OR MANGANESE SEQUESTRATION; OR ULTRAVIOLET RADIATION. THE LEAD/CHIEF OPERATOR MUST BE CLASS D OR HIGHER. 50,000 GPD UP TO 0.25 MGD-STAFFING BY CLASS D OR HIGHER OPERATOR: 3 VISITS/WEEK ON NONCONSECUTIVE DAYS FOR A TOTAL OF 0.3 HOUR/WEEK. LESS THAN 50,000 GPD-STAFFING BY A CLASS D OR HIGHER OPERATOR: 2 VISITS/WEEK ON NONCONSECUTIVE DAYS FOR A TOTAL OF 0.2 HOUR/WEEK. THERE SHALL BE NO MORE THAN 5 DAYS BETWEEN THE LAST VISIT IN ONE WEEK AND THE FIRST VISIT IN THE NEXT WEEK. | N | Y | OLD TRAIL COMFORT STA 14/EAST | 3900 SE TAILWINDS DRIVE |  | JUPITER | FL | 33477 |  | 4077462645 |  | RENE WERTS | JONATHANS LANDING GOLF CLB INC | 16823 CPT KIRLE DRIVE |  | JUPITER | FL | 33477 |  | 5617464552 |  | INVESTOR | 25 | 500 | 1 | 2094-04-21 | 2094-04-21 | NAF | 0
4 | MARTIN | SED |  | 4434459 | NONCOMMUNITY | AERATION FOR REMOVAL OF ANY PRIMARY CONTAMINANT; ALKALINITY/PH ADJUSTMENT; CHLORAMIN ATION; CHLORINE DIOXIDE FOR OXIDATION OR DISINFECTION; FLUORIDATION; ION EXCHANGE FOR REMOVAL OF ANY SECONDARY CONTAMINANT, SULFIDE, OR ANY UNREGULATED CONTAMINANT; OR OZONATION LESS THAN 0.1 MGD. STAFFING BY A CLASS D OR HIGHER OPERATOR: 3 VISITS/WEEK ON NONCONSECUTIVE DAYS FOR A TOTAL OF 0.6 HOUR/WEEK. THE LEAD/CHIEF OPERATOR MUST BE CLASS D OR HIGHER. | N | Y | CHURCH OF THE ADVENT | 4484 SW CITRUS BLVD |  | PALM CITY | FL | 34990 | 5646 | 7722836221 |  |  | CHURCH OF THE ADVENT | 4484 SW CITRUS BLVD |  | PALM CITY | FL | 34990 | 5646 | 7722836221 |  | OTHER | 25 | 2000 | 1 | 2013-07-26 | 2019-12-11 | NC01 | 50
4 | MARTIN | SED |  | 4434465 | OTHER PUBLIC WATER SYSTEM | ACTIVATED CARBON PROCESSES; DIATOMACEOUS EARTH FILTRATION; ION EXCHANGE FOR REMOVAL OF ANY PRIMARY CONTAMINANT; ION AND MANGANESE REMOVAL (OXIDATION, DETENTION, AND FILTRATION); OR SLOW SAND FILTRATION. LEAD/CHIEF OPERATOR MUST BE CLASS C OR HIGHER. 1.0 MGD UP TO 2.0 MGD-STAFFING BY CLASS C OR HIGHER OPERATOR: 6 HOURS/DAY FOR 5 DAYS/WEEK AND ONE VISIT ON EACH WEEKEND DAY. 0.5 MGD UP TO 1.0 MGD-STAFFING BY CLASS C OR HIGHER OPERATOR: 3 HOURS/DAY FOR 5 DAYS/WEEK AND ONE VISIT ON EACH WEEKEND DAY. 0.25 MGD UP TO 0.5 MGD-STAFFING BY CLASS C OR HIGHER OPERATOR: 1 HOUR/DAY FOR 5 DAYS/WEEK AND ONE VISIT ON EACH WEEKEND DAY. LESS THAN 0.25 MGD-STAFFING BY CLASS C OR HIGHER OPERATOR: 5 VISITS/WEEK AND ONE VISIT EACH WEEKEND FOR A TOTAL OF 1.8 HOURS/WEEK. | N | Y | PALM CITY COMMUNITY BAPTIST CH | 3998 S.W. LEIGHTON FARMS AVE. |  | PALM CITY | FL | 34990 |  | 4072863888 |  |  | DR.NEAL BROWNING, PASTOR | P.O. BOX 2089 |  | PALM CITY | FL | 34990 |  | 4072213673 |  | UNKNOWN | 24 | 2000 | 1 | 2094-01-13 | 2094-01-13 | NAF | 0
4 | MARTIN | SED |  | 4434469 | OTHER PUBLIC WATER SYSTEM | CHLORINATION; AERATION FOR REMOVAL OF ANY SECONDARY CONTAMINANT, SULFIDE, OR ANY UNREGULATED CONTAMINANT; CORROSION CONTROL INHIBITOR ADDITION; HYPOCHLORINATION; IRON OR MANGANESE SEQUESTRATION; OR ULTRAVIOLET RADIATION. THE LEAD/CHIEF OPERATOR MUST BE CLASS D OR HIGHER. 50,000 GPD UP TO 0.25 MGD-STAFFING BY CLASS D OR HIGHER OPERATOR: 3 VISITS/WEEK ON NONCONSECUTIVE DAYS FOR A TOTAL OF 0.3 HOUR/WEEK. LESS THAN 50,000 GPD-STAFFING BY A CLASS D OR HIGHER OPERATOR: 2 VISITS/WEEK ON NONCONSECUTIVE DAYS FOR A TOTAL OF 0.2 HOUR/WEEK. THERE SHALL BE NO MORE THAN 5 DAYS BETWEEN THE LAST VISIT IN ONE WEEK AND THE FIRST VISIT IN THE NEXT WEEK. | N | Y | BASIN SEAFOOD | 4150 S.E.SALERNO RD. |  | PORT SALERNO | FL | 34992 |  | 7722875442 |  | DONALD PLANT | DONALD PLANT | P.O. BOX 1383 |  | PORT SALERNO | FL | 34992 |  |  |  | INVESTOR | 25 | 800 | 1 | 2092-02-04 | 2092-02-04 | NAF | 0
4 | MARTIN | SED |  | 4434485 | OTHER PUBLIC WATER SYSTEM | ACTIVATED CARBON PROCESSES; DIATOMACEOUS EARTH FILTRATION; ION EXCHANGE FOR REMOVAL OF ANY PRIMARY CONTAMINANT; ION AND MANGANESE REMOVAL (OXIDATION, DETENTION, AND FILTRATION); OR SLOW SAND FILTRATION. LEAD/CHIEF OPERATOR MUST BE CLASS C OR HIGHER. 1.0 MGD UP TO 2.0 MGD-STAFFING BY CLASS C OR HIGHER OPERATOR: 6 HOURS/DAY FOR 5 DAYS/WEEK AND ONE VISIT ON EACH WEEKEND DAY. 0.5 MGD UP TO 1.0 MGD-STAFFING BY CLASS C OR HIGHER OPERATOR: 3 HOURS/DAY FOR 5 DAYS/WEEK AND ONE VISIT ON EACH WEEKEND DAY. 0.25 MGD UP TO 0.5 MGD-STAFFING BY CLASS C OR HIGHER OPERATOR: 1 HOUR/DAY FOR 5 DAYS/WEEK AND ONE VISIT ON EACH WEEKEND DAY. LESS THAN 0.25 MGD-STAFFING BY CLASS C OR HIGHER OPERATOR: 5 VISITS/WEEK AND ONE VISIT EACH WEEKEND FOR A TOTAL OF 1.8 HOURS/WEEK. | N | Y | TIBURON POOL & RECREATION | 1047 S.W. TIBURON WAY |  | PALM CITY | FL | 34990 |  |  |  | BRISTOL MANAGEMENT SERVICES | GRETA BRANIGAN, PROPERTY MGR | PO BOX 1981 |  | PALM CITY | FL | 34991 |  |  |  | OTHER | 125 | 1000 | 1 | 2005-04-15 | 2001-02-21 | NAF | 0
4 | MARTIN | SED | JOEWEBSTER@THEDYEPRESERVE.COM | 4434487 | NONCOMMUNITY | AERATION FOR REMOVAL OF ANY PRIMARY CONTAMINANT; ALKALINITY/PH ADJUSTMENT; CHLORAMIN ATION; CHLORINE DIOXIDE FOR OXIDATION OR DISINFECTION; FLUORIDATION; ION EXCHANGE FOR REMOVAL OF ANY SECONDARY CONTAMINANT, SULFIDE, OR ANY UNREGULATED CONTAMINANT; OR OZONATION LESS THAN 0.1 MGD. STAFFING BY A CLASS D OR HIGHER OPERATOR: 3 VISITS/WEEK ON NONCONSECUTIVE DAYS FOR A TOTAL OF 0.6 HOUR/WEEK. THE LEAD/CHIEF OPERATOR MUST BE CLASS D OR HIGHER. | N | Y | DYE PRESERVE GOLF CLUB | 1808 SE COLONY WAY |  | JUPITER | FL | 33478 | 8313 | 5612626812 |  |  | JOSEPH WEBSTER | 1808 SE COLONY WAY |  | JUPITER | FL | 33478 | 8313 | 5615757891 |  | INVESTOR | 50 | 2000 | 1 | 2012-11-06 | 2019-12-20 | NC01 | 50
4 | MARTIN | SED |  | 4434510 | NONCOMMUNITY | CHLORINATION; AERATION FOR REMOVAL OF ANY SECONDARY CONTAMINANT, SULFIDE, OR ANY UNREGULATED CONTAMINANT; CORROSION CONTROL INHIBITOR ADDITION; HYPOCHLORINATION; IRON OR MANGANESE SEQUESTRATION; OR ULTRAVIOLET RADIATION. THE LEAD/CHIEF OPERATOR MUST BE CLASS D OR HIGHER. 50,000 GPD UP TO 0.25 MGD-STAFFING BY CLASS D OR HIGHER OPERATOR: 3 VISITS/WEEK ON NONCONSECUTIVE DAYS FOR A TOTAL OF 0.3 HOUR/WEEK. LESS THAN 50,000 GPD-STAFFING BY A CLASS D OR HIGHER OPERATOR: 2 VISITS/WEEK ON NONCONSECUTIVE DAYS FOR A TOTAL OF 0.2 HOUR/WEEK. THERE SHALL BE NO MORE THAN 5 DAYS BETWEEN THE LAST VISIT IN ONE WEEK AND THE FIRST VISIT IN THE NEXT WEEK. | N | Y | 76 GOLF WORLD | 6801 SOUTH KANNER HIGHWAY |  | STUART | FL | 34997 |  | 7722207676 |  | EVELYN DEGGELLER | EVELYN DEGGELLER | 6801 SOUTH KANNER HIGHWAY |  | STUART | FL | 34997 |  | 7722207676 |  | INVESTOR | 310 | 5000 | 1 | 2014-09-16 | 2018-05-10 | NC01 | 50
4 | MARTIN | SED |  | 4434513 | NONTRANSIENT NONCOMMUNITY | ACTIVATED CARBON PROCESSES; DIATOMACEOUS EARTH FILTRATION; ION EXCHANGE FOR REMOVAL OF ANY PRIMARY CONTAMINANT; ION AND MANGANESE REMOVAL (OXIDATION, DETENTION, AND FILTRATION); OR SLOW SAND FILTRATION. LEAD/CHIEF OPERATOR MUST BE CLASS C OR HIGHER. 1.0 MGD UP TO 2.0 MGD-STAFFING BY CLASS C OR HIGHER OPERATOR: 6 HOURS/DAY FOR 5 DAYS/WEEK AND ONE VISIT ON EACH WEEKEND DAY. 0.5 MGD UP TO 1.0 MGD-STAFFING BY CLASS C OR HIGHER OPERATOR: 3 HOURS/DAY FOR 5 DAYS/WEEK AND ONE VISIT ON EACH WEEKEND DAY. 0.25 MGD UP TO 0.5 MGD-STAFFING BY CLASS C OR HIGHER OPERATOR: 1 HOUR/DAY FOR 5 DAYS/WEEK AND ONE VISIT ON EACH WEEKEND DAY. LESS THAN 0.25 MGD-STAFFING BY CLASS C OR HIGHER OPERATOR: 5 VISITS/WEEK AND ONE VISIT EACH WEEKEND FOR A TOTAL OF 1.8 HOURS/WEEK. | N | Y | FOX CLUB | 10664 SW WHOOPING CRANE WAY |  | PALM CITY | FL | 34990 |  | 7725974222 |  | ERIC LEVIN | MIKE MIRAGLIA | [6 empty] | 3055828111 |  | INVESTOR | 30 | 37500 | 2 | 2013-05-30 | 2020-04-15 | NTNC | 100
4 | MARTIN | SED | DANLUECHT@YAHOO.COM | 4434516 | NONCOMMUNITY | CHLORINATION; AERATION FOR REMOVAL OF ANY SECONDARY CONTAMINANT, SULFIDE, OR ANY UNREGULATED CONTAMINANT; CORROSION CONTROL INHIBITOR ADDITION; HYPOCHLORINATION; IRON OR MANGANESE SEQUESTRATION; OR ULTRAVIOLET RADIATION. THE LEAD/CHIEF OPERATOR MUST BE CLASS D OR HIGHER. 50,000 GPD UP TO 0.25 MGD-STAFFING BY CLASS D OR HIGHER OPERATOR: 3 VISITS/WEEK ON NONCONSECUTIVE DAYS FOR A TOTAL OF 0.3 HOUR/WEEK. LESS THAN 50,000 GPD-STAFFING BY A CLASS D OR HIGHER OPERATOR: 2 VISITS/WEEK ON NONCONSECUTIVE DAYS FOR A TOTAL OF 0.2 HOUR/WEEK. THERE SHALL BE NO MORE THAN 5 DAYS BETWEEN THE LAST VISIT IN ONE WEEK AND THE FIRST VISIT IN THE NEXT WEEK. | N | Y | NEW BEGINNINGS COMMUNITY CHURCH | 8163 SW 48TH AVE. |  | PALM CITY | FL | 34990 |  | 7722856336 |  |  | JOHN BARTZ | PO BOX 2076 |  | PALM CITY | FL | 34991 |  | 7722855870 |  | OTHER | 50 | 2000 | 1 | 2013-06-20 | 2021-01-20 | NC01 | 50
4 | MARTIN | SED |  | 4434535 | OTHER PUBLIC WATER SYSTEM | AERATION FOR REMOVAL OF ANY PRIMARY CONTAMINANT; ALKALINITY/PH ADJUSTMENT; CHLORAMIN ATION; CHLORINE DIOXIDE FOR OXIDATION OR DISINFECTION; FLUORIDATION; ION EXCHANGE FOR REMOVAL OF ANY SECONDARY CONTAMINANT, SULFIDE, OR ANY UNREGULATED CONTAMINANT; OR OZONATION LESS THAN 0.1 MGD. STAFFING BY A CLASS D OR HIGHER OPERATOR: 3 VISITS/WEEK ON NONCONSECUTIVE DAYS FOR A TOTAL OF 0.6 HOUR/WEEK. THE LEAD/CHIEF OPERATOR MUST BE CLASS D OR HIGHER. | N | Y | COBBLESTONE C.C. NO.COMFORT ST | 10568 S.W. WHOOPING CRANE WAY |  | PALM CITY | FL | 34990 |  |  |  | LEE BLADEN | MARIO POSILLICO,MANAGING PARTN | 10568 S.W. WHOOPING CRANE WAY |  | PALM CITY | FL | 34990 |  | 7725974501 |  | INVESTOR | 50 | 1600 | 1 | 2002-04-18 | 2099-05-06 | NAF | 0
4 | MARTIN | SED |  | 4434536 | OTHER PUBLIC WATER SYSTEM | AERATION FOR REMOVAL OF ANY PRIMARY CONTAMINANT; ALKALINITY/PH ADJUSTMENT; CHLORAMIN ATION; CHLORINE DIOXIDE FOR OXIDATION OR DISINFECTION; FLUORIDATION; ION EXCHANGE FOR REMOVAL OF ANY SECONDARY CONTAMINANT, SULFIDE, OR ANY UNREGULATED CONTAMINANT; OR OZONATION LESS THAN 0.1 MGD. STAFFING BY A CLASS D OR HIGHER OPERATOR: 3 VISITS/WEEK ON NONCONSECUTIVE DAYS FOR A TOTAL OF 0.6 HOUR/WEEK. THE LEAD/CHIEF OPERATOR MUST BE CLASS D OR HIGHER. | N | Y | COBBLESTONE C.C. SO.COMFORT ST | 10568 S.W. WHOOPING CRANE WAY |  | PALM CITY | FL | 34990 |  |  |  | LEE BLADEN | MARIO POSILLICO, MANAGING PART | 10568 S.W. WHOOPING CRANE WAY |  | PALM CITY | FL | 34990 |  | 7725974501 |  | INVESTOR | 50 | 1600 | 1 | 2002-04-18 | 2099-05-06 | NAF | 0
4 | MARTIN | SED | seebosdad@aol.com | 4434538 | NONCOMMUNITY | CHLORINATION; AERATION FOR REMOVAL OF ANY SECONDARY CONTAMINANT, SULFIDE, OR ANY UNREGULATED CONTAMINANT; CORROSION CONTROL INHIBITOR ADDITION; HYPOCHLORINATION; IRON OR MANGANESE SEQUESTRATION; OR ULTRAVIOLET RADIATION. THE LEAD/CHIEF OPERATOR MUST BE CLASS D OR HIGHER. 50,000 GPD UP TO 0.25 MGD-STAFFING BY CLASS D OR HIGHER OPERATOR: 3 VISITS/WEEK ON NONCONSECUTIVE DAYS FOR A TOTAL OF 0.3 HOUR/WEEK. LESS THAN 50,000 GPD-STAFFING BY A CLASS D OR HIGHER OPERATOR: 2 VISITS/WEEK ON NONCONSECUTIVE DAYS FOR A TOTAL OF 0.2 HOUR/WEEK. THERE SHALL BE NO MORE THAN 5 DAYS BETWEEN THE LAST VISIT IN ONE WEEK AND THE FIRST VISIT IN THE NEXT WEEK. | N | Y | TANAH KEETAH - CLEAR LAKE | BOY SCOUT ROAD |  | TEQUESTA | FL | 33485 |  | 5618440279 |  | RICK ECHEVERRI | GULF STREAM COUNCIL, BSA | 8335 NORTH MILITARY TRAIL |  | PALM BEACH GARDENS | FL | 33410 | 6329 | 5617468749 |  | OTHER | 50 | 5000 | 3 | 2013-06-20 | 2019-06-13 | NC01 | 50
4 | MARTIN | SED |  | 4434539 | OTHER PUBLIC WATER SYSTEM | AERATION FOR REMOVAL OF ANY PRIMARY CONTAMINANT; ALKALINITY/PH ADJUSTMENT; CHLORAMIN ATION; CHLORINE DIOXIDE FOR OXIDATION OR DISINFECTION; FLUORIDATION; ION EXCHANGE FOR REMOVAL OF ANY SECONDARY CONTAMINANT, SULFIDE, OR ANY UNREGULATED CONTAMINANT; OR OZONATION. THE LEAD/CHIEF OPERATOR MUST BE CLASS C OR HIGHER. 5.0 MGD UP TO 10 MGD-STAFFING BY CLASS C OR HIGHER OPERATOR: 6 HOURS/DAY FOR 5 DAYS/WEEK AND ONE VISIT ON EACH WEEKEND DAY. 3.0 MGD UP TO 5.0 MGD-STAFFING BY CLASS C OR HIGHER OPERATOR: 3 HOURS/DAY FOR 5 DAYS/WEEK AND ONE VISIT ON EACH WEEKEND DAY. 1.0 MGD UP TO 3.0 MGD-STAFFING BY CLASS C OR HIGHER OPERATOR: 1 HOUR/DAY FOR 5 DAYS/WEEK AND ONE VISIT ON EACH WEEKEND DAY. 0.1 MGD UP TO 1.0 MGD-STAFFING BY CLASS C OR HIGHER OPERATOR: 5 VISITS/WEEK AND ONE VISIT EACH WEEKEND FOR A TOTAL OF 1.2 HOURS/WEEK. | N | Y | VOUGHT AIRCRAFT FKA GRUMMAN | 1801 SE AIRPORT ROAD | (WELLS & AERATION-THEN TO STUART WTP) | STUART | FL | 34994 |  |  |  | BILL VOGELSONG | VOUGHT AIRCRAFT INDUSTRIES, INC | 9314 WEST JEFFERSON BLVD |  | DALLAS | TX | 75211 |  | 9729464000 |  | INVESTOR | 24 | 1500000 | 1 | 2007-10-30 | 2099-09-28 | NAF | 0
4 | MARTIN | SED |  | 4434543 | OTHER PUBLIC WATER SYSTEM | AERATION FOR REMOVAL OF ANY PRIMARY CONTAMINANT; ALKALINITY/PH ADJUSTMENT; CHLORAMIN ATION; CHLORINE DIOXIDE FOR OXIDATION OR DISINFECTION; FLUORIDATION; ION EXCHANGE FOR REMOVAL OF ANY SECONDARY CONTAMINANT, SULFIDE, OR ANY UNREGULATED CONTAMINANT; OR OZONATION LESS THAN 0.1 MGD. STAFFING BY A CLASS D OR HIGHER OPERATOR: 3 VISITS/WEEK ON NONCONSECUTIVE DAYS FOR A TOTAL OF 0.6 HOUR/WEEK. THE LEAD/CHIEF OPERATOR MUST BE CLASS D OR HIGHER. | N | Y | MATTSON DAIRY HOUSING | 28101 SW WARFIELD BLVD |  | OKEECHOBEE | FL | 34974 |  | 4075972429 |  | CARLA MATTSON | ROSE GOOLSBY | 28151 SW WARFIELD BLVD |  | OKEECHOBEE | FL | 34974 |  | 4075972429 |  | INVESTOR | 23 | 1 | 7 | 2092-07-07 |  | NAF | 0
4 | MARTIN | SED |  | 4434544 | OTHER PUBLIC WATER SYSTEM | CHLORINATION; AERATION FOR REMOVAL OF ANY SECONDARY CONTAMINANT, SULFIDE, OR ANY UNREGULATED CONTAMINANT; CORROSION CONTROL INHIBITOR ADDITION; HYPOCHLORINATION; IRON OR MANGANESE SEQUESTRATION; OR ULTRAVIOLET RADIATION. THE LEAD/CHIEF OPERATOR MUST BE CLASS D OR HIGHER. 50,000 GPD UP TO 0.25 MGD-STAFFING BY CLASS D OR HIGHER OPERATOR: 3 VISITS/WEEK ON NONCONSECUTIVE DAYS FOR A TOTAL OF 0.3 HOUR/WEEK. LESS THAN 50,000 GPD-STAFFING BY A CLASS D OR HIGHER OPERATOR: 2 VISITS/WEEK ON NONCONSECUTIVE DAYS FOR A TOTAL OF 0.2 HOUR/WEEK. THERE SHALL BE NO MORE THAN 5 DAYS BETWEEN THE LAST VISIT IN ONE WEEK AND THE FIRST VISIT IN THE NEXT WEEK. | N | Y | PILGRIM DAIRY HOUSING | 28151 SW WARFIELD BLVD |  | OKEECHOBEE | FL | 34974 |  | 4075972429 |  | CARLA MATTSON | ROSE GOOLSBY | 28151 SW WARFIELD BLVD |  | OKEECHOBEE | FL | 34974 |  | 4075972429 |  | INVESTOR | 20 | 1 | 6 | 2092-07-07 |  | NAF | 0
4 | MARTIN | SED |  | 4434545 | OTHER PUBLIC WATER SYSTEM | CHLORINATION; AERATION FOR REMOVAL OF ANY SECONDARY CONTAMINANT, SULFIDE, OR ANY UNREGULATED CONTAMINANT; CORROSION CONTROL INHIBITOR ADDITION; HYPOCHLORINATION; IRON OR MANGANESE SEQUESTRATION; OR ULTRAVIOLET RADIATION. THE LEAD/CHIEF OPERATOR MUST BE CLASS D OR HIGHER. 50,000 GPD UP TO 0.25 MGD-STAFFING BY CLASS D OR HIGHER OPERATOR: 3 VISITS/WEEK ON NONCONSECUTIVE DAYS FOR A TOTAL OF 0.3 HOUR/WEEK. LESS THAN 50,000 GPD-STAFFING BY A CLASS D OR HIGHER OPERATOR: 2 VISITS/WEEK ON NONCONSECUTIVE DAYS FOR A TOTAL OF 0.2 HOUR/WEEK. THERE SHALL BE NO MORE THAN 5 DAYS BETWEEN THE LAST VISIT IN ONE WEEK AND THE FIRST VISIT IN THE NEXT WEEK. | N | Y | FIRST CHRISTIAN CHURCH | 25 N.E. DIXIE HWY |  | JENSEN BEACH | FL | 34957 |  |  |  | MARSHALL MCCRICKARD | FIRST CHRISTIAN CHURCH, INC. | 25 N.E. DIXIE HWY |  | JENSEN BEACH | FL | 34957 |  |  |  | OTHER | 24 | 1 | 1 | 2093-06-28 | 2093-06-28 | NAF | 0
4 | MARTIN | SED | fvalente@hstc1.org | 4434549 | NONCOMMUNITY | AERATION FOR REMOVAL OF ANY PRIMARY CONTAMINANT; ALKALINITY/PH ADJUSTMENT; CHLORAMIN ATION; CHLORINE DIOXIDE FOR OXIDATION OR DISINFECTION; FLUORIDATION; ION EXCHANGE FOR REMOVAL OF ANY SECONDARY CONTAMINANT, SULFIDE, OR ANY UNREGULATED CONTAMINANT; OR OZONATION LESS THAN 0.1 MGD. STAFFING BY A CLASS D OR HIGHER OPERATOR: 3 VISITS/WEEK ON NONCONSECUTIVE DAYS FOR A TOTAL OF 0.6 HOUR/WEEK. THE LEAD/CHIEF OPERATOR MUST BE CLASS D OR HIGHER. | N | Y | HUMANE SOCIETY OF THE TREASURE COAST | 4100 SW LEIGHTON FARM AVENUE |  | PALM CITY | FL | 34990 |  | 7722238822 |  | FRANK VALENTE | FRANK VALENTE | 4100 SW LEIGHTON FARM AVE |  | PALM CITY | FL | 34994 |  | 7722872822 |  | OTHER | 100 | 12000 | 2 | 2019-01-03 | 2018-11-21 | NC01 | 50
4 | MARTIN | SED | jnolte@sfwmd.gov | 4434558 | NONCOMMUNITY | CHLORINATION; AERATION FOR REMOVAL OF ANY SECONDARY CONTAMINANT, SULFIDE, OR ANY UNREGULATED CONTAMINANT; CORROSION CONTROL INHIBITOR ADDITION; HYPOCHLORINATION; IRON OR MANGANESE SEQUESTRATION; OR ULTRAVIOLET RADIATION. THE LEAD/CHIEF OPERATOR MUST BE CLASS D OR HIGHER. 50,000 GPD UP TO 0.25 MGD-STAFFING BY CLASS D OR HIGHER OPERATOR: 3 VISITS/WEEK ON NONCONSECUTIVE DAYS FOR A TOTAL OF 0.3 HOUR/WEEK. LESS THAN 50,000 GPD-STAFFING BY A CLASS D OR HIGHER OPERATOR: 2 VISITS/WEEK ON NONCONSECUTIVE DAYS FOR A TOTAL OF 0.2 HOUR/WEEK. THERE SHALL BE NO MORE THAN 5 DAYS BETWEEN THE LAST VISIT IN ONE WEEK AND THE FIRST VISIT IN THE NEXT WEEK. | N | Y | DUPUIS RESERVE | 22500 SW KANNER HWY |  | CANAL POINT | FL | 33438 |  | 5619245310 |  | JAMES HARBAUGH | JUSTIN NOLTE | DUPUIS RESERVE MANAGEMENT AREA | 23500 SOUTHWEST KANNER HIGHWAY | CANAL POINT | FL | 33438 |  | 5619245310 | 3332 | DEP (STATE PARK OR STATE REC AREA) | 50 | 5000 | 12 | 2014-02-21 | 2020-02-13 | NC01 | 50
4 | MARTIN | SED | NRSTC@att.net | 4434559 | NONCOMMUNITY | AERATION FOR REMOVAL OF ANY PRIMARY CONTAMINANT; ALKALINITY/PH ADJUSTMENT; CHLORAMIN ATION; CHLORINE DIOXIDE FOR OXIDATION OR DISINFECTION; FLUORIDATION; ION EXCHANGE FOR REMOVAL OF ANY SECONDARY CONTAMINANT, SULFIDE, OR ANY UNREGULATED CONTAMINANT; OR OZONATION LESS THAN 0.1 MGD. STAFFING BY A CLASS D OR HIGHER OPERATOR: 3 VISITS/WEEK ON NONCONSECUTIVE DAYS FOR A TOTAL OF 0.6 HOUR/WEEK. THE LEAD/CHIEF OPERATOR MUST BE CLASS D OR HIGHER. | N | Y | NORTH RIVER SHORES TENNIS CLUB | 2393 NW BRITT ROAD |  | STUART | FL | 34994 |  | 7726920266 |  | KARIN DECOSTE | KARIN DECOSTE | 2393 NW BRITT ROAD |  | STUART | FL | 34994 |  | 7726920266 |  | INVESTOR | 150 | 2000 | 1 | 2017-12-11 | 2021-03-31 | NC01 | 50
4 | MARTIN | SED | GARYM300@AOL.COM | 4434563 | NONTRANSIENT NONCOMMUNITY | ACTIVATED CARBON PROCESSES; DIATOMACEOUS EARTH FILTRATION; ION EXCHANGE FOR REMOVAL OF ANY PRIMARY CONTAMINANT; ION AND MANGANESE REMOVAL (OXIDATION, DETENTION, AND FILTRATION); OR SLOW SAND FILTRATION. LEAD/CHIEF OPERATOR MUST BE CLASS C OR HIGHER. 1.0 MGD UP TO 2.0 MGD-STAFFING BY CLASS C OR HIGHER OPERATOR: 6 HOURS/DAY FOR 5 DAYS/WEEK AND ONE VISIT ON EACH WEEKEND DAY. 0.5 MGD UP TO 1.0 MGD-STAFFING BY CLASS C OR HIGHER OPERATOR: 3 HOURS/DAY FOR 5 DAYS/WEEK AND ONE VISIT ON EACH WEEKEND DAY. 0.25 MGD UP TO 0.5 MGD-STAFFING BY CLASS C OR HIGHER OPERATOR: 1 HOUR/DAY FOR 5 DAYS/WEEK AND ONE VISIT ON EACH WEEKEND DAY. LESS THAN 0.25 MGD-STAFFING BY CLASS C OR HIGHER OPERATOR: 5 VISITS/WEEK AND ONE VISIT EACH WEEKEND FOR A TOTAL OF 1.8 HOURS/WEEK. | N | Y | NEW HOPE FELLOWSHIP | 3900 SW CITRUS BLVD |  | PALM CITY | FL | 34990 |  | 7722838343 |  |  | GARY MERRITT | 3900 SW CITRUS BLVD. |  | PALM CITY | FL | 34990 |  | 7722838343 |  | OTHER | 110 | 24200 | 1 | 2016-01-20 | 2020-04-29 | NTNC | 100
4 | MARTIN | SED |  | 4434564 | NONCOMMUNITY | CHLORINATION; AERATION FOR REMOVAL OF ANY SECONDARY CONTAMINANT, SULFIDE, OR ANY UNREGULATED CONTAMINANT; CORROSION CONTROL INHIBITOR ADDITION; HYPOCHLORINATION; IRON OR MANGANESE SEQUESTRATION; OR ULTRAVIOLET RADIATION. THE LEAD/CHIEF OPERATOR MUST BE CLASS D OR HIGHER. 50,000 GPD UP TO 0.25 MGD-STAFFING BY CLASS D OR HIGHER OPERATOR: 3 VISITS/WEEK ON NONCONSECUTIVE DAYS FOR A TOTAL OF 0.3 HOUR/WEEK. LESS THAN 50,000 GPD-STAFFING BY A CLASS D OR HIGHER OPERATOR: 2 VISITS/WEEK ON NONCONSECUTIVE DAYS FOR A TOTAL OF 0.2 HOUR/WEEK. THERE SHALL BE NO MORE THAN 5 DAYS BETWEEN THE LAST VISIT IN ONE WEEK AND THE FIRST VISIT IN THE NEXT WEEK. | N | Y | AMVETS POST #14 | 10450 SE DIXIE HIGHWAY |  | HOBE SOUND | FL | 34955 |  |  |  | DANNY ROBINSON | AMVETS POST #14 | 10450 S. DIXIE HWY |  | HOBE SOUND | FL | 33455 |  | 7725466004 |  | OTHER | 25 | 1250 | 1 | 2019-03-07 | 2019-02-12 | NC01 | 50
4 | MARTIN | SED |  | 4434565 | OTHER PUBLIC WATER SYSTEM | CHLORINATION; AERATION FOR REMOVAL OF ANY SECONDARY CONTAMINANT, SULFIDE, OR ANY UNREGULATED CONTAMINANT; CORROSION CONTROL INHIBITOR ADDITION; HYPOCHLORINATION; IRON OR MANGANESE SEQUESTRATION; OR ULTRAVIOLET RADIATION. THE LEAD/CHIEF OPERATOR MUST BE CLASS D OR HIGHER. 50,000 GPD UP TO 0.25 MGD-STAFFING BY CLASS D OR HIGHER OPERATOR: 3 VISITS/WEEK ON NONCONSECUTIVE DAYS FOR A TOTAL OF 0.3 HOUR/WEEK. LESS THAN 50,000 GPD-STAFFING BY A CLASS D OR HIGHER OPERATOR: 2 VISITS/WEEK ON NONCONSECUTIVE DAYS FOR A TOTAL OF 0.2 HOUR/WEEK. THERE SHALL BE NO MORE THAN 5 DAYS BETWEEN THE LAST VISIT IN ONE WEEK AND THE FIRST VISIT IN THE NEXT WEEK. | N | Y | PALM CITY II LANDFILL WTP | 9101 SW BUSCH STREET |  | PALM CITY | FL | 34990 | [13 empty] | COUNTY | 22 | 1750 | 3 |  |  | NAF | 0
4 | MARTIN | SED | DKDAVIS56@AOL.COM | 4434567 | NONCOMMUNITY | CHLORINATION; AERATION FOR REMOVAL OF ANY SECONDARY CONTAMINANT, SULFIDE, OR ANY UNREGULATED CONTAMINANT; CORROSION CONTROL INHIBITOR ADDITION; HYPOCHLORINATION; IRON OR MANGANESE SEQUESTRATION; OR ULTRAVIOLET RADIATION. THE LEAD/CHIEF OPERATOR MUST BE CLASS D OR HIGHER. 50,000 GPD UP TO 0.25 MGD-STAFFING BY CLASS D OR HIGHER OPERATOR: 3 VISITS/WEEK ON NONCONSECUTIVE DAYS FOR A TOTAL OF 0.3 HOUR/WEEK. LESS THAN 50,000 GPD-STAFFING BY A CLASS D OR HIGHER OPERATOR: 2 VISITS/WEEK ON NONCONSECUTIVE DAYS FOR A TOTAL OF 0.2 HOUR/WEEK. THERE SHALL BE NO MORE THAN 5 DAYS BETWEEN THE LAST VISIT IN ONE WEEK AND THE FIRST VISIT IN THE NEXT WEEK. | N | Y | POMA PARCEL 15 | 2049 SW POMA DRIVE |  | PALM CITY | FL | 34990 |  | 7722830099 |  | KENT DAVIS | FRANK POMA | 2049 SW POMA DRIVE |  | PALM CITY | FL | 34990 |  | 7722830099 |  | INVESTOR | 66 | 1990 | 2 | 2013-07-18 | 2019-05-09 | NC01 | 50
4 | MARTIN | SED |  | 4434568 | NONCOMMUNITY | CHLORINATION; AERATION FOR REMOVAL OF ANY SECONDARY CONTAMINANT, SULFIDE, OR ANY UNREGULATED CONTAMINANT; CORROSION CONTROL INHIBITOR ADDITION; HYPOCHLORINATION; IRON OR MANGANESE SEQUESTRATION; OR ULTRAVIOLET RADIATION. THE LEAD/CHIEF OPERATOR MUST BE CLASS D OR HIGHER. 50,000 GPD UP TO 0.25 MGD-STAFFING BY CLASS D OR HIGHER OPERATOR: 3 VISITS/WEEK ON NONCONSECUTIVE DAYS FOR A TOTAL OF 0.3 HOUR/WEEK. LESS THAN 50,000 GPD-STAFFING BY A CLASS D OR HIGHER OPERATOR: 2 VISITS/WEEK ON NONCONSECUTIVE DAYS FOR A TOTAL OF 0.2 HOUR/WEEK. THERE SHALL BE NO MORE THAN 5 DAYS BETWEEN THE LAST VISIT IN ONE WEEK AND THE FIRST VISIT IN THE NEXT WEEK. | N | Y | POMA PARCEL 2 | 2310 SW POMA DRIVE |  | PALM CITY | FL | 34990 |  | 7722830099 |  |  | KATHLEEN FOLEY | 4249 SW HIGH MEADOW AVE |  | PALM CITY | FL | 34990 |  | 7722667137 |  | INVESTOR | 25 | 1985 | 2 | 2013-07-18 | 2019-05-09 | NC01 | 50
4 | MARTIN | SED |  | 4434569 | NONCOMMUNITY | CHLORINATION; AERATION FOR REMOVAL OF ANY SECONDARY CONTAMINANT, SULFIDE, OR ANY UNREGULATED CONTAMINANT; CORROSION CONTROL INHIBITOR ADDITION; HYPOCHLORINATION; IRON OR MANGANESE SEQUESTRATION; OR ULTRAVIOLET RADIATION. THE LEAD/CHIEF OPERATOR MUST BE CLASS D OR HIGHER. 50,000 GPD UP TO 0.25 MGD-STAFFING BY CLASS D OR HIGHER OPERATOR: 3 VISITS/WEEK ON NONCONSECUTIVE DAYS FOR A TOTAL OF 0.3 HOUR/WEEK. LESS THAN 50,000 GPD-STAFFING BY A CLASS D OR HIGHER OPERATOR: 2 VISITS/WEEK ON NONCONSECUTIVE DAYS FOR A TOTAL OF 0.2 HOUR/WEEK. THERE SHALL BE NO MORE THAN 5 DAYS BETWEEN THE LAST VISIT IN ONE WEEK AND THE FIRST VISIT IN THE NEXT WEEK. | N | Y | POMA PARCEL 3 | 2220 SW POMA DRIVE |  | PALM CITY | FL | 34990 |  | 7722830099 |  |  | KATHLEEN FOLEY | 4249 SW HIGH MEADOW AVE |  | PALM CITY | FL | 34990 |  | 7722667137 |  | INVESTOR | 25 | 1995 | 2 | 2013-07-18 | 2019-05-09 | NC01 | 50
4 | MARTIN | SED | LEVY.GANTT@DOT.STATE.FL.US | 4434570 | NONCOMMUNITY | MEMBRANE PROCESSES, INCLUDING ELECTRODIALYSIS, ELECTRODIALYSIS REVERSAL, MICROFILTRATION, ULTRAFILTRATION, NANOFILTRATION, AND REVERSE OSMOSIS. THE LEAD/CHIEF OPERATOR MUST BE CLASS C OR HIGHER. 0.5 MGD UP TO 1.0 MGD-STAFFING BY CLASS C OR HIGHER OPERATOR: 6 HOURS/DAY FOR 5 DAYS/WEEK AND ONE VISIT ON EACH WEEKEND DAY. 0.1 MGD UP TO 0.5 MGD-STAFFING BY CLASS C OR HIGHER OPERATOR: 3 HOURS/DAY FOR 5 DAYS/WEEK AND ONE VISIT ON EACH WEEKEND DAY. LESS THAN 0.1 MGD-STAFFING BY CLASS C OR HIGHER OPERATOR: 1 HOUR/DAY FOR 5 DAYS/WEEK AND ONE VISIT ON EACH WEEKEND DAY. | N | Y | I-95 NORTHBOUND WEIGH STATION | 16511 SE I-95 |  | HOBE SOUND | FL | 33455 |  | 7724897087 |  | PETER GONZALEZ | PETER GONZALEZ | 3601 OLEANDER AVENUE |  | FORT PIERCE | FL | 34982 |  | 7725392069 |  | STATE | 25 | 2100 | 1 | 2012-08-08 | 2021-05-10 | NC01 | 50
4 | MARTIN | SED | KRISTIN@SOUTHFLORIDASHOOTINGCLUB.COM | 4434571 | NONCOMMUNITY | CHLORINATION; AERATION FOR REMOVAL OF ANY SECONDARY CONTAMINANT, SULFIDE, OR ANY UNREGULATED CONTAMINANT; CORROSION CONTROL INHIBITOR ADDITION; HYPOCHLORINATION; IRON OR MANGANESE SEQUESTRATION; OR ULTRAVIOLET RADIATION. THE LEAD/CHIEF OPERATOR MUST BE CLASS D OR HIGHER. 50,000 GPD UP TO 0.25 MGD-STAFFING BY CLASS D OR HIGHER OPERATOR: 3 VISITS/WEEK ON NONCONSECUTIVE DAYS FOR A TOTAL OF 0.3 HOUR/WEEK. LESS THAN 50,000 GPD-STAFFING BY A CLASS D OR HIGHER OPERATOR: 2 VISITS/WEEK ON NONCONSECUTIVE DAYS FOR A TOTAL OF 0.2 HOUR/WEEK. THERE SHALL BE NO MORE THAN 5 DAYS BETWEEN THE LAST VISIT IN ONE WEEK AND THE FIRST VISIT IN THE NEXT WEEK. | N | Y | SOUTH FLORIDA SHOOTING GROUNDS | 500 SW LONG DRIVE |  | PALM CITY | FL | 34990 |  | 7725975852 |  |  | KRISTIN MALTESE | 500 SW LONG DRIVE |  | PALM CITY | FL | 34990 |  | 7722602091 |  | INVESTOR | 25 | 1317 | 2 | 2014-03-28 | 2020-02-13 | NC01 | 50
4 | MARTIN | SED | levy.gantt@dot.state.fl.us | 4434572 | NONCOMMUNITY | CHLORINATION; AERATION FOR REMOVAL OF ANY SECONDARY CONTAMINANT, SULFIDE, OR ANY UNREGULATED CONTAMINANT; CORROSION CONTROL INHIBITOR ADDITION; HYPOCHLORINATION; IRON OR MANGANESE SEQUESTRATION; OR ULTRAVIOLET RADIATION. THE LEAD/CHIEF OPERATOR MUST BE CLASS D OR HIGHER. 50,000 GPD UP TO 0.25 MGD-STAFFING BY CLASS D OR HIGHER OPERATOR: 3 VISITS/WEEK ON NONCONSECUTIVE DAYS FOR A TOTAL OF 0.3 HOUR/WEEK. LESS THAN 50,000 GPD-STAFFING BY A CLASS D OR HIGHER OPERATOR: 2 VISITS/WEEK ON NONCONSECUTIVE DAYS FOR A TOTAL OF 0.2 HOUR/WEEK. THERE SHALL BE NO MORE THAN 5 DAYS BETWEEN THE LAST VISIT IN ONE WEEK AND THE FIRST VISIT IN THE NEXT WEEK. | N | Y | I-95 SOUTHBOUND WEIGH STATION | I95, JUST SOUTH OF ST LUCIE COUNTY LINE | SOUTH OF EXIT 114 | STUART | FL | 34990 |  | 8502457932 |  | KRIS KEHRES | KRIS KEHRES | 3601 OLEANDER AVE. |  | FORT PIERCE | FL | 34982 |  | 7724294927 |  | STATE | 25 | 2000 | 2 | 2016-06-16 | 2019-02-11 | NC01 | 50
4 | MARTIN | SED | BARRETT9@BELLSOUTH.NET | 4434573 | NONCOMMUNITY | CHLORINATION; AERATION FOR REMOVAL OF ANY SECONDARY CONTAMINANT, SULFIDE, OR ANY UNREGULATED CONTAMINANT; CORROSION CONTROL INHIBITOR ADDITION; HYPOCHLORINATION; IRON OR MANGANESE SEQUESTRATION; OR ULTRAVIOLET RADIATION. THE LEAD/CHIEF OPERATOR MUST BE CLASS D OR HIGHER. 50,000 GPD UP TO 0.25 MGD-STAFFING BY CLASS D OR HIGHER OPERATOR: 3 VISITS/WEEK ON NONCONSECUTIVE DAYS FOR A TOTAL OF 0.3 HOUR/WEEK. LESS THAN 50,000 GPD-STAFFING BY A CLASS D OR HIGHER OPERATOR: 2 VISITS/WEEK ON NONCONSECUTIVE DAYS FOR A TOTAL OF 0.2 HOUR/WEEK. THERE SHALL BE NO MORE THAN 5 DAYS BETWEEN THE LAST VISIT IN ONE WEEK AND THE FIRST VISIT IN THE NEXT WEEK. | N | Y | FAIRWAY PLAZA | 9425 SE FEDERAL HIGHWAY |  | HOBE SOUND | FL | 33455 |  | 7725452154 |  |  | DAVID RIZZO | 9425 SE FEDERAL HIGHWAY |  | HOBE SOUND | FL | 33455 |  | 7725452154 |  | INVESTOR | 25 | 7560 | 1 |  | 2021-05-27 | NC01 | 50
4 | MARTIN | SED |  | 4434574 | NONCOMMUNITY | CHLORINATION; AERATION FOR REMOVAL OF ANY SECONDARY CONTAMINANT, SULFIDE, OR ANY UNREGULATED CONTAMINANT; CORROSION CONTROL INHIBITOR ADDITION; HYPOCHLORINATION; IRON OR MANGANESE SEQUESTRATION; OR ULTRAVIOLET RADIATION. THE LEAD/CHIEF OPERATOR MUST BE CLASS D OR HIGHER. 50,000 GPD UP TO 0.25 MGD-STAFFING BY CLASS D OR HIGHER OPERATOR: 3 VISITS/WEEK ON NONCONSECUTIVE DAYS FOR A TOTAL OF 0.3 HOUR/WEEK. LESS THAN 50,000 GPD-STAFFING BY A CLASS D OR HIGHER OPERATOR: 2 VISITS/WEEK ON NONCONSECUTIVE DAYS FOR A TOTAL OF 0.2 HOUR/WEEK. THERE SHALL BE NO MORE THAN 5 DAYS BETWEEN THE LAST VISIT IN ONE WEEK AND THE FIRST VISIT IN THE NEXT WEEK. | N | Y | PALM CITY FARMS PRODUCE | 3706 SW CITRUS BLVD. |  | PALM CITY | FL | 34990 |  | 7727083021 |  |  | MARY E. DAWSON | 3706 SW CITRUS BLVD. |  | PALM CITY | FL | 34990 |  | 7727083021 |  | INVESTOR | 25 | 0 | 3 | 2018-08-07 | 2018-12-12 | NC01 | 50
4 | MARTIN | SED |  | 4434576 | NONCOMMUNITY | CHLORINATION; AERATION FOR REMOVAL OF ANY SECONDARY CONTAMINANT, SULFIDE, OR ANY UNREGULATED CONTAMINANT; CORROSION CONTROL INHIBITOR ADDITION; HYPOCHLORINATION; IRON OR MANGANESE SEQUESTRATION; OR ULTRAVIOLET RADIATION. THE LEAD/CHIEF OPERATOR MUST BE CLASS D OR HIGHER. 50,000 GPD UP TO 0.25 MGD-STAFFING BY CLASS D OR HIGHER OPERATOR: 3 VISITS/WEEK ON NONCONSECUTIVE DAYS FOR A TOTAL OF 0.3 HOUR/WEEK. LESS THAN 50,000 GPD-STAFFING BY A CLASS D OR HIGHER OPERATOR: 2 VISITS/WEEK ON NONCONSECUTIVE DAYS FOR A TOTAL OF 0.2 HOUR/WEEK. THERE SHALL BE NO MORE THAN 5 DAYS BETWEEN THE LAST VISIT IN ONE WEEK AND THE FIRST VISIT IN THE NEXT WEEK. | N | Y | GROVE XXIII CLUBHOUSE | 3335 MOOSKYS CROSSING |  | HOBE SOUND | FL | 33455 |  | 7722345234 |  |  | RICK MELCHIORI | 1701 STATE ROAD A1A |  | VERO BEACH | FL | 32963 |  | 7722345234 |  | INVESTOR | 154 | 4000 | 9 | 2020-02-13 | 2020-11-19 | NC01 | 50
4 | MARTIN | SED |  | 4434577 | NONCOMMUNITY | CHLORINATION; AERATION FOR REMOVAL OF ANY SECONDARY CONTAMINANT, SULFIDE, OR ANY UNREGULATED CONTAMINANT; CORROSION CONTROL INHIBITOR ADDITION; HYPOCHLORINATION; IRON OR MANGANESE SEQUESTRATION; OR ULTRAVIOLET RADIATION. THE LEAD/CHIEF OPERATOR MUST BE CLASS D OR HIGHER. 50,000 GPD UP TO 0.25 MGD-STAFFING BY CLASS D OR HIGHER OPERATOR: 3 VISITS/WEEK ON NONCONSECUTIVE DAYS FOR A TOTAL OF 0.3 HOUR/WEEK. LESS THAN 50,000 GPD-STAFFING BY A CLASS D OR HIGHER OPERATOR: 2 VISITS/WEEK ON NONCONSECUTIVE DAYS FOR A TOTAL OF 0.2 HOUR/WEEK. THERE SHALL BE NO MORE THAN 5 DAYS BETWEEN THE LAST VISIT IN ONE WEEK AND THE FIRST VISIT IN THE NEXT WEEK. | N | Y | GROVE XXIII COMFORT STATION | 3335 MOOSKYS CROSSING |  | HOBE SOUND | FL | 33455 |  | 7722345234 |  |  | RICK MELCHIORI | 1701 STATE ROAD A1A |  | VERO BEACH | FL | 32963 |  | 7722345234 |  | INVESTOR | 25 | 280 | 3 | 2020-02-13 | 2020-11-19 | NC01 | 50
4 | MARTIN | SED |  | 4434578 | NONCOMMUNITY | CHLORINATION; AERATION FOR REMOVAL OF ANY SECONDARY CONTAMINANT, SULFIDE, OR ANY UNREGULATED CONTAMINANT; CORROSION CONTROL INHIBITOR ADDITION; HYPOCHLORINATION; IRON OR MANGANESE SEQUESTRATION; OR ULTRAVIOLET RADIATION. THE LEAD/CHIEF OPERATOR MUST BE CLASS D OR HIGHER. 50,000 GPD UP TO 0.25 MGD-STAFFING BY CLASS D OR HIGHER OPERATOR: 3 VISITS/WEEK ON NONCONSECUTIVE DAYS FOR A TOTAL OF 0.3 HOUR/WEEK. LESS THAN 50,000 GPD-STAFFING BY A CLASS D OR HIGHER OPERATOR: 2 VISITS/WEEK ON NONCONSECUTIVE DAYS FOR A TOTAL OF 0.2 HOUR/WEEK. THERE SHALL BE NO MORE THAN 5 DAYS BETWEEN THE LAST VISIT IN ONE WEEK AND THE FIRST VISIT IN THE NEXT WEEK. | N | Y | GROVE XXIII MAINTENANCE BLDG | 3335 MOOSKYS CROSSING |  | HOBE SOUND | FL | 33455 |  | 7722345234 |  |  | RICK MELCHIORI | 1701 STATE ROAD A1A |  | VERO BEACH | FL | 32963 |  | 7722345234 |  | INVESTOR | 37 | 715 | 7 | 2020-02-13 | 2020-11-19 | NC01 | 50
4 | MARTIN | SED |  | 4434579 | NONTRANSIENT NONCOMMUNITY | CHLORINATION; AERATION FOR REMOVAL OF ANY SECONDARY CONTAMINANT, SULFIDE, OR ANY UNREGULATED CONTAMINANT; CORROSION CONTROL INHIBITOR ADDITION; HYPOCHLORINATION; IRON OR MANGANESE SEQUESTRATION; OR ULTRAVIOLET RADIATION. THE LEAD/CHIEF OPERATOR MUST BE CLASS D OR HIGHER. 50,000 GPD UP TO 0.25 MGD-STAFFING BY CLASS D OR HIGHER OPERATOR: 3 VISITS/WEEK ON NONCONSECUTIVE DAYS FOR A TOTAL OF 0.3 HOUR/WEEK. LESS THAN 50,000 GPD-STAFFING BY A CLASS D OR HIGHER OPERATOR: 2 VISITS/WEEK ON NONCONSECUTIVE DAYS FOR A TOTAL OF 0.2 HOUR/WEEK. THERE SHALL BE NO MORE THAN 5 DAYS BETWEEN THE LAST VISIT IN ONE WEEK AND THE FIRST VISIT IN THE NEXT WEEK. | N | Y | 3 BOYS FARM | 22205 SW MARTIN HIGHWAY |  | INDIANTOWN | FL | 34956 |  | 8152763470 |  |  | MICHAEL BONDURANT | 1112 N. FLAGLER DR. |  | FORT LAUDERDALE | FL | 33304 |  | 8152763470 |  | INVESTOR | 70 | 10000 | 2 |  | 2020-09-15 | NTNC | 100
4 | MARTIN | SED |  | 4434580 | NONCOMMUNITY | CHLORINATION; AERATION FOR REMOVAL OF ANY SECONDARY CONTAMINANT, SULFIDE, OR ANY UNREGULATED CONTAMINANT; CORROSION CONTROL INHIBITOR ADDITION; HYPOCHLORINATION; IRON OR MANGANESE SEQUESTRATION; OR ULTRAVIOLET RADIATION. THE LEAD/CHIEF OPERATOR MUST BE CLASS D OR HIGHER. 50,000 GPD UP TO 0.25 MGD-STAFFING BY CLASS D OR HIGHER OPERATOR: 3 VISITS/WEEK ON NONCONSECUTIVE DAYS FOR A TOTAL OF 0.3 HOUR/WEEK. LESS THAN 50,000 GPD-STAFFING BY A CLASS D OR HIGHER OPERATOR: 2 VISITS/WEEK ON NONCONSECUTIVE DAYS FOR A TOTAL OF 0.2 HOUR/WEEK. THERE SHALL BE NO MORE THAN 5 DAYS BETWEEN THE LAST VISIT IN ONE WEEK AND THE FIRST VISIT IN THE NEXT WEEK. | N | Y | ROCKIN H RANCH | 4181 SW BOATRAMP AVE |  | PALM CITY | FL | 34990 |  | 7722630225 |  |  | DAVID GONZALEZ | 4181 SW BOATRAMP AVE |  | PALM CITY | FL | 34990 |  | 7722630225 |  | INVESTOR | 150 | 36000 | 1 |  | 2020-09-17 | NC01 | 50
4 | MARTIN | SED | COLABFARMS@ICLOUD.COM | 4434581 | NONCOMMUNITY | CHLORINATION; AERATION FOR REMOVAL OF ANY SECONDARY CONTAMINANT, SULFIDE, OR ANY UNREGULATED CONTAMINANT; CORROSION CONTROL INHIBITOR ADDITION; HYPOCHLORINATION; IRON OR MANGANESE SEQUESTRATION; OR ULTRAVIOLET RADIATION. THE LEAD/CHIEF OPERATOR MUST BE CLASS D OR HIGHER. 50,000 GPD UP TO 0.25 MGD-STAFFING BY CLASS D OR HIGHER OPERATOR: 3 VISITS/WEEK ON NONCONSECUTIVE DAYS FOR A TOTAL OF 0.3 HOUR/WEEK. LESS THAN 50,000 GPD-STAFFING BY A CLASS D OR HIGHER OPERATOR: 2 VISITS/WEEK ON NONCONSECUTIVE DAYS FOR A TOTAL OF 0.2 HOUR/WEEK. THERE SHALL BE NO MORE THAN 5 DAYS BETWEEN THE LAST VISIT IN ONE WEEK AND THE FIRST VISIT IN THE NEXT WEEK. | N | Y | COLAB FARMS | 12951 SW PADDOCK DRIVE |  | INDIANTOWN | FL | 34956 |  | 5612625113 |  |  | PAM ALEXANDER | 736 SE BECKER RD |  | PORT ST. LUCIE | FL | 34984 |  | 5612625113 |  | INVESTOR | 100 | 2500 | 1 |  | 2021-02-05 | NC01 | 50
4 | OKEECHOBEE | SED |  | 4470086 | OTHER PUBLIC WATER SYSTEM | CHLORINATION; AERATION FOR REMOVAL OF ANY SECONDARY CONTAMINANT, SULFIDE, OR ANY UNREGULATED CONTAMINANT; CORROSION CONTROL INHIBITOR ADDITION; HYPOCHLORINATION; IRON OR MANGANESE SEQUESTRATION; OR ULTRAVIOLET RADIATION. THE LEAD/CHIEF OPERATOR MUST BE CLASS D OR HIGHER. 50,000 GPD UP TO 0.25 MGD-STAFFING BY CLASS D OR HIGHER OPERATOR: 3 VISITS/WEEK ON NONCONSECUTIVE DAYS FOR A TOTAL OF 0.3 HOUR/WEEK. LESS THAN 50,000 GPD-STAFFING BY A CLASS D OR HIGHER OPERATOR: 2 VISITS/WEEK ON NONCONSECUTIVE DAYS FOR A TOTAL OF 0.2 HOUR/WEEK. THERE SHALL BE NO MORE THAN 5 DAYS BETWEEN THE LAST VISIT IN ONE WEEK AND THE FIRST VISIT IN THE NEXT WEEK. | N | Y | GEORGEE GIRLZ | 12642 HWY 441 SE |  | OKEECHOBEE | FL | 34974 |  | 8637635151 |  |  | BILL BIRD | 2062 VISTA DRIVE |  | NORTH PALM BEACH | FL | 33408 |  | 5616623169 |  | INVESTOR | 50 | 0 | 2 | 2012-06-14 | 2009-03-25 | NAF | 0
4 | OKEECHOBEE | SED | JHAYFORD@OUAFL.COM | 4470257 | COMMUNITY | CONVENTIONAL FILTRATION (COAGULATION, FLOCCULATION, SEDIMENTATION, AND FILTRATION); DIRECT FILTRATION, (COAGULATION AND FILTRATION); OR LIME SOFTENING 1.0 MGD UP TO 5.0 MGD. STAFFING BY CLASS C OR HIGHER OPERATOR: 16 HOURS/DAY FOR 7 DAYS/WEEK. THE LEAD/CHIEF OPERATOR MUST BE CLASS B OR HIGHER. | Y | Y | OKEECHOBEE UTILITY AUTHORITY | 371 HIGHWAY 78 WEST |  | OKEECHOBEE | FL | 34972 |  | 8637633239 |  | KEVIN ROGERS | JOHN HAYFORD | 100 SW FIFTH AVE. |  | OKEECHOBEE | FL | 34974 |  | 8637639460 |  | MUNICIPALITY | 20000 | 4990000 | 9300 | 2014-06-09 | 2020-06-03 | DC03 | 2000
4 | OKEECHOBEE | SED | chriscov10@hotmail.com | 4470421 | NONCOMMUNITY | CHLORINATION; AERATION FOR REMOVAL OF ANY SECONDARY CONTAMINANT, SULFIDE, OR ANY UNREGULATED CONTAMINANT; CORROSION CONTROL INHIBITOR ADDITION; HYPOCHLORINATION; IRON OR MANGANESE SEQUESTRATION; OR ULTRAVIOLET RADIATION. THE LEAD/CHIEF OPERATOR MUST BE CLASS D OR HIGHER. 50,000 GPD UP TO 0.25 MGD-STAFFING BY CLASS D OR HIGHER OPERATOR: 3 VISITS/WEEK ON NONCONSECUTIVE DAYS FOR A TOTAL OF 0.3 HOUR/WEEK. LESS THAN 50,000 GPD-STAFFING BY A CLASS D OR HIGHER OPERATOR: 2 VISITS/WEEK ON NONCONSECUTIVE DAYS FOR A TOTAL OF 0.2 HOUR/WEEK. THERE SHALL BE NO MORE THAN 5 DAYS BETWEEN THE LAST VISIT IN ONE WEEK AND THE FIRST VISIT IN THE NEXT WEEK. | N | Y | LAKESIDE NORTH RV RESORT | 6500 HWY 441 S.E. |  | OKEECHOBEE | FL | 34974 |  | 8637636200 |  | KW PARKS, LLC | KEITH A WATTS | 6500 US HWY 441 SE |  | OKEECHOBEE | FL | 34974 |  | 2093291568 |  | INVESTOR | 128 | 12800 | 64 | 2019-02-06 | 2018-12-19 | NC01 | 50
4 | OKEECHOBEE | SED |  | 4471426 | OTHER PUBLIC WATER SYSTEM | CHLORINATION; AERATION FOR REMOVAL OF ANY SECONDARY CONTAMINANT, SULFIDE, OR ANY UNREGULATED CONTAMINANT; CORROSION CONTROL INHIBITOR ADDITION; HYPOCHLORINATION; IRON OR MANGANESE SEQUESTRATION; OR ULTRAVIOLET RADIATION. THE LEAD/CHIEF OPERATOR MUST BE CLASS D OR HIGHER. 50,000 GPD UP TO 0.25 MGD-STAFFING BY CLASS D OR HIGHER OPERATOR: 3 VISITS/WEEK ON NONCONSECUTIVE DAYS FOR A TOTAL OF 0.3 HOUR/WEEK. LESS THAN 50,000 GPD-STAFFING BY A CLASS D OR HIGHER OPERATOR: 2 VISITS/WEEK ON NONCONSECUTIVE DAYS FOR A TOTAL OF 0.2 HOUR/WEEK. THERE SHALL BE NO MORE THAN 5 DAYS BETWEEN THE LAST VISIT IN ONE WEEK AND THE FIRST VISIT IN THE NEXT WEEK. | N | Y | POOR-TOMS TIRE & SERVICE CTR. | 8675 HIGHWAY 441 S.E. |  | OKEECHOBEE | FL | 33474 |  | 8137634243 |  | TOM DAVIS | TOM DAVIS | 8675 SOUTH HWY #441 |  | OKEECHOBEE | FL | 33474 |  | 8137631365 |  | INVESTOR | 250 | 2000 | 2 | 2084-05-19 | 2084-05-19 | NAF | 0
4 | OKEECHOBEE | SED | dave@daveslade.COM | 4471727 | NONCOMMUNITY | CHLORINATION; AERATION FOR REMOVAL OF ANY SECONDARY CONTAMINANT, SULFIDE, OR ANY UNREGULATED CONTAMINANT; CORROSION CONTROL INHIBITOR ADDITION; HYPOCHLORINATION; IRON OR MANGANESE SEQUESTRATION; OR ULTRAVIOLET RADIATION. THE LEAD/CHIEF OPERATOR MUST BE CLASS D OR HIGHER. 50,000 GPD UP TO 0.25 MGD-STAFFING BY CLASS D OR HIGHER OPERATOR: 3 VISITS/WEEK ON NONCONSECUTIVE DAYS FOR A TOTAL OF 0.3 HOUR/WEEK. LESS THAN 50,000 GPD-STAFFING BY A CLASS D OR HIGHER OPERATOR: 2 VISITS/WEEK ON NONCONSECUTIVE DAYS FOR A TOTAL OF 0.2 HOUR/WEEK. THERE SHALL BE NO MORE THAN 5 DAYS BETWEEN THE LAST VISIT IN ONE WEEK AND THE FIRST VISIT IN THE NEXT WEEK. | N | Y | LAKE OKEECHOBEE RV PARK | 6070 HIGHWAY 441 SOUTH |  | OKEECHOBEE | FL | 34974 |  | 8635323550 |  | DAN | DAVE SLADE | 2719 BOSQUE DEL SOL LANE |  | ALBUQUERQUE | NM | 87120 |  |  |  | INVESTOR | 104 | 10000 | 52 | 2018-11-14 | 2018-08-07 | NC01 | 50
4 | OKEECHOBEE | SED |  | 4471728 | OTHER PUBLIC WATER SYSTEM | CHLORINATION; AERATION FOR REMOVAL OF ANY SECONDARY CONTAMINANT, SULFIDE, OR ANY UNREGULATED CONTAMINANT; CORROSION CONTROL INHIBITOR ADDITION; HYPOCHLORINATION; IRON OR MANGANESE SEQUESTRATION; OR ULTRAVIOLET RADIATION. THE LEAD/CHIEF OPERATOR MUST BE CLASS D OR HIGHER. 50,000 GPD UP TO 0.25 MGD-STAFFING BY CLASS D OR HIGHER OPERATOR: 3 VISITS/WEEK ON NONCONSECUTIVE DAYS FOR A TOTAL OF 0.3 HOUR/WEEK. LESS THAN 50,000 GPD-STAFFING BY A CLASS D OR HIGHER OPERATOR: 2 VISITS/WEEK ON NONCONSECUTIVE DAYS FOR A TOTAL OF 0.2 HOUR/WEEK. THERE SHALL BE NO MORE THAN 5 DAYS BETWEEN THE LAST VISIT IN ONE WEEK AND THE FIRST VISIT IN THE NEXT WEEK. | N | Y | ENRICO DAIRY | 6001 SE 128TH AVENUE |  | OKEECHOBEE | FL | 34972 |  | 8137636002 |  |  | ROBERT ENRICO | 6001 SE 128TH AVENUE |  | OKEECHOBEE | FL | 34972 |  | 8137636002 |  | INVESTOR | 48 | 1 | 16 | 2092-03-10 |  | NAF | 0
4 | OKEECHOBEE | SED | CAROL.FRIEL@DOT.STATE.FL.US | 4471730 | NONTRANSIENT NONCOMMUNITY | CHLORINATION; AERATION FOR REMOVAL OF ANY SECONDARY CONTAMINANT, SULFIDE, OR ANY UNREGULATED CONTAMINANT; CORROSION CONTROL INHIBITOR ADDITION; HYPOCHLORINATION; IRON OR MANGANESE SEQUESTRATION; OR ULTRAVIOLET RADIATION. THE LEAD/CHIEF OPERATOR MUST BE CLASS C OR HIGHER. 5.0 MGD AND ABOVE-STAFFING BY CLASS C OR HIGHER OPERATOR: 6 HOURS/DAY FOR 5 DAYS/WEEK AND ONE VISIT ON EACH WEEKEND DAY. 3.0 MGD UP TO 5.0 MGD-STAFFING BY CLASS C OR HIGHER OPERATOR: 1 HOUR/DAY FOR 5 DAYS/WEEK AND ONE VISIT ON EACH WEEKEND DAY. 0.25 MGD UP TO 3.0 MGD-STAFFING BY CLASS C OR HIGHER OPERATOR: 5 VISITS/WEEK AND ONE VISIT EACH WEEKEND FOR A TOTAL OF 0.6 HOUR/WEEK. | N | Y | FORT DRUM SERVICE PLAZA | MILE MARKER 184 FLORIDA TURNPIKE |  | OKEECHOBEE | FL | 34972 |  | 5618512590 |  | CAROL FRIEL | SANTIAGO ALVAREZ | P.O. BOX 9828 |  | FT LAUDERDALE | FL | 33310 | 9828 | 9549341261 |  | STATE | 30 | 210000 | 8 | 2013-09-06 | 2020-07-23 | NTNC | 100
4 | OKEECHOBEE | SED | krogers@ouafl.com | 4471735 | NONCOMMUNITY | CHLORINATION; AERATION FOR REMOVAL OF ANY SECONDARY CONTAMINANT, SULFIDE, OR ANY UNREGULATED CONTAMINANT; CORROSION CONTROL INHIBITOR ADDITION; HYPOCHLORINATION; IRON OR MANGANESE SEQUESTRATION; OR ULTRAVIOLET RADIATION. THE LEAD/CHIEF OPERATOR MUST BE CLASS D OR HIGHER. 50,000 GPD UP TO 0.25 MGD-STAFFING BY CLASS D OR HIGHER OPERATOR: 3 VISITS/WEEK ON NONCONSECUTIVE DAYS FOR A TOTAL OF 0.3 HOUR/WEEK. LESS THAN 50,000 GPD-STAFFING BY A CLASS D OR HIGHER OPERATOR: 2 VISITS/WEEK ON NONCONSECUTIVE DAYS FOR A TOTAL OF 0.2 HOUR/WEEK. THERE SHALL BE NO MORE THAN 5 DAYS BETWEEN THE LAST VISIT IN ONE WEEK AND THE FIRST VISIT IN THE NEXT WEEK. | N | Y | BARLOW'S RV PARK | 12626 HIGHWAY 441 SE |  | OKEECHOBEE | FL | 34974 |  | 8637638747 |  | RICHARD HARRISON | RICHARD HARRISON | 12626 HIGHWAY 441 SE | LOT 17 | OKEECHOBEE | FL | 34974 |  | 8637638747 |  | INVESTOR | 116 | 28800 | 58 | 2018-05-31 | 2018-05-30 | NC01 | 50
4 | OKEECHOBEE | SED | ALUTOKAMUS@AOL.COM | 4471736 | COMMUNITY | AERATION FOR REMOVAL OF ANY PRIMARY CONTAMINANT; ALKALINITY/PH ADJUSTMENT; CHLORAMIN ATION; CHLORINE DIOXIDE FOR OXIDATION OR DISINFECTION; FLUORIDATION; ION EXCHANGE FOR REMOVAL OF ANY SECONDARY CONTAMINANT, SULFIDE, OR ANY UNREGULATED CONTAMINANT; OR OZONATION LESS THAN 0.1 MGD. STAFFING BY A CLASS D OR HIGHER OPERATOR: 3 VISITS/WEEK ON NONCONSECUTIVE DAYS FOR A TOTAL OF 0.6 HOUR/WEEK. THE LEAD/CHIEF OPERATOR MUST BE CLASS D OR HIGHER. | N | Y | VILLA MARGARET | 4648 HIGHWAY 441 NORTH |  | OKEECHOBEE | FL | 34972 |  | 8637630700 |  | STEVE KOTULA & RUSSELL HEATON | STEVE KOTULA & RUSSELL HEATON | 4648 HIGHWAY 441 NORTH |  | OKEECHOBEE | FL | 34972 |  | 8637630700 |  | INVESTOR | 132 | 27000 | 66 | 2017-08-14 | 2020-04-29 | DC06 | 100
4 | OKEECHOBEE | SED | krogers@ouafl.com | 4474131 | NONCOMMUNITY | CHLORINATION; AERATION FOR REMOVAL OF ANY SECONDARY CONTAMINANT, SULFIDE, OR ANY UNREGULATED CONTAMINANT; CORROSION CONTROL INHIBITOR ADDITION; HYPOCHLORINATION; IRON OR MANGANESE SEQUESTRATION; OR ULTRAVIOLET RADIATION. THE LEAD/CHIEF OPERATOR MUST BE CLASS D OR HIGHER. 50,000 GPD UP TO 0.25 MGD-STAFFING BY CLASS D OR HIGHER OPERATOR: 3 VISITS/WEEK ON NONCONSECUTIVE DAYS FOR A TOTAL OF 0.3 HOUR/WEEK. LESS THAN 50,000 GPD-STAFFING BY A CLASS D OR HIGHER OPERATOR: 2 VISITS/WEEK ON NONCONSECUTIVE DAYS FOR A TOTAL OF 0.2 HOUR/WEEK. THERE SHALL BE NO MORE THAN 5 DAYS BETWEEN THE LAST VISIT IN ONE WEEK AND THE FIRST VISIT IN THE NEXT WEEK. | N | Y | FORT DRUM STORE | 31309 HWY 441 N |  | OKEECHOBEE | FL | 34972 |  | 8637638780 |  | KEVIN ROGERS | AMINUL ISLAM | 31309 HWY 441 NORTH |  | OKEECHOBEE | FL | 34972 |  | 8633573232 |  | INVESTOR | 25 | 11500 | 1 | 2019-05-15 | 2019-03-13 | NC01 | 50
4 | OKEECHOBEE | SED | indianhammock@gmail.com | 4474134 | NONCOMMUNITY | CHLORINATION; AERATION FOR REMOVAL OF ANY SECONDARY CONTAMINANT, SULFIDE, OR ANY UNREGULATED CONTAMINANT; CORROSION CONTROL INHIBITOR ADDITION; HYPOCHLORINATION; IRON OR MANGANESE SEQUESTRATION; OR ULTRAVIOLET RADIATION. THE LEAD/CHIEF OPERATOR MUST BE CLASS D OR HIGHER. 50,000 GPD UP TO 0.25 MGD-STAFFING BY CLASS D OR HIGHER OPERATOR: 3 VISITS/WEEK ON NONCONSECUTIVE DAYS FOR A TOTAL OF 0.3 HOUR/WEEK. LESS THAN 50,000 GPD-STAFFING BY A CLASS D OR HIGHER OPERATOR: 2 VISITS/WEEK ON NONCONSECUTIVE DAYS FOR A TOTAL OF 0.2 HOUR/WEEK. THERE SHALL BE NO MORE THAN 5 DAYS BETWEEN THE LAST VISIT IN ONE WEEK AND THE FIRST VISIT IN THE NEXT WEEK. | N | Y | INDIAN HAMMOCK HUNT/RIDING CLB | 32801 HWY 441 N #400 |  | OKEECHOBEE | FL | 34972 |  | 8635325510 |  | ROBERT BAUM | ROBERT BAUM | 32801 HWY 441 N | SUITE 400 | OKEECHOBEE | FL | 34972 |  | 8637639401 |  | OTHER | 25 | 11000 | 2 | 2017-11-08 | 2021-02-10 | NC01 | 50
4 | OKEECHOBEE | SED | ancientoaks1@comcast.net | 4474396 | COMMUNITY | ACTIVATED CARBON PROCESSES; DIATOMACEOUS EARTH FILTRATION; ION EXCHANGE FOR REMOVAL OF ANY PRIMARY CONTAMINANT; ION AND MANGANESE REMOVAL (OXIDATION, DETENTION, AND FILTRATION); OR SLOW SAND FILTRATION. LEAD/CHIEF OPERATOR MUST BE CLASS C OR HIGHER. 1.0 MGD UP TO 2.0 MGD-STAFFING BY CLASS C OR HIGHER OPERATOR: 6 HOURS/DAY FOR 5 DAYS/WEEK AND ONE VISIT ON EACH WEEKEND DAY. 0.5 MGD UP TO 1.0 MGD-STAFFING BY CLASS C OR HIGHER OPERATOR: 3 HOURS/DAY FOR 5 DAYS/WEEK AND ONE VISIT ON EACH WEEKEND DAY. 0.25 MGD UP TO 0.5 MGD-STAFFING BY CLASS C OR HIGHER OPERATOR: 1 HOUR/DAY FOR 5 DAYS/WEEK AND ONE VISIT ON EACH WEEKEND DAY. LESS THAN 0.25 MGD-STAFFING BY CLASS C OR HIGHER OPERATOR: 5 VISITS/WEEK AND ONE VISIT EACH WEEKEND FOR A TOTAL OF 1.8 HOURS/WEEK. | N | Y | ANCIENT OAKS RV RESORT | 6407 SOUTHEAST US HIGHWAY 441 |  | OKEECHOBEE | FL | 34974 | 9593 | 8637630991 |  | LAWENCE WM SMITH II | CHERYLE FERRALL | 6407 SE US 441 |  | OKEECHOBEE | FL | 34974 |  | 8634676677 |  | INVESTOR | 745 | 86400 | 700 | 2019-10-30 | 2020-12-10 | DC05 | 500
4 | OKEECHOBEE | SED | bigwaterrvpark@gmail.com | 4474397 | NONCOMMUNITY | CHLORINATION; AERATION FOR REMOVAL OF ANY SECONDARY CONTAMINANT, SULFIDE, OR ANY UNREGULATED CONTAMINANT; CORROSION CONTROL INHIBITOR ADDITION; HYPOCHLORINATION; IRON OR MANGANESE SEQUESTRATION; OR ULTRAVIOLET RADIATION. THE LEAD/CHIEF OPERATOR MUST BE CLASS D OR HIGHER. 50,000 GPD UP TO 0.25 MGD-STAFFING BY CLASS D OR HIGHER OPERATOR: 3 VISITS/WEEK ON NONCONSECUTIVE DAYS FOR A TOTAL OF 0.3 HOUR/WEEK. LESS THAN 50,000 GPD-STAFFING BY A CLASS D OR HIGHER OPERATOR: 2 VISITS/WEEK ON NONCONSECUTIVE DAYS FOR A TOTAL OF 0.2 HOUR/WEEK. THERE SHALL BE NO MORE THAN 5 DAYS BETWEEN THE LAST VISIT IN ONE WEEK AND THE FIRST VISIT IN THE NEXT WEEK. | N | Y | BIG WATER RV | 11553 HIGHWAY 441 S.E. |  | OKEECHOBEE | FL | 34974 |  | 3022181818 |  |  | WILLIAM LARRY ADKINS | 9 LILAC CT. |  | STAFFORD | VA | 22554 |  | 7036566028 |  | INVESTOR | 56 | 10000 | 28 | 2014-05-21 | 2021-04-01 | NC01 | 50
4 | OKEECHOBEE | SED | seafoxman@yahoo.com | 4474399 | NONCOMMUNITY | CHLORINATION; AERATION FOR REMOVAL OF ANY SECONDARY CONTAMINANT, SULFIDE, OR ANY UNREGULATED CONTAMINANT; CORROSION CONTROL INHIBITOR ADDITION; HYPOCHLORINATION; IRON OR MANGANESE SEQUESTRATION; OR ULTRAVIOLET RADIATION. THE LEAD/CHIEF OPERATOR MUST BE CLASS D OR HIGHER. 50,000 GPD UP TO 0.25 MGD-STAFFING BY CLASS D OR HIGHER OPERATOR: 3 VISITS/WEEK ON NONCONSECUTIVE DAYS FOR A TOTAL OF 0.3 HOUR/WEEK. LESS THAN 50,000 GPD-STAFFING BY A CLASS D OR HIGHER OPERATOR: 2 VISITS/WEEK ON NONCONSECUTIVE DAYS FOR A TOTAL OF 0.2 HOUR/WEEK. THERE SHALL BE NO MORE THAN 5 DAYS BETWEEN THE LAST VISIT IN ONE WEEK AND THE FIRST VISIT IN THE NEXT WEEK. | N | Y | WATER'S EDGE MOTOR COACH RESORT | 12766 SE HIGHWAY 441 |  | OKEECHOBEE | FL | 34974 |  | 8633575757 |  |  | SUE BAKER | 17 SE EGLIN PARKWAY |  | FORT WALTON BEACH | FL | 32548 |  |  |  | INVESTOR | 60 | 12600 | 31 | 2014-08-06 | 2021-11-19 | NC01 | 50
4 | OKEECHOBEE | SED | raspden@faithfarm.org | 4474408 | NONTRANSIENT NONCOMMUNITY | CHLORINATION; AERATION FOR REMOVAL OF ANY SECONDARY CONTAMINANT, SULFIDE, OR ANY UNREGULATED CONTAMINANT; CORROSION CONTROL INHIBITOR ADDITION; HYPOCHLORINATION; IRON OR MANGANESE SEQUESTRATION; OR ULTRAVIOLET RADIATION. THE LEAD/CHIEF OPERATOR MUST BE CLASS D OR HIGHER. 50,000 GPD UP TO 0.25 MGD-STAFFING BY CLASS D OR HIGHER OPERATOR: 3 VISITS/WEEK ON NONCONSECUTIVE DAYS FOR A TOTAL OF 0.3 HOUR/WEEK. LESS THAN 50,000 GPD-STAFFING BY A CLASS D OR HIGHER OPERATOR: 2 VISITS/WEEK ON NONCONSECUTIVE DAYS FOR A TOTAL OF 0.2 HOUR/WEEK. THERE SHALL BE NO MORE THAN 5 DAYS BETWEEN THE LAST VISIT IN ONE WEEK AND THE FIRST VISIT IN THE NEXT WEEK. | N | Y | FAITH FARM MINISTRIES | 7595 N.E.128TH AVENUE |  | OKEECHOBEE | FL | 34974 |  | 8637634224 |  | R COLLINS | MICHAEL BROWN | 9538 US 441 |  | BOYNTON BEACH | FL | 33472 |  | 5617372259 | 2253 | INVESTOR | 94 | 4500 | 15 | 2013-08-06 | 2021-04-01 | NTNC | 100
4 | OKEECHOBEE | SED | JCWITTECKUTILITIES@GMAIL.COM | 4474414 | NONCOMMUNITY | CHLORINATION; AERATION FOR REMOVAL OF ANY SECONDARY CONTAMINANT, SULFIDE, OR ANY UNREGULATED CONTAMINANT; CORROSION CONTROL INHIBITOR ADDITION; HYPOCHLORINATION; IRON OR MANGANESE SEQUESTRATION; OR ULTRAVIOLET RADIATION. THE LEAD/CHIEF OPERATOR MUST BE CLASS D OR HIGHER. 50,000 GPD UP TO 0.25 MGD-STAFFING BY CLASS D OR HIGHER OPERATOR: 3 VISITS/WEEK ON NONCONSECUTIVE DAYS FOR A TOTAL OF 0.3 HOUR/WEEK. LESS THAN 50,000 GPD-STAFFING BY A CLASS D OR HIGHER OPERATOR: 2 VISITS/WEEK ON NONCONSECUTIVE DAYS FOR A TOTAL OF 0.2 HOUR/WEEK. THERE SHALL BE NO MORE THAN 5 DAYS BETWEEN THE LAST VISIT IN ONE WEEK AND THE FIRST VISIT IN THE NEXT WEEK. | N | Y | LAKE SUN LODGE AND RV - BIG LAKE LODGE | 8680 HIGHWAY 441 SOUTH | WWW.BIGLAKELODGE.ORG | OKEECHOBEE | FL | 34974 |  | 8637634638 |  | DALE BLOW | DALE BLOW | 8680 US 441 SE |  | OKEECHOBEE | FL | 34974 |  | 8637634638 |  | INVESTOR | 90 | 7100 | 45 | 2019-09-12 | 2019-06-06 | NC01 | 50
4 | OKEECHOBEE | SED | seafoxman@yahoo.com | 4474421 | NONCOMMUNITY | CHLORINATION; AERATION FOR REMOVAL OF ANY SECONDARY CONTAMINANT, SULFIDE, OR ANY UNREGULATED CONTAMINANT; CORROSION CONTROL INHIBITOR ADDITION; HYPOCHLORINATION; IRON OR MANGANESE SEQUESTRATION; OR ULTRAVIOLET RADIATION. THE LEAD/CHIEF OPERATOR MUST BE CLASS D OR HIGHER. 50,000 GPD UP TO 0.25 MGD-STAFFING BY CLASS D OR HIGHER OPERATOR: 3 VISITS/WEEK ON NONCONSECUTIVE DAYS FOR A TOTAL OF 0.3 HOUR/WEEK. LESS THAN 50,000 GPD-STAFFING BY A CLASS D OR HIGHER OPERATOR: 2 VISITS/WEEK ON NONCONSECUTIVE DAYS FOR A TOTAL OF 0.2 HOUR/WEEK. THERE SHALL BE NO MORE THAN 5 DAYS BETWEEN THE LAST VISIT IN ONE WEEK AND THE FIRST VISIT IN THE NEXT WEEK. | N | Y | LOG HARBOR CONDOMINIUMS | 8400 US HWY 441 SE |  | OKEECHOBEE | FL | 34974 |  | 8637631129 |  | KEVIN ROGERS | DIANE MUSH | 4882 SE BAYSHORE TERRACE |  | STUART | FL | 34977 |  | 7722019578 |  | INVESTOR | 60 | 11500 | 30 | 2014-10-01 | 2018-05-31 | NC01 | 50
4 | OKEECHOBEE | SED | CHOBEE36CO@AOL.COM | 4474422 | NONCOMMUNITY | AERATION FOR REMOVAL OF ANY PRIMARY CONTAMINANT; ALKALINITY/PH ADJUSTMENT; CHLORAMIN ATION; CHLORINE DIOXIDE FOR OXIDATION OR DISINFECTION; FLUORIDATION; ION EXCHANGE FOR REMOVAL OF ANY SECONDARY CONTAMINANT, SULFIDE, OR ANY UNREGULATED CONTAMINANT; OR OZONATION LESS THAN 0.1 MGD. STAFFING BY A CLASS D OR HIGHER OPERATOR: 3 VISITS/WEEK ON NONCONSECUTIVE DAYS FOR A TOTAL OF 0.6 HOUR/WEEK. THE LEAD/CHIEF OPERATOR MUST BE CLASS D OR HIGHER. | N | Y | CROSSROADS RESTAURANT | 5050 NE 128TH AVENUE |  | OKEECHOBEE | FL | 34974 |  | 8637638333 |  |  | DAVID AND CAROLYN DOUGLAS | 12358 NE 112TH ST. |  | OKEECHOBEE | FL | 34972 |  | 8637638333 |  | INVESTOR | 60 | 5900 | 1 | 2013-08-20 | 2019-10-14 | NC01 | 50
4 | OKEECHOBEE | SED | KREITMANSHEILA@YAHOO.COM | 4474423 | NONCOMMUNITY | CHLORINATION; AERATION FOR REMOVAL OF ANY SECONDARY CONTAMINANT, SULFIDE, OR ANY UNREGULATED CONTAMINANT; CORROSION CONTROL INHIBITOR ADDITION; HYPOCHLORINATION; IRON OR MANGANESE SEQUESTRATION; OR ULTRAVIOLET RADIATION. THE LEAD/CHIEF OPERATOR MUST BE CLASS D OR HIGHER. 50,000 GPD UP TO 0.25 MGD-STAFFING BY CLASS D OR HIGHER OPERATOR: 3 VISITS/WEEK ON NONCONSECUTIVE DAYS FOR A TOTAL OF 0.3 HOUR/WEEK. LESS THAN 50,000 GPD-STAFFING BY A CLASS D OR HIGHER OPERATOR: 2 VISITS/WEEK ON NONCONSECUTIVE DAYS FOR A TOTAL OF 0.2 HOUR/WEEK. THERE SHALL BE NO MORE THAN 5 DAYS BETWEEN THE LAST VISIT IN ONE WEEK AND THE FIRST VISIT IN THE NEXT WEEK. | N | Y | BROTHERS RV RESORT | 8190 HWY 441 SE |  | OKEECHOBEE | FL | 34974 |  | 8637633248 |  |  | ALAN KREITMAN | 8190 US 441 SE |  | OKEECHOBEE | FL | 34974 |  | 5613127258 |  | INVESTOR | 36 | 3300 | 19 | 2019-09-12 | 2019-06-06 | NC01 | 50
4 | OKEECHOBEE | SED | JCWITTECKUTILITIES@GMAIL.COM | 4474426 | NONCOMMUNITY | CHLORINATION; AERATION FOR REMOVAL OF ANY SECONDARY CONTAMINANT, SULFIDE, OR ANY UNREGULATED CONTAMINANT; CORROSION CONTROL INHIBITOR ADDITION; HYPOCHLORINATION; IRON OR MANGANESE SEQUESTRATION; OR ULTRAVIOLET RADIATION. THE LEAD/CHIEF OPERATOR MUST BE CLASS D OR HIGHER. 50,000 GPD UP TO 0.25 MGD-STAFFING BY CLASS D OR HIGHER OPERATOR: 3 VISITS/WEEK ON NONCONSECUTIVE DAYS FOR A TOTAL OF 0.3 HOUR/WEEK. LESS THAN 50,000 GPD-STAFFING BY A CLASS D OR HIGHER OPERATOR: 2 VISITS/WEEK ON NONCONSECUTIVE DAYS FOR A TOTAL OF 0.2 HOUR/WEEK. THERE SHALL BE NO MORE THAN 5 DAYS BETWEEN THE LAST VISIT IN ONE WEEK AND THE FIRST VISIT IN THE NEXT WEEK. | N | Y | KNOT'S LANDING | 5300 SE HIGHWAY 441 |  | OKEECHOBEE | FL | 34974 |  | 8636235959 |  | STEVEN BLOW | DALE BLOW | 2018 SE 21ST ST |  | CAPE CORAL | FL | 33990 |  | 2396777279 |  | INVESTOR | 60 | 10000 | 18 | 2020-12-18 | 2020-10-07 | NC01 | 50
4 | OKEECHOBEE | SED |  | 4474428 | OTHER PUBLIC WATER SYSTEM | CHLORINATION; AERATION FOR REMOVAL OF ANY SECONDARY CONTAMINANT, SULFIDE, OR ANY UNREGULATED CONTAMINANT; CORROSION CONTROL INHIBITOR ADDITION; HYPOCHLORINATION; IRON OR MANGANESE SEQUESTRATION; OR ULTRAVIOLET RADIATION. THE LEAD/CHIEF OPERATOR MUST BE CLASS D OR HIGHER. 50,000 GPD UP TO 0.25 MGD-STAFFING BY CLASS D OR HIGHER OPERATOR: 3 VISITS/WEEK ON NONCONSECUTIVE DAYS FOR A TOTAL OF 0.3 HOUR/WEEK. LESS THAN 50,000 GPD-STAFFING BY A CLASS D OR HIGHER OPERATOR: 2 VISITS/WEEK ON NONCONSECUTIVE DAYS FOR A TOTAL OF 0.2 HOUR/WEEK. THERE SHALL BE NO MORE THAN 5 DAYS BETWEEN THE LAST VISIT IN ONE WEEK AND THE FIRST VISIT IN THE NEXT WEEK. | N | Y | BASS AUCTION | 250 NW 34TH STREET |  | OKEECHOBEE | FL | 34972 |  | 8137637702 |  | MRS. BASS | JOSEPH BASS | 250 NW 34TH STREET |  | OKEECHOBEE | FL | 34972 |  | 8137637702 |  | INVESTOR | 25 | 1 | 1 | 2091-09-20 |  | NAF | 0
4 | OKEECHOBEE | SED |  | 4474429 | OTHER PUBLIC WATER SYSTEM | CHLORINATION; AERATION FOR REMOVAL OF ANY SECONDARY CONTAMINANT, SULFIDE, OR ANY UNREGULATED CONTAMINANT; CORROSION CONTROL INHIBITOR ADDITION; HYPOCHLORINATION; IRON OR MANGANESE SEQUESTRATION; OR ULTRAVIOLET RADIATION. THE LEAD/CHIEF OPERATOR MUST BE CLASS D OR HIGHER. 50,000 GPD UP TO 0.25 MGD-STAFFING BY CLASS D OR HIGHER OPERATOR: 3 VISITS/WEEK ON NONCONSECUTIVE DAYS FOR A TOTAL OF 0.3 HOUR/WEEK. LESS THAN 50,000 GPD-STAFFING BY A CLASS D OR HIGHER OPERATOR: 2 VISITS/WEEK ON NONCONSECUTIVE DAYS FOR A TOTAL OF 0.2 HOUR/WEEK. THERE SHALL BE NO MORE THAN 5 DAYS BETWEEN THE LAST VISIT IN ONE WEEK AND THE FIRST VISIT IN THE NEXT WEEK. | N | Y | 39TH CIRCLE TRAILER PARK | 1317 N.W. 39TH CIRCLE |  | OKEECHOBEE | FL | 34972 |  |  |  |  | GEARY & SUSAN ADAMS | P.O. BOX 1553 |  | OKEECHOBEE | FL | 34973 |  | 8137632476 |  | INVESTOR | 24 | 3000 | 8 | 2090-09-14 |  | NAF | 0
4 | OKEECHOBEE | SED | SUPPORT@LAKESIDEVILLAGERVRESORT.COM | 4474431 | NONCOMMUNITY | CHLORINATION; AERATION FOR REMOVAL OF ANY SECONDARY CONTAMINANT, SULFIDE, OR ANY UNREGULATED CONTAMINANT; CORROSION CONTROL INHIBITOR ADDITION; HYPOCHLORINATION; IRON OR MANGANESE SEQUESTRATION; OR ULTRAVIOLET RADIATION. THE LEAD/CHIEF OPERATOR MUST BE CLASS D OR HIGHER. 50,000 GPD UP TO 0.25 MGD-STAFFING BY CLASS D OR HIGHER OPERATOR: 3 VISITS/WEEK ON NONCONSECUTIVE DAYS FOR A TOTAL OF 0.3 HOUR/WEEK. LESS THAN 50,000 GPD-STAFFING BY A CLASS D OR HIGHER OPERATOR: 2 VISITS/WEEK ON NONCONSECUTIVE DAYS FOR A TOTAL OF 0.2 HOUR/WEEK. THERE SHALL BE NO MORE THAN 5 DAYS BETWEEN THE LAST VISIT IN ONE WEEK AND THE FIRST VISIT IN THE NEXT WEEK. | N | Y | LAKESIDE VILLAGE RV RESORT | 5250 HIGHWAY 441 S.E. |  | OKEECHOBEE | FL | 34974 |  | 5617562200 |  | STEVE LIVSHIN | STEVE LIVSHIN | NEW OWNER |  | STUART | FL | 34997 |  | 5617562200 |  | INVESTOR | 30 | 3000 | 21 | 2018-02-05 | 2020-12-10 | NC01 | 50
4 | OKEECHOBEE | SED |  | 4474432 | OTHER PUBLIC WATER SYSTEM | CHLORINATION; AERATION FOR REMOVAL OF ANY SECONDARY CONTAMINANT, SULFIDE, OR ANY UNREGULATED CONTAMINANT; CORROSION CONTROL INHIBITOR ADDITION; HYPOCHLORINATION; IRON OR MANGANESE SEQUESTRATION; OR ULTRAVIOLET RADIATION. THE LEAD/CHIEF OPERATOR MUST BE CLASS D OR HIGHER. 50,000 GPD UP TO 0.25 MGD-STAFFING BY CLASS D OR HIGHER OPERATOR: 3 VISITS/WEEK ON NONCONSECUTIVE DAYS FOR A TOTAL OF 0.3 HOUR/WEEK. LESS THAN 50,000 GPD-STAFFING BY A CLASS D OR HIGHER OPERATOR: 2 VISITS/WEEK ON NONCONSECUTIVE DAYS FOR A TOTAL OF 0.2 HOUR/WEEK. THERE SHALL BE NO MORE THAN 5 DAYS BETWEEN THE LAST VISIT IN ONE WEEK AND THE FIRST VISIT IN THE NEXT WEEK. | N | Y | MARTHA'S HOUSE, INC | PO BOX 663 |  | OKEECHOBEE | FL | 34973 | 663 | 8137631418 |  | FRANCIS R. THOMAS | PARK STREET MISSION | PO BOX 663 |  | OKEECHOBEE | FL | 34973 | 663 | 8137631418 |  | OTHER | 25 | 4700 | 1 | 2092-01-16 | 2091-03-05 | NAF | 0
4 | OKEECHOBEE | SED |  | 4474438 | OTHER PUBLIC WATER SYSTEM | CHLORINATION; AERATION FOR REMOVAL OF ANY SECONDARY CONTAMINANT, SULFIDE, OR ANY UNREGULATED CONTAMINANT; CORROSION CONTROL INHIBITOR ADDITION; HYPOCHLORINATION; IRON OR MANGANESE SEQUESTRATION; OR ULTRAVIOLET RADIATION. THE LEAD/CHIEF OPERATOR MUST BE CLASS D OR HIGHER. 50,000 GPD UP TO 0.25 MGD-STAFFING BY CLASS D OR HIGHER OPERATOR: 3 VISITS/WEEK ON NONCONSECUTIVE DAYS FOR A TOTAL OF 0.3 HOUR/WEEK. LESS THAN 50,000 GPD-STAFFING BY A CLASS D OR HIGHER OPERATOR: 2 VISITS/WEEK ON NONCONSECUTIVE DAYS FOR A TOTAL OF 0.2 HOUR/WEEK. THERE SHALL BE NO MORE THAN 5 DAYS BETWEEN THE LAST VISIT IN ONE WEEK AND THE FIRST VISIT IN THE NEXT WEEK. | N | Y | NORMAN'S LABOR CAMP & CHURCH | 6502 CENTER STREET |  | OKEECHOBEE | FL | 34972 |  | 8137637795 |  | CORBETT NORMAN | CORBETT & ALINE NORMAN | 6545 NE 8TH LANE |  | OKEECHOBEE | FL | 34974 |  | 8137637795 |  | INVESTOR | 46 | 4600 | 13 | 2093-10-11 |  | NAF | 0
4 | OKEECHOBEE | SED | EGarronbone@gpminvestments.com | 4474442 | NONCOMMUNITY | CHLORINATION; AERATION FOR REMOVAL OF ANY SECONDARY CONTAMINANT, SULFIDE, OR ANY UNREGULATED CONTAMINANT; CORROSION CONTROL INHIBITOR ADDITION; HYPOCHLORINATION; IRON OR MANGANESE SEQUESTRATION; OR ULTRAVIOLET RADIATION. THE LEAD/CHIEF OPERATOR MUST BE CLASS D OR HIGHER. 50,000 GPD UP TO 0.25 MGD-STAFFING BY CLASS D OR HIGHER OPERATOR: 3 VISITS/WEEK ON NONCONSECUTIVE DAYS FOR A TOTAL OF 0.3 HOUR/WEEK. LESS THAN 50,000 GPD-STAFFING BY A CLASS D OR HIGHER OPERATOR: 2 VISITS/WEEK ON NONCONSECUTIVE DAYS FOR A TOTAL OF 0.2 HOUR/WEEK. THERE SHALL BE NO MORE THAN 5 DAYS BETWEEN THE LAST VISIT IN ONE WEEK AND THE FIRST VISIT IN THE NEXT WEEK. | N | Y | FLORIDA CONVENIENCE STORE #482 | 8605 HWY 441 SE |  | OKEECHOBEE | FL | 34974 |  | 9107902143 |  |  | ED GARRONBONE | 8565 MAGELLAN PARKWAY | SUITE 400 | RICHMOND | VA | 23227 |  | 8043145328 |  | INVESTOR | 25 | 3000 | 1 | 2019-05-15 | 2019-03-13 | NC01 | 50
4 | OKEECHOBEE | SED |  | 4474445 | OTHER PUBLIC WATER SYSTEM | CHLORINATION; AERATION FOR REMOVAL OF ANY SECONDARY CONTAMINANT, SULFIDE, OR ANY UNREGULATED CONTAMINANT; CORROSION CONTROL INHIBITOR ADDITION; HYPOCHLORINATION; IRON OR MANGANESE SEQUESTRATION; OR ULTRAVIOLET RADIATION. THE LEAD/CHIEF OPERATOR MUST BE CLASS D OR HIGHER. 50,000 GPD UP TO 0.25 MGD-STAFFING BY CLASS D OR HIGHER OPERATOR: 3 VISITS/WEEK ON NONCONSECUTIVE DAYS FOR A TOTAL OF 0.3 HOUR/WEEK. LESS THAN 50,000 GPD-STAFFING BY A CLASS D OR HIGHER OPERATOR: 2 VISITS/WEEK ON NONCONSECUTIVE DAYS FOR A TOTAL OF 0.2 HOUR/WEEK. THERE SHALL BE NO MORE THAN 5 DAYS BETWEEN THE LAST VISIT IN ONE WEEK AND THE FIRST VISIT IN THE NEXT WEEK. | N | Y | COLONIA GUADELUPE | 114 SOUTHWEST 18TH AVENUE |  | OKEECHOBEE | FL | 34974 |  | 8137638080 |  | SISTER ELEANOR SEVIGNY | OKEECHOBEE NONPROFIT HOUSING | 115 SOUTHWEST 5TH AVENUE |  | OKEECHOBEE | FL | 34974 |  | 8137638080 |  | AUTHORITY/COMMISSION/DISTRICT | 23 | 1 | 5 | 2092-01-02 |  | NAF | 0
4 | OKEECHOBEE | SED |  | 4474446 | OTHER PUBLIC WATER SYSTEM | CHLORINATION; AERATION FOR REMOVAL OF ANY SECONDARY CONTAMINANT, SULFIDE, OR ANY UNREGULATED CONTAMINANT; CORROSION CONTROL INHIBITOR ADDITION; HYPOCHLORINATION; IRON OR MANGANESE SEQUESTRATION; OR ULTRAVIOLET RADIATION. THE LEAD/CHIEF OPERATOR MUST BE CLASS D OR HIGHER. 50,000 GPD UP TO 0.25 MGD-STAFFING BY CLASS D OR HIGHER OPERATOR: 3 VISITS/WEEK ON NONCONSECUTIVE DAYS FOR A TOTAL OF 0.3 HOUR/WEEK. LESS THAN 50,000 GPD-STAFFING BY A CLASS D OR HIGHER OPERATOR: 2 VISITS/WEEK ON NONCONSECUTIVE DAYS FOR A TOTAL OF 0.2 HOUR/WEEK. THERE SHALL BE NO MORE THAN 5 DAYS BETWEEN THE LAST VISIT IN ONE WEEK AND THE FIRST VISIT IN THE NEXT WEEK. | N | Y | S & K CAMP | 3973 NW 1ST STREET |  | OKEECHOBEE | FL | 34972 |  |  |  | STEPHEN BRINEY | STEPHEN BRINEY | 710 SW 28TH STREET |  | OKEECHOBEE | FL | 34974 |  | 8137635200 |  | INVESTOR | 19 | 1 | 4 | 2091-12-05 |  | NAF | 0
4 | OKEECHOBEE | SED |  | 4474447 | OTHER PUBLIC WATER SYSTEM | CHLORINATION; AERATION FOR REMOVAL OF ANY SECONDARY CONTAMINANT, SULFIDE, OR ANY UNREGULATED CONTAMINANT; CORROSION CONTROL INHIBITOR ADDITION; HYPOCHLORINATION; IRON OR MANGANESE SEQUESTRATION; OR ULTRAVIOLET RADIATION. THE LEAD/CHIEF OPERATOR MUST BE CLASS D OR HIGHER. 50,000 GPD UP TO 0.25 MGD-STAFFING BY CLASS D OR HIGHER OPERATOR: 3 VISITS/WEEK ON NONCONSECUTIVE DAYS FOR A TOTAL OF 0.3 HOUR/WEEK. LESS THAN 50,000 GPD-STAFFING BY A CLASS D OR HIGHER OPERATOR: 2 VISITS/WEEK ON NONCONSECUTIVE DAYS FOR A TOTAL OF 0.2 HOUR/WEEK. THERE SHALL BE NO MORE THAN 5 DAYS BETWEEN THE LAST VISIT IN ONE WEEK AND THE FIRST VISIT IN THE NEXT WEEK. | N | Y | OLVERA'S MIGRANT LABOR CAMP | 1554 NW 42ND AVENUE |  | OKEECHOBEE | FL | 34972 |  | 8134674254 |  | JOSE OLVERA | JOSE OLVERA | 1554 NW 42ND AVENUE |  | OKEECHOBEE | FL | 34972 |  | 8134674254 |  | INVESTOR | 20 | 1 | 4 |  |  | NAF | 0
4 | OKEECHOBEE | SED |  | 4474448 | OTHER PUBLIC WATER SYSTEM | CHLORINATION; AERATION FOR REMOVAL OF ANY SECONDARY CONTAMINANT, SULFIDE, OR ANY UNREGULATED CONTAMINANT; CORROSION CONTROL INHIBITOR ADDITION; HYPOCHLORINATION; IRON OR MANGANESE SEQUESTRATION; OR ULTRAVIOLET RADIATION. THE LEAD/CHIEF OPERATOR MUST BE CLASS D OR HIGHER. 50,000 GPD UP TO 0.25 MGD-STAFFING BY CLASS D OR HIGHER OPERATOR: 3 VISITS/WEEK ON NONCONSECUTIVE DAYS FOR A TOTAL OF 0.3 HOUR/WEEK. LESS THAN 50,000 GPD-STAFFING BY A CLASS D OR HIGHER OPERATOR: 2 VISITS/WEEK ON NONCONSECUTIVE DAYS FOR A TOTAL OF 0.2 HOUR/WEEK. THERE SHALL BE NO MORE THAN 5 DAYS BETWEEN THE LAST VISIT IN ONE WEEK AND THE FIRST VISIT IN THE NEXT WEEK. | N | Y | OKEECHOBEE RV GETAWAY | HWY 441 SE |  | OKEECHOBEE | FL | 34974 |  |  |  | LOWELL & JANET SEDORE | LOWELL & JANET SEDORE | 6841 SE 86TH BLVD |  | OKEECHOBEE | FL | 34974 |  | 8134675337 |  | INVESTOR | 24 | 1 | 12 | 2090-10-12 |  | NAF | 0
4 | OKEECHOBEE | SED |  | 4474451 | OTHER PUBLIC WATER SYSTEM | CHLORINATION; AERATION FOR REMOVAL OF ANY SECONDARY CONTAMINANT, SULFIDE, OR ANY UNREGULATED CONTAMINANT; CORROSION CONTROL INHIBITOR ADDITION; HYPOCHLORINATION; IRON OR MANGANESE SEQUESTRATION; OR ULTRAVIOLET RADIATION. THE LEAD/CHIEF OPERATOR MUST BE CLASS D OR HIGHER. 50,000 GPD UP TO 0.25 MGD-STAFFING BY CLASS D OR HIGHER OPERATOR: 3 VISITS/WEEK ON NONCONSECUTIVE DAYS FOR A TOTAL OF 0.3 HOUR/WEEK. LESS THAN 50,000 GPD-STAFFING BY A CLASS D OR HIGHER OPERATOR: 2 VISITS/WEEK ON NONCONSECUTIVE DAYS FOR A TOTAL OF 0.2 HOUR/WEEK. THERE SHALL BE NO MORE THAN 5 DAYS BETWEEN THE LAST VISIT IN ONE WEEK AND THE FIRST VISIT IN THE NEXT WEEK. | N | Y | CAMPO DEL LUNA | NE 8TH STREET |  | OKEECHOBEE | FL | 34972 |  | 8134676420 |  | RAYMOND TICE | FRANCIS HEENAN | C/O 690 NW 39TH CIRCLE |  | OKEECHOBEE | FL | 34972 |  | 8134676420 |  | INVESTOR | 20 | 1 | 4 | 2091-12-05 |  | NAF | 0
4 | OKEECHOBEE | SED |  | 4474452 | OTHER PUBLIC WATER SYSTEM | CHLORINATION; AERATION FOR REMOVAL OF ANY SECONDARY CONTAMINANT, SULFIDE, OR ANY UNREGULATED CONTAMINANT; CORROSION CONTROL INHIBITOR ADDITION; HYPOCHLORINATION; IRON OR MANGANESE SEQUESTRATION; OR ULTRAVIOLET RADIATION. THE LEAD/CHIEF OPERATOR MUST BE CLASS D OR HIGHER. 50,000 GPD UP TO 0.25 MGD-STAFFING BY CLASS D OR HIGHER OPERATOR: 3 VISITS/WEEK ON NONCONSECUTIVE DAYS FOR A TOTAL OF 0.3 HOUR/WEEK. LESS THAN 50,000 GPD-STAFFING BY A CLASS D OR HIGHER OPERATOR: 2 VISITS/WEEK ON NONCONSECUTIVE DAYS FOR A TOTAL OF 0.2 HOUR/WEEK. THERE SHALL BE NO MORE THAN 5 DAYS BETWEEN THE LAST VISIT IN ONE WEEK AND THE FIRST VISIT IN THE NEXT WEEK. | N | Y | REGISTER'S MOBILE HOME PARK | 11625 HWY 441 SE |  | OKEECHOBEE | FL | 34974 |  | 8137634720 |  | O.P. REGISTER | O.P. REGISTER | 11625 HWY 441 SE |  | OKEECHOBEE | FL | 34974 |  | 8137634720 |  | INVESTOR | 24 | 1 | 12 | 17-JUL-00 |  | NAF | 0
4 | OKEECHOBEE | SED | BCGOLFANDRV@EARTHLINK.NET | 4474453 | COMMUNITY | ACTIVATED CARBON PROCESSES; DIATOMACEOUS EARTH FILTRATION; ION EXCHANGE FOR REMOVAL OF ANY PRIMARY CONTAMINANT; ION AND MANGANESE REMOVAL (OXIDATION, DETENTION, AND FILTRATION); OR SLOW SAND FILTRATION. LEAD/CHIEF OPERATOR MUST BE CLASS C OR HIGHER. 1.0 MGD UP TO 2.0 MGD-STAFFING BY CLASS C OR HIGHER OPERATOR: 6 HOURS/DAY FOR 5 DAYS/WEEK AND ONE VISIT ON EACH WEEKEND DAY. 0.5 MGD UP TO 1.0 MGD-STAFFING BY CLASS C OR HIGHER OPERATOR: 3 HOURS/DAY FOR 5 DAYS/WEEK AND ONE VISIT ON EACH WEEKEND DAY. 0.25 MGD UP TO 0.5 MGD-STAFFING BY CLASS C OR HIGHER OPERATOR: 1 HOUR/DAY FOR 5 DAYS/WEEK AND ONE VISIT ON EACH WEEKEND DAY. LESS THAN 0.25 MGD-STAFFING BY CLASS C OR HIGHER OPERATOR: 5 VISITS/WEEK AND ONE VISIT EACH WEEKEND FOR A TOTAL OF 1.8 HOURS/WEEK. | N | Y | BLUE CYPRESS GOLF & RV PARK | 13801 HWY 441 SOUTHEAST |  | OKEECHOBEE | FL | 34974 |  | 8634675774 |  |  | DEBBY MINTON-BAILEY | 13801 US 441 SE | #288 | OKEECHOBEE | FL | 34974 |  | 8634675774 |  | INVESTOR | 418 | 74880 | 247 | 2018-01-29 | 2020-04-29 | DC051 | 100
4 | OKEECHOBEE | SED |  | 4474455 | OTHER PUBLIC WATER SYSTEM | CHLORINATION; AERATION FOR REMOVAL OF ANY SECONDARY CONTAMINANT, SULFIDE, OR ANY UNREGULATED CONTAMINANT; CORROSION CONTROL INHIBITOR ADDITION; HYPOCHLORINATION; IRON OR MANGANESE SEQUESTRATION; OR ULTRAVIOLET RADIATION. THE LEAD/CHIEF OPERATOR MUST BE CLASS D OR HIGHER. 50,000 GPD UP TO 0.25 MGD-STAFFING BY CLASS D OR HIGHER OPERATOR: 3 VISITS/WEEK ON NONCONSECUTIVE DAYS FOR A TOTAL OF 0.3 HOUR/WEEK. LESS THAN 50,000 GPD-STAFFING BY A CLASS D OR HIGHER OPERATOR: 2 VISITS/WEEK ON NONCONSECUTIVE DAYS FOR A TOTAL OF 0.2 HOUR/WEEK. THERE SHALL BE NO MORE THAN 5 DAYS BETWEEN THE LAST VISIT IN ONE WEEK AND THE FIRST VISIT IN THE NEXT WEEK. | N | Y | SHEP'S MOBILE HOME PARK | 1436 NW 36TH STREET |  | OKEECHOBEE | FL | 34972 |  |  |  | W.G. SHEPERD | W.G. SHEPERD | POST OFFICE BOX 1094 |  | OKEECHOBEE | FL | 34973 |  | 8137633302 |  | INVESTOR | 28 | 1000 | 14 | 2093-08-24 |  | NAF | 0
4 | OKEECHOBEE | SED |  | 4474456 | OTHER PUBLIC WATER SYSTEM | CHLORINATION; AERATION FOR REMOVAL OF ANY SECONDARY CONTAMINANT, SULFIDE, OR ANY UNREGULATED CONTAMINANT; CORROSION CONTROL INHIBITOR ADDITION; HYPOCHLORINATION; IRON OR MANGANESE SEQUESTRATION; OR ULTRAVIOLET RADIATION. THE LEAD/CHIEF OPERATOR MUST BE CLASS D OR HIGHER. 50,000 GPD UP TO 0.25 MGD-STAFFING BY CLASS D OR HIGHER OPERATOR: 3 VISITS/WEEK ON NONCONSECUTIVE DAYS FOR A TOTAL OF 0.3 HOUR/WEEK. LESS THAN 50,000 GPD-STAFFING BY A CLASS D OR HIGHER OPERATOR: 2 VISITS/WEEK ON NONCONSECUTIVE DAYS FOR A TOTAL OF 0.2 HOUR/WEEK. THERE SHALL BE NO MORE THAN 5 DAYS BETWEEN THE LAST VISIT IN ONE WEEK AND THE FIRST VISIT IN THE NEXT WEEK. | N | Y | WILLIAMSON DAIRY | 12305 HIGHWAY 98 NORTH |  | OKEECHOBEE | FL | 34972 |  | 8137633838 |  | VAL MURRISH | VAL MURRISH | 12305 HIGHWAY 98 NORTH |  | OKEECHOBEE | FL | 34972 |  | 8137633838 |  | INVESTOR | 15 | 1 | 8 | 2091-11-19 |  | NAF | 0
4 | OKEECHOBEE | SED |  | 4474459 | OTHER PUBLIC WATER SYSTEM | CHLORINATION; AERATION FOR REMOVAL OF ANY SECONDARY CONTAMINANT, SULFIDE, OR ANY UNREGULATED CONTAMINANT; CORROSION CONTROL INHIBITOR ADDITION; HYPOCHLORINATION; IRON OR MANGANESE SEQUESTRATION; OR ULTRAVIOLET RADIATION. THE LEAD/CHIEF OPERATOR MUST BE CLASS D OR HIGHER. 50,000 GPD UP TO 0.25 MGD-STAFFING BY CLASS D OR HIGHER OPERATOR: 3 VISITS/WEEK ON NONCONSECUTIVE DAYS FOR A TOTAL OF 0.3 HOUR/WEEK. LESS THAN 50,000 GPD-STAFFING BY A CLASS D OR HIGHER OPERATOR: 2 VISITS/WEEK ON NONCONSECUTIVE DAYS FOR A TOTAL OF 0.2 HOUR/WEEK. THERE SHALL BE NO MORE THAN 5 DAYS BETWEEN THE LAST VISIT IN ONE WEEK AND THE FIRST VISIT IN THE NEXT WEEK. | N | Y | SLOANE-RAY DAIRY | 5200 HIGHWAY 98 NORTH |  | OKEECHOBEE | FL | 34972 |  | 8137630403 |  |  | RAY MELEAR | 5200 HIGHWAY 98 NORTH |  | OKEECHOBEE | FL | 34972 |  | 8137630403 |  | INVESTOR | 12 | 1 | 8 | 2092-07-15 |  | NAF | 0
4 | OKEECHOBEE | SED | seafoxman@yahoo.com | 4474462 | COMMUNITY | CHLORINATION; AERATION FOR REMOVAL OF ANY SECONDARY CONTAMINANT, SULFIDE, OR ANY UNREGULATED CONTAMINANT; CORROSION CONTROL INHIBITOR ADDITION; HYPOCHLORINATION; IRON OR MANGANESE SEQUESTRATION; OR ULTRAVIOLET RADIATION. THE LEAD/CHIEF OPERATOR MUST BE CLASS D OR HIGHER. 50,000 GPD UP TO 0.25 MGD-STAFFING BY CLASS D OR HIGHER OPERATOR: 3 VISITS/WEEK ON NONCONSECUTIVE DAYS FOR A TOTAL OF 0.3 HOUR/WEEK. LESS THAN 50,000 GPD-STAFFING BY A CLASS D OR HIGHER OPERATOR: 2 VISITS/WEEK ON NONCONSECUTIVE DAYS FOR A TOTAL OF 0.2 HOUR/WEEK. THERE SHALL BE NO MORE THAN 5 DAYS BETWEEN THE LAST VISIT IN ONE WEEK AND THE FIRST VISIT IN THE NEXT WEEK. | N | Y | MCARTHUR/LINE 1/NE | 18116 HIGHWAY 441 NORTH |  | OKEECHOBEE | FL | 34972 |  | 8637634673 |  | KEVIN ROGERS | MCARTHUR/LINE 1/NE | 1550 NE 208TH ST. |  | OKEECHOBEE | FL | 34972 |  | 8637634673 |  | INVESTOR | 56 | 18200 | 14 | 2018-01-23 | 2020-07-17 | DC06 | 100
4 | OKEECHOBEE | SED |  | 4474463 | OTHER PUBLIC WATER SYSTEM | CHLORINATION; AERATION FOR REMOVAL OF ANY SECONDARY CONTAMINANT, SULFIDE, OR ANY UNREGULATED CONTAMINANT; CORROSION CONTROL INHIBITOR ADDITION; HYPOCHLORINATION; IRON OR MANGANESE SEQUESTRATION; OR ULTRAVIOLET RADIATION. THE LEAD/CHIEF OPERATOR MUST BE CLASS D OR HIGHER. 50,000 GPD UP TO 0.25 MGD-STAFFING BY CLASS D OR HIGHER OPERATOR: 3 VISITS/WEEK ON NONCONSECUTIVE DAYS FOR A TOTAL OF 0.3 HOUR/WEEK. LESS THAN 50,000 GPD-STAFFING BY A CLASS D OR HIGHER OPERATOR: 2 VISITS/WEEK ON NONCONSECUTIVE DAYS FOR A TOTAL OF 0.2 HOUR/WEEK. THERE SHALL BE NO MORE THAN 5 DAYS BETWEEN THE LAST VISIT IN ONE WEEK AND THE FIRST VISIT IN THE NEXT WEEK. | N | Y | H.W.RUCKS #2 | POST OFFICE BOX 95 |  | OKEECHOBEE | FL | 34973 |  | 8137631130 |  | TOMMY RUCKS | H.W.RUCKS & SONS DAIRY, INC | POST OFFICE BOX 95 |  | OKEECHOBEE | FL | 34973 |  | 8137631130 |  | INVESTOR | 33 | 1 | 11 | 2092-04-16 | 2094-11-09 | NAF | 0
4 | OKEECHOBEE | SED |  | 4474465 | OTHER PUBLIC WATER SYSTEM | CHLORINATION; AERATION FOR REMOVAL OF ANY SECONDARY CONTAMINANT, SULFIDE, OR ANY UNREGULATED CONTAMINANT; CORROSION CONTROL INHIBITOR ADDITION; HYPOCHLORINATION; IRON OR MANGANESE SEQUESTRATION; OR ULTRAVIOLET RADIATION. THE LEAD/CHIEF OPERATOR MUST BE CLASS D OR HIGHER. 50,000 GPD UP TO 0.25 MGD-STAFFING BY CLASS D OR HIGHER OPERATOR: 3 VISITS/WEEK ON NONCONSECUTIVE DAYS FOR A TOTAL OF 0.3 HOUR/WEEK. LESS THAN 50,000 GPD-STAFFING BY A CLASS D OR HIGHER OPERATOR: 2 VISITS/WEEK ON NONCONSECUTIVE DAYS FOR A TOTAL OF 0.2 HOUR/WEEK. THERE SHALL BE NO MORE THAN 5 DAYS BETWEEN THE LAST VISIT IN ONE WEEK AND THE FIRST VISIT IN THE NEXT WEEK. | N | Y | NEW PALM/NEWCOMER DAIRY | 6688 SW 21ST PARKWAY |  | OKEECHOBEE | FL | 34974 |  |  |  |  | JERRY NEWCOMER | 6688 SE 21ST PARKWAY |  | OKEECHOBEE | FL | 34974 |  |  |  | INVESTOR | 23 | 1 | 7 | 2093-04-21 |  | NAF | 0
4 | OKEECHOBEE | SED | OAKPARKLLC@MAIL.COM | 4474467 | COMMUNITY | CHLORINATION; AERATION FOR REMOVAL OF ANY SECONDARY CONTAMINANT, SULFIDE, OR ANY UNREGULATED CONTAMINANT; CORROSION CONTROL INHIBITOR ADDITION; HYPOCHLORINATION; IRON OR MANGANESE SEQUESTRATION; OR ULTRAVIOLET RADIATION. THE LEAD/CHIEF OPERATOR MUST BE CLASS D OR HIGHER. 50,000 GPD UP TO 0.25 MGD-STAFFING BY CLASS D OR HIGHER OPERATOR: 3 VISITS/WEEK ON NONCONSECUTIVE DAYS FOR A TOTAL OF 0.3 HOUR/WEEK. LESS THAN 50,000 GPD-STAFFING BY A CLASS D OR HIGHER OPERATOR: 2 VISITS/WEEK ON NONCONSECUTIVE DAYS FOR A TOTAL OF 0.2 HOUR/WEEK. THERE SHALL BE NO MORE THAN 5 DAYS BETWEEN THE LAST VISIT IN ONE WEEK AND THE FIRST VISIT IN THE NEXT WEEK. | N | Y | OAK PARK | 8485 HIGHWAY 441 SE, LOT 16 |  | OKEECHOBEE | FL | 34974 |  | 8632612167 |  | MIKE LAUZON | RICH & ERIN LACRONE | 8485 US 441 SE | LOT 16 | OKEECHOBEE | FL | 34974 |  |  |  | INVESTOR | 100 | 27000 | 45 | 2012-12-05 | 2019-05-13 | DC06 | 100
4 | OKEECHOBEE | SED |  | 4474468 | OTHER PUBLIC WATER SYSTEM | CHLORINATION; AERATION FOR REMOVAL OF ANY SECONDARY CONTAMINANT, SULFIDE, OR ANY UNREGULATED CONTAMINANT; CORROSION CONTROL INHIBITOR ADDITION; HYPOCHLORINATION; IRON OR MANGANESE SEQUESTRATION; OR ULTRAVIOLET RADIATION. THE LEAD/CHIEF OPERATOR MUST BE CLASS D OR HIGHER. 50,000 GPD UP TO 0.25 MGD-STAFFING BY CLASS D OR HIGHER OPERATOR: 3 VISITS/WEEK ON NONCONSECUTIVE DAYS FOR A TOTAL OF 0.3 HOUR/WEEK. LESS THAN 50,000 GPD-STAFFING BY A CLASS D OR HIGHER OPERATOR: 2 VISITS/WEEK ON NONCONSECUTIVE DAYS FOR A TOTAL OF 0.2 HOUR/WEEK. THERE SHALL BE NO MORE THAN 5 DAYS BETWEEN THE LAST VISIT IN ONE WEEK AND THE FIRST VISIT IN THE NEXT WEEK. | N | Y | LONE OAK MHP | 5940 HIGHWAY 441 SOUTHEAST |  | OKEECHOBEE | FL | 34974 |  | 8133571042 |  | ROBERT PECHUMAN | ROBERT PECHUMAN | 5940 HIGHWAY 441 SOUTHEAST |  | OKEECHOBEE | FL | 34974 |  | 8133571042 |  | INVESTOR | 24 | 1 | 13 | 2092-01-16 |  | NAF | 0
4 | OKEECHOBEE | SED |  | 4474469 | OTHER PUBLIC WATER SYSTEM | CHLORINATION; AERATION FOR REMOVAL OF ANY SECONDARY CONTAMINANT, SULFIDE, OR ANY UNREGULATED CONTAMINANT; CORROSION CONTROL INHIBITOR ADDITION; HYPOCHLORINATION; IRON OR MANGANESE SEQUESTRATION; OR ULTRAVIOLET RADIATION. THE LEAD/CHIEF OPERATOR MUST BE CLASS D OR HIGHER. 50,000 GPD UP TO 0.25 MGD-STAFFING BY CLASS D OR HIGHER OPERATOR: 3 VISITS/WEEK ON NONCONSECUTIVE DAYS FOR A TOTAL OF 0.3 HOUR/WEEK. LESS THAN 50,000 GPD-STAFFING BY A CLASS D OR HIGHER OPERATOR: 2 VISITS/WEEK ON NONCONSECUTIVE DAYS FOR A TOTAL OF 0.2 HOUR/WEEK. THERE SHALL BE NO MORE THAN 5 DAYS BETWEEN THE LAST VISIT IN ONE WEEK AND THE FIRST VISIT IN THE NEXT WEEK. | N | Y | LOWE'S MOBILE HOME PARK WEST | 3395 NORTHWEST 4TH STREET |  | OKEECHOBEE | FL | 34974 |  | 8137638116 |  | MARCUS LOWE | MARCUS LOWE | 849 SOUTHWEST 20TH AVENUE |  | OKEECHOBEE | FL | 34974 |  | 8137638116 |  | INVESTOR | 16 | 1 | 4 | 2092-01-02 |  | NAF | 0
4 | OKEECHOBEE | SED |  | 4474470 | OTHER PUBLIC WATER SYSTEM | CHLORINATION; AERATION FOR REMOVAL OF ANY SECONDARY CONTAMINANT, SULFIDE, OR ANY UNREGULATED CONTAMINANT; CORROSION CONTROL INHIBITOR ADDITION; HYPOCHLORINATION; IRON OR MANGANESE SEQUESTRATION; OR ULTRAVIOLET RADIATION. THE LEAD/CHIEF OPERATOR MUST BE CLASS D OR HIGHER. 50,000 GPD UP TO 0.25 MGD-STAFFING BY CLASS D OR HIGHER OPERATOR: 3 VISITS/WEEK ON NONCONSECUTIVE DAYS FOR A TOTAL OF 0.3 HOUR/WEEK. LESS THAN 50,000 GPD-STAFFING BY A CLASS D OR HIGHER OPERATOR: 2 VISITS/WEEK ON NONCONSECUTIVE DAYS FOR A TOTAL OF 0.2 HOUR/WEEK. THERE SHALL BE NO MORE THAN 5 DAYS BETWEEN THE LAST VISIT IN ONE WEEK AND THE FIRST VISIT IN THE NEXT WEEK. | N | Y | TODD'S CAMP | 3939 NORTHWEST 1ST STREET |  | OKEECHOBEE | FL | 34972 |  | 8137635200 |  | STEPHEN BRINEY | STEPHEN BRINEY | 710 SOUTHWEST 28TH STREET |  | OKEECHOBEE | FL | 34974 |  | 8137635200 |  | INVESTOR | 19 | 1 | 4 |  |  | NAF | 0
4 | OKEECHOBEE | SED |  | 4474471 | OTHER PUBLIC WATER SYSTEM | CHLORINATION; AERATION FOR REMOVAL OF ANY SECONDARY CONTAMINANT, SULFIDE, OR ANY UNREGULATED CONTAMINANT; CORROSION CONTROL INHIBITOR ADDITION; HYPOCHLORINATION; IRON OR MANGANESE SEQUESTRATION; OR ULTRAVIOLET RADIATION. THE LEAD/CHIEF OPERATOR MUST BE CLASS D OR HIGHER. 50,000 GPD UP TO 0.25 MGD-STAFFING BY CLASS D OR HIGHER OPERATOR: 3 VISITS/WEEK ON NONCONSECUTIVE DAYS FOR A TOTAL OF 0.3 HOUR/WEEK. LESS THAN 50,000 GPD-STAFFING BY A CLASS D OR HIGHER OPERATOR: 2 VISITS/WEEK ON NONCONSECUTIVE DAYS FOR A TOTAL OF 0.2 HOUR/WEEK. THERE SHALL BE NO MORE THAN 5 DAYS BETWEEN THE LAST VISIT IN ONE WEEK AND THE FIRST VISIT IN THE NEXT WEEK. | N | Y | NIKKI'S CAMP | 3981 NORTHWEST 1ST STREET |  | OKEECHOBEE | FL | 34972 |  |  |  | STEPHEN BRINEY | STEPHEN BRINEY | 710 SOUTHWEST 28TH STREET |  | OKEECHOBEE | FL | 34974 |  | 8137635200 |  | INVESTOR | 14 | 1 | 2 |  |  | NAF | 0
4 | OKEECHOBEE | SED |  | 4474473 | OTHER PUBLIC WATER SYSTEM | CHLORINATION; AERATION FOR REMOVAL OF ANY SECONDARY CONTAMINANT, SULFIDE, OR ANY UNREGULATED CONTAMINANT; CORROSION CONTROL INHIBITOR ADDITION; HYPOCHLORINATION; IRON OR MANGANESE SEQUESTRATION; OR ULTRAVIOLET RADIATION. THE LEAD/CHIEF OPERATOR MUST BE CLASS D OR HIGHER. 50,000 GPD UP TO 0.25 MGD-STAFFING BY CLASS D OR HIGHER OPERATOR: 3 VISITS/WEEK ON NONCONSECUTIVE DAYS FOR A TOTAL OF 0.3 HOUR/WEEK. LESS THAN 50,000 GPD-STAFFING BY A CLASS D OR HIGHER OPERATOR: 2 VISITS/WEEK ON NONCONSECUTIVE DAYS FOR A TOTAL OF 0.2 HOUR/WEEK. THERE SHALL BE NO MORE THAN 5 DAYS BETWEEN THE LAST VISIT IN ONE WEEK AND THE FIRST VISIT IN THE NEXT WEEK. | N | Y | MCARTHUR FARMS/LINE 3/NE | HIGHWAY 441 NORTH |  | OKEECHOBEE | FL | 34972 |  | 8137634673 |  | CHUCK ZAHN | KENT BOWEN, PRESIDENT | 1550 NORTHEAST 208TH STREET |  | OKEECHOBEE | FL | 34972 |  | 8137634673 |  | INVESTOR | 128 | 1 | 32 | 2092-04-16 |  | NAF | 0
4 | OKEECHOBEE | SED | seafoxman@yahoo.com | 4474474 | COMMUNITY | CHLORINATION; AERATION FOR REMOVAL OF ANY SECONDARY CONTAMINANT, SULFIDE, OR ANY UNREGULATED CONTAMINANT; CORROSION CONTROL INHIBITOR ADDITION; HYPOCHLORINATION; IRON OR MANGANESE SEQUESTRATION; OR ULTRAVIOLET RADIATION. THE LEAD/CHIEF OPERATOR MUST BE CLASS D OR HIGHER. 50,000 GPD UP TO 0.25 MGD-STAFFING BY CLASS D OR HIGHER OPERATOR: 3 VISITS/WEEK ON NONCONSECUTIVE DAYS FOR A TOTAL OF 0.3 HOUR/WEEK. LESS THAN 50,000 GPD-STAFFING BY A CLASS D OR HIGHER OPERATOR: 2 VISITS/WEEK ON NONCONSECUTIVE DAYS FOR A TOTAL OF 0.2 HOUR/WEEK. THERE SHALL BE NO MORE THAN 5 DAYS BETWEEN THE LAST VISIT IN ONE WEEK AND THE FIRST VISIT IN THE NEXT WEEK. | N | Y | MCARTHUR/LINE 7/SW | 18116 HIGHWAY 441 NORTH |  | OKEECHOBEE | FL | 34972 |  | 8637634673 |  | KEVIN ROGERS | MCARTHUR/LINE 7/SW | 1550 NORTHEAST 208TH STREET |  | OKEECHOBEE | FL | 34972 |  | 8637634673 |  | INVESTOR | 144 | 30000 | 36 | 2014-04-07 | 2020-07-17 | DC06 | 100
4 | OKEECHOBEE | SED |  | 4474475 | OTHER PUBLIC WATER SYSTEM | CHLORINATION; AERATION FOR REMOVAL OF ANY SECONDARY CONTAMINANT, SULFIDE, OR ANY UNREGULATED CONTAMINANT; CORROSION CONTROL INHIBITOR ADDITION; HYPOCHLORINATION; IRON OR MANGANESE SEQUESTRATION; OR ULTRAVIOLET RADIATION. THE LEAD/CHIEF OPERATOR MUST BE CLASS D OR HIGHER. 50,000 GPD UP TO 0.25 MGD-STAFFING BY CLASS D OR HIGHER OPERATOR: 3 VISITS/WEEK ON NONCONSECUTIVE DAYS FOR A TOTAL OF 0.3 HOUR/WEEK. LESS THAN 50,000 GPD-STAFFING BY A CLASS D OR HIGHER OPERATOR: 2 VISITS/WEEK ON NONCONSECUTIVE DAYS FOR A TOTAL OF 0.2 HOUR/WEEK. THERE SHALL BE NO MORE THAN 5 DAYS BETWEEN THE LAST VISIT IN ONE WEEK AND THE FIRST VISIT IN THE NEXT WEEK. | N | Y | LOWE'S MOBILE HOME PARK EAST | 3289 NORTHWEST 4TH STREET |  | OKEECHOBEE | FL | 34974 |  | 8137638116 |  |  | MARCUS LOWE | 849 SOUTHWEST 20TH AVENUE |  | OKEECHOBEE | FL | 34974 |  | 8137638116 |  | INVESTOR | 16 | 1 | 4 | 2092-01-02 |  | NAF | 0
4 | OKEECHOBEE | SED |  | 4474476 | OTHER PUBLIC WATER SYSTEM | CHLORINATION; AERATION FOR REMOVAL OF ANY SECONDARY CONTAMINANT, SULFIDE, OR ANY UNREGULATED CONTAMINANT; CORROSION CONTROL INHIBITOR ADDITION; HYPOCHLORINATION; IRON OR MANGANESE SEQUESTRATION; OR ULTRAVIOLET RADIATION. THE LEAD/CHIEF OPERATOR MUST BE CLASS D OR HIGHER. 50,000 GPD UP TO 0.25 MGD-STAFFING BY CLASS D OR HIGHER OPERATOR: 3 VISITS/WEEK ON NONCONSECUTIVE DAYS FOR A TOTAL OF 0.3 HOUR/WEEK. LESS THAN 50,000 GPD-STAFFING BY A CLASS D OR HIGHER OPERATOR: 2 VISITS/WEEK ON NONCONSECUTIVE DAYS FOR A TOTAL OF 0.2 HOUR/WEEK. THERE SHALL BE NO MORE THAN 5 DAYS BETWEEN THE LAST VISIT IN ONE WEEK AND THE FIRST VISIT IN THE NEXT WEEK. | N | Y | CONERLY MOBILE HOME PARK | 3359 NORTHWEST 4TH STREET |  | OKEECHOBEE | FL | 34974 |  |  |  |  | EVELYN CONERLY | 987 SOUTHWEST 20TH AVENUE |  | OKEECHOBEE | FL | 34974 |  |  |  | INVESTOR | 16 | 1 | 4 | 2092-01-02 |  | NAF | 0
4 | OKEECHOBEE | SED | EGarronbone@gpminvestments.com | 4474477 | NONCOMMUNITY | AERATION FOR REMOVAL OF ANY PRIMARY CONTAMINANT; ALKALINITY/PH ADJUSTMENT; CHLORAMIN ATION; CHLORINE DIOXIDE FOR OXIDATION OR DISINFECTION; FLUORIDATION; ION EXCHANGE FOR REMOVAL OF ANY SECONDARY CONTAMINANT, SULFIDE, OR ANY UNREGULATED CONTAMINANT; OR OZONATION LESS THAN 0.1 MGD. STAFFING BY A CLASS D OR HIGHER OPERATOR: 3 VISITS/WEEK ON NONCONSECUTIVE DAYS FOR A TOTAL OF 0.6 HOUR/WEEK. THE LEAD/CHIEF OPERATOR MUST BE CLASS D OR HIGHER. | N | Y | FLORIDA CONVENIENCE STORE #484 | 12800 HWY 70 EAST |  | OKEECHOBEE | FL | 34972 |  | 8637631383 |  |  | ED GARRONBONE | 8565 MAGELLAN PKWY | STE. 400 | RICHMOND | VA | 23227 |  | 8043145328 |  | INVESTOR | 25 | 1925 | 2 | 2013-08-22 | 2021-03-24 | NC01 | 50
4 | OKEECHOBEE | SED |  | 4474478 | OTHER PUBLIC WATER SYSTEM | CHLORINATION; AERATION FOR REMOVAL OF ANY SECONDARY CONTAMINANT, SULFIDE, OR ANY UNREGULATED CONTAMINANT; CORROSION CONTROL INHIBITOR ADDITION; HYPOCHLORINATION; IRON OR MANGANESE SEQUESTRATION; OR ULTRAVIOLET RADIATION. THE LEAD/CHIEF OPERATOR MUST BE CLASS D OR HIGHER. 50,000 GPD UP TO 0.25 MGD-STAFFING BY CLASS D OR HIGHER OPERATOR: 3 VISITS/WEEK ON NONCONSECUTIVE DAYS FOR A TOTAL OF 0.3 HOUR/WEEK. LESS THAN 50,000 GPD-STAFFING BY A CLASS D OR HIGHER OPERATOR: 2 VISITS/WEEK ON NONCONSECUTIVE DAYS FOR A TOTAL OF 0.2 HOUR/WEEK. THERE SHALL BE NO MORE THAN 5 DAYS BETWEEN THE LAST VISIT IN ONE WEEK AND THE FIRST VISIT IN THE NEXT WEEK. | N | Y | KINGDOM HALL JEHOVAH'S WITNESS | 1036 NE 31ST TERRACE |  | OKEECHOBEE | FL | 34972 |  |  |  | DON REYER | TERRY MARTIN | 1036 NE 31ST TERRACE |  | OKEECHOBEE | FL | 34972 |  | 8137632499 |  | OTHER | 24 | 1900 | 1 | 2002-07-17 | 07-NOV-00 | NAF | 0
4 | OKEECHOBEE | SED | krogers@ouafl.com | 4474479 | NONCOMMUNITY | CHLORINATION; AERATION FOR REMOVAL OF ANY SECONDARY CONTAMINANT, SULFIDE, OR ANY UNREGULATED CONTAMINANT; CORROSION CONTROL INHIBITOR ADDITION; HYPOCHLORINATION; IRON OR MANGANESE SEQUESTRATION; OR ULTRAVIOLET RADIATION. THE LEAD/CHIEF OPERATOR MUST BE CLASS D OR HIGHER. 50,000 GPD UP TO 0.25 MGD-STAFFING BY CLASS D OR HIGHER OPERATOR: 3 VISITS/WEEK ON NONCONSECUTIVE DAYS FOR A TOTAL OF 0.3 HOUR/WEEK. LESS THAN 50,000 GPD-STAFFING BY A CLASS D OR HIGHER OPERATOR: 2 VISITS/WEEK ON NONCONSECUTIVE DAYS FOR A TOTAL OF 0.2 HOUR/WEEK. THERE SHALL BE NO MORE THAN 5 DAYS BETWEEN THE LAST VISIT IN ONE WEEK AND THE FIRST VISIT IN THE NEXT WEEK. | N | Y | MARATHON TRUCK STOP FKA COUNTRY HILLS | 14025 HIGHWAY 441 NORTH |  | OKEECHOBEE | FL | 34972 |  | 8633573232 |  |  | AMINUL ISLAM | 14025 US HWY 441 N |  | OKEECHOBEE | FL | 34972 | 1575 | 8633573232 |  | INVESTOR | 25 | 2000 | 1 | 2013-08-27 | 2018-12-20 | NC01 | 50
4 | OKEECHOBEE | SED |  | 4474481 | OTHER PUBLIC WATER SYSTEM | CHLORINATION; AERATION FOR REMOVAL OF ANY SECONDARY CONTAMINANT, SULFIDE, OR ANY UNREGULATED CONTAMINANT; CORROSION CONTROL INHIBITOR ADDITION; HYPOCHLORINATION; IRON OR MANGANESE SEQUESTRATION; OR ULTRAVIOLET RADIATION. THE LEAD/CHIEF OPERATOR MUST BE CLASS D OR HIGHER. 50,000 GPD UP TO 0.25 MGD-STAFFING BY CLASS D OR HIGHER OPERATOR: 3 VISITS/WEEK ON NONCONSECUTIVE DAYS FOR A TOTAL OF 0.3 HOUR/WEEK. LESS THAN 50,000 GPD-STAFFING BY A CLASS D OR HIGHER OPERATOR: 2 VISITS/WEEK ON NONCONSECUTIVE DAYS FOR A TOTAL OF 0.2 HOUR/WEEK. THERE SHALL BE NO MORE THAN 5 DAYS BETWEEN THE LAST VISIT IN ONE WEEK AND THE FIRST VISIT IN THE NEXT WEEK. | N | Y | LITTLE PONDEROSA LABOR CAMP | 3856 NW 18TH STREET |  | OKEECHOBEE | FL | 34972 |  | 8133571094 |  | HELEN HILL | HELEN HILL | 3856 NW 18TH STREET |  | OKEECHOBEE | FL | 34972 |  | 8133571094 |  | INVESTOR | 40 | 1 | 7 | 2093-01-12 |  | NAF | 0
4 | OKEECHOBEE | SED |  | 4474482 | OTHER PUBLIC WATER SYSTEM | CHLORINATION; AERATION FOR REMOVAL OF ANY SECONDARY CONTAMINANT, SULFIDE, OR ANY UNREGULATED CONTAMINANT; CORROSION CONTROL INHIBITOR ADDITION; HYPOCHLORINATION; IRON OR MANGANESE SEQUESTRATION; OR ULTRAVIOLET RADIATION. THE LEAD/CHIEF OPERATOR MUST BE CLASS D OR HIGHER. 50,000 GPD UP TO 0.25 MGD-STAFFING BY CLASS D OR HIGHER OPERATOR: 3 VISITS/WEEK ON NONCONSECUTIVE DAYS FOR A TOTAL OF 0.3 HOUR/WEEK. LESS THAN 50,000 GPD-STAFFING BY A CLASS D OR HIGHER OPERATOR: 2 VISITS/WEEK ON NONCONSECUTIVE DAYS FOR A TOTAL OF 0.2 HOUR/WEEK. THERE SHALL BE NO MORE THAN 5 DAYS BETWEEN THE LAST VISIT IN ONE WEEK AND THE FIRST VISIT IN THE NEXT WEEK. | N | Y | ROSEWOOD SUBDIVISION | 8000 HWY 70 E |  | OKEECHOBEE | FL | 34972 |  |  |  | G GOODBREAD/AL & JOSE FANJUL | GEORGE GOODBREAD | 8000 HWY 70 E |  | OKEECHOBEE | FL | 34972 |  |  |  | SUBDIVISION | 54 | 1 | 18 | 2093-02-08 |  | NAF | 0
4 | OKEECHOBEE | SED |  | 4474484 | OTHER PUBLIC WATER SYSTEM | AERATION FOR REMOVAL OF ANY PRIMARY CONTAMINANT; ALKALINITY/PH ADJUSTMENT; CHLORAMIN ATION; CHLORINE DIOXIDE FOR OXIDATION OR DISINFECTION; FLUORIDATION; ION EXCHANGE FOR REMOVAL OF ANY SECONDARY CONTAMINANT, SULFIDE, OR ANY UNREGULATED CONTAMINANT; OR OZONATION LESS THAN 0.1 MGD. STAFFING BY A CLASS D OR HIGHER OPERATOR: 3 VISITS/WEEK ON NONCONSECUTIVE DAYS FOR A TOTAL OF 0.6 HOUR/WEEK. THE LEAD/CHIEF OPERATOR MUST BE CLASS D OR HIGHER. | N | Y | BACKLASH RV FISHING CAMP | 11530 HWY 441 SE |  | OKEECHOBEE | FL | 34974 |  | 8137632322 |  | BOB GUTH | BOB GUTH | 9870 HWY 441 SE |  | OKEECHOBEE | FL | 34974 |  | 8137632322 |  | INVESTOR | 27 | 1 | 18 |  | 2093-03-09 | NAF | 0
4 | OKEECHOBEE | SED |  | 4474485 | OTHER PUBLIC WATER SYSTEM | CHLORINATION; AERATION FOR REMOVAL OF ANY SECONDARY CONTAMINANT, SULFIDE, OR ANY UNREGULATED CONTAMINANT; CORROSION CONTROL INHIBITOR ADDITION; HYPOCHLORINATION; IRON OR MANGANESE SEQUESTRATION; OR ULTRAVIOLET RADIATION. THE LEAD/CHIEF OPERATOR MUST BE CLASS D OR HIGHER. 50,000 GPD UP TO 0.25 MGD-STAFFING BY CLASS D OR HIGHER OPERATOR: 3 VISITS/WEEK ON NONCONSECUTIVE DAYS FOR A TOTAL OF 0.3 HOUR/WEEK. LESS THAN 50,000 GPD-STAFFING BY A CLASS D OR HIGHER OPERATOR: 2 VISITS/WEEK ON NONCONSECUTIVE DAYS FOR A TOTAL OF 0.2 HOUR/WEEK. THERE SHALL BE NO MORE THAN 5 DAYS BETWEEN THE LAST VISIT IN ONE WEEK AND THE FIRST VISIT IN THE NEXT WEEK. | N | Y | LARSON DAIRY #1 HOUSING | MICCO BLUFF |  | OKEECHOBEE | FL | 34972 |  |  |  | LOUIS LARSON, SR. | LARSON DAIRY, INC | P.O. BOX 1242 |  | OKEECHOBEE | FL | 34973 |  |  |  | INVESTOR | 24 | 1 | 12 | 2093-04-06 |  | NAF | 0
4 | OKEECHOBEE | SED |  | 4474486 | OTHER PUBLIC WATER SYSTEM | CHLORINATION; AERATION FOR REMOVAL OF ANY SECONDARY CONTAMINANT, SULFIDE, OR ANY UNREGULATED CONTAMINANT; CORROSION CONTROL INHIBITOR ADDITION; HYPOCHLORINATION; IRON OR MANGANESE SEQUESTRATION; OR ULTRAVIOLET RADIATION. THE LEAD/CHIEF OPERATOR MUST BE CLASS D OR HIGHER. 50,000 GPD UP TO 0.25 MGD-STAFFING BY CLASS D OR HIGHER OPERATOR: 3 VISITS/WEEK ON NONCONSECUTIVE DAYS FOR A TOTAL OF 0.3 HOUR/WEEK. LESS THAN 50,000 GPD-STAFFING BY A CLASS D OR HIGHER OPERATOR: 2 VISITS/WEEK ON NONCONSECUTIVE DAYS FOR A TOTAL OF 0.2 HOUR/WEEK. THERE SHALL BE NO MORE THAN 5 DAYS BETWEEN THE LAST VISIT IN ONE WEEK AND THE FIRST VISIT IN THE NEXT WEEK. | N | Y | LARSON DAIRY #3 | HILOLO ROAD |  | OKEECHOBEE | FL | 34972 |  |  |  | LOUIS LARSON, SENIOR | LARSON DAIRY, INC. | P.O. BOX 1242 |  | OKEECHOBEE | FL | 34973 |  |  |  | INVESTOR | 24 | 1 | 14 | 2093-04-21 |  | NAF | 0
4 | OKEECHOBEE | SED |  | 4474487 | OTHER PUBLIC WATER SYSTEM | CHLORINATION; AERATION FOR REMOVAL OF ANY SECONDARY CONTAMINANT, SULFIDE, OR ANY UNREGULATED CONTAMINANT; CORROSION CONTROL INHIBITOR ADDITION; HYPOCHLORINATION; IRON OR MANGANESE SEQUESTRATION; OR ULTRAVIOLET RADIATION. THE LEAD/CHIEF OPERATOR MUST BE CLASS D OR HIGHER. 50,000 GPD UP TO 0.25 MGD-STAFFING BY CLASS D OR HIGHER OPERATOR: 3 VISITS/WEEK ON NONCONSECUTIVE DAYS FOR A TOTAL OF 0.3 HOUR/WEEK. LESS THAN 50,000 GPD-STAFFING BY A CLASS D OR HIGHER OPERATOR: 2 VISITS/WEEK ON NONCONSECUTIVE DAYS FOR A TOTAL OF 0.2 HOUR/WEEK. THERE SHALL BE NO MORE THAN 5 DAYS BETWEEN THE LAST VISIT IN ONE WEEK AND THE FIRST VISIT IN THE NEXT WEEK. | N | Y | WILSON RUCKS DAIRY | RUCKS ROAD |  | OKEECHOBEE | FL | 34972 |  |  |  | WILSON RUCKS | WILSON RUCKS | 16563 HIGHWAY 441 NORTH |  | OKEECHOBEE | FL | 34972 |  |  |  | INVESTOR | 24 | 1 | 12 | 2093-04-06 | 2094-09-26 | NAF | 0
4 | OKEECHOBEE | SED | sweet.peas2319@gmail.com | 4474488 | NONCOMMUNITY | CHLORINATION; AERATION FOR REMOVAL OF ANY SECONDARY CONTAMINANT, SULFIDE, OR ANY UNREGULATED CONTAMINANT; CORROSION CONTROL INHIBITOR ADDITION; HYPOCHLORINATION; IRON OR MANGANESE SEQUESTRATION; OR ULTRAVIOLET RADIATION. THE LEAD/CHIEF OPERATOR MUST BE CLASS D OR HIGHER. 50,000 GPD UP TO 0.25 MGD-STAFFING BY CLASS D OR HIGHER OPERATOR: 3 VISITS/WEEK ON NONCONSECUTIVE DAYS FOR A TOTAL OF 0.3 HOUR/WEEK. LESS THAN 50,000 GPD-STAFFING BY A CLASS D OR HIGHER OPERATOR: 2 VISITS/WEEK ON NONCONSECUTIVE DAYS FOR A TOTAL OF 0.2 HOUR/WEEK. THERE SHALL BE NO MORE THAN 5 DAYS BETWEEN THE LAST VISIT IN ONE WEEK AND THE FIRST VISIT IN THE NEXT WEEK. | N | Y | SWEET PEAS | 2558 NE 144TH ST |  | OKEECHOBEE | FL | 34974 |  | 7726338016 |  | CECILIA GAZZARA | AMINUL ISLAM | 14025 HWY 441 N |  | OKEECHOBEE | FL | 34972 |  | 8633573232 |  | INVESTOR | 25 | 5000 | 1 | 2019-08-20 | 2019-08-14 | NC01 | 50
4 | OKEECHOBEE | SED |  | 4474489 | OTHER PUBLIC WATER SYSTEM | CHLORINATION; AERATION FOR REMOVAL OF ANY SECONDARY CONTAMINANT, SULFIDE, OR ANY UNREGULATED CONTAMINANT; CORROSION CONTROL INHIBITOR ADDITION; HYPOCHLORINATION; IRON OR MANGANESE SEQUESTRATION; OR ULTRAVIOLET RADIATION. THE LEAD/CHIEF OPERATOR MUST BE CLASS D OR HIGHER. 50,000 GPD UP TO 0.25 MGD-STAFFING BY CLASS D OR HIGHER OPERATOR: 3 VISITS/WEEK ON NONCONSECUTIVE DAYS FOR A TOTAL OF 0.3 HOUR/WEEK. LESS THAN 50,000 GPD-STAFFING BY A CLASS D OR HIGHER OPERATOR: 2 VISITS/WEEK ON NONCONSECUTIVE DAYS FOR A TOTAL OF 0.2 HOUR/WEEK. THERE SHALL BE NO MORE THAN 5 DAYS BETWEEN THE LAST VISIT IN ONE WEEK AND THE FIRST VISIT IN THE NEXT WEEK. | N | Y | MCARTHUR FARMS/LINE 4 | HIGHWAY 441 NORTH |  | OKEECHOBEE | FL | 34972 |  | 8137638986 |  | GERRY MARLIN | KENT BOWEN, PRESIDENT | 1550 NE 208TH STREET |  | OKEECHOBEE | FL | 34972 |  | 8137634673 |  | INVESTOR | 20 | 1 | 5 |  |  | NAF | 0
4 | OKEECHOBEE | SED |  | 4474490 | OTHER PUBLIC WATER SYSTEM | CHLORINATION; AERATION FOR REMOVAL OF ANY SECONDARY CONTAMINANT, SULFIDE, OR ANY UNREGULATED CONTAMINANT; CORROSION CONTROL INHIBITOR ADDITION; HYPOCHLORINATION; IRON OR MANGANESE SEQUESTRATION; OR ULTRAVIOLET RADIATION. THE LEAD/CHIEF OPERATOR MUST BE CLASS D OR HIGHER. 50,000 GPD UP TO 0.25 MGD-STAFFING BY CLASS D OR HIGHER OPERATOR: 3 VISITS/WEEK ON NONCONSECUTIVE DAYS FOR A TOTAL OF 0.3 HOUR/WEEK. LESS THAN 50,000 GPD-STAFFING BY A CLASS D OR HIGHER OPERATOR: 2 VISITS/WEEK ON NONCONSECUTIVE DAYS FOR A TOTAL OF 0.2 HOUR/WEEK. THERE SHALL BE NO MORE THAN 5 DAYS BETWEEN THE LAST VISIT IN ONE WEEK AND THE FIRST VISIT IN THE NEXT WEEK. | N | Y | POSEY'S DAIRY | 425 NE 128TH AVENUE |  | OKEECHOBEE | FL | 34974 |  |  |  | ELVIE POSEY | ZACHARY POSEY | 425 NE 128TH AVENUE |  | OKEECHOBEE | FL | 34974 |  |  |  | INVESTOR | 24 | 1 | 9 | 2094-09-02 |  | NAF | 0
4 | OKEECHOBEE | SED |  | 4474491 | OTHER PUBLIC WATER SYSTEM | CHLORINATION; AERATION FOR REMOVAL OF ANY SECONDARY CONTAMINANT, SULFIDE, OR ANY UNREGULATED CONTAMINANT; CORROSION CONTROL INHIBITOR ADDITION; HYPOCHLORINATION; IRON OR MANGANESE SEQUESTRATION; OR ULTRAVIOLET RADIATION. THE LEAD/CHIEF OPERATOR MUST BE CLASS D OR HIGHER. 50,000 GPD UP TO 0.25 MGD-STAFFING BY CLASS D OR HIGHER OPERATOR: 3 VISITS/WEEK ON NONCONSECUTIVE DAYS FOR A TOTAL OF 0.3 HOUR/WEEK. LESS THAN 50,000 GPD-STAFFING BY A CLASS D OR HIGHER OPERATOR: 2 VISITS/WEEK ON NONCONSECUTIVE DAYS FOR A TOTAL OF 0.2 HOUR/WEEK. THERE SHALL BE NO MORE THAN 5 DAYS BETWEEN THE LAST VISIT IN ONE WEEK AND THE FIRST VISIT IN THE NEXT WEEK. | N | Y | ABUNDANT BLESSINGS ASSEMBLY | 4550 NORTH HIGHWAY 441 |  | OKEECHOBEE | FL | 34972 |  | 8637633736 |  | KENNETH SARROS | ABUNDANT BLESSINGS ASSEMBLY OF GOD OF OKEECHOBEE, INC. | PO BOX 813 |  | OKEECHOBEE | FL | 34973 |  |  |  | INVESTOR | 70 | 10500 | 2 | 2012-12-11 | 2010-09-22 | NAF | 0
4 | OKEECHOBEE | SED |  | 4474493 | OTHER PUBLIC WATER SYSTEM | CHLORINATION; AERATION FOR REMOVAL OF ANY SECONDARY CONTAMINANT, SULFIDE, OR ANY UNREGULATED CONTAMINANT; CORROSION CONTROL INHIBITOR ADDITION; HYPOCHLORINATION; IRON OR MANGANESE SEQUESTRATION; OR ULTRAVIOLET RADIATION. THE LEAD/CHIEF OPERATOR MUST BE CLASS D OR HIGHER. 50,000 GPD UP TO 0.25 MGD-STAFFING BY CLASS D OR HIGHER OPERATOR: 3 VISITS/WEEK ON NONCONSECUTIVE DAYS FOR A TOTAL OF 0.3 HOUR/WEEK. LESS THAN 50,000 GPD-STAFFING BY A CLASS D OR HIGHER OPERATOR: 2 VISITS/WEEK ON NONCONSECUTIVE DAYS FOR A TOTAL OF 0.2 HOUR/WEEK. THERE SHALL BE NO MORE THAN 5 DAYS BETWEEN THE LAST VISIT IN ONE WEEK AND THE FIRST VISIT IN THE NEXT WEEK. | N | Y | REAL LIFE CHILDREN'S RANCH | 7777 HIGHWAY 441 SOUTHEAST |  | OKEECHOBEE | FL | 34974 |  |  |  | SCOTT FRASIER | SCOTT FRASIER | 7777 HIGHWAY 441 SOUTHEAST |  | OKEECHOBEE | FL | 34974 |  |  |  | INVESTOR | 54 | 0 | 14 |  | 2094-06-23 | NAF | 0
4 | OKEECHOBEE | SED |  | 4474496 | NONCOMMUNITY | CHLORINATION; AERATION FOR REMOVAL OF ANY SECONDARY CONTAMINANT, SULFIDE, OR ANY UNREGULATED CONTAMINANT; CORROSION CONTROL INHIBITOR ADDITION; HYPOCHLORINATION; IRON OR MANGANESE SEQUESTRATION; OR ULTRAVIOLET RADIATION. THE LEAD/CHIEF OPERATOR MUST BE CLASS D OR HIGHER. 50,000 GPD UP TO 0.25 MGD-STAFFING BY CLASS D OR HIGHER OPERATOR: 3 VISITS/WEEK ON NONCONSECUTIVE DAYS FOR A TOTAL OF 0.3 HOUR/WEEK. LESS THAN 50,000 GPD-STAFFING BY A CLASS D OR HIGHER OPERATOR: 2 VISITS/WEEK ON NONCONSECUTIVE DAYS FOR A TOTAL OF 0.2 HOUR/WEEK. THERE SHALL BE NO MORE THAN 5 DAYS BETWEEN THE LAST VISIT IN ONE WEEK AND THE FIRST VISIT IN THE NEXT WEEK. | N | Y | 700A COUNTRY STORE & DINER | 22302 NW 176TH AVENUE |  | OKEECHOBEE | FL | 34972 |  | 8637632540 |  | WENDEL D. FAIRCLOTH (JR & SR) | ANITA GASKIN | 22302 NW 176TH AVE. |  | OKEECHOBEE | FL | 34972 |  | 8634672852 |  | INVESTOR | 30 | 2000 | 2 | 2013-09-09 | 2020-12-10 | NC01 | 50
4 | OKEECHOBEE | SED | LYNCH.CHRISTOPHER@MAIL.DC.STATE.FL.US | 4474497 | COMMUNITY | CHLORINATION; AERATION FOR REMOVAL OF ANY SECONDARY CONTAMINANT, SULFIDE, OR ANY UNREGULATED CONTAMINANT; CORROSION CONTROL INHIBITOR ADDITION; HYPOCHLORINATION; IRON OR MANGANESE SEQUESTRATION; OR ULTRAVIOLET RADIATION. THE LEAD/CHIEF OPERATOR MUST BE CLASS C OR HIGHER. 5.0 MGD AND ABOVE-STAFFING BY CLASS C OR HIGHER OPERATOR: 6 HOURS/DAY FOR 5 DAYS/WEEK AND ONE VISIT ON EACH WEEKEND DAY. 3.0 MGD UP TO 5.0 MGD-STAFFING BY CLASS C OR HIGHER OPERATOR: 1 HOUR/DAY FOR 5 DAYS/WEEK AND ONE VISIT ON EACH WEEKEND DAY. 0.25 MGD UP TO 3.0 MGD-STAFFING BY CLASS C OR HIGHER OPERATOR: 5 VISITS/WEEK AND ONE VISIT EACH WEEKEND FOR A TOTAL OF 0.6 HOUR/WEEK. | N | Y | OKEECHOBEE CORRECTIONAL INST | 3420 NE 168TH STREET |  | OKEECHOBEE | FL | 34972 |  | 8634625580 |  | DON JOHNSON | ANDRES KRAUL | 501 S. CALHOUN ST. |  | TALLAHASSEE | FL | 32399 |  | 8507173926 |  | STATE | 1700 | 864000 | 700 | 2013-03-25 | 2020-02-25 | DC04 | 1000
4 | OKEECHOBEE | SED | AERIE4137@GMAIL.COM | 4474498 | NONCOMMUNITY | CHLORINATION; AERATION FOR REMOVAL OF ANY SECONDARY CONTAMINANT, SULFIDE, OR ANY UNREGULATED CONTAMINANT; CORROSION CONTROL INHIBITOR ADDITION; HYPOCHLORINATION; IRON OR MANGANESE SEQUESTRATION; OR ULTRAVIOLET RADIATION. THE LEAD/CHIEF OPERATOR MUST BE CLASS D OR HIGHER. 50,000 GPD UP TO 0.25 MGD-STAFFING BY CLASS D OR HIGHER OPERATOR: 3 VISITS/WEEK ON NONCONSECUTIVE DAYS FOR A TOTAL OF 0.3 HOUR/WEEK. LESS THAN 50,000 GPD-STAFFING BY A CLASS D OR HIGHER OPERATOR: 2 VISITS/WEEK ON NONCONSECUTIVE DAYS FOR A TOTAL OF 0.2 HOUR/WEEK. THERE SHALL BE NO MORE THAN 5 DAYS BETWEEN THE LAST VISIT IN ONE WEEK AND THE FIRST VISIT IN THE NEXT WEEK. | N | Y | FRATERNAL ORDER OF EAGLES | 9985 HIGHWAY 441 NORTH |  | OKEECHOBEE | FL | 34972 |  | 8637632552 |  | AERIE 4137 | AERIE 4137 | 9985 US 441 NORTH |  | OKEECHOBEE | FL | 34972 |  | 8637632552 |  | INVESTOR | 35 | 2000 | 1 | 2017-03-15 | 2020-02-25 | NC01 | 50
4 | OKEECHOBEE | SED | JCWITTECKUTILITIES@GMAIL.COM | 4474501 | NONCOMMUNITY | CHLORINATION; AERATION FOR REMOVAL OF ANY SECONDARY CONTAMINANT, SULFIDE, OR ANY UNREGULATED CONTAMINANT; CORROSION CONTROL INHIBITOR ADDITION; HYPOCHLORINATION; IRON OR MANGANESE SEQUESTRATION; OR ULTRAVIOLET RADIATION. THE LEAD/CHIEF OPERATOR MUST BE CLASS D OR HIGHER. 50,000 GPD UP TO 0.25 MGD-STAFFING BY CLASS D OR HIGHER OPERATOR: 3 VISITS/WEEK ON NONCONSECUTIVE DAYS FOR A TOTAL OF 0.3 HOUR/WEEK. LESS THAN 50,000 GPD-STAFFING BY A CLASS D OR HIGHER OPERATOR: 2 VISITS/WEEK ON NONCONSECUTIVE DAYS FOR A TOTAL OF 0.2 HOUR/WEEK. THERE SHALL BE NO MORE THAN 5 DAYS BETWEEN THE LAST VISIT IN ONE WEEK AND THE FIRST VISIT IN THE NEXT WEEK. | N | Y | VISION QUEST | 42660 HIGHWAY 441 NORTH |  | OKEECHOBEE | FL | 34974 |  | 5209076511 |  | FRANK ADAMS | NANCY ALIMONTI | PO BOX 12906 |  | TUCSON | AZ | 85732 |  | 5208813950 | 2555 | INVESTOR | 25 | 18000 | 6 | 2021-03-16 | 2020-10-07 | NC01 | 50
4 | OKEECHOBEE | SED | Nesfatmohd66@yahoo.com | 4474502 | NONCOMMUNITY | CHLORINATION; AERATION FOR REMOVAL OF ANY SECONDARY CONTAMINANT, SULFIDE, OR ANY UNREGULATED CONTAMINANT; CORROSION CONTROL INHIBITOR ADDITION; HYPOCHLORINATION; IRON OR MANGANESE SEQUESTRATION; OR ULTRAVIOLET RADIATION. THE LEAD/CHIEF OPERATOR MUST BE CLASS D OR HIGHER. 50,000 GPD UP TO 0.25 MGD-STAFFING BY CLASS D OR HIGHER OPERATOR: 3 VISITS/WEEK ON NONCONSECUTIVE DAYS FOR A TOTAL OF 0.3 HOUR/WEEK. LESS THAN 50,000 GPD-STAFFING BY A CLASS D OR HIGHER OPERATOR: 2 VISITS/WEEK ON NONCONSECUTIVE DAYS FOR A TOTAL OF 0.2 HOUR/WEEK. THERE SHALL BE NO MORE THAN 5 DAYS BETWEEN THE LAST VISIT IN ONE WEEK AND THE FIRST VISIT IN THE NEXT WEEK. | N | Y | FASTLINE DRIVE THRU (F/K/A JAMS DRIVE) | 10017 N HIGHWAY 441 |  | OKEECHOBEE | FL | 34972 |  | 8633570516 |  | NESFAT MOHD | [9 empty] | INVESTOR | 25 | 2000 | 1 | 2012-10-17 | 2020-11-25 | NC01 | 50
4 | OKEECHOBEE | SED |  | 4474503 | OTHER PUBLIC WATER SYSTEM | CHLORINATION; AERATION FOR REMOVAL OF ANY SECONDARY CONTAMINANT, SULFIDE, OR ANY UNREGULATED CONTAMINANT; CORROSION CONTROL INHIBITOR ADDITION; HYPOCHLORINATION; IRON OR MANGANESE SEQUESTRATION; OR ULTRAVIOLET RADIATION. THE LEAD/CHIEF OPERATOR MUST BE CLASS D OR HIGHER. 50,000 GPD UP TO 0.25 MGD-STAFFING BY CLASS D OR HIGHER OPERATOR: 3 VISITS/WEEK ON NONCONSECUTIVE DAYS FOR A TOTAL OF 0.3 HOUR/WEEK. LESS THAN 50,000 GPD-STAFFING BY A CLASS D OR HIGHER OPERATOR: 2 VISITS/WEEK ON NONCONSECUTIVE DAYS FOR A TOTAL OF 0.2 HOUR/WEEK. THERE SHALL BE NO MORE THAN 5 DAYS BETWEEN THE LAST VISIT IN ONE WEEK AND THE FIRST VISIT IN THE NEXT WEEK. | N | Y | SOUTHEAST MILK INC | 9400 SE 126TH BLVD |  | OKEECHOBEE | FL | 34974 |  | 8637636444 |  | DAWN SCULLEY | SOUTHEAST MILK, INC | P.O. BOX 3790 |  | BELLEVIEW | FL | 34421 |  | 3522452437 |  | INVESTOR | 5 | 11550 | 1 | 2014-08-07 | 2012-02-23 | NAF | 0
4 | OKEECHOBEE | SED | ALEX.CREAGER@dep.state.fl.us | 4474504 | NONCOMMUNITY | AERATION FOR REMOVAL OF ANY PRIMARY CONTAMINANT; ALKALINITY/PH ADJUSTMENT; CHLORAMIN ATION; CHLORINE DIOXIDE FOR OXIDATION OR DISINFECTION; FLUORIDATION; ION EXCHANGE FOR REMOVAL OF ANY SECONDARY CONTAMINANT, SULFIDE, OR ANY UNREGULATED CONTAMINANT; OR OZONATION LESS THAN 0.1 MGD. STAFFING BY A CLASS D OR HIGHER OPERATOR: 3 VISITS/WEEK ON NONCONSECUTIVE DAYS FOR A TOTAL OF 0.6 HOUR/WEEK. THE LEAD/CHIEF OPERATOR MUST BE CLASS D OR HIGHER. | N | Y | KISSIMMEE PRAIRIE PRESERVE STATE PARK | 33104 NW 192 AVE |  | OKEECHOBEE | FL | 34972 |  | 8634625360 |  |  | NATALIE CARLSON | 33104 NW 192 AVE |  | OKEECHOBEE | FL | 34972 |  | 8634625360 |  | DEP (STATE PARK OR STATE REC AREA) | 50 | 14920 | 60 | 2019-06-30 | 2019-05-10 | NC01 | 50
4 | OKEECHOBEE | SED | Momcass@email.com | 4474505 | OTHER PUBLIC WATER SYSTEM | CHLORINATION; AERATION FOR REMOVAL OF ANY SECONDARY CONTAMINANT, SULFIDE, OR ANY UNREGULATED CONTAMINANT; CORROSION CONTROL INHIBITOR ADDITION; HYPOCHLORINATION; IRON OR MANGANESE SEQUESTRATION; OR ULTRAVIOLET RADIATION. THE LEAD/CHIEF OPERATOR MUST BE CLASS D OR HIGHER. 50,000 GPD UP TO 0.25 MGD-STAFFING BY CLASS D OR HIGHER OPERATOR: 3 VISITS/WEEK ON NONCONSECUTIVE DAYS FOR A TOTAL OF 0.3 HOUR/WEEK. LESS THAN 50,000 GPD-STAFFING BY A CLASS D OR HIGHER OPERATOR: 2 VISITS/WEEK ON NONCONSECUTIVE DAYS FOR A TOTAL OF 0.2 HOUR/WEEK. THERE SHALL BE NO MORE THAN 5 DAYS BETWEEN THE LAST VISIT IN ONE WEEK AND THE FIRST VISIT IN THE NEXT WEEK. | N | Y | OAKS AT OKEECHOBEE | 11781 HIGHWAY 441 SE |  | OKEECHOBEE | FL | 34974 |  | 8638240603 |  |  | J.D. HEMBREE | 11781 SE HIGHWAY 441 |  | OKEECHOBEE | FL | 34974 |  | 8636340879 |  | INVESTOR | 25 | 26250 | 8 | 2007-10-15 | 2007-10-01 | NAF | 0
4 | OKEECHOBEE | SED | kandara_maskey@hotmail.com | 4474507 | NONCOMMUNITY | CHLORINATION; AERATION FOR REMOVAL OF ANY SECONDARY CONTAMINANT, SULFIDE, OR ANY UNREGULATED CONTAMINANT; CORROSION CONTROL INHIBITOR ADDITION; HYPOCHLORINATION; IRON OR MANGANESE SEQUESTRATION; OR ULTRAVIOLET RADIATION. THE LEAD/CHIEF OPERATOR MUST BE CLASS D OR HIGHER. 50,000 GPD UP TO 0.25 MGD-STAFFING BY CLASS D OR HIGHER OPERATOR: 3 VISITS/WEEK ON NONCONSECUTIVE DAYS FOR A TOTAL OF 0.3 HOUR/WEEK. LESS THAN 50,000 GPD-STAFFING BY A CLASS D OR HIGHER OPERATOR: 2 VISITS/WEEK ON NONCONSECUTIVE DAYS FOR A TOTAL OF 0.2 HOUR/WEEK. THERE SHALL BE NO MORE THAN 5 DAYS BETWEEN THE LAST VISIT IN ONE WEEK AND THE FIRST VISIT IN THE NEXT WEEK. | N | Y | CRACKER TRAIL FOOD MARKET | 18084 HIGHWAY 98 NORTH |  | OKEECHOBEE | FL | 34972 |  | 4055644302 |  | KANDARA SHAKYA | SUBARMA JOSHI | 511 S PARROTT AVE |  | OKEECHOBEE | FL | 34974 |  | 5613587396 |  | INVESTOR | 100 | 7500 | 1 | 2019-07-26 | 2019-11-14 | NC01 | 50
4 | OKEECHOBEE | SED |  | 4474509 | NONCOMMUNITY | CHLORINATION; AERATION FOR REMOVAL OF ANY SECONDARY CONTAMINANT, SULFIDE, OR ANY UNREGULATED CONTAMINANT; CORROSION CONTROL INHIBITOR ADDITION; HYPOCHLORINATION; IRON OR MANGANESE SEQUESTRATION; OR ULTRAVIOLET RADIATION. THE LEAD/CHIEF OPERATOR MUST BE CLASS D OR HIGHER. 50,000 GPD UP TO 0.25 MGD-STAFFING BY CLASS D OR HIGHER OPERATOR: 3 VISITS/WEEK ON NONCONSECUTIVE DAYS FOR A TOTAL OF 0.3 HOUR/WEEK. LESS THAN 50,000 GPD-STAFFING BY A CLASS D OR HIGHER OPERATOR: 2 VISITS/WEEK ON NONCONSECUTIVE DAYS FOR A TOTAL OF 0.2 HOUR/WEEK. THERE SHALL BE NO MORE THAN 5 DAYS BETWEEN THE LAST VISIT IN ONE WEEK AND THE FIRST VISIT IN THE NEXT WEEK. | N | Y | OK CORRAL | 6341 NE 96TH AVENUE |  | OKEECHOBEE | FL | 34972 |  | 8633571016 |  | CAMILA MESSINA | OK CORRAL GUN CLUB | 9449 NE 48TH ST. |  | OKEECHOBEE | FL | 34972 |  | 8633571016 |  | INVESTOR | 25 | 37440 | 1 | 2019-09-16 | 2018-06-07 | NC01 | 50
4 | OKEECHOBEE | SED | Fred@quailcreekplantation.com | 4474511 | NONCOMMUNITY | CHLORINATION; AERATION FOR REMOVAL OF ANY SECONDARY CONTAMINANT, SULFIDE, OR ANY UNREGULATED CONTAMINANT; CORROSION CONTROL INHIBITOR ADDITION; HYPOCHLORINATION; IRON OR MANGANESE SEQUESTRATION; OR ULTRAVIOLET RADIATION. THE LEAD/CHIEF OPERATOR MUST BE CLASS D OR HIGHER. 50,000 GPD UP TO 0.25 MGD-STAFFING BY CLASS D OR HIGHER OPERATOR: 3 VISITS/WEEK ON NONCONSECUTIVE DAYS FOR A TOTAL OF 0.3 HOUR/WEEK. LESS THAN 50,000 GPD-STAFFING BY A CLASS D OR HIGHER OPERATOR: 2 VISITS/WEEK ON NONCONSECUTIVE DAYS FOR A TOTAL OF 0.2 HOUR/WEEK. THERE SHALL BE NO MORE THAN 5 DAYS BETWEEN THE LAST VISIT IN ONE WEEK AND THE FIRST VISIT IN THE NEXT WEEK. | N | Y | QUAIL CREEK PLANTATION SPORTING CLAYS | 12399 NE 224TH STREET |  | OKEECHOBEE | FL | 34972 |  | 8637632529 |  |  | HUDSON SERVICES CORPORATION | 1535 SE 17TH STREET, SUITE 107 |  | FT LAUDERDALE | FL | 33316 |  | 8637632529 |  | INVESTOR | 50 | 25920 | 1 |  | 2021-10-01 | NC01 | 50
4 | OKEECHOBEE | SED | Fred@quailcreekplantation.com | 4474512 | NONCOMMUNITY | CHLORINATION; AERATION FOR REMOVAL OF ANY SECONDARY CONTAMINANT, SULFIDE, OR ANY UNREGULATED CONTAMINANT; CORROSION CONTROL INHIBITOR ADDITION; HYPOCHLORINATION; IRON OR MANGANESE SEQUESTRATION; OR ULTRAVIOLET RADIATION. THE LEAD/CHIEF OPERATOR MUST BE CLASS D OR HIGHER. 50,000 GPD UP TO 0.25 MGD-STAFFING BY CLASS D OR HIGHER OPERATOR: 3 VISITS/WEEK ON NONCONSECUTIVE DAYS FOR A TOTAL OF 0.3 HOUR/WEEK. LESS THAN 50,000 GPD-STAFFING BY A CLASS D OR HIGHER OPERATOR: 2 VISITS/WEEK ON NONCONSECUTIVE DAYS FOR A TOTAL OF 0.2 HOUR/WEEK. THERE SHALL BE NO MORE THAN 5 DAYS BETWEEN THE LAST VISIT IN ONE WEEK AND THE FIRST VISIT IN THE NEXT WEEK. | N | Y | QUAIL CREEK PLANTATION LODGE | 12399 NE 224TH STREET |  | OKEECHOBEE | FL | 34972 |  | 8637632529 |  |  | HUDSON SERVICES CORPORATION | 1535 SE 17TH STREET, SUITE 107 |  | FT LAUDERDALE | FL | 33316 |  | 8637632529 |  | INVESTOR | 50 | 37440 | 1 |  | 2021-10-01 | NC01 | 50
4 | OKEECHOBEE | SED | hans.pistor@hanlexgroup.com | 4474513 | NONCOMMUNITY | CHLORINATION; AERATION FOR REMOVAL OF ANY SECONDARY CONTAMINANT, SULFIDE, OR ANY UNREGULATED CONTAMINANT; CORROSION CONTROL INHIBITOR ADDITION; HYPOCHLORINATION; IRON OR MANGANESE SEQUESTRATION; OR ULTRAVIOLET RADIATION. THE LEAD/CHIEF OPERATOR MUST BE CLASS D OR HIGHER. 50,000 GPD UP TO 0.25 MGD-STAFFING BY CLASS D OR HIGHER OPERATOR: 3 VISITS/WEEK ON NONCONSECUTIVE DAYS FOR A TOTAL OF 0.3 HOUR/WEEK. LESS THAN 50,000 GPD-STAFFING BY A CLASS D OR HIGHER OPERATOR: 2 VISITS/WEEK ON NONCONSECUTIVE DAYS FOR A TOTAL OF 0.2 HOUR/WEEK. THERE SHALL BE NO MORE THAN 5 DAYS BETWEEN THE LAST VISIT IN ONE WEEK AND THE FIRST VISIT IN THE NEXT WEEK. | N | Y | DOLLAR GENERAL AT OKEECHOBEE | 8474 US 441 SE |  | OKEECHOBEE | FL | 34974 |  | 4078899400 |  | HANS PISTOR | HANS PISTOR | 1000 COLOR PLACE |  | APOPKA | FL | 32703 |  | 4078899400 |  | INVESTOR | 80 | 800 | 1 |  | 2018-04-06 | NC01 | 50
4 | OKEECHOBEE | SED | WILLIAM.CAVENDER@FPL.COM; Meghna.Pandya@fpl.com | 4474515 | NONTRANSIENT NONCOMMUNITY | CHLORINATION; AERATION FOR REMOVAL OF ANY SECONDARY CONTAMINANT, SULFIDE, OR ANY UNREGULATED CONTAMINANT; CORROSION CONTROL INHIBITOR ADDITION; HYPOCHLORINATION; IRON OR MANGANESE SEQUESTRATION; OR ULTRAVIOLET RADIATION. THE LEAD/CHIEF OPERATOR MUST BE CLASS C OR HIGHER. 5.0 MGD AND ABOVE-STAFFING BY CLASS C OR HIGHER OPERATOR: 6 HOURS/DAY FOR 5 DAYS/WEEK AND ONE VISIT ON EACH WEEKEND DAY. 3.0 MGD UP TO 5.0 MGD-STAFFING BY CLASS C OR HIGHER OPERATOR: 1 HOUR/DAY FOR 5 DAYS/WEEK AND ONE VISIT ON EACH WEEKEND DAY. 0.25 MGD UP TO 3.0 MGD-STAFFING BY CLASS C OR HIGHER OPERATOR: 5 VISITS/WEEK AND ONE VISIT EACH WEEKEND FOR A TOTAL OF 0.6 HOUR/WEEK. | N | Y | FPL OKEECHOBEE CLEAN ENERGY CENTER | 21505 FLORIDA 60 |  | VERO BEACH | FL | 32996 |  | 7727787039 |  |  | FLORIDA POWER AND LIGHT | 21505 FLORIDA 60 |  | VERO BEACH | FL | 32966 |  | 7727787039 |  | INVESTOR | 50 | 83420 | 21 | 2020-01-13 | 2021-09-03 | NTNC | 100
4 | OKEECHOBEE | SED | mkdryden@comcast.net | 4474516 | NONCOMMUNITY | CHLORINATION; AERATION FOR REMOVAL OF ANY SECONDARY CONTAMINANT, SULFIDE, OR ANY UNREGULATED CONTAMINANT; CORROSION CONTROL INHIBITOR ADDITION; HYPOCHLORINATION; IRON OR MANGANESE SEQUESTRATION; OR ULTRAVIOLET RADIATION. THE LEAD/CHIEF OPERATOR MUST BE CLASS D OR HIGHER. 50,000 GPD UP TO 0.25 MGD-STAFFING BY CLASS D OR HIGHER OPERATOR: 3 VISITS/WEEK ON NONCONSECUTIVE DAYS FOR A TOTAL OF 0.3 HOUR/WEEK. LESS THAN 50,000 GPD-STAFFING BY A CLASS D OR HIGHER OPERATOR: 2 VISITS/WEEK ON NONCONSECUTIVE DAYS FOR A TOTAL OF 0.2 HOUR/WEEK. THERE SHALL BE NO MORE THAN 5 DAYS BETWEEN THE LAST VISIT IN ONE WEEK AND THE FIRST VISIT IN THE NEXT WEEK. | N | Y | MOSQUITO CREEK GROCERY | 5500 HWY 70 E |  | OKEECHOBEE | FL | 34972 |  | 8636343278 |  |  | KENNETH & MARY DRYDEN | 5500 HWY 70 E |  | OKEECHOBEE | FL | 34972 |  | 8636343278 |  | OTHER | 25 | 2000 | 1 | 2020-04-06 | 2021-02-10 | NC01 | 50
4 | OKEECHOBEE | SED | sutton@milkingrdairy.com | 4474517 | NONCOMMUNITY | CHLORINATION; AERATION FOR REMOVAL OF ANY SECONDARY CONTAMINANT, SULFIDE, OR ANY UNREGULATED CONTAMINANT; CORROSION CONTROL INHIBITOR ADDITION; HYPOCHLORINATION; IRON OR MANGANESE SEQUESTRATION; OR ULTRAVIOLET RADIATION. THE LEAD/CHIEF OPERATOR MUST BE CLASS D OR HIGHER. 50,000 GPD UP TO 0.25 MGD-STAFFING BY CLASS D OR HIGHER OPERATOR: 3 VISITS/WEEK ON NONCONSECUTIVE DAYS FOR A TOTAL OF 0.3 HOUR/WEEK. LESS THAN 50,000 GPD-STAFFING BY A CLASS D OR HIGHER OPERATOR: 2 VISITS/WEEK ON NONCONSECUTIVE DAYS FOR A TOTAL OF 0.2 HOUR/WEEK. THERE SHALL BE NO MORE THAN 5 DAYS BETWEEN THE LAST VISIT IN ONE WEEK AND THE FIRST VISIT IN THE NEXT WEEK. | N | Y | MILKING R DAIRY ICE CREAM SHOP | 5818 US 98 |  | OKEECHOBEE | FL | 34972 |  | 8633571748 |  |  | SUTTON RUCKS | 5818 US-98 |  | OKEECHOBEE | FL | 34972 |  | 8633571748 |  | INVESTOR | 25 | 13440 | 1 |  | 2021-02-05 | NC01 | 50
4 | OKEECHOBEE | SED |  | 4474518 | NONCOMMUNITY | CHLORINATION; AERATION FOR REMOVAL OF ANY SECONDARY CONTAMINANT, SULFIDE, OR ANY UNREGULATED CONTAMINANT; CORROSION CONTROL INHIBITOR ADDITION; HYPOCHLORINATION; IRON OR MANGANESE SEQUESTRATION; OR ULTRAVIOLET RADIATION. THE LEAD/CHIEF OPERATOR MUST BE CLASS C OR HIGHER. 5.0 MGD AND ABOVE-STAFFING BY CLASS C OR HIGHER OPERATOR: 6 HOURS/DAY FOR 5 DAYS/WEEK AND ONE VISIT ON EACH WEEKEND DAY. 3.0 MGD UP TO 5.0 MGD-STAFFING BY CLASS C OR HIGHER OPERATOR: 1 HOUR/DAY FOR 5 DAYS/WEEK AND ONE VISIT ON EACH WEEKEND DAY. 0.25 MGD UP TO 3.0 MGD-STAFFING BY CLASS C OR HIGHER OPERATOR: 5 VISITS/WEEK AND ONE VISIT EACH WEEKEND FOR A TOTAL OF 0.6 HOUR/WEEK. | N | Y | OKEECHOBEE SHOOTING SPORT NORTH | 7055 48TH ST NE |  | OKEECHOBEE | FL | 34972 |  | 8633573006 |  |  | JEFFERY H WAIT | 7055 NE 48TH STREET |  | OKEECHOBEE | FL | 34972 |  | 8633573006 |  | INVESTOR | 25 | 2500 | 2 | 2021-01-13 | 2021-02-11 | NC01 | 50
4 | OKEECHOBEE | SED |  | 4474519 | NONCOMMUNITY | CHLORINATION; AERATION FOR REMOVAL OF ANY SECONDARY CONTAMINANT, SULFIDE, OR ANY UNREGULATED CONTAMINANT; CORROSION CONTROL INHIBITOR ADDITION; HYPOCHLORINATION; IRON OR MANGANESE SEQUESTRATION; OR ULTRAVIOLET RADIATION. THE LEAD/CHIEF OPERATOR MUST BE CLASS C OR HIGHER. 5.0 MGD AND ABOVE-STAFFING BY CLASS C OR HIGHER OPERATOR: 6 HOURS/DAY FOR 5 DAYS/WEEK AND ONE VISIT ON EACH WEEKEND DAY. 3.0 MGD UP TO 5.0 MGD-STAFFING BY CLASS C OR HIGHER OPERATOR: 1 HOUR/DAY FOR 5 DAYS/WEEK AND ONE VISIT ON EACH WEEKEND DAY. 0.25 MGD UP TO 3.0 MGD-STAFFING BY CLASS C OR HIGHER OPERATOR: 5 VISITS/WEEK AND ONE VISIT EACH WEEKEND FOR A TOTAL OF 0.6 HOUR/WEEK. | N | Y | OKEECHOBEE SHOOTING SPORTS SOUTH | 7055 48TH ST NE |  | OKEECHOBEE | FL | 34972 |  | 8633573006 |  |  | JEFFERY H WAIT | 6537 NE 48TH STREET |  | OKEECHOBEE | FL | 34972 |  | 8633573006 |  | INVESTOR | 25 | 2500 | 7 | 2021-01-13 | 2021-02-11 | NC01 | 50
4 | OKEECHOBEE | SED |  | 4474520 | NONCOMMUNITY | CHLORINATION; AERATION FOR REMOVAL OF ANY SECONDARY CONTAMINANT, SULFIDE, OR ANY UNREGULATED CONTAMINANT; CORROSION CONTROL INHIBITOR ADDITION; HYPOCHLORINATION; IRON OR MANGANESE SEQUESTRATION; OR ULTRAVIOLET RADIATION. THE LEAD/CHIEF OPERATOR MUST BE CLASS D OR HIGHER. 50,000 GPD UP TO 0.25 MGD-STAFFING BY CLASS D OR HIGHER OPERATOR: 3 VISITS/WEEK ON NONCONSECUTIVE DAYS FOR A TOTAL OF 0.3 HOUR/WEEK. LESS THAN 50,000 GPD-STAFFING BY A CLASS D OR HIGHER OPERATOR: 2 VISITS/WEEK ON NONCONSECUTIVE DAYS FOR A TOTAL OF 0.2 HOUR/WEEK. THERE SHALL BE NO MORE THAN 5 DAYS BETWEEN THE LAST VISIT IN ONE WEEK AND THE FIRST VISIT IN THE NEXT WEEK. | N | Y | BIG WATER RV II | 11553 HIGHWAY 441 SE |  | OKEECHOBEE | FL | 34974 |  | 3022181818 |  |  | LARRY ADKINS | 9 LILAC COURT |  | STAFFORD | VA | 22554 |  | 3022181818 |  | INVESTOR | 50 | 10000 | 25 |  | 2021-07-28 | NC01 | 50
4 | PALM BEACH | SEPB | kberroteran@wellingtonfl.gov | 4500014 | COMMUNITY | CONVENTIONAL FILTRATION (COAGULATION, FLOCCULATION, SEDIMENTATION, AND FILTRATION); DIRECT FILTRATION, (COAGULATION AND FILTRATION); OR LIME SOFTENING 5.0 MGD AND ABOVE. STAFFING BY CLASS C OR HIGHER OPERATOR: 24 HOURS/DAY FOR 7 DAYS/WEEK. THE LEAD/CHIEF OPERATOR MUST BE CLASS A. | N | Y | WELLINGTON WTP | 12300 WEST FOREST HILL BOULEVARD |  | WELLINGTON | FL | 33414 |  | 5617914037 |  | LAURIE HAND | VILLAGE OF WELLINGTON | 14000 GREENBRIAR BOULEVARD |  | WELLINGTON | FL | 33414 |  | 5617914000 |  | MUNICIPALITY | 56475 | 12800000 | 20747 | 2019-09-12 | 2019-07-29 | DC01 | 6000
4 | PALM BEACH | SEPB | henry_lue@equitylifestyle.com | 4500062 | COMMUNITY | CONVENTIONAL FILTRATION (COAGULATION, FLOCCULATION, SEDIMENTATION, AND FILTRATION); DIRECT FILTRATION, (COAGULATION AND FILTRATION); OR LIME SOFTENING. THE LEAD/CHIEF OPERATOR MUST BE CLASS C OR HIGHER. 0.3 MGD UP TO 1.0 MGD STAFFING BY CLASS C OR HIGHER OPERATOR: 6 HOURS/DAY FOR 5 DAYS/WEEK AND ONE VISIT ON EACH WEEKEND DAY. 0.1 MGD UP TO 0.3 MGD STAFFING BY CLASS C OR HIGHER OPERATOR: 3 HOURS/DAY FOR 5 DAYS/WEEK AND ONE VISIT ON EACH WEEKEND DAY. LESS THAN 0.1 MGD STAFFING BY CLASS C OR HIGHER OPERATOR: 2 HOURS/DAY FOR 5 DAYS/WEEK AND ONE VISIT ON EACH WEEKEND DAY. | N | Y | MARALAGO CAY MHP | 6255 LAWRENCE RD |  | LANTANA | FL | 33462 |  | 5619672626 |  | BERTHA RODRIGUEZ | EQUITY LIFESTYLE PROPERTIES, INC. | 5100 W. LEMON ST. | SUITE 308 | TAMPA | FL | 33609 |  | 8132826754 |  | INVESTOR | 1200 | 420000 | 603 | 2021-05-18 | 2021-03-18 | DC04 | 1000
4 | PALM BEACH | SEPB | bmoree@atlantisfl.gov | 4500068 | COMMUNITY | NO TREATMENT--CONSECUTIVE SYSTEMS ONLY | N | Y | ATLANTIS, CITY OF | 260 ORANGE TREE DRIVE |  | ATLANTIS | FL | 33462 |  | 5619651744 |  | BRIAN MORE | [9 empty] | INVESTOR | 3000 | 1440000 | 1644 | 2021-05-14 | 2021-03-18 | PC02 | 100
4 | PALM BEACH | SEPB | marie@bedners.com | 4500101 | NONCOMMUNITY | CHLORINATION; AERATION FOR REMOVAL OF ANY SECONDARY CONTAMINANT, SULFIDE, OR ANY UNREGULATED CONTAMINANT; CORROSION CONTROL INHIBITOR ADDITION; HYPOCHLORINATION; IRON OR MANGANESE SEQUESTRATION; OR ULTRAVIOLET RADIATION. THE LEAD/CHIEF OPERATOR MUST BE CLASS D OR HIGHER. 50,000 GPD UP TO 0.25 MGD-STAFFING BY CLASS D OR HIGHER OPERATOR: 3 VISITS/WEEK ON NONCONSECUTIVE DAYS FOR A TOTAL OF 0.3 HOUR/WEEK. LESS THAN 50,000 GPD-STAFFING BY A CLASS D OR HIGHER OPERATOR: 2 VISITS/WEEK ON NONCONSECUTIVE DAYS FOR A TOTAL OF 0.2 HOUR/WEEK. THERE SHALL BE NO MORE THAN 5 DAYS BETWEEN THE LAST VISIT IN ONE WEEK AND THE FIRST VISIT IN THE NEXT WEEK. | N | Y | BEDNER LABOR CAMP | 14186 STARKEY RD |  | DELRAY BEACH | FL | 33446 |  | 5614990489 |  | STEPHEN BEDNER | BEDNER FARMS, INC. | 226 NORTH EAST 13 AVENUE |  | POMPANO BEACH | FL | 33060 |  | 5616836700 |  | INVESTOR | 28 | 28000 | 1 | 2016-08-12 | 2017-12-06 | NC01 | 50
4 | PALM BEACH | SEPB | Matthew_Capone@floridacrystals.com | 4500119 | NONTRANSIENT NONCOMMUNITY | MEMBRANE PROCESSES, INCLUDING ELECTRODIALYSIS, ELECTRODIALYSIS REVERSAL, MICROFILTRATION, ULTRAFILTRATION, NANOFILTRATION, AND REVERSE OSMOSIS. THE LEAD/CHIEF OPERATOR MUST BE CLASS C OR HIGHER. 0.5 MGD UP TO 1.0 MGD-STAFFING BY CLASS C OR HIGHER OPERATOR: 6 HOURS/DAY FOR 5 DAYS/WEEK AND ONE VISIT ON EACH WEEKEND DAY. 0.1 MGD UP TO 0.5 MGD-STAFFING BY CLASS C OR HIGHER OPERATOR: 3 HOURS/DAY FOR 5 DAYS/WEEK AND ONE VISIT ON EACH WEEKEND DAY. LESS THAN 0.1 MGD-STAFFING BY CLASS C OR HIGHER OPERATOR: 1 HOUR/DAY FOR 5 DAYS/WEEK AND ONE VISIT ON EACH WEEKEND DAY. | N | Y | NEW HOPE SOUTH INC ( SUGAR FARMS ) | PO BOX 86 |  | SOUTH BAY | FL | 33493 |  | 5619247252 |  | MATTHEW CAPONE | OKEELANTA CORPORATION | P.O.BOX 86 |  | SOUTH BAY | FL | 33493 |  | 5619969072 |  | INVESTOR | 50 | 7000 | 3 | 2019-07-01 | 2019-05-02 | NTNC | 100
4 | PALM BEACH | SEPB | lwilsondavis@ci.boca-raton.fl.us | 4500130 | COMMUNITY | CONVENTIONAL FILTRATION (COAGULATION, FLOCCULATION, SEDIMENTATION, AND FILTRATION); DIRECT FILTRATION, (COAGULATION AND FILTRATION); OR LIME SOFTENING 5.0 MGD AND ABOVE. STAFFING BY CLASS C OR HIGHER OPERATOR: 24 HOURS/DAY FOR 7 DAYS/WEEK. THE LEAD/CHIEF OPERATOR MUST BE CLASS A. | N | Y | BOCA RATON WTP | 201 W PALMETTO PARK RD |  | BOCA RATON | FL | 33432 |  | 5613387323 |  | LISA WILSON-DAVIS | CITY OF BOCA RATON-PUB.UTL.DEP | 201 WEST PALMETTO PARK ROAD |  | BOCA RATON | FL | 33432 |  | 5612393071 |  | MUNICIPALITY | 130000 | 70000000 | 37134 | 2019-07-17 | 2021-08-13 | DC01 | 6000
4 | PALM BEACH | SEPB | RobertsMe@bbfl.us | 4500145 | COMMUNITY | CONVENTIONAL FILTRATION (COAGULATION, FLOCCULATION, SEDIMENTATION, AND FILTRATION); DIRECT FILTRATION, (COAGULATION AND FILTRATION); OR LIME SOFTENING 5.0 MGD AND ABOVE. STAFFING BY CLASS C OR HIGHER OPERATOR: 24 HOURS/DAY FOR 7 DAYS/WEEK. THE LEAD/CHIEF OPERATOR MUST BE CLASS A. | N | Y | BOYNTON BEACH PWS | P.O. BOX 310 |  | BOYNTON BEACH | FL | 33425 | 310 | 5617426444 |  | JOSEPH PATERNITI, PE | CITY OF BOYNTON BEACH UTILITIES | 124 E. WOOLBRIGHT RD. |  | BOYNTON BEACH | FL | 33435 |  | 5617426403 |  | MUNICIPALITY | 112000 | 34400000 | 37308 | 2018-12-27 | 2021-04-20 | DC01 | 6000
4 | PALM BEACH | SEPB | estatescolonial@yahoo.com | 4500264 | COMMUNITY | ACTIVATED CARBON PROCESSES; DIATOMACEOUS EARTH FILTRATION; ION EXCHANGE FOR REMOVAL OF ANY PRIMARY CONTAMINANT; ION AND MANGANESE REMOVAL (OXIDATION, DETENTION, AND FILTRATION); OR SLOW SAND FILTRATION. LEAD/CHIEF OPERATOR MUST BE CLASS C OR HIGHER. 1.0 MGD UP TO 2.0 MGD-STAFFING BY CLASS C OR HIGHER OPERATOR: 6 HOURS/DAY FOR 5 DAYS/WEEK AND ONE VISIT ON EACH WEEKEND DAY. 0.5 MGD UP TO 1.0 MGD-STAFFING BY CLASS C OR HIGHER OPERATOR: 3 HOURS/DAY FOR 5 DAYS/WEEK AND ONE VISIT ON EACH WEEKEND DAY. 0.25 MGD UP TO 0.5 MGD-STAFFING BY CLASS C OR HIGHER OPERATOR: 1 HOUR/DAY FOR 5 DAYS/WEEK AND ONE VISIT ON EACH WEEKEND DAY. LESS THAN 0.25 MGD-STAFFING BY CLASS C OR HIGHER OPERATOR: 5 VISITS/WEEK AND ONE VISIT EACH WEEKEND FOR A TOTAL OF 1.8 HOURS/WEEK. | N | Y | COLONIAL ESTATES MHP | 12375 MILITARY TRAIL |  | BOYNTON BEACH | FL | 33436 | 5881 | 5617380620 |  | JOHN STOBER | COLONIAL ESTATES, INC | 12375 S MILITARY TRAIL |  | BOYNTON BEACH | FL | 3436 |  | 5617380620 |  | INVESTOR | 450 | 144000 | 258 | 2017-06-20 | 2019-11-15 | DC05 | 500
4 | PALM BEACH | SEPB | http://www.mydelraybeach | 4500351 | COMMUNITY | CONVENTIONAL FILTRATION (COAGULATION, FLOCCULATION, SEDIMENTATION, AND FILTRATION); DIRECT FILTRATION, (COAGULATION AND FILTRATION); OR LIME SOFTENING 5.0 MGD AND ABOVE. STAFFING BY CLASS C OR HIGHER OPERATOR: 24 HOURS/DAY FOR 7 DAYS/WEEK. THE LEAD/CHIEF OPERATOR MUST BE CLASS A. | N | Y | DELRAY BEACH PUBLIC WATER SYSTEM | 200 SW 6TH STREET |  | DELRAY BEACH | FL | 33444 |  | 5612437318 |  | JUAN GUEVAREZ | CITY OF DELRAY BEACH | 434 SOUTH SWINTON AVENUE |  | DELRAY BEACH | FL | 33444 |  | 5612437000 |  | MUNICIPALITY | 60200 | 26000000 | 21383 | 2020-02-21 | 2019-12-09 | DC01 | 6000
4 | PALM BEACH | SEPB | Janice.Kerber@MyFWC.com | 4500450 | NONCOMMUNITY | ACTIVATED CARBON PROCESSES; DIATOMACEOUS EARTH FILTRATION; ION EXCHANGE FOR REMOVAL OF ANY PRIMARY CONTAMINANT; ION AND MANGANESE REMOVAL (OXIDATION, DETENTION, AND FILTRATION); OR SLOW SAND FILTRATION. LEAD/CHIEF OPERATOR MUST BE CLASS C OR HIGHER. 1.0 MGD UP TO 2.0 MGD-STAFFING BY CLASS C OR HIGHER OPERATOR: 6 HOURS/DAY FOR 5 DAYS/WEEK AND ONE VISIT ON EACH WEEKEND DAY. 0.5 MGD UP TO 1.0 MGD-STAFFING BY CLASS C OR HIGHER OPERATOR: 3 HOURS/DAY FOR 5 DAYS/WEEK AND ONE VISIT ON EACH WEEKEND DAY. 0.25 MGD UP TO 0.5 MGD-STAFFING BY CLASS C OR HIGHER OPERATOR: 1 HOUR/DAY FOR 5 DAYS/WEEK AND ONE VISIT ON EACH WEEKEND DAY. LESS THAN 0.25 MGD-STAFFING BY CLASS C OR HIGHER OPERATOR: 5 VISITS/WEEK AND ONE VISIT EACH WEEKEND FOR A TOTAL OF 1.8 HOURS/WEEK. | N | Y | EVERGLADES YOUTH CAMP | 12100 SEMINOLE PRATT WHITNEY ROAD |  | WEST PALM BEACH | FL | 33412 |  | 5616246929 |  | DEVYN HAMANN | FLORIDA GAME&FRESHWAT.FISH COM | 8535 NORTH LAKE BLVD. |  | WEST PALM BEACH | FL | 33415 |  | 5616246929 |  | STATE | 25 | 20000 | 10 | 2020-07-31 | 2020-06-22 | NC01 | 50
4 | PALM BEACH | SEPB | dclark@lakeclarke.org | 4500455 | COMMUNITY | NO TREATMENT--CONSECUTIVE SYSTEMS ONLY | N | Y | SEMINOLE MANOR SUBDIVISION | 1701 BARBADOS RD |  | LAKE CLARKE SHORES | FL | 33406 |  | 5619641515 |  | DANIEL P. CLARK, P.E., TOWN ADMISTRATOR | TOWN OF LAKE CLARKE SHORES | 1701 BARBADOS LANE |  | TOWN OF LAKE CLARK SHORES | FL | 33406 |  | 5619641515 |  | INVESTOR | 3255 | 1 | 968 | 2016-01-06 | 2019-05-21 | PC02 | 100
4 | PALM BEACH | SEPB | dclark@lakeclarke.org | 4500466 | COMMUNITY | NO TREATMENT--CONSECUTIVE SYSTEMS ONLY | N | Y | LAKE CLARKE SHORES | 1701 BARBADOS RD. |  | LAKE CLARKE SHORES | FL | 33406 |  | 5619641515 | 12 | DANIEL P. CLARK, P.E., TOWN ADM. | LAKE CLARKE SHORES | 1701 BARBADOS BLVD. |  | LAKE CLARKE SHORES | FL | 33406 |  | 5619641515 | 12 | INVESTOR | 2468 | 1 | 730 | 2016-01-27 | 2019-05-21 | PC02 | 100
4 | PALM BEACH | SEPB | chiligcc@gmail.com / goldcoast.com | 4500530 | NONCOMMUNITY | ACTIVATED CARBON PROCESSES; DIATOMACEOUS EARTH FILTRATION; ION EXCHANGE FOR REMOVAL OF ANY PRIMARY CONTAMINANT; ION AND MANGANESE REMOVAL (OXIDATION, DETENTION, AND FILTRATION); OR SLOW SAND FILTRATION. LEAD/CHIEF OPERATOR MUST BE CLASS C OR HIGHER. 1.0 MGD UP TO 2.0 MGD-STAFFING BY CLASS C OR HIGHER OPERATOR: 6 HOURS/DAY FOR 5 DAYS/WEEK AND ONE VISIT ON EACH WEEKEND DAY. 0.5 MGD UP TO 1.0 MGD-STAFFING BY CLASS C OR HIGHER OPERATOR: 3 HOURS/DAY FOR 5 DAYS/WEEK AND ONE VISIT ON EACH WEEKEND DAY. 0.25 MGD UP TO 0.5 MGD-STAFFING BY CLASS C OR HIGHER OPERATOR: 1 HOUR/DAY FOR 5 DAYS/WEEK AND ONE VISIT ON EACH WEEKEND DAY. LESS THAN 0.25 MGD-STAFFING BY CLASS C OR HIGHER OPERATOR: 5 VISITS/WEEK AND ONE VISIT EACH WEEKEND FOR A TOTAL OF 1.8 HOURS/WEEK. | N | Y | GOLD COAST CHRISTIAN CAMP | 7495 PARK LANE RD. |  | LAKE WORTH | FL | 33449 |  | 5619683136 |  | TRACY TWADELL CAMP DIRECTOR | GOLD COST CHRISTIAN CAMP INC. | 7495 PARK LANE ROAD |  | LAKE WORTH | FL | 33467 | 6702 | 5619683136 |  | INVESTOR | 152 | 10000 | 1 | 2021-12-21 | 2019-09-06 | NC01 | 50
4 | PALM BEACH | SEPB | Matthew_Capone@floridacrystals.com | 4500560 | NONTRANSIENT NONCOMMUNITY | MEMBRANE PROCESSES, INCLUDING ELECTRODIALYSIS, ELECTRODIALYSIS REVERSAL, MICROFILTRATION, ULTRAFILTRATION, NANOFILTRATION, AND REVERSE OSMOSIS. THE LEAD/CHIEF OPERATOR MUST BE CLASS C OR HIGHER. 0.5 MGD UP TO 1.0 MGD-STAFFING BY CLASS C OR HIGHER OPERATOR: 6 HOURS/DAY FOR 5 DAYS/WEEK AND ONE VISIT ON EACH WEEKEND DAY. 0.1 MGD UP TO 0.5 MGD-STAFFING BY CLASS C OR HIGHER OPERATOR: 3 HOURS/DAY FOR 5 DAYS/WEEK AND ONE VISIT ON EACH WEEKEND DAY. LESS THAN 0.1 MGD-STAFFING BY CLASS C OR HIGHER OPERATOR: 1 HOUR/DAY FOR 5 DAYS/WEEK AND ONE VISIT ON EACH WEEKEND DAY. | N | Y | OKEELANTA SUGAR MILL | 21250 US 27 | MAILING ADDRESS - P.O. BOX 86 | SOUTH BAY | FL | 33493 |  | 5619969072 |  | MATTHEW CAPONE | OKEELANTA CORPORATION | P.O. BOX 86 |  | SOUTH BAY | FL | 33493 |  | 5619969072 |  | INVESTOR | 620 | 600000 | 10 | 2021-09-14 | 2019-05-02 | NTNC | 100
4 | PALM BEACH | SEPB | gdunham@gulf-stream.org | 4500565 | COMMUNITY | NO TREATMENT--CONSECUTIVE SYSTEMS ONLY | N | Y | GULFSTREAM, TOWN OF | 100 SEA ROAD |  | GULFSTREAM | FL | 33483 |  | 5612765116 |  | ANTHONY BELTRAN | TOWN OF GULFSTREAM | 100 SEA ROAD |  | GULFSTREAM | FL | 33483 |  | 5612765116 |  | MUNICIPALITY | 1001 | 1 | 340 | 2018-12-18 | 2021-06-23 | PC02 | 100
4 | PALM BEACH | SEPB | railstock@highlandbeach.us | 4500609 | COMMUNITY | MEMBRANE PROCESSES, INCLUDING ELECTRODIALYSIS, ELECTRODIALYSIS REVERSAL, MICROFILTRATION, ULTRAFILTRATION, NANOFILTRATION, AND REVERSE OSMOSIS 1.0 MGD UP TO 6.5 MGD. STAFFING BY CLASS C OR HIGHER OPERATOR: 16 HOURS/DAY FOR 7 DAYS/WEEK. THE LEAD/CHIEF OPERATOR MUST BE CLASS B OR HIGHER. | N | Y | HIGHLAND BEACH WATER PLANT | 3616 S OCEAN BLVD |  | HIGHLAND BEACH | FL | 33487 |  | 5612432084 |  | ROBERT AILSTOCK | DALE SUGARMAN,TOWN MANAGER | 3614 S OCEAN BLVD |  | HIGHLAND BEACH | FL | 33487 |  | 5612784548 |  | MUNICIPALITY | 3539 | 3000000 | 559 | 2020-01-10 | 2019-10-25 | DC03 | 2000
4 | PALM BEACH | SEPB | drinkingwater@uswatercorp.net | 4500634 | COMMUNITY | NO TREATMENT--CONSECUTIVE SYSTEMS ONLY | N | Y | PALM LAKE ESTATES NORTH | 7272 42ND WAY N # 676 WEST PALM BEACH |  | RIVIERA BEACH | FL | 33404 |  | 5618426590 |  | KARLY SNYDER | PALM LAKE COOPERATIVE INC. | 7272 42ND WAY N |  | RIVIERA BEACH | FL | 33404 |  | 5618426590 |  | INVESTOR | 480 | 1 | 321 | 2021-12-17 | 2020-08-28 | PC01 | 50
4 | PALM BEACH | SEPB | WJCR@bellsouth.net | 4500717 | NONCOMMUNITY | CHLORINATION; AERATION FOR REMOVAL OF ANY SECONDARY CONTAMINANT, SULFIDE, OR ANY UNREGULATED CONTAMINANT; CORROSION CONTROL INHIBITOR ADDITION; HYPOCHLORINATION; IRON OR MANGANESE SEQUESTRATION; OR ULTRAVIOLET RADIATION. THE LEAD/CHIEF OPERATOR MUST BE CLASS D OR HIGHER. 50,000 GPD UP TO 0.25 MGD-STAFFING BY CLASS D OR HIGHER OPERATOR: 3 VISITS/WEEK ON NONCONSECUTIVE DAYS FOR A TOTAL OF 0.3 HOUR/WEEK. LESS THAN 50,000 GPD-STAFFING BY A CLASS D OR HIGHER OPERATOR: 2 VISITS/WEEK ON NONCONSECUTIVE DAYS FOR A TOTAL OF 0.2 HOUR/WEEK. THERE SHALL BE NO MORE THAN 5 DAYS BETWEEN THE LAST VISIT IN ONE WEEK AND THE FIRST VISIT IN THE NEXT WEEK. | N | Y | WEST JUPITER RV RESORT | 17801 N. 130 AVENUE |  | JUPITER | FL | 33478 |  | 5617466073 |  | GARY DRAKE | WEST JUPITER RV RESORT, LLC. | 17801 130TH AVE. NORTH |  | JUPITER | FL | 33478 |  |  |  | INVESTOR | 140 | 60000 | 90 | 2020-03-18 | 2020-02-17 | NC01 | 50
4 | PALM BEACH | SEPB | http://www.lakeworth.org/ | 4500773 | COMMUNITY | CONVENTIONAL FILTRATION (COAGULATION, FLOCCULATION, SEDIMENTATION, AND FILTRATION); DIRECT FILTRATION, (COAGULATION AND FILTRATION); OR LIME SOFTENING 5.0 MGD AND ABOVE. STAFFING BY CLASS C OR HIGHER OPERATOR: 24 HOURS/DAY FOR 7 DAYS/WEEK. THE LEAD/CHIEF OPERATOR MUST BE CLASS A. | N | Y | LAKE WORTH BEACH UTILITIES | 1900 2ND AVE NORTH |  | LAKE WORTH BEACH | FL | 33461 | 4298 | 5615861710 |  |  | CITY OF LAKE WORTH BEACH | 301 COLLEGE STREET |  | LAKE WORTH | FL | 33460 |  | 5615861675 |  | MUNICIPALITY | 48000 | 17400000 | 13500 | 2020-09-30 | 2020-07-16 | DC01 | 6000
4 | PALM BEACH | SEPB | waterplant@lantana.org | 4500784 | COMMUNITY | CONVENTIONAL FILTRATION (COAGULATION, FLOCCULATION, SEDIMENTATION, AND FILTRATION); DIRECT FILTRATION, (COAGULATION AND FILTRATION); OR LIME SOFTENING 1.0 MGD UP TO 5.0 MGD. STAFFING BY CLASS C OR HIGHER OPERATOR: 16 HOURS/DAY FOR 7 DAYS/WEEK. THE LEAD/CHIEF OPERATOR MUST BE CLASS B OR HIGHER. | N | Y | LANTANA WATER TREATMENT PLANT | 510 WEST PINE STREET |  | LANTANA | FL | 33462 |  | 5615405760 |  | JERRY DARR | TOWN OF LANTANA | 510 WEST PINE STREET |  | LANTANA | FL | 33462 |  | 5615405764 |  | MUNICIPALITY | 9432 | 3840000 | 3374 | 2021-05-10 | 2019-12-02 | DC03 | 2000
4 | PALM BEACH | SEPB | manalapanwater@gmail.com | 4500840 | COMMUNITY | CONVENTIONAL FILTRATION (COAGULATION, FLOCCULATION, SEDIMENTATION, AND FILTRATION); DIRECT FILTRATION, (COAGULATION AND FILTRATION); OR LIME SOFTENING 1.0 MGD UP TO 5.0 MGD. STAFFING BY CLASS C OR HIGHER OPERATOR: 16 HOURS/DAY FOR 7 DAYS/WEEK. THE LEAD/CHIEF OPERATOR MUST BE CLASS B OR HIGHER. | N | Y | MANALAPAN WTP (LEROY C.PASLAY) | 600 S OCEAN BLVD |  | MANALAPAN | FL | 33462 | 3398 | 5615863699 |  | BRENT WATSON | TOWN OF MANALAPAN | 600 SOUTH OCEAN BLVD. |  | MANALAPAN | FL | 33462 | 3398 | 5613832540 |  | MUNICIPALITY | 425 | 2350000 | 305 | 2019-02-14 | 2021-03-23 | DC03 | 2000
4 | PALM BEACH | SEPB | kmetcalf@townofmagnoliapark.com | 4500841 | COMMUNITY | ACTIVATED CARBON PROCESSES; DIATOMACEOUS EARTH FILTRATION; ION EXCHANGE FOR REMOVAL OF ANY PRIMARY CONTAMINANT; ION AND MANGANESE REMOVAL (OXIDATION, DETENTION, AND FILTRATION); OR SLOW SAND FILTRATION. LEAD/CHIEF OPERATOR MUST BE CLASS C OR HIGHER. 1.0 MGD UP TO 2.0 MGD-STAFFING BY CLASS C OR HIGHER OPERATOR: 6 HOURS/DAY FOR 5 DAYS/WEEK AND ONE VISIT ON EACH WEEKEND DAY. 0.5 MGD UP TO 1.0 MGD-STAFFING BY CLASS C OR HIGHER OPERATOR: 3 HOURS/DAY FOR 5 DAYS/WEEK AND ONE VISIT ON EACH WEEKEND DAY. 0.25 MGD UP TO 0.5 MGD-STAFFING BY CLASS C OR HIGHER OPERATOR: 1 HOUR/DAY FOR 5 DAYS/WEEK AND ONE VISIT ON EACH WEEKEND DAY. LESS THAN 0.25 MGD-STAFFING BY CLASS C OR HIGHER OPERATOR: 5 VISITS/WEEK AND ONE VISIT EACH WEEKEND FOR A TOTAL OF 1.8 HOURS/WEEK. | N | Y | MANGONIA PARK, TOWN OF | 1755 EAST TIFFANY DR |  | MANGONIA PARK | FL | 33407 |  | 5618451365 |  | FRANSHESKA BERRIOS | TOWN OF MANGONIA PARK | 1755 EAST TIFFANY DRIVE |  | MANGONIA PARK | FL | 33407 |  | 5618481235 |  | MUNICIPALITY | 2388 | 1080000 | 367 | 2019-08-09 | 2019-06-12 | DC03 | 2000
4 | PALM BEACH | SEPB | FRodriguez@faithfarm.com | 4501039 | COMMUNITY | MEMBRANE PROCESSES, INCLUDING ELECTRODIALYSIS, ELECTRODIALYSIS REVERSAL, MICROFILTRATION, ULTRAFILTRATION, NANOFILTRATION, AND REVERSE OSMOSIS. THE LEAD/CHIEF OPERATOR MUST BE CLASS C OR HIGHER. 0.5 MGD UP TO 1.0 MGD-STAFFING BY CLASS C OR HIGHER OPERATOR: 6 HOURS/DAY FOR 5 DAYS/WEEK AND ONE VISIT ON EACH WEEKEND DAY. 0.1 MGD UP TO 0.5 MGD-STAFFING BY CLASS C OR HIGHER OPERATOR: 3 HOURS/DAY FOR 5 DAYS/WEEK AND ONE VISIT ON EACH WEEKEND DAY. LESS THAN 0.1 MGD-STAFFING BY CLASS C OR HIGHER OPERATOR: 1 HOUR/DAY FOR 5 DAYS/WEEK AND ONE VISIT ON EACH WEEKEND DAY. | N | Y | FAITH FARMS MINISTRIES | 9538 U.S. 441 |  | BOYNTON BEACH | FL | 33472 |  | 5617372222 |  | FEDERICO RODRIGUEZ | FORT LAUDERDALE RESCUE TABERNACLE, INC | 9538 U.S. 441 |  | BOYNTON BEACH | FL | 33437 |  | 5617372222 |  | OTHER | 175 | 72000 | 26 | 2021-02-26 | 2021-01-14 | DC051 | 100
4 | PALM BEACH | SEPB | http://www.villageofpalmsprings.org/utilities/index.html | 4501058 | COMMUNITY | CONVENTIONAL FILTRATION (COAGULATION, FLOCCULATION, SEDIMENTATION, AND FILTRATION); DIRECT FILTRATION, (COAGULATION AND FILTRATION); OR LIME SOFTENING 5.0 MGD AND ABOVE. STAFFING BY CLASS C OR HIGHER OPERATOR: 24 HOURS/DAY FOR 7 DAYS/WEEK. THE LEAD/CHIEF OPERATOR MUST BE CLASS A. | N | Y | PALM SPRINGS, VILLAGE OF | 226 CYPRESS LANE |  | PALM SPRINGS | FL | 33461 | 1699 | 5616354282 |  | PAUL WARD | VILLAGE OF PALM SPRINGS | 226 CYPRESS LANE |  | PALM SPRINGS | FL | 33461 |  | 5619655770 |  | MUNICIPALITY | 32467 | 10000000 | 12982 | 2019-10-17 | 2019-07-18 | DC01 | 6000
4 | PALM BEACH | SEPB | rjd8956@gmail.com | 4501104 | COMMUNITY | ACTIVATED CARBON PROCESSES; DIATOMACEOUS EARTH FILTRATION; ION EXCHANGE FOR REMOVAL OF ANY PRIMARY CONTAMINANT; ION AND MANGANESE REMOVAL (OXIDATION, DETENTION, AND FILTRATION); OR SLOW SAND FILTRATION. LEAD/CHIEF OPERATOR MUST BE CLASS C OR HIGHER. 1.0 MGD UP TO 2.0 MGD-STAFFING BY CLASS C OR HIGHER OPERATOR: 6 HOURS/DAY FOR 5 DAYS/WEEK AND ONE VISIT ON EACH WEEKEND DAY. 0.5 MGD UP TO 1.0 MGD-STAFFING BY CLASS C OR HIGHER OPERATOR: 3 HOURS/DAY FOR 5 DAYS/WEEK AND ONE VISIT ON EACH WEEKEND DAY. 0.25 MGD UP TO 0.5 MGD-STAFFING BY CLASS C OR HIGHER OPERATOR: 1 HOUR/DAY FOR 5 DAYS/WEEK AND ONE VISIT ON EACH WEEKEND DAY. LESS THAN 0.25 MGD-STAFFING BY CLASS C OR HIGHER OPERATOR: 5 VISITS/WEEK AND ONE VISIT EACH WEEKEND FOR A TOTAL OF 1.8 HOURS/WEEK. | N | Y | PINE GROVE VILLAGE | 8934 CYPRESS STREET |  | BOYNTON BCH | FL | 33436 |  | 5617347137 |  | DENISE DENNING | PINE GOVE MHP, INC. | 8934 CYPRESS ST. |  | BOYNTON BEACH | FL | 33436 |  | 5617360330 |  | INVESTOR | 160 | 60000 | 136 | 2021-12-21 | 2020-09-24 | DC051 | 100
4 | PALM BEACH | SEPB | http://www.sua.com | 4501124 | COMMUNITY | CONVENTIONAL FILTRATION (COAGULATION, FLOCCULATION, SEDIMENTATION, AND FILTRATION); DIRECT FILTRATION, (COAGULATION AND FILTRATION); OR LIME SOFTENING 5.0 MGD AND ABOVE. STAFFING BY CLASS C OR HIGHER OPERATOR: 24 HOURS/DAY FOR 7 DAYS/WEEK. THE LEAD/CHIEF OPERATOR MUST BE CLASS A. | N | Y | SEACOAST UTILITIES AUTHORITY | PO BOX 109602 | PLANT @ 1156 RICHARD RD AND 4170 HOOD RD | PALM BEACH GARDENS | FL | 33410 | 9602 | 5616272900 |  | RIM BISHOP | SEACOAST UTILITY AUTHORITY | PO BOX 109602 |  | PALM BEACH GARDENS | FL | 33410 | 9602 | 5616272900 |  | INVESTOR/LICENSED PUBLIC UTILITIES | 95926 | 30500000 | 36141 | 2018-10-26 | 2021-10-20 | DC01 | 6000
4 | PALM BEACH | SEPB | http://www.rivierabch.com | 4501229 | COMMUNITY | CONVENTIONAL FILTRATION (COAGULATION, FLOCCULATION, SEDIMENTATION, AND FILTRATION); DIRECT FILTRATION, (COAGULATION AND FILTRATION); OR LIME SOFTENING 5.0 MGD AND ABOVE. STAFFING BY CLASS C OR HIGHER OPERATOR: 24 HOURS/DAY FOR 7 DAYS/WEEK. THE LEAD/CHIEF OPERATOR MUST BE CLASS A. | N | Y | RIVIERA BEACH UTILITY DISTRICT, CITY OF | P.O. BOX 9757 |  | RIVIERA BEACH | FL | 33419 |  | 5618454185 |  | DAVID DANFORD | [9 empty] | MUNICIPALITY | 31500 | 17500000 | 13319 | 2021-07-29 | 2020-10-07 | DC01 | 6000
4 | PALM BEACH | SEPB | http://www.tequesta.org | 4501438 | COMMUNITY | MEMBRANE PROCESSES, INCLUDING ELECTRODIALYSIS, ELECTRODIALYSIS REVERSAL, MICROFILTRATION, ULTRAFILTRATION, NANOFILTRATION, AND REVERSE OSMOSIS 1.0 MGD UP TO 6.5 MGD. STAFFING BY CLASS C OR HIGHER OPERATOR: 16 HOURS/DAY FOR 7 DAYS/WEEK. THE LEAD/CHIEF OPERATOR MUST BE CLASS B OR HIGHER. | N | Y | TEQUESTA PWS, VILLAGE OF | 345 TEQUESTA DRIVE |  | TEQUESTA | FL | 33469 | 3474 | 5617680493 |  | JERREMY ALLEN | VILLAGE OF TEQUESTA | P.O.BOX 3474 | 345 TEQUESTA DRIVE | TEQUESTA | FL | 33469 | 3474 | 5615756200 |  | MUNICIPALITY | 15500 | 6330000 | 4975 | 2020-04-29 | 2019-08-12 | DC02 | 4000
4 | PALM BEACH | SEPB | http://www.jupiter.fl.us/water | 4501491 | COMMUNITY | CONVENTIONAL FILTRATION (COAGULATION, FLOCCULATION, SEDIMENTATION, AND FILTRATION); DIRECT FILTRATION, (COAGULATION AND FILTRATION); OR LIME SOFTENING 5.0 MGD AND ABOVE. STAFFING BY CLASS C OR HIGHER OPERATOR: 24 HOURS/DAY FOR 7 DAYS/WEEK. THE LEAD/CHIEF OPERATOR MUST BE CLASS A. | N | Y | JUPITER PUBLIC WATER SYSTEM,TOWN OF | 17403 CENTRAL BOULEVARD |  | JUPITER | FL | 33468 |  | 5617412601 |  | ALLYSON FELSBURG | TOWN OF JUPITER | P.O. BOX 8900 | 210 MILITARY TRAIL | JUPITER | FL | 33468 | 8900 | 5617465134 |  | MUNICIPALITY | 88797 | 30000000 | 30583 | 2019-10-13 | 2019-08-01 | DC01 | 6000
4 | PALM BEACH | SEPB | wzahn@ussugar.com | 4501520 | NONCOMMUNITY | MEMBRANE PROCESSES, INCLUDING ELECTRODIALYSIS, ELECTRODIALYSIS REVERSAL, MICROFILTRATION, ULTRAFILTRATION, NANOFILTRATION, AND REVERSE OSMOSIS. THE LEAD/CHIEF OPERATOR MUST BE CLASS C OR HIGHER. 0.5 MGD UP TO 1.0 MGD-STAFFING BY CLASS C OR HIGHER OPERATOR: 6 HOURS/DAY FOR 5 DAYS/WEEK AND ONE VISIT ON EACH WEEKEND DAY. 0.1 MGD UP TO 0.5 MGD-STAFFING BY CLASS C OR HIGHER OPERATOR: 3 HOURS/DAY FOR 5 DAYS/WEEK AND ONE VISIT ON EACH WEEKEND DAY. LESS THAN 0.1 MGD-STAFFING BY CLASS C OR HIGHER OPERATOR: 1 HOUR/DAY FOR 5 DAYS/WEEK AND ONE VISIT ON EACH WEEKEND DAY. | Y | N | US SUGAR CORP-AG OFFICE | 35800 CONNERS HWY |  | CANAL POINT | FL | 33476 |  | 5619245601 |  | WAYNE ZAHN | U.S.SUGAR CORPORATION | 111 PONCE DE LEON AVE |  | CLEWISTON | FL | 33440 | 3032 | 8639022811 |  | INVESTOR | 40 | 3000 | 3 | 2019-06-16 | 2019-04-11 | NC01 | 50
4 | PALM BEACH | SEPB | jlisle@villageofgolf.org | 4501528 | COMMUNITY | MEMBRANE PROCESSES, INCLUDING ELECTRODIALYSIS, ELECTRODIALYSIS REVERSAL, MICROFILTRATION, ULTRAFILTRATION, NANOFILTRATION, AND REVERSE OSMOSIS. THE LEAD/CHIEF OPERATOR MUST BE CLASS C OR HIGHER. 0.5 MGD UP TO 1.0 MGD-STAFFING BY CLASS C OR HIGHER OPERATOR: 6 HOURS/DAY FOR 5 DAYS/WEEK AND ONE VISIT ON EACH WEEKEND DAY. 0.1 MGD UP TO 0.5 MGD-STAFFING BY CLASS C OR HIGHER OPERATOR: 3 HOURS/DAY FOR 5 DAYS/WEEK AND ONE VISIT ON EACH WEEKEND DAY. LESS THAN 0.1 MGD-STAFFING BY CLASS C OR HIGHER OPERATOR: 1 HOUR/DAY FOR 5 DAYS/WEEK AND ONE VISIT ON EACH WEEKEND DAY. | N | Y | VILLAGE OF GOLF | 21 COUNTRY RD |  | VILLAGE OF GOLF | FL | 33436 |  | 5617324710 |  | JOHN LISLE | VILLAGE OF GOLF | 21 COUNTRY ROAD |  | VILLAGE OF GOLF | FL | 33436 | 5299 | 5617320236 |  | MUNICIPALITY | 3505 | 864000 | 1947 | 2018-12-13 | 2021-06-14 | DC04 | 1000
4 | PALM BEACH | SEPB | djgraziani@wpb.org | 4501559 | COMMUNITY | CONVENTIONAL FILTRATION (COAGULATION, FLOCCULATION, SEDIMENTATION, AND FILTRATION); DIRECT FILTRATION, (COAGULATION AND FILTRATION); OR LIME SOFTENING 5.0 MGD AND ABOVE. STAFFING BY CLASS C OR HIGHER OPERATOR: 24 HOURS/DAY FOR 7 DAYS/WEEK. THE LEAD/CHIEF OPERATOR MUST BE CLASS A. | Y | Y | WEST PALM BEACH WTP | 1009 BANYAN BLVD |  | WEST PALM BEACH | FL | 33402 |  | 5618221300 |  | DARREL GRAZIANI | POONAM KALKAT | 401 CLEMATIS STREET, 4TH FLOOR |  | WEST PALM BEACH | FL | 33401 |  |  |  | MUNICIPALITY | 102000 | 47000000 | 33217 | 2021-04-02 | 2021-01-28 | DC01 | 6000
4 | PALM BEACH | SEPB |  | 4501640 | NONTRANSIENT NONCOMMUNITY | MEMBRANE PROCESSES, INCLUDING ELECTRODIALYSIS, ELECTRODIALYSIS REVERSAL, MICROFILTRATION, ULTRAFILTRATION, NANOFILTRATION, AND REVERSE OSMOSIS. THE LEAD/CHIEF OPERATOR MUST BE CLASS C OR HIGHER. 0.5 MGD UP TO 1.0 MGD-STAFFING BY CLASS C OR HIGHER OPERATOR: 6 HOURS/DAY FOR 5 DAYS/WEEK AND ONE VISIT ON EACH WEEKEND DAY. 0.1 MGD UP TO 0.5 MGD-STAFFING BY CLASS C OR HIGHER OPERATOR: 3 HOURS/DAY FOR 5 DAYS/WEEK AND ONE VISIT ON EACH WEEKEND DAY. LESS THAN 0.1 MGD-STAFFING BY CLASS C OR HIGHER OPERATOR: 1 HOUR/DAY FOR 5 DAYS/WEEK AND ONE VISIT ON EACH WEEKEND DAY. | N | Y | ATLANTIC SUGAR ASSOCIATION INC. | P. O. BOX 1570 |  | BELLE GLADE | FL | 33430 |  |  |  | HECTOR CARDENTEY,ENV.DIRECTOR | ATLANTIC SUGAR ASSOCIATION,INC | P.O.BOX # 1570 |  | BELLE GLADE | FL | 33430 |  | 5619966541 |  | INVESTOR | 50 | 10000 | 4 | 2021-10-12 | 2019-08-14 | NTNC | 100
4 | PALM BEACH | SEPB |  | 4501652 | NONCOMMUNITY | CHLORINATION; AERATION FOR REMOVAL OF ANY SECONDARY CONTAMINANT, SULFIDE, OR ANY UNREGULATED CONTAMINANT; CORROSION CONTROL INHIBITOR ADDITION; HYPOCHLORINATION; IRON OR MANGANESE SEQUESTRATION; OR ULTRAVIOLET RADIATION. THE LEAD/CHIEF OPERATOR MUST BE CLASS D OR HIGHER. 50,000 GPD UP TO 0.25 MGD-STAFFING BY CLASS D OR HIGHER OPERATOR: 3 VISITS/WEEK ON NONCONSECUTIVE DAYS FOR A TOTAL OF 0.3 HOUR/WEEK. LESS THAN 50,000 GPD-STAFFING BY A CLASS D OR HIGHER OPERATOR: 2 VISITS/WEEK ON NONCONSECUTIVE DAYS FOR A TOTAL OF 0.2 HOUR/WEEK. THERE SHALL BE NO MORE THAN 5 DAYS BETWEEN THE LAST VISIT IN ONE WEEK AND THE FIRST VISIT IN THE NEXT WEEK. | N | Y | BOBB'S PIANOS & ORGANS | 1583 N MILITARY TRAIL |  | WEST PALM BEACH | FL | 33409 |  | 5616836700 |  | ROBERT MESSINGSCHLAGER | ROBERT MESSINGSCHLAGER | 2512 SOUTH 30TH AVE |  | HALLENDALE | FL | 33009 |  | 5616836700 |  | INVESTOR | 130 | 48000 | 1 | 2016-10-04 | 2017-10-20 | NC01 | 50
4 | PALM BEACH | SEPB | Alberto.LoretDeMola@duda.com; Pete.Coultas@duda.com | 4501683 | NONTRANSIENT NONCOMMUNITY | AERATION FOR REMOVAL OF ANY PRIMARY CONTAMINANT; ALKALINITY/PH ADJUSTMENT; CHLORAMIN ATION; CHLORINE DIOXIDE FOR OXIDATION OR DISINFECTION; FLUORIDATION; ION EXCHANGE FOR REMOVAL OF ANY SECONDARY CONTAMINANT, SULFIDE, OR ANY UNREGULATED CONTAMINANT; OR OZONATION LESS THAN 0.1 MGD. STAFFING BY A CLASS D OR HIGHER OPERATOR: 3 VISITS/WEEK ON NONCONSECUTIVE DAYS FOR A TOTAL OF 0.6 HOUR/WEEK. THE LEAD/CHIEF OPERATOR MUST BE CLASS D OR HIGHER. | N | Y | A. DUDA & SONS,INC(M.HOWELLER) | P. O. BOX # 2015 |  | BELLE GLADE | FL | 33430 |  | 4073652111 |  | PETE COULTAS | A.DUDA & SONS, INC. | P.O.BOX 208 |  | BELLE GLADE | FL | 33430 | 208 | 5619967621 |  | INVESTOR | 100 | 46000 | 6 | 2021-10-28 | 2019-04-11 | NTNC | 100
4 | PALM BEACH | SEPB | ECALHOUN@MATHESONGAS.COM | 4504043 | NONCOMMUNITY | ACTIVATED CARBON PROCESSES; DIATOMACEOUS EARTH FILTRATION; ION EXCHANGE FOR REMOVAL OF ANY PRIMARY CONTAMINANT; ION AND MANGANESE REMOVAL (OXIDATION, DETENTION, AND FILTRATION); OR SLOW SAND FILTRATION. LEAD/CHIEF OPERATOR MUST BE CLASS C OR HIGHER. 1.0 MGD UP TO 2.0 MGD-STAFFING BY CLASS C OR HIGHER OPERATOR: 6 HOURS/DAY FOR 5 DAYS/WEEK AND ONE VISIT ON EACH WEEKEND DAY. 0.5 MGD UP TO 1.0 MGD-STAFFING BY CLASS C OR HIGHER OPERATOR: 3 HOURS/DAY FOR 5 DAYS/WEEK AND ONE VISIT ON EACH WEEKEND DAY. 0.25 MGD UP TO 0.5 MGD-STAFFING BY CLASS C OR HIGHER OPERATOR: 1 HOUR/DAY FOR 5 DAYS/WEEK AND ONE VISIT ON EACH WEEKEND DAY. LESS THAN 0.25 MGD-STAFFING BY CLASS C OR HIGHER OPERATOR: 5 VISITS/WEEK AND ONE VISIT EACH WEEKEND FOR A TOTAL OF 1.8 HOURS/WEEK. | N | Y | MATHESON TRI GAS | 18000 BEELINE HWY |  | JUPITER | FL | 33478 |  | 5617750080 |  | ERIC CALHOUN | TRI-GAS,INC, MATHESON | P.0.BOX 10 |  | JUPITER | FL | 33468 |  | 5618481475 |  | INVESTOR | 25 | 9000 | 2 | 2017-03-17 | 2020-05-21 | NC01 | 50
4 | PALM BEACH | SEPB |  | 4504097 | NONCOMMUNITY | AERATION FOR REMOVAL OF ANY PRIMARY CONTAMINANT; ALKALINITY/PH ADJUSTMENT; CHLORAMIN ATION; CHLORINE DIOXIDE FOR OXIDATION OR DISINFECTION; FLUORIDATION; ION EXCHANGE FOR REMOVAL OF ANY SECONDARY CONTAMINANT, SULFIDE, OR ANY UNREGULATED CONTAMINANT; OR OZONATION LESS THAN 0.1 MGD. STAFFING BY A CLASS D OR HIGHER OPERATOR: 3 VISITS/WEEK ON NONCONSECUTIVE DAYS FOR A TOTAL OF 0.6 HOUR/WEEK. THE LEAD/CHIEF OPERATOR MUST BE CLASS D OR HIGHER. | N | Y | AIRPORT PLAZA | 2424 CONGRESS AVENUE |  | WEST PALM BEACH | FL | 33409 |  | 5616886287 |  | LOUNE VENELUS | LOUNE VENELUS | 2424 CONGRESS AVENUE, SUITE J |  | WEST PALM BEACH | FL | 33409 |  | 5612445345 |  | INVESTOR | 25 | 10000 | 1 | 2016-10-04 | 2017-10-20 | NC01 | 50
4 | PALM BEACH | SEPB | bcarville@racepbir.com | 4504140 | NONCOMMUNITY | ACTIVATED CARBON PROCESSES; DIATOMACEOUS EARTH FILTRATION; ION EXCHANGE FOR REMOVAL OF ANY PRIMARY CONTAMINANT; ION AND MANGANESE REMOVAL (OXIDATION, DETENTION, AND FILTRATION); OR SLOW SAND FILTRATION. LEAD/CHIEF OPERATOR MUST BE CLASS C OR HIGHER. 1.0 MGD UP TO 2.0 MGD-STAFFING BY CLASS C OR HIGHER OPERATOR: 6 HOURS/DAY FOR 5 DAYS/WEEK AND ONE VISIT ON EACH WEEKEND DAY. 0.5 MGD UP TO 1.0 MGD-STAFFING BY CLASS C OR HIGHER OPERATOR: 3 HOURS/DAY FOR 5 DAYS/WEEK AND ONE VISIT ON EACH WEEKEND DAY. 0.25 MGD UP TO 0.5 MGD-STAFFING BY CLASS C OR HIGHER OPERATOR: 1 HOUR/DAY FOR 5 DAYS/WEEK AND ONE VISIT ON EACH WEEKEND DAY. LESS THAN 0.25 MGD-STAFFING BY CLASS C OR HIGHER OPERATOR: 5 VISITS/WEEK AND ONE VISIT EACH WEEKEND FOR A TOTAL OF 1.8 HOURS/WEEK. | N | Y | PALM BEACH INTERNATIONAL RACEWAY | 17047 BEELINE HWY |  | WEST PALM BEACH | FL | 33478 |  | 5616221400 |  | BOBBY CARVILLE | PALM BEACH INTERNATIONAL RACEWAY | 17047 BEELINE HIGHWAY . |  | JUPITER | FL | 33478 |  | 5616221400 |  | INVESTOR | 250 | 10000 | 3 | 2021-06-04 | 2021-02-05 | NC01 | 50
4 | PALM BEACH | SEPB | SamStathis@PoloElectric.com | 4504148 | NONCOMMUNITY | CHLORINATION; AERATION FOR REMOVAL OF ANY SECONDARY CONTAMINANT, SULFIDE, OR ANY UNREGULATED CONTAMINANT; CORROSION CONTROL INHIBITOR ADDITION; HYPOCHLORINATION; IRON OR MANGANESE SEQUESTRATION; OR ULTRAVIOLET RADIATION. THE LEAD/CHIEF OPERATOR MUST BE CLASS D OR HIGHER. 50,000 GPD UP TO 0.25 MGD-STAFFING BY CLASS D OR HIGHER OPERATOR: 3 VISITS/WEEK ON NONCONSECUTIVE DAYS FOR A TOTAL OF 0.3 HOUR/WEEK. LESS THAN 50,000 GPD-STAFFING BY A CLASS D OR HIGHER OPERATOR: 2 VISITS/WEEK ON NONCONSECUTIVE DAYS FOR A TOTAL OF 0.2 HOUR/WEEK. THERE SHALL BE NO MORE THAN 5 DAYS BETWEEN THE LAST VISIT IN ONE WEEK AND THE FIRST VISIT IN THE NEXT WEEK. | N | Y | SOUTH FLORIDA TROTTING - EAST | 7563 S.STATE RD 7 |  | LAKE WORTH | FL | 33449 |  | 2126278220 |  | ANTHONY STATHIS | SAM STATHIS | 497 CANAL STREET |  | NEW YORK | NY | 10013 |  | 2126278220 |  | INVESTOR | 25 | 15000 | 1 | 2021-06-10 | 2019-10-10 | NC01 | 50
4 | PALM BEACH | SEPB |  | 4504223 | NONTRANSIENT NONCOMMUNITY | MEMBRANE PROCESSES, INCLUDING ELECTRODIALYSIS, ELECTRODIALYSIS REVERSAL, MICROFILTRATION, ULTRAFILTRATION, NANOFILTRATION, AND REVERSE OSMOSIS. THE LEAD/CHIEF OPERATOR MUST BE CLASS C OR HIGHER. 0.5 MGD UP TO 1.0 MGD-STAFFING BY CLASS C OR HIGHER OPERATOR: 6 HOURS/DAY FOR 5 DAYS/WEEK AND ONE VISIT ON EACH WEEKEND DAY. 0.1 MGD UP TO 0.5 MGD-STAFFING BY CLASS C OR HIGHER OPERATOR: 3 HOURS/DAY FOR 5 DAYS/WEEK AND ONE VISIT ON EACH WEEKEND DAY. LESS THAN 0.1 MGD-STAFFING BY CLASS C OR HIGHER OPERATOR: 1 HOUR/DAY FOR 5 DAYS/WEEK AND ONE VISIT ON EACH WEEKEND DAY. | N | Y | OSCEOLA/VERMILLON SUGAR MILL | P. O. BOX # 679 |  | PAHOKEE | FL | 33476 |  | 5619247156 |  | CHARLES CAPE | OSCEOLA FARMS CO | P.O.BOX 679 |  | PAHOKEE | FL | 33476 |  | 5619247156 |  | INVESTOR | 300 | 72000 | 4 | 2021-10-12 | 2019-11-21 | NTNC | 100
4 | PALM BEACH | SEPB | http://loxahatchee.fws.gov/home/default.asp | 4504272 | NONCOMMUNITY | ACTIVATED CARBON PROCESSES; DIATOMACEOUS EARTH FILTRATION; ION EXCHANGE FOR REMOVAL OF ANY PRIMARY CONTAMINANT; ION AND MANGANESE REMOVAL (OXIDATION, DETENTION, AND FILTRATION); OR SLOW SAND FILTRATION. LEAD/CHIEF OPERATOR MUST BE CLASS C OR HIGHER. 1.0 MGD UP TO 2.0 MGD-STAFFING BY CLASS C OR HIGHER OPERATOR: 6 HOURS/DAY FOR 5 DAYS/WEEK AND ONE VISIT ON EACH WEEKEND DAY. 0.5 MGD UP TO 1.0 MGD-STAFFING BY CLASS C OR HIGHER OPERATOR: 3 HOURS/DAY FOR 5 DAYS/WEEK AND ONE VISIT ON EACH WEEKEND DAY. 0.25 MGD UP TO 0.5 MGD-STAFFING BY CLASS C OR HIGHER OPERATOR: 1 HOUR/DAY FOR 5 DAYS/WEEK AND ONE VISIT ON EACH WEEKEND DAY. LESS THAN 0.25 MGD-STAFFING BY CLASS C OR HIGHER OPERATOR: 5 VISITS/WEEK AND ONE VISIT EACH WEEKEND FOR A TOTAL OF 1.8 HOURS/WEEK. | N | Y | LOXAHATCHEE NATIONAL WILDLIFE REFUGE | 10216 LEE ROAD |  | BOYNTON BEACH | FL | 33473 |  | 5617356021 |  | ALLEN HANSEN | U.S. FISH AND WILDLIFE SERVICE | 10216 LEE ROAD |  | BOYNTON BEACH | FL | 33437 | 4796 | 5617323684 |  | FEDERAL | 150 | 10000 | 11 | 2017-06-23 | 2018-12-17 | NC01 | 50
4 | PALM BEACH | SEPB | brandon@sunshinemeadows.net | 4504285 | COMMUNITY | ACTIVATED CARBON PROCESSES; DIATOMACEOUS EARTH FILTRATION; ION EXCHANGE FOR REMOVAL OF ANY PRIMARY CONTAMINANT; ION AND MANGANESE REMOVAL (OXIDATION, DETENTION, AND FILTRATION); OR SLOW SAND FILTRATION. LEAD/CHIEF OPERATOR MUST BE CLASS C OR HIGHER. 1.0 MGD UP TO 2.0 MGD-STAFFING BY CLASS C OR HIGHER OPERATOR: 6 HOURS/DAY FOR 5 DAYS/WEEK AND ONE VISIT ON EACH WEEKEND DAY. 0.5 MGD UP TO 1.0 MGD-STAFFING BY CLASS C OR HIGHER OPERATOR: 3 HOURS/DAY FOR 5 DAYS/WEEK AND ONE VISIT ON EACH WEEKEND DAY. 0.25 MGD UP TO 0.5 MGD-STAFFING BY CLASS C OR HIGHER OPERATOR: 1 HOUR/DAY FOR 5 DAYS/WEEK AND ONE VISIT ON EACH WEEKEND DAY. LESS THAN 0.25 MGD-STAFFING BY CLASS C OR HIGHER OPERATOR: 5 VISITS/WEEK AND ONE VISIT EACH WEEKEND FOR A TOTAL OF 1.8 HOURS/WEEK. | N | Y | SUNSHINE MEADOWS | 16668 WINNERS CIRCLE |  | DELRAY BEACH | FL | 33447 |  | 5614951455 |  | WILLIAM BRANDON MILLS | SUNSHINE MEADOWS MGT. CORP. | 16668 WINNERS CIRCLE |  | DELRAY BEACH | FL | 33446 |  | 5614951455 |  | INVESTOR | 10 | 50000 | 30 | 2021-06-07 | 2019-11-04 | DC05 | 500
4 | PALM BEACH | SEPB | drinkingwater@uswatercorp.net | 4504287 | COMMUNITY | NO TREATMENT--CONSECUTIVE SYSTEMS ONLY | N | Y | PALM LAKE ESTATES SOUTH | 7272 42ND WAY NORTH |  | RIVIERA BCH | FL | 33404 |  | 5618426590 |  | STEPHANIE ABBONIZIO | PALM LAKE COOPERATIVE, INC | 7272 42ND WAY N |  | RIVIERA BEACH | FL | 33404 |  | 5618426590 |  | INVESTOR | 700 | 1 | 578 | 2021-12-17 | 2020-08-28 | PC02 | 100
4 | PALM BEACH | SEPB |  | 4504362 | NONCOMMUNITY | CHLORINATION; AERATION FOR REMOVAL OF ANY SECONDARY CONTAMINANT, SULFIDE, OR ANY UNREGULATED CONTAMINANT; CORROSION CONTROL INHIBITOR ADDITION; HYPOCHLORINATION; IRON OR MANGANESE SEQUESTRATION; OR ULTRAVIOLET RADIATION. THE LEAD/CHIEF OPERATOR MUST BE CLASS D OR HIGHER. 50,000 GPD UP TO 0.25 MGD-STAFFING BY CLASS D OR HIGHER OPERATOR: 3 VISITS/WEEK ON NONCONSECUTIVE DAYS FOR A TOTAL OF 0.3 HOUR/WEEK. LESS THAN 50,000 GPD-STAFFING BY A CLASS D OR HIGHER OPERATOR: 2 VISITS/WEEK ON NONCONSECUTIVE DAYS FOR A TOTAL OF 0.2 HOUR/WEEK. THERE SHALL BE NO MORE THAN 5 DAYS BETWEEN THE LAST VISIT IN ONE WEEK AND THE FIRST VISIT IN THE NEXT WEEK. | N | Y | JOURNEY CHURCH A/K/A JUP. FARMS COMMUNI | 12600 INDIANTOWN ROAD WEST |  | JUPITER | FL | 33478 | 4678 | 5617475379 |  | TERRY MCKINNEY | TERRY MCKINNEY | 12600 INDIANTOWN ROAD |  | JUPITER | FL | 33478 | 4678 | 5617475379 |  | INVESTOR | 45 | 10000 | 1 | 2016-08-24 | 2017-06-02 | NC01 | 50
4 | PALM BEACH | SEPB | ABAYAT@PBCWATER.COM | 4504393 | COMMUNITY | CONVENTIONAL FILTRATION (COAGULATION, FLOCCULATION, SEDIMENTATION, AND FILTRATION); DIRECT FILTRATION, (COAGULATION AND FILTRATION); OR LIME SOFTENING 5.0 MGD AND ABOVE. STAFFING BY CLASS C OR HIGHER OPERATOR: 24 HOURS/DAY FOR 7 DAYS/WEEK. THE LEAD/CHIEF OPERATOR MUST BE CLASS A. | N | Y | PALM BEACH COUNTY WATER UTILITIES | 8100 FOREST HILL BLVD | P.O. BOX 16097 | WEST PALM BEACH | FL | 33416 | 6097 | 5614936027 |  | ALI BAYAT | P.B.COUNTY WATER UTILITIES DEP | 8100 FOREST HILL BLVD | P.O.BOX 16097 | WEST PALM BEACH | FL | 33416 |  | 5614936000 |  | COUNTY | 597649 | 103280000 | 279059 | 2021-04-15 | 2021-02-02 | DC01 | 6000
4 | PALM BEACH | SEPB | TBECKFORD@LAKESHOREMHC.COM | 4504396 | COMMUNITY | NO TREATMENT--CONSECUTIVE SYSTEMS ONLY | N | Y | WHISPERING PINES MHP | 7900 LAWRENCE ROAD |  | BOYNTON BEACH | FL | 33436 |  | 5619655552 |  | TRACEY BECKFORD | LAKE SHORE MANAGEMENT | 150 N WACKER DRIVE SUITE 800 |  | CHICAGO | IL | 60606 | 4102 | 3124993600 |  | INVESTOR | 760 | 1 | 304 | 2021-04-21 | 2021-03-18 | PC02 | 100
4 | PALM BEACH | SEPB | chefchristopher33@gmail.com | 4504462 | NONCOMMUNITY | AERATION FOR REMOVAL OF ANY PRIMARY CONTAMINANT; ALKALINITY/PH ADJUSTMENT; CHLORAMIN ATION; CHLORINE DIOXIDE FOR OXIDATION OR DISINFECTION; FLUORIDATION; ION EXCHANGE FOR REMOVAL OF ANY SECONDARY CONTAMINANT, SULFIDE, OR ANY UNREGULATED CONTAMINANT; OR OZONATION LESS THAN 0.1 MGD. STAFFING BY A CLASS D OR HIGHER OPERATOR: 3 VISITS/WEEK ON NONCONSECUTIVE DAYS FOR A TOTAL OF 0.6 HOUR/WEEK. THE LEAD/CHIEF OPERATOR MUST BE CLASS D OR HIGHER. | N | Y | THE FARMS MARKET PLACE, LLC | 16891 JUPITER FARMS RD. |  | JUPITER | FL | 33478 |  | 5617488249 |  | CHRISTOPHER TAYLOR | CHRISTOPHER TAYLOR | 16891 JUPITER FARMS RD. |  | JUPITER | FL | 33478 |  | 5613080656 |  | INVESTOR | 25 | 5000 | 1 | 2020-04-29 | 2020-03-05 | NC01 | 50
4 | PALM BEACH | SEPB | SamStathis@PoloElectric.com | 4504501 | NONCOMMUNITY | CHLORINATION; AERATION FOR REMOVAL OF ANY SECONDARY CONTAMINANT, SULFIDE, OR ANY UNREGULATED CONTAMINANT; CORROSION CONTROL INHIBITOR ADDITION; HYPOCHLORINATION; IRON OR MANGANESE SEQUESTRATION; OR ULTRAVIOLET RADIATION. THE LEAD/CHIEF OPERATOR MUST BE CLASS D OR HIGHER. 50,000 GPD UP TO 0.25 MGD-STAFFING BY CLASS D OR HIGHER OPERATOR: 3 VISITS/WEEK ON NONCONSECUTIVE DAYS FOR A TOTAL OF 0.3 HOUR/WEEK. LESS THAN 50,000 GPD-STAFFING BY A CLASS D OR HIGHER OPERATOR: 2 VISITS/WEEK ON NONCONSECUTIVE DAYS FOR A TOTAL OF 0.2 HOUR/WEEK. THERE SHALL BE NO MORE THAN 5 DAYS BETWEEN THE LAST VISIT IN ONE WEEK AND THE FIRST VISIT IN THE NEXT WEEK. | N | Y | SOUTH FLORIDA TROTTING - NORTH | 7563 S. STATE ROAD 7 (441) |  | LAKE WORTH | FL | 33449 |  | 2126278220 |  | ANTHONY STATHIS | SAM STATHIS | 497 CANAL STREET |  | NEW YORK | NY | 10013 |  | 2126278220 |  | INVESTOR | 32 | 3000 | 3 | 2021-06-10 | 2019-10-10 | NC01 | 50
4 | PALM BEACH | SEPB | SamStathis@PoloElectric.com | 4504502 | NONCOMMUNITY | CHLORINATION; AERATION FOR REMOVAL OF ANY SECONDARY CONTAMINANT, SULFIDE, OR ANY UNREGULATED CONTAMINANT; CORROSION CONTROL INHIBITOR ADDITION; HYPOCHLORINATION; IRON OR MANGANESE SEQUESTRATION; OR ULTRAVIOLET RADIATION. THE LEAD/CHIEF OPERATOR MUST BE CLASS D OR HIGHER. 50,000 GPD UP TO 0.25 MGD-STAFFING BY CLASS D OR HIGHER OPERATOR: 3 VISITS/WEEK ON NONCONSECUTIVE DAYS FOR A TOTAL OF 0.3 HOUR/WEEK. LESS THAN 50,000 GPD-STAFFING BY A CLASS D OR HIGHER OPERATOR: 2 VISITS/WEEK ON NONCONSECUTIVE DAYS FOR A TOTAL OF 0.2 HOUR/WEEK. THERE SHALL BE NO MORE THAN 5 DAYS BETWEEN THE LAST VISIT IN ONE WEEK AND THE FIRST VISIT IN THE NEXT WEEK. | N | Y | SOUTH FLORIDA TROTTING - WEST | 7563 S. STATE ROAD 7 |  | LAKE WORTH | FL | 33449 |  | 2126278220 |  | ANTHONY STATHIS | SAM STATHIS | 497 CANAL STREET |  | NEW YORK | NY | 10013 |  | 5619675911 |  | INVESTOR | 25 | 30000 | 4 | 2021-06-10 | 2019-10-10 | NC01 | 50
4 | PALM BEACH | SEPB | jeanne.murphy@cbre.com | 4504516 | NONTRANSIENT NONCOMMUNITY | NO TREATMENT--CONSECUTIVE SYSTEMS ONLY | N | Y | PALM BEACH PARK OF COMMERCE | 15132 PARK OF COMMERCE BLVD | SUITE 101 | JUPITER | FL | 33478 |  | 5616258027 |  | JEANNE MURPHY | PALM BEACH PARK OF COMMERCE ASSOCIATION, INC. | 15300 PARK OF COMMERCE BLVD. |  | JUPITER | FL | 33478 |  | 5616258279 |  | INVESTOR | 340 | 180000 | 23 | 2019-06-06 | 2019-05-20 | NTNC | 100
4 | PALM BEACH | SEPB | FREEVPK@ATT.NET | 4504521 | NONTRANSIENT NONCOMMUNITY | MEMBRANE PROCESSES, INCLUDING ELECTRODIALYSIS, ELECTRODIALYSIS REVERSAL, MICROFILTRATION, ULTRAFILTRATION, NANOFILTRATION, AND REVERSE OSMOSIS. THE LEAD/CHIEF OPERATOR MUST BE CLASS C OR HIGHER. 0.5 MGD UP TO 1.0 MGD-STAFFING BY CLASS C OR HIGHER OPERATOR: 6 HOURS/DAY FOR 5 DAYS/WEEK AND ONE VISIT ON EACH WEEKEND DAY. 0.1 MGD UP TO 0.5 MGD-STAFFING BY CLASS C OR HIGHER OPERATOR: 3 HOURS/DAY FOR 5 DAYS/WEEK AND ONE VISIT ON EACH WEEKEND DAY. LESS THAN 0.1 MGD-STAFFING BY CLASS C OR HIGHER OPERATOR: 1 HOUR/DAY FOR 5 DAYS/WEEK AND ONE VISIT ON EACH WEEKEND DAY. | N | Y | ABC MONTESSORI OF JUPITER FARMS | 17963 103RD TERRACE |  | JUPITER | FL | 33478 |  | 5615759616 |  | PHIL DONOVAN | MICHELE KINCAID | 17963 103RD TERRACE N |  | JUPITER | FL | 33478 |  | 5615759616 |  | INVESTOR | 120 | 1500 | 1 | 2020-07-19 | 2020-03-05 | NTNC | 100
4 | PALM BEACH | SEPB | brettkbyers@gmail.com | 4504522 | NONCOMMUNITY | ACTIVATED CARBON PROCESSES; DIATOMACEOUS EARTH FILTRATION; ION EXCHANGE FOR REMOVAL OF ANY PRIMARY CONTAMINANT; ION AND MANGANESE REMOVAL (OXIDATION, DETENTION, AND FILTRATION); OR SLOW SAND FILTRATION. LEAD/CHIEF OPERATOR MUST BE CLASS C OR HIGHER. 1.0 MGD UP TO 2.0 MGD-STAFFING BY CLASS C OR HIGHER OPERATOR: 6 HOURS/DAY FOR 5 DAYS/WEEK AND ONE VISIT ON EACH WEEKEND DAY. 0.5 MGD UP TO 1.0 MGD-STAFFING BY CLASS C OR HIGHER OPERATOR: 3 HOURS/DAY FOR 5 DAYS/WEEK AND ONE VISIT ON EACH WEEKEND DAY. 0.25 MGD UP TO 0.5 MGD-STAFFING BY CLASS C OR HIGHER OPERATOR: 1 HOUR/DAY FOR 5 DAYS/WEEK AND ONE VISIT ON EACH WEEKEND DAY. LESS THAN 0.25 MGD-STAFFING BY CLASS C OR HIGHER OPERATOR: 5 VISITS/WEEK AND ONE VISIT EACH WEEKEND FOR A TOTAL OF 1.8 HOURS/WEEK. | N | Y | KINGDOM HALL OF JEHOVAH'S WIT. | 16571 VELAZQUEZ ROAD |  | LOXAHATCHEE | FL | 33470 |  | 5612526323 |  | LEONARDO VEGA | KINGDOM HALL OF JEHOVAH'S WITNESSES | 16571 VELAZQUEZ RD |  | LOXAHATCHEE | FL | 33470 |  | 5617902804 | 1657 | UNKNOWN | 55 | 3000 | 1 | 2021-11-29 | 2019-10-04 | NC01 | 50
4 | PALM BEACH | SEPB | shumon06@aol.com | 4504529 | NONCOMMUNITY | AERATION FOR REMOVAL OF ANY PRIMARY CONTAMINANT; ALKALINITY/PH ADJUSTMENT; CHLORAMIN ATION; CHLORINE DIOXIDE FOR OXIDATION OR DISINFECTION; FLUORIDATION; ION EXCHANGE FOR REMOVAL OF ANY SECONDARY CONTAMINANT, SULFIDE, OR ANY UNREGULATED CONTAMINANT; OR OZONATION LESS THAN 0.1 MGD. STAFFING BY A CLASS D OR HIGHER OPERATOR: 3 VISITS/WEEK ON NONCONSECUTIVE DAYS FOR A TOTAL OF 0.6 HOUR/WEEK. THE LEAD/CHIEF OPERATOR MUST BE CLASS D OR HIGHER. | N | Y | COLLEGE MARATHON | 4567 CONGRESS AVENUE |  | LAKE WORTH | FL | 33461 |  | 5619681720 |  | BELA SHAH | AMOCO CORPORATION | 2475 NORTHWINDS PKWY SUITE #400 |  | ALPHARETTA | GA | 30004 |  | 7705763125 |  | INVESTOR | 25 | 3500 | 2 | 2020-01-13 | 2019-10-04 | NC01 | 50
4 | PALM BEACH | SEPB | donovanwatercorp@aol.com | 4504530 | NONCOMMUNITY | CHLORINATION; AERATION FOR REMOVAL OF ANY SECONDARY CONTAMINANT, SULFIDE, OR ANY UNREGULATED CONTAMINANT; CORROSION CONTROL INHIBITOR ADDITION; HYPOCHLORINATION; IRON OR MANGANESE SEQUESTRATION; OR ULTRAVIOLET RADIATION. THE LEAD/CHIEF OPERATOR MUST BE CLASS D OR HIGHER. 50,000 GPD UP TO 0.25 MGD-STAFFING BY CLASS D OR HIGHER OPERATOR: 3 VISITS/WEEK ON NONCONSECUTIVE DAYS FOR A TOTAL OF 0.3 HOUR/WEEK. LESS THAN 50,000 GPD-STAFFING BY A CLASS D OR HIGHER OPERATOR: 2 VISITS/WEEK ON NONCONSECUTIVE DAYS FOR A TOTAL OF 0.2 HOUR/WEEK. THERE SHALL BE NO MORE THAN 5 DAYS BETWEEN THE LAST VISIT IN ONE WEEK AND THE FIRST VISIT IN THE NEXT WEEK. | N | Y | THREE AMIGOS | 9860 W.BOYNTON BEACH BLVD. |  | BOYNTON BEACH | FL | 33472 |  |  |  | PHIL DONOVAN | AUSTIN KOH FAMILY LLC | 7788 SPRING CREEK DRIVE |  | ROYAL PALM BEACH | FL | 33411 | 5791 |  |  | INVESTOR | 25 | 2700 | 1 | 2021-11-30 | 2018-11-30 | NC01 | 50
4 | PALM BEACH | SEPB | floridaspace@mindspring.com | 4504533 | NONCOMMUNITY | ACTIVATED CARBON PROCESSES; DIATOMACEOUS EARTH FILTRATION; ION EXCHANGE FOR REMOVAL OF ANY PRIMARY CONTAMINANT; ION AND MANGANESE REMOVAL (OXIDATION, DETENTION, AND FILTRATION); OR SLOW SAND FILTRATION. LEAD/CHIEF OPERATOR MUST BE CLASS C OR HIGHER. 1.0 MGD UP TO 2.0 MGD-STAFFING BY CLASS C OR HIGHER OPERATOR: 6 HOURS/DAY FOR 5 DAYS/WEEK AND ONE VISIT ON EACH WEEKEND DAY. 0.5 MGD UP TO 1.0 MGD-STAFFING BY CLASS C OR HIGHER OPERATOR: 3 HOURS/DAY FOR 5 DAYS/WEEK AND ONE VISIT ON EACH WEEKEND DAY. 0.25 MGD UP TO 0.5 MGD-STAFFING BY CLASS C OR HIGHER OPERATOR: 1 HOUR/DAY FOR 5 DAYS/WEEK AND ONE VISIT ON EACH WEEKEND DAY. LESS THAN 0.25 MGD-STAFFING BY CLASS C OR HIGHER OPERATOR: 5 VISITS/WEEK AND ONE VISIT EACH WEEKEND FOR A TOTAL OF 1.8 HOURS/WEEK. | N | Y | FLORIDA SPACE CENTER | 1830 HYPOLUXO ROAD |  | LAKE WORTH | FL | 33462 | 4057 | 5615881000 |  | R. MARK HUNT | FLORIDA SPACE CENTER A FLORIDA GENERAL PARTNERSHIP | [6 empty] | 5615881000 |  | INVESTOR | 30 | 3000 | 1 | 2021-11-30 | 2019-10-04 | NC01 | 50
4 | PALM BEACH | SEPB | HAROLD.DOMINY@PALMBEACHSCHOOLS.ORG | 4504664 | NONTRANSIENT NONCOMMUNITY | MEMBRANE PROCESSES, INCLUDING ELECTRODIALYSIS, ELECTRODIALYSIS REVERSAL, MICROFILTRATION, ULTRAFILTRATION, NANOFILTRATION, AND REVERSE OSMOSIS. THE LEAD/CHIEF OPERATOR MUST BE CLASS C OR HIGHER. 0.5 MGD UP TO 1.0 MGD-STAFFING BY CLASS C OR HIGHER OPERATOR: 6 HOURS/DAY FOR 5 DAYS/WEEK AND ONE VISIT ON EACH WEEKEND DAY. 0.1 MGD UP TO 0.5 MGD-STAFFING BY CLASS C OR HIGHER OPERATOR: 3 HOURS/DAY FOR 5 DAYS/WEEK AND ONE VISIT ON EACH WEEKEND DAY. LESS THAN 0.1 MGD-STAFFING BY CLASS C OR HIGHER OPERATOR: 1 HOUR/DAY FOR 5 DAYS/WEEK AND ONE VISIT ON EACH WEEKEND DAY. | N | Y | JUPITER FARMS COMMUNITY ELEMENTARY SCHOO | 17400 HAYNIE LANE |  | JUPITER | FL | 33478 |  | 5617447967 |  | HAROLD DOMINY | PBC SCH.BOARD MAIN.&PLNT.OPER. | 3300 SUMMIT BLVD. |  | WEST PALM BEACH | FL | 33406 | 4108 | 5616877061 |  | INVESTOR/LICENSED PUBLIC UTILITIES | 825 | 40000 | 8 | 2018-02-05 | 2021-03-02 | NTNC | 100
4 | PALM BEACH | SEPB |  | 4504696 | NONCOMMUNITY | CHLORINATION; AERATION FOR REMOVAL OF ANY SECONDARY CONTAMINANT, SULFIDE, OR ANY UNREGULATED CONTAMINANT; CORROSION CONTROL INHIBITOR ADDITION; HYPOCHLORINATION; IRON OR MANGANESE SEQUESTRATION; OR ULTRAVIOLET RADIATION. THE LEAD/CHIEF OPERATOR MUST BE CLASS D OR HIGHER. 50,000 GPD UP TO 0.25 MGD-STAFFING BY CLASS D OR HIGHER OPERATOR: 3 VISITS/WEEK ON NONCONSECUTIVE DAYS FOR A TOTAL OF 0.3 HOUR/WEEK. LESS THAN 50,000 GPD-STAFFING BY A CLASS D OR HIGHER OPERATOR: 2 VISITS/WEEK ON NONCONSECUTIVE DAYS FOR A TOTAL OF 0.2 HOUR/WEEK. THERE SHALL BE NO MORE THAN 5 DAYS BETWEEN THE LAST VISIT IN ONE WEEK AND THE FIRST VISIT IN THE NEXT WEEK. | N | Y | IGLESIA DE ADORACION FAMILIAR | 12265 INDIANTOWN ROAD |  | JUPITER | FL | 33478 |  | 5617929050 |  | PASTOR GUADALUPE BARRIENTOS | IGLESIA DE ADORACION FAMILIAR | 12265 INDIANTOWN RD. |  | JUPITER | FL | 33478 |  | 5617629050 |  | INVESTOR | 275 | 43000 | 1 | 2017-07-14 | 2020-03-03 | NC01 | 50
4 | PALM BEACH | SEPB | Christopher.Davern@Dignitymemorial.com | 4504712 | NONCOMMUNITY | ACTIVATED CARBON PROCESSES; DIATOMACEOUS EARTH FILTRATION; ION EXCHANGE FOR REMOVAL OF ANY PRIMARY CONTAMINANT; ION AND MANGANESE REMOVAL (OXIDATION, DETENTION, AND FILTRATION); OR SLOW SAND FILTRATION. LEAD/CHIEF OPERATOR MUST BE CLASS C OR HIGHER. 1.0 MGD UP TO 2.0 MGD-STAFFING BY CLASS C OR HIGHER OPERATOR: 6 HOURS/DAY FOR 5 DAYS/WEEK AND ONE VISIT ON EACH WEEKEND DAY. 0.5 MGD UP TO 1.0 MGD-STAFFING BY CLASS C OR HIGHER OPERATOR: 3 HOURS/DAY FOR 5 DAYS/WEEK AND ONE VISIT ON EACH WEEKEND DAY. 0.25 MGD UP TO 0.5 MGD-STAFFING BY CLASS C OR HIGHER OPERATOR: 1 HOUR/DAY FOR 5 DAYS/WEEK AND ONE VISIT ON EACH WEEKEND DAY. LESS THAN 0.25 MGD-STAFFING BY CLASS C OR HIGHER OPERATOR: 5 VISITS/WEEK AND ONE VISIT EACH WEEKEND FOR A TOTAL OF 1.8 HOURS/WEEK. | N | Y | STAR OF DAVID A/K/A MENORAH GARDENS | 9321 MEMORIAL PARK RD. |  | WEST PALM BEACH | FL | 33412 |  | 5616272277 |  | CHRISTOPHER DAVERN | SCI FUNERAL SER.OF FL,INC.0159 | 9321 MEMORIAL PARK ROAD |  | WEST PALM BEACH | FL | 33412 |  | 5616272277 |  | INVESTOR | 35 | 3200 | 1 | 2017-04-25 | 2020-05-21 | NC01 | 50
4 | PALM BEACH | SEPB | store101@4pointsfl.com | 4504718 | NONCOMMUNITY | CHLORINATION; AERATION FOR REMOVAL OF ANY SECONDARY CONTAMINANT, SULFIDE, OR ANY UNREGULATED CONTAMINANT; CORROSION CONTROL INHIBITOR ADDITION; HYPOCHLORINATION; IRON OR MANGANESE SEQUESTRATION; OR ULTRAVIOLET RADIATION. THE LEAD/CHIEF OPERATOR MUST BE CLASS D OR HIGHER. 50,000 GPD UP TO 0.25 MGD-STAFFING BY CLASS D OR HIGHER OPERATOR: 3 VISITS/WEEK ON NONCONSECUTIVE DAYS FOR A TOTAL OF 0.3 HOUR/WEEK. LESS THAN 50,000 GPD-STAFFING BY A CLASS D OR HIGHER OPERATOR: 2 VISITS/WEEK ON NONCONSECUTIVE DAYS FOR A TOTAL OF 0.2 HOUR/WEEK. THERE SHALL BE NO MORE THAN 5 DAYS BETWEEN THE LAST VISIT IN ONE WEEK AND THE FIRST VISIT IN THE NEXT WEEK. | N | Y | FOUR POINTS MARKET | 9975 STATE ROAD #7 |  | BOYNTON BEACH | FL | 33473 |  | 5617420050 |  | MARK DUAYBE, MANAGER | FOURCORNERS INVESTMENT, INC. | 9975 NORTH STATE ROAD #7 |  | BOYNTON BEACH | FL | 33437 |  | 5617420050 |  | INVESTOR | 40 | 4560 | 2 | 2021-11-30 | 2019-05-29 | NC01 | 50
4 | PALM BEACH | SEPB | Ken.cassel@inframark.com | 4504903 | COMMUNITY | NO TREATMENT--CONSECUTIVE SYSTEMS ONLY | N | Y | SEMINOLE IMPROVEMENT DISTRICT | 4001 SEMINOLE PRATT WHITNEY RD | SEMINOLE IMPROVEMENT DISTRICT | WESTLAKE | FL | 33414 |  | 5617931676 |  | TAYLOR MYERS | [9 empty] | INVESTOR | 4996 | 4500000 | 406 | 2019-08-05 | 2019-05-20 | PC03 | 500
4 | PALM BEACH | SEPB | oneillmichelle@bellsouth.net | 4504969 | NONTRANSIENT NONCOMMUNITY | ACTIVATED CARBON PROCESSES; DIATOMACEOUS EARTH FILTRATION; ION EXCHANGE FOR REMOVAL OF ANY PRIMARY CONTAMINANT; ION AND MANGANESE REMOVAL (OXIDATION, DETENTION, AND FILTRATION); OR SLOW SAND FILTRATION. LEAD/CHIEF OPERATOR MUST BE CLASS C OR HIGHER. 1.0 MGD UP TO 2.0 MGD-STAFFING BY CLASS C OR HIGHER OPERATOR: 6 HOURS/DAY FOR 5 DAYS/WEEK AND ONE VISIT ON EACH WEEKEND DAY. 0.5 MGD UP TO 1.0 MGD-STAFFING BY CLASS C OR HIGHER OPERATOR: 3 HOURS/DAY FOR 5 DAYS/WEEK AND ONE VISIT ON EACH WEEKEND DAY. 0.25 MGD UP TO 0.5 MGD-STAFFING BY CLASS C OR HIGHER OPERATOR: 1 HOUR/DAY FOR 5 DAYS/WEEK AND ONE VISIT ON EACH WEEKEND DAY. LESS THAN 0.25 MGD-STAFFING BY CLASS C OR HIGHER OPERATOR: 5 VISITS/WEEK AND ONE VISIT EACH WEEKEND FOR A TOTAL OF 1.8 HOURS/WEEK. | N | Y | ALL STAR KIDS EARLY LEARN.CTR. | 14390 ORANGE BOULEVARD |  | LOXAHATCHEE | FL | 33470 |  | 5617925440 |  | RORY ROBERTS | MICHELLE O'NEIL | 7608 WENTWORTH DRIVE |  | LAKE WORTH | FL | 33467 |  | 5616598832 |  | INVESTOR | 133 | 11520 | 1 | 2017-04-24 | 2021-04-28 | NTNC | 100
4 | PALM BEACH | SEPB | juplight@bellsouth.net | 4504974 | NONCOMMUNITY | ACTIVATED CARBON PROCESSES; DIATOMACEOUS EARTH FILTRATION; ION EXCHANGE FOR REMOVAL OF ANY PRIMARY CONTAMINANT; ION AND MANGANESE REMOVAL (OXIDATION, DETENTION, AND FILTRATION); OR SLOW SAND FILTRATION. LEAD/CHIEF OPERATOR MUST BE CLASS C OR HIGHER. 1.0 MGD UP TO 2.0 MGD-STAFFING BY CLASS C OR HIGHER OPERATOR: 6 HOURS/DAY FOR 5 DAYS/WEEK AND ONE VISIT ON EACH WEEKEND DAY. 0.5 MGD UP TO 1.0 MGD-STAFFING BY CLASS C OR HIGHER OPERATOR: 3 HOURS/DAY FOR 5 DAYS/WEEK AND ONE VISIT ON EACH WEEKEND DAY. 0.25 MGD UP TO 0.5 MGD-STAFFING BY CLASS C OR HIGHER OPERATOR: 1 HOUR/DAY FOR 5 DAYS/WEEK AND ONE VISIT ON EACH WEEKEND DAY. LESS THAN 0.25 MGD-STAFFING BY CLASS C OR HIGHER OPERATOR: 5 VISITS/WEEK AND ONE VISIT EACH WEEKEND FOR A TOTAL OF 1.8 HOURS/WEEK. | N | Y | FIRST BAPTIST CHURCH OF WPB FL INC. | 13475 W INDIANTOWN ROAD |  | JUPITER | FL | 33478 |  | 5617439797 |  | WAYNE CORNELIUS | THE CHURCH IN THE FARMS | 13475 W INDIANTOWN RD |  | JUPITER | FL | 33478 |  | 5617939797 |  | INVESTOR | 299 | 4000 | 1 | 2017-07-14 | 2021-03-10 | NC01 | 50
4 | PALM BEACH | SEPB | office@fitlyframed.net | 4504996 | NONCOMMUNITY | CHLORINATION; AERATION FOR REMOVAL OF ANY SECONDARY CONTAMINANT, SULFIDE, OR ANY UNREGULATED CONTAMINANT; CORROSION CONTROL INHIBITOR ADDITION; HYPOCHLORINATION; IRON OR MANGANESE SEQUESTRATION; OR ULTRAVIOLET RADIATION. THE LEAD/CHIEF OPERATOR MUST BE CLASS D OR HIGHER. 50,000 GPD UP TO 0.25 MGD-STAFFING BY CLASS D OR HIGHER OPERATOR: 3 VISITS/WEEK ON NONCONSECUTIVE DAYS FOR A TOTAL OF 0.3 HOUR/WEEK. LESS THAN 50,000 GPD-STAFFING BY A CLASS D OR HIGHER OPERATOR: 2 VISITS/WEEK ON NONCONSECUTIVE DAYS FOR A TOTAL OF 0.2 HOUR/WEEK. THERE SHALL BE NO MORE THAN 5 DAYS BETWEEN THE LAST VISIT IN ONE WEEK AND THE FIRST VISIT IN THE NEXT WEEK. | N | Y | CORNERSTONE FELLOWSHIP AKA LOX BAPTIST | 13969 ORANGE BOULEVARD |  | LOXAHATCHEE | FL | 33470 |  |  |  | PASTOR MICKEY OLIPHANT | LOXAHATCHEE BAPTIST MISSION CHURCH | 13969 ORANGE BLVD |  | LOXAHATCHEE | FL | 33470 |  | 5619655262 |  | INVESTOR | 75 | 900 | 1 | 2021-01-11 | 2020-11-06 | NC01 | 50
4 | PALM BEACH | SEPB | dclark@lakeclarke.org | 4504998 | COMMUNITY | NO TREATMENT--CONSECUTIVE SYSTEMS ONLY | N | Y | HYPOLUXO VILLAGE | 1701 BARBADOS ROAD |  | LAKE CLARKE SHORES | FL | 33406 |  | 5619641515 |  | DANIEL P. CLARK, P.E., TOWN ADMINISTRATOR | TOWN OF LAKE CLARKE SHORES | 1707 BARBADOS RD |  | LAKE CLARKE SHORES | FL | 33406 |  | 5619641515 |  | CITY | 1645 | 0 | 470 | 2016-01-06 | 2019-05-21 | PC02 | 100
4 | PALM BEACH | SEPB |  | 4504999 | NONCOMMUNITY | CHLORINATION; AERATION FOR REMOVAL OF ANY SECONDARY CONTAMINANT, SULFIDE, OR ANY UNREGULATED CONTAMINANT; CORROSION CONTROL INHIBITOR ADDITION; HYPOCHLORINATION; IRON OR MANGANESE SEQUESTRATION; OR ULTRAVIOLET RADIATION. THE LEAD/CHIEF OPERATOR MUST BE CLASS D OR HIGHER. 50,000 GPD UP TO 0.25 MGD-STAFFING BY CLASS D OR HIGHER OPERATOR: 3 VISITS/WEEK ON NONCONSECUTIVE DAYS FOR A TOTAL OF 0.3 HOUR/WEEK. LESS THAN 50,000 GPD-STAFFING BY A CLASS D OR HIGHER OPERATOR: 2 VISITS/WEEK ON NONCONSECUTIVE DAYS FOR A TOTAL OF 0.2 HOUR/WEEK. THERE SHALL BE NO MORE THAN 5 DAYS BETWEEN THE LAST VISIT IN ONE WEEK AND THE FIRST VISIT IN THE NEXT WEEK. | N | Y | ATLAS PEAT AND SOIL, INC | 9621 STATE ROAD 7 |  | BOYNTON BEACH | FL | 33472 |  | 5617347300 |  | FRED MARRERO | BRIAN LULFS | 7457 PARK LANE |  | LAKE WORTH | FL | 33449 |  | 5616862481 |  | OTHER | 28 | 1200 | 1 | 2017-10-21 | 2017-06-27 | NC01 | 50
4 | PALM BEACH | SEPB |  | 4505001 | NONCOMMUNITY | MEMBRANE PROCESSES, INCLUDING ELECTRODIALYSIS, ELECTRODIALYSIS REVERSAL, MICROFILTRATION, ULTRAFILTRATION, NANOFILTRATION, AND REVERSE OSMOSIS. THE LEAD/CHIEF OPERATOR MUST BE CLASS C OR HIGHER. 0.5 MGD UP TO 1.0 MGD-STAFFING BY CLASS C OR HIGHER OPERATOR: 6 HOURS/DAY FOR 5 DAYS/WEEK AND ONE VISIT ON EACH WEEKEND DAY. 0.1 MGD UP TO 0.5 MGD-STAFFING BY CLASS C OR HIGHER OPERATOR: 3 HOURS/DAY FOR 5 DAYS/WEEK AND ONE VISIT ON EACH WEEKEND DAY. LESS THAN 0.1 MGD-STAFFING BY CLASS C OR HIGHER OPERATOR: 1 HOUR/DAY FOR 5 DAYS/WEEK AND ONE VISIT ON EACH WEEKEND DAY. | N | Y | PREWITT TRACTOR SHED | 111 PONCE DE LEON AVE |  | CLEWISTON | FL | 33440 |  | 8639838121 |  | IBRAHIM ALAVA | US SUGAR CORPORATION - PEPE LOPEZ | 111 PONCE DE LEON BLVD |  | CLEWISTON | FL | 33446 |  | 8639838121 |  | INVESTOR | 52 | 3200 | 2 | 2019-07-13 | 2019-04-11 | NC01 | 50
4 | PALM BEACH | SEPB | alsmgt@bellsouth.net | 4505002 | COMMUNITY | MEMBRANE PROCESSES, INCLUDING ELECTRODIALYSIS, ELECTRODIALYSIS REVERSAL, MICROFILTRATION, ULTRAFILTRATION, NANOFILTRATION, AND REVERSE OSMOSIS. THE LEAD/CHIEF OPERATOR MUST BE CLASS C OR HIGHER. 0.5 MGD UP TO 1.0 MGD-STAFFING BY CLASS C OR HIGHER OPERATOR: 6 HOURS/DAY FOR 5 DAYS/WEEK AND ONE VISIT ON EACH WEEKEND DAY. 0.1 MGD UP TO 0.5 MGD-STAFFING BY CLASS C OR HIGHER OPERATOR: 3 HOURS/DAY FOR 5 DAYS/WEEK AND ONE VISIT ON EACH WEEKEND DAY. LESS THAN 0.1 MGD-STAFFING BY CLASS C OR HIGHER OPERATOR: 1 HOUR/DAY FOR 5 DAYS/WEEK AND ONE VISIT ON EACH WEEKEND DAY. | N | Y | PELICAN LAKE WATER PLANT | 101 PELICAN LAKE VILLAGE |  | PAHOKEE | FL | 33430 |  |  |  | DALE ALSTON | DALE ALSTON | 370 US HIGHWAY 27 N |  | SOUTH BAY | FL | 33493 |  |  |  | INVESTOR | 222 | 53000 | 69 | 2019-01-29 | 2020-07-07 | DC05 | 500
4 | PALM BEACH | SEPB | MTurbeville@pbcwater.com | 4505005 | COMMUNITY | MEMBRANE PROCESSES, INCLUDING ELECTRODIALYSIS, ELECTRODIALYSIS REVERSAL, MICROFILTRATION, ULTRAFILTRATION, NANOFILTRATION, AND REVERSE OSMOSIS 6.5 MGD AND ABOVE. STAFFING BY CLASS C OR HIGHER OPERATOR: 24 HOURS/DAY FOR 7 DAYS/WEEK. THE LEAD/CHIEF OPERATOR MUST BE CLASS A. | N | Y | PBCWUD - LAKE REGION WTP - SYSTEM 11 | P.O. BOX 16097 |  | WEST PALM BEACH | FL | 33416 |  | 5614936171 |  | ALI BAYAT | GLADES UTILITY AUTHORITY / PALM BEACH COUNTY WUD | 8100 FOREST HILL BLVD | PO BOX 16097 | WEST PALM BEACH | FL | 33413 |  | 5614936000 |  | COUNTY | 30536 | 10000000 | 9669 | 2021-05-06 | 2020-09-09 | DC01 | 6000
4 | PALM BEACH | SEPB | grant.lanham@scgc.org | 4505006 | NONTRANSIENT NONCOMMUNITY | MEMBRANE PROCESSES, INCLUDING ELECTRODIALYSIS, ELECTRODIALYSIS REVERSAL, MICROFILTRATION, ULTRAFILTRATION, NANOFILTRATION, AND REVERSE OSMOSIS. THE LEAD/CHIEF OPERATOR MUST BE CLASS C OR HIGHER. 0.5 MGD UP TO 1.0 MGD-STAFFING BY CLASS C OR HIGHER OPERATOR: 6 HOURS/DAY FOR 5 DAYS/WEEK AND ONE VISIT ON EACH WEEKEND DAY. 0.1 MGD UP TO 0.5 MGD-STAFFING BY CLASS C OR HIGHER OPERATOR: 3 HOURS/DAY FOR 5 DAYS/WEEK AND ONE VISIT ON EACH WEEKEND DAY. LESS THAN 0.1 MGD-STAFFING BY CLASS C OR HIGHER OPERATOR: 1 HOUR/DAY FOR 5 DAYS/WEEK AND ONE VISIT ON EACH WEEKEND DAY. | N | Y | SUGAR CANE GROWERS COOP OF FLORIDA | 1500 SUGAR HOUSE ROAD |  | BELLE GLADE | FL | 33430 |  | 5619965556 | 804 | GRANT LANHAM | SUGAR CANE GROWERS COOPERATIVE OF FLORIDA | PO BOX 666 |  | BELLE GLADE | FL | 33430 |  | 5619964779 |  | TRUST/COOPERATIVE | 850 | 210000 | 3 | 2021-04-21 | 2021-02-12 | NTNC | 100
4 | PALM BEACH | SEPB | DAVE@AMERIGROW.COM | 4505008 | NONTRANSIENT NONCOMMUNITY | MEMBRANE PROCESSES, INCLUDING ELECTRODIALYSIS, ELECTRODIALYSIS REVERSAL, MICROFILTRATION, ULTRAFILTRATION, NANOFILTRATION, AND REVERSE OSMOSIS. THE LEAD/CHIEF OPERATOR MUST BE CLASS C OR HIGHER. 0.5 MGD UP TO 1.0 MGD-STAFFING BY CLASS C OR HIGHER OPERATOR: 6 HOURS/DAY FOR 5 DAYS/WEEK AND ONE VISIT ON EACH WEEKEND DAY. 0.1 MGD UP TO 0.5 MGD-STAFFING BY CLASS C OR HIGHER OPERATOR: 3 HOURS/DAY FOR 5 DAYS/WEEK AND ONE VISIT ON EACH WEEKEND DAY. LESS THAN 0.1 MGD-STAFFING BY CLASS C OR HIGHER OPERATOR: 1 HOUR/DAY FOR 5 DAYS/WEEK AND ONE VISIT ON EACH WEEKEND DAY. | N | Y | AMERIGROW RECYCLING | 10320 W. ATLANTIC AVE |  | DELRAY BEACH | FL | 33446 |  | 5614998148 |  | DAVE TOMLINSON | [9 empty] | OTHER | 80 | 2000 | 1 | 2020-09-24 | 2020-07-31 | NTNC | 100
4 | PALM BEACH | SEPB |  | 4505009 | NONCOMMUNITY | ACTIVATED CARBON PROCESSES; DIATOMACEOUS EARTH FILTRATION; ION EXCHANGE FOR REMOVAL OF ANY PRIMARY CONTAMINANT; ION AND MANGANESE REMOVAL (OXIDATION, DETENTION, AND FILTRATION); OR SLOW SAND FILTRATION. LEAD/CHIEF OPERATOR MUST BE CLASS C OR HIGHER. 1.0 MGD UP TO 2.0 MGD-STAFFING BY CLASS C OR HIGHER OPERATOR: 6 HOURS/DAY FOR 5 DAYS/WEEK AND ONE VISIT ON EACH WEEKEND DAY. 0.5 MGD UP TO 1.0 MGD-STAFFING BY CLASS C OR HIGHER OPERATOR: 3 HOURS/DAY FOR 5 DAYS/WEEK AND ONE VISIT ON EACH WEEKEND DAY. 0.25 MGD UP TO 0.5 MGD-STAFFING BY CLASS C OR HIGHER OPERATOR: 1 HOUR/DAY FOR 5 DAYS/WEEK AND ONE VISIT ON EACH WEEKEND DAY. LESS THAN 0.25 MGD-STAFFING BY CLASS C OR HIGHER OPERATOR: 5 VISITS/WEEK AND ONE VISIT EACH WEEKEND FOR A TOTAL OF 1.8 HOURS/WEEK. | N | Y | BEACON BAPTIST TABERNACLE | 11616 W INDIANTOWN RD |  | JUPITER | FL | 33478 |  | 5617465096 |  | ANDY BLALOCK | [9 empty] | OTHER | 800 | 17280 | 3 | 2020-04-23 | 2020-03-05 | NC01 | 50
4 | PALM BEACH | SEPB | shermandibble@comcast.net | 4505010 | NONCOMMUNITY | AERATION FOR REMOVAL OF ANY PRIMARY CONTAMINANT; ALKALINITY/PH ADJUSTMENT; CHLORAMIN ATION; CHLORINE DIOXIDE FOR OXIDATION OR DISINFECTION; FLUORIDATION; ION EXCHANGE FOR REMOVAL OF ANY SECONDARY CONTAMINANT, SULFIDE, OR ANY UNREGULATED CONTAMINANT; OR OZONATION LESS THAN 0.1 MGD. STAFFING BY A CLASS D OR HIGHER OPERATOR: 3 VISITS/WEEK ON NONCONSECUTIVE DAYS FOR A TOTAL OF 0.6 HOUR/WEEK. THE LEAD/CHIEF OPERATOR MUST BE CLASS D OR HIGHER. | N | Y | HORIZON BAPTIST CHURCH | 12965 ORANGE BLVD |  | WEST PALM BEACH | FL | 33412 |  | 5617921122 |  |  | HORIZON BAPTIST CHURCH | P.O. BOX 1368 |  | LOXAHATCHEE GROVES | FL | 33470 |  | 5617921122 |  | OTHER | 25 | 21600 | 1 | 2016-03-16 | 2020-05-21 | NC01 | 50
4 | PALM BEACH | SEPB | donovanwatercorp@aol.com | 4505012 | NONCOMMUNITY | ACTIVATED CARBON PROCESSES; DIATOMACEOUS EARTH FILTRATION; ION EXCHANGE FOR REMOVAL OF ANY PRIMARY CONTAMINANT; ION AND MANGANESE REMOVAL (OXIDATION, DETENTION, AND FILTRATION); OR SLOW SAND FILTRATION. LEAD/CHIEF OPERATOR MUST BE CLASS C OR HIGHER. 1.0 MGD UP TO 2.0 MGD-STAFFING BY CLASS C OR HIGHER OPERATOR: 6 HOURS/DAY FOR 5 DAYS/WEEK AND ONE VISIT ON EACH WEEKEND DAY. 0.5 MGD UP TO 1.0 MGD-STAFFING BY CLASS C OR HIGHER OPERATOR: 3 HOURS/DAY FOR 5 DAYS/WEEK AND ONE VISIT ON EACH WEEKEND DAY. 0.25 MGD UP TO 0.5 MGD-STAFFING BY CLASS C OR HIGHER OPERATOR: 1 HOUR/DAY FOR 5 DAYS/WEEK AND ONE VISIT ON EACH WEEKEND DAY. LESS THAN 0.25 MGD-STAFFING BY CLASS C OR HIGHER OPERATOR: 5 VISITS/WEEK AND ONE VISIT EACH WEEKEND FOR A TOTAL OF 1.8 HOURS/WEEK. | N | Y | JUPITER SEVENTH DAY ADVENTIST CHURCH | 17778 103RD TERRACE NORTH |  | JUPITER | FL | 33478 |  | 5613397485 |  | ERNIE BRUORTON | FL CONFERENCE ASSOCIATION OF 7TH DAY ADVENTIST CHURCH | 1934 COMMERCE LANE | SUITE 5 | JUPITER | FL | 33458 |  | 5613462073 |  | INVESTOR | 302 | 28000 | 1 | 2021-04-21 | 2021-02-05 | NC01 | 50
4 | PALM BEACH | SEPB | teacher@karenluecht.com | 4505013 | NONCOMMUNITY | NOT APPLICABLE | N | Y | JUPITER MOTOR COACH RV RESORT | 11061 INDIANTOWN ROAD |  | JUPITER | FL | 33478 |  | 5618896621 |  | DANIEL LUECHT | SHIV SHAHI | 112 SARONA CIRCLE |  | ROYAL PALM BEACH | FL | 33411 |  | 5618896621 |  | OTHER | 250 | 93600 | 103 | 2017-12-07 | 2021-03-02 | NC01 | 50
4 | PALM BEACH | SEPB | Matthew.Capone@floridacrystals.com | 4505014 | NONTRANSIENT NONCOMMUNITY | ACTIVATED CARBON PROCESSES; DIATOMACEOUS EARTH FILTRATION; ION EXCHANGE FOR REMOVAL OF ANY PRIMARY CONTAMINANT; ION AND MANGANESE REMOVAL (OXIDATION, DETENTION, AND FILTRATION); OR SLOW SAND FILTRATION. LEAD/CHIEF OPERATOR MUST BE CLASS C OR HIGHER. 1.0 MGD UP TO 2.0 MGD-STAFFING BY CLASS C OR HIGHER OPERATOR: 6 HOURS/DAY FOR 5 DAYS/WEEK AND ONE VISIT ON EACH WEEKEND DAY. 0.5 MGD UP TO 1.0 MGD-STAFFING BY CLASS C OR HIGHER OPERATOR: 3 HOURS/DAY FOR 5 DAYS/WEEK AND ONE VISIT ON EACH WEEKEND DAY. 0.25 MGD UP TO 0.5 MGD-STAFFING BY CLASS C OR HIGHER OPERATOR: 1 HOUR/DAY FOR 5 DAYS/WEEK AND ONE VISIT ON EACH WEEKEND DAY. LESS THAN 0.25 MGD-STAFFING BY CLASS C OR HIGHER OPERATOR: 5 VISITS/WEEK AND ONE VISIT EACH WEEKEND FOR A TOTAL OF 1.8 HOURS/WEEK. | N | Y | SEM CHI/SUGAR FARMS | 3000 ATLANTIC SUGAR MILL ROAD |  | BELLE GLADE | FL | 33430 |  | 5613665157 |  |  | WILLIAM F. TARR | PO BOX 3435 |  | WEST PALM BEACH | FL | 33402 |  | 5613665157 |  | OTHER | 120 | 5000 | 2 | 2019-10-01 | 2019-08-14 | NTNC | 100
4 | PALM BEACH | SEPB | rbishop@sua.com | 4505018 | COMMUNITY | NO TREATMENT--CONSECUTIVE SYSTEMS ONLY | N | N | SEACOAST WEST | NORTHLAKE BLVD |  | PALM BEACH GARDENS | FL | 33410 |  | 5616272900 |  | SEACOAST UTILITY AUTHORITY | [9 empty] | AUTHORITY/COMMISSION/DISTRICT | 608 | 0 | 362 | 2021-01-04 | 2020-11-20 | PC02 | 100
4 | PALM BEACH | SEPB | BRIAN.OCONNOR@MYFWC.COM | 4505019 | NONCOMMUNITY | AERATION FOR REMOVAL OF ANY PRIMARY CONTAMINANT; ALKALINITY/PH ADJUSTMENT; CHLORAMIN ATION; CHLORINE DIOXIDE FOR OXIDATION OR DISINFECTION; FLUORIDATION; ION EXCHANGE FOR REMOVAL OF ANY SECONDARY CONTAMINANT, SULFIDE, OR ANY UNREGULATED CONTAMINANT; OR OZONATION LESS THAN 0.1 MGD. STAFFING BY A CLASS D OR HIGHER OPERATOR: 3 VISITS/WEEK ON NONCONSECUTIVE DAYS FOR A TOTAL OF 0.6 HOUR/WEEK. THE LEAD/CHIEF OPERATOR MUST BE CLASS D OR HIGHER. | N | Y | WPB SHOOTING SPORTS PARK WTP | 11730 SEMINOLE PRATT WHITNEY ROAD |  | LOXAHATCHEE | FL | 33431 |  | 5618226823 |  | BRIAN O'CONNOR | BRIAN O'CONNOR | 11730 SEMINOLE PRATT WHITNEY RD |  | LOXAHATCHEE | FL | 33470 |  | 5618226823 |  | AUTHORITY/COMMISSION/DISTRICT | 94 | 20000 | 2 | 2021-01-06 | 2020-11-20 | NC01 | 50
4 | ST. LUCIE | SED | walshenv@gmail.com | 4560069 | COMMUNITY | ACTIVATED CARBON PROCESSES; DIATOMACEOUS EARTH FILTRATION; ION EXCHANGE FOR REMOVAL OF ANY PRIMARY CONTAMINANT; ION AND MANGANESE REMOVAL (OXIDATION, DETENTION, AND FILTRATION); OR SLOW SAND FILTRATION. LEAD/CHIEF OPERATOR MUST BE CLASS C OR HIGHER. 1.0 MGD UP TO 2.0 MGD-STAFFING BY CLASS C OR HIGHER OPERATOR: 6 HOURS/DAY FOR 5 DAYS/WEEK AND ONE VISIT ON EACH WEEKEND DAY. 0.5 MGD UP TO 1.0 MGD-STAFFING BY CLASS C OR HIGHER OPERATOR: 3 HOURS/DAY FOR 5 DAYS/WEEK AND ONE VISIT ON EACH WEEKEND DAY. 0.25 MGD UP TO 0.5 MGD-STAFFING BY CLASS C OR HIGHER OPERATOR: 1 HOUR/DAY FOR 5 DAYS/WEEK AND ONE VISIT ON EACH WEEKEND DAY. LESS THAN 0.25 MGD-STAFFING BY CLASS C OR HIGHER OPERATOR: 5 VISITS/WEEK AND ONE VISIT EACH WEEKEND FOR A TOTAL OF 1.8 HOURS/WEEK. | N | Y | COUNTRY COVE MOBILE HOME PARK | 4015 NO. FEDERAL HWY. |  | FORT PIERCE | FL | 34950 |  | 7724614503 |  | RON STEVENS | [9 empty] | TRUST/COOPERATIVE | 197 | 129000 | 98 | 2019-03-22 | 2021-04-14 | DC05 | 500
4 | ST. LUCIE | SED |  | 4560075 | COMMUNITY | CHLORINATION; AERATION FOR REMOVAL OF ANY SECONDARY CONTAMINANT, SULFIDE, OR ANY UNREGULATED CONTAMINANT; CORROSION CONTROL INHIBITOR ADDITION; HYPOCHLORINATION; IRON OR MANGANESE SEQUESTRATION; OR ULTRAVIOLET RADIATION. THE LEAD/CHIEF OPERATOR MUST BE CLASS D OR HIGHER. 50,000 GPD UP TO 0.25 MGD-STAFFING BY CLASS D OR HIGHER OPERATOR: 3 VISITS/WEEK ON NONCONSECUTIVE DAYS FOR A TOTAL OF 0.3 HOUR/WEEK. LESS THAN 50,000 GPD-STAFFING BY A CLASS D OR HIGHER OPERATOR: 2 VISITS/WEEK ON NONCONSECUTIVE DAYS FOR A TOTAL OF 0.2 HOUR/WEEK. THERE SHALL BE NO MORE THAN 5 DAYS BETWEEN THE LAST VISIT IN ONE WEEK AND THE FIRST VISIT IN THE NEXT WEEK. | N | Y | BENTONWOOD | 6143 SOUTH FEDERAL HWY. |  | FORT PIERCE | FL | 34982 |  | 7723707401 |  | KEVIN BRAUN | SCOTT MASSEY | 1701 SKEES RD, LOT 1 |  | WEST PALM BEACH | FL | 33411 |  | 5616896868 |  | INVESTOR | 80 | 57000 | 52 | 2015-10-17 | 2019-05-30 | DC051 | 100
4 | ST. LUCIE | SED |  | 4560266 | COMMUNITY | CHLORINATION; AERATION FOR REMOVAL OF ANY SECONDARY CONTAMINANT, SULFIDE, OR ANY UNREGULATED CONTAMINANT; CORROSION CONTROL INHIBITOR ADDITION; HYPOCHLORINATION; IRON OR MANGANESE SEQUESTRATION; OR ULTRAVIOLET RADIATION. THE LEAD/CHIEF OPERATOR MUST BE CLASS D OR HIGHER. 50,000 GPD UP TO 0.25 MGD-STAFFING BY CLASS D OR HIGHER OPERATOR: 3 VISITS/WEEK ON NONCONSECUTIVE DAYS FOR A TOTAL OF 0.3 HOUR/WEEK. LESS THAN 50,000 GPD-STAFFING BY A CLASS D OR HIGHER OPERATOR: 2 VISITS/WEEK ON NONCONSECUTIVE DAYS FOR A TOTAL OF 0.2 HOUR/WEEK. THERE SHALL BE NO MORE THAN 5 DAYS BETWEEN THE LAST VISIT IN ONE WEEK AND THE FIRST VISIT IN THE NEXT WEEK. | N | Y | COLONY CLUB MHP | 2601 N US 1 |  | FORT PIERCE | FL | 34946 |  | 7724612309 |  | KEVIN BRAUN | SCOTT MASSEY | 1701 SKEES RD | LOT 1 | WEST PALM BEACH | FL | 33411 |  | 5616896868 |  | INVESTOR | 102 | 25000 | 51 | 2019-05-21 | 2021-10-27 | DC06 | 100
4 | ST. LUCIE | SED | david@accurateutilitiesinc.net | 4560404 | NONCOMMUNITY | CHLORINATION; AERATION FOR REMOVAL OF ANY SECONDARY CONTAMINANT, SULFIDE, OR ANY UNREGULATED CONTAMINANT; CORROSION CONTROL INHIBITOR ADDITION; HYPOCHLORINATION; IRON OR MANGANESE SEQUESTRATION; OR ULTRAVIOLET RADIATION. THE LEAD/CHIEF OPERATOR MUST BE CLASS D OR HIGHER. 50,000 GPD UP TO 0.25 MGD-STAFFING BY CLASS D OR HIGHER OPERATOR: 3 VISITS/WEEK ON NONCONSECUTIVE DAYS FOR A TOTAL OF 0.3 HOUR/WEEK. LESS THAN 50,000 GPD-STAFFING BY A CLASS D OR HIGHER OPERATOR: 2 VISITS/WEEK ON NONCONSECUTIVE DAYS FOR A TOTAL OF 0.2 HOUR/WEEK. THERE SHALL BE NO MORE THAN 5 DAYS BETWEEN THE LAST VISIT IN ONE WEEK AND THE FIRST VISIT IN THE NEXT WEEK. | N | Y | PINEAPPLE JOE'S | 6297 NORTH US HWY 1 |  | FORT PIERCE | FL | 34946 |  | 7724656930 |  |  | JOSEPH R. CLEMENZI | 6297 NORTH US HIGHWAY 1 |  | FORT PIERCE | FL | 34946 |  | 7724656930 |  | INVESTOR | 100 | 4000 | 1 | 2014-05-09 | 2021-10-27 | NC01 | 50
4 | ST. LUCIE | SED | kstephens@fpua.com; smurto@fpua.com | 4560490 | COMMUNITY | CONVENTIONAL FILTRATION (COAGULATION, FLOCCULATION, SEDIMENTATION, AND FILTRATION); DIRECT FILTRATION, (COAGULATION AND FILTRATION); OR LIME SOFTENING 5.0 MGD AND ABOVE. STAFFING BY CLASS C OR HIGHER OPERATOR: 24 HOURS/DAY FOR 7 DAYS/WEEK. THE LEAD/CHIEF OPERATOR MUST BE CLASS A. | N | Y | FT. PIERCE UTILITIES AUTHORITY | 715 S. 25TH STREET |  | FORT PIERCE | FL | 34950 |  | 7724661600 |  | KEITH STEPHENS | FT. PIERCE UTILITIES AUTHORITY | P.O. BOX 3191 |  | FORT PIERCE | FL | 34948 | 3191 | 7724661600 |  | MUNICIPALITY | 58000 | 23329000 | 21587 | 2018-10-10 | 2021-08-11 | DC01 | 6000
4 | ST. LUCIE | SED | amjadbahhur@hotmail.com | 4560503 | NONCOMMUNITY | CHLORINATION; AERATION FOR REMOVAL OF ANY SECONDARY CONTAMINANT, SULFIDE, OR ANY UNREGULATED CONTAMINANT; CORROSION CONTROL INHIBITOR ADDITION; HYPOCHLORINATION; IRON OR MANGANESE SEQUESTRATION; OR ULTRAVIOLET RADIATION. THE LEAD/CHIEF OPERATOR MUST BE CLASS D OR HIGHER. 50,000 GPD UP TO 0.25 MGD-STAFFING BY CLASS D OR HIGHER OPERATOR: 3 VISITS/WEEK ON NONCONSECUTIVE DAYS FOR A TOTAL OF 0.3 HOUR/WEEK. LESS THAN 50,000 GPD-STAFFING BY A CLASS D OR HIGHER OPERATOR: 2 VISITS/WEEK ON NONCONSECUTIVE DAYS FOR A TOTAL OF 0.2 HOUR/WEEK. THERE SHALL BE NO MORE THAN 5 DAYS BETWEEN THE LAST VISIT IN ONE WEEK AND THE FIRST VISIT IN THE NEXT WEEK. | N | Y | FT. PIERCE COTTAGES | 2840 N. FEDERAL HWY | FORT PIERCE FOOD AND GAS, INC. | FORT PIERCE | FL | 34946 |  | 7724647409 |  | JANE BURTON | KHULOUD BAHHUR | 1873 SW ALTAM AVE. |  | FORT PIERCE | FL | 34943 |  | 7724647409 |  | OTHER | 25 | 50000 | 5 | 2015-03-21 | 2018-03-27 | NC01 | 50
4 | ST. LUCIE | SED | SMOREAUX@FAU.EDU | 4560578 | NONTRANSIENT NONCOMMUNITY | MEMBRANE PROCESSES, INCLUDING ELECTRODIALYSIS, ELECTRODIALYSIS REVERSAL, MICROFILTRATION, ULTRAFILTRATION, NANOFILTRATION, AND REVERSE OSMOSIS. THE LEAD/CHIEF OPERATOR MUST BE CLASS C OR HIGHER. 0.5 MGD UP TO 1.0 MGD-STAFFING BY CLASS C OR HIGHER OPERATOR: 6 HOURS/DAY FOR 5 DAYS/WEEK AND ONE VISIT ON EACH WEEKEND DAY. 0.1 MGD UP TO 0.5 MGD-STAFFING BY CLASS C OR HIGHER OPERATOR: 3 HOURS/DAY FOR 5 DAYS/WEEK AND ONE VISIT ON EACH WEEKEND DAY. LESS THAN 0.1 MGD-STAFFING BY CLASS C OR HIGHER OPERATOR: 1 HOUR/DAY FOR 5 DAYS/WEEK AND ONE VISIT ON EACH WEEKEND DAY. | N | Y | FAU HARBOR BRANCH RO WATER SYSTEM | 5600 U.S. HWY 1 NORTH |  | FORT PIERCE | FL | 34946 |  | 7724652400 |  | PAUL BENNETT | [9 empty] | UNKNOWN | 642 | 66000 | 52 | 2013-11-26 | 2019-06-27 | NTNC | 100
4 | ST. LUCIE | SED | BMacek@cityofpsl.com | 4560954 | COMMUNITY | CONVENTIONAL FILTRATION (COAGULATION, FLOCCULATION, SEDIMENTATION, AND FILTRATION); DIRECT FILTRATION, (COAGULATION AND FILTRATION); OR LIME SOFTENING 5.0 MGD AND ABOVE. STAFFING BY CLASS C OR HIGHER OPERATOR: 24 HOURS/DAY FOR 7 DAYS/WEEK. THE LEAD/CHIEF OPERATOR MUST BE CLASS A. | N | Y | PORT ST LUCIE UTILITIES | 900 SE OGDEN LANE |  | PORT ST LUCIE | FL | 34983 |  | 7728736400 |  | BRAD MACEK | BRAD MACEK | 900 SE OGDEN LANE |  | PORT ST. LUCIE | FL | 34983 |  | 7728736400 |  | CITY | 157943 | 41650000 | 63177 | 2014-07-15 | 2021-02-24 | DC01 | 6000
4 | ST. LUCIE | SED | walshenv@gmail.com | 4560971 | COMMUNITY | NO TREATMENT--CONSECUTIVE SYSTEMS ONLY | N | Y | NORTH HUTCHINSON ISLAND | 3251 N HWY A1A |  | FT. PIERCE | FL | 34949 |  | 7724621631 |  | PAT WALSH | GEORGE LANDRY | 2300 VIRGINIA AVE. | ROOM 227 | FORT PIERCE | FL | 34982 |  | 7724621631 |  | INVESTOR | 3954 | 0 | 784 | 2020-09-01 | 2020-06-02 | PC03 | 500
4 | ST. LUCIE | SED | walshenv@gmail.com | 4561005 | COMMUNITY | ACTIVATED CARBON PROCESSES; DIATOMACEOUS EARTH FILTRATION; ION EXCHANGE FOR REMOVAL OF ANY PRIMARY CONTAMINANT; ION AND MANGANESE REMOVAL (OXIDATION, DETENTION, AND FILTRATION); OR SLOW SAND FILTRATION. LEAD/CHIEF OPERATOR MUST BE CLASS C OR HIGHER. 1.0 MGD UP TO 2.0 MGD-STAFFING BY CLASS C OR HIGHER OPERATOR: 6 HOURS/DAY FOR 5 DAYS/WEEK AND ONE VISIT ON EACH WEEKEND DAY. 0.5 MGD UP TO 1.0 MGD-STAFFING BY CLASS C OR HIGHER OPERATOR: 3 HOURS/DAY FOR 5 DAYS/WEEK AND ONE VISIT ON EACH WEEKEND DAY. 0.25 MGD UP TO 0.5 MGD-STAFFING BY CLASS C OR HIGHER OPERATOR: 1 HOUR/DAY FOR 5 DAYS/WEEK AND ONE VISIT ON EACH WEEKEND DAY. LESS THAN 0.25 MGD-STAFFING BY CLASS C OR HIGHER OPERATOR: 5 VISITS/WEEK AND ONE VISIT EACH WEEKEND FOR A TOTAL OF 1.8 HOURS/WEEK. | N | Y | CYPRESS MHP | 6545 N. US HIGHWAY 1 |  | FORT PIERCE | FL | 34950 |  | 7728824071 |  | CHRIS SILVA | JOSH SCHULMAN | 48 LYNCREST DR. |  | MONSEY | NY | 10952 |  | 9736688107 |  | INVESTOR | 87 | 21000 | 75 | 2018-02-06 | 2021-04-14 | DC06 | 100
4 | ST. LUCIE | SED | walshp@stlucieco.org | 4561689 | COMMUNITY | MEMBRANE PROCESSES, INCLUDING ELECTRODIALYSIS, ELECTRODIALYSIS REVERSAL, MICROFILTRATION, ULTRAFILTRATION, NANOFILTRATION, AND REVERSE OSMOSIS. THE LEAD/CHIEF OPERATOR MUST BE CLASS C OR HIGHER. 0.5 MGD UP TO 1.0 MGD-STAFFING BY CLASS C OR HIGHER OPERATOR: 6 HOURS/DAY FOR 5 DAYS/WEEK AND ONE VISIT ON EACH WEEKEND DAY. 0.1 MGD UP TO 0.5 MGD-STAFFING BY CLASS C OR HIGHER OPERATOR: 3 HOURS/DAY FOR 5 DAYS/WEEK AND ONE VISIT ON EACH WEEKEND DAY. LESS THAN 0.1 MGD-STAFFING BY CLASS C OR HIGHER OPERATOR: 1 HOUR/DAY FOR 5 DAYS/WEEK AND ONE VISIT ON EACH WEEKEND DAY. | N | Y | ST LUCIE COUNTY UTIL NORTH COUNTY SYSTEM | 5804 INDIAN PINES BOULEVARD |  | FORT PIERCE | FL | 34981 |  | 7724621631 |  | GEORGE LANDRY | [9 empty] | INVESTOR | 3213 | 288000 | 1575 | 2013-03-15 | 2019-07-02 | DC05 | 500
4 | ST. LUCIE | SED | DIPAKDAVE24@AOL.COM | 4561849 | NONCOMMUNITY | CHLORINATION; AERATION FOR REMOVAL OF ANY SECONDARY CONTAMINANT, SULFIDE, OR ANY UNREGULATED CONTAMINANT; CORROSION CONTROL INHIBITOR ADDITION; HYPOCHLORINATION; IRON OR MANGANESE SEQUESTRATION; OR ULTRAVIOLET RADIATION. THE LEAD/CHIEF OPERATOR MUST BE CLASS D OR HIGHER. 50,000 GPD UP TO 0.25 MGD-STAFFING BY CLASS D OR HIGHER OPERATOR: 3 VISITS/WEEK ON NONCONSECUTIVE DAYS FOR A TOTAL OF 0.3 HOUR/WEEK. LESS THAN 50,000 GPD-STAFFING BY A CLASS D OR HIGHER OPERATOR: 2 VISITS/WEEK ON NONCONSECUTIVE DAYS FOR A TOTAL OF 0.2 HOUR/WEEK. THERE SHALL BE NO MORE THAN 5 DAYS BETWEEN THE LAST VISIT IN ONE WEEK AND THE FIRST VISIT IN THE NEXT WEEK. | N | Y | RELAX INN | 3455 NORTH FEDERAL HWY |  | FORT PIERCE | FL | 34946 |  | 7724669229 |  |  | BHAVIKA PATEL | 3455 N US 1 |  | FORT PIERCE | FL | 34946 |  | 7724669229 |  | INVESTOR | 30 | 36000 | 15 | 2012-03-20 | 2019-10-04 | NC01 | 50
4 | ST. LUCIE | SED | walshenv@gmail.com | 4561916 | COMMUNITY | AERATION FOR REMOVAL OF ANY PRIMARY CONTAMINANT; ALKALINITY/PH ADJUSTMENT; CHLORAMIN ATION; CHLORINE DIOXIDE FOR OXIDATION OR DISINFECTION; FLUORIDATION; ION EXCHANGE FOR REMOVAL OF ANY SECONDARY CONTAMINANT, SULFIDE, OR ANY UNREGULATED CONTAMINANT; OR OZONATION LESS THAN 0.1 MGD. STAFFING BY A CLASS D OR HIGHER OPERATOR: 3 VISITS/WEEK ON NONCONSECUTIVE DAYS FOR A TOTAL OF 0.6 HOUR/WEEK. THE LEAD/CHIEF OPERATOR MUST BE CLASS D OR HIGHER. | N | Y | LAKEWOOD PARK SUBDIVISION | 7607 DELAND AVENUE |  | FT. PIERCE | FL | 34951 |  | 7724621150 |  | PAT WALSH | GEORGE LANDRY | 2300 VIRGINIA AVE. |  | FORT PIERCE | FL | 34982 | 5652 | 7724621631 |  | INVESTOR | 175 | 20000 | 70 | 2016-03-01 | 2019-04-11 | DC06 | 100
4 | ST. LUCIE | SED | KIMADI@BELLSOUTH.NET | 4561944 | NONTRANSIENT NONCOMMUNITY | AERATION FOR REMOVAL OF ANY PRIMARY CONTAMINANT; ALKALINITY/PH ADJUSTMENT; CHLORAMIN ATION; CHLORINE DIOXIDE FOR OXIDATION OR DISINFECTION; FLUORIDATION; ION EXCHANGE FOR REMOVAL OF ANY SECONDARY CONTAMINANT, SULFIDE, OR ANY UNREGULATED CONTAMINANT; OR OZONATION LESS THAN 0.1 MGD. STAFFING BY A CLASS D OR HIGHER OPERATOR: 3 VISITS/WEEK ON NONCONSECUTIVE DAYS FOR A TOTAL OF 0.6 HOUR/WEEK. THE LEAD/CHIEF OPERATOR MUST BE CLASS D OR HIGHER. | N | Y | VILLAGE SQUARE SHOPPING CENTER | 8735 S US 1 |  | PORT ST. LUCIE | FL | 34952 |  | 7728788088 |  | CINDY FRIEND | [9 empty] | INVESTOR | 25 | 20000 | 13 | 2019-08-13 | 2021-12-03 | NTNC | 100
4 | ST. LUCIE | SED | BRIAN@SPANISHLAKES.COM | 4564006 | COMMUNITY | MEMBRANE PROCESSES, INCLUDING ELECTRODIALYSIS, ELECTRODIALYSIS REVERSAL, MICROFILTRATION, ULTRAFILTRATION, NANOFILTRATION, AND REVERSE OSMOSIS. THE LEAD/CHIEF OPERATOR MUST BE CLASS C OR HIGHER. 0.5 MGD UP TO 1.0 MGD-STAFFING BY CLASS C OR HIGHER OPERATOR: 6 HOURS/DAY FOR 5 DAYS/WEEK AND ONE VISIT ON EACH WEEKEND DAY. 0.1 MGD UP TO 0.5 MGD-STAFFING BY CLASS C OR HIGHER OPERATOR: 3 HOURS/DAY FOR 5 DAYS/WEEK AND ONE VISIT ON EACH WEEKEND DAY. LESS THAN 0.1 MGD-STAFFING BY CLASS C OR HIGHER OPERATOR: 1 HOUR/DAY FOR 5 DAYS/WEEK AND ONE VISIT ON EACH WEEKEND DAY. | N | Y | SPANISH LAKES COUNTRY CLUB VILLAGE | 170 CALLE-DE-LAGOS |  | FORT PIERCE | FL | 34951 |  | 6105852636 |  | BRIAN PERTUCH | SPANISH LAKES SERVICE CORPORATION - ERIC WYNNE | 1 LAS CASITAS |  | FORT PIERCE | FL | 34951 |  | 7724660777 |  | INVESTOR | 2331 | 480000 | 1295 | 2019-08-12 | 2019-07-24 | DC04 | 1000
4 | ST. LUCIE | SED | dkdavis56@gmail.com | 4564007 | COMMUNITY | CHLORINATION; AERATION FOR REMOVAL OF ANY SECONDARY CONTAMINANT, SULFIDE, OR ANY UNREGULATED CONTAMINANT; CORROSION CONTROL INHIBITOR ADDITION; HYPOCHLORINATION; IRON OR MANGANESE SEQUESTRATION; OR ULTRAVIOLET RADIATION. THE LEAD/CHIEF OPERATOR MUST BE CLASS D OR HIGHER. 50,000 GPD UP TO 0.25 MGD-STAFFING BY CLASS D OR HIGHER OPERATOR: 3 VISITS/WEEK ON NONCONSECUTIVE DAYS FOR A TOTAL OF 0.3 HOUR/WEEK. LESS THAN 50,000 GPD-STAFFING BY A CLASS D OR HIGHER OPERATOR: 2 VISITS/WEEK ON NONCONSECUTIVE DAYS FOR A TOTAL OF 0.2 HOUR/WEEK. THERE SHALL BE NO MORE THAN 5 DAYS BETWEEN THE LAST VISIT IN ONE WEEK AND THE FIRST VISIT IN THE NEXT WEEK. | N | Y | INDIAN RIVER LANDING | 13501 SO. INDIAN RIVER DRIVE |  | JENSEN BEACH | FL | 34957 |  | 7727814600 |  | CLYDE S. CARSWELL | CLYDE S. CARSWELL | P.O. BOX 2751 |  | STUART | FL | 34995 |  | 7722290151 |  | TRUST/COOPERATIVE | 130 | 90000 | 65 | 2013-02-04 | 2021-12-29 | DC051 | 100
4 | ST. LUCIE | SED | jcwitteckutilities@gmail.com | 4564309 | NONCOMMUNITY | CHLORINATION; AERATION FOR REMOVAL OF ANY SECONDARY CONTAMINANT, SULFIDE, OR ANY UNREGULATED CONTAMINANT; CORROSION CONTROL INHIBITOR ADDITION; HYPOCHLORINATION; IRON OR MANGANESE SEQUESTRATION; OR ULTRAVIOLET RADIATION. THE LEAD/CHIEF OPERATOR MUST BE CLASS D OR HIGHER. 50,000 GPD UP TO 0.25 MGD-STAFFING BY CLASS D OR HIGHER OPERATOR: 3 VISITS/WEEK ON NONCONSECUTIVE DAYS FOR A TOTAL OF 0.3 HOUR/WEEK. LESS THAN 50,000 GPD-STAFFING BY A CLASS D OR HIGHER OPERATOR: 2 VISITS/WEEK ON NONCONSECUTIVE DAYS FOR A TOTAL OF 0.2 HOUR/WEEK. THERE SHALL BE NO MORE THAN 5 DAYS BETWEEN THE LAST VISIT IN ONE WEEK AND THE FIRST VISIT IN THE NEXT WEEK. | N | Y | LAKEWOOD PARK PLAZA | 5212-A TURNPIKE FEEDER ROAD |  | FT. PIERCE | FL | 34951 |  |  |  |  | GUY SPERDUTO | 8963 STIRLING ROAD STE 1 | SUITE 101 | COOPER CITY | FL | 33328 | 5113 | 9544320272 |  | INVESTOR | 50 | 2000 | 7 | 2014-05-09 | 2021-03-04 | NC01 | 50
4 | ST. LUCIE | SED | grovecommunity@att.net | 4564322 | COMMUNITY | MEMBRANE PROCESSES, INCLUDING ELECTRODIALYSIS, ELECTRODIALYSIS REVERSAL, MICROFILTRATION, ULTRAFILTRATION, NANOFILTRATION, AND REVERSE OSMOSIS. THE LEAD/CHIEF OPERATOR MUST BE CLASS C OR HIGHER. 0.5 MGD UP TO 1.0 MGD-STAFFING BY CLASS C OR HIGHER OPERATOR: 6 HOURS/DAY FOR 5 DAYS/WEEK AND ONE VISIT ON EACH WEEKEND DAY. 0.1 MGD UP TO 0.5 MGD-STAFFING BY CLASS C OR HIGHER OPERATOR: 3 HOURS/DAY FOR 5 DAYS/WEEK AND ONE VISIT ON EACH WEEKEND DAY. LESS THAN 0.1 MGD-STAFFING BY CLASS C OR HIGHER OPERATOR: 1 HOUR/DAY FOR 5 DAYS/WEEK AND ONE VISIT ON EACH WEEKEND DAY. | N | Y | GROVE , THE | 5890 SO. US 1 |  | FT. PIERCE | FL | 34982 |  | 7724617339 |  |  | LARRY ALLMAN | 5890 S. US 1 |  | FORT PIERCE | FL | 34982 | 3901 | 7724617339 |  | TRUST/COOPERATIVE | 1125 | 95000 | 510 | 2013-02-25 | 2021-10-22 | DC05 | 500
4 | ST. LUCIE | SED | jpeters@uswatercorp.net | 4564397 | COMMUNITY | CONVENTIONAL FILTRATION (COAGULATION, FLOCCULATION, SEDIMENTATION, AND FILTRATION); DIRECT FILTRATION, (COAGULATION AND FILTRATION); OR LIME SOFTENING. THE LEAD/CHIEF OPERATOR MUST BE CLASS C OR HIGHER. 0.3 MGD UP TO 1.0 MGD STAFFING BY CLASS C OR HIGHER OPERATOR: 6 HOURS/DAY FOR 5 DAYS/WEEK AND ONE VISIT ON EACH WEEKEND DAY. 0.1 MGD UP TO 0.3 MGD STAFFING BY CLASS C OR HIGHER OPERATOR: 3 HOURS/DAY FOR 5 DAYS/WEEK AND ONE VISIT ON EACH WEEKEND DAY. LESS THAN 0.1 MGD STAFFING BY CLASS C OR HIGHER OPERATOR: 2 HOURS/DAY FOR 5 DAYS/WEEK AND ONE VISIT ON EACH WEEKEND DAY. | N | Y | MEADOWOOD | 3001 JOHNSTON RD |  | FORT PIERCE | FL | 33451 |  | 7724665702 |  | JAMES PETERS | REG LAWRENCE | 3001 JOHNSTON ROAD |  | FORT PIERCE | FL | 34951 |  | 7724665702 |  | OTHER | 650 | 432000 | 250 | 2013-03-15 | 2021-06-24 | DC04 | 1000
4 | ST. LUCIE | SED | TAMACLASBY@GMAIL.COM | 4564399 | COMMUNITY | CHLORINATION; AERATION FOR REMOVAL OF ANY SECONDARY CONTAMINANT, SULFIDE, OR ANY UNREGULATED CONTAMINANT; CORROSION CONTROL INHIBITOR ADDITION; HYPOCHLORINATION; IRON OR MANGANESE SEQUESTRATION; OR ULTRAVIOLET RADIATION. THE LEAD/CHIEF OPERATOR MUST BE CLASS D OR HIGHER. 50,000 GPD UP TO 0.25 MGD-STAFFING BY CLASS D OR HIGHER OPERATOR: 3 VISITS/WEEK ON NONCONSECUTIVE DAYS FOR A TOTAL OF 0.3 HOUR/WEEK. LESS THAN 50,000 GPD-STAFFING BY A CLASS D OR HIGHER OPERATOR: 2 VISITS/WEEK ON NONCONSECUTIVE DAYS FOR A TOTAL OF 0.2 HOUR/WEEK. THERE SHALL BE NO MORE THAN 5 DAYS BETWEEN THE LAST VISIT IN ONE WEEK AND THE FIRST VISIT IN THE NEXT WEEK. | N | Y | SANDALWOOD ESTATES S/D | 310 SANDALWOOD |  | FORT PIERCE | FL | 34947 |  | 7724896670 |  |  | KARON DREW | 208 ROSEWOOD DR. |  | FORT PIERCE | FL | 34947 |  | 7724610954 |  | WATER ASSOCIATION | 120 | 30000 | 40 | 2014-06-20 | 2021-01-27 | DC06 | 100
4 | ST. LUCIE | SED | r.reed@hrycc.org | 4565002 | COMMUNITY | CONVENTIONAL FILTRATION (COAGULATION, FLOCCULATION, SEDIMENTATION, AND FILTRATION); DIRECT FILTRATION, (COAGULATION AND FILTRATION); OR LIME SOFTENING. THE LEAD/CHIEF OPERATOR MUST BE CLASS C OR HIGHER. 0.3 MGD UP TO 1.0 MGD STAFFING BY CLASS C OR HIGHER OPERATOR: 6 HOURS/DAY FOR 5 DAYS/WEEK AND ONE VISIT ON EACH WEEKEND DAY. 0.1 MGD UP TO 0.3 MGD STAFFING BY CLASS C OR HIGHER OPERATOR: 3 HOURS/DAY FOR 5 DAYS/WEEK AND ONE VISIT ON EACH WEEKEND DAY. LESS THAN 0.1 MGD STAFFING BY CLASS C OR HIGHER OPERATOR: 2 HOURS/DAY FOR 5 DAYS/WEEK AND ONE VISIT ON EACH WEEKEND DAY. | N | Y | HARBOUR RIDGE | 12600 HARBOUR RIDGE BLVD |  | PALM CITY | FL | 34990 |  | 7723363000 |  | RUSSELL REED | RUSSELL REED | 12600 HARBOUR RIDGE BLD. |  | PALM CITY | FL | 34990 |  | 7728736048 |  | INVESTOR | 1573 | 360000 | 695 | 2013-02-08 | 2019-12-03 | DC04 | 1000
4 | ST. LUCIE | SED | MC-BAILEY@LIVE.COM | 4565014 | NONTRANSIENT NONCOMMUNITY | ACTIVATED CARBON PROCESSES; DIATOMACEOUS EARTH FILTRATION; ION EXCHANGE FOR REMOVAL OF ANY PRIMARY CONTAMINANT; ION AND MANGANESE REMOVAL (OXIDATION, DETENTION, AND FILTRATION); OR SLOW SAND FILTRATION. LEAD/CHIEF OPERATOR MUST BE CLASS C OR HIGHER. 1.0 MGD UP TO 2.0 MGD-STAFFING BY CLASS C OR HIGHER OPERATOR: 6 HOURS/DAY FOR 5 DAYS/WEEK AND ONE VISIT ON EACH WEEKEND DAY. 0.5 MGD UP TO 1.0 MGD-STAFFING BY CLASS C OR HIGHER OPERATOR: 3 HOURS/DAY FOR 5 DAYS/WEEK AND ONE VISIT ON EACH WEEKEND DAY. 0.25 MGD UP TO 0.5 MGD-STAFFING BY CLASS C OR HIGHER OPERATOR: 1 HOUR/DAY FOR 5 DAYS/WEEK AND ONE VISIT ON EACH WEEKEND DAY. LESS THAN 0.25 MGD-STAFFING BY CLASS C OR HIGHER OPERATOR: 5 VISITS/WEEK AND ONE VISIT EACH WEEKEND FOR A TOTAL OF 1.8 HOURS/WEEK. | N | Y | LEXINGTON SHOPPES | 800 WILLIAMSBURG WAY |  | PORT ST. LUCIE | FL | 34952 |  | 7728783011 |  |  | ERIC WYNNE | 8000 S. US 1 | SUITE 402 | PORT ST. LUCIE | FL | 34952 |  | 7728785513 |  | INVESTOR | 25 | 1500 | 12 | 2013-07-25 | 2021-12-03 | NTNC | 100
4 | ST. LUCIE | SED | Reservecdd@aol.com | 4565030 | COMMUNITY | CONVENTIONAL FILTRATION (COAGULATION, FLOCCULATION, SEDIMENTATION, AND FILTRATION); DIRECT FILTRATION, (COAGULATION AND FILTRATION); OR LIME SOFTENING. THE LEAD/CHIEF OPERATOR MUST BE CLASS C OR HIGHER. 0.3 MGD UP TO 1.0 MGD STAFFING BY CLASS C OR HIGHER OPERATOR: 6 HOURS/DAY FOR 5 DAYS/WEEK AND ONE VISIT ON EACH WEEKEND DAY. 0.1 MGD UP TO 0.3 MGD STAFFING BY CLASS C OR HIGHER OPERATOR: 3 HOURS/DAY FOR 5 DAYS/WEEK AND ONE VISIT ON EACH WEEKEND DAY. LESS THAN 0.1 MGD STAFFING BY CLASS C OR HIGHER OPERATOR: 2 HOURS/DAY FOR 5 DAYS/WEEK AND ONE VISIT ON EACH WEEKEND DAY. | N | Y | RESERVE UTILITIES | 2401 N.W. RESERVE PARK TRACE |  | PORT ST. LUCIE | FL | 34986 |  | 7724641224 |  | JOHN C. CSAPO | TINA PERKINS | 2160 RESERVE PARK TRACE |  | PORT ST. LUCIE | FL | 34986 |  | 7724684604 |  | AUTHORITY/COMMISSION/DISTRICT | 4808 | 414000 | 1665 | 2013-03-20 | 2020-02-07 | DC04 | 1000
4 | ST. LUCIE | SED | jmiller@slwsd.org | 4565031 | COMMUNITY | MEMBRANE PROCESSES, INCLUDING ELECTRODIALYSIS, ELECTRODIALYSIS REVERSAL, MICROFILTRATION, ULTRAFILTRATION, NANOFILTRATION, AND REVERSE OSMOSIS 1.0 MGD UP TO 6.5 MGD. STAFFING BY CLASS C OR HIGHER OPERATOR: 16 HOURS/DAY FOR 7 DAYS/WEEK. THE LEAD/CHIEF OPERATOR MUST BE CLASS B OR HIGHER. | N | Y | ST. LUCIE WEST SERVICES DISTRICT | 450 SW UTILITY DRIVE |  | PORT ST. LUCIE | FL | 34986 |  | 7723400220 |  | LISA-MARIE BEANS | JOSH MILLER | 450 SW UTILITY DRIVE |  | PORT ST LUCIE | FL | 34986 |  | 7723400220 |  | AUTHORITY/COMMISSION/DISTRICT | 21400 | 3400000 | 6718 | 2013-03-20 | 2020-02-05 | DC03 | 2000
4 | ST. LUCIE | SED | CROCEGIAMBANCO@COMCAST.NET | 4565040 | NONCOMMUNITY | CHLORINATION; AERATION FOR REMOVAL OF ANY SECONDARY CONTAMINANT, SULFIDE, OR ANY UNREGULATED CONTAMINANT; CORROSION CONTROL INHIBITOR ADDITION; HYPOCHLORINATION; IRON OR MANGANESE SEQUESTRATION; OR ULTRAVIOLET RADIATION. THE LEAD/CHIEF OPERATOR MUST BE CLASS D OR HIGHER. 50,000 GPD UP TO 0.25 MGD-STAFFING BY CLASS D OR HIGHER OPERATOR: 3 VISITS/WEEK ON NONCONSECUTIVE DAYS FOR A TOTAL OF 0.3 HOUR/WEEK. LESS THAN 50,000 GPD-STAFFING BY A CLASS D OR HIGHER OPERATOR: 2 VISITS/WEEK ON NONCONSECUTIVE DAYS FOR A TOTAL OF 0.2 HOUR/WEEK. THERE SHALL BE NO MORE THAN 5 DAYS BETWEEN THE LAST VISIT IN ONE WEEK AND THE FIRST VISIT IN THE NEXT WEEK. | N | Y | AURORA OF THE TREASURE COAST, INC. | 6623 NORTH U.S. 1 |  | FORT PIERCE | FL | 34946 |  | 7724647790 |  |  | CROCE GIAMBANCO | 325 FARLEY COURT |  | VERO BEACH | FL | 32968 |  | 7724667644 |  | INVESTOR | 25 | 2000 | 2 | 2015-01-06 | 2021-03-31 | NC01 | 50
4 | ST. LUCIE | SED |  | 4565041 | OTHER PUBLIC WATER SYSTEM | CHLORINATION; AERATION FOR REMOVAL OF ANY SECONDARY CONTAMINANT, SULFIDE, OR ANY UNREGULATED CONTAMINANT; CORROSION CONTROL INHIBITOR ADDITION; HYPOCHLORINATION; IRON OR MANGANESE SEQUESTRATION; OR ULTRAVIOLET RADIATION. THE LEAD/CHIEF OPERATOR MUST BE CLASS D OR HIGHER. 50,000 GPD UP TO 0.25 MGD-STAFFING BY CLASS D OR HIGHER OPERATOR: 3 VISITS/WEEK ON NONCONSECUTIVE DAYS FOR A TOTAL OF 0.3 HOUR/WEEK. LESS THAN 50,000 GPD-STAFFING BY A CLASS D OR HIGHER OPERATOR: 2 VISITS/WEEK ON NONCONSECUTIVE DAYS FOR A TOTAL OF 0.2 HOUR/WEEK. THERE SHALL BE NO MORE THAN 5 DAYS BETWEEN THE LAST VISIT IN ONE WEEK AND THE FIRST VISIT IN THE NEXT WEEK. | N | Y | WHITE CITY PARK | MIDWAY RD, SO.SIDE, E. OF 25TH |  | FORT PIERCE | FL | 34981 |  |  |  | TIM P. VANASDALE | ST.LUCIE CO. RECREATION DEPT. | P.O.BOX 760 |  | FORT PIERCE | FL | 34954 | 760 | 4074641777 |  | COUNTY | 160 | 7200 | 1 | 2002-05-22 | 2001-06-21 | NAF | 0
4 | ST. LUCIE | SED | MC-BAILEY@LIVE.COM | 4565043 | COMMUNITY | MEMBRANE PROCESSES, INCLUDING ELECTRODIALYSIS, ELECTRODIALYSIS REVERSAL, MICROFILTRATION, ULTRAFILTRATION, NANOFILTRATION, AND REVERSE OSMOSIS. THE LEAD/CHIEF OPERATOR MUST BE CLASS C OR HIGHER. 0.5 MGD UP TO 1.0 MGD-STAFFING BY CLASS C OR HIGHER OPERATOR: 6 HOURS/DAY FOR 5 DAYS/WEEK AND ONE VISIT ON EACH WEEKEND DAY. 0.1 MGD UP TO 0.5 MGD-STAFFING BY CLASS C OR HIGHER OPERATOR: 3 HOURS/DAY FOR 5 DAYS/WEEK AND ONE VISIT ON EACH WEEKEND DAY. LESS THAN 0.1 MGD-STAFFING BY CLASS C OR HIGHER OPERATOR: 1 HOUR/DAY FOR 5 DAYS/WEEK AND ONE VISIT ON EACH WEEKEND DAY. | N | Y | SPANISH LAKES FAIRWAYS | 6200 SPANISH LAKES BLVD. |  | FORT PIERCE | FL | 34951 |  | 7723212699 |  | BRIAN PERTUCH | ERIC WYNNE | 8000 S US 1 |  | PORT ST LUCIE | FL | 34952 |  | 7728785513 |  | INVESTOR | 3120 | 570000 | 1560 | 2013-03-18 | 2020-03-03 | DC04 | 1000
4 | ST. LUCIE | SED |  | 4565070 | OTHER PUBLIC WATER SYSTEM | CHLORINATION; AERATION FOR REMOVAL OF ANY SECONDARY CONTAMINANT, SULFIDE, OR ANY UNREGULATED CONTAMINANT; CORROSION CONTROL INHIBITOR ADDITION; HYPOCHLORINATION; IRON OR MANGANESE SEQUESTRATION; OR ULTRAVIOLET RADIATION. THE LEAD/CHIEF OPERATOR MUST BE CLASS D OR HIGHER. 50,000 GPD UP TO 0.25 MGD-STAFFING BY CLASS D OR HIGHER OPERATOR: 3 VISITS/WEEK ON NONCONSECUTIVE DAYS FOR A TOTAL OF 0.3 HOUR/WEEK. LESS THAN 50,000 GPD-STAFFING BY A CLASS D OR HIGHER OPERATOR: 2 VISITS/WEEK ON NONCONSECUTIVE DAYS FOR A TOTAL OF 0.2 HOUR/WEEK. THERE SHALL BE NO MORE THAN 5 DAYS BETWEEN THE LAST VISIT IN ONE WEEK AND THE FIRST VISIT IN THE NEXT WEEK. | N | Y | A&B WIRELESS | 2801 NORTH US1 |  | FT. PIERCE | FL | 34950 |  | 4074619453 |  | JOSEPH BLEIBEL | JOSEPH BLEIBEL | 2801 N US-1 |  | FORT PIERCE | FL | 34951 |  | 9547015555 |  | INVESTOR | 2 | 0 | 1 | 2014-08-04 | 2014-06-19 | NAF | 0
4 | ST. LUCIE | SED | khan.jamshid@gmail.com | 4565086 | NONCOMMUNITY | CHLORINATION; AERATION FOR REMOVAL OF ANY SECONDARY CONTAMINANT, SULFIDE, OR ANY UNREGULATED CONTAMINANT; CORROSION CONTROL INHIBITOR ADDITION; HYPOCHLORINATION; IRON OR MANGANESE SEQUESTRATION; OR ULTRAVIOLET RADIATION. THE LEAD/CHIEF OPERATOR MUST BE CLASS D OR HIGHER. 50,000 GPD UP TO 0.25 MGD-STAFFING BY CLASS D OR HIGHER OPERATOR: 3 VISITS/WEEK ON NONCONSECUTIVE DAYS FOR A TOTAL OF 0.3 HOUR/WEEK. LESS THAN 50,000 GPD-STAFFING BY A CLASS D OR HIGHER OPERATOR: 2 VISITS/WEEK ON NONCONSECUTIVE DAYS FOR A TOTAL OF 0.2 HOUR/WEEK. THERE SHALL BE NO MORE THAN 5 DAYS BETWEEN THE LAST VISIT IN ONE WEEK AND THE FIRST VISIT IN THE NEXT WEEK. | N | Y | J&J SUBCO | 2799 N US 1 |  | FORT PIERCE | FL | 34946 |  | 7724683211 |  |  | JAMSHID KHAN | 5463 GATE LAKE ROAD |  | TAMARAC | FL | 33319 |  | 7724661006 |  | INVESTOR | 50 | 2000 | 1 | 2021-09-10 | 2021-05-13 | NC01 | 50
4 | ST. LUCIE | SED | JCWITTECKUTILITIES@gmail.com | 4565095 | NONCOMMUNITY | CHLORINATION; AERATION FOR REMOVAL OF ANY SECONDARY CONTAMINANT, SULFIDE, OR ANY UNREGULATED CONTAMINANT; CORROSION CONTROL INHIBITOR ADDITION; HYPOCHLORINATION; IRON OR MANGANESE SEQUESTRATION; OR ULTRAVIOLET RADIATION. THE LEAD/CHIEF OPERATOR MUST BE CLASS D OR HIGHER. 50,000 GPD UP TO 0.25 MGD-STAFFING BY CLASS D OR HIGHER OPERATOR: 3 VISITS/WEEK ON NONCONSECUTIVE DAYS FOR A TOTAL OF 0.3 HOUR/WEEK. LESS THAN 50,000 GPD-STAFFING BY A CLASS D OR HIGHER OPERATOR: 2 VISITS/WEEK ON NONCONSECUTIVE DAYS FOR A TOTAL OF 0.2 HOUR/WEEK. THERE SHALL BE NO MORE THAN 5 DAYS BETWEEN THE LAST VISIT IN ONE WEEK AND THE FIRST VISIT IN THE NEXT WEEK. | N | Y | BEST CHOICE MEATS | 11950 ORANGE AVE. EXTENSION |  | FORT PIERCE | FL | 34945 |  | 7724688660 |  |  | CHRISTY TINDALL | 11950 ORANGE AVE. EXTENSION |  | FORT PIERCE | FL | 34945 |  | 7724688660 |  | INVESTOR | 25 | 2600 | 1 | 2019-12-02 | 2019-10-14 | NC01 | 50
4 | ST. LUCIE | SED | ADVANTAGEPM@ADVPROPMGT.COM | 4565097 | COMMUNITY | CHLORINATION; AERATION FOR REMOVAL OF ANY SECONDARY CONTAMINANT, SULFIDE, OR ANY UNREGULATED CONTAMINANT; CORROSION CONTROL INHIBITOR ADDITION; HYPOCHLORINATION; IRON OR MANGANESE SEQUESTRATION; OR ULTRAVIOLET RADIATION. THE LEAD/CHIEF OPERATOR MUST BE CLASS D OR HIGHER. 50,000 GPD UP TO 0.25 MGD-STAFFING BY CLASS D OR HIGHER OPERATOR: 3 VISITS/WEEK ON NONCONSECUTIVE DAYS FOR A TOTAL OF 0.3 HOUR/WEEK. LESS THAN 50,000 GPD-STAFFING BY A CLASS D OR HIGHER OPERATOR: 2 VISITS/WEEK ON NONCONSECUTIVE DAYS FOR A TOTAL OF 0.2 HOUR/WEEK. THERE SHALL BE NO MORE THAN 5 DAYS BETWEEN THE LAST VISIT IN ONE WEEK AND THE FIRST VISIT IN THE NEXT WEEK. | N | Y | LAKE MANOR MHP | 13827 S. INDIAN RIVER DRIVE |  | JENSEN BEACH | FL | 34957 |  | 7723348900 |  | KAREN WINCHESTER | CHARLOTTE OECHSLIN | 1111 SE FEDERAL HWY | SUITE 100 | STUART | FL | 34994 |  | 5023214064 |  | OTHER | 100 | 100000 | 61 | 2013-07-29 | 2020-06-26 | DC052 | 100
4 | ST. LUCIE | SED | dan.cupp@gmail.com; becky.gritton@comcast.net | 4565112 | NONCOMMUNITY | CHLORINATION; AERATION FOR REMOVAL OF ANY SECONDARY CONTAMINANT, SULFIDE, OR ANY UNREGULATED CONTAMINANT; CORROSION CONTROL INHIBITOR ADDITION; HYPOCHLORINATION; IRON OR MANGANESE SEQUESTRATION; OR ULTRAVIOLET RADIATION. THE LEAD/CHIEF OPERATOR MUST BE CLASS D OR HIGHER. 50,000 GPD UP TO 0.25 MGD-STAFFING BY CLASS D OR HIGHER OPERATOR: 3 VISITS/WEEK ON NONCONSECUTIVE DAYS FOR A TOTAL OF 0.3 HOUR/WEEK. LESS THAN 50,000 GPD-STAFFING BY A CLASS D OR HIGHER OPERATOR: 2 VISITS/WEEK ON NONCONSECUTIVE DAYS FOR A TOTAL OF 0.2 HOUR/WEEK. THERE SHALL BE NO MORE THAN 5 DAYS BETWEEN THE LAST VISIT IN ONE WEEK AND THE FIRST VISIT IN THE NEXT WEEK. | N | Y | CHURCH OF THE NAZARENE | 121 S.W. KESTOR DR. |  | PORT ST. LUCIE | FL | 34953 |  | 5613730604 |  | PASTOR DANIEL CUPP | PASTOR DANIEL CUPP | 121 S.W. KESTER DR. |  | PORT ST. LUCIE | FL | 34953 |  | 5613730604 |  | OTHER | 50 | 12800 | 1 | 2019-07-29 | 2021-05-13 | NC01 | 50
4 | ST. LUCIE | SED | KRGMGMT@GMAIL.COM | 4565146 | NONCOMMUNITY | AERATION FOR REMOVAL OF ANY PRIMARY CONTAMINANT; ALKALINITY/PH ADJUSTMENT; CHLORAMIN ATION; CHLORINE DIOXIDE FOR OXIDATION OR DISINFECTION; FLUORIDATION; ION EXCHANGE FOR REMOVAL OF ANY SECONDARY CONTAMINANT, SULFIDE, OR ANY UNREGULATED CONTAMINANT; OR OZONATION LESS THAN 0.1 MGD. STAFFING BY A CLASS D OR HIGHER OPERATOR: 3 VISITS/WEEK ON NONCONSECUTIVE DAYS FOR A TOTAL OF 0.6 HOUR/WEEK. THE LEAD/CHIEF OPERATOR MUST BE CLASS D OR HIGHER. | N | Y | FOUNTAIN RESORT | 4889 N. FEDERAL HWY |  | FORT PIERCE | FL | 34946 |  | 8013189018 |  |  | KEVIN GALLAGHER | 10562 S. WASATCH BLVD |  | SANDY | UT | 84092 |  | 8013189018 |  | INVESTOR | 25 | 5700 | 17 | 2018-02-23 | 2021-03-04 | NC01 | 50
4 | ST. LUCIE | SED | SANDRACYONG@COMCAST.NET | 4565149 | NONTRANSIENT NONCOMMUNITY | CHLORINATION; AERATION FOR REMOVAL OF ANY SECONDARY CONTAMINANT, SULFIDE, OR ANY UNREGULATED CONTAMINANT; CORROSION CONTROL INHIBITOR ADDITION; HYPOCHLORINATION; IRON OR MANGANESE SEQUESTRATION; OR ULTRAVIOLET RADIATION. THE LEAD/CHIEF OPERATOR MUST BE CLASS D OR HIGHER. 50,000 GPD UP TO 0.25 MGD-STAFFING BY CLASS D OR HIGHER OPERATOR: 3 VISITS/WEEK ON NONCONSECUTIVE DAYS FOR A TOTAL OF 0.3 HOUR/WEEK. LESS THAN 50,000 GPD-STAFFING BY A CLASS D OR HIGHER OPERATOR: 2 VISITS/WEEK ON NONCONSECUTIVE DAYS FOR A TOTAL OF 0.2 HOUR/WEEK. THERE SHALL BE NO MORE THAN 5 DAYS BETWEEN THE LAST VISIT IN ONE WEEK AND THE FIRST VISIT IN THE NEXT WEEK. | N | Y | LITTLE LIGHTS ACADEMY | 6708 GADDY ST. |  | FT. PIERCE | FL | 34951 | 1007 | 7724897956 |  | SANDRA YONG-DUFFY | MARSHA THROWER | 9505 LISTOW TERRACE |  | BOYTON BEACH | FL | 33472 |  | 5613803789 |  | INVESTOR | 86 | 4300 | 1 | 2019-11-26 | 2019-09-06 | NTNC | 100
4 | ST. LUCIE | SED | jcwitteckutilities@gmail.com | 4565153 | NONTRANSIENT NONCOMMUNITY | CHLORINATION; AERATION FOR REMOVAL OF ANY SECONDARY CONTAMINANT, SULFIDE, OR ANY UNREGULATED CONTAMINANT; CORROSION CONTROL INHIBITOR ADDITION; HYPOCHLORINATION; IRON OR MANGANESE SEQUESTRATION; OR ULTRAVIOLET RADIATION. THE LEAD/CHIEF OPERATOR MUST BE CLASS D OR HIGHER. 50,000 GPD UP TO 0.25 MGD-STAFFING BY CLASS D OR HIGHER OPERATOR: 3 VISITS/WEEK ON NONCONSECUTIVE DAYS FOR A TOTAL OF 0.3 HOUR/WEEK. LESS THAN 50,000 GPD-STAFFING BY A CLASS D OR HIGHER OPERATOR: 2 VISITS/WEEK ON NONCONSECUTIVE DAYS FOR A TOTAL OF 0.2 HOUR/WEEK. THERE SHALL BE NO MORE THAN 5 DAYS BETWEEN THE LAST VISIT IN ONE WEEK AND THE FIRST VISIT IN THE NEXT WEEK. | N | Y | ORANGE AVENUE BAPTIST CHURCH | 100 CYCLONE DRIVE |  | FORT PIERCE | FL | 34945 |  | 7724611225 |  |  | LAURENCE L IVEY | 100 CYCLONE DRIVE |  | FORT PIERCE | FL | 34945 |  | 7722161561 |  | OTHER | 200 | 4550 | 2 | 2021-02-22 | 2021-02-05 | NTNC | 100
4 | ST. LUCIE | SED | walshenv@aol.com | 4565154 | COMMUNITY | AERATION FOR REMOVAL OF ANY PRIMARY CONTAMINANT; ALKALINITY/PH ADJUSTMENT; CHLORAMIN ATION; CHLORINE DIOXIDE FOR OXIDATION OR DISINFECTION; FLUORIDATION; ION EXCHANGE FOR REMOVAL OF ANY SECONDARY CONTAMINANT, SULFIDE, OR ANY UNREGULATED CONTAMINANT; OR OZONATION LESS THAN 0.1 MGD. STAFFING BY A CLASS D OR HIGHER OPERATOR: 3 VISITS/WEEK ON NONCONSECUTIVE DAYS FOR A TOTAL OF 0.6 HOUR/WEEK. THE LEAD/CHIEF OPERATOR MUST BE CLASS D OR HIGHER. | N | Y | H & H MHP | 6099 NORTH US 1 |  | FT. PIERCE | FL | 34946 |  | 7724651674 |  | JESSY AVILA | CODY DANKS | 3462 N US HIGHWAY 1 |  | FORT PIERCE | FL | 34946 |  | 7725792978 |  | INVESTOR | 44 | 44400 | 21 | 2013-05-21 | 2020-01-31 | DC06 | 100
4 | ST. LUCIE | SED | walshenv@aol.com | 4565157 | NONCOMMUNITY | CHLORINATION; AERATION FOR REMOVAL OF ANY SECONDARY CONTAMINANT, SULFIDE, OR ANY UNREGULATED CONTAMINANT; CORROSION CONTROL INHIBITOR ADDITION; HYPOCHLORINATION; IRON OR MANGANESE SEQUESTRATION; OR ULTRAVIOLET RADIATION. THE LEAD/CHIEF OPERATOR MUST BE CLASS D OR HIGHER. 50,000 GPD UP TO 0.25 MGD-STAFFING BY CLASS D OR HIGHER OPERATOR: 3 VISITS/WEEK ON NONCONSECUTIVE DAYS FOR A TOTAL OF 0.3 HOUR/WEEK. LESS THAN 50,000 GPD-STAFFING BY A CLASS D OR HIGHER OPERATOR: 2 VISITS/WEEK ON NONCONSECUTIVE DAYS FOR A TOTAL OF 0.2 HOUR/WEEK. THERE SHALL BE NO MORE THAN 5 DAYS BETWEEN THE LAST VISIT IN ONE WEEK AND THE FIRST VISIT IN THE NEXT WEEK. | N | Y | TWISTEE TREAT OF P.S.L. | 7810 SOUTH FEDERAL HIGHWAY |  | PORT ST. LUCIE | FL | 34952 |  |  |  | PAT WALSH | KAYLA ZIEGLER | 821 NW RED PINE WAY |  | JENSEN BEACH | FL | 34957 |  | 7724867121 |  | INVESTOR | 25 | 1100 | 1 | 2011-01-18 | 2019-10-30 | NC01 | 50
4 | ST. LUCIE | SED | KEVIN_P@BELLSOUTH.NET | 4565161 | OTHER PUBLIC WATER SYSTEM | CHLORINATION; AERATION FOR REMOVAL OF ANY SECONDARY CONTAMINANT, SULFIDE, OR ANY UNREGULATED CONTAMINANT; CORROSION CONTROL INHIBITOR ADDITION; HYPOCHLORINATION; IRON OR MANGANESE SEQUESTRATION; OR ULTRAVIOLET RADIATION. THE LEAD/CHIEF OPERATOR MUST BE CLASS D OR HIGHER. 50,000 GPD UP TO 0.25 MGD-STAFFING BY CLASS D OR HIGHER OPERATOR: 3 VISITS/WEEK ON NONCONSECUTIVE DAYS FOR A TOTAL OF 0.3 HOUR/WEEK. LESS THAN 50,000 GPD-STAFFING BY A CLASS D OR HIGHER OPERATOR: 2 VISITS/WEEK ON NONCONSECUTIVE DAYS FOR A TOTAL OF 0.2 HOUR/WEEK. THERE SHALL BE NO MORE THAN 5 DAYS BETWEEN THE LAST VISIT IN ONE WEEK AND THE FIRST VISIT IN THE NEXT WEEK. | N | Y | EVANS PROPERTIES - BLUEFIELD COMPLEX | 10410 BLUEFIELD ROAD |  | OKEECHOBEE | FL | 34972 |  | 8637634869 |  | RICK GREENE | EVANS PROPERTIES, INC. | 660 BEACHLAND BLVD, SUITE 301 |  | VERO BEACH | FL | 32963 |  | 8637634869 |  | OTHER | 92 | 2200 | 5 | 2013-03-01 | 2012-03-01 | NAF | 0
4 | ST. LUCIE | SED | terry@thecrossingchurch.co | 4565173 | NONCOMMUNITY | CHLORINATION; AERATION FOR REMOVAL OF ANY SECONDARY CONTAMINANT, SULFIDE, OR ANY UNREGULATED CONTAMINANT; CORROSION CONTROL INHIBITOR ADDITION; HYPOCHLORINATION; IRON OR MANGANESE SEQUESTRATION; OR ULTRAVIOLET RADIATION. THE LEAD/CHIEF OPERATOR MUST BE CLASS D OR HIGHER. 50,000 GPD UP TO 0.25 MGD-STAFFING BY CLASS D OR HIGHER OPERATOR: 3 VISITS/WEEK ON NONCONSECUTIVE DAYS FOR A TOTAL OF 0.3 HOUR/WEEK. LESS THAN 50,000 GPD-STAFFING BY A CLASS D OR HIGHER OPERATOR: 2 VISITS/WEEK ON NONCONSECUTIVE DAYS FOR A TOTAL OF 0.2 HOUR/WEEK. THERE SHALL BE NO MORE THAN 5 DAYS BETWEEN THE LAST VISIT IN ONE WEEK AND THE FIRST VISIT IN THE NEXT WEEK. | N | Y | THE CROSSING COMMUNITY CHURCH | 8103 INDRIO ROAD |  | FORT PIERCE | FL | 34951 |  | 7724651121 |  | TERRY REDDEN | PASTOR JAMES WOMACK | 8103 INDRIO ROAD |  | FORT PIERCE | FL | 34951 |  | 7724651121 |  | OTHER | 80 | 1770 | 1 | 2014-07-28 | 2019-04-11 | NC01 | 50
4 | ST. LUCIE | SED | ccartergrocery@aol.com | 4565174 | NONCOMMUNITY | CHLORINATION; AERATION FOR REMOVAL OF ANY SECONDARY CONTAMINANT, SULFIDE, OR ANY UNREGULATED CONTAMINANT; CORROSION CONTROL INHIBITOR ADDITION; HYPOCHLORINATION; IRON OR MANGANESE SEQUESTRATION; OR ULTRAVIOLET RADIATION. THE LEAD/CHIEF OPERATOR MUST BE CLASS D OR HIGHER. 50,000 GPD UP TO 0.25 MGD-STAFFING BY CLASS D OR HIGHER OPERATOR: 3 VISITS/WEEK ON NONCONSECUTIVE DAYS FOR A TOTAL OF 0.3 HOUR/WEEK. LESS THAN 50,000 GPD-STAFFING BY A CLASS D OR HIGHER OPERATOR: 2 VISITS/WEEK ON NONCONSECUTIVE DAYS FOR A TOTAL OF 0.2 HOUR/WEEK. THERE SHALL BE NO MORE THAN 5 DAYS BETWEEN THE LAST VISIT IN ONE WEEK AND THE FIRST VISIT IN THE NEXT WEEK. | N | Y | CARTER'S GROCERY | 15901 ORANGE AVENUE |  | FORT PIERCE | FL | 34945 |  | 7724640540 |  | CRAIG CARTER | CARTER'S GROCERY. INC. | 15901 ORANGE AVE. |  | FORT PIERCE | FL | 34945 |  | 7724640540 |  | INVESTOR | 25 | 3100 | 2 | 2014-11-03 | 2018-05-22 | NC01 | 50
4 | ST. LUCIE | SED | Walshenv@gmail.com | 4565177 | NONTRANSIENT NONCOMMUNITY | ACTIVATED CARBON PROCESSES; DIATOMACEOUS EARTH FILTRATION; ION EXCHANGE FOR REMOVAL OF ANY PRIMARY CONTAMINANT; ION AND MANGANESE REMOVAL (OXIDATION, DETENTION, AND FILTRATION); OR SLOW SAND FILTRATION. LEAD/CHIEF OPERATOR MUST BE CLASS C OR HIGHER. 1.0 MGD UP TO 2.0 MGD-STAFFING BY CLASS C OR HIGHER OPERATOR: 6 HOURS/DAY FOR 5 DAYS/WEEK AND ONE VISIT ON EACH WEEKEND DAY. 0.5 MGD UP TO 1.0 MGD-STAFFING BY CLASS C OR HIGHER OPERATOR: 3 HOURS/DAY FOR 5 DAYS/WEEK AND ONE VISIT ON EACH WEEKEND DAY. 0.25 MGD UP TO 0.5 MGD-STAFFING BY CLASS C OR HIGHER OPERATOR: 1 HOUR/DAY FOR 5 DAYS/WEEK AND ONE VISIT ON EACH WEEKEND DAY. LESS THAN 0.25 MGD-STAFFING BY CLASS C OR HIGHER OPERATOR: 5 VISITS/WEEK AND ONE VISIT EACH WEEKEND FOR A TOTAL OF 1.8 HOURS/WEEK. | N | Y | DLF PACKING FKA SUNBRITE CITRUS | PO BOX 2667 |  | FORT PIERCE | FL | 34954 |  | 7722578003 |  | JASON MYERS | DOUG FEEK | 150 N. GRAVES ROAD |  | FORT PIERCE | FL | 34954 |  | 7722578003 |  | OTHER | 70 | 7300 | 1 | 2020-04-24 | 2020-02-07 | NTNC | 100
4 | ST. LUCIE | SED |  | 4565183 | OTHER PUBLIC WATER SYSTEM | CHLORINATION; AERATION FOR REMOVAL OF ANY SECONDARY CONTAMINANT, SULFIDE, OR ANY UNREGULATED CONTAMINANT; CORROSION CONTROL INHIBITOR ADDITION; HYPOCHLORINATION; IRON OR MANGANESE SEQUESTRATION; OR ULTRAVIOLET RADIATION. THE LEAD/CHIEF OPERATOR MUST BE CLASS D OR HIGHER. 50,000 GPD UP TO 0.25 MGD-STAFFING BY CLASS D OR HIGHER OPERATOR: 3 VISITS/WEEK ON NONCONSECUTIVE DAYS FOR A TOTAL OF 0.3 HOUR/WEEK. LESS THAN 50,000 GPD-STAFFING BY A CLASS D OR HIGHER OPERATOR: 2 VISITS/WEEK ON NONCONSECUTIVE DAYS FOR A TOTAL OF 0.2 HOUR/WEEK. THERE SHALL BE NO MORE THAN 5 DAYS BETWEEN THE LAST VISIT IN ONE WEEK AND THE FIRST VISIT IN THE NEXT WEEK. | N | Y | AYCOCK FUNERAL HOME | 6026 NORTH US HIGHWAY 1 |  | FORT PIERCE | FL | 34946 |  | 7724618912 |  | HUGH M. CURRAN, CFSP | SCI FUNERAL SERVICES OF FL,INC | 6026 NORTH US HWY 1 |  | FORT PIERCE | FL | 34946 |  |  |  | INVESTOR | 25 | 3600 | 1 | 2004-08-30 | 2001-07-17 | NAF | 0
4 | ST. LUCIE | SED | MAYMOHD518@YAHOO.COM | 4565185 | NONCOMMUNITY | CHLORINATION; AERATION FOR REMOVAL OF ANY SECONDARY CONTAMINANT, SULFIDE, OR ANY UNREGULATED CONTAMINANT; CORROSION CONTROL INHIBITOR ADDITION; HYPOCHLORINATION; IRON OR MANGANESE SEQUESTRATION; OR ULTRAVIOLET RADIATION. THE LEAD/CHIEF OPERATOR MUST BE CLASS D OR HIGHER. 50,000 GPD UP TO 0.25 MGD-STAFFING BY CLASS D OR HIGHER OPERATOR: 3 VISITS/WEEK ON NONCONSECUTIVE DAYS FOR A TOTAL OF 0.3 HOUR/WEEK. LESS THAN 50,000 GPD-STAFFING BY A CLASS D OR HIGHER OPERATOR: 2 VISITS/WEEK ON NONCONSECUTIVE DAYS FOR A TOTAL OF 0.2 HOUR/WEEK. THERE SHALL BE NO MORE THAN 5 DAYS BETWEEN THE LAST VISIT IN ONE WEEK AND THE FIRST VISIT IN THE NEXT WEEK. | N | Y | TWO G'S FOOD STORES | 14500 OKEECHOBEE ROAD |  | FORT PIERCE | FL | 34945 |  | 7724609450 |  | NESFAT MOHD | NESFAT MOHD | 14500 OKEECHOBEE ROAD |  | FORT PIERCE | FL | 34945 |  | 7724609450 |  | INVESTOR | 25 | 2000 | 1 | 2014-08-27 | 2018-11-21 | NC01 | 50
4 | ST. LUCIE | SED | JCWITTECKUTILITIES@gmail.com | 4565188 | NONCOMMUNITY | CHLORINATION; AERATION FOR REMOVAL OF ANY SECONDARY CONTAMINANT, SULFIDE, OR ANY UNREGULATED CONTAMINANT; CORROSION CONTROL INHIBITOR ADDITION; HYPOCHLORINATION; IRON OR MANGANESE SEQUESTRATION; OR ULTRAVIOLET RADIATION. THE LEAD/CHIEF OPERATOR MUST BE CLASS D OR HIGHER. 50,000 GPD UP TO 0.25 MGD-STAFFING BY CLASS D OR HIGHER OPERATOR: 3 VISITS/WEEK ON NONCONSECUTIVE DAYS FOR A TOTAL OF 0.3 HOUR/WEEK. LESS THAN 50,000 GPD-STAFFING BY A CLASS D OR HIGHER OPERATOR: 2 VISITS/WEEK ON NONCONSECUTIVE DAYS FOR A TOTAL OF 0.2 HOUR/WEEK. THERE SHALL BE NO MORE THAN 5 DAYS BETWEEN THE LAST VISIT IN ONE WEEK AND THE FIRST VISIT IN THE NEXT WEEK. | N | Y | RIVERVIEW BAPTIST CHURCH, INC. | 4601 NORTH OLD DIXIE HWY |  | FORT PIERCE | FL | 34946 |  | 7724683123 |  | MARK LEONARD | MARY BETH BROWNING | 4601 N. OLD DIXIE HWY. |  | FORT PIERCE | FL | 34946 |  | 7724683123 |  | OTHER | 150 | 1350 | 1 | 2014-05-09 | 2021-11-16 | NC01 | 50
4 | ST. LUCIE | SED | stephen.mayo@ars.usda.gov | 4565191 | NONCOMMUNITY | CHLORINATION; AERATION FOR REMOVAL OF ANY SECONDARY CONTAMINANT, SULFIDE, OR ANY UNREGULATED CONTAMINANT; CORROSION CONTROL INHIBITOR ADDITION; HYPOCHLORINATION; IRON OR MANGANESE SEQUESTRATION; OR ULTRAVIOLET RADIATION. THE LEAD/CHIEF OPERATOR MUST BE CLASS D OR HIGHER. 50,000 GPD UP TO 0.25 MGD-STAFFING BY CLASS D OR HIGHER OPERATOR: 3 VISITS/WEEK ON NONCONSECUTIVE DAYS FOR A TOTAL OF 0.3 HOUR/WEEK. LESS THAN 50,000 GPD-STAFFING BY A CLASS D OR HIGHER OPERATOR: 2 VISITS/WEEK ON NONCONSECUTIVE DAYS FOR A TOTAL OF 0.2 HOUR/WEEK. THERE SHALL BE NO MORE THAN 5 DAYS BETWEEN THE LAST VISIT IN ONE WEEK AND THE FIRST VISIT IN THE NEXT WEEK. | N | Y | USDA HORTICULTURAL RESEARCH | 10000 PICOS ROAD |  | FORT PIERCE | FL | 34945 |  | 7724608138 |  | STEVE MAYO | BRIAN SCULLY | 2001 S. ROCK ROAD |  | FORT PIERCE | FL | 34945 |  | 7724608138 |  | FEDERAL | 25 | 2700 | 5 | 2014-05-28 | 2018-05-09 | NC01 | 50
4 | ST. LUCIE | SED | LandryG@stlucieco.org | 4565196 | NONCOMMUNITY | MEMBRANE PROCESSES, INCLUDING ELECTRODIALYSIS, ELECTRODIALYSIS REVERSAL, MICROFILTRATION, ULTRAFILTRATION, NANOFILTRATION, AND REVERSE OSMOSIS. THE LEAD/CHIEF OPERATOR MUST BE CLASS C OR HIGHER. 0.5 MGD UP TO 1.0 MGD-STAFFING BY CLASS C OR HIGHER OPERATOR: 6 HOURS/DAY FOR 5 DAYS/WEEK AND ONE VISIT ON EACH WEEKEND DAY. 0.1 MGD UP TO 0.5 MGD-STAFFING BY CLASS C OR HIGHER OPERATOR: 3 HOURS/DAY FOR 5 DAYS/WEEK AND ONE VISIT ON EACH WEEKEND DAY. LESS THAN 0.1 MGD-STAFFING BY CLASS C OR HIGHER OPERATOR: 1 HOUR/DAY FOR 5 DAYS/WEEK AND ONE VISIT ON EACH WEEKEND DAY. | N | Y | ST. LUCIE COUNTY FAIRGROUNDS | 2300 VIRGINIA AVENUE |  | FORT PIERCE | FL | 34982 |  | 7724621631 |  | GEORGE LANDRY | GEORGE LANDRY | 2300 VIRGINIA AVE. |  | FORT PIERCE | FL | 34982 |  | 7724621631 |  | COUNTY | 25 | 50000 | 1 | 2020-03-23 | 2020-02-07 | NC01 | 50
4 | ST. LUCIE | SED | niboard@comcast.net | 4565198 | COMMUNITY | NO TREATMENT--CONSECUTIVE SYSTEMS ONLY | N | Y | NETTLES ISLAND | 9801 SOUTH OCEAN DRIVE |  | JENSEN BEACH | FL | 34957 |  | 7722292930 |  | MAURICE LEPINE | NETTLES ISLAND P.O.A. | 9801 S. OCEAN DRIVE |  | JENSEN BEACH | FL | 34957 |  |  |  | OTHER | 3056 | 0 | 1578 | 2020-05-19 | 2020-04-23 | PC02 | 100
4 | ST. LUCIE | SED |  | 4565201 | OTHER PUBLIC WATER SYSTEM | ACTIVATED CARBON PROCESSES; DIATOMACEOUS EARTH FILTRATION; ION EXCHANGE FOR REMOVAL OF ANY PRIMARY CONTAMINANT; ION AND MANGANESE REMOVAL (OXIDATION, DETENTION, AND FILTRATION); OR SLOW SAND FILTRATION. LEAD/CHIEF OPERATOR MUST BE CLASS C OR HIGHER. 1.0 MGD UP TO 2.0 MGD-STAFFING BY CLASS C OR HIGHER OPERATOR: 6 HOURS/DAY FOR 5 DAYS/WEEK AND ONE VISIT ON EACH WEEKEND DAY. 0.5 MGD UP TO 1.0 MGD-STAFFING BY CLASS C OR HIGHER OPERATOR: 3 HOURS/DAY FOR 5 DAYS/WEEK AND ONE VISIT ON EACH WEEKEND DAY. 0.25 MGD UP TO 0.5 MGD-STAFFING BY CLASS C OR HIGHER OPERATOR: 1 HOUR/DAY FOR 5 DAYS/WEEK AND ONE VISIT ON EACH WEEKEND DAY. LESS THAN 0.25 MGD-STAFFING BY CLASS C OR HIGHER OPERATOR: 5 VISITS/WEEK AND ONE VISIT EACH WEEKEND FOR A TOTAL OF 1.8 HOURS/WEEK. | N | Y | CENTER FOR CAPTIVE CHIMPANZEE CARE | 3000 S HEADER CANAL |  | FT PIERCE | FL | 34945 |  | 7724290403 |  |  | CENTER FOR CAPTIVE CHIMPANZEE CARE | [6 empty] | 7724290403 |  | INVESTOR | 24 | 15000 | 12 | 2009-02-24 |  | NAF | 0
4 | ST. LUCIE | SED | Walshenv@gmail.com | 4565202 | NONTRANSIENT NONCOMMUNITY | CHLORINATION; AERATION FOR REMOVAL OF ANY SECONDARY CONTAMINANT, SULFIDE, OR ANY UNREGULATED CONTAMINANT; CORROSION CONTROL INHIBITOR ADDITION; HYPOCHLORINATION; IRON OR MANGANESE SEQUESTRATION; OR ULTRAVIOLET RADIATION. THE LEAD/CHIEF OPERATOR MUST BE CLASS D OR HIGHER. 50,000 GPD UP TO 0.25 MGD-STAFFING BY CLASS D OR HIGHER OPERATOR: 3 VISITS/WEEK ON NONCONSECUTIVE DAYS FOR A TOTAL OF 0.3 HOUR/WEEK. LESS THAN 50,000 GPD-STAFFING BY A CLASS D OR HIGHER OPERATOR: 2 VISITS/WEEK ON NONCONSECUTIVE DAYS FOR A TOTAL OF 0.2 HOUR/WEEK. THERE SHALL BE NO MORE THAN 5 DAYS BETWEEN THE LAST VISIT IN ONE WEEK AND THE FIRST VISIT IN THE NEXT WEEK. | N | Y | SOUTHERN TRUSS | 2590 NORTH KINGS HIGHWAY |  | FORT PIERCE | FL | 34946 |  | 9544913310 |  | JACK BYERS | JACK BYERS | 2590 N KINGS HIGHWAY |  | FT. PIERCE | FL | 34951 |  | 5613099777 |  | OTHER | 88 | 2000 | 3 | 2020-05-11 | 2020-01-31 | NTNC | 100
4 | ST. LUCIE | SED | Walshenv@gmail.com | 4565203 | NONCOMMUNITY | CHLORINATION; AERATION FOR REMOVAL OF ANY SECONDARY CONTAMINANT, SULFIDE, OR ANY UNREGULATED CONTAMINANT; CORROSION CONTROL INHIBITOR ADDITION; HYPOCHLORINATION; IRON OR MANGANESE SEQUESTRATION; OR ULTRAVIOLET RADIATION. THE LEAD/CHIEF OPERATOR MUST BE CLASS D OR HIGHER. 50,000 GPD UP TO 0.25 MGD-STAFFING BY CLASS D OR HIGHER OPERATOR: 3 VISITS/WEEK ON NONCONSECUTIVE DAYS FOR A TOTAL OF 0.3 HOUR/WEEK. LESS THAN 50,000 GPD-STAFFING BY A CLASS D OR HIGHER OPERATOR: 2 VISITS/WEEK ON NONCONSECUTIVE DAYS FOR A TOTAL OF 0.2 HOUR/WEEK. THERE SHALL BE NO MORE THAN 5 DAYS BETWEEN THE LAST VISIT IN ONE WEEK AND THE FIRST VISIT IN THE NEXT WEEK. | N | Y | CAPRON TRAIL PARK | 5990 EMERSON AVENUE |  | FORT PIERCE | FL | 34951 |  | 7724622551 |  | GUY MEDOR | ANNETTE JENNINGS | 2300 VIRGINIA AVE |  | FT PIERCE | FL | 34982 |  | 7724622551 |  | COUNTY | 25 | 52000 | 1 | 2013-07-08 | 2019-02-15 | NC01 | 50
4 | ST. LUCIE | SED | lwaldie@co.st-lucie.fl.us | 4565204 | COMMUNITY | NO TREATMENT--CONSECUTIVE SYSTEMS ONLY | N | N | INDIAN RIVER ESTATES | 2300 VIRGINIA AVENUE |  | FORT PIERCE | FL | 34982 |  | 7724621150 |  | GEORGE LANDRY | GEORGE LANDRY | 2300 VIRGINIA AVE. |  | FORT PIERCE | FL | 34982 |  | 7724621631 |  | COUNTY | 2365 | 0 | 946 |  | 2020-06-02 | PC02 | 100
4 | ST. LUCIE | SED | dhazel36@gmail.com | 4565206 | NONCOMMUNITY | CHLORINATION; AERATION FOR REMOVAL OF ANY SECONDARY CONTAMINANT, SULFIDE, OR ANY UNREGULATED CONTAMINANT; CORROSION CONTROL INHIBITOR ADDITION; HYPOCHLORINATION; IRON OR MANGANESE SEQUESTRATION; OR ULTRAVIOLET RADIATION. THE LEAD/CHIEF OPERATOR MUST BE CLASS D OR HIGHER. 50,000 GPD UP TO 0.25 MGD-STAFFING BY CLASS D OR HIGHER OPERATOR: 3 VISITS/WEEK ON NONCONSECUTIVE DAYS FOR A TOTAL OF 0.3 HOUR/WEEK. LESS THAN 50,000 GPD-STAFFING BY A CLASS D OR HIGHER OPERATOR: 2 VISITS/WEEK ON NONCONSECUTIVE DAYS FOR A TOTAL OF 0.2 HOUR/WEEK. THERE SHALL BE NO MORE THAN 5 DAYS BETWEEN THE LAST VISIT IN ONE WEEK AND THE FIRST VISIT IN THE NEXT WEEK. | N | Y | US1 GOLF & BBQ | 3847 N. US HIGHWAY 1 |  | FORT PIERCE | FL | 34946 |  | 7724094320 |  | J.R. SIWICKI JR | J.R. SIWICKI JR | 4160 N. HWY A1A | APT 501A | FORT PIERCE | FL | 34949 |  | 6319032500 |  | INVESTOR | 48 | 500 | 1 | 2017-12-15 | 2018-10-19 | NC01 | 50
5 | CHARLOTTE | SD | crossroadshopeacademy@gmail.com | 5084081 | NONTRANSIENT NONCOMMUNITY | CHLORINATION; AERATION FOR REMOVAL OF ANY SECONDARY CONTAMINANT, SULFIDE, OR ANY UNREGULATED CONTAMINANT; CORROSION CONTROL INHIBITOR ADDITION; HYPOCHLORINATION; IRON OR MANGANESE SEQUESTRATION; OR ULTRAVIOLET RADIATION. THE LEAD/CHIEF OPERATOR MUST BE CLASS D OR HIGHER. 50,000 GPD UP TO 0.25 MGD-STAFFING BY CLASS D OR HIGHER OPERATOR: 3 VISITS/WEEK ON NONCONSECUTIVE DAYS FOR A TOTAL OF 0.3 HOUR/WEEK. LESS THAN 50,000 GPD-STAFFING BY A CLASS D OR HIGHER OPERATOR: 2 VISITS/WEEK ON NONCONSECUTIVE DAYS FOR A TOTAL OF 0.2 HOUR/WEEK. THERE SHALL BE NO MORE THAN 5 DAYS BETWEEN THE LAST VISIT IN ONE WEEK AND THE FIRST VISIT IN THE NEXT WEEK. | N | Y | CROSSROADS HOPE ACADEMY | 45991 BERMONT RD. |  | PUNTA GORDA | FL | 33982 |  | 9415755790 |  | JOHN DAVIDSON | JOHN DAVIDSON | 45991 BERMONT RD |  | PUNTA GORDA | FL | 33982 |  | 9415755790 |  | OTHER | 55 | 20000 | 5 | 2015-10-15 | 2021-03-23 | NTNC | 100
5 | CHARLOTTE | SD |  | 5084082 | COMMUNITY | CONVENTIONAL FILTRATION (COAGULATION, FLOCCULATION, SEDIMENTATION, AND FILTRATION); DIRECT FILTRATION, (COAGULATION AND FILTRATION); OR LIME SOFTENING. THE LEAD/CHIEF OPERATOR MUST BE CLASS C OR HIGHER. 0.3 MGD UP TO 1.0 MGD STAFFING BY CLASS C OR HIGHER OPERATOR: 6 HOURS/DAY FOR 5 DAYS/WEEK AND ONE VISIT ON EACH WEEKEND DAY. 0.1 MGD UP TO 0.3 MGD STAFFING BY CLASS C OR HIGHER OPERATOR: 3 HOURS/DAY FOR 5 DAYS/WEEK AND ONE VISIT ON EACH WEEKEND DAY. LESS THAN 0.1 MGD STAFFING BY CLASS C OR HIGHER OPERATOR: 2 HOURS/DAY FOR 5 DAYS/WEEK AND ONE VISIT ON EACH WEEKEND DAY. | N | Y | CHARLOTTE CORRECTIONAL INSTITUTION | 33123 OIL WELL ROAD |  | PUNTA GORDA | FL | 33955 |  | 8504104093 |  | MICHAEL MCHALE | ANDRES KRAUL | 501 S. CALHOUN ST. |  | TALLAHASSEE | FL | 32399 | 2500 | 8507173926 |  | STATE | 1594 | 300000 | 30 | 2020-11-05 | 2021-03-25 | DC05 | 500
5 | CHARLOTTE | SD |  | 5084095 | NONCOMMUNITY | AERATION FOR REMOVAL OF ANY PRIMARY CONTAMINANT; ALKALINITY/PH ADJUSTMENT; CHLORAMIN ATION; CHLORINE DIOXIDE FOR OXIDATION OR DISINFECTION; FLUORIDATION; ION EXCHANGE FOR REMOVAL OF ANY SECONDARY CONTAMINANT, SULFIDE, OR ANY UNREGULATED CONTAMINANT; OR OZONATION LESS THAN 0.1 MGD. STAFFING BY A CLASS D OR HIGHER OPERATOR: 3 VISITS/WEEK ON NONCONSECUTIVE DAYS FOR A TOTAL OF 0.6 HOUR/WEEK. THE LEAD/CHIEF OPERATOR MUST BE CLASS D OR HIGHER. | N | Y | FIRST BAPTIST CHURCH OF CLEVELAND | 6600 CLEVELAND DR |  | PUNTA GORDA | FL | 33982 |  | 9416371715 |  | PASTOR DAVID L WEISS | PASTOR DAVID L WEISS | 6600 CLEVELAND DR |  | PUNTA GORDA | FL | 33982 |  | 9416371715 |  | INVESTOR | 210 | 1200 | 1 | 2017-01-08 | 2019-02-14 | NC01 | 50
5 | CHARLOTTE | SD |  | 5084100 | COMMUNITY | CHLORINATION; AERATION FOR REMOVAL OF ANY SECONDARY CONTAMINANT, SULFIDE, OR ANY UNREGULATED CONTAMINANT; CORROSION CONTROL INHIBITOR ADDITION; HYPOCHLORINATION; IRON OR MANGANESE SEQUESTRATION; OR ULTRAVIOLET RADIATION. THE LEAD/CHIEF OPERATOR MUST BE CLASS C OR HIGHER. 5.0 MGD AND ABOVE-STAFFING BY CLASS C OR HIGHER OPERATOR: 6 HOURS/DAY FOR 5 DAYS/WEEK AND ONE VISIT ON EACH WEEKEND DAY. 3.0 MGD UP TO 5.0 MGD-STAFFING BY CLASS C OR HIGHER OPERATOR: 1 HOUR/DAY FOR 5 DAYS/WEEK AND ONE VISIT ON EACH WEEKEND DAY. 0.25 MGD UP TO 3.0 MGD-STAFFING BY CLASS C OR HIGHER OPERATOR: 5 VISITS/WEEK AND ONE VISIT EACH WEEKEND FOR A TOTAL OF 0.6 HOUR/WEEK. | Y | N | CHARLOTTE COUNTY UTILITIES | 25550 HARBORVIEW ROAD BLDG A UNIT 1 |  | PORT CHARLOTTE | FL | 33980 |  | 9417644300 |  | STEPHEN KIPFINGER | CRAIG RUDY | 25550 HARBORVIEW ROAD | BLDG A UNIT 1 | PORT CHARLOTTE | FL | 33980 |  | 9417644502 |  | MUNICIPALITY | 152373 | 12758000 | 61219 | 2014-05-20 | 2018-12-21 | PC06 | 4000
5 | CHARLOTTE | SD |  | 5084102 | NONCOMMUNITY | CHLORINATION; AERATION FOR REMOVAL OF ANY SECONDARY CONTAMINANT, SULFIDE, OR ANY UNREGULATED CONTAMINANT; CORROSION CONTROL INHIBITOR ADDITION; HYPOCHLORINATION; IRON OR MANGANESE SEQUESTRATION; OR ULTRAVIOLET RADIATION. THE LEAD/CHIEF OPERATOR MUST BE CLASS D OR HIGHER. 50,000 GPD UP TO 0.25 MGD-STAFFING BY CLASS D OR HIGHER OPERATOR: 3 VISITS/WEEK ON NONCONSECUTIVE DAYS FOR A TOTAL OF 0.3 HOUR/WEEK. LESS THAN 50,000 GPD-STAFFING BY A CLASS D OR HIGHER OPERATOR: 2 VISITS/WEEK ON NONCONSECUTIVE DAYS FOR A TOTAL OF 0.2 HOUR/WEEK. THERE SHALL BE NO MORE THAN 5 DAYS BETWEEN THE LAST VISIT IN ONE WEEK AND THE FIRST VISIT IN THE NEXT WEEK. | N | Y | BABCOCK RANCH ECO-TOURS | 8000 SR 31 |  | PUNTA GORDA | FL | 33982 |  | 9416393958 |  | KEN SMITH | [9 empty] | INVESTOR | 40 | 28800 | 2 | 2015-12-11 | 2018-05-23 | NC01 | 50
5 | CHARLOTTE | SD |  | 5084110 | COMMUNITY | NO TREATMENT--CONSECUTIVE SYSTEMS ONLY | Y | N | NHC UTILITIES INC | 3737 EL JOBEAN ROAD |  | PORT CHARLOTTE | FL | 33953 |  | 9416244511 |  | ASHLEY CHANG | HENRY LUE | 5100 W LEMON ST. | STE 109 | TAMPA | FL | 33609 |  | 8132825934 |  | WATER ASSOCIATION | 401 | 90000 | 200 | 2014-03-18 | 2021-03-22 | PC01 | 50
5 | CHARLOTTE | SD |  | 5084111 | COMMUNITY | NO TREATMENT--CONSECUTIVE SYSTEMS ONLY | Y | N | RIVERWOOD COMMUNITY DEL. DIST. | 4100 RIVERWOOD DRIVE |  | PORT CHARLOTTE | FL | 33953 |  | 9417646660 |  | JUSTIN FAIRCLOTH | JUSTIN FAIRCLOTH | 4250 RIVERWOOD DRIVE |  | PORT CHARLOTTE | FL | 33953 |  | 9416131526 |  | WATER ASSOCIATION | 2133 | 1 | 853 | 2015-11-20 | 2021-03-22 | PC02 | 100
5 | CHARLOTTE | SD |  | 5084114 | NONCOMMUNITY | CHLORINATION; AERATION FOR REMOVAL OF ANY SECONDARY CONTAMINANT, SULFIDE, OR ANY UNREGULATED CONTAMINANT; CORROSION CONTROL INHIBITOR ADDITION; HYPOCHLORINATION; IRON OR MANGANESE SEQUESTRATION; OR ULTRAVIOLET RADIATION. THE LEAD/CHIEF OPERATOR MUST BE CLASS D OR HIGHER. 50,000 GPD UP TO 0.25 MGD-STAFFING BY CLASS D OR HIGHER OPERATOR: 3 VISITS/WEEK ON NONCONSECUTIVE DAYS FOR A TOTAL OF 0.3 HOUR/WEEK. LESS THAN 50,000 GPD-STAFFING BY A CLASS D OR HIGHER OPERATOR: 2 VISITS/WEEK ON NONCONSECUTIVE DAYS FOR A TOTAL OF 0.2 HOUR/WEEK. THERE SHALL BE NO MORE THAN 5 DAYS BETWEEN THE LAST VISIT IN ONE WEEK AND THE FIRST VISIT IN THE NEXT WEEK. | N | Y | MURDOCK TRANSPORTATION FACILITY | 17490 ABBOTT AVE |  | PORT CHARLOTTE | FL | 33948 |  |  |  | BILLY WILLIAMS | BILLY WILLIAMS | 1445 EDUCATION WAY |  | PORT CHARLOTTE | FL | 33950 |  | 9416283324 |  | COUNTY | 76 | 7200 | 1 | 2013-03-08 | 2017-11-06 | NC01 | 50
5 | CHARLOTTE | SD |  | 5084116 | COMMUNITY | MEMBRANE PROCESSES, INCLUDING ELECTRODIALYSIS, ELECTRODIALYSIS REVERSAL, MICROFILTRATION, ULTRAFILTRATION, NANOFILTRATION, AND REVERSE OSMOSIS. THE LEAD/CHIEF OPERATOR MUST BE CLASS C OR HIGHER. 0.5 MGD UP TO 1.0 MGD-STAFFING BY CLASS C OR HIGHER OPERATOR: 6 HOURS/DAY FOR 5 DAYS/WEEK AND ONE VISIT ON EACH WEEKEND DAY. 0.1 MGD UP TO 0.5 MGD-STAFFING BY CLASS C OR HIGHER OPERATOR: 3 HOURS/DAY FOR 5 DAYS/WEEK AND ONE VISIT ON EACH WEEKEND DAY. LESS THAN 0.1 MGD-STAFFING BY CLASS C OR HIGHER OPERATOR: 1 HOUR/DAY FOR 5 DAYS/WEEK AND ONE VISIT ON EACH WEEKEND DAY. | N | Y | TOWN AND COUNTRY UTILITY | 17837 MURDOCK CIRCLE |  | PORT CHARLOTTE | FL | 33948 |  | 9412356919 |  | JON MEYER | JON MEYER | 14750 SR 31 | BOX #2 | PUNTA GORDA | FL | 33982 |  | 9412356900 |  | INVESTOR | 2997 | 999999 | 999 |  | 2021-03-19 | DC04 | 1000
5 | CHARLOTTE | SD | GATORCAMP@GMAIL.COM | 5084117 | COMMUNITY | CHLORINATION; AERATION FOR REMOVAL OF ANY SECONDARY CONTAMINANT, SULFIDE, OR ANY UNREGULATED CONTAMINANT; CORROSION CONTROL INHIBITOR ADDITION; HYPOCHLORINATION; IRON OR MANGANESE SEQUESTRATION; OR ULTRAVIOLET RADIATION. THE LEAD/CHIEF OPERATOR MUST BE CLASS D OR HIGHER. 50,000 GPD UP TO 0.25 MGD-STAFFING BY CLASS D OR HIGHER OPERATOR: 3 VISITS/WEEK ON NONCONSECUTIVE DAYS FOR A TOTAL OF 0.3 HOUR/WEEK. LESS THAN 50,000 GPD-STAFFING BY A CLASS D OR HIGHER OPERATOR: 2 VISITS/WEEK ON NONCONSECUTIVE DAYS FOR A TOTAL OF 0.2 HOUR/WEEK. THERE SHALL BE NO MORE THAN 5 DAYS BETWEEN THE LAST VISIT IN ONE WEEK AND THE FIRST VISIT IN THE NEXT WEEK. | N | Y | GATOR WILDERNESS CAMP SCHOOL | 44930 FARABEE ROAD |  | PUNTA GORDA | FL | 33982 |  | 9416397722 |  | GREGG KANAGY | GREGG KANAGY | 44930 FARABEE ROAD |  | PUNTA GORDA | FL | 33982 |  | 9414561447 |  | INVESTOR | 44 | 10000 | 5 | 2015-04-02 | 2018-12-18 | DC06 | 100
5 | CHARLOTTE | SD |  | 5084118 | NONCOMMUNITY | CHLORINATION; AERATION FOR REMOVAL OF ANY SECONDARY CONTAMINANT, SULFIDE, OR ANY UNREGULATED CONTAMINANT; CORROSION CONTROL INHIBITOR ADDITION; HYPOCHLORINATION; IRON OR MANGANESE SEQUESTRATION; OR ULTRAVIOLET RADIATION. THE LEAD/CHIEF OPERATOR MUST BE CLASS D OR HIGHER. 50,000 GPD UP TO 0.25 MGD-STAFFING BY CLASS D OR HIGHER OPERATOR: 3 VISITS/WEEK ON NONCONSECUTIVE DAYS FOR A TOTAL OF 0.3 HOUR/WEEK. LESS THAN 50,000 GPD-STAFFING BY A CLASS D OR HIGHER OPERATOR: 2 VISITS/WEEK ON NONCONSECUTIVE DAYS FOR A TOTAL OF 0.2 HOUR/WEEK. THERE SHALL BE NO MORE THAN 5 DAYS BETWEEN THE LAST VISIT IN ONE WEEK AND THE FIRST VISIT IN THE NEXT WEEK. | N | Y | THE SANDLOT OFF-ROAD ADVENTURE PARK | 39450 BERMONT ROAD |  | PUNTA GORDA | FL | 33982 |  | 2392817819 |  | MAX VEGA-SANZ | MAX VEGA-SANZ | 39450 BERMONT RD. |  | PUNTA GORDA | FL | 33982 |  | 3057670391 |  | OTHER | 25 | 40934 | 1 |  | 2020-10-08 | NC01 | 50
5 | COLLIER | SD | dlt2651@centurylink.net | 5110058 | COMMUNITY | AERATION FOR REMOVAL OF ANY PRIMARY CONTAMINANT; ALKALINITY/PH ADJUSTMENT; CHLORAMIN ATION; CHLORINE DIOXIDE FOR OXIDATION OR DISINFECTION; FLUORIDATION; ION EXCHANGE FOR REMOVAL OF ANY SECONDARY CONTAMINANT, SULFIDE, OR ANY UNREGULATED CONTAMINANT; OR OZONATION LESS THAN 0.1 MGD. STAFFING BY A CLASS D OR HIGHER OPERATOR: 3 VISITS/WEEK ON NONCONSECUTIVE DAYS FOR A TOTAL OF 0.6 HOUR/WEEK. THE LEAD/CHIEF OPERATOR MUST BE CLASS D OR HIGHER. | N | Y | LEE CYPRESS CO-OP | PO BOX 26 |  | COPELAND | FL | 34137 |  | 2396950047 |  | TROY RENDELL | GARY DEREMER | 4939 CROSS BAYOU BLVD |  | NEW PORT RICHEY | FL | 34652 |  | 7278488292 |  | INVESTOR | 250 | 80000 | 85 | 2016-03-01 | 2021-09-13 | DC051 | 100
5 | COLLIER | SD |  | 5110061 | NONCOMMUNITY | CHLORINATION; AERATION FOR REMOVAL OF ANY SECONDARY CONTAMINANT, SULFIDE, OR ANY UNREGULATED CONTAMINANT; CORROSION CONTROL INHIBITOR ADDITION; HYPOCHLORINATION; IRON OR MANGANESE SEQUESTRATION; OR ULTRAVIOLET RADIATION. THE LEAD/CHIEF OPERATOR MUST BE CLASS D OR HIGHER. 50,000 GPD UP TO 0.25 MGD-STAFFING BY CLASS D OR HIGHER OPERATOR: 3 VISITS/WEEK ON NONCONSECUTIVE DAYS FOR A TOTAL OF 0.3 HOUR/WEEK. LESS THAN 50,000 GPD-STAFFING BY A CLASS D OR HIGHER OPERATOR: 2 VISITS/WEEK ON NONCONSECUTIVE DAYS FOR A TOTAL OF 0.2 HOUR/WEEK. THERE SHALL BE NO MORE THAN 5 DAYS BETWEEN THE LAST VISIT IN ONE WEEK AND THE FIRST VISIT IN THE NEXT WEEK. | N | Y | CORKSCREW SWAMP SANCTUARY | 375 SANCTUARY RD WEST |  | NAPLES | FL | 34120 |  | 2393489151 |  | GIOVONI (GIO) D'ACHIARDI | LISA KORTE | 375 SANCTUARY RD |  | NAPLES | FL | 34120 |  | 2393489143 |  | INVESTOR | 50 | 10000 | 8 | 2013-10-17 | 2018-06-27 | NC01 | 50
5 | COLLIER | SD |  | 5110087 | COMMUNITY | AERATION FOR REMOVAL OF ANY PRIMARY CONTAMINANT; ALKALINITY/PH ADJUSTMENT; CHLORAMIN ATION; CHLORINE DIOXIDE FOR OXIDATION OR DISINFECTION; FLUORIDATION; ION EXCHANGE FOR REMOVAL OF ANY SECONDARY CONTAMINANT, SULFIDE, OR ANY UNREGULATED CONTAMINANT; OR OZONATION LESS THAN 0.1 MGD. STAFFING BY A CLASS D OR HIGHER OPERATOR: 3 VISITS/WEEK ON NONCONSECUTIVE DAYS FOR A TOTAL OF 0.6 HOUR/WEEK. THE LEAD/CHIEF OPERATOR MUST BE CLASS D OR HIGHER. | N | Y | BIG CYPRESS PARK HEADQUARTERS | 33100 TAMIAMI TRAIL E |  | OCHOPEE | FL | 34141 | 1000 | 2398502273 |  | CHRISTOPHER HOTALING | CHRISTOPHER HOTALING | 33100 TAMIAIMI TRAIL E |  | OCHOPEE | FL | 34141 | 1000 | 2396951130 |  | FEDERAL | 100 | 57000 | 22 | 2014-02-12 | 2021-09-13 | DC05 | 500
5 | COLLIER | SD | tsmallwood@cityofeverglades.org | 5110089 | COMMUNITY | MEMBRANE PROCESSES, INCLUDING ELECTRODIALYSIS, ELECTRODIALYSIS REVERSAL, MICROFILTRATION, ULTRAFILTRATION, NANOFILTRATION, AND REVERSE OSMOSIS. THE LEAD/CHIEF OPERATOR MUST BE CLASS C OR HIGHER. 0.5 MGD UP TO 1.0 MGD-STAFFING BY CLASS C OR HIGHER OPERATOR: 6 HOURS/DAY FOR 5 DAYS/WEEK AND ONE VISIT ON EACH WEEKEND DAY. 0.1 MGD UP TO 0.5 MGD-STAFFING BY CLASS C OR HIGHER OPERATOR: 3 HOURS/DAY FOR 5 DAYS/WEEK AND ONE VISIT ON EACH WEEKEND DAY. LESS THAN 0.1 MGD-STAFFING BY CLASS C OR HIGHER OPERATOR: 1 HOUR/DAY FOR 5 DAYS/WEEK AND ONE VISIT ON EACH WEEKEND DAY. | N | Y | EVERGLADES CITY | 24940 SR 29 |  | COPELAND | FL | 34137 |  | 2396952503 |  | DOTTIE JOINER | HOWIE GRIMM | PO BOX 110 |  | EVERGLADES CITY | FL | 34139 |  | 2396953791 |  | MUNICIPALITY | 2978 | 465000 | 1191 | 2021-12-01 | 2020-12-29 | DC04 | 1000
5 | COLLIER | SD |  | 5110118 | COMMUNITY | CHLORINATION; AERATION FOR REMOVAL OF ANY SECONDARY CONTAMINANT, SULFIDE, OR ANY UNREGULATED CONTAMINANT; CORROSION CONTROL INHIBITOR ADDITION; HYPOCHLORINATION; IRON OR MANGANESE SEQUESTRATION; OR ULTRAVIOLET RADIATION. THE LEAD/CHIEF OPERATOR MUST BE CLASS C OR HIGHER. 5.0 MGD AND ABOVE-STAFFING BY CLASS C OR HIGHER OPERATOR: 6 HOURS/DAY FOR 5 DAYS/WEEK AND ONE VISIT ON EACH WEEKEND DAY. 3.0 MGD UP TO 5.0 MGD-STAFFING BY CLASS C OR HIGHER OPERATOR: 1 HOUR/DAY FOR 5 DAYS/WEEK AND ONE VISIT ON EACH WEEKEND DAY. 0.25 MGD UP TO 3.0 MGD-STAFFING BY CLASS C OR HIGHER OPERATOR: 5 VISITS/WEEK AND ONE VISIT EACH WEEKEND FOR A TOTAL OF 0.6 HOUR/WEEK. | Y | N | GOODLAND WATER COMPANY | 13 W GOODLAND DR |  | GOODLAND | FL | 33933 |  | 2392526112 |  | STEVE MESSNER | STEVE MESSNER | 3851 CITY GATE DRIVE |  | NAPLES | FL | 34117 |  |  |  | INVESTOR | 805 | 400000 | 322 | 2012-10-04 | 2019-09-27 | PC02 | 100
5 | COLLIER | SD |  | 5110121 | NONCOMMUNITY | CHLORINATION; AERATION FOR REMOVAL OF ANY SECONDARY CONTAMINANT, SULFIDE, OR ANY UNREGULATED CONTAMINANT; CORROSION CONTROL INHIBITOR ADDITION; HYPOCHLORINATION; IRON OR MANGANESE SEQUESTRATION; OR ULTRAVIOLET RADIATION. THE LEAD/CHIEF OPERATOR MUST BE CLASS D OR HIGHER. 50,000 GPD UP TO 0.25 MGD-STAFFING BY CLASS D OR HIGHER OPERATOR: 3 VISITS/WEEK ON NONCONSECUTIVE DAYS FOR A TOTAL OF 0.3 HOUR/WEEK. LESS THAN 50,000 GPD-STAFFING BY A CLASS D OR HIGHER OPERATOR: 2 VISITS/WEEK ON NONCONSECUTIVE DAYS FOR A TOTAL OF 0.2 HOUR/WEEK. THERE SHALL BE NO MORE THAN 5 DAYS BETWEEN THE LAST VISIT IN ONE WEEK AND THE FIRST VISIT IN THE NEXT WEEK. | N | Y | HAKAN SERVICES, INC. | 20020 TAMIAMI TRAIL EAST |  | NAPLES | FL | 34114 |  |  |  | FEIGEN PEKSER | FIGEN PEKSER | PO BOX 1815 |  | MARCO ISLAND | FL | 34146 |  | 2395372633 |  | INVESTOR | 700 | 20000 | 6 | 2016-06-21 | 2021-05-19 | NC01 | 50
5 | COLLIER | SD |  | 5110142 | COMMUNITY | AERATION FOR REMOVAL OF ANY PRIMARY CONTAMINANT; ALKALINITY/PH ADJUSTMENT; CHLORAMIN ATION; CHLORINE DIOXIDE FOR OXIDATION OR DISINFECTION; FLUORIDATION; ION EXCHANGE FOR REMOVAL OF ANY SECONDARY CONTAMINANT, SULFIDE, OR ANY UNREGULATED CONTAMINANT; OR OZONATION. THE LEAD/CHIEF OPERATOR MUST BE CLASS C OR HIGHER. 5.0 MGD UP TO 10 MGD-STAFFING BY CLASS C OR HIGHER OPERATOR: 6 HOURS/DAY FOR 5 DAYS/WEEK AND ONE VISIT ON EACH WEEKEND DAY. 3.0 MGD UP TO 5.0 MGD-STAFFING BY CLASS C OR HIGHER OPERATOR: 3 HOURS/DAY FOR 5 DAYS/WEEK AND ONE VISIT ON EACH WEEKEND DAY. 1.0 MGD UP TO 3.0 MGD-STAFFING BY CLASS C OR HIGHER OPERATOR: 1 HOUR/DAY FOR 5 DAYS/WEEK AND ONE VISIT ON EACH WEEKEND DAY. 0.1 MGD UP TO 1.0 MGD-STAFFING BY CLASS C OR HIGHER OPERATOR: 5 VISITS/WEEK AND ONE VISIT EACH WEEKEND FOR A TOTAL OF 1.2 HOURS/WEEK. | N | Y | IMMOKALEE WATER | 1020 SANITATION ROAD |  | IMMOKALEE | FL | 34142 |  | 2396583630 |  | SARAH CATALA | SARAH CATALA | 1020 SANITATION ROAD |  | IMMOKALEE | FL | 34142 |  | 2396583630 |  | MUNICIPALITY | 25838 | 5600000 | 5528 | 2021-08-20 | 2019-09-18 | DC02 | 4000
5 | COLLIER | SD |  | 5110183 | COMMUNITY | CONVENTIONAL FILTRATION (COAGULATION, FLOCCULATION, SEDIMENTATION, AND FILTRATION); DIRECT FILTRATION, (COAGULATION AND FILTRATION); OR LIME SOFTENING 5.0 MGD AND ABOVE. STAFFING BY CLASS C OR HIGHER OPERATOR: 24 HOURS/DAY FOR 7 DAYS/WEEK. THE LEAD/CHIEF OPERATOR MUST BE CLASS A. | Y | Y | MARCO ISLAND UTILITIES (CITY OF) | 807 EAST ELKCAM CIRCLE |  | MARCO ISLAND | FL | 34145 | 9520 | 2393895181 |  |  | TIMOTHY E PINTER | 50 BALD EAGLE DRIVE |  | MARCO ISLAND | FL | 34145 |  | 2393895018 |  | INVESTOR | 31830 | 12670000 | 10301 | 2016-12-22 | 2019-11-07 | DC01 | 6000
5 | COLLIER | SD |  | 5110195 | NONCOMMUNITY | AERATION FOR REMOVAL OF ANY PRIMARY CONTAMINANT; ALKALINITY/PH ADJUSTMENT; CHLORAMIN ATION; CHLORINE DIOXIDE FOR OXIDATION OR DISINFECTION; FLUORIDATION; ION EXCHANGE FOR REMOVAL OF ANY SECONDARY CONTAMINANT, SULFIDE, OR ANY UNREGULATED CONTAMINANT; OR OZONATION LESS THAN 0.1 MGD. STAFFING BY A CLASS D OR HIGHER OPERATOR: 3 VISITS/WEEK ON NONCONSECUTIVE DAYS FOR A TOTAL OF 0.6 HOUR/WEEK. THE LEAD/CHIEF OPERATOR MUST BE CLASS D OR HIGHER. | N | Y | NAPLES BINGO PALACE GG PKWY | 6750 GOLDEN GATE PARKWAY |  | NAPLES | FL | 34105 |  | 2396431122 |  | JUDITH KAPLAN | JUDITH KAPLAN | 6750 GOLDEN GATE PKWY |  | NAPLES | FL | 34105 |  | 2396431122 |  | INVESTOR | 25 | 15000 | 1 | 2015-03-16 | 2020-02-27 | NC01 | 50
5 | COLLIER | SD |  | 5110198 | COMMUNITY | CONVENTIONAL FILTRATION (COAGULATION, FLOCCULATION, SEDIMENTATION, AND FILTRATION); DIRECT FILTRATION, (COAGULATION AND FILTRATION); OR LIME SOFTENING 5.0 MGD AND ABOVE. STAFFING BY CLASS C OR HIGHER OPERATOR: 24 HOURS/DAY FOR 7 DAYS/WEEK. THE LEAD/CHIEF OPERATOR MUST BE CLASS A. | N | Y | NAPLES WATER DEPT | 1000 FLEISCHMANN BLVD |  | NAPLES | FL | 34102 |  | 2392134716 |  | ROBERT MIDDLETON | ALICIA ACEVEDO | 380 RIVERSIDE CIRCLE |  | NAPLES | FL | 34102 |  | 2392134716 |  | MUNICIPALITY | 72000 | 30000000 | 16400 | 2019-04-30 | 2019-09-18 | DC01 | 6000
5 | COLLIER | SD |  | 5110230 | COMMUNITY | MEMBRANE PROCESSES, INCLUDING ELECTRODIALYSIS, ELECTRODIALYSIS REVERSAL, MICROFILTRATION, ULTRAFILTRATION, NANOFILTRATION, AND REVERSE OSMOSIS. THE LEAD/CHIEF OPERATOR MUST BE CLASS C OR HIGHER. 0.5 MGD UP TO 1.0 MGD-STAFFING BY CLASS C OR HIGHER OPERATOR: 6 HOURS/DAY FOR 5 DAYS/WEEK AND ONE VISIT ON EACH WEEKEND DAY. 0.1 MGD UP TO 0.5 MGD-STAFFING BY CLASS C OR HIGHER OPERATOR: 3 HOURS/DAY FOR 5 DAYS/WEEK AND ONE VISIT ON EACH WEEKEND DAY. LESS THAN 0.1 MGD-STAFFING BY CLASS C OR HIGHER OPERATOR: 1 HOUR/DAY FOR 5 DAYS/WEEK AND ONE VISIT ON EACH WEEKEND DAY. | N | Y | PORT OF THE ISLANDS | 12600 UNION RD |  | NAPLES | FL | 34114 |  | 2396429219 |  | CAL TEAGUE | ROBERT KONCAR | 475 W. TOWN PL. |  | ST. AUGUSTINE | FL | 32092 |  | 9049406044 |  | UNKNOWN | 1200 | 435000 | 661 | 2015-03-18 | 2021-09-13 | DC04 | 1000
5 | COLLIER | SD |  | 5110288 | NONCOMMUNITY | CHLORINATION; AERATION FOR REMOVAL OF ANY SECONDARY CONTAMINANT, SULFIDE, OR ANY UNREGULATED CONTAMINANT; CORROSION CONTROL INHIBITOR ADDITION; HYPOCHLORINATION; IRON OR MANGANESE SEQUESTRATION; OR ULTRAVIOLET RADIATION. THE LEAD/CHIEF OPERATOR MUST BE CLASS D OR HIGHER. 50,000 GPD UP TO 0.25 MGD-STAFFING BY CLASS D OR HIGHER OPERATOR: 3 VISITS/WEEK ON NONCONSECUTIVE DAYS FOR A TOTAL OF 0.3 HOUR/WEEK. LESS THAN 50,000 GPD-STAFFING BY A CLASS D OR HIGHER OPERATOR: 2 VISITS/WEEK ON NONCONSECUTIVE DAYS FOR A TOTAL OF 0.2 HOUR/WEEK. THERE SHALL BE NO MORE THAN 5 DAYS BETWEEN THE LAST VISIT IN ONE WEEK AND THE FIRST VISIT IN THE NEXT WEEK. | N | Y | TRAIL LAKES CAMPGROUND | 40904 TAMIAMI TRAIL E |  | OCHOPEE | FL | 34141 |  | 2396952275 |  | DAVID SHEALY | DAVID SHEALY | 40904 TAMIAMI TRAIL E |  | OCHOPEE | FL | 34141 |  | 2396952275 |  | INVESTOR | 240 | 1000 | 119 | 2016-06-21 | 2020-03-11 | NC01 | 50
5 | COLLIER | SD |  | 5114069 | COMMUNITY | CONVENTIONAL FILTRATION (COAGULATION, FLOCCULATION, SEDIMENTATION, AND FILTRATION); DIRECT FILTRATION, (COAGULATION AND FILTRATION); OR LIME SOFTENING 5.0 MGD AND ABOVE. STAFFING BY CLASS C OR HIGHER OPERATOR: 24 HOURS/DAY FOR 7 DAYS/WEEK. THE LEAD/CHIEF OPERATOR MUST BE CLASS A. | N | Y | COLLIER COUNTY REGIONAL WTP | 3301 EAST TAMIAMI TRAIL |  | NAPLES | FL | 34112 |  | 2394556188 |  | STEVE MESSNER | STEVE MESSNER | 3301 E. TAMIAIMI TRAIL EAST | BLDG H | NAPLES | FL | 34112 |  | 2392526112 |  | CITY | 171370 | 52000000 | 68548 | 2012-11-20 | 2019-11-20 | DC01 | 6000
5 | COLLIER | SD |  | 5114074 | NONCOMMUNITY | AERATION FOR REMOVAL OF ANY PRIMARY CONTAMINANT; ALKALINITY/PH ADJUSTMENT; CHLORAMIN ATION; CHLORINE DIOXIDE FOR OXIDATION OR DISINFECTION; FLUORIDATION; ION EXCHANGE FOR REMOVAL OF ANY SECONDARY CONTAMINANT, SULFIDE, OR ANY UNREGULATED CONTAMINANT; OR OZONATION LESS THAN 0.1 MGD. STAFFING BY A CLASS D OR HIGHER OPERATOR: 3 VISITS/WEEK ON NONCONSECUTIVE DAYS FOR A TOTAL OF 0.6 HOUR/WEEK. THE LEAD/CHIEF OPERATOR MUST BE CLASS D OR HIGHER. | N | Y | CENTER POINT COMMUNITY CHURCH | 6590 GOLDEN GATE PKWY. |  | NAPLES | FL | 34105 |  | 2392617486 |  | NICK KLEIN | NICK KLEIN | 6590 GOLDEN GATE PARKWAY |  | NAPLES | FL | 34105 |  | 2392617486 |  | OTHER | 600 | 1000 | 1 | 2016-07-15 | 2020-02-13 | NC01 | 50
5 | COLLIER | SD |  | 5114077 | NONCOMMUNITY | CHLORINATION; AERATION FOR REMOVAL OF ANY SECONDARY CONTAMINANT, SULFIDE, OR ANY UNREGULATED CONTAMINANT; CORROSION CONTROL INHIBITOR ADDITION; HYPOCHLORINATION; IRON OR MANGANESE SEQUESTRATION; OR ULTRAVIOLET RADIATION. THE LEAD/CHIEF OPERATOR MUST BE CLASS D OR HIGHER. 50,000 GPD UP TO 0.25 MGD-STAFFING BY CLASS D OR HIGHER OPERATOR: 3 VISITS/WEEK ON NONCONSECUTIVE DAYS FOR A TOTAL OF 0.3 HOUR/WEEK. LESS THAN 50,000 GPD-STAFFING BY A CLASS D OR HIGHER OPERATOR: 2 VISITS/WEEK ON NONCONSECUTIVE DAYS FOR A TOTAL OF 0.2 HOUR/WEEK. THERE SHALL BE NO MORE THAN 5 DAYS BETWEEN THE LAST VISIT IN ONE WEEK AND THE FIRST VISIT IN THE NEXT WEEK. | N | Y | TEMPLE BETHEL | 1510 39TH STREET SW | P.O. BOX 8501 | NAPLES | FL | 34117 |  |  |  | ANGEL GARCIA | ANGEL GARCIA | 1510 39TH ST SW |  | NAPLES | FL | 34117 |  | 2394552998 |  | OTHER | 40 | 3000 | 1 | 2015-03-02 | 2016-11-03 | NC01 | 50
5 | COLLIER | SD |  | 5114083 | NONCOMMUNITY | AERATION FOR REMOVAL OF ANY PRIMARY CONTAMINANT; ALKALINITY/PH ADJUSTMENT; CHLORAMIN ATION; CHLORINE DIOXIDE FOR OXIDATION OR DISINFECTION; FLUORIDATION; ION EXCHANGE FOR REMOVAL OF ANY SECONDARY CONTAMINANT, SULFIDE, OR ANY UNREGULATED CONTAMINANT; OR OZONATION LESS THAN 0.1 MGD. STAFFING BY A CLASS D OR HIGHER OPERATOR: 3 VISITS/WEEK ON NONCONSECUTIVE DAYS FOR A TOTAL OF 0.6 HOUR/WEEK. THE LEAD/CHIEF OPERATOR MUST BE CLASS D OR HIGHER. | N | Y | FCA US LLC | 5301 34TH AVE S.E. |  | NAPLES | FL | 34117 |  | 2394555111 |  | ANDY LEEDS | ANDY LEEDS | 5301 34TH AVE SE |  | NAPLES | FL | 34117 |  | 2393043710 |  | INVESTOR | 40 | 5000 | 2 | 2013-09-12 | 2018-05-30 | NC01 | 50
5 | COLLIER | SD |  | 5114098 | NONCOMMUNITY | AERATION FOR REMOVAL OF ANY PRIMARY CONTAMINANT; ALKALINITY/PH ADJUSTMENT; CHLORAMIN ATION; CHLORINE DIOXIDE FOR OXIDATION OR DISINFECTION; FLUORIDATION; ION EXCHANGE FOR REMOVAL OF ANY SECONDARY CONTAMINANT, SULFIDE, OR ANY UNREGULATED CONTAMINANT; OR OZONATION LESS THAN 0.1 MGD. STAFFING BY A CLASS D OR HIGHER OPERATOR: 3 VISITS/WEEK ON NONCONSECUTIVE DAYS FOR A TOTAL OF 0.6 HOUR/WEEK. THE LEAD/CHIEF OPERATOR MUST BE CLASS D OR HIGHER. | N | Y | 7 ELEVEN - GOLDEN GATE | 21 GOLDEN GATE BLVD. E. |  | NAPLES | FL | 34120 |  | 2394553667 |  | ALI MASSOOD | ALI MASSOOD | 9634 BLUE STONE CIRCLE |  | FORT MYERS | FL | 33913 |  | 7274158199 |  | INVESTOR | 500 | 28000 | 2 | 2015-01-13 | 2018-06-27 | NC01 | 50
5 | COLLIER | SD |  | 5114108 | NONCOMMUNITY | CHLORINATION; AERATION FOR REMOVAL OF ANY SECONDARY CONTAMINANT, SULFIDE, OR ANY UNREGULATED CONTAMINANT; CORROSION CONTROL INHIBITOR ADDITION; HYPOCHLORINATION; IRON OR MANGANESE SEQUESTRATION; OR ULTRAVIOLET RADIATION. THE LEAD/CHIEF OPERATOR MUST BE CLASS D OR HIGHER. 50,000 GPD UP TO 0.25 MGD-STAFFING BY CLASS D OR HIGHER OPERATOR: 3 VISITS/WEEK ON NONCONSECUTIVE DAYS FOR A TOTAL OF 0.3 HOUR/WEEK. LESS THAN 50,000 GPD-STAFFING BY A CLASS D OR HIGHER OPERATOR: 2 VISITS/WEEK ON NONCONSECUTIVE DAYS FOR A TOTAL OF 0.2 HOUR/WEEK. THERE SHALL BE NO MORE THAN 5 DAYS BETWEEN THE LAST VISIT IN ONE WEEK AND THE FIRST VISIT IN THE NEXT WEEK. | N | Y | OASIS RANGER STATION | HCR 61 BOX 110 |  | OCHOPEE | FL | 34141 |  | 2396952000 |  | JEFF LEWIS | JEFF LEWIS | 33100 TAMIAMI TRAIL E |  | OCHOPEE | FL | 34141 |  | 2396954111 |  | FEDERAL | 25 | 1000 | 11 | 2017-04-26 | 2017-03-02 | NC01 | 50
5 | COLLIER | SD |  | 5114111 | NONCOMMUNITY | AERATION FOR REMOVAL OF ANY PRIMARY CONTAMINANT; ALKALINITY/PH ADJUSTMENT; CHLORAMIN ATION; CHLORINE DIOXIDE FOR OXIDATION OR DISINFECTION; FLUORIDATION; ION EXCHANGE FOR REMOVAL OF ANY SECONDARY CONTAMINANT, SULFIDE, OR ANY UNREGULATED CONTAMINANT; OR OZONATION LESS THAN 0.1 MGD. STAFFING BY A CLASS D OR HIGHER OPERATOR: 3 VISITS/WEEK ON NONCONSECUTIVE DAYS FOR A TOTAL OF 0.6 HOUR/WEEK. THE LEAD/CHIEF OPERATOR MUST BE CLASS D OR HIGHER. | N | Y | RANDALL CENTER | 384 RANDALL BLVD |  | NAPLES | FL | 34120 |  | 2393529824 |  | FRANCISCO COLASSO | FRANCISCO COLASSO | 384 RANDALL BLVD |  | NAPLES | FL | 34120 |  | 2393529824 |  | INVESTOR | 50 | 6000 | 1 | 2016-10-25 | 2021-09-27 | NC01 | 50
5 | COLLIER | SD |  | 5114113 | NONTRANSIENT NONCOMMUNITY | CHLORINATION; AERATION FOR REMOVAL OF ANY SECONDARY CONTAMINANT, SULFIDE, OR ANY UNREGULATED CONTAMINANT; CORROSION CONTROL INHIBITOR ADDITION; HYPOCHLORINATION; IRON OR MANGANESE SEQUESTRATION; OR ULTRAVIOLET RADIATION. THE LEAD/CHIEF OPERATOR MUST BE CLASS D OR HIGHER. 50,000 GPD UP TO 0.25 MGD-STAFFING BY CLASS D OR HIGHER OPERATOR: 3 VISITS/WEEK ON NONCONSECUTIVE DAYS FOR A TOTAL OF 0.3 HOUR/WEEK. LESS THAN 50,000 GPD-STAFFING BY A CLASS D OR HIGHER OPERATOR: 2 VISITS/WEEK ON NONCONSECUTIVE DAYS FOR A TOTAL OF 0.2 HOUR/WEEK. THERE SHALL BE NO MORE THAN 5 DAYS BETWEEN THE LAST VISIT IN ONE WEEK AND THE FIRST VISIT IN THE NEXT WEEK. | N | Y | SWFREC | 2685 STATE ROAD 29 NORTH |  | IMMOKALEE | FL | 34142 | 9515 | 2396583400 |  | FRANK TIPTON | CALVIN E ARNOLD | 2685 SR 29 N |  | IMMOKALEE | FL | 34142 | 9515 | 2396583400 |  | STATE | 99 | 10000 | 1 | 2015-01-15 | 2021-04-21 | NTNC | 100
5 | COLLIER | SD | patelbhatt@yahoo.com | 5114119 | NONCOMMUNITY | CHLORINATION; AERATION FOR REMOVAL OF ANY SECONDARY CONTAMINANT, SULFIDE, OR ANY UNREGULATED CONTAMINANT; CORROSION CONTROL INHIBITOR ADDITION; HYPOCHLORINATION; IRON OR MANGANESE SEQUESTRATION; OR ULTRAVIOLET RADIATION. THE LEAD/CHIEF OPERATOR MUST BE CLASS D OR HIGHER. 50,000 GPD UP TO 0.25 MGD-STAFFING BY CLASS D OR HIGHER OPERATOR: 3 VISITS/WEEK ON NONCONSECUTIVE DAYS FOR A TOTAL OF 0.3 HOUR/WEEK. LESS THAN 50,000 GPD-STAFFING BY A CLASS D OR HIGHER OPERATOR: 2 VISITS/WEEK ON NONCONSECUTIVE DAYS FOR A TOTAL OF 0.2 HOUR/WEEK. THERE SHALL BE NO MORE THAN 5 DAYS BETWEEN THE LAST VISIT IN ONE WEEK AND THE FIRST VISIT IN THE NEXT WEEK. | N | Y | VALERO GAS STATION | 13213 CR 858 |  | IMMOKALEE | FL | 34142 |  | 2396576661 |  | ILESH PATEL | ILESH PATEL | 13213 CR 858 |  | IMMOKALEE | FL | 34142 |  | 2399139586 |  | INVESTOR | 25 | 28800 | 1 | 2019-02-13 | 2018-08-15 | NC01 | 50
5 | COLLIER | SD |  | 5114126 | NONCOMMUNITY | AERATION FOR REMOVAL OF ANY PRIMARY CONTAMINANT; ALKALINITY/PH ADJUSTMENT; CHLORAMIN ATION; CHLORINE DIOXIDE FOR OXIDATION OR DISINFECTION; FLUORIDATION; ION EXCHANGE FOR REMOVAL OF ANY SECONDARY CONTAMINANT, SULFIDE, OR ANY UNREGULATED CONTAMINANT; OR OZONATION LESS THAN 0.1 MGD. STAFFING BY A CLASS D OR HIGHER OPERATOR: 3 VISITS/WEEK ON NONCONSECUTIVE DAYS FOR A TOTAL OF 0.6 HOUR/WEEK. THE LEAD/CHIEF OPERATOR MUST BE CLASS D OR HIGHER. | N | Y | UNITY FAITH MISSIONARY BAPTIST | 1620 39TH ST SW |  | NAPLES | FL | 34117 |  | 2393536604 |  | IRVIN STALLWORTH | IRVIN STALLWORTH | PO BOX 990639 |  | NAPLES | FL | 34116 |  | 2393539474 |  | OTHER | 25 | 8000 | 1 | 2015-05-21 | 2020-02-27 | NC01 | 50
5 | COLLIER | SD |  | 5114129 | NONCOMMUNITY | CHLORINATION; AERATION FOR REMOVAL OF ANY SECONDARY CONTAMINANT, SULFIDE, OR ANY UNREGULATED CONTAMINANT; CORROSION CONTROL INHIBITOR ADDITION; HYPOCHLORINATION; IRON OR MANGANESE SEQUESTRATION; OR ULTRAVIOLET RADIATION. THE LEAD/CHIEF OPERATOR MUST BE CLASS D OR HIGHER. 50,000 GPD UP TO 0.25 MGD-STAFFING BY CLASS D OR HIGHER OPERATOR: 3 VISITS/WEEK ON NONCONSECUTIVE DAYS FOR A TOTAL OF 0.3 HOUR/WEEK. LESS THAN 50,000 GPD-STAFFING BY A CLASS D OR HIGHER OPERATOR: 2 VISITS/WEEK ON NONCONSECUTIVE DAYS FOR A TOTAL OF 0.2 HOUR/WEEK. THERE SHALL BE NO MORE THAN 5 DAYS BETWEEN THE LAST VISIT IN ONE WEEK AND THE FIRST VISIT IN THE NEXT WEEK. | N | Y | I-75 SOUTH RESTSTOP | I-75 NEAR BROWARD CO LINE |  | NAPLES | FL | 33999 |  | 8635192201 |  | SCOTT ELLIS | SHARON HARRIS | 801 N. BROADWAY AVE |  | BARTOW | FL | 33830 |  | 8635192315 |  | STATE | 999 | 55000 | 3 | 2019-08-26 | 2019-04-09 | NC01 | 50
5 | COLLIER | SD |  | 5114130 | NONCOMMUNITY | AERATION FOR REMOVAL OF ANY PRIMARY CONTAMINANT; ALKALINITY/PH ADJUSTMENT; CHLORAMIN ATION; CHLORINE DIOXIDE FOR OXIDATION OR DISINFECTION; FLUORIDATION; ION EXCHANGE FOR REMOVAL OF ANY SECONDARY CONTAMINANT, SULFIDE, OR ANY UNREGULATED CONTAMINANT; OR OZONATION LESS THAN 0.1 MGD. STAFFING BY A CLASS D OR HIGHER OPERATOR: 3 VISITS/WEEK ON NONCONSECUTIVE DAYS FOR A TOTAL OF 0.6 HOUR/WEEK. THE LEAD/CHIEF OPERATOR MUST BE CLASS D OR HIGHER. | N | Y | GOLDEN GATE LIBRARY | 1266 GOLDEN GATE BLVD W |  | NAPLES | FL | 34112 |  | 2394558088 |  | JAMES WILLIAMS | JAMES WILLIAMS | 3335 TAMIAMI TRAIL EAST |  | NAPLES | FL | 34112 | 5356 | 2392527453 |  | COUNTY | 175 | 5100 | 1 | 2016-12-28 | 2016-11-10 | NC01 | 50
5 | COLLIER | SD |  | 5114131 | NONCOMMUNITY | CHLORINATION; AERATION FOR REMOVAL OF ANY SECONDARY CONTAMINANT, SULFIDE, OR ANY UNREGULATED CONTAMINANT; CORROSION CONTROL INHIBITOR ADDITION; HYPOCHLORINATION; IRON OR MANGANESE SEQUESTRATION; OR ULTRAVIOLET RADIATION. THE LEAD/CHIEF OPERATOR MUST BE CLASS D OR HIGHER. 50,000 GPD UP TO 0.25 MGD-STAFFING BY CLASS D OR HIGHER OPERATOR: 3 VISITS/WEEK ON NONCONSECUTIVE DAYS FOR A TOTAL OF 0.3 HOUR/WEEK. LESS THAN 50,000 GPD-STAFFING BY A CLASS D OR HIGHER OPERATOR: 2 VISITS/WEEK ON NONCONSECUTIVE DAYS FOR A TOTAL OF 0.2 HOUR/WEEK. THERE SHALL BE NO MORE THAN 5 DAYS BETWEEN THE LAST VISIT IN ONE WEEK AND THE FIRST VISIT IN THE NEXT WEEK. | N | Y | BONITA BAY EASTGOLF CLUB - MAINTENANCE | 2700 WILDWOOD BLVD |  | NAPLES | FL | 34120 |  | 2394951000 |  |  | DANIEL MILES | 26660 COUNTRY CLUB DR |  | BONITA SPRINGS | FL | 34134 |  |  |  | INVESTOR | 210 | 8910 | 3 | 2014-03-21 | 2020-02-27 | NC01 | 50
5 | COLLIER | SD |  | 5114132 | NONCOMMUNITY | ACTIVATED CARBON PROCESSES; DIATOMACEOUS EARTH FILTRATION; ION EXCHANGE FOR REMOVAL OF ANY PRIMARY CONTAMINANT; ION AND MANGANESE REMOVAL (OXIDATION, DETENTION, AND FILTRATION); OR SLOW SAND FILTRATION. LEAD/CHIEF OPERATOR MUST BE CLASS C OR HIGHER. 1.0 MGD UP TO 2.0 MGD-STAFFING BY CLASS C OR HIGHER OPERATOR: 6 HOURS/DAY FOR 5 DAYS/WEEK AND ONE VISIT ON EACH WEEKEND DAY. 0.5 MGD UP TO 1.0 MGD-STAFFING BY CLASS C OR HIGHER OPERATOR: 3 HOURS/DAY FOR 5 DAYS/WEEK AND ONE VISIT ON EACH WEEKEND DAY. 0.25 MGD UP TO 0.5 MGD-STAFFING BY CLASS C OR HIGHER OPERATOR: 1 HOUR/DAY FOR 5 DAYS/WEEK AND ONE VISIT ON EACH WEEKEND DAY. LESS THAN 0.25 MGD-STAFFING BY CLASS C OR HIGHER OPERATOR: 5 VISITS/WEEK AND ONE VISIT EACH WEEKEND FOR A TOTAL OF 1.8 HOURS/WEEK. | N | Y | BONITA BAY EAST GOLF CLUB - CLUBHOUSE | 3700 WILDWOOD BLVD |  | NAPLES | FL | 34120 |  | 2394955805 |  | PHIL SLIDER | DANIEL MILES | 26660 COUNTRY CLUB DRIVE |  | BONITA SPRINGS | FL | 34134 |  | 2394950200 |  | INVESTOR | 210 | 8910 | 2 | 2016-05-30 | 2020-02-27 | NC01 | 50
5 | COLLIER | SD |  | 5114135 | NONCOMMUNITY | CHLORINATION; AERATION FOR REMOVAL OF ANY SECONDARY CONTAMINANT, SULFIDE, OR ANY UNREGULATED CONTAMINANT; CORROSION CONTROL INHIBITOR ADDITION; HYPOCHLORINATION; IRON OR MANGANESE SEQUESTRATION; OR ULTRAVIOLET RADIATION. THE LEAD/CHIEF OPERATOR MUST BE CLASS D OR HIGHER. 50,000 GPD UP TO 0.25 MGD-STAFFING BY CLASS D OR HIGHER OPERATOR: 3 VISITS/WEEK ON NONCONSECUTIVE DAYS FOR A TOTAL OF 0.3 HOUR/WEEK. LESS THAN 50,000 GPD-STAFFING BY A CLASS D OR HIGHER OPERATOR: 2 VISITS/WEEK ON NONCONSECUTIVE DAYS FOR A TOTAL OF 0.2 HOUR/WEEK. THERE SHALL BE NO MORE THAN 5 DAYS BETWEEN THE LAST VISIT IN ONE WEEK AND THE FIRST VISIT IN THE NEXT WEEK. | N | Y | MONUMENT LAKE CAMPGROUND | 50214 TAMIAMI TRAIL E |  | OCHOPEE | FL | 33943 |  | 2396952000 |  | JEFF LEWIS | JEFF LEWIS | 33100 TAMIAMI TRAIL E |  | OCHOPEE | FL | 34141 |  | 2396952000 |  | FEDERAL | 40 | 6000 | 2 | 2017-04-26 | 2017-03-02 | NC01 | 50
5 | COLLIER | SD |  | 5114136 | NONCOMMUNITY | CHLORINATION; AERATION FOR REMOVAL OF ANY SECONDARY CONTAMINANT, SULFIDE, OR ANY UNREGULATED CONTAMINANT; CORROSION CONTROL INHIBITOR ADDITION; HYPOCHLORINATION; IRON OR MANGANESE SEQUESTRATION; OR ULTRAVIOLET RADIATION. THE LEAD/CHIEF OPERATOR MUST BE CLASS D OR HIGHER. 50,000 GPD UP TO 0.25 MGD-STAFFING BY CLASS D OR HIGHER OPERATOR: 3 VISITS/WEEK ON NONCONSECUTIVE DAYS FOR A TOTAL OF 0.3 HOUR/WEEK. LESS THAN 50,000 GPD-STAFFING BY A CLASS D OR HIGHER OPERATOR: 2 VISITS/WEEK ON NONCONSECUTIVE DAYS FOR A TOTAL OF 0.2 HOUR/WEEK. THERE SHALL BE NO MORE THAN 5 DAYS BETWEEN THE LAST VISIT IN ONE WEEK AND THE FIRST VISIT IN THE NEXT WEEK. | N | Y | BONITA BAY EAST GOLF CLUB REST SHELTER 1 | 3700 WILDWOOD BLVD |  | NAPLES | FL | 34135 |  | 2394951000 |  |  | DANIEL MILES | 26660 COUNTRY CLUB DR |  | BONITA SPRINGS | FL | 34134 |  | 2394950200 |  | INVESTOR | 200 | 17280 | 1 | 2016-05-30 | 2020-02-27 | NC01 | 50
5 | COLLIER | SD |  | 5114137 | NONCOMMUNITY | AERATION FOR REMOVAL OF ANY PRIMARY CONTAMINANT; ALKALINITY/PH ADJUSTMENT; CHLORAMIN ATION; CHLORINE DIOXIDE FOR OXIDATION OR DISINFECTION; FLUORIDATION; ION EXCHANGE FOR REMOVAL OF ANY SECONDARY CONTAMINANT, SULFIDE, OR ANY UNREGULATED CONTAMINANT; OR OZONATION LESS THAN 0.1 MGD. STAFFING BY A CLASS D OR HIGHER OPERATOR: 3 VISITS/WEEK ON NONCONSECUTIVE DAYS FOR A TOTAL OF 0.6 HOUR/WEEK. THE LEAD/CHIEF OPERATOR MUST BE CLASS D OR HIGHER. | N | Y | BONITA BAY GOLF CLUB REST SHELTER 2 | 3700 WILDWOOD BLVD |  | NAPLES | FL | 34135 |  | 2394951000 |  |  | DANIEL MILES | 26660 COUNTRY CLUB DR |  | BONITA SPRINGS | FL | 34134 |  | 2394950200 |  | INVESTOR | 200 | 17280 | 1 | 2014-03-21 | 2020-02-27 | NC01 | 50
5 | COLLIER | SD |  | 5114139 | NONCOMMUNITY | MEMBRANE PROCESSES, INCLUDING ELECTRODIALYSIS, ELECTRODIALYSIS REVERSAL, MICROFILTRATION, ULTRAFILTRATION, NANOFILTRATION, AND REVERSE OSMOSIS. THE LEAD/CHIEF OPERATOR MUST BE CLASS C OR HIGHER. 0.5 MGD UP TO 1.0 MGD-STAFFING BY CLASS C OR HIGHER OPERATOR: 6 HOURS/DAY FOR 5 DAYS/WEEK AND ONE VISIT ON EACH WEEKEND DAY. 0.1 MGD UP TO 0.5 MGD-STAFFING BY CLASS C OR HIGHER OPERATOR: 3 HOURS/DAY FOR 5 DAYS/WEEK AND ONE VISIT ON EACH WEEKEND DAY. LESS THAN 0.1 MGD-STAFFING BY CLASS C OR HIGHER OPERATOR: 1 HOUR/DAY FOR 5 DAYS/WEEK AND ONE VISIT ON EACH WEEKEND DAY. | N | Y | HIDEOUT GOLF CLUB SYSTEM | 3025 BRANTLEY BLVD. |  | NAPLES | FL | 34117 |  | 2393524141 |  | LIZ LANDRY | MAURICE KENT | 3025 BRANTLEY BLVD |  | NAPLES | FL | 34117 |  | 2393524141 |  | INVESTOR | 100 | 20000 | 2 | 2015-09-17 | 2019-08-06 | NC01 | 50
5 | COLLIER | SD |  | 5114140 | NONTRANSIENT NONCOMMUNITY | ACTIVATED CARBON PROCESSES; DIATOMACEOUS EARTH FILTRATION; ION EXCHANGE FOR REMOVAL OF ANY PRIMARY CONTAMINANT; ION AND MANGANESE REMOVAL (OXIDATION, DETENTION, AND FILTRATION); OR SLOW SAND FILTRATION. LEAD/CHIEF OPERATOR MUST BE CLASS C OR HIGHER. 1.0 MGD UP TO 2.0 MGD-STAFFING BY CLASS C OR HIGHER OPERATOR: 6 HOURS/DAY FOR 5 DAYS/WEEK AND ONE VISIT ON EACH WEEKEND DAY. 0.5 MGD UP TO 1.0 MGD-STAFFING BY CLASS C OR HIGHER OPERATOR: 3 HOURS/DAY FOR 5 DAYS/WEEK AND ONE VISIT ON EACH WEEKEND DAY. 0.25 MGD UP TO 0.5 MGD-STAFFING BY CLASS C OR HIGHER OPERATOR: 1 HOUR/DAY FOR 5 DAYS/WEEK AND ONE VISIT ON EACH WEEKEND DAY. LESS THAN 0.25 MGD-STAFFING BY CLASS C OR HIGHER OPERATOR: 5 VISITS/WEEK AND ONE VISIT EACH WEEKEND FOR A TOTAL OF 1.8 HOURS/WEEK. | N | Y | TREES CAMP WTP | 11180 LAAKSO LANE |  | NAPLES | FL | 33961 |  | 3058882510 |  | MARIO NUNEZ | ROLS EGGERS | 411 LEE BLVD | STE 2 | LEHIGH ACRES | FL | 33936 |  | 2392483238 |  | INVESTOR | 50 | 28800 | 11 | 2018-09-07 | 2019-08-08 | NTNC | 100
5 | COLLIER | SD |  | 5114141 | NONCOMMUNITY | AERATION FOR REMOVAL OF ANY PRIMARY CONTAMINANT; ALKALINITY/PH ADJUSTMENT; CHLORAMIN ATION; CHLORINE DIOXIDE FOR OXIDATION OR DISINFECTION; FLUORIDATION; ION EXCHANGE FOR REMOVAL OF ANY SECONDARY CONTAMINANT, SULFIDE, OR ANY UNREGULATED CONTAMINANT; OR OZONATION LESS THAN 0.1 MGD. STAFFING BY A CLASS D OR HIGHER OPERATOR: 3 VISITS/WEEK ON NONCONSECUTIVE DAYS FOR A TOTAL OF 0.6 HOUR/WEEK. THE LEAD/CHIEF OPERATOR MUST BE CLASS D OR HIGHER. | N | Y | GOLDEN GATE ASSEMBLY OF GOD | 3899 29TH AVENUE S.W. |  | NAPLES | FL | 34117 |  | 2394557051 |  | RICHARD BALDWIN | RICK BALDWIN | 3899 29TH AVE. S.W. |  | NAPLES | FL | 34117 |  | 2394557051 |  | INVESTOR | 200 | 5000 | 2 | 2017-01-17 | 2016-11-10 | NC01 | 50
5 | COLLIER | SD |  | 5114147 | NONTRANSIENT NONCOMMUNITY | MEMBRANE PROCESSES, INCLUDING ELECTRODIALYSIS, ELECTRODIALYSIS REVERSAL, MICROFILTRATION, ULTRAFILTRATION, NANOFILTRATION, AND REVERSE OSMOSIS. THE LEAD/CHIEF OPERATOR MUST BE CLASS C OR HIGHER. 0.5 MGD UP TO 1.0 MGD-STAFFING BY CLASS C OR HIGHER OPERATOR: 6 HOURS/DAY FOR 5 DAYS/WEEK AND ONE VISIT ON EACH WEEKEND DAY. 0.1 MGD UP TO 0.5 MGD-STAFFING BY CLASS C OR HIGHER OPERATOR: 3 HOURS/DAY FOR 5 DAYS/WEEK AND ONE VISIT ON EACH WEEKEND DAY. LESS THAN 0.1 MGD-STAFFING BY CLASS C OR HIGHER OPERATOR: 1 HOUR/DAY FOR 5 DAYS/WEEK AND ONE VISIT ON EACH WEEKEND DAY. | N | Y | SABAL PALM ELEMENTARY | 4095 18TH AVE NE |  | NAPLES | FL | 34120 |  | 2393770238 |  |  | MARC ROULEAU | 5702 COUGAR LANE |  | NAPLES | FL | 34109 |  | 2393770630 |  | COUNTY | 1530 | 33500 | 1 | 2016-07-25 | 2019-01-23 | NTNC | 100
5 | COLLIER | SD |  | 5114149 | NONTRANSIENT NONCOMMUNITY | ACTIVATED CARBON PROCESSES; DIATOMACEOUS EARTH FILTRATION; ION EXCHANGE FOR REMOVAL OF ANY PRIMARY CONTAMINANT; ION AND MANGANESE REMOVAL (OXIDATION, DETENTION, AND FILTRATION); OR SLOW SAND FILTRATION. LEAD/CHIEF OPERATOR MUST BE CLASS C OR HIGHER. 1.0 MGD UP TO 2.0 MGD-STAFFING BY CLASS C OR HIGHER OPERATOR: 6 HOURS/DAY FOR 5 DAYS/WEEK AND ONE VISIT ON EACH WEEKEND DAY. 0.5 MGD UP TO 1.0 MGD-STAFFING BY CLASS C OR HIGHER OPERATOR: 3 HOURS/DAY FOR 5 DAYS/WEEK AND ONE VISIT ON EACH WEEKEND DAY. 0.25 MGD UP TO 0.5 MGD-STAFFING BY CLASS C OR HIGHER OPERATOR: 1 HOUR/DAY FOR 5 DAYS/WEEK AND ONE VISIT ON EACH WEEKEND DAY. LESS THAN 0.25 MGD-STAFFING BY CLASS C OR HIGHER OPERATOR: 5 VISITS/WEEK AND ONE VISIT EACH WEEKEND FOR A TOTAL OF 1.8 HOURS/WEEK. | N | Y | LA HISPANA #2 | 1802 40TH TERRACE |  | NAPLES | FL | 34109 |  | 2394557969 |  | MARIA CABRERA | MARIA CABRERA | 5141 SEAHORSE AVE |  | NAPLES | FL | 34103 |  | 2394046265 |  | INVESTOR | 38 | 11300 | 9 | 2013-09-12 | 2021-09-14 | NTNC | 100
5 | COLLIER | SD |  | 5114151 | NONCOMMUNITY | AERATION FOR REMOVAL OF ANY PRIMARY CONTAMINANT; ALKALINITY/PH ADJUSTMENT; CHLORAMIN ATION; CHLORINE DIOXIDE FOR OXIDATION OR DISINFECTION; FLUORIDATION; ION EXCHANGE FOR REMOVAL OF ANY SECONDARY CONTAMINANT, SULFIDE, OR ANY UNREGULATED CONTAMINANT; OR OZONATION LESS THAN 0.1 MGD. STAFFING BY A CLASS D OR HIGHER OPERATOR: 3 VISITS/WEEK ON NONCONSECUTIVE DAYS FOR A TOTAL OF 0.6 HOUR/WEEK. THE LEAD/CHIEF OPERATOR MUST BE CLASS D OR HIGHER. | N | Y | LA FITNESS | 6800 GOLDEN GATE PARKWAY |  | NAPLES | FL | 34105 |  | 2396437546 |  |  | GORDON HENKE | 391 GERMAIN AVENUE |  | NAPLES | FL | 34108 |  | 2392727954 |  | INVESTOR | 500 | 28000 | 1 | 2016-07-19 | 2020-02-27 | NC01 | 50
5 | COLLIER | SD |  | 5114152 | NONTRANSIENT NONCOMMUNITY | AERATION FOR REMOVAL OF ANY PRIMARY CONTAMINANT; ALKALINITY/PH ADJUSTMENT; CHLORAMIN ATION; CHLORINE DIOXIDE FOR OXIDATION OR DISINFECTION; FLUORIDATION; ION EXCHANGE FOR REMOVAL OF ANY SECONDARY CONTAMINANT, SULFIDE, OR ANY UNREGULATED CONTAMINANT; OR OZONATION LESS THAN 0.1 MGD. STAFFING BY A CLASS D OR HIGHER OPERATOR: 3 VISITS/WEEK ON NONCONSECUTIVE DAYS FOR A TOTAL OF 0.6 HOUR/WEEK. THE LEAD/CHIEF OPERATOR MUST BE CLASS D OR HIGHER. | N | Y | ESTATES ELEMENTARY SCHOOL | 5945 EVERGLADES BLVD. N. |  | NAPLES | FL | 34120 |  | 2393770242 |  |  | MARC ROULEAU, PE | 5702 COUGAR LANE |  | NAPLES | FL | 34109 |  | 2393770630 |  | COUNTY | 673 | 33700 | 8 | 2016-07-01 | 2019-03-08 | NTNC | 100
5 | COLLIER | SD |  | 5114153 | NONCOMMUNITY | CHLORINATION; AERATION FOR REMOVAL OF ANY SECONDARY CONTAMINANT, SULFIDE, OR ANY UNREGULATED CONTAMINANT; CORROSION CONTROL INHIBITOR ADDITION; HYPOCHLORINATION; IRON OR MANGANESE SEQUESTRATION; OR ULTRAVIOLET RADIATION. THE LEAD/CHIEF OPERATOR MUST BE CLASS D OR HIGHER. 50,000 GPD UP TO 0.25 MGD-STAFFING BY CLASS D OR HIGHER OPERATOR: 3 VISITS/WEEK ON NONCONSECUTIVE DAYS FOR A TOTAL OF 0.3 HOUR/WEEK. LESS THAN 50,000 GPD-STAFFING BY A CLASS D OR HIGHER OPERATOR: 2 VISITS/WEEK ON NONCONSECUTIVE DAYS FOR A TOTAL OF 0.2 HOUR/WEEK. THERE SHALL BE NO MORE THAN 5 DAYS BETWEEN THE LAST VISIT IN ONE WEEK AND THE FIRST VISIT IN THE NEXT WEEK. | N | Y | MIDWAY CAMPGROUND | US 41 |  | OCHOPEE | FL | 34141 |  | 2392621066 |  | JEFF LEWIS | JEFF LEWIS | 33100 TAMIAMI TRAIL E |  | OCHOPEE | FL | 34141 |  | 2396952000 |  | FEDERAL | 307 | 3000 | 17 | 2017-04-26 | 2017-03-02 | NC01 | 50
5 | COLLIER | SD |  | 5114154 | COMMUNITY | MEMBRANE PROCESSES, INCLUDING ELECTRODIALYSIS, ELECTRODIALYSIS REVERSAL, MICROFILTRATION, ULTRAFILTRATION, NANOFILTRATION, AND REVERSE OSMOSIS. THE LEAD/CHIEF OPERATOR MUST BE CLASS C OR HIGHER. 0.5 MGD UP TO 1.0 MGD-STAFFING BY CLASS C OR HIGHER OPERATOR: 6 HOURS/DAY FOR 5 DAYS/WEEK AND ONE VISIT ON EACH WEEKEND DAY. 0.1 MGD UP TO 0.5 MGD-STAFFING BY CLASS C OR HIGHER OPERATOR: 3 HOURS/DAY FOR 5 DAYS/WEEK AND ONE VISIT ON EACH WEEKEND DAY. LESS THAN 0.1 MGD-STAFFING BY CLASS C OR HIGHER OPERATOR: 1 HOUR/DAY FOR 5 DAYS/WEEK AND ONE VISIT ON EACH WEEKEND DAY. | N | Y | AVE MARIA UTILITY COMPANY, LLLP | 5325 AVE MARIA BLVD. |  | AVE MARIA | FL | 34143 |  | 2392622600 |  |  | PAUL CORTEZ | 5075 ANNUNCIATION CIRCLE | SUITE 102 | AVE MARIA | FL | 34142 |  | 2393042231 |  | INVESTOR | 5840 | 999999 | 392 | 2013-07-29 | 2020-03-02 | DC04 | 1000
5 | COLLIER | SD |  | 5114158 | NONTRANSIENT NONCOMMUNITY | ACTIVATED CARBON PROCESSES; DIATOMACEOUS EARTH FILTRATION; ION EXCHANGE FOR REMOVAL OF ANY PRIMARY CONTAMINANT; ION AND MANGANESE REMOVAL (OXIDATION, DETENTION, AND FILTRATION); OR SLOW SAND FILTRATION. LEAD/CHIEF OPERATOR MUST BE CLASS C OR HIGHER. 1.0 MGD UP TO 2.0 MGD-STAFFING BY CLASS C OR HIGHER OPERATOR: 6 HOURS/DAY FOR 5 DAYS/WEEK AND ONE VISIT ON EACH WEEKEND DAY. 0.5 MGD UP TO 1.0 MGD-STAFFING BY CLASS C OR HIGHER OPERATOR: 3 HOURS/DAY FOR 5 DAYS/WEEK AND ONE VISIT ON EACH WEEKEND DAY. 0.25 MGD UP TO 0.5 MGD-STAFFING BY CLASS C OR HIGHER OPERATOR: 1 HOUR/DAY FOR 5 DAYS/WEEK AND ONE VISIT ON EACH WEEKEND DAY. LESS THAN 0.25 MGD-STAFFING BY CLASS C OR HIGHER OPERATOR: 5 VISITS/WEEK AND ONE VISIT EACH WEEKEND FOR A TOTAL OF 1.8 HOURS/WEEK. | N | Y | PALMETTO J ELEMENTARY SCHOOL | 3000 10TH AVE SE |  | NAPLES | FL | 34117 |  | 2393770238 |  | MARC ROULEAU | MARC ROULEAU | 5702 COUGAR LANE |  | NAPLES | FL | 34109 |  | 2393770630 |  | COUNTY | 583 | 18700 | 1 | 2016-07-01 | 2019-03-08 | NTNC | 100
5 | COLLIER | SD |  | 5114159 | NONTRANSIENT NONCOMMUNITY | AERATION FOR REMOVAL OF ANY PRIMARY CONTAMINANT; ALKALINITY/PH ADJUSTMENT; CHLORAMIN ATION; CHLORINE DIOXIDE FOR OXIDATION OR DISINFECTION; FLUORIDATION; ION EXCHANGE FOR REMOVAL OF ANY SECONDARY CONTAMINANT, SULFIDE, OR ANY UNREGULATED CONTAMINANT; OR OZONATION LESS THAN 0.1 MGD. STAFFING BY A CLASS D OR HIGHER OPERATOR: 3 VISITS/WEEK ON NONCONSECUTIVE DAYS FOR A TOTAL OF 0.6 HOUR/WEEK. THE LEAD/CHIEF OPERATOR MUST BE CLASS D OR HIGHER. | N | Y | WILSON BLVD. RETAIL CENTER | 50 WILSON BLVD S |  | NAPLES | FL | 34117 |  | 2392803104 |  | GREG CARLISLE | GREG CARLISLE | 711 FIFTH AVE. SOUTH | SUITE 200 | NAPLES | FL | 34102 |  | 2395725700 |  | INVESTOR | 50 | 6000 | 22 | 2017-02-22 | 2020-09-24 | NTNC | 100
5 | COLLIER | SD |  | 5114160 | NONCOMMUNITY | AERATION FOR REMOVAL OF ANY PRIMARY CONTAMINANT; ALKALINITY/PH ADJUSTMENT; CHLORAMIN ATION; CHLORINE DIOXIDE FOR OXIDATION OR DISINFECTION; FLUORIDATION; ION EXCHANGE FOR REMOVAL OF ANY SECONDARY CONTAMINANT, SULFIDE, OR ANY UNREGULATED CONTAMINANT; OR OZONATION LESS THAN 0.1 MGD. STAFFING BY A CLASS D OR HIGHER OPERATOR: 3 VISITS/WEEK ON NONCONSECUTIVE DAYS FOR A TOTAL OF 0.6 HOUR/WEEK. THE LEAD/CHIEF OPERATOR MUST BE CLASS D OR HIGHER. | N | Y | NAPLES THERAPEUTIC RIDING CENTER | 206 RIDGE DRIVE |  | NAPLES | FL | 34108 |  | 2395962988 |  | JENNIFER WILLIAMS | KIM MINARICH | 206 RIDGE DRIVE |  | NAPLES | FL | 34108 |  | 2395962988 |  | INVESTOR | 30 | 5000 | 3 | 2018-07-09 | 2018-05-17 | NC01 | 50
5 | COLLIER | SD |  | 5114161 | NONCOMMUNITY | MEMBRANE PROCESSES, INCLUDING ELECTRODIALYSIS, ELECTRODIALYSIS REVERSAL, MICROFILTRATION, ULTRAFILTRATION, NANOFILTRATION, AND REVERSE OSMOSIS. THE LEAD/CHIEF OPERATOR MUST BE CLASS C OR HIGHER. 0.5 MGD UP TO 1.0 MGD-STAFFING BY CLASS C OR HIGHER OPERATOR: 6 HOURS/DAY FOR 5 DAYS/WEEK AND ONE VISIT ON EACH WEEKEND DAY. 0.1 MGD UP TO 0.5 MGD-STAFFING BY CLASS C OR HIGHER OPERATOR: 3 HOURS/DAY FOR 5 DAYS/WEEK AND ONE VISIT ON EACH WEEKEND DAY. LESS THAN 0.1 MGD-STAFFING BY CLASS C OR HIGHER OPERATOR: 1 HOUR/DAY FOR 5 DAYS/WEEK AND ONE VISIT ON EACH WEEKEND DAY. | N | Y | NAPLES CHURCH | 10900 IMMOKALEE RD |  | NAPLES | FL | 33939 |  | 2393487400 |  |  | DEBBIE JACINTO | 10910 IMMOKALEE ROAD |  | NAPLES | FL | 34120 |  | 2393487400 |  | INVESTOR | 500 | 2250 | 1 | 2014-03-21 | 2020-02-20 | NC01 | 50
5 | COLLIER | SD |  | 5114162 | NONCOMMUNITY | ACTIVATED CARBON PROCESSES; DIATOMACEOUS EARTH FILTRATION; ION EXCHANGE FOR REMOVAL OF ANY PRIMARY CONTAMINANT; ION AND MANGANESE REMOVAL (OXIDATION, DETENTION, AND FILTRATION); OR SLOW SAND FILTRATION. LEAD/CHIEF OPERATOR MUST BE CLASS C OR HIGHER. 1.0 MGD UP TO 2.0 MGD-STAFFING BY CLASS C OR HIGHER OPERATOR: 6 HOURS/DAY FOR 5 DAYS/WEEK AND ONE VISIT ON EACH WEEKEND DAY. 0.5 MGD UP TO 1.0 MGD-STAFFING BY CLASS C OR HIGHER OPERATOR: 3 HOURS/DAY FOR 5 DAYS/WEEK AND ONE VISIT ON EACH WEEKEND DAY. 0.25 MGD UP TO 0.5 MGD-STAFFING BY CLASS C OR HIGHER OPERATOR: 1 HOUR/DAY FOR 5 DAYS/WEEK AND ONE VISIT ON EACH WEEKEND DAY. LESS THAN 0.25 MGD-STAFFING BY CLASS C OR HIGHER OPERATOR: 5 VISITS/WEEK AND ONE VISIT EACH WEEKEND FOR A TOTAL OF 1.8 HOURS/WEEK. | N | Y | GOLDEN GATE WALGREENS (STORE #10742) | 30 WILSON BLVD WEST |  | NAPLES | FL | 34120 |  | 5616306110 | [11 empty] | INVESTOR | 50 | 38880 | 1 | 2013-07-29 | 2018-07-30 | NC01 | 50
5 | COLLIER | SD |  | 5114163 | NONCOMMUNITY | ACTIVATED CARBON PROCESSES; DIATOMACEOUS EARTH FILTRATION; ION EXCHANGE FOR REMOVAL OF ANY PRIMARY CONTAMINANT; ION AND MANGANESE REMOVAL (OXIDATION, DETENTION, AND FILTRATION); OR SLOW SAND FILTRATION. LEAD/CHIEF OPERATOR MUST BE CLASS C OR HIGHER. 1.0 MGD UP TO 2.0 MGD-STAFFING BY CLASS C OR HIGHER OPERATOR: 6 HOURS/DAY FOR 5 DAYS/WEEK AND ONE VISIT ON EACH WEEKEND DAY. 0.5 MGD UP TO 1.0 MGD-STAFFING BY CLASS C OR HIGHER OPERATOR: 3 HOURS/DAY FOR 5 DAYS/WEEK AND ONE VISIT ON EACH WEEKEND DAY. 0.25 MGD UP TO 0.5 MGD-STAFFING BY CLASS C OR HIGHER OPERATOR: 1 HOUR/DAY FOR 5 DAYS/WEEK AND ONE VISIT ON EACH WEEKEND DAY. LESS THAN 0.25 MGD-STAFFING BY CLASS C OR HIGHER OPERATOR: 5 VISITS/WEEK AND ONE VISIT EACH WEEKEND FOR A TOTAL OF 1.8 HOURS/WEEK. | N | Y | CENTER POINT COMMUNITY CHURCH YOUTH SANC | 6590 GOLDEN GATE PARKWAY |  | NAPLES | FL | 34105 |  | 2392617486 |  | NICK KLEIN | NICK KLEIN | 6590 GOLDEN GATE PARKWAY |  | NAPLES | FL | 34105 |  | 2392617486 |  | OTHER | 166 | 2000 | 1 | 2016-07-15 | 2020-02-13 | NC01 | 50
5 | COLLIER | SD |  | 5114164 | NONTRANSIENT NONCOMMUNITY | MEMBRANE PROCESSES, INCLUDING ELECTRODIALYSIS, ELECTRODIALYSIS REVERSAL, MICROFILTRATION, ULTRAFILTRATION, NANOFILTRATION, AND REVERSE OSMOSIS. THE LEAD/CHIEF OPERATOR MUST BE CLASS C OR HIGHER. 0.5 MGD UP TO 1.0 MGD-STAFFING BY CLASS C OR HIGHER OPERATOR: 6 HOURS/DAY FOR 5 DAYS/WEEK AND ONE VISIT ON EACH WEEKEND DAY. 0.1 MGD UP TO 0.5 MGD-STAFFING BY CLASS C OR HIGHER OPERATOR: 3 HOURS/DAY FOR 5 DAYS/WEEK AND ONE VISIT ON EACH WEEKEND DAY. LESS THAN 0.1 MGD-STAFFING BY CLASS C OR HIGHER OPERATOR: 1 HOUR/DAY FOR 5 DAYS/WEEK AND ONE VISIT ON EACH WEEKEND DAY. | N | Y | PEACE LUTHERAN CHURCH OF NAPLES | 9824 IMMOKALEE ROAD |  | NAPLES | FL | 34110 |  | 2399196526 |  | PEACE LUTHERAN CHURCH OF NAPLES | WHITNEY HOLMES | 5659 STRAND COURT |  | NAPLES | FL | 34110 |  | 2399196526 |  | OTHER | 100 | 5069 | 2 | 2014-05-24 | 2019-08-08 | NTNC | 100
5 | COLLIER | SD |  | 5114165 | NONCOMMUNITY | CHLORINATION; AERATION FOR REMOVAL OF ANY SECONDARY CONTAMINANT, SULFIDE, OR ANY UNREGULATED CONTAMINANT; CORROSION CONTROL INHIBITOR ADDITION; HYPOCHLORINATION; IRON OR MANGANESE SEQUESTRATION; OR ULTRAVIOLET RADIATION. THE LEAD/CHIEF OPERATOR MUST BE CLASS D OR HIGHER. 50,000 GPD UP TO 0.25 MGD-STAFFING BY CLASS D OR HIGHER OPERATOR: 3 VISITS/WEEK ON NONCONSECUTIVE DAYS FOR A TOTAL OF 0.3 HOUR/WEEK. LESS THAN 50,000 GPD-STAFFING BY A CLASS D OR HIGHER OPERATOR: 2 VISITS/WEEK ON NONCONSECUTIVE DAYS FOR A TOTAL OF 0.2 HOUR/WEEK. THERE SHALL BE NO MORE THAN 5 DAYS BETWEEN THE LAST VISIT IN ONE WEEK AND THE FIRST VISIT IN THE NEXT WEEK. | N | Y | PEPPER RANCH | 6315 PEPPER RD |  | IMMOKALEE | FL | 34143 |  | 2392522961 |  |  | MELISSA HENNIG | 3300 SANTA BARBARA BLVD. | PARKS & NATURAL RESOURCES BLDG. | NAPLES | FL | 34116 |  | 2392522961 |  | COUNTY | 25 | 2200 | 3 | 2015-04-29 | 2016-11-02 | NC01 | 50
5 | COLLIER | SD |  | 5114166 | NONCOMMUNITY | CHLORINATION; AERATION FOR REMOVAL OF ANY SECONDARY CONTAMINANT, SULFIDE, OR ANY UNREGULATED CONTAMINANT; CORROSION CONTROL INHIBITOR ADDITION; HYPOCHLORINATION; IRON OR MANGANESE SEQUESTRATION; OR ULTRAVIOLET RADIATION. THE LEAD/CHIEF OPERATOR MUST BE CLASS D OR HIGHER. 50,000 GPD UP TO 0.25 MGD-STAFFING BY CLASS D OR HIGHER OPERATOR: 3 VISITS/WEEK ON NONCONSECUTIVE DAYS FOR A TOTAL OF 0.3 HOUR/WEEK. LESS THAN 50,000 GPD-STAFFING BY A CLASS D OR HIGHER OPERATOR: 2 VISITS/WEEK ON NONCONSECUTIVE DAYS FOR A TOTAL OF 0.2 HOUR/WEEK. THERE SHALL BE NO MORE THAN 5 DAYS BETWEEN THE LAST VISIT IN ONE WEEK AND THE FIRST VISIT IN THE NEXT WEEK. | N | Y | 1-75 REST AREA MM 63 NORTHSIDE | NORTHSIDE OF 1-75 MILE MARKER 63 |  | NAPLES | FL | 33999 |  | 8635192300 |  | SCOTT ELLIS | SHARON HEDRICK HARRIS | 801 N. BROADWAY |  | BARTOW | FL | 33830 |  | 8635347045 |  | STATE | 25 | 54720 | 1 | 2019-06-03 | 2019-04-09 | NC01 | 50
5 | GLADES | SD |  | 5220027 | OTHER PUBLIC WATER SYSTEM | CONVENTIONAL FILTRATION (COAGULATION, FLOCCULATION, SEDIMENTATION, AND FILTRATION); DIRECT FILTRATION, (COAGULATION AND FILTRATION); OR LIME SOFTENING 5.0 MGD AND ABOVE. STAFFING BY CLASS C OR HIGHER OPERATOR: 24 HOURS/DAY FOR 7 DAYS/WEEK. THE LEAD/CHIEF OPERATOR MUST BE CLASS A. | Y | Y | BRIGHTON SEMINOLE RESERVATION | RT 6 BOX 666 |  | OKEECHOBEE | FL | 33473 |  | 8137634128 |  |  | UNK | UNK |  | UNKNOWN | FL | 99999 |  | 8137634128 |  | OTHER | 560 | 0 | 160 | 2086-03-20 | 2086-03-20 | NAF | 0
5 | GLADES | SD | LAKEPORTWATER@YAHOO.COM | 5220166 | COMMUNITY | NO TREATMENT--CONSECUTIVE SYSTEMS ONLY | N | Y | LAKEPORT WATER ASSOCIATION | 1057 RED BARN ROAD |  | MOORE HAVEN | FL | 33471 |  | 8639461300 |  | JEFF USSERY | LAKEPORT WATER ASSOC INC | 1057 RED BARN ROAD NW |  | MOORE HAVEN | FL | 33471 |  | 8639461300 |  | MUNICIPALITY | 1663 | 350000 | 665 | 2017-07-26 | 2020-09-17 | PC02 | 100
5 | GLADES | SD |  | 5220179 | NONCOMMUNITY | CHLORINATION; AERATION FOR REMOVAL OF ANY SECONDARY CONTAMINANT, SULFIDE, OR ANY UNREGULATED CONTAMINANT; CORROSION CONTROL INHIBITOR ADDITION; HYPOCHLORINATION; IRON OR MANGANESE SEQUESTRATION; OR ULTRAVIOLET RADIATION. THE LEAD/CHIEF OPERATOR MUST BE CLASS D OR HIGHER. 50,000 GPD UP TO 0.25 MGD-STAFFING BY CLASS D OR HIGHER OPERATOR: 3 VISITS/WEEK ON NONCONSECUTIVE DAYS FOR A TOTAL OF 0.3 HOUR/WEEK. LESS THAN 50,000 GPD-STAFFING BY A CLASS D OR HIGHER OPERATOR: 2 VISITS/WEEK ON NONCONSECUTIVE DAYS FOR A TOTAL OF 0.2 HOUR/WEEK. THERE SHALL BE NO MORE THAN 5 DAYS BETWEEN THE LAST VISIT IN ONE WEEK AND THE FIRST VISIT IN THE NEXT WEEK. | N | Y | FISHEATING CREEK CAMPGROUND | 7555 U.S. HWY 27 N. |  | PALMDALE | FL | 33944 |  | 8636757855 |  | BETH MORFORD | FLORIDA FISH AND WILDLIFE CONSERVATION COMMISSION | 620 SOUTH MERIDIAN |  | TALLAHASSEE | FL | 32399 | 1600 | 9992783831 |  | DEP (STATE PARK OR STATE REC AREA) | 75 | 25000 | 45 | 2015-05-06 | 2017-12-07 | NC01 | 50
5 | GLADES | SD |  | 5220186 | NONCOMMUNITY | CHLORINATION; AERATION FOR REMOVAL OF ANY SECONDARY CONTAMINANT, SULFIDE, OR ANY UNREGULATED CONTAMINANT; CORROSION CONTROL INHIBITOR ADDITION; HYPOCHLORINATION; IRON OR MANGANESE SEQUESTRATION; OR ULTRAVIOLET RADIATION. THE LEAD/CHIEF OPERATOR MUST BE CLASS D OR HIGHER. 50,000 GPD UP TO 0.25 MGD-STAFFING BY CLASS D OR HIGHER OPERATOR: 3 VISITS/WEEK ON NONCONSECUTIVE DAYS FOR A TOTAL OF 0.3 HOUR/WEEK. LESS THAN 50,000 GPD-STAFFING BY A CLASS D OR HIGHER OPERATOR: 2 VISITS/WEEK ON NONCONSECUTIVE DAYS FOR A TOTAL OF 0.2 HOUR/WEEK. THERE SHALL BE NO MORE THAN 5 DAYS BETWEEN THE LAST VISIT IN ONE WEEK AND THE FIRST VISIT IN THE NEXT WEEK. | N | Y | MEADOWLARK CAMPGROUND | 1880 WILLIAMS ROAD SOUTHWEST |  | MOORE HAVEN | FL | 33471 |  | 8636752243 |  | ALICE RUSSELL | ALICE RUSSELL | 1880 WILLIAMS RD. |  | MOORE HAVEN | FL | 33471 |  |  |  | INVESTOR | 260 | 21000 | 45 | 2013-03-14 | 2017-11-21 | NC01 | 50
5 | GLADES | SD |  | 5220192 | COMMUNITY | CONVENTIONAL FILTRATION (COAGULATION, FLOCCULATION, SEDIMENTATION, AND FILTRATION); DIRECT FILTRATION, (COAGULATION AND FILTRATION); OR LIME SOFTENING. THE LEAD/CHIEF OPERATOR MUST BE CLASS C OR HIGHER. 0.3 MGD UP TO 1.0 MGD STAFFING BY CLASS C OR HIGHER OPERATOR: 6 HOURS/DAY FOR 5 DAYS/WEEK AND ONE VISIT ON EACH WEEKEND DAY. 0.1 MGD UP TO 0.3 MGD STAFFING BY CLASS C OR HIGHER OPERATOR: 3 HOURS/DAY FOR 5 DAYS/WEEK AND ONE VISIT ON EACH WEEKEND DAY. LESS THAN 0.1 MGD STAFFING BY CLASS C OR HIGHER OPERATOR: 2 HOURS/DAY FOR 5 DAYS/WEEK AND ONE VISIT ON EACH WEEKEND DAY. | N | Y | MOORE HAVEN WTP | 16710 U.S. 27 N |  | MOORE HAVEN | FL | 33471 |  | 8639460711 |  | LAZARO DAVILA | CITY OF MOORE HAVEN | PO BOX 399 |  | MOORE HAVEN | FL | 33471 | 399 | 8639460711 |  | MUNICIPALITY | 3735 | 960000 | 1036 | 2018-05-16 | 2020-12-15 | DC04 | 1000
5 | GLADES | SD |  | 5220209 | NONCOMMUNITY | AERATION FOR REMOVAL OF ANY PRIMARY CONTAMINANT; ALKALINITY/PH ADJUSTMENT; CHLORAMIN ATION; CHLORINE DIOXIDE FOR OXIDATION OR DISINFECTION; FLUORIDATION; ION EXCHANGE FOR REMOVAL OF ANY SECONDARY CONTAMINANT, SULFIDE, OR ANY UNREGULATED CONTAMINANT; OR OZONATION LESS THAN 0.1 MGD. STAFFING BY A CLASS D OR HIGHER OPERATOR: 3 VISITS/WEEK ON NONCONSECUTIVE DAYS FOR A TOTAL OF 0.6 HOUR/WEEK. THE LEAD/CHIEF OPERATOR MUST BE CLASS D OR HIGHER. | N | Y | ORTONA LOCKS CAMPGROUND-NORTH | 1169 LOCK LN |  | MOORE HAVEN | FL | 33471 |  | 8636750616 |  | STEVEN DUNHAM | U.S.C.O.E. | 525 RIDGELAWN ROAD |  | CLEWISTON | FL | 33440 |  | 8639838101 |  | FEDERAL | 30 | 40000 | 4 | 2012-04-05 | 2019-06-12 | NC01 | 50
5 | GLADES | SD |  | 5220235 | COMMUNITY | CHLORINATION; AERATION FOR REMOVAL OF ANY SECONDARY CONTAMINANT, SULFIDE, OR ANY UNREGULATED CONTAMINANT; CORROSION CONTROL INHIBITOR ADDITION; HYPOCHLORINATION; IRON OR MANGANESE SEQUESTRATION; OR ULTRAVIOLET RADIATION. THE LEAD/CHIEF OPERATOR MUST BE CLASS D OR HIGHER. 50,000 GPD UP TO 0.25 MGD-STAFFING BY CLASS D OR HIGHER OPERATOR: 3 VISITS/WEEK ON NONCONSECUTIVE DAYS FOR A TOTAL OF 0.3 HOUR/WEEK. LESS THAN 50,000 GPD-STAFFING BY A CLASS D OR HIGHER OPERATOR: 2 VISITS/WEEK ON NONCONSECUTIVE DAYS FOR A TOTAL OF 0.2 HOUR/WEEK. THERE SHALL BE NO MORE THAN 5 DAYS BETWEEN THE LAST VISIT IN ONE WEEK AND THE FIRST VISIT IN THE NEXT WEEK. | N | Y | RIVER OAKS UTILITIES, LLC | 1694 WILLIAMS RD |  | MOORE HAVEN | FL | 33471 |  | 8636120000 |  | TERRELL DUKE | TERRELL DUKE | 5846 S. FLAMINGO ROAD | PMB 286 | COOPER CITY | FL | 33330 |  | 9544102498 |  | INVESTOR | 120 | 40000 | 65 | 2013-08-28 | 2020-07-28 | DC06 | 100
5 | GLADES | SD | S.GONZALEZ@EVERGLADESHARVESTING.COM | 5224070 | NONTRANSIENT NONCOMMUNITY | AERATION FOR REMOVAL OF ANY PRIMARY CONTAMINANT; ALKALINITY/PH ADJUSTMENT; CHLORAMIN ATION; CHLORINE DIOXIDE FOR OXIDATION OR DISINFECTION; FLUORIDATION; ION EXCHANGE FOR REMOVAL OF ANY SECONDARY CONTAMINANT, SULFIDE, OR ANY UNREGULATED CONTAMINANT; OR OZONATION LESS THAN 0.1 MGD. STAFFING BY A CLASS D OR HIGHER OPERATOR: 3 VISITS/WEEK ON NONCONSECUTIVE DAYS FOR A TOTAL OF 0.6 HOUR/WEEK. THE LEAD/CHIEF OPERATOR MUST BE CLASS D OR HIGHER. | N | Y | CAMP KEAIS LEASING, INC | 1124 E. EDWARDS ST. |  | LABELLE | FL | 33935 |  | 8636757704 |  | SUSAN GONZALEZ | PAUL MEADOR | 1331 COMMERCE DRIVE |  | LABELLE | FL | 33935 |  | 8636758500 |  | INVESTOR | 290 | 20000 | 50 | 2015-05-08 | 2019-11-25 | NTNC | 100
5 | GLADES | SD |  | 5224071 | NONCOMMUNITY | CHLORINATION; AERATION FOR REMOVAL OF ANY SECONDARY CONTAMINANT, SULFIDE, OR ANY UNREGULATED CONTAMINANT; CORROSION CONTROL INHIBITOR ADDITION; HYPOCHLORINATION; IRON OR MANGANESE SEQUESTRATION; OR ULTRAVIOLET RADIATION. THE LEAD/CHIEF OPERATOR MUST BE CLASS D OR HIGHER. 50,000 GPD UP TO 0.25 MGD-STAFFING BY CLASS D OR HIGHER OPERATOR: 3 VISITS/WEEK ON NONCONSECUTIVE DAYS FOR A TOTAL OF 0.3 HOUR/WEEK. LESS THAN 50,000 GPD-STAFFING BY A CLASS D OR HIGHER OPERATOR: 2 VISITS/WEEK ON NONCONSECUTIVE DAYS FOR A TOTAL OF 0.2 HOUR/WEEK. THERE SHALL BE NO MORE THAN 5 DAYS BETWEEN THE LAST VISIT IN ONE WEEK AND THE FIRST VISIT IN THE NEXT WEEK. | N | Y | ORTONA LOCKS CAMPGROUND-SOUTH | 1169 LOCK LANE, MOORE HAVEN, FL. 33471 |  | CLEWISTON | FL | 33440 |  | 8636750616 |  | STEVEN DUNHAM | U.S.C.O.E. | 525 RIDGELAWN RD. |  | CLEWISTON | FL | 33440 |  | 8639838101 |  | FEDERAL | 150 | 96000 | 48 | 2016-01-21 | 2019-06-12 | NC01 | 50
5 | GLADES | SD |  | 5224074 | COMMUNITY | CHLORINATION; AERATION FOR REMOVAL OF ANY SECONDARY CONTAMINANT, SULFIDE, OR ANY UNREGULATED CONTAMINANT; CORROSION CONTROL INHIBITOR ADDITION; HYPOCHLORINATION; IRON OR MANGANESE SEQUESTRATION; OR ULTRAVIOLET RADIATION. THE LEAD/CHIEF OPERATOR MUST BE CLASS D OR HIGHER. 50,000 GPD UP TO 0.25 MGD-STAFFING BY CLASS D OR HIGHER OPERATOR: 3 VISITS/WEEK ON NONCONSECUTIVE DAYS FOR A TOTAL OF 0.3 HOUR/WEEK. LESS THAN 50,000 GPD-STAFFING BY A CLASS D OR HIGHER OPERATOR: 2 VISITS/WEEK ON NONCONSECUTIVE DAYS FOR A TOTAL OF 0.2 HOUR/WEEK. THERE SHALL BE NO MORE THAN 5 DAYS BETWEEN THE LAST VISIT IN ONE WEEK AND THE FIRST VISIT IN THE NEXT WEEK. | N | Y | GRANITE WHISPER CREEK R.V. RESORT LL. | 1887 STATE RD 29 |  | LABELLE | FL | 33935 |  | 8636756888 |  | SUSAN LOREN | TIM STRACK | 1335 GOLD EXPRESS DR. | SUITE 100 | GOLD RIVER | CA | 95670 |  |  |  | INVESTOR | 880 | 50000 | 396 | 2020-12-18 | 2020-11-19 | DC05 | 500
5 | GLADES | SD |  | 5224077 | NONTRANSIENT NONCOMMUNITY | AERATION FOR REMOVAL OF ANY PRIMARY CONTAMINANT; ALKALINITY/PH ADJUSTMENT; CHLORAMIN ATION; CHLORINE DIOXIDE FOR OXIDATION OR DISINFECTION; FLUORIDATION; ION EXCHANGE FOR REMOVAL OF ANY SECONDARY CONTAMINANT, SULFIDE, OR ANY UNREGULATED CONTAMINANT; OR OZONATION LESS THAN 0.1 MGD. STAFFING BY A CLASS D OR HIGHER OPERATOR: 3 VISITS/WEEK ON NONCONSECUTIVE DAYS FOR A TOTAL OF 0.6 HOUR/WEEK. THE LEAD/CHIEF OPERATOR MUST BE CLASS D OR HIGHER. | N | Y | FARM-OP, INC. NORTH LABOR CAMP | P.O. BOX 3088 |  | IMMOKALEE | FL | 34143 |  | 8636750787 |  |  | KENT SHOEMAKER | 315 E. NEW MARKET ROAD |  | IMMOKALEE | FL | 34142 |  | 8696750787 |  | INVESTOR | 63 | 43200 | 6 | 2013-07-24 | 2020-08-18 | NTNC | 100
5 | GLADES | SD |  | 5224078 | NONTRANSIENT NONCOMMUNITY | AERATION FOR REMOVAL OF ANY PRIMARY CONTAMINANT; ALKALINITY/PH ADJUSTMENT; CHLORAMIN ATION; CHLORINE DIOXIDE FOR OXIDATION OR DISINFECTION; FLUORIDATION; ION EXCHANGE FOR REMOVAL OF ANY SECONDARY CONTAMINANT, SULFIDE, OR ANY UNREGULATED CONTAMINANT; OR OZONATION LESS THAN 0.1 MGD. STAFFING BY A CLASS D OR HIGHER OPERATOR: 3 VISITS/WEEK ON NONCONSECUTIVE DAYS FOR A TOTAL OF 0.6 HOUR/WEEK. THE LEAD/CHIEF OPERATOR MUST BE CLASS D OR HIGHER. | N | Y | FARM-OP, INC. SOUTH LABOR CAMP | P.O. BOX 1548 |  | LABELLE | FL | 33975 |  | 2396574421 |  |  | KENT SHOEMAKER | 315 E. NEW MARKET ROAD |  | IMMOKALEE | FL | 34142 |  | 8636750787 |  | INVESTOR | 120 | 43200 | 19 | 2014-10-23 | 2020-08-18 | NTNC | 100
5 | GLADES | SD |  | 5224079 | NONCOMMUNITY | CHLORINATION; AERATION FOR REMOVAL OF ANY SECONDARY CONTAMINANT, SULFIDE, OR ANY UNREGULATED CONTAMINANT; CORROSION CONTROL INHIBITOR ADDITION; HYPOCHLORINATION; IRON OR MANGANESE SEQUESTRATION; OR ULTRAVIOLET RADIATION. THE LEAD/CHIEF OPERATOR MUST BE CLASS D OR HIGHER. 50,000 GPD UP TO 0.25 MGD-STAFFING BY CLASS D OR HIGHER OPERATOR: 3 VISITS/WEEK ON NONCONSECUTIVE DAYS FOR A TOTAL OF 0.3 HOUR/WEEK. LESS THAN 50,000 GPD-STAFFING BY A CLASS D OR HIGHER OPERATOR: 2 VISITS/WEEK ON NONCONSECUTIVE DAYS FOR A TOTAL OF 0.2 HOUR/WEEK. THERE SHALL BE NO MORE THAN 5 DAYS BETWEEN THE LAST VISIT IN ONE WEEK AND THE FIRST VISIT IN THE NEXT WEEK. | N | Y | SABAL PALM RV RESORT AND CAMPGROUND | P.O. BOX 298 |  | PALMDALE | FL | 33944 |  | 8636751778 |  | DONNA DEMARTINO | DONNA DEMARTINO | PO BOX 298 |  | PALMDALE | FL | 33944 |  | 8636751778 |  | INVESTOR | 192 | 15000 | 49 | 2016-09-22 | 2020-08-21 | NC01 | 50
5 | GLADES | SD |  | 5224090 | NONCOMMUNITY | AERATION FOR REMOVAL OF ANY PRIMARY CONTAMINANT; ALKALINITY/PH ADJUSTMENT; CHLORAMIN ATION; CHLORINE DIOXIDE FOR OXIDATION OR DISINFECTION; FLUORIDATION; ION EXCHANGE FOR REMOVAL OF ANY SECONDARY CONTAMINANT, SULFIDE, OR ANY UNREGULATED CONTAMINANT; OR OZONATION LESS THAN 0.1 MGD. STAFFING BY A CLASS D OR HIGHER OPERATOR: 3 VISITS/WEEK ON NONCONSECUTIVE DAYS FOR A TOTAL OF 0.6 HOUR/WEEK. THE LEAD/CHIEF OPERATOR MUST BE CLASS D OR HIGHER. | N | Y | FOREVERGLADES RV RESORT LLC | 1682 INDIAN HILLS DRIVE |  | MOOREHAVEN | FL | 33471 |  | 8639027034 |  | MARCI CLAUNCH | THOMAS TRIPOLI | 1682 INDIAN HILLS DRIVE |  | MOORE HAVEN | FL | 33471 |  | 8639027034 |  | INVESTOR | 100 | 80000 | 400 | 2018-10-09 | 2017-12-07 | NC01 | 50
5 | GLADES | SD |  | 5224091 | COMMUNITY | CHLORINATION; AERATION FOR REMOVAL OF ANY SECONDARY CONTAMINANT, SULFIDE, OR ANY UNREGULATED CONTAMINANT; CORROSION CONTROL INHIBITOR ADDITION; HYPOCHLORINATION; IRON OR MANGANESE SEQUESTRATION; OR ULTRAVIOLET RADIATION. THE LEAD/CHIEF OPERATOR MUST BE CLASS D OR HIGHER. 50,000 GPD UP TO 0.25 MGD-STAFFING BY CLASS D OR HIGHER OPERATOR: 3 VISITS/WEEK ON NONCONSECUTIVE DAYS FOR A TOTAL OF 0.3 HOUR/WEEK. LESS THAN 50,000 GPD-STAFFING BY A CLASS D OR HIGHER OPERATOR: 2 VISITS/WEEK ON NONCONSECUTIVE DAYS FOR A TOTAL OF 0.2 HOUR/WEEK. THERE SHALL BE NO MORE THAN 5 DAYS BETWEEN THE LAST VISIT IN ONE WEEK AND THE FIRST VISIT IN THE NEXT WEEK. | N | Y | MAPLE CORNER | 319 BOTTLE BRUSH AVE |  | LABELLE | FL | 33935 |  | 8636757555 |  | RALPH A. PRINCIPE | RALPH A. PRINCIPE | 5450 ESSEX COURT |  | WEST PALM BEACH | FL | 33405 |  | 5612284210 |  | INVESTOR | 56 | 25000 | 28 | 2018-07-18 | 2018-03-26 | DC06 | 100
5 | GLADES | SD |  | 5224093 | NONTRANSIENT NONCOMMUNITY | AERATION FOR REMOVAL OF ANY PRIMARY CONTAMINANT; ALKALINITY/PH ADJUSTMENT; CHLORAMIN ATION; CHLORINE DIOXIDE FOR OXIDATION OR DISINFECTION; FLUORIDATION; ION EXCHANGE FOR REMOVAL OF ANY SECONDARY CONTAMINANT, SULFIDE, OR ANY UNREGULATED CONTAMINANT; OR OZONATION LESS THAN 0.1 MGD. STAFFING BY A CLASS D OR HIGHER OPERATOR: 3 VISITS/WEEK ON NONCONSECUTIVE DAYS FOR A TOTAL OF 0.6 HOUR/WEEK. THE LEAD/CHIEF OPERATOR MUST BE CLASS D OR HIGHER. | N | Y | WEST GLADES ELEMENTARY SCHOOL WTP | POST OFFICE BOX 459 | 2586 CR-731 SW., LABELLE, FL 33935 | MOOREHAVEN | FL | 33471 |  |  |  | JIM BRICKEL | SCOTT BASS | PO BOX 459 |  | MOORE HAVEN | FL | 33471 |  | 8639460202 | 1 | COUNTY | 450 | 15660 | 1 | 2013-08-28 | 2020-07-28 | NTNC | 100
5 | HENDRY | SD |  | 5260004 | NONTRANSIENT NONCOMMUNITY | AERATION FOR REMOVAL OF ANY PRIMARY CONTAMINANT; ALKALINITY/PH ADJUSTMENT; CHLORAMIN ATION; CHLORINE DIOXIDE FOR OXIDATION OR DISINFECTION; FLUORIDATION; ION EXCHANGE FOR REMOVAL OF ANY SECONDARY CONTAMINANT, SULFIDE, OR ANY UNREGULATED CONTAMINANT; OR OZONATION LESS THAN 0.1 MGD. STAFFING BY A CLASS D OR HIGHER OPERATOR: 3 VISITS/WEEK ON NONCONSECUTIVE DAYS FOR A TOTAL OF 0.6 HOUR/WEEK. THE LEAD/CHIEF OPERATOR MUST BE CLASS D OR HIGHER. | N | Y | A. DUDA & SONS, INC. | P.O. BOX 788 | 8680 S. SR-29, LABELLE, FL 33935 | LABELLE | FL | 33975 |  |  |  | PETE COULTAS | TRACY DUDA CHAPMAN | P.O. BOX 620257 |  | OVIEDO | FL | 32762 | 257 | 4073652103 |  | INVESTOR | 405 | 54000 | 40 | 2015-07-09 | 2018-11-15 | NTNC | 100
5 | HENDRY | SD |  | 5260047 | NONTRANSIENT NONCOMMUNITY | MEMBRANE PROCESSES, INCLUDING ELECTRODIALYSIS, ELECTRODIALYSIS REVERSAL, MICROFILTRATION, ULTRAFILTRATION, NANOFILTRATION, AND REVERSE OSMOSIS. THE LEAD/CHIEF OPERATOR MUST BE CLASS C OR HIGHER. 0.5 MGD UP TO 1.0 MGD-STAFFING BY CLASS C OR HIGHER OPERATOR: 6 HOURS/DAY FOR 5 DAYS/WEEK AND ONE VISIT ON EACH WEEKEND DAY. 0.1 MGD UP TO 0.5 MGD-STAFFING BY CLASS C OR HIGHER OPERATOR: 3 HOURS/DAY FOR 5 DAYS/WEEK AND ONE VISIT ON EACH WEEKEND DAY. LESS THAN 0.1 MGD-STAFFING BY CLASS C OR HIGHER OPERATOR: 1 HOUR/DAY FOR 5 DAYS/WEEK AND ONE VISIT ON EACH WEEKEND DAY. | N | Y | CITRUS BELLE CONCENTRATE PLT | POST OFFICE BOX 519 | 6010 SR 29 SOUTH, LABELLE FL 33935 | LABELLE | FL | 33975 |  | 8636750336 |  | PETE COULTAS | TRACY DUDA CHAPMAN | P.O. BOX 620257 |  | OVIEDO | FL | 32762 | 257 | 8636750336 |  | INVESTOR | 70 | 62000 | 50 | 2013-10-09 | 2020-08-18 | NTNC | 100
5 | HENDRY | SD |  | 5260050 | COMMUNITY | MEMBRANE PROCESSES, INCLUDING ELECTRODIALYSIS, ELECTRODIALYSIS REVERSAL, MICROFILTRATION, ULTRAFILTRATION, NANOFILTRATION, AND REVERSE OSMOSIS 1.0 MGD UP TO 6.5 MGD. STAFFING BY CLASS C OR HIGHER OPERATOR: 16 HOURS/DAY FOR 7 DAYS/WEEK. THE LEAD/CHIEF OPERATOR MUST BE CLASS B OR HIGHER. | N | Y | LABELLE, CITY OF | 270 SOUTH MAIN STREET |  | LABELLE | FL | 33975 |  | 8636752872 |  | Gary Hull | DAVID A. LYONS | PO BOX 458 |  | LABELLE | FL | 33975 | 458 | 8636751437 |  | MUNICIPALITY | 5865 | 1500000 | 1853 | 2014-12-22 | 2020-09-17 | DC03 | 2000
5 | HENDRY | SD |  | 5260053 | COMMUNITY | MEMBRANE PROCESSES, INCLUDING ELECTRODIALYSIS, ELECTRODIALYSIS REVERSAL, MICROFILTRATION, ULTRAFILTRATION, NANOFILTRATION, AND REVERSE OSMOSIS 1.0 MGD UP TO 6.5 MGD. STAFFING BY CLASS C OR HIGHER OPERATOR: 16 HOURS/DAY FOR 7 DAYS/WEEK. THE LEAD/CHIEF OPERATOR MUST BE CLASS B OR HIGHER. | Y | Y | CLEWISTON, CITY OF | 1340 S. OLYMPIA STREET |  | CLEWISTON | FL | 33440 |  | 8639023388 |  | Joel E. Sims | LYNNE MILA | 141 CENTRAL AVE |  | CLEWISTON | FL | 33440 |  | 6782008707 |  | MUNICIPALITY | 9380 | 3000000 | 3772 | 2017-01-30 | 2019-11-13 | DC03 | 2000
5 | HENDRY | SD | arbelacapital@gmail.cm | 5260062 | NONTRANSIENT NONCOMMUNITY | CHLORINATION; AERATION FOR REMOVAL OF ANY SECONDARY CONTAMINANT, SULFIDE, OR ANY UNREGULATED CONTAMINANT; CORROSION CONTROL INHIBITOR ADDITION; HYPOCHLORINATION; IRON OR MANGANESE SEQUESTRATION; OR ULTRAVIOLET RADIATION. THE LEAD/CHIEF OPERATOR MUST BE CLASS D OR HIGHER. 50,000 GPD UP TO 0.25 MGD-STAFFING BY CLASS D OR HIGHER OPERATOR: 3 VISITS/WEEK ON NONCONSECUTIVE DAYS FOR A TOTAL OF 0.3 HOUR/WEEK. LESS THAN 50,000 GPD-STAFFING BY A CLASS D OR HIGHER OPERATOR: 2 VISITS/WEEK ON NONCONSECUTIVE DAYS FOR A TOTAL OF 0.2 HOUR/WEEK. THERE SHALL BE NO MORE THAN 5 DAYS BETWEEN THE LAST VISIT IN ONE WEEK AND THE FIRST VISIT IN THE NEXT WEEK. | N | Y | COUNTY LINE TRAILER PARK | 1974 BRIDGE STREET | 1475 N BRIGADE ST LABELLE FL 33935 | LABELLE | FL | 33935 |  | 3057983184 |  | KELLEN DRISCOLL | KELLEN DRISCOLL | 1040 COUNTY LINE ROAD |  | LABELLE | FL | 33935 |  | 7749943018 |  | INVESTOR | 50 | 8640 | 20 | 2013-08-22 | 2020-09-23 | NTNC | 100
5 | HENDRY | SD |  | 5260226 | COMMUNITY | MEMBRANE PROCESSES, INCLUDING ELECTRODIALYSIS, ELECTRODIALYSIS REVERSAL, MICROFILTRATION, ULTRAFILTRATION, NANOFILTRATION, AND REVERSE OSMOSIS. THE LEAD/CHIEF OPERATOR MUST BE CLASS C OR HIGHER. 0.5 MGD UP TO 1.0 MGD-STAFFING BY CLASS C OR HIGHER OPERATOR: 6 HOURS/DAY FOR 5 DAYS/WEEK AND ONE VISIT ON EACH WEEKEND DAY. 0.1 MGD UP TO 0.5 MGD-STAFFING BY CLASS C OR HIGHER OPERATOR: 3 HOURS/DAY FOR 5 DAYS/WEEK AND ONE VISIT ON EACH WEEKEND DAY. LESS THAN 0.1 MGD-STAFFING BY CLASS C OR HIGHER OPERATOR: 1 HOUR/DAY FOR 5 DAYS/WEEK AND ONE VISIT ON EACH WEEKEND DAY. | N | Y | PORT LABELLE | PO BOX 2340 | 130 UTILITY DRIVE | LABELLE | FL | 33975 |  | 8636755376 |  |  | ROGER GREER | PO BOX 2340 |  | LABELLE | FL | 33975 | 2340 | 8636755220 |  | INVESTOR | 8679 | 900000 | 2411 | 2020-08-18 | 2018-12-20 | DC04 | 1000
5 | HENDRY | SD |  | 5260261 | NONCOMMUNITY | CHLORINATION; AERATION FOR REMOVAL OF ANY SECONDARY CONTAMINANT, SULFIDE, OR ANY UNREGULATED CONTAMINANT; CORROSION CONTROL INHIBITOR ADDITION; HYPOCHLORINATION; IRON OR MANGANESE SEQUESTRATION; OR ULTRAVIOLET RADIATION. THE LEAD/CHIEF OPERATOR MUST BE CLASS D OR HIGHER. 50,000 GPD UP TO 0.25 MGD-STAFFING BY CLASS D OR HIGHER OPERATOR: 3 VISITS/WEEK ON NONCONSECUTIVE DAYS FOR A TOTAL OF 0.3 HOUR/WEEK. LESS THAN 50,000 GPD-STAFFING BY A CLASS D OR HIGHER OPERATOR: 2 VISITS/WEEK ON NONCONSECUTIVE DAYS FOR A TOTAL OF 0.2 HOUR/WEEK. THERE SHALL BE NO MORE THAN 5 DAYS BETWEEN THE LAST VISIT IN ONE WEEK AND THE FIRST VISIT IN THE NEXT WEEK. | N | Y | RIVERSIDE RETREAT | 7305 COUNTY RD 78 |  | LABELLE | FL | 33935 |  | 8636885563 |  |  | F. DAVID WEBER JR. | 7305 CR 78 |  | LABELLE | FL | 33935 |  | 8636750334 |  | OTHER | 100 | 10000 | 6 | 2020-10-16 | 2021-09-20 | NC01 | 50
5 | HENDRY | SD |  | 5260262 | COMMUNITY | NO TREATMENT--CONSECUTIVE SYSTEMS ONLY | Y | N | SOUTH SHORE WATER ASSN., INC. | 1454A E SUGARLAND HIGHWAY |  | CLEWISTON | FL | 33440 |  | 8006541948 |  | Dwight Hatfield | [9 empty] | MUNICIPALITY | 4750 | 0 | 1600 | 2014-03-11 | 2021-02-24 | PC03 | 500
5 | HENDRY | SD |  | 5260297 | NONTRANSIENT NONCOMMUNITY | CONVENTIONAL FILTRATION (COAGULATION, FLOCCULATION, SEDIMENTATION, AND FILTRATION); DIRECT FILTRATION, (COAGULATION AND FILTRATION); OR LIME SOFTENING 5.0 MGD AND ABOVE. STAFFING BY CLASS C OR HIGHER OPERATOR: 24 HOURS/DAY FOR 7 DAYS/WEEK. THE LEAD/CHIEF OPERATOR MUST BE CLASS A. | Y | Y | UNITED STATES SUGAR CORP. WTP | 1731 S. W.C. OWEN AVE. |  | CLEWISTON | FL | 33440 | 3032 | 8639838121 |  | KEITH TINGBERG | KEITH TINGBERG | 111 PONCE DE LEON AVE |  | CLEWISTON | FL | 33440 | 3032 | 8639023186 |  | INVESTOR | 500 | 6000000 | 6 | 2012-11-30 | 2020-11-19 | NTNC | 100
5 | HENDRY | SD |  | 5264026 | NONCOMMUNITY | CHLORINATION; AERATION FOR REMOVAL OF ANY SECONDARY CONTAMINANT, SULFIDE, OR ANY UNREGULATED CONTAMINANT; CORROSION CONTROL INHIBITOR ADDITION; HYPOCHLORINATION; IRON OR MANGANESE SEQUESTRATION; OR ULTRAVIOLET RADIATION. THE LEAD/CHIEF OPERATOR MUST BE CLASS D OR HIGHER. 50,000 GPD UP TO 0.25 MGD-STAFFING BY CLASS D OR HIGHER OPERATOR: 3 VISITS/WEEK ON NONCONSECUTIVE DAYS FOR A TOTAL OF 0.3 HOUR/WEEK. LESS THAN 50,000 GPD-STAFFING BY A CLASS D OR HIGHER OPERATOR: 2 VISITS/WEEK ON NONCONSECUTIVE DAYS FOR A TOTAL OF 0.2 HOUR/WEEK. THERE SHALL BE NO MORE THAN 5 DAYS BETWEEN THE LAST VISIT IN ONE WEEK AND THE FIRST VISIT IN THE NEXT WEEK. | N | Y | LOS CUATRO VIENTOS | SR 29 AND F ROAD |  | LABELLE | FL | 33975 |  | 8636752027 |  | ELVIRA GARCIA-RODRIGUEZ | ELVIRA GARCIA-RODRIGUEZ | P.O. BOX 1204 |  | LABELLE | FL | 33975 |  | 8636734751 |  | INVESTOR | 25 | 10000 | 12 | 2013-10-04 | 2017-12-04 | NC01 | 50
5 | HENDRY | SD |  | 5264050 | COMMUNITY | AERATION FOR REMOVAL OF ANY PRIMARY CONTAMINANT; ALKALINITY/PH ADJUSTMENT; CHLORAMIN ATION; CHLORINE DIOXIDE FOR OXIDATION OR DISINFECTION; FLUORIDATION; ION EXCHANGE FOR REMOVAL OF ANY SECONDARY CONTAMINANT, SULFIDE, OR ANY UNREGULATED CONTAMINANT; OR OZONATION LESS THAN 0.1 MGD. STAFFING BY A CLASS D OR HIGHER OPERATOR: 3 VISITS/WEEK ON NONCONSECUTIVE DAYS FOR A TOTAL OF 0.6 HOUR/WEEK. THE LEAD/CHIEF OPERATOR MUST BE CLASS D OR HIGHER. | N | Y | PALM AND PINES MOBILE HOME PK | 16225 S SR 29 |  | FELDA | FL | 33930 |  | 8636750286 |  | DONNA HODGES | DONNA HODGES | P.O. BOX 430 |  | FELDA | FL | 33930 |  | 8636750286 |  | INVESTOR | 150 | 20000 | 90 | 2017-07-26 | 2020-08-06 | DC06 | 100
5 | HENDRY | SD |  | 5264051 | NONCOMMUNITY | CHLORINATION; AERATION FOR REMOVAL OF ANY SECONDARY CONTAMINANT, SULFIDE, OR ANY UNREGULATED CONTAMINANT; CORROSION CONTROL INHIBITOR ADDITION; HYPOCHLORINATION; IRON OR MANGANESE SEQUESTRATION; OR ULTRAVIOLET RADIATION. THE LEAD/CHIEF OPERATOR MUST BE CLASS D OR HIGHER. 50,000 GPD UP TO 0.25 MGD-STAFFING BY CLASS D OR HIGHER OPERATOR: 3 VISITS/WEEK ON NONCONSECUTIVE DAYS FOR A TOTAL OF 0.3 HOUR/WEEK. LESS THAN 50,000 GPD-STAFFING BY A CLASS D OR HIGHER OPERATOR: 2 VISITS/WEEK ON NONCONSECUTIVE DAYS FOR A TOTAL OF 0.2 HOUR/WEEK. THERE SHALL BE NO MORE THAN 5 DAYS BETWEEN THE LAST VISIT IN ONE WEEK AND THE FIRST VISIT IN THE NEXT WEEK. | N | Y | OAK HAMMOCK | 2288 WEST CR 78 |  | LABELLE | FL | 33975 |  | 8636758888 |  | KENNETH KINNEY | KENNETH KINNEY | PO BOX 1379 |  | LABELLE | FL | 33975 |  | 8636758888 |  | INVESTOR | 99 | 10000 | 12 | 2016-09-15 | 2021-09-24 | NC01 | 50
5 | HENDRY | SD |  | 5264052 | NONCOMMUNITY | CHLORINATION; AERATION FOR REMOVAL OF ANY SECONDARY CONTAMINANT, SULFIDE, OR ANY UNREGULATED CONTAMINANT; CORROSION CONTROL INHIBITOR ADDITION; HYPOCHLORINATION; IRON OR MANGANESE SEQUESTRATION; OR ULTRAVIOLET RADIATION. THE LEAD/CHIEF OPERATOR MUST BE CLASS D OR HIGHER. 50,000 GPD UP TO 0.25 MGD-STAFFING BY CLASS D OR HIGHER OPERATOR: 3 VISITS/WEEK ON NONCONSECUTIVE DAYS FOR A TOTAL OF 0.3 HOUR/WEEK. LESS THAN 50,000 GPD-STAFFING BY A CLASS D OR HIGHER OPERATOR: 2 VISITS/WEEK ON NONCONSECUTIVE DAYS FOR A TOTAL OF 0.2 HOUR/WEEK. THERE SHALL BE NO MORE THAN 5 DAYS BETWEEN THE LAST VISIT IN ONE WEEK AND THE FIRST VISIT IN THE NEXT WEEK. | N | Y | FELDA MALL | SR 29 |  | FELDA | FL | 33935 |  | 8636757170 |  | JACK MILHOLLAND | JACK MILHOLLAND | 10 SARASOTA CENTER BLVD. |  | SARASOTA | FL | 34240 |  | 9413557619 | 303 | INVESTOR | 50 | 20000 | 1 | 2016-10-06 | 2021-09-20 | NC01 | 50
5 | HENDRY | SD | katnip59@comcast.net | 5264053 | NONTRANSIENT NONCOMMUNITY | ACTIVATED CARBON PROCESSES; DIATOMACEOUS EARTH FILTRATION; ION EXCHANGE FOR REMOVAL OF ANY PRIMARY CONTAMINANT; ION AND MANGANESE REMOVAL (OXIDATION, DETENTION, AND FILTRATION); OR SLOW SAND FILTRATION. LEAD/CHIEF OPERATOR MUST BE CLASS C OR HIGHER. 1.0 MGD UP TO 2.0 MGD-STAFFING BY CLASS C OR HIGHER OPERATOR: 6 HOURS/DAY FOR 5 DAYS/WEEK AND ONE VISIT ON EACH WEEKEND DAY. 0.5 MGD UP TO 1.0 MGD-STAFFING BY CLASS C OR HIGHER OPERATOR: 3 HOURS/DAY FOR 5 DAYS/WEEK AND ONE VISIT ON EACH WEEKEND DAY. 0.25 MGD UP TO 0.5 MGD-STAFFING BY CLASS C OR HIGHER OPERATOR: 1 HOUR/DAY FOR 5 DAYS/WEEK AND ONE VISIT ON EACH WEEKEND DAY. LESS THAN 0.25 MGD-STAFFING BY CLASS C OR HIGHER OPERATOR: 5 VISITS/WEEK AND ONE VISIT EACH WEEKEND FOR A TOTAL OF 1.8 HOURS/WEEK. | N | Y | GRANDMA'S GROVE RV PARK WTP | 2250 STATE ROAD 80 WEST |  | LABELLE | FL | 33975 |  | 8636752567 |  | CHARLES SWARTZ | CHARLES SWARTZ | 2250 STATE ROAD 80 WEST |  | LABELLE | FL | 33935 |  | 8636752567 |  | INVESTOR | 467 | 35000 | 187 | 2014-04-15 | 2020-06-18 | NTNC | 100
5 | HENDRY | SD | jakemgreenlee@hotmail.com | 5264054 | COMMUNITY | MEMBRANE PROCESSES, INCLUDING ELECTRODIALYSIS, ELECTRODIALYSIS REVERSAL, MICROFILTRATION, ULTRAFILTRATION, NANOFILTRATION, AND REVERSE OSMOSIS. THE LEAD/CHIEF OPERATOR MUST BE CLASS C OR HIGHER. 0.5 MGD UP TO 1.0 MGD-STAFFING BY CLASS C OR HIGHER OPERATOR: 6 HOURS/DAY FOR 5 DAYS/WEEK AND ONE VISIT ON EACH WEEKEND DAY. 0.1 MGD UP TO 0.5 MGD-STAFFING BY CLASS C OR HIGHER OPERATOR: 3 HOURS/DAY FOR 5 DAYS/WEEK AND ONE VISIT ON EACH WEEKEND DAY. LESS THAN 0.1 MGD-STAFFING BY CLASS C OR HIGHER OPERATOR: 1 HOUR/DAY FOR 5 DAYS/WEEK AND ONE VISIT ON EACH WEEKEND DAY. | N | Y | RIVERBEND ESTATES | 1031 RIVERBEND DRIVE |  | LABELLE | FL | 33935 |  | 8636120385 |  | JAKE GREENLEE | WENDELL TAYLOR | 1031 RIVERBEND DRIVE |  | LABELLE | FL | 33935 |  | 8639466000 |  | INVESTOR | 120 | 25000 | 45 | 2015-03-02 | 2021-09-28 | DC06 | 100
5 | HENDRY | SD |  | 5264055 | NONCOMMUNITY | CHLORINATION; AERATION FOR REMOVAL OF ANY SECONDARY CONTAMINANT, SULFIDE, OR ANY UNREGULATED CONTAMINANT; CORROSION CONTROL INHIBITOR ADDITION; HYPOCHLORINATION; IRON OR MANGANESE SEQUESTRATION; OR ULTRAVIOLET RADIATION. THE LEAD/CHIEF OPERATOR MUST BE CLASS D OR HIGHER. 50,000 GPD UP TO 0.25 MGD-STAFFING BY CLASS D OR HIGHER OPERATOR: 3 VISITS/WEEK ON NONCONSECUTIVE DAYS FOR A TOTAL OF 0.3 HOUR/WEEK. LESS THAN 50,000 GPD-STAFFING BY A CLASS D OR HIGHER OPERATOR: 2 VISITS/WEEK ON NONCONSECUTIVE DAYS FOR A TOTAL OF 0.2 HOUR/WEEK. THERE SHALL BE NO MORE THAN 5 DAYS BETWEEN THE LAST VISIT IN ONE WEEK AND THE FIRST VISIT IN THE NEXT WEEK. | N | Y | VITAMBI SPRINGS | 28280 E TU MAKEE WAY |  | CLEWISTON | FL | 33440 |  | 8639831400 |  | MARTIN RUDDOCK | [9 empty] | INVESTOR | 80 | 36000 | 30 | 2021-03-05 | 2017-12-04 | NC01 | 50
5 | HENDRY | SD |  | 5264056 | NONTRANSIENT NONCOMMUNITY | CHLORINATION; AERATION FOR REMOVAL OF ANY SECONDARY CONTAMINANT, SULFIDE, OR ANY UNREGULATED CONTAMINANT; CORROSION CONTROL INHIBITOR ADDITION; HYPOCHLORINATION; IRON OR MANGANESE SEQUESTRATION; OR ULTRAVIOLET RADIATION. THE LEAD/CHIEF OPERATOR MUST BE CLASS D OR HIGHER. 50,000 GPD UP TO 0.25 MGD-STAFFING BY CLASS D OR HIGHER OPERATOR: 3 VISITS/WEEK ON NONCONSECUTIVE DAYS FOR A TOTAL OF 0.3 HOUR/WEEK. LESS THAN 50,000 GPD-STAFFING BY A CLASS D OR HIGHER OPERATOR: 2 VISITS/WEEK ON NONCONSECUTIVE DAYS FOR A TOTAL OF 0.2 HOUR/WEEK. THERE SHALL BE NO MORE THAN 5 DAYS BETWEEN THE LAST VISIT IN ONE WEEK AND THE FIRST VISIT IN THE NEXT WEEK. | N | Y | L&M PACKING HOUSE | P. O. BOX 1150 | 6118 SR-29 SOUTH, LABELLE, FL 33935 | IMMOKALEE | FL | 34143 |  |  | 3512 | CAROL BARNETT | MICHAEL J. MCGEE | 2925 HUNTLEIGH DRIVE | SUITE 204 | RALEIGH | NC | 27604 |  | 9199818064 |  | INVESTOR | 50 | 7000 | 35 | 2010-11-18 | 2018-12-20 | NTNC | 100
5 | HENDRY | SD |  | 5264058 | NONCOMMUNITY | AERATION FOR REMOVAL OF ANY PRIMARY CONTAMINANT; ALKALINITY/PH ADJUSTMENT; CHLORAMIN ATION; CHLORINE DIOXIDE FOR OXIDATION OR DISINFECTION; FLUORIDATION; ION EXCHANGE FOR REMOVAL OF ANY SECONDARY CONTAMINANT, SULFIDE, OR ANY UNREGULATED CONTAMINANT; OR OZONATION LESS THAN 0.1 MGD. STAFFING BY A CLASS D OR HIGHER OPERATOR: 3 VISITS/WEEK ON NONCONSECUTIVE DAYS FOR A TOTAL OF 0.6 HOUR/WEEK. THE LEAD/CHIEF OPERATOR MUST BE CLASS D OR HIGHER. | N | Y | PIONEER PLAZA | 17070 WEST SR 80 |  | CLEWISTON | FL | 33440 |  | 8639835536 |  | JACK W. MILHOLLAND JR. | JACK W. MILHOLLAND JR. | 10 SARASOTA BLVD. |  | SARASOTA | FL | 34240 |  | 9413557619 | 303 | INVESTOR | 350 | 20000 | 2 | 2015-11-06 | 2021-09-20 | NC01 | 50
5 | HENDRY | SD |  | 5264060 | NONCOMMUNITY | CHLORINATION; AERATION FOR REMOVAL OF ANY SECONDARY CONTAMINANT, SULFIDE, OR ANY UNREGULATED CONTAMINANT; CORROSION CONTROL INHIBITOR ADDITION; HYPOCHLORINATION; IRON OR MANGANESE SEQUESTRATION; OR ULTRAVIOLET RADIATION. THE LEAD/CHIEF OPERATOR MUST BE CLASS D OR HIGHER. 50,000 GPD UP TO 0.25 MGD-STAFFING BY CLASS D OR HIGHER OPERATOR: 3 VISITS/WEEK ON NONCONSECUTIVE DAYS FOR A TOTAL OF 0.3 HOUR/WEEK. LESS THAN 50,000 GPD-STAFFING BY A CLASS D OR HIGHER OPERATOR: 2 VISITS/WEEK ON NONCONSECUTIVE DAYS FOR A TOTAL OF 0.2 HOUR/WEEK. THERE SHALL BE NO MORE THAN 5 DAYS BETWEEN THE LAST VISIT IN ONE WEEK AND THE FIRST VISIT IN THE NEXT WEEK. | N | Y | HANDY STORE # 82 | 200 BRIDGE ST | CORNER OF 29 & 78 | LABELLE | FL | 33935 |  | 8636752211 |  | B&B CORPORATE HOLDINGS, INC. | MARC POPOVICH | PO BOX 1808 |  | TAMPA | FL | 33601 | 1808 | 8136216411 | 3210 | INVESTOR | 150 | 25000 | 1 | 2013-10-11 | 2021-09-29 | NC01 | 50
5 | HENDRY | SD |  | 5264061 | NONCOMMUNITY | AERATION FOR REMOVAL OF ANY PRIMARY CONTAMINANT; ALKALINITY/PH ADJUSTMENT; CHLORAMIN ATION; CHLORINE DIOXIDE FOR OXIDATION OR DISINFECTION; FLUORIDATION; ION EXCHANGE FOR REMOVAL OF ANY SECONDARY CONTAMINANT, SULFIDE, OR ANY UNREGULATED CONTAMINANT; OR OZONATION LESS THAN 0.1 MGD. STAFFING BY A CLASS D OR HIGHER OPERATOR: 3 VISITS/WEEK ON NONCONSECUTIVE DAYS FOR A TOTAL OF 0.6 HOUR/WEEK. THE LEAD/CHIEF OPERATOR MUST BE CLASS D OR HIGHER. | N | Y | HANDY STORE # 85 | 1400 N RIVER ROAD | HWY 78 | LABELLE | FL | 33935 |  | 8636751556 |  | CHARLIE MARTIN | MARC POPOVICH | PO BOX 1808 |  | TAMPA | FL | 33601 | 1808 | 8136216411 | 3210 | INVESTOR | 150 | 25000 | 1 | 2013-10-09 | 2021-09-29 | NC01 | 50
5 | HENDRY | SD |  | 5264063 | NONCOMMUNITY | AERATION FOR REMOVAL OF ANY PRIMARY CONTAMINANT; ALKALINITY/PH ADJUSTMENT; CHLORAMIN ATION; CHLORINE DIOXIDE FOR OXIDATION OR DISINFECTION; FLUORIDATION; ION EXCHANGE FOR REMOVAL OF ANY SECONDARY CONTAMINANT, SULFIDE, OR ANY UNREGULATED CONTAMINANT; OR OZONATION LESS THAN 0.1 MGD. STAFFING BY A CLASS D OR HIGHER OPERATOR: 3 VISITS/WEEK ON NONCONSECUTIVE DAYS FOR A TOTAL OF 0.6 HOUR/WEEK. THE LEAD/CHIEF OPERATOR MUST BE CLASS D OR HIGHER. | N | Y | CIRCLE K #7374 | HWY 29 S. & CASE ROAD |  | LABELLE | FL | 33975 |  |  |  |  | CHERYL BARROW | 3802 CORPOREX PARK DR. | STE 200 | TAMPA | FL | 33619 |  | 8139106878 |  | INVESTOR | 140 | 5000 | 1 | 2016-08-01 | 2020-12-15 | NC01 | 50
5 | HENDRY | SD |  | 5264065 | NONCOMMUNITY | CHLORINATION; AERATION FOR REMOVAL OF ANY SECONDARY CONTAMINANT, SULFIDE, OR ANY UNREGULATED CONTAMINANT; CORROSION CONTROL INHIBITOR ADDITION; HYPOCHLORINATION; IRON OR MANGANESE SEQUESTRATION; OR ULTRAVIOLET RADIATION. THE LEAD/CHIEF OPERATOR MUST BE CLASS D OR HIGHER. 50,000 GPD UP TO 0.25 MGD-STAFFING BY CLASS D OR HIGHER OPERATOR: 3 VISITS/WEEK ON NONCONSECUTIVE DAYS FOR A TOTAL OF 0.3 HOUR/WEEK. LESS THAN 50,000 GPD-STAFFING BY A CLASS D OR HIGHER OPERATOR: 2 VISITS/WEEK ON NONCONSECUTIVE DAYS FOR A TOTAL OF 0.2 HOUR/WEEK. THERE SHALL BE NO MORE THAN 5 DAYS BETWEEN THE LAST VISIT IN ONE WEEK AND THE FIRST VISIT IN THE NEXT WEEK. | N | Y | WILSON'S LABOR CAMP | 835 SOUTH MAIN STREET |  | LABELLE | FL | 33935 |  | 8636751915 |  | KENNETH KINNEY | KENNETH KINNEY | PO BOX 1379 |  | LABELLE | FL | 33975 |  | 8636751915 |  | INVESTOR | 35 | 10000 | 8 | 2013-09-06 | 2021-09-24 | NC01 | 50
5 | HENDRY | SD |  | 5264067 | NONCOMMUNITY | CHLORINATION; AERATION FOR REMOVAL OF ANY SECONDARY CONTAMINANT, SULFIDE, OR ANY UNREGULATED CONTAMINANT; CORROSION CONTROL INHIBITOR ADDITION; HYPOCHLORINATION; IRON OR MANGANESE SEQUESTRATION; OR ULTRAVIOLET RADIATION. THE LEAD/CHIEF OPERATOR MUST BE CLASS D OR HIGHER. 50,000 GPD UP TO 0.25 MGD-STAFFING BY CLASS D OR HIGHER OPERATOR: 3 VISITS/WEEK ON NONCONSECUTIVE DAYS FOR A TOTAL OF 0.3 HOUR/WEEK. LESS THAN 50,000 GPD-STAFFING BY A CLASS D OR HIGHER OPERATOR: 2 VISITS/WEEK ON NONCONSECUTIVE DAYS FOR A TOTAL OF 0.2 HOUR/WEEK. THERE SHALL BE NO MORE THAN 5 DAYS BETWEEN THE LAST VISIT IN ONE WEEK AND THE FIRST VISIT IN THE NEXT WEEK. | N | Y | ARILLIS CORP | P.O. BOX 82 |  | FELDA | FL | 33934 |  |  |  | LOIS DUNAWAY | LOIS DUNAWAY | P.O. BOX 82 |  | FELDA | FL | 33930 |  | 2396410227 |  | INVESTOR | 99 | 10000 | 1 | 2015-07-24 | 2016-07-14 | NC01 | 50
5 | HENDRY | SD |  | 5264073 | NONCOMMUNITY | AERATION FOR REMOVAL OF ANY PRIMARY CONTAMINANT; ALKALINITY/PH ADJUSTMENT; CHLORAMIN ATION; CHLORINE DIOXIDE FOR OXIDATION OR DISINFECTION; FLUORIDATION; ION EXCHANGE FOR REMOVAL OF ANY SECONDARY CONTAMINANT, SULFIDE, OR ANY UNREGULATED CONTAMINANT; OR OZONATION LESS THAN 0.1 MGD. STAFFING BY A CLASS D OR HIGHER OPERATOR: 3 VISITS/WEEK ON NONCONSECUTIVE DAYS FOR A TOTAL OF 0.6 HOUR/WEEK. THE LEAD/CHIEF OPERATOR MUST BE CLASS D OR HIGHER. | N | Y | MEXICAN STORE NORMA'S | P.O. BOX 816 |  | LABELLE | FL | 33975 |  | 9413351996 |  | RAYMOND VASQUEZ | [9 empty] | INVESTOR | 1000 | 20000 | 1 | 2015-07-24 | 2021-09-24 | NC01 | 50
5 | HENDRY | SD |  | 5264077 | NONTRANSIENT NONCOMMUNITY | CHLORINATION; AERATION FOR REMOVAL OF ANY SECONDARY CONTAMINANT, SULFIDE, OR ANY UNREGULATED CONTAMINANT; CORROSION CONTROL INHIBITOR ADDITION; HYPOCHLORINATION; IRON OR MANGANESE SEQUESTRATION; OR ULTRAVIOLET RADIATION. THE LEAD/CHIEF OPERATOR MUST BE CLASS D OR HIGHER. 50,000 GPD UP TO 0.25 MGD-STAFFING BY CLASS D OR HIGHER OPERATOR: 3 VISITS/WEEK ON NONCONSECUTIVE DAYS FOR A TOTAL OF 0.3 HOUR/WEEK. LESS THAN 50,000 GPD-STAFFING BY A CLASS D OR HIGHER OPERATOR: 2 VISITS/WEEK ON NONCONSECUTIVE DAYS FOR A TOTAL OF 0.2 HOUR/WEEK. THERE SHALL BE NO MORE THAN 5 DAYS BETWEEN THE LAST VISIT IN ONE WEEK AND THE FIRST VISIT IN THE NEXT WEEK. | N | Y | RCMA LABELLE CDC | 3749 SR 29 S | RCMA HENDRY HEADSTART | LABELLE | FL | 33935 |  | 8636744510 |  | GREG STONE | VICTORIA CONTRERAS | 402 W. MAIN ST. |  | IMMOKALEE | FL | 34142 |  | 2396583560 | 501 | INVESTOR | 75 | 25000 | 2 | 2018-03-22 | 2020-08-06 | NTNC | 100
5 | HENDRY | SD |  | 5264078 | NONCOMMUNITY | CHLORINATION; AERATION FOR REMOVAL OF ANY SECONDARY CONTAMINANT, SULFIDE, OR ANY UNREGULATED CONTAMINANT; CORROSION CONTROL INHIBITOR ADDITION; HYPOCHLORINATION; IRON OR MANGANESE SEQUESTRATION; OR ULTRAVIOLET RADIATION. THE LEAD/CHIEF OPERATOR MUST BE CLASS D OR HIGHER. 50,000 GPD UP TO 0.25 MGD-STAFFING BY CLASS D OR HIGHER OPERATOR: 3 VISITS/WEEK ON NONCONSECUTIVE DAYS FOR A TOTAL OF 0.3 HOUR/WEEK. LESS THAN 50,000 GPD-STAFFING BY A CLASS D OR HIGHER OPERATOR: 2 VISITS/WEEK ON NONCONSECUTIVE DAYS FOR A TOTAL OF 0.2 HOUR/WEEK. THERE SHALL BE NO MORE THAN 5 DAYS BETWEEN THE LAST VISIT IN ONE WEEK AND THE FIRST VISIT IN THE NEXT WEEK. | N | Y | LABELLE FARM OFFICE & SHOPS | 12000 S SR 29 |  | FELDA | FL | 33930 |  | 4073652103 |  | PETE COULTAS | TRACY DUDA CHAPMAN | P.O. BOX 620257 |  | OVIEDO | FL | 32762 |  | 4073652103 |  | INVESTOR | 30 | 4000 | 2 | 2014-05-21 | 2021-09-29 | NC01 | 50
5 | HENDRY | SD |  | 5264081 | NONCOMMUNITY | CHLORINATION; AERATION FOR REMOVAL OF ANY SECONDARY CONTAMINANT, SULFIDE, OR ANY UNREGULATED CONTAMINANT; CORROSION CONTROL INHIBITOR ADDITION; HYPOCHLORINATION; IRON OR MANGANESE SEQUESTRATION; OR ULTRAVIOLET RADIATION. THE LEAD/CHIEF OPERATOR MUST BE CLASS D OR HIGHER. 50,000 GPD UP TO 0.25 MGD-STAFFING BY CLASS D OR HIGHER OPERATOR: 3 VISITS/WEEK ON NONCONSECUTIVE DAYS FOR A TOTAL OF 0.3 HOUR/WEEK. LESS THAN 50,000 GPD-STAFFING BY A CLASS D OR HIGHER OPERATOR: 2 VISITS/WEEK ON NONCONSECUTIVE DAYS FOR A TOTAL OF 0.2 HOUR/WEEK. THERE SHALL BE NO MORE THAN 5 DAYS BETWEEN THE LAST VISIT IN ONE WEEK AND THE FIRST VISIT IN THE NEXT WEEK. | N | Y | MAGNOLIA PACKING HOUSE | 15877 E STATE ROAD 80 |  | CLEWISTON | FL | 33440 |  | 8639832135 |  | TAYLOR NEIGHBORS | TAYLOR NEIGHBORS | PO BOX 863 |  | AMERICUS | GA | 31709 |  | 8639833101 |  | INVESTOR | 60 | 39000 | 1 | 2019-04-30 | 2021-09-28 | NC01 | 50
5 | HENDRY | SD |  | 5264082 | NONCOMMUNITY | AERATION FOR REMOVAL OF ANY PRIMARY CONTAMINANT; ALKALINITY/PH ADJUSTMENT; CHLORAMIN ATION; CHLORINE DIOXIDE FOR OXIDATION OR DISINFECTION; FLUORIDATION; ION EXCHANGE FOR REMOVAL OF ANY SECONDARY CONTAMINANT, SULFIDE, OR ANY UNREGULATED CONTAMINANT; OR OZONATION LESS THAN 0.1 MGD. STAFFING BY A CLASS D OR HIGHER OPERATOR: 3 VISITS/WEEK ON NONCONSECUTIVE DAYS FOR A TOTAL OF 0.6 HOUR/WEEK. THE LEAD/CHIEF OPERATOR MUST BE CLASS D OR HIGHER. | N | Y | FIESTA FOOD MART | 1015 HIGHWAY 29 N |  | LABELLE | FL | 33975 |  | 8636741997 |  | SUSY GUAJARDO | OQAB ABUOQAB | 6821 LAKE DEVONWOOD DR. |  | FORT MYERS | FL | 33908 |  | 8636741997 |  | INVESTOR | 100 | 10000 | 1 | 2016-08-04 | 2021-09-24 | NC01 | 50
5 | HENDRY | SD |  | 5264083 | NONCOMMUNITY | MEMBRANE PROCESSES, INCLUDING ELECTRODIALYSIS, ELECTRODIALYSIS REVERSAL, MICROFILTRATION, ULTRAFILTRATION, NANOFILTRATION, AND REVERSE OSMOSIS. THE LEAD/CHIEF OPERATOR MUST BE CLASS C OR HIGHER. 0.5 MGD UP TO 1.0 MGD-STAFFING BY CLASS C OR HIGHER OPERATOR: 6 HOURS/DAY FOR 5 DAYS/WEEK AND ONE VISIT ON EACH WEEKEND DAY. 0.1 MGD UP TO 0.5 MGD-STAFFING BY CLASS C OR HIGHER OPERATOR: 3 HOURS/DAY FOR 5 DAYS/WEEK AND ONE VISIT ON EACH WEEKEND DAY. LESS THAN 0.1 MGD-STAFFING BY CLASS C OR HIGHER OPERATOR: 1 HOUR/DAY FOR 5 DAYS/WEEK AND ONE VISIT ON EACH WEEKEND DAY. | N | Y | TURKEY RUN SUBDIVISION | TURKEY RUN AVENUE |  | LABELLE | FL | 33975 |  | 8636741500 |  | SUSAN GONZALEZ | PAUL MEADOR | 1331 COMMERCE DRIVE |  | LABELLE | FL | 33935 |  | 8636758500 |  | INVESTOR | 90 | 25000 | 16 | 2016-09-28 | 2021-09-29 | NC01 | 50
5 | HENDRY | SD |  | 5264086 | NONCOMMUNITY | CHLORINATION; AERATION FOR REMOVAL OF ANY SECONDARY CONTAMINANT, SULFIDE, OR ANY UNREGULATED CONTAMINANT; CORROSION CONTROL INHIBITOR ADDITION; HYPOCHLORINATION; IRON OR MANGANESE SEQUESTRATION; OR ULTRAVIOLET RADIATION. THE LEAD/CHIEF OPERATOR MUST BE CLASS D OR HIGHER. 50,000 GPD UP TO 0.25 MGD-STAFFING BY CLASS D OR HIGHER OPERATOR: 3 VISITS/WEEK ON NONCONSECUTIVE DAYS FOR A TOTAL OF 0.3 HOUR/WEEK. LESS THAN 50,000 GPD-STAFFING BY A CLASS D OR HIGHER OPERATOR: 2 VISITS/WEEK ON NONCONSECUTIVE DAYS FOR A TOTAL OF 0.2 HOUR/WEEK. THERE SHALL BE NO MORE THAN 5 DAYS BETWEEN THE LAST VISIT IN ONE WEEK AND THE FIRST VISIT IN THE NEXT WEEK. | N | Y | SPENCER KELLY TRAILER PARK | NOBLES RD OFF SR 78 |  | LABELLE | FL | 33975 |  | 8636751915 |  | KENNETH KINNEY | KENNETH KINNEY | PO BOX 1379 |  | LABELLE | FL | 33975 |  | 8636758888 |  | INVESTOR | 45 | 10000 | 12 | 2013-09-06 | 2021-09-24 | NC01 | 50
5 | HENDRY | SD |  | 5264090 | NONCOMMUNITY | CHLORINATION; AERATION FOR REMOVAL OF ANY SECONDARY CONTAMINANT, SULFIDE, OR ANY UNREGULATED CONTAMINANT; CORROSION CONTROL INHIBITOR ADDITION; HYPOCHLORINATION; IRON OR MANGANESE SEQUESTRATION; OR ULTRAVIOLET RADIATION. THE LEAD/CHIEF OPERATOR MUST BE CLASS D OR HIGHER. 50,000 GPD UP TO 0.25 MGD-STAFFING BY CLASS D OR HIGHER OPERATOR: 3 VISITS/WEEK ON NONCONSECUTIVE DAYS FOR A TOTAL OF 0.3 HOUR/WEEK. LESS THAN 50,000 GPD-STAFFING BY A CLASS D OR HIGHER OPERATOR: 2 VISITS/WEEK ON NONCONSECUTIVE DAYS FOR A TOTAL OF 0.2 HOUR/WEEK. THERE SHALL BE NO MORE THAN 5 DAYS BETWEEN THE LAST VISIT IN ONE WEEK AND THE FIRST VISIT IN THE NEXT WEEK. | N | Y | MARY LOU'S COUNTRY STORE | AT ENTRANCE TO MONTURA RANCH |  | CLEWISTON | FL | 33440 |  | 8639837912 |  | MARIA SELF | MARIA SELF | P.O. BOX 26 |  | CLEWISTON | FL | 33440 |  | 8639837912 |  | INVESTOR | 800 | 1500 | 1 | 2012-08-02 | 2021-09-30 | NC01 | 50
5 | HENDRY | SD |  | 5264091 | NONTRANSIENT NONCOMMUNITY | MEMBRANE PROCESSES, INCLUDING ELECTRODIALYSIS, ELECTRODIALYSIS REVERSAL, MICROFILTRATION, ULTRAFILTRATION, NANOFILTRATION, AND REVERSE OSMOSIS. THE LEAD/CHIEF OPERATOR MUST BE CLASS C OR HIGHER. 0.5 MGD UP TO 1.0 MGD-STAFFING BY CLASS C OR HIGHER OPERATOR: 6 HOURS/DAY FOR 5 DAYS/WEEK AND ONE VISIT ON EACH WEEKEND DAY. 0.1 MGD UP TO 0.5 MGD-STAFFING BY CLASS C OR HIGHER OPERATOR: 3 HOURS/DAY FOR 5 DAYS/WEEK AND ONE VISIT ON EACH WEEKEND DAY. LESS THAN 0.1 MGD-STAFFING BY CLASS C OR HIGHER OPERATOR: 1 HOUR/DAY FOR 5 DAYS/WEEK AND ONE VISIT ON EACH WEEKEND DAY. | N | Y | SOUTHERN GARDENS CITRUS | 1820 CR 833 |  | CLEWISTON | FL | 33440 |  | 8639838121 |  | KEITH TINGBERG | DENISE ROTH | 111 PONCE DE LEON AVE |  | CLEWISTON | FL | 33440 |  | 8639833030 |  | INVESTOR | 180 | 850000 | 19 | 2014-08-25 | 2021-03-29 | NTNC | 100
5 | HENDRY | SD |  | 5264094 | NONCOMMUNITY | CHLORINATION; AERATION FOR REMOVAL OF ANY SECONDARY CONTAMINANT, SULFIDE, OR ANY UNREGULATED CONTAMINANT; CORROSION CONTROL INHIBITOR ADDITION; HYPOCHLORINATION; IRON OR MANGANESE SEQUESTRATION; OR ULTRAVIOLET RADIATION. THE LEAD/CHIEF OPERATOR MUST BE CLASS D OR HIGHER. 50,000 GPD UP TO 0.25 MGD-STAFFING BY CLASS D OR HIGHER OPERATOR: 3 VISITS/WEEK ON NONCONSECUTIVE DAYS FOR A TOTAL OF 0.3 HOUR/WEEK. LESS THAN 50,000 GPD-STAFFING BY A CLASS D OR HIGHER OPERATOR: 2 VISITS/WEEK ON NONCONSECUTIVE DAYS FOR A TOTAL OF 0.2 HOUR/WEEK. THERE SHALL BE NO MORE THAN 5 DAYS BETWEEN THE LAST VISIT IN ONE WEEK AND THE FIRST VISIT IN THE NEXT WEEK. | N | Y | AZTECA #10 | 265 NORTH DEVIL'S GARDEN DR. |  | CLEWISTON | FL | 33440 |  | 8639832331 |  |  | HERMANOS LUNA, INC. | 208 W MAIN ST |  | IMMOKALEE | FL | 34142 |  | 8636730314 |  | INVESTOR | 800 | 1500 | 1 | 2015-09-03 | 2021-09-16 | NC01 | 50
5 | HENDRY | SD |  | 5264096 | NONCOMMUNITY | CHLORINATION; AERATION FOR REMOVAL OF ANY SECONDARY CONTAMINANT, SULFIDE, OR ANY UNREGULATED CONTAMINANT; CORROSION CONTROL INHIBITOR ADDITION; HYPOCHLORINATION; IRON OR MANGANESE SEQUESTRATION; OR ULTRAVIOLET RADIATION. THE LEAD/CHIEF OPERATOR MUST BE CLASS D OR HIGHER. 50,000 GPD UP TO 0.25 MGD-STAFFING BY CLASS D OR HIGHER OPERATOR: 3 VISITS/WEEK ON NONCONSECUTIVE DAYS FOR A TOTAL OF 0.3 HOUR/WEEK. LESS THAN 50,000 GPD-STAFFING BY A CLASS D OR HIGHER OPERATOR: 2 VISITS/WEEK ON NONCONSECUTIVE DAYS FOR A TOTAL OF 0.2 HOUR/WEEK. THERE SHALL BE NO MORE THAN 5 DAYS BETWEEN THE LAST VISIT IN ONE WEEK AND THE FIRST VISIT IN THE NEXT WEEK. | N | Y | MONTURA PLAZA LLC | 8360 COUNTY ROAD # 833 |  | CLEWISTON | FL | 33440 |  | 8636731235 |  |  | LIDIA LUNA | PO BOX 515 |  | LABELLE | FL | 33975 |  | 8636731235 |  | INVESTOR | 400 | 5000 | 1 | 2016-12-15 | 2016-12-09 | NC01 | 50
5 | HENDRY | SD |  | 5264100 | NONCOMMUNITY | AERATION FOR REMOVAL OF ANY PRIMARY CONTAMINANT; ALKALINITY/PH ADJUSTMENT; CHLORAMIN ATION; CHLORINE DIOXIDE FOR OXIDATION OR DISINFECTION; FLUORIDATION; ION EXCHANGE FOR REMOVAL OF ANY SECONDARY CONTAMINANT, SULFIDE, OR ANY UNREGULATED CONTAMINANT; OR OZONATION LESS THAN 0.1 MGD. STAFFING BY A CLASS D OR HIGHER OPERATOR: 3 VISITS/WEEK ON NONCONSECUTIVE DAYS FOR A TOTAL OF 0.6 HOUR/WEEK. THE LEAD/CHIEF OPERATOR MUST BE CLASS D OR HIGHER. | N | Y | AZTECA COUNTRY STORE #6 | CORNER OF 846 & 833 E IMMOKALEE |  | IMMOKALEE | FL | 33935 |  | 8639837744 |  | ANGEL LUNA | ANGEL LUNA | 208 W MAIN ST |  | IMMOKALEE | FL | 34142 |  | 8636730314 |  | INVESTOR | 400 | 17000 | 1 | 2016-09-15 | 2021-09-16 | NC01 | 50
5 | HENDRY | SD |  | 5264101 | NONTRANSIENT NONCOMMUNITY | CHLORINATION; AERATION FOR REMOVAL OF ANY SECONDARY CONTAMINANT, SULFIDE, OR ANY UNREGULATED CONTAMINANT; CORROSION CONTROL INHIBITOR ADDITION; HYPOCHLORINATION; IRON OR MANGANESE SEQUESTRATION; OR ULTRAVIOLET RADIATION. THE LEAD/CHIEF OPERATOR MUST BE CLASS D OR HIGHER. 50,000 GPD UP TO 0.25 MGD-STAFFING BY CLASS D OR HIGHER OPERATOR: 3 VISITS/WEEK ON NONCONSECUTIVE DAYS FOR A TOTAL OF 0.3 HOUR/WEEK. LESS THAN 50,000 GPD-STAFFING BY A CLASS D OR HIGHER OPERATOR: 2 VISITS/WEEK ON NONCONSECUTIVE DAYS FOR A TOTAL OF 0.2 HOUR/WEEK. THERE SHALL BE NO MORE THAN 5 DAYS BETWEEN THE LAST VISIT IN ONE WEEK AND THE FIRST VISIT IN THE NEXT WEEK. | Y | N | AIRGLADES INDUSTRIAL PARK WTP | 1454A EAST SUGARLAND HWY |  | CLEWISTON | FL | 33440 |  | 8636751445 |  | Roger Greer | ROGER GREER | PO BOX 2340 |  | LABELLE | FL | 33975 | 2340 | 8636755220 |  | CITY | 25 | 46875 | 7 | 2013-09-27 | 2021-03-31 | NTNC | 100
5 | HENDRY | SD |  | 5264103 | COMMUNITY | MEMBRANE PROCESSES, INCLUDING ELECTRODIALYSIS, ELECTRODIALYSIS REVERSAL, MICROFILTRATION, ULTRAFILTRATION, NANOFILTRATION, AND REVERSE OSMOSIS. THE LEAD/CHIEF OPERATOR MUST BE CLASS C OR HIGHER. 0.5 MGD UP TO 1.0 MGD-STAFFING BY CLASS C OR HIGHER OPERATOR: 6 HOURS/DAY FOR 5 DAYS/WEEK AND ONE VISIT ON EACH WEEKEND DAY. 0.1 MGD UP TO 0.5 MGD-STAFFING BY CLASS C OR HIGHER OPERATOR: 3 HOURS/DAY FOR 5 DAYS/WEEK AND ONE VISIT ON EACH WEEKEND DAY. LESS THAN 0.1 MGD-STAFFING BY CLASS C OR HIGHER OPERATOR: 1 HOUR/DAY FOR 5 DAYS/WEEK AND ONE VISIT ON EACH WEEKEND DAY. | Y | N | RIVERBEND MOTORCOACH RESORT | 5800 W. STATE ROAD 80 |  | LABELLE | FL | 33935 |  | 6073432752 |  | YANIBEL MARQUEZ | YANIBEL MARQUEZ | 5800 W. SR 80 |  | LA BELLE | FL | 33935 |  | 8636122097 |  | INVESTOR | 596 | 60000 | 315 | 2015-05-22 | 2021-09-20 | DC05 | 500
5 | HENDRY | SD |  | 5264104 | NONCOMMUNITY | CHLORINATION; AERATION FOR REMOVAL OF ANY SECONDARY CONTAMINANT, SULFIDE, OR ANY UNREGULATED CONTAMINANT; CORROSION CONTROL INHIBITOR ADDITION; HYPOCHLORINATION; IRON OR MANGANESE SEQUESTRATION; OR ULTRAVIOLET RADIATION. THE LEAD/CHIEF OPERATOR MUST BE CLASS D OR HIGHER. 50,000 GPD UP TO 0.25 MGD-STAFFING BY CLASS D OR HIGHER OPERATOR: 3 VISITS/WEEK ON NONCONSECUTIVE DAYS FOR A TOTAL OF 0.3 HOUR/WEEK. LESS THAN 50,000 GPD-STAFFING BY A CLASS D OR HIGHER OPERATOR: 2 VISITS/WEEK ON NONCONSECUTIVE DAYS FOR A TOTAL OF 0.2 HOUR/WEEK. THERE SHALL BE NO MORE THAN 5 DAYS BETWEEN THE LAST VISIT IN ONE WEEK AND THE FIRST VISIT IN THE NEXT WEEK. | N | Y | AZTECA SUPERCENTRO 2000, INC. | 4269 SR 29 SOUTH |  | LABELLE | FL | 33935 |  |  |  | ANGEL LUNA | ANGEL LUNA | 4269 SR 29 SOUTH |  | LABELLE | FL | 33975 |  | 8636741500 |  | INVESTOR/LICENSED PUBLIC UTILITIES | 30 | 25000 | 1 | 2015-07-24 | 2021-09-24 | NC01 | 50
5 | HENDRY | SD |  | 5264105 | NONCOMMUNITY | CHLORINATION; AERATION FOR REMOVAL OF ANY SECONDARY CONTAMINANT, SULFIDE, OR ANY UNREGULATED CONTAMINANT; CORROSION CONTROL INHIBITOR ADDITION; HYPOCHLORINATION; IRON OR MANGANESE SEQUESTRATION; OR ULTRAVIOLET RADIATION. THE LEAD/CHIEF OPERATOR MUST BE CLASS D OR HIGHER. 50,000 GPD UP TO 0.25 MGD-STAFFING BY CLASS D OR HIGHER OPERATOR: 3 VISITS/WEEK ON NONCONSECUTIVE DAYS FOR A TOTAL OF 0.3 HOUR/WEEK. LESS THAN 50,000 GPD-STAFFING BY A CLASS D OR HIGHER OPERATOR: 2 VISITS/WEEK ON NONCONSECUTIVE DAYS FOR A TOTAL OF 0.2 HOUR/WEEK. THERE SHALL BE NO MORE THAN 5 DAYS BETWEEN THE LAST VISIT IN ONE WEEK AND THE FIRST VISIT IN THE NEXT WEEK. | N | Y | OAK HAMMOCK II | 2290 CR 78 WEST |  | LABELLE | FL | 33975 |  |  |  | KENNETH KINNEY | KENNETH KINNEY | PO BOX 1379 |  | LABELLE | FL | 33975 |  | 8636758888 |  | INVESTOR | 30 | 10000 | 10 | 2016-09-02 | 2021-09-24 | NC01 | 50
5 | HENDRY | SD |  | 5264112 | COMMUNITY | MEMBRANE PROCESSES, INCLUDING ELECTRODIALYSIS, ELECTRODIALYSIS REVERSAL, MICROFILTRATION, ULTRAFILTRATION, NANOFILTRATION, AND REVERSE OSMOSIS. THE LEAD/CHIEF OPERATOR MUST BE CLASS C OR HIGHER. 0.5 MGD UP TO 1.0 MGD-STAFFING BY CLASS C OR HIGHER OPERATOR: 6 HOURS/DAY FOR 5 DAYS/WEEK AND ONE VISIT ON EACH WEEKEND DAY. 0.1 MGD UP TO 0.5 MGD-STAFFING BY CLASS C OR HIGHER OPERATOR: 3 HOURS/DAY FOR 5 DAYS/WEEK AND ONE VISIT ON EACH WEEKEND DAY. LESS THAN 0.1 MGD-STAFFING BY CLASS C OR HIGHER OPERATOR: 1 HOUR/DAY FOR 5 DAYS/WEEK AND ONE VISIT ON EACH WEEKEND DAY. | Y | N | RIVERLANDINGS WATER TREATMENT PLANT | 5942 STATE ROAD 80 WEST |  | LABELLE | FL | 33935 |  | 8636120104 |  |  | RICK SMITH | 5942 STATE ROAD 80 WEST |  | LABELLE | FL | 33935 |  | 8636120104 |  | INVESTOR | 25 | 31680 | 67 |  | 2020-06-18 | DC06 | 100
5 | HENDRY | SD |  | 5264114 | NONTRANSIENT NONCOMMUNITY | CHLORINATION; AERATION FOR REMOVAL OF ANY SECONDARY CONTAMINANT, SULFIDE, OR ANY UNREGULATED CONTAMINANT; CORROSION CONTROL INHIBITOR ADDITION; HYPOCHLORINATION; IRON OR MANGANESE SEQUESTRATION; OR ULTRAVIOLET RADIATION. THE LEAD/CHIEF OPERATOR MUST BE CLASS D OR HIGHER. 50,000 GPD UP TO 0.25 MGD-STAFFING BY CLASS D OR HIGHER OPERATOR: 3 VISITS/WEEK ON NONCONSECUTIVE DAYS FOR A TOTAL OF 0.3 HOUR/WEEK. LESS THAN 50,000 GPD-STAFFING BY A CLASS D OR HIGHER OPERATOR: 2 VISITS/WEEK ON NONCONSECUTIVE DAYS FOR A TOTAL OF 0.2 HOUR/WEEK. THERE SHALL BE NO MORE THAN 5 DAYS BETWEEN THE LAST VISIT IN ONE WEEK AND THE FIRST VISIT IN THE NEXT WEEK. | N | Y | C & B FARMS | 27320 C.R. 835 |  | CLEWISTON | FL | 33440 |  | 8639838269 |  |  | CHARLES OBERN | 2730 CR 835 |  | CLEWISTON | FL | 33440 |  | 8639838269 |  | OTHER | 240 | 36000 | 5 |  | 2020-11-17 | NTNC | 100
5 | HENDRY | SD |  | 5264115 | NONTRANSIENT NONCOMMUNITY | MEMBRANE PROCESSES, INCLUDING ELECTRODIALYSIS, ELECTRODIALYSIS REVERSAL, MICROFILTRATION, ULTRAFILTRATION, NANOFILTRATION, AND REVERSE OSMOSIS. THE LEAD/CHIEF OPERATOR MUST BE CLASS C OR HIGHER. 0.5 MGD UP TO 1.0 MGD-STAFFING BY CLASS C OR HIGHER OPERATOR: 6 HOURS/DAY FOR 5 DAYS/WEEK AND ONE VISIT ON EACH WEEKEND DAY. 0.1 MGD UP TO 0.5 MGD-STAFFING BY CLASS C OR HIGHER OPERATOR: 3 HOURS/DAY FOR 5 DAYS/WEEK AND ONE VISIT ON EACH WEEKEND DAY. LESS THAN 0.1 MGD-STAFFING BY CLASS C OR HIGHER OPERATOR: 1 HOUR/DAY FOR 5 DAYS/WEEK AND ONE VISIT ON EACH WEEKEND DAY. | N | Y | WEST BASIN STORAGE RESERVOIR WTP | STATE ROAD 80 5.7 WEST OF LABELLE |  | LABELLE | FL | 33975 |  | 2026174936 |  |  | MASSIMO BUGLIOSI | 3880 COLONIAL BLVD. SUITE 2 |  | FORT MYERS | FL | 33966 |  | 2026174936 |  | OTHER | 55 | 0 | 1 |  |  | NTNC | 100
5 | HENDRY | SD |  | 5264117 | NONCOMMUNITY | CHLORINATION; AERATION FOR REMOVAL OF ANY SECONDARY CONTAMINANT, SULFIDE, OR ANY UNREGULATED CONTAMINANT; CORROSION CONTROL INHIBITOR ADDITION; HYPOCHLORINATION; IRON OR MANGANESE SEQUESTRATION; OR ULTRAVIOLET RADIATION. THE LEAD/CHIEF OPERATOR MUST BE CLASS D OR HIGHER. 50,000 GPD UP TO 0.25 MGD-STAFFING BY CLASS D OR HIGHER OPERATOR: 3 VISITS/WEEK ON NONCONSECUTIVE DAYS FOR A TOTAL OF 0.3 HOUR/WEEK. LESS THAN 50,000 GPD-STAFFING BY A CLASS D OR HIGHER OPERATOR: 2 VISITS/WEEK ON NONCONSECUTIVE DAYS FOR A TOTAL OF 0.2 HOUR/WEEK. THERE SHALL BE NO MORE THAN 5 DAYS BETWEEN THE LAST VISIT IN ONE WEEK AND THE FIRST VISIT IN THE NEXT WEEK. | N | Y | DOLLAR GENERAL STORE #22980 | 14489 E. SR 80 |  | PIONEER | FL | 33440 |  | 8638081320 |  |  | JEFF LAZENBY | P.O. BOX 1615 |  | THOMASVILLE | GA | 31799 |  | 8638081320 |  | UNKNOWN | 25 | 5587 | 1 |  |  | NC01 | 50
5 | HENDRY | SD |  | 5264119 | NONCOMMUNITY | CHLORINATION; AERATION FOR REMOVAL OF ANY SECONDARY CONTAMINANT, SULFIDE, OR ANY UNREGULATED CONTAMINANT; CORROSION CONTROL INHIBITOR ADDITION; HYPOCHLORINATION; IRON OR MANGANESE SEQUESTRATION; OR ULTRAVIOLET RADIATION. THE LEAD/CHIEF OPERATOR MUST BE CLASS D OR HIGHER. 50,000 GPD UP TO 0.25 MGD-STAFFING BY CLASS D OR HIGHER OPERATOR: 3 VISITS/WEEK ON NONCONSECUTIVE DAYS FOR A TOTAL OF 0.3 HOUR/WEEK. LESS THAN 50,000 GPD-STAFFING BY A CLASS D OR HIGHER OPERATOR: 2 VISITS/WEEK ON NONCONSECUTIVE DAYS FOR A TOTAL OF 0.2 HOUR/WEEK. THERE SHALL BE NO MORE THAN 5 DAYS BETWEEN THE LAST VISIT IN ONE WEEK AND THE FIRST VISIT IN THE NEXT WEEK. | N | Y | FELDA CAFE AND COUNTRY MARKET | 15885 SR 29 S |  | FELDA | FL | 33930 |  | 2398254965 |  |  | SONYA LEE | 15885 SR 29 S |  | FELDA | FL | 33930 |  | 2398254965 |  | OTHER | 40 | 0 | 1 |  |  | NC01 | 50
5 | HIGHLANDS | SD |  | 5280015 | NONCOMMUNITY | CHLORINATION; AERATION FOR REMOVAL OF ANY SECONDARY CONTAMINANT, SULFIDE, OR ANY UNREGULATED CONTAMINANT; CORROSION CONTROL INHIBITOR ADDITION; HYPOCHLORINATION; IRON OR MANGANESE SEQUESTRATION; OR ULTRAVIOLET RADIATION. THE LEAD/CHIEF OPERATOR MUST BE CLASS D OR HIGHER. 50,000 GPD UP TO 0.25 MGD-STAFFING BY CLASS D OR HIGHER OPERATOR: 3 VISITS/WEEK ON NONCONSECUTIVE DAYS FOR A TOTAL OF 0.3 HOUR/WEEK. LESS THAN 50,000 GPD-STAFFING BY A CLASS D OR HIGHER OPERATOR: 2 VISITS/WEEK ON NONCONSECUTIVE DAYS FOR A TOTAL OF 0.2 HOUR/WEEK. THERE SHALL BE NO MORE THAN 5 DAYS BETWEEN THE LAST VISIT IN ONE WEEK AND THE FIRST VISIT IN THE NEXT WEEK. | N | Y | NEIBERT'S FISHING RESORT | 4971 U.S. 98 |  | SEBRING | FL | 33876 |  | 8636551416 |  | SCHYLER SCOTT | SCHYLER SCOTT | 4971 US 98 |  | SEBRING | FL | 33876 |  | 8636551416 |  | INVESTOR | 88 | 3300 | 44 | 2014-04-23 | 2020-06-25 | NC01 | 50
5 | HIGHLANDS | SD | fl.mossycove@aol.com | 5280069 | NONCOMMUNITY | CHLORINATION; AERATION FOR REMOVAL OF ANY SECONDARY CONTAMINANT, SULFIDE, OR ANY UNREGULATED CONTAMINANT; CORROSION CONTROL INHIBITOR ADDITION; HYPOCHLORINATION; IRON OR MANGANESE SEQUESTRATION; OR ULTRAVIOLET RADIATION. THE LEAD/CHIEF OPERATOR MUST BE CLASS D OR HIGHER. 50,000 GPD UP TO 0.25 MGD-STAFFING BY CLASS D OR HIGHER OPERATOR: 3 VISITS/WEEK ON NONCONSECUTIVE DAYS FOR A TOTAL OF 0.3 HOUR/WEEK. LESS THAN 50,000 GPD-STAFFING BY A CLASS D OR HIGHER OPERATOR: 2 VISITS/WEEK ON NONCONSECUTIVE DAYS FOR A TOTAL OF 0.2 HOUR/WEEK. THERE SHALL BE NO MORE THAN 5 DAYS BETWEEN THE LAST VISIT IN ONE WEEK AND THE FIRST VISIT IN THE NEXT WEEK. | N | Y | CYPRESS ISLE R.V. PARK | 2 CYPRESS ISLE LANE |  | LAKE PLACID | FL | 33852 |  | 8636550119 |  |  | JAY CONGLETON | PO BOX 1762 |  | BELLE GLADE | FL | 33430 |  | 5612616481 |  | INVESTOR | 60 | 20000 | 30 | 2012-06-01 | 2016-12-15 | NC01 | 50
5 | HIGHLANDS | SD |  | 5280082 | NONCOMMUNITY | CHLORINATION; AERATION FOR REMOVAL OF ANY SECONDARY CONTAMINANT, SULFIDE, OR ANY UNREGULATED CONTAMINANT; CORROSION CONTROL INHIBITOR ADDITION; HYPOCHLORINATION; IRON OR MANGANESE SEQUESTRATION; OR ULTRAVIOLET RADIATION. THE LEAD/CHIEF OPERATOR MUST BE CLASS D OR HIGHER. 50,000 GPD UP TO 0.25 MGD-STAFFING BY CLASS D OR HIGHER OPERATOR: 3 VISITS/WEEK ON NONCONSECUTIVE DAYS FOR A TOTAL OF 0.3 HOUR/WEEK. LESS THAN 50,000 GPD-STAFFING BY A CLASS D OR HIGHER OPERATOR: 2 VISITS/WEEK ON NONCONSECUTIVE DAYS FOR A TOTAL OF 0.2 HOUR/WEEK. THERE SHALL BE NO MORE THAN 5 DAYS BETWEEN THE LAST VISIT IN ONE WEEK AND THE FIRST VISIT IN THE NEXT WEEK. | N | Y | OAK SHORE | 5915 ELLIOTT ROAD |  | SEBRING | FL | 33870 |  | 8633811776 |  | MISTY DODD | MISTY DODD | [6 empty] | 2073033177 |  | INVESTOR | 66 | 1600 | 33 | 2012-09-07 | 2016-11-04 | NC01 | 50
5 | HIGHLANDS | SD |  | 5280116 | NONCOMMUNITY | CHLORINATION; AERATION FOR REMOVAL OF ANY SECONDARY CONTAMINANT, SULFIDE, OR ANY UNREGULATED CONTAMINANT; CORROSION CONTROL INHIBITOR ADDITION; HYPOCHLORINATION; IRON OR MANGANESE SEQUESTRATION; OR ULTRAVIOLET RADIATION. THE LEAD/CHIEF OPERATOR MUST BE CLASS D OR HIGHER. 50,000 GPD UP TO 0.25 MGD-STAFFING BY CLASS D OR HIGHER OPERATOR: 3 VISITS/WEEK ON NONCONSECUTIVE DAYS FOR A TOTAL OF 0.3 HOUR/WEEK. LESS THAN 50,000 GPD-STAFFING BY A CLASS D OR HIGHER OPERATOR: 2 VISITS/WEEK ON NONCONSECUTIVE DAYS FOR A TOTAL OF 0.2 HOUR/WEEK. THERE SHALL BE NO MORE THAN 5 DAYS BETWEEN THE LAST VISIT IN ONE WEEK AND THE FIRST VISIT IN THE NEXT WEEK. | N | Y | OAK ACRES - WEST WTP | 326 GOFF RD |  | VENUS | FL | 33024 |  | 8636996277 |  | DALE DUNSTON | DALE DUNSTON | 326 GOFF ROAD |  | VENUS | FL | 33960 |  | 8636996277 |  | INVESTOR | 35 | 10000 | 22 | 2014-05-02 | 2019-05-20 | NC01 | 50
5 | HIGHLANDS | SD | hendersonfishcamp@embarqmail.com | 5280125 | NONCOMMUNITY | CHLORINATION; AERATION FOR REMOVAL OF ANY SECONDARY CONTAMINANT, SULFIDE, OR ANY UNREGULATED CONTAMINANT; CORROSION CONTROL INHIBITOR ADDITION; HYPOCHLORINATION; IRON OR MANGANESE SEQUESTRATION; OR ULTRAVIOLET RADIATION. THE LEAD/CHIEF OPERATOR MUST BE CLASS D OR HIGHER. 50,000 GPD UP TO 0.25 MGD-STAFFING BY CLASS D OR HIGHER OPERATOR: 3 VISITS/WEEK ON NONCONSECUTIVE DAYS FOR A TOTAL OF 0.3 HOUR/WEEK. LESS THAN 50,000 GPD-STAFFING BY A CLASS D OR HIGHER OPERATOR: 2 VISITS/WEEK ON NONCONSECUTIVE DAYS FOR A TOTAL OF 0.2 HOUR/WEEK. THERE SHALL BE NO MORE THAN 5 DAYS BETWEEN THE LAST VISIT IN ONE WEEK AND THE FIRST VISIT IN THE NEXT WEEK. | N | Y | HENDERSON'S FISHING RESORT | 35 HENDERSON ROAD |  | LAKE PLACID | FL | 33852 |  | 8634652101 |  | MABEL HENDERSON | MABEL HENDERSON | 35 HENDERSON ROAD |  | LAKE PLACID | FL | 33852 |  | 8634652101 |  | INVESTOR | 35 | 6000 | 60 | 2014-06-11 | 2019-04-25 | NC01 | 50
5 | HIGHLANDS | SD | samscales@centurylink.net | 5280129 | COMMUNITY | ACTIVATED CARBON PROCESSES; DIATOMACEOUS EARTH FILTRATION; ION EXCHANGE FOR REMOVAL OF ANY PRIMARY CONTAMINANT; ION AND MANGANESE REMOVAL (OXIDATION, DETENTION, AND FILTRATION); OR SLOW SAND FILTRATION. LEAD/CHIEF OPERATOR MUST BE CLASS C OR HIGHER. 1.0 MGD UP TO 2.0 MGD-STAFFING BY CLASS C OR HIGHER OPERATOR: 6 HOURS/DAY FOR 5 DAYS/WEEK AND ONE VISIT ON EACH WEEKEND DAY. 0.5 MGD UP TO 1.0 MGD-STAFFING BY CLASS C OR HIGHER OPERATOR: 3 HOURS/DAY FOR 5 DAYS/WEEK AND ONE VISIT ON EACH WEEKEND DAY. 0.25 MGD UP TO 0.5 MGD-STAFFING BY CLASS C OR HIGHER OPERATOR: 1 HOUR/DAY FOR 5 DAYS/WEEK AND ONE VISIT ON EACH WEEKEND DAY. LESS THAN 0.25 MGD-STAFFING BY CLASS C OR HIGHER OPERATOR: 5 VISITS/WEEK AND ONE VISIT EACH WEEKEND FOR A TOTAL OF 1.8 HOURS/WEEK. | N | Y | HIDDEN ACRES ESTATES | 964 CR 721 |  | LORIDA | FL | 33857 |  | 8637638266 |  |  | DARRELL MUSA | 964 CR 721 |  | LORIDA | FL | 33857 |  | 8637638266 |  | INVESTOR | 146 | 53000 | 120 | 2014-06-26 | 2020-12-13 | DC051 | 100
5 | HIGHLANDS | SD |  | 5280155 | COMMUNITY | CHLORINATION; AERATION FOR REMOVAL OF ANY SECONDARY CONTAMINANT, SULFIDE, OR ANY UNREGULATED CONTAMINANT; CORROSION CONTROL INHIBITOR ADDITION; HYPOCHLORINATION; IRON OR MANGANESE SEQUESTRATION; OR ULTRAVIOLET RADIATION. THE LEAD/CHIEF OPERATOR MUST BE CLASS D OR HIGHER. 50,000 GPD UP TO 0.25 MGD-STAFFING BY CLASS D OR HIGHER OPERATOR: 3 VISITS/WEEK ON NONCONSECUTIVE DAYS FOR A TOTAL OF 0.3 HOUR/WEEK. LESS THAN 50,000 GPD-STAFFING BY A CLASS D OR HIGHER OPERATOR: 2 VISITS/WEEK ON NONCONSECUTIVE DAYS FOR A TOTAL OF 0.2 HOUR/WEEK. THERE SHALL BE NO MORE THAN 5 DAYS BETWEEN THE LAST VISIT IN ONE WEEK AND THE FIRST VISIT IN THE NEXT WEEK. | N | Y | KISSIMMEE RIVER FISHING RESORT | 15601 STATE ROAD 70 WEST |  | OKEECHOBEE | FL | 34974 |  | 8637633898 |  | WAYNE HARRELL | WAYNE HARRELL | 15601 SR 70 WEST |  | OKEECHOBEE | FL | 34974 |  | 8637633898 |  | OTHER | 168 | 72000 | 120 | 2020-06-01 | 2020-05-20 | DC051 | 100
5 | HIGHLANDS | SD |  | 5280180 | COMMUNITY | CHLORINATION; AERATION FOR REMOVAL OF ANY SECONDARY CONTAMINANT, SULFIDE, OR ANY UNREGULATED CONTAMINANT; CORROSION CONTROL INHIBITOR ADDITION; HYPOCHLORINATION; IRON OR MANGANESE SEQUESTRATION; OR ULTRAVIOLET RADIATION. THE LEAD/CHIEF OPERATOR MUST BE CLASS D OR HIGHER. 50,000 GPD UP TO 0.25 MGD-STAFFING BY CLASS D OR HIGHER OPERATOR: 3 VISITS/WEEK ON NONCONSECUTIVE DAYS FOR A TOTAL OF 0.3 HOUR/WEEK. LESS THAN 50,000 GPD-STAFFING BY A CLASS D OR HIGHER OPERATOR: 2 VISITS/WEEK ON NONCONSECUTIVE DAYS FOR A TOTAL OF 0.2 HOUR/WEEK. THERE SHALL BE NO MORE THAN 5 DAYS BETWEEN THE LAST VISIT IN ONE WEEK AND THE FIRST VISIT IN THE NEXT WEEK. | N | Y | MALLARD MOBILE HOME PARK | 1133 US 98 |  | LORIDA | FL | 33857 |  | 8636550812 |  | DAN SCOVILL | IVA BRYAN | 12221 ARBUCKLE CREEK RD. |  | SEBRING | FL | 33870 |  | 8636551739 |  | INVESTOR | 180 | 32000 | 100 | 2015-08-28 | 2020-08-12 | DC06 | 100
5 | HIGHLANDS | SD |  | 5280193 | NONCOMMUNITY | CHLORINATION; AERATION FOR REMOVAL OF ANY SECONDARY CONTAMINANT, SULFIDE, OR ANY UNREGULATED CONTAMINANT; CORROSION CONTROL INHIBITOR ADDITION; HYPOCHLORINATION; IRON OR MANGANESE SEQUESTRATION; OR ULTRAVIOLET RADIATION. THE LEAD/CHIEF OPERATOR MUST BE CLASS D OR HIGHER. 50,000 GPD UP TO 0.25 MGD-STAFFING BY CLASS D OR HIGHER OPERATOR: 3 VISITS/WEEK ON NONCONSECUTIVE DAYS FOR A TOTAL OF 0.3 HOUR/WEEK. LESS THAN 50,000 GPD-STAFFING BY A CLASS D OR HIGHER OPERATOR: 2 VISITS/WEEK ON NONCONSECUTIVE DAYS FOR A TOTAL OF 0.2 HOUR/WEEK. THERE SHALL BE NO MORE THAN 5 DAYS BETWEEN THE LAST VISIT IN ONE WEEK AND THE FIRST VISIT IN THE NEXT WEEK. | N | Y | MOSSY COVE FISHING CLUB | RT 621, 3 MOSSY COVE DRIVE |  | LORIDA | FL | 33857 |  | 8636550119 |  | DONNA DEMARTINO | DONNA DEMARTINO | 3 MOSSY COVE DR. |  | LORIDA | FL | 33857 |  | 8636550119 |  | INVESTOR | 130 | 8000 | 65 | 2012-06-01 | 2020-08-11 | NC01 | 50
5 | HIGHLANDS | SD |  | 5280211 | COMMUNITY | CHLORINATION; AERATION FOR REMOVAL OF ANY SECONDARY CONTAMINANT, SULFIDE, OR ANY UNREGULATED CONTAMINANT; CORROSION CONTROL INHIBITOR ADDITION; HYPOCHLORINATION; IRON OR MANGANESE SEQUESTRATION; OR ULTRAVIOLET RADIATION. THE LEAD/CHIEF OPERATOR MUST BE CLASS D OR HIGHER. 50,000 GPD UP TO 0.25 MGD-STAFFING BY CLASS D OR HIGHER OPERATOR: 3 VISITS/WEEK ON NONCONSECUTIVE DAYS FOR A TOTAL OF 0.3 HOUR/WEEK. LESS THAN 50,000 GPD-STAFFING BY A CLASS D OR HIGHER OPERATOR: 2 VISITS/WEEK ON NONCONSECUTIVE DAYS FOR A TOTAL OF 0.2 HOUR/WEEK. THERE SHALL BE NO MORE THAN 5 DAYS BETWEEN THE LAST VISIT IN ONE WEEK AND THE FIRST VISIT IN THE NEXT WEEK. | N | Y | THE PALMS ESTATES WTP | 117 DOMINION STREET |  | LORIDA | FL | 33857 |  | 8636551909 |  | LINDA WHITE | LINDA WHITE | PO BOX 364 |  | LORIDA | FL | 33857 |  | 8636551909 |  | INVESTOR | 200 | 65000 | 100 | 2017-11-29 | 2020-08-12 | DC051 | 100
5 | HIGHLANDS | SD |  | 5280241 | NONTRANSIENT NONCOMMUNITY | CHLORINATION; AERATION FOR REMOVAL OF ANY SECONDARY CONTAMINANT, SULFIDE, OR ANY UNREGULATED CONTAMINANT; CORROSION CONTROL INHIBITOR ADDITION; HYPOCHLORINATION; IRON OR MANGANESE SEQUESTRATION; OR ULTRAVIOLET RADIATION. THE LEAD/CHIEF OPERATOR MUST BE CLASS D OR HIGHER. 50,000 GPD UP TO 0.25 MGD-STAFFING BY CLASS D OR HIGHER OPERATOR: 3 VISITS/WEEK ON NONCONSECUTIVE DAYS FOR A TOTAL OF 0.3 HOUR/WEEK. LESS THAN 50,000 GPD-STAFFING BY A CLASS D OR HIGHER OPERATOR: 2 VISITS/WEEK ON NONCONSECUTIVE DAYS FOR A TOTAL OF 0.2 HOUR/WEEK. THERE SHALL BE NO MORE THAN 5 DAYS BETWEEN THE LAST VISIT IN ONE WEEK AND THE FIRST VISIT IN THE NEXT WEEK. | N | Y | SUNSHINE RV PARK | 303 S.R. 70 EAST |  | LAKE PLACID | FL | 33852 |  | 8634654815 |  | HUGH REID JR. | HUGH REID JR. | 303 SR 70 EAST |  | LAKE PLACID | FL | 33852 |  | 8634654815 |  | INVESTOR | 600 | 132000 | 300 | 2020-06-22 | 2020-05-28 | NTNC | 100
5 | HIGHLANDS | SD |  | 5280266 | COMMUNITY | AERATION FOR REMOVAL OF ANY PRIMARY CONTAMINANT; ALKALINITY/PH ADJUSTMENT; CHLORAMIN ATION; CHLORINE DIOXIDE FOR OXIDATION OR DISINFECTION; FLUORIDATION; ION EXCHANGE FOR REMOVAL OF ANY SECONDARY CONTAMINANT, SULFIDE, OR ANY UNREGULATED CONTAMINANT; OR OZONATION. THE LEAD/CHIEF OPERATOR MUST BE CLASS C OR HIGHER. 5.0 MGD UP TO 10 MGD-STAFFING BY CLASS C OR HIGHER OPERATOR: 6 HOURS/DAY FOR 5 DAYS/WEEK AND ONE VISIT ON EACH WEEKEND DAY. 3.0 MGD UP TO 5.0 MGD-STAFFING BY CLASS C OR HIGHER OPERATOR: 3 HOURS/DAY FOR 5 DAYS/WEEK AND ONE VISIT ON EACH WEEKEND DAY. 1.0 MGD UP TO 3.0 MGD-STAFFING BY CLASS C OR HIGHER OPERATOR: 1 HOUR/DAY FOR 5 DAYS/WEEK AND ONE VISIT ON EACH WEEKEND DAY. 0.1 MGD UP TO 1.0 MGD-STAFFING BY CLASS C OR HIGHER OPERATOR: 5 VISITS/WEEK AND ONE VISIT EACH WEEKEND FOR A TOTAL OF 1.2 HOURS/WEEK. | N | Y | SPRING LAKE IMPROVEMENT DISTIRCT | 233 TIZZWOOD DRIVE |  | SEBRING | FL | 33876 |  | 8636551715 |  | ISRAEL SERRANO | [9 empty] | MUNICIPALITY | 3586 | 999999 | 1559 | 2012-07-24 | 2019-06-06 | DC04 | 1000
5 | HIGHLANDS | SD |  | 5280291 | NONCOMMUNITY | CHLORINATION; AERATION FOR REMOVAL OF ANY SECONDARY CONTAMINANT, SULFIDE, OR ANY UNREGULATED CONTAMINANT; CORROSION CONTROL INHIBITOR ADDITION; HYPOCHLORINATION; IRON OR MANGANESE SEQUESTRATION; OR ULTRAVIOLET RADIATION. THE LEAD/CHIEF OPERATOR MUST BE CLASS D OR HIGHER. 50,000 GPD UP TO 0.25 MGD-STAFFING BY CLASS D OR HIGHER OPERATOR: 3 VISITS/WEEK ON NONCONSECUTIVE DAYS FOR A TOTAL OF 0.3 HOUR/WEEK. LESS THAN 50,000 GPD-STAFFING BY A CLASS D OR HIGHER OPERATOR: 2 VISITS/WEEK ON NONCONSECUTIVE DAYS FOR A TOTAL OF 0.2 HOUR/WEEK. THERE SHALL BE NO MORE THAN 5 DAYS BETWEEN THE LAST VISIT IN ONE WEEK AND THE FIRST VISIT IN THE NEXT WEEK. | N | Y | TRAILS END FISHING RESORT | 4232 TRAILS END |  | LORIDA | FL | 33857 |  | 8636550134 |  | GARY ALBIN | GARY ALBIN | 4232 TRAILS END RD |  | LORIDA | FL | 33857 |  | 8636550134 |  | INVESTOR | 80 | 6000 | 41 | 2013-09-14 | 2020-08-21 | NC01 | 50
5 | HIGHLANDS | SD | scott_dasilva@yahoo.com | 5284092 | NONCOMMUNITY | CHLORINATION; AERATION FOR REMOVAL OF ANY SECONDARY CONTAMINANT, SULFIDE, OR ANY UNREGULATED CONTAMINANT; CORROSION CONTROL INHIBITOR ADDITION; HYPOCHLORINATION; IRON OR MANGANESE SEQUESTRATION; OR ULTRAVIOLET RADIATION. THE LEAD/CHIEF OPERATOR MUST BE CLASS D OR HIGHER. 50,000 GPD UP TO 0.25 MGD-STAFFING BY CLASS D OR HIGHER OPERATOR: 3 VISITS/WEEK ON NONCONSECUTIVE DAYS FOR A TOTAL OF 0.3 HOUR/WEEK. LESS THAN 50,000 GPD-STAFFING BY A CLASS D OR HIGHER OPERATOR: 2 VISITS/WEEK ON NONCONSECUTIVE DAYS FOR A TOTAL OF 0.2 HOUR/WEEK. THERE SHALL BE NO MORE THAN 5 DAYS BETWEEN THE LAST VISIT IN ONE WEEK AND THE FIRST VISIT IN THE NEXT WEEK. | N | Y | BLU STREAK | US 98 |  | LORIDA | FL | 33857 |  | 8636551070 |  | AMINUL ISLAM | AMINUL ISLAM | 1731 US 98 |  | LORIDA | FL | 33857 |  | 5612816527 |  | INVESTOR | 117 | 2446 | 4 | 2012-07-24 | 2020-12-14 | NC01 | 50
5 | HIGHLANDS | SD |  | 5284101 | COMMUNITY | CHLORINATION; AERATION FOR REMOVAL OF ANY SECONDARY CONTAMINANT, SULFIDE, OR ANY UNREGULATED CONTAMINANT; CORROSION CONTROL INHIBITOR ADDITION; HYPOCHLORINATION; IRON OR MANGANESE SEQUESTRATION; OR ULTRAVIOLET RADIATION. THE LEAD/CHIEF OPERATOR MUST BE CLASS D OR HIGHER. 50,000 GPD UP TO 0.25 MGD-STAFFING BY CLASS D OR HIGHER OPERATOR: 3 VISITS/WEEK ON NONCONSECUTIVE DAYS FOR A TOTAL OF 0.3 HOUR/WEEK. LESS THAN 50,000 GPD-STAFFING BY A CLASS D OR HIGHER OPERATOR: 2 VISITS/WEEK ON NONCONSECUTIVE DAYS FOR A TOTAL OF 0.2 HOUR/WEEK. THERE SHALL BE NO MORE THAN 5 DAYS BETWEEN THE LAST VISIT IN ONE WEEK AND THE FIRST VISIT IN THE NEXT WEEK. | N | Y | SILVER LAKE UTILITY- BUCKHORN HOUSING | TAYLOR ROAD |  | FORT BASINGER | FL | 33857 |  | 8634671384 |  | JOE COLLINS | JOE COLLINS | 106 SW CR 721 |  | OKEECHOBEE | FL | 34974 |  | 8637633041 |  | INVESTOR | 60 | 33000 | 18 | 2016-03-25 | 2019-07-16 | DC06 | 100
5 | HIGHLANDS | SD | adelaideshoresrvresort@gmail.com | 5284105 | NONTRANSIENT NONCOMMUNITY | AERATION FOR REMOVAL OF ANY PRIMARY CONTAMINANT; ALKALINITY/PH ADJUSTMENT; CHLORAMIN ATION; CHLORINE DIOXIDE FOR OXIDATION OR DISINFECTION; FLUORIDATION; ION EXCHANGE FOR REMOVAL OF ANY SECONDARY CONTAMINANT, SULFIDE, OR ANY UNREGULATED CONTAMINANT; OR OZONATION. THE LEAD/CHIEF OPERATOR MUST BE CLASS C OR HIGHER. 5.0 MGD UP TO 10 MGD-STAFFING BY CLASS C OR HIGHER OPERATOR: 6 HOURS/DAY FOR 5 DAYS/WEEK AND ONE VISIT ON EACH WEEKEND DAY. 3.0 MGD UP TO 5.0 MGD-STAFFING BY CLASS C OR HIGHER OPERATOR: 3 HOURS/DAY FOR 5 DAYS/WEEK AND ONE VISIT ON EACH WEEKEND DAY. 1.0 MGD UP TO 3.0 MGD-STAFFING BY CLASS C OR HIGHER OPERATOR: 1 HOUR/DAY FOR 5 DAYS/WEEK AND ONE VISIT ON EACH WEEKEND DAY. 0.1 MGD UP TO 1.0 MGD-STAFFING BY CLASS C OR HIGHER OPERATOR: 5 VISITS/WEEK AND ONE VISIT EACH WEEKEND FOR A TOTAL OF 1.2 HOURS/WEEK. | N | Y | ADELAIDE SHORES RV RESORT | 2881 U.S. 27 NORTH |  | AVON PARK | FL | 33825 |  | 8634532226 |  | MICHAEL FALK | DEBRA FALK | 2881 US 27 NORTH |  | AVON PARK | FL | 33825 |  | 8636343295 |  | INVESTOR | 400 | 114600 | 399 | 2016-10-03 | 2019-06-06 | NTNC | 100
5 | HIGHLANDS | SD |  | 5284106 | NONCOMMUNITY | CHLORINATION; AERATION FOR REMOVAL OF ANY SECONDARY CONTAMINANT, SULFIDE, OR ANY UNREGULATED CONTAMINANT; CORROSION CONTROL INHIBITOR ADDITION; HYPOCHLORINATION; IRON OR MANGANESE SEQUESTRATION; OR ULTRAVIOLET RADIATION. THE LEAD/CHIEF OPERATOR MUST BE CLASS D OR HIGHER. 50,000 GPD UP TO 0.25 MGD-STAFFING BY CLASS D OR HIGHER OPERATOR: 3 VISITS/WEEK ON NONCONSECUTIVE DAYS FOR A TOTAL OF 0.3 HOUR/WEEK. LESS THAN 50,000 GPD-STAFFING BY A CLASS D OR HIGHER OPERATOR: 2 VISITS/WEEK ON NONCONSECUTIVE DAYS FOR A TOTAL OF 0.2 HOUR/WEEK. THERE SHALL BE NO MORE THAN 5 DAYS BETWEEN THE LAST VISIT IN ONE WEEK AND THE FIRST VISIT IN THE NEXT WEEK. | N | Y | C-STORE & FOOD MART | 3100 MILLER AVENUE |  | LAKE PLACID | FL | 33852 |  | 7544228486 |  | HRADYENDRA SHARMA | HRADYENDRA SHARMA | 9021 PLACID LAKES BLVD. |  | LAKE PLACID | FL | 33852 |  | 7544228486 |  | INVESTOR | 26 | 0 | 1 | 2018-02-04 | 2017-11-21 | NC01 | 50
5 | HIGHLANDS | SD |  | 5284110 | NONCOMMUNITY | CHLORINATION; AERATION FOR REMOVAL OF ANY SECONDARY CONTAMINANT, SULFIDE, OR ANY UNREGULATED CONTAMINANT; CORROSION CONTROL INHIBITOR ADDITION; HYPOCHLORINATION; IRON OR MANGANESE SEQUESTRATION; OR ULTRAVIOLET RADIATION. THE LEAD/CHIEF OPERATOR MUST BE CLASS D OR HIGHER. 50,000 GPD UP TO 0.25 MGD-STAFFING BY CLASS D OR HIGHER OPERATOR: 3 VISITS/WEEK ON NONCONSECUTIVE DAYS FOR A TOTAL OF 0.3 HOUR/WEEK. LESS THAN 50,000 GPD-STAFFING BY A CLASS D OR HIGHER OPERATOR: 2 VISITS/WEEK ON NONCONSECUTIVE DAYS FOR A TOTAL OF 0.2 HOUR/WEEK. THERE SHALL BE NO MORE THAN 5 DAYS BETWEEN THE LAST VISIT IN ONE WEEK AND THE FIRST VISIT IN THE NEXT WEEK. | N | Y | CAMP SPARTA | 5055 CAMP SPARTA RD. |  | SEBRING | FL | 33872 |  | 8633828696 |  | SARAH HERNANDEZ | JAYSON HERNANDEZ | 5055 CAMP SPARTA RD. |  | SEBRING | FL | 33875 |  | 8633828696 |  | INVESTOR | 29 | 20000 | 12 | 2013-12-27 | 2016-10-28 | NC01 | 50
5 | HIGHLANDS | SD |  | 5284113 | NONTRANSIENT NONCOMMUNITY | CHLORINATION; AERATION FOR REMOVAL OF ANY SECONDARY CONTAMINANT, SULFIDE, OR ANY UNREGULATED CONTAMINANT; CORROSION CONTROL INHIBITOR ADDITION; HYPOCHLORINATION; IRON OR MANGANESE SEQUESTRATION; OR ULTRAVIOLET RADIATION. THE LEAD/CHIEF OPERATOR MUST BE CLASS D OR HIGHER. 50,000 GPD UP TO 0.25 MGD-STAFFING BY CLASS D OR HIGHER OPERATOR: 3 VISITS/WEEK ON NONCONSECUTIVE DAYS FOR A TOTAL OF 0.3 HOUR/WEEK. LESS THAN 50,000 GPD-STAFFING BY A CLASS D OR HIGHER OPERATOR: 2 VISITS/WEEK ON NONCONSECUTIVE DAYS FOR A TOTAL OF 0.2 HOUR/WEEK. THERE SHALL BE NO MORE THAN 5 DAYS BETWEEN THE LAST VISIT IN ONE WEEK AND THE FIRST VISIT IN THE NEXT WEEK. | N | Y | LYKES BROS. INC.- LAKE PLACID | 7 LYKES ROAD |  | LAKE PLACID | FL | 33852 |  | 8634654127 |  | NOAH HANDLEY | JOE COLLINS | 106 SW CR 721 |  | OKEECHOBEE | FL | 34974 |  | 8637633041 |  | INVESTOR | 55 | 10610 | 11 | 2013-04-09 | 2020-06-25 | NTNC | 100
5 | HIGHLANDS | SD |  | 5284114 | COMMUNITY | AERATION FOR REMOVAL OF ANY PRIMARY CONTAMINANT; ALKALINITY/PH ADJUSTMENT; CHLORAMIN ATION; CHLORINE DIOXIDE FOR OXIDATION OR DISINFECTION; FLUORIDATION; ION EXCHANGE FOR REMOVAL OF ANY SECONDARY CONTAMINANT, SULFIDE, OR ANY UNREGULATED CONTAMINANT; OR OZONATION LESS THAN 0.1 MGD. STAFFING BY A CLASS D OR HIGHER OPERATOR: 3 VISITS/WEEK ON NONCONSECUTIVE DAYS FOR A TOTAL OF 0.6 HOUR/WEEK. THE LEAD/CHIEF OPERATOR MUST BE CLASS D OR HIGHER. | N | Y | EAGLE'S NEST ESTATES | 2680 ABELL ROAD |  | LAKE PLACID | FL | 33852 |  | 8636999974 |  | JOHN OLSON | JOHN OLSON | 2624 ABELL ROAD |  | LAKE PLACID | FL | 33852 |  | 8634410282 |  | SUBDIVISION | 50 | 24000 | 28 | 2014-05-16 | 2019-07-15 | DC06 | 100
5 | HIGHLANDS | SD |  | 5284122 | NONTRANSIENT NONCOMMUNITY | AERATION FOR REMOVAL OF ANY PRIMARY CONTAMINANT; ALKALINITY/PH ADJUSTMENT; CHLORAMIN ATION; CHLORINE DIOXIDE FOR OXIDATION OR DISINFECTION; FLUORIDATION; ION EXCHANGE FOR REMOVAL OF ANY SECONDARY CONTAMINANT, SULFIDE, OR ANY UNREGULATED CONTAMINANT; OR OZONATION LESS THAN 0.1 MGD. STAFFING BY A CLASS D OR HIGHER OPERATOR: 3 VISITS/WEEK ON NONCONSECUTIVE DAYS FOR A TOTAL OF 0.6 HOUR/WEEK. THE LEAD/CHIEF OPERATOR MUST BE CLASS D OR HIGHER. | N | Y | ARCHBOLD BIOLOGICAL STATION | 123 MAIN DRIVE |  | VENUS | FL | 33960 |  | 8634652571 |  | BERT CRAWFORD | BERT CRAWFORD | 123 MAIN DRIVE |  | VENUS | FL | 33960 |  | 8634652571 |  | INVESTOR | 100 | 50000 | 10 | 2014-05-02 | 2019-05-20 | NTNC | 100
5 | HIGHLANDS | SD |  | 5284123 | NONCOMMUNITY | CHLORINATION; AERATION FOR REMOVAL OF ANY SECONDARY CONTAMINANT, SULFIDE, OR ANY UNREGULATED CONTAMINANT; CORROSION CONTROL INHIBITOR ADDITION; HYPOCHLORINATION; IRON OR MANGANESE SEQUESTRATION; OR ULTRAVIOLET RADIATION. THE LEAD/CHIEF OPERATOR MUST BE CLASS D OR HIGHER. 50,000 GPD UP TO 0.25 MGD-STAFFING BY CLASS D OR HIGHER OPERATOR: 3 VISITS/WEEK ON NONCONSECUTIVE DAYS FOR A TOTAL OF 0.3 HOUR/WEEK. LESS THAN 50,000 GPD-STAFFING BY A CLASS D OR HIGHER OPERATOR: 2 VISITS/WEEK ON NONCONSECUTIVE DAYS FOR A TOTAL OF 0.2 HOUR/WEEK. THERE SHALL BE NO MORE THAN 5 DAYS BETWEEN THE LAST VISIT IN ONE WEEK AND THE FIRST VISIT IN THE NEXT WEEK. | N | Y | DOTY'S MHP | 4232 AMANDA LANE |  | LORIDA | FL | 33857 |  | 8636551030 |  | STEVE DOTY | MR. STEVE DOTY | 4232 AMANDA LANE |  | LORIDA | FL | 33857 |  | 8636551030 |  | INVESTOR | 30 | 4000 | 15 | 2015-01-27 | 2020-06-04 | NC01 | 50
5 | HIGHLANDS | SD |  | 5284125 | NONCOMMUNITY | CHLORINATION; AERATION FOR REMOVAL OF ANY SECONDARY CONTAMINANT, SULFIDE, OR ANY UNREGULATED CONTAMINANT; CORROSION CONTROL INHIBITOR ADDITION; HYPOCHLORINATION; IRON OR MANGANESE SEQUESTRATION; OR ULTRAVIOLET RADIATION. THE LEAD/CHIEF OPERATOR MUST BE CLASS D OR HIGHER. 50,000 GPD UP TO 0.25 MGD-STAFFING BY CLASS D OR HIGHER OPERATOR: 3 VISITS/WEEK ON NONCONSECUTIVE DAYS FOR A TOTAL OF 0.3 HOUR/WEEK. LESS THAN 50,000 GPD-STAFFING BY A CLASS D OR HIGHER OPERATOR: 2 VISITS/WEEK ON NONCONSECUTIVE DAYS FOR A TOTAL OF 0.2 HOUR/WEEK. THERE SHALL BE NO MORE THAN 5 DAYS BETWEEN THE LAST VISIT IN ONE WEEK AND THE FIRST VISIT IN THE NEXT WEEK. | N | Y | FIRST BAPTIST CHURCH OF LEISURE LAKES | 808 GARDENIA STREET |  | LAKE PLACID | FL | 33852 |  | 8636990671 |  | DON ROBERTS | DON ROBERTS | 808 GARDENIA STREET |  | LAKE PLACID | FL | 33852 |  | 8636990671 |  | OTHER | 74 | 7200 | 1 | 2016-12-08 | 2016-10-27 | NC01 | 50
5 | HIGHLANDS | SD | post3880@embarq.com | 5284128 | NONCOMMUNITY | CHLORINATION; AERATION FOR REMOVAL OF ANY SECONDARY CONTAMINANT, SULFIDE, OR ANY UNREGULATED CONTAMINANT; CORROSION CONTROL INHIBITOR ADDITION; HYPOCHLORINATION; IRON OR MANGANESE SEQUESTRATION; OR ULTRAVIOLET RADIATION. THE LEAD/CHIEF OPERATOR MUST BE CLASS D OR HIGHER. 50,000 GPD UP TO 0.25 MGD-STAFFING BY CLASS D OR HIGHER OPERATOR: 3 VISITS/WEEK ON NONCONSECUTIVE DAYS FOR A TOTAL OF 0.3 HOUR/WEEK. LESS THAN 50,000 GPD-STAFFING BY A CLASS D OR HIGHER OPERATOR: 2 VISITS/WEEK ON NONCONSECUTIVE DAYS FOR A TOTAL OF 0.2 HOUR/WEEK. THERE SHALL BE NO MORE THAN 5 DAYS BETWEEN THE LAST VISIT IN ONE WEEK AND THE FIRST VISIT IN THE NEXT WEEK. | N | Y | VFW POST 3880, LAKE PLACID | SR 621 EAST OF LAKE PLACID |  | LAKE PLACID | FL | 33852 |  | 8636995444 |  |  | JOSEPH USEFOF | PO BOX 1876 |  | LAKE PLACID | FL | 33862 |  | 8636995444 |  | INVESTOR | 50 | 2400 | 1 | 2014-06-11 | 2019-07-16 | NC01 | 50
5 | HIGHLANDS | SD |  | 5284129 | NONCOMMUNITY | CHLORINATION; AERATION FOR REMOVAL OF ANY SECONDARY CONTAMINANT, SULFIDE, OR ANY UNREGULATED CONTAMINANT; CORROSION CONTROL INHIBITOR ADDITION; HYPOCHLORINATION; IRON OR MANGANESE SEQUESTRATION; OR ULTRAVIOLET RADIATION. THE LEAD/CHIEF OPERATOR MUST BE CLASS D OR HIGHER. 50,000 GPD UP TO 0.25 MGD-STAFFING BY CLASS D OR HIGHER OPERATOR: 3 VISITS/WEEK ON NONCONSECUTIVE DAYS FOR A TOTAL OF 0.3 HOUR/WEEK. LESS THAN 50,000 GPD-STAFFING BY A CLASS D OR HIGHER OPERATOR: 2 VISITS/WEEK ON NONCONSECUTIVE DAYS FOR A TOTAL OF 0.2 HOUR/WEEK. THERE SHALL BE NO MORE THAN 5 DAYS BETWEEN THE LAST VISIT IN ONE WEEK AND THE FIRST VISIT IN THE NEXT WEEK. | N | Y | HIGHLANDS HAMMOCK ST PK WTP #2 | 5931 HAMMOCK ROAD |  | SEBRING | FL | 33872 |  | 8633866094 |  | AZELL NAIL | MORGAN TYRONE | 5931 HAMMOCK ROAD |  | SEBRING | FL | 33872 |  | 8633866094 |  | DEP (STATE PARK OR STATE REC AREA) | 100 | 172800 | 5 | 2017-02-18 | 2020-06-04 | NC01 | 50
5 | HIGHLANDS | SD |  | 5284130 | NONCOMMUNITY | CHLORINATION; AERATION FOR REMOVAL OF ANY SECONDARY CONTAMINANT, SULFIDE, OR ANY UNREGULATED CONTAMINANT; CORROSION CONTROL INHIBITOR ADDITION; HYPOCHLORINATION; IRON OR MANGANESE SEQUESTRATION; OR ULTRAVIOLET RADIATION. THE LEAD/CHIEF OPERATOR MUST BE CLASS D OR HIGHER. 50,000 GPD UP TO 0.25 MGD-STAFFING BY CLASS D OR HIGHER OPERATOR: 3 VISITS/WEEK ON NONCONSECUTIVE DAYS FOR A TOTAL OF 0.3 HOUR/WEEK. LESS THAN 50,000 GPD-STAFFING BY A CLASS D OR HIGHER OPERATOR: 2 VISITS/WEEK ON NONCONSECUTIVE DAYS FOR A TOTAL OF 0.2 HOUR/WEEK. THERE SHALL BE NO MORE THAN 5 DAYS BETWEEN THE LAST VISIT IN ONE WEEK AND THE FIRST VISIT IN THE NEXT WEEK. | N | Y | HIGHLANDS HAMMOCK ST PK WTP #4 | 5931 HAMMOCK ROAD |  | SEBRING | FL | 33872 |  | 8633866094 |  | AZELL NAIL | MORGAN TYRONE | 5931 HAMMOCK ROAD |  | SEBRING | FL | 33872 |  | 8633866094 |  | DEP (STATE PARK OR STATE REC AREA) | 50 | 30000 | 5 | 2020-01-27 | 2020-06-04 | NC01 | 50
5 | HIGHLANDS | SD |  | 5284133 | COMMUNITY | AERATION FOR REMOVAL OF ANY PRIMARY CONTAMINANT; ALKALINITY/PH ADJUSTMENT; CHLORAMIN ATION; CHLORINE DIOXIDE FOR OXIDATION OR DISINFECTION; FLUORIDATION; ION EXCHANGE FOR REMOVAL OF ANY SECONDARY CONTAMINANT, SULFIDE, OR ANY UNREGULATED CONTAMINANT; OR OZONATION. THE LEAD/CHIEF OPERATOR MUST BE CLASS C OR HIGHER. 5.0 MGD UP TO 10 MGD-STAFFING BY CLASS C OR HIGHER OPERATOR: 6 HOURS/DAY FOR 5 DAYS/WEEK AND ONE VISIT ON EACH WEEKEND DAY. 3.0 MGD UP TO 5.0 MGD-STAFFING BY CLASS C OR HIGHER OPERATOR: 3 HOURS/DAY FOR 5 DAYS/WEEK AND ONE VISIT ON EACH WEEKEND DAY. 1.0 MGD UP TO 3.0 MGD-STAFFING BY CLASS C OR HIGHER OPERATOR: 1 HOUR/DAY FOR 5 DAYS/WEEK AND ONE VISIT ON EACH WEEKEND DAY. 0.1 MGD UP TO 1.0 MGD-STAFFING BY CLASS C OR HIGHER OPERATOR: 5 VISITS/WEEK AND ONE VISIT EACH WEEKEND FOR A TOTAL OF 1.2 HOURS/WEEK. | N | Y | HIGHWAY PARK WTP | 123 JOSEPHINE AVE. |  | LAKE PLACID | FL | 33852 |  | 8633866529 |  | JOE BARBER | LAURA LAWYER | 1069 US 27 NORTH |  | LAKE PLACID | FL | 33852 |  | 8636993747 |  | MUNICIPALITY | 977 | 240000 | 351 | 2014-06-10 | 2019-04-25 | DC05 | 500
5 | HIGHLANDS | SD |  | 5284136 | NONCOMMUNITY | CHLORINATION; AERATION FOR REMOVAL OF ANY SECONDARY CONTAMINANT, SULFIDE, OR ANY UNREGULATED CONTAMINANT; CORROSION CONTROL INHIBITOR ADDITION; HYPOCHLORINATION; IRON OR MANGANESE SEQUESTRATION; OR ULTRAVIOLET RADIATION. THE LEAD/CHIEF OPERATOR MUST BE CLASS D OR HIGHER. 50,000 GPD UP TO 0.25 MGD-STAFFING BY CLASS D OR HIGHER OPERATOR: 3 VISITS/WEEK ON NONCONSECUTIVE DAYS FOR A TOTAL OF 0.3 HOUR/WEEK. LESS THAN 50,000 GPD-STAFFING BY A CLASS D OR HIGHER OPERATOR: 2 VISITS/WEEK ON NONCONSECUTIVE DAYS FOR A TOTAL OF 0.2 HOUR/WEEK. THERE SHALL BE NO MORE THAN 5 DAYS BETWEEN THE LAST VISIT IN ONE WEEK AND THE FIRST VISIT IN THE NEXT WEEK. | N | Y | LAKE PARK VILLAGE CONDOMINIUM | 3011 LAKE JUNE ROAD |  | LAKE PLACID | FL | 33852 |  | 8634655007 |  | K.W. SWARTHOUT | GLENN MOULTON | 2963 LAKE JUNE BLVD. |  | LAKE PLACID | FL | 33852 |  | 8123255517 |  | INVESTOR | 14 | 25000 | 31 | 2017-01-04 | 2016-10-27 | NC01 | 50
5 | HIGHLANDS | SD |  | 5284138 | NONCOMMUNITY | CHLORINATION; AERATION FOR REMOVAL OF ANY SECONDARY CONTAMINANT, SULFIDE, OR ANY UNREGULATED CONTAMINANT; CORROSION CONTROL INHIBITOR ADDITION; HYPOCHLORINATION; IRON OR MANGANESE SEQUESTRATION; OR ULTRAVIOLET RADIATION. THE LEAD/CHIEF OPERATOR MUST BE CLASS D OR HIGHER. 50,000 GPD UP TO 0.25 MGD-STAFFING BY CLASS D OR HIGHER OPERATOR: 3 VISITS/WEEK ON NONCONSECUTIVE DAYS FOR A TOTAL OF 0.3 HOUR/WEEK. LESS THAN 50,000 GPD-STAFFING BY A CLASS D OR HIGHER OPERATOR: 2 VISITS/WEEK ON NONCONSECUTIVE DAYS FOR A TOTAL OF 0.2 HOUR/WEEK. THERE SHALL BE NO MORE THAN 5 DAYS BETWEEN THE LAST VISIT IN ONE WEEK AND THE FIRST VISIT IN THE NEXT WEEK. | N | Y | NEW LIFE HOLINESS CHURCH, INC. | 109 HALLMARK AVE |  | LAKE PLACID | FL | 33852 |  | 8634653099 |  | RUFUS CARAWAY | TRAVIS MATNEY | PO BOX 2170 |  | LAKE PLACID | FL | 33862 |  | 8632432882 |  | INVESTOR | 50 | 1000 | 2 | 2012-09-07 | 2019-03-25 | NC01 | 50
5 | HIGHLANDS | SD |  | 5284143 | NONTRANSIENT NONCOMMUNITY | CHLORINATION; AERATION FOR REMOVAL OF ANY SECONDARY CONTAMINANT, SULFIDE, OR ANY UNREGULATED CONTAMINANT; CORROSION CONTROL INHIBITOR ADDITION; HYPOCHLORINATION; IRON OR MANGANESE SEQUESTRATION; OR ULTRAVIOLET RADIATION. THE LEAD/CHIEF OPERATOR MUST BE CLASS D OR HIGHER. 50,000 GPD UP TO 0.25 MGD-STAFFING BY CLASS D OR HIGHER OPERATOR: 3 VISITS/WEEK ON NONCONSECUTIVE DAYS FOR A TOTAL OF 0.3 HOUR/WEEK. LESS THAN 50,000 GPD-STAFFING BY A CLASS D OR HIGHER OPERATOR: 2 VISITS/WEEK ON NONCONSECUTIVE DAYS FOR A TOTAL OF 0.2 HOUR/WEEK. THERE SHALL BE NO MORE THAN 5 DAYS BETWEEN THE LAST VISIT IN ONE WEEK AND THE FIRST VISIT IN THE NEXT WEEK. | N | Y | COSTA DEL RAY | 955 OLD STATE ROAD 8 |  | VENUS | FL | 33960 |  |  |  | SPENCER BENNETT | COSTA DELRAY | 956 OLD SR 8 |  | VENUS | FL | 33960 |  | 8003277074 |  | INVESTOR | 75 | 25000 | 3 | 2014-06-18 | 2021-01-27 | NTNC | 100
5 | HIGHLANDS | SD |  | 5284144 | NONCOMMUNITY | CHLORINATION; AERATION FOR REMOVAL OF ANY SECONDARY CONTAMINANT, SULFIDE, OR ANY UNREGULATED CONTAMINANT; CORROSION CONTROL INHIBITOR ADDITION; HYPOCHLORINATION; IRON OR MANGANESE SEQUESTRATION; OR ULTRAVIOLET RADIATION. THE LEAD/CHIEF OPERATOR MUST BE CLASS D OR HIGHER. 50,000 GPD UP TO 0.25 MGD-STAFFING BY CLASS D OR HIGHER OPERATOR: 3 VISITS/WEEK ON NONCONSECUTIVE DAYS FOR A TOTAL OF 0.3 HOUR/WEEK. LESS THAN 50,000 GPD-STAFFING BY A CLASS D OR HIGHER OPERATOR: 2 VISITS/WEEK ON NONCONSECUTIVE DAYS FOR A TOTAL OF 0.2 HOUR/WEEK. THERE SHALL BE NO MORE THAN 5 DAYS BETWEEN THE LAST VISIT IN ONE WEEK AND THE FIRST VISIT IN THE NEXT WEEK. | N | Y | CHURCH OF JC OF LATTER DAY SAINTS | 770 CR 29 |  | LAKE PLACID | FL | 33852 |  | 4042933984 |  |  | ALFRED HOLIFIELD | 9332 HAWKS POINT |  | JACKSONVILLE | FL | 32222 |  | 9044457971 |  | INVESTOR/LICENSED PUBLIC UTILITIES | 25 | 46200 | 1 | 2012-11-02 | 2019-03-15 | NC01 | 50
5 | HIGHLANDS | SD |  | 5284146 | NONCOMMUNITY | CHLORINATION; AERATION FOR REMOVAL OF ANY SECONDARY CONTAMINANT, SULFIDE, OR ANY UNREGULATED CONTAMINANT; CORROSION CONTROL INHIBITOR ADDITION; HYPOCHLORINATION; IRON OR MANGANESE SEQUESTRATION; OR ULTRAVIOLET RADIATION. THE LEAD/CHIEF OPERATOR MUST BE CLASS D OR HIGHER. 50,000 GPD UP TO 0.25 MGD-STAFFING BY CLASS D OR HIGHER OPERATOR: 3 VISITS/WEEK ON NONCONSECUTIVE DAYS FOR A TOTAL OF 0.3 HOUR/WEEK. LESS THAN 50,000 GPD-STAFFING BY A CLASS D OR HIGHER OPERATOR: 2 VISITS/WEEK ON NONCONSECUTIVE DAYS FOR A TOTAL OF 0.2 HOUR/WEEK. THERE SHALL BE NO MORE THAN 5 DAYS BETWEEN THE LAST VISIT IN ONE WEEK AND THE FIRST VISIT IN THE NEXT WEEK. | N | Y | LAKE PLACID CONG. OF JEHOVAH'S WITNESSES | 172 HOLMES AVE |  | LAKE PLACID | FL | 33852 |  |  |  | JACK BRISEL | [9 empty] | INVESTOR | 750 | 5000 | 1 | 2013-11-06 | 2019-05-09 | NC01 | 50
5 | HIGHLANDS | SD |  | 5284147 | NONCOMMUNITY | CHLORINATION; AERATION FOR REMOVAL OF ANY SECONDARY CONTAMINANT, SULFIDE, OR ANY UNREGULATED CONTAMINANT; CORROSION CONTROL INHIBITOR ADDITION; HYPOCHLORINATION; IRON OR MANGANESE SEQUESTRATION; OR ULTRAVIOLET RADIATION. THE LEAD/CHIEF OPERATOR MUST BE CLASS D OR HIGHER. 50,000 GPD UP TO 0.25 MGD-STAFFING BY CLASS D OR HIGHER OPERATOR: 3 VISITS/WEEK ON NONCONSECUTIVE DAYS FOR A TOTAL OF 0.3 HOUR/WEEK. LESS THAN 50,000 GPD-STAFFING BY A CLASS D OR HIGHER OPERATOR: 2 VISITS/WEEK ON NONCONSECUTIVE DAYS FOR A TOTAL OF 0.2 HOUR/WEEK. THERE SHALL BE NO MORE THAN 5 DAYS BETWEEN THE LAST VISIT IN ONE WEEK AND THE FIRST VISIT IN THE NEXT WEEK. | N | Y | LAKE ISTOKPOGA MARINA & RV PARK | 155 MARINA RV DR |  | LAKE PLACID | FL | 33852 |  |  |  | JOSEPH CROWLEY | JANICE CROWLEY | 155 MARINA RV DR. |  | LAKE PLACID | FL | 33852 |  | 8636999585 |  | INVESTOR | 90 | 7500 | 45 | 2016-11-08 | 2016-11-08 | NC01 | 50
5 | HIGHLANDS | SD |  | 5284148 | NONCOMMUNITY | CHLORINATION; AERATION FOR REMOVAL OF ANY SECONDARY CONTAMINANT, SULFIDE, OR ANY UNREGULATED CONTAMINANT; CORROSION CONTROL INHIBITOR ADDITION; HYPOCHLORINATION; IRON OR MANGANESE SEQUESTRATION; OR ULTRAVIOLET RADIATION. THE LEAD/CHIEF OPERATOR MUST BE CLASS D OR HIGHER. 50,000 GPD UP TO 0.25 MGD-STAFFING BY CLASS D OR HIGHER OPERATOR: 3 VISITS/WEEK ON NONCONSECUTIVE DAYS FOR A TOTAL OF 0.3 HOUR/WEEK. LESS THAN 50,000 GPD-STAFFING BY A CLASS D OR HIGHER OPERATOR: 2 VISITS/WEEK ON NONCONSECUTIVE DAYS FOR A TOTAL OF 0.2 HOUR/WEEK. THERE SHALL BE NO MORE THAN 5 DAYS BETWEEN THE LAST VISIT IN ONE WEEK AND THE FIRST VISIT IN THE NEXT WEEK. | N | Y | LUPITA GROCERY | 269 HIGHLANDS BLVD. |  | LAKE PLACID | FL | 33852 |  | 8634657948 |  | MIRELLA AGUIRRE SAUCEDO | MIRELLA AGUIRRE SAUCEDO | 269 HIGHLANDS BLVD. |  | LAKE PLACID | FL | 33852 |  | 8636996589 |  | INVESTOR | 200 | 1450 | 1 | 2014-05-02 | 2019-07-19 | NC01 | 50
5 | HIGHLANDS | SD |  | 5284151 | NONCOMMUNITY | CHLORINATION; AERATION FOR REMOVAL OF ANY SECONDARY CONTAMINANT, SULFIDE, OR ANY UNREGULATED CONTAMINANT; CORROSION CONTROL INHIBITOR ADDITION; HYPOCHLORINATION; IRON OR MANGANESE SEQUESTRATION; OR ULTRAVIOLET RADIATION. THE LEAD/CHIEF OPERATOR MUST BE CLASS D OR HIGHER. 50,000 GPD UP TO 0.25 MGD-STAFFING BY CLASS D OR HIGHER OPERATOR: 3 VISITS/WEEK ON NONCONSECUTIVE DAYS FOR A TOTAL OF 0.3 HOUR/WEEK. LESS THAN 50,000 GPD-STAFFING BY A CLASS D OR HIGHER OPERATOR: 2 VISITS/WEEK ON NONCONSECUTIVE DAYS FOR A TOTAL OF 0.2 HOUR/WEEK. THERE SHALL BE NO MORE THAN 5 DAYS BETWEEN THE LAST VISIT IN ONE WEEK AND THE FIRST VISIT IN THE NEXT WEEK. | N | Y | OAK ACRES - EAST WTP | 326 GOFF RD |  | VENUS | FL | 33960 |  |  |  | DALE DUNSTON | DALE DUNSTON | 326 GOFF RD |  | VENUS | FL | 33960 |  | 8636996277 |  | INVESTOR | 35 | 10000 | 20 | 2014-05-02 | 2019-05-20 | NC01 | 50
5 | HIGHLANDS | SD |  | 5284153 | NONTRANSIENT NONCOMMUNITY | ACTIVATED CARBON PROCESSES; DIATOMACEOUS EARTH FILTRATION; ION EXCHANGE FOR REMOVAL OF ANY PRIMARY CONTAMINANT; ION AND MANGANESE REMOVAL (OXIDATION, DETENTION, AND FILTRATION); OR SLOW SAND FILTRATION. LEAD/CHIEF OPERATOR MUST BE CLASS C OR HIGHER. 1.0 MGD UP TO 2.0 MGD-STAFFING BY CLASS C OR HIGHER OPERATOR: 6 HOURS/DAY FOR 5 DAYS/WEEK AND ONE VISIT ON EACH WEEKEND DAY. 0.5 MGD UP TO 1.0 MGD-STAFFING BY CLASS C OR HIGHER OPERATOR: 3 HOURS/DAY FOR 5 DAYS/WEEK AND ONE VISIT ON EACH WEEKEND DAY. 0.25 MGD UP TO 0.5 MGD-STAFFING BY CLASS C OR HIGHER OPERATOR: 1 HOUR/DAY FOR 5 DAYS/WEEK AND ONE VISIT ON EACH WEEKEND DAY. LESS THAN 0.25 MGD-STAFFING BY CLASS C OR HIGHER OPERATOR: 5 VISITS/WEEK AND ONE VISIT EACH WEEKEND FOR A TOTAL OF 1.8 HOURS/WEEK. | N | Y | BRIGHTON RANCH OFFICE WTP | SR 70 AND CR 721 |  | OKEECHOBEE | FL | 34974 |  | 8637633041 |  | JOE COLLINS | JOE COLLINS | 106 SW CR 721 |  | OKEECHOBEE | FL | 34974 | 8613 | 8637633041 |  | INVESTOR | 72 | 10500 | 8 | 2020-06-05 | 2020-05-20 | NTNC | 100
5 | HIGHLANDS | SD | UNITYSEBRING@GMAIL.COM | 5284154 | NONCOMMUNITY | AERATION FOR REMOVAL OF ANY PRIMARY CONTAMINANT; ALKALINITY/PH ADJUSTMENT; CHLORAMIN ATION; CHLORINE DIOXIDE FOR OXIDATION OR DISINFECTION; FLUORIDATION; ION EXCHANGE FOR REMOVAL OF ANY SECONDARY CONTAMINANT, SULFIDE, OR ANY UNREGULATED CONTAMINANT; OR OZONATION LESS THAN 0.1 MGD. STAFFING BY A CLASS D OR HIGHER OPERATOR: 3 VISITS/WEEK ON NONCONSECUTIVE DAYS FOR A TOTAL OF 0.6 HOUR/WEEK. THE LEAD/CHIEF OPERATOR MUST BE CLASS D OR HIGHER. | N | Y | UNITY CHURCH OF SEBRING WTP | 10417 S. ORANGE BLOSSOM BLVD. |  | SEBRING | FL | 33875 |  | 8634710661 |  | ANDY CONYER | ANDY CONYER | 10417 S. ORANGE BLOSSOM BLVD. |  | SEBRING | FL | 33875 |  | 8634711122 |  | INVESTOR | 166 | 4000 | 1 | 2014-05-18 | 2019-03-21 | NC01 | 50
5 | HIGHLANDS | SD |  | 5284162 | NONCOMMUNITY | CHLORINATION; AERATION FOR REMOVAL OF ANY SECONDARY CONTAMINANT, SULFIDE, OR ANY UNREGULATED CONTAMINANT; CORROSION CONTROL INHIBITOR ADDITION; HYPOCHLORINATION; IRON OR MANGANESE SEQUESTRATION; OR ULTRAVIOLET RADIATION. THE LEAD/CHIEF OPERATOR MUST BE CLASS D OR HIGHER. 50,000 GPD UP TO 0.25 MGD-STAFFING BY CLASS D OR HIGHER OPERATOR: 3 VISITS/WEEK ON NONCONSECUTIVE DAYS FOR A TOTAL OF 0.3 HOUR/WEEK. LESS THAN 50,000 GPD-STAFFING BY A CLASS D OR HIGHER OPERATOR: 2 VISITS/WEEK ON NONCONSECUTIVE DAYS FOR A TOTAL OF 0.2 HOUR/WEEK. THERE SHALL BE NO MORE THAN 5 DAYS BETWEEN THE LAST VISIT IN ONE WEEK AND THE FIRST VISIT IN THE NEXT WEEK. | N | Y | DOLLAR GENERAL STORE 20665 | 9200 S ORANGE BLOSSOM BLVD |  | SEBRING | FL | 33875 |  | 8638081320 |  |  | MICHAEL HOUGHTON | 1643 WILLIAMSBURG SQ. |  | LAKELAND | FL | 33803 |  | 8638081320 |  | UNKNOWN | 25 | 400 | 1 |  | 2020-06-25 | NC01 | 50
5 | HIGHLANDS | SD |  | 5284163 | NONCOMMUNITY | CHLORINATION; AERATION FOR REMOVAL OF ANY SECONDARY CONTAMINANT, SULFIDE, OR ANY UNREGULATED CONTAMINANT; CORROSION CONTROL INHIBITOR ADDITION; HYPOCHLORINATION; IRON OR MANGANESE SEQUESTRATION; OR ULTRAVIOLET RADIATION. THE LEAD/CHIEF OPERATOR MUST BE CLASS D OR HIGHER. 50,000 GPD UP TO 0.25 MGD-STAFFING BY CLASS D OR HIGHER OPERATOR: 3 VISITS/WEEK ON NONCONSECUTIVE DAYS FOR A TOTAL OF 0.3 HOUR/WEEK. LESS THAN 50,000 GPD-STAFFING BY A CLASS D OR HIGHER OPERATOR: 2 VISITS/WEEK ON NONCONSECUTIVE DAYS FOR A TOTAL OF 0.2 HOUR/WEEK. THERE SHALL BE NO MORE THAN 5 DAYS BETWEEN THE LAST VISIT IN ONE WEEK AND THE FIRST VISIT IN THE NEXT WEEK. | N | Y | DOLLAR GENERAL STORE 21214 | 100 WASHINGTON BLVD. |  | LAKE PLACID | FL | 33852 |  | 8638081320 |  |  | MICHAEL HOUGHTON | 1643 WILLIAMSBURG SQ. |  | LAKELAND | FL | 33803 |  | 8638081320 |  | UNKNOWN | 25 | 0 | 1 |  | 2020-08-12 | NC01 | 50
5 | LEE | SDLE | BuddySS@LeeSchools.net; JamesMS@leeschools.net | 5360011 | NONTRANSIENT NONCOMMUNITY | MEMBRANE PROCESSES, INCLUDING ELECTRODIALYSIS, ELECTRODIALYSIS REVERSAL, MICROFILTRATION, ULTRAFILTRATION, NANOFILTRATION, AND REVERSE OSMOSIS. THE LEAD/CHIEF OPERATOR MUST BE CLASS C OR HIGHER. 0.5 MGD UP TO 1.0 MGD-STAFFING BY CLASS C OR HIGHER OPERATOR: 6 HOURS/DAY FOR 5 DAYS/WEEK AND ONE VISIT ON EACH WEEKEND DAY. 0.1 MGD UP TO 0.5 MGD-STAFFING BY CLASS C OR HIGHER OPERATOR: 3 HOURS/DAY FOR 5 DAYS/WEEK AND ONE VISIT ON EACH WEEKEND DAY. LESS THAN 0.1 MGD-STAFFING BY CLASS C OR HIGHER OPERATOR: 1 HOUR/DAY FOR 5 DAYS/WEEK AND ONE VISIT ON EACH WEEKEND DAY. | N | Y | THE ALVA SCHOOL | 17500 CHURCH AVE |  | ALVA | FL | 33920 |  | 2397282494 |  | BUDDY STRICKLAND | LEE COUNTY DISTRICT SCHOOL BOARD | 2855 COLONIAL BLVD. |  | FORT MYERS | FL | 33966 |  | 2393378301 |  | COUNTY | 1500 | 20000 | 8 | 2021-10-05 | 2020-07-23 | NTNC | 100
5 | LEE | SDLE | akoebel@bsu.edu/jerb@bsu.us | 5360025 | COMMUNITY | CONVENTIONAL FILTRATION (COAGULATION, FLOCCULATION, SEDIMENTATION, AND FILTRATION); DIRECT FILTRATION, (COAGULATION AND FILTRATION); OR LIME SOFTENING 5.0 MGD AND ABOVE. STAFFING BY CLASS C OR HIGHER OPERATOR: 24 HOURS/DAY FOR 7 DAYS/WEEK. THE LEAD/CHIEF OPERATOR MUST BE CLASS A. | N | Y | BONITA SPRINGS UTILITIES | 11860 EAST TERRY STREET |  | BONITA SPRINGS | FL | 34135 | 6127 | 2399920711 |  | JERRY ERB | BONITA SPRINGS UTILITIES | 11860 EAST TERRY STREET |  | BONITA SPRINGS | FL | 34135 | 6127 | 2393904811 |  | MUNICIPALITY | 73843 | 19060000 | 29537 | 2021-10-28 | 2019-05-29 | DC01 | 6000
5 | LEE | SDLE | ken@cabbagekey.com | 5360031 | NONCOMMUNITY | CHLORINATION; AERATION FOR REMOVAL OF ANY SECONDARY CONTAMINANT, SULFIDE, OR ANY UNREGULATED CONTAMINANT; CORROSION CONTROL INHIBITOR ADDITION; HYPOCHLORINATION; IRON OR MANGANESE SEQUESTRATION; OR ULTRAVIOLET RADIATION. THE LEAD/CHIEF OPERATOR MUST BE CLASS D OR HIGHER. 50,000 GPD UP TO 0.25 MGD-STAFFING BY CLASS D OR HIGHER OPERATOR: 3 VISITS/WEEK ON NONCONSECUTIVE DAYS FOR A TOTAL OF 0.3 HOUR/WEEK. LESS THAN 50,000 GPD-STAFFING BY A CLASS D OR HIGHER OPERATOR: 2 VISITS/WEEK ON NONCONSECUTIVE DAYS FOR A TOTAL OF 0.2 HOUR/WEEK. THERE SHALL BE NO MORE THAN 5 DAYS BETWEEN THE LAST VISIT IN ONE WEEK AND THE FIRST VISIT IN THE NEXT WEEK. | N | Y | CABBAGE KEY HIDEAWAY | PO BOX 200 | INTERCOASTAL MARKER 60, LEE COUNTY, FL | PINELAND | FL | 33945 |  | 2392832278 |  | ANGELA DOLBY/ ROBERT WELLS JR. (D-8023) | KENNETH R. WELLS / ROBERT WELLS | 1380 ROYAL PALM SQUARE BLVD |  | FORT MYERS | FL | 33919 |  | 2392830750 |  | INVESTOR | 200 | 10000 | 13 | 2021-10-28 | 2021-09-29 | NC01 | 50
5 | LEE | SDLE | dswan@citrusparkrv.net, ezimmerman@murexproperties.com, mitchgilbert@floridautilitysolutions.com | 5360048 | COMMUNITY | MEMBRANE PROCESSES, INCLUDING ELECTRODIALYSIS, ELECTRODIALYSIS REVERSAL, MICROFILTRATION, ULTRAFILTRATION, NANOFILTRATION, AND REVERSE OSMOSIS. THE LEAD/CHIEF OPERATOR MUST BE CLASS C OR HIGHER. 0.5 MGD UP TO 1.0 MGD-STAFFING BY CLASS C OR HIGHER OPERATOR: 6 HOURS/DAY FOR 5 DAYS/WEEK AND ONE VISIT ON EACH WEEKEND DAY. 0.1 MGD UP TO 0.5 MGD-STAFFING BY CLASS C OR HIGHER OPERATOR: 3 HOURS/DAY FOR 5 DAYS/WEEK AND ONE VISIT ON EACH WEEKEND DAY. LESS THAN 0.1 MGD-STAFFING BY CLASS C OR HIGHER OPERATOR: 1 HOUR/DAY FOR 5 DAYS/WEEK AND ONE VISIT ON EACH WEEKEND DAY. | N | Y | CITRUS PARK RV RESORT | 25501 TROST BLVD. |  | BONITA SPRINGS | FL | 34135 |  | 2399923030 |  | KEITH MADDEN | ERIC ZIMMERMAN | 12629 NEW BRITTANY BLVD. | BLDG. #16 | FORT MYERS | FL | 33907 |  | 2397900004 |  | INVESTOR | 3282 | 540000 | 1653 | 2021-01-22 | 2020-10-02 | DC04 | 1000
5 | LEE | SDLE | JVICTORY@CITYFTMYERS.COM | 5360102 | COMMUNITY | MEMBRANE PROCESSES, INCLUDING ELECTRODIALYSIS, ELECTRODIALYSIS REVERSAL, MICROFILTRATION, ULTRAFILTRATION, NANOFILTRATION, AND REVERSE OSMOSIS 6.5 MGD AND ABOVE. STAFFING BY CLASS C OR HIGHER OPERATOR: 24 HOURS/DAY FOR 7 DAYS/WEEK. THE LEAD/CHIEF OPERATOR MUST BE CLASS A. | N | Y | CITY OF FORT MYERS WATER TREATMENT PLANT | 2751 JACKSONVILLE STREET |  | FORT MYERS | FL | 33916 |  | 2393217650 |  | JESSE VICTORY (LEAD OPERATOR) | CITY OF FORT MYERS | 2200 SECOND STREET |  | FORT MYERS | FL | 33901 |  | 2393217000 |  | MUNICIPALITY | 87136 | 13000000 | 28872 | 2019-07-19 | 2020-12-03 | DC01 | 6000
5 | LEE | SDLE | madelinej@gsgcf.org | 5360113 | NONCOMMUNITY | AERATION FOR REMOVAL OF ANY PRIMARY CONTAMINANT; ALKALINITY/PH ADJUSTMENT; CHLORAMIN ATION; CHLORINE DIOXIDE FOR OXIDATION OR DISINFECTION; FLUORIDATION; ION EXCHANGE FOR REMOVAL OF ANY SECONDARY CONTAMINANT, SULFIDE, OR ANY UNREGULATED CONTAMINANT; OR OZONATION LESS THAN 0.1 MGD. STAFFING BY A CLASS D OR HIGHER OPERATOR: 3 VISITS/WEEK ON NONCONSECUTIVE DAYS FOR A TOTAL OF 0.6 HOUR/WEEK. THE LEAD/CHIEF OPERATOR MUST BE CLASS D OR HIGHER. | N | Y | CALOOSA GIRL SCOUT CAMP | 19931 STATE ROAD 31 |  | NORTH FORT MYERS | FL | 33917 |  | 9419215358 | 305 | MADELINE JACKSON | GIRL SCOUTS OF GULFCOAST FLORIDA, INC. | 4780 CATTLEMEN ROAD |  | SARASOTA | FL | 34233 |  | 9419215358 | 305 | INVESTOR | 150 | 5000 | 10 | 2021-10-14 | 2021-09-14 | NC01 | 50
5 | LEE | SDLE | RONF@ISLANDWATER.COM | 5360146 | COMMUNITY | MEMBRANE PROCESSES, INCLUDING ELECTRODIALYSIS, ELECTRODIALYSIS REVERSAL, MICROFILTRATION, ULTRAFILTRATION, NANOFILTRATION, AND REVERSE OSMOSIS 1.0 MGD UP TO 6.5 MGD. STAFFING BY CLASS C OR HIGHER OPERATOR: 16 HOURS/DAY FOR 7 DAYS/WEEK. THE LEAD/CHIEF OPERATOR MUST BE CLASS B OR HIGHER. | N | Y | ISLAND WATER ASSOCIATION | 3651 SANIBEL CAPTIVA ROAD | P.O. BOX 509 | SANIBEL ISLAND | FL | 33957 |  | 2394721502 | 210 | RONALD L. FREITAG | [9 empty] | MUNICIPALITY | 14724 | 5990000 | 5212 | 2021-06-02 | 2019-01-22 | DC02 | 4000
5 | LEE | SDLE | SCain@govmserv.com | 5360172 | COMMUNITY | CONVENTIONAL FILTRATION (COAGULATION, FLOCCULATION, SEDIMENTATION, AND FILTRATION); DIRECT FILTRATION, (COAGULATION AND FILTRATION); OR LIME SOFTENING 1.0 MGD UP TO 5.0 MGD. STAFFING BY CLASS C OR HIGHER OPERATOR: 16 HOURS/DAY FOR 7 DAYS/WEEK. THE LEAD/CHIEF OPERATOR MUST BE CLASS B OR HIGHER. | N | Y | FLORIDA GOVERNMENTAL UTILITY AUTHORITY | 280 WEKIVA SPRINGS SUITE 2000 |  | LONGWOOD | FL | 32779 |  | 4076296900 |  | SAM CAIN, P.E. | [9 empty] | INVESTOR | 29656 | 3100000 | 12838 | 2021-09-08 | 2020-03-23 | DC03 | 2000
5 | LEE | SDLE | waterutilitysolutionsofswfl@gmail.com | 5360204 | COMMUNITY | ACTIVATED CARBON PROCESSES; DIATOMACEOUS EARTH FILTRATION; ION EXCHANGE FOR REMOVAL OF ANY PRIMARY CONTAMINANT; ION AND MANGANESE REMOVAL (OXIDATION, DETENTION, AND FILTRATION); OR SLOW SAND FILTRATION. LEAD/CHIEF OPERATOR MUST BE CLASS C OR HIGHER. 1.0 MGD UP TO 2.0 MGD-STAFFING BY CLASS C OR HIGHER OPERATOR: 6 HOURS/DAY FOR 5 DAYS/WEEK AND ONE VISIT ON EACH WEEKEND DAY. 0.5 MGD UP TO 1.0 MGD-STAFFING BY CLASS C OR HIGHER OPERATOR: 3 HOURS/DAY FOR 5 DAYS/WEEK AND ONE VISIT ON EACH WEEKEND DAY. 0.25 MGD UP TO 0.5 MGD-STAFFING BY CLASS C OR HIGHER OPERATOR: 1 HOUR/DAY FOR 5 DAYS/WEEK AND ONE VISIT ON EACH WEEKEND DAY. LESS THAN 0.25 MGD-STAFFING BY CLASS C OR HIGHER OPERATOR: 5 VISITS/WEEK AND ONE VISIT EACH WEEKEND FOR A TOTAL OF 1.8 HOURS/WEEK. | N | Y | OAK PARK MOBILE HOME VILLAGE | 21961 EAST PEARL STREET |  | ALVA | FL | 33920 |  | 2397282109 |  | CAROLYN HIETALA | [9 empty] | INVESTOR | 400 | 150000 | 199 | 2021-05-19 | 2020-12-09 | DC05 | 500
5 | LEE | SDLE |  | 5360234 | NONCOMMUNITY | CHLORINATION; AERATION FOR REMOVAL OF ANY SECONDARY CONTAMINANT, SULFIDE, OR ANY UNREGULATED CONTAMINANT; CORROSION CONTROL INHIBITOR ADDITION; HYPOCHLORINATION; IRON OR MANGANESE SEQUESTRATION; OR ULTRAVIOLET RADIATION. THE LEAD/CHIEF OPERATOR MUST BE CLASS D OR HIGHER. 50,000 GPD UP TO 0.25 MGD-STAFFING BY CLASS D OR HIGHER OPERATOR: 3 VISITS/WEEK ON NONCONSECUTIVE DAYS FOR A TOTAL OF 0.3 HOUR/WEEK. LESS THAN 50,000 GPD-STAFFING BY A CLASS D OR HIGHER OPERATOR: 2 VISITS/WEEK ON NONCONSECUTIVE DAYS FOR A TOTAL OF 0.2 HOUR/WEEK. THERE SHALL BE NO MORE THAN 5 DAYS BETWEEN THE LAST VISIT IN ONE WEEK AND THE FIRST VISIT IN THE NEXT WEEK. | N | Y | RIVERLAWN TERRACE PARK | 2012 S. OLGA DRIVE S.E |  | FORT MYERS | FL | 33905 |  | 2396930996 |  | DAVE JONES | RIVERLAWN TERRACE PARK HOMEOWNERS ASSOCIATION-BERNARD FEENEY | 90 PINE ISLAND RD | SUITE A | NORTH FORT MYERS | FL | 33903 |  | 2396930996 |  | INVESTOR | 75 | 7800 | 41 | 2021-10-20 | 2021-11-12 | NC01 | 50
5 | LEE | SDLE | a.edwards@templechristiansch.com | 5360281 | NONTRANSIENT NONCOMMUNITY | CHLORINATION; AERATION FOR REMOVAL OF ANY SECONDARY CONTAMINANT, SULFIDE, OR ANY UNREGULATED CONTAMINANT; CORROSION CONTROL INHIBITOR ADDITION; HYPOCHLORINATION; IRON OR MANGANESE SEQUESTRATION; OR ULTRAVIOLET RADIATION. THE LEAD/CHIEF OPERATOR MUST BE CLASS D OR HIGHER. 50,000 GPD UP TO 0.25 MGD-STAFFING BY CLASS D OR HIGHER OPERATOR: 3 VISITS/WEEK ON NONCONSECUTIVE DAYS FOR A TOTAL OF 0.3 HOUR/WEEK. LESS THAN 50,000 GPD-STAFFING BY A CLASS D OR HIGHER OPERATOR: 2 VISITS/WEEK ON NONCONSECUTIVE DAYS FOR A TOTAL OF 0.2 HOUR/WEEK. THERE SHALL BE NO MORE THAN 5 DAYS BETWEEN THE LAST VISIT IN ONE WEEK AND THE FIRST VISIT IN THE NEXT WEEK. | N | Y | TEMPLE BAPTIST CHURCH & SCHOOL | 18841 STATE ROAD 31 |  | NORTH FORT MYERS | FL | 33917 |  | 2395433222 |  | KRYSTAL BRUCE | TEMPLE BAPTIST CHURCH & SCHOOL | 18841 STATE ROAD 31 |  | NORTH FORT MYERS | FL | 33917 |  | 2395433222 |  | OTHER | 100 | 5000 | 1 | 2019-06-25 | 2020-11-03 | NTNC | 100
5 | LEE | SDLE | utilities@useppa.com | 5360299 | COMMUNITY | MEMBRANE PROCESSES, INCLUDING ELECTRODIALYSIS, ELECTRODIALYSIS REVERSAL, MICROFILTRATION, ULTRAFILTRATION, NANOFILTRATION, AND REVERSE OSMOSIS. THE LEAD/CHIEF OPERATOR MUST BE CLASS C OR HIGHER. 0.5 MGD UP TO 1.0 MGD-STAFFING BY CLASS C OR HIGHER OPERATOR: 6 HOURS/DAY FOR 5 DAYS/WEEK AND ONE VISIT ON EACH WEEKEND DAY. 0.1 MGD UP TO 0.5 MGD-STAFFING BY CLASS C OR HIGHER OPERATOR: 3 HOURS/DAY FOR 5 DAYS/WEEK AND ONE VISIT ON EACH WEEKEND DAY. LESS THAN 0.1 MGD-STAFFING BY CLASS C OR HIGHER OPERATOR: 1 HOUR/DAY FOR 5 DAYS/WEEK AND ONE VISIT ON EACH WEEKEND DAY. | N | Y | USEPPA ISLAND CLUB | POST OFFICE BOX 640 | 8115 MAIN STREET | BOKEELIA | FL | 33922 |  | 2392836078 |  | MELISA ROTTEVEEL | [9 empty] | INVESTOR | 200 | 63000 | 151 | 2021-04-28 | 2020-09-24 | DC05 | 500
5 | LEE | SDLE | roplant@pineislandwater.com | 5360322 | COMMUNITY | MEMBRANE PROCESSES, INCLUDING ELECTRODIALYSIS, ELECTRODIALYSIS REVERSAL, MICROFILTRATION, ULTRAFILTRATION, NANOFILTRATION, AND REVERSE OSMOSIS 1.0 MGD UP TO 6.5 MGD. STAFFING BY CLASS C OR HIGHER OPERATOR: 16 HOURS/DAY FOR 7 DAYS/WEEK. THE LEAD/CHIEF OPERATOR MUST BE CLASS B OR HIGHER. | N | Y | GREATER PINE ISLAND WATER ASSOCIATION | 9550 STRINGFELLOW ROAD (PLANT) | 5281 PINE ISLAND RD BOKEELIA 33922 -MAIL | ST JAMES CITY | FL | 33956 |  | 2392830091 |  | CHRIS GEORGE | GREATER PINE ISLAND WATER ASSOCIATION | 5281 PINE ISLAND ROAD |  | BOKEELIA | FL | 33922 |  | 2392830091 |  | INVESTOR | 15921 | 3290000 | 7237 | 2020-10-12 | 2020-09-17 | DC03 | 2000
5 | LEE | SDLE | RWOODS@CAPECORAL.NET | 5360325 | COMMUNITY | MEMBRANE PROCESSES, INCLUDING ELECTRODIALYSIS, ELECTRODIALYSIS REVERSAL, MICROFILTRATION, ULTRAFILTRATION, NANOFILTRATION, AND REVERSE OSMOSIS 6.5 MGD AND ABOVE. STAFFING BY CLASS C OR HIGHER OPERATOR: 24 HOURS/DAY FOR 7 DAYS/WEEK. THE LEAD/CHIEF OPERATOR MUST BE CLASS A. | N | Y | CAPE CORAL, CITY OF | 2090 SW 32ND STREET/1200 KISMET PKWY | POST OFFICE BOX 150027 (MAILING) | CAPE CORAL | FL | 33915 | 27 | 2392423427 |  | ROBERT M. WOODS A-8395/ ANDREW FENSKE A-6078 | CAPE CORAL, CITY OF | POST OFFICE BOX 150027 |  | CAPE CORAL | FL | 33915 | 27 | 2392423200 |  | MUNICIPALITY | 161128 | 30000000 | 73240 | 2021-07-14 | 2021-07-14 | DC01 | 6000
5 | LEE | SDLE | sunseekers_mgr@equitylifestyle.com; permits_licenses@equitylifestyle.com | 5360332 | NONTRANSIENT NONCOMMUNITY | CHLORINATION; AERATION FOR REMOVAL OF ANY SECONDARY CONTAMINANT, SULFIDE, OR ANY UNREGULATED CONTAMINANT; CORROSION CONTROL INHIBITOR ADDITION; HYPOCHLORINATION; IRON OR MANGANESE SEQUESTRATION; OR ULTRAVIOLET RADIATION. THE LEAD/CHIEF OPERATOR MUST BE CLASS D OR HIGHER. 50,000 GPD UP TO 0.25 MGD-STAFFING BY CLASS D OR HIGHER OPERATOR: 3 VISITS/WEEK ON NONCONSECUTIVE DAYS FOR A TOTAL OF 0.3 HOUR/WEEK. LESS THAN 50,000 GPD-STAFFING BY A CLASS D OR HIGHER OPERATOR: 2 VISITS/WEEK ON NONCONSECUTIVE DAYS FOR A TOTAL OF 0.2 HOUR/WEEK. THERE SHALL BE NO MORE THAN 5 DAYS BETWEEN THE LAST VISIT IN ONE WEEK AND THE FIRST VISIT IN THE NEXT WEEK. | N | Y | SUNSEEKER'S R.V. PARK | 19701 N. TAMIAMI TRAIL |  | NORTH FORT MYERS | FL | 33903 |  | 2398967888 |  | ALIDA BOYNTON | MHC SUNSEEKERS, LLC | PO BOX 617847 | SUITE 800 | CHICAGO | IL | 60661 |  | 3122791400 |  | INVESTOR | 480 | 50000 | 242 | 2021-08-31 | 2020-08-07 | NTNC | 100
5 | LEE | SDLE | herr1414@comcast.net (Karen) | 5364002 | COMMUNITY | CHLORINATION; AERATION FOR REMOVAL OF ANY SECONDARY CONTAMINANT, SULFIDE, OR ANY UNREGULATED CONTAMINANT; CORROSION CONTROL INHIBITOR ADDITION; HYPOCHLORINATION; IRON OR MANGANESE SEQUESTRATION; OR ULTRAVIOLET RADIATION. THE LEAD/CHIEF OPERATOR MUST BE CLASS D OR HIGHER. 50,000 GPD UP TO 0.25 MGD-STAFFING BY CLASS D OR HIGHER OPERATOR: 3 VISITS/WEEK ON NONCONSECUTIVE DAYS FOR A TOTAL OF 0.3 HOUR/WEEK. LESS THAN 50,000 GPD-STAFFING BY A CLASS D OR HIGHER OPERATOR: 2 VISITS/WEEK ON NONCONSECUTIVE DAYS FOR A TOTAL OF 0.2 HOUR/WEEK. THERE SHALL BE NO MORE THAN 5 DAYS BETWEEN THE LAST VISIT IN ONE WEEK AND THE FIRST VISIT IN THE NEXT WEEK. | N | Y | SUNSET ACRES | 8086 HECK DRIVE |  | NORTH FORT MYERS | FL | 33917 |  | 2396916496 |  | KAREN | KAREN HERRERA | PO BOX 151673 |  | CAPE CORAL | FL | 33915 |  | 2394710455 |  | INVESTOR | 69 | 20000 | 24 | 2021-12-03 | 2019-05-10 | DC06 | 100
5 | LEE | SDLE | dkibitlewski@usawatercorp.net | 5364040 | COMMUNITY | CHLORINATION; AERATION FOR REMOVAL OF ANY SECONDARY CONTAMINANT, SULFIDE, OR ANY UNREGULATED CONTAMINANT; CORROSION CONTROL INHIBITOR ADDITION; HYPOCHLORINATION; IRON OR MANGANESE SEQUESTRATION; OR ULTRAVIOLET RADIATION. THE LEAD/CHIEF OPERATOR MUST BE CLASS D OR HIGHER. 50,000 GPD UP TO 0.25 MGD-STAFFING BY CLASS D OR HIGHER OPERATOR: 3 VISITS/WEEK ON NONCONSECUTIVE DAYS FOR A TOTAL OF 0.3 HOUR/WEEK. LESS THAN 50,000 GPD-STAFFING BY A CLASS D OR HIGHER OPERATOR: 2 VISITS/WEEK ON NONCONSECUTIVE DAYS FOR A TOTAL OF 0.2 HOUR/WEEK. THERE SHALL BE NO MORE THAN 5 DAYS BETWEEN THE LAST VISIT IN ONE WEEK AND THE FIRST VISIT IN THE NEXT WEEK. | N | Y | LAKE FAIRWAYS MOBILE HOME PARK | 19371 N. TAMIAMI TRAIL |  | NORTH FORT MYERS | FL | 33903 |  | 3869371143 |  | SAM CAIN, P.E. | FLORIDA GOVERNMENT UTILITY AUTHORITY | 280 WEKIVA SPRINGS ROAD | SUITE 2000 | LONGWOOD | FL | 32779 |  | 4076296900 |  | INVESTOR | 2000 | 200000 | 965 | 2021-09-14 | 2021-09-14 | DC05 | 500
5 | LEE | SDLE | lcampanelli@leegov.com | 5364048 | COMMUNITY | CONVENTIONAL FILTRATION (COAGULATION, FLOCCULATION, SEDIMENTATION, AND FILTRATION); DIRECT FILTRATION, (COAGULATION AND FILTRATION); OR LIME SOFTENING 5.0 MGD AND ABOVE. STAFFING BY CLASS C OR HIGHER OPERATOR: 24 HOURS/DAY FOR 7 DAYS/WEEK. THE LEAD/CHIEF OPERATOR MUST BE CLASS A. | Y | Y | LEE COUNTY UTILITIES | P.O. BOX 398 | 1500 MONROE STREET | FORT MYERS | FL | 33902 |  | 2392678228 |  | HANK BARROSO | LEE COUNTY BOARD OF COUNTY COMMISSIONERS | 1500 MONROE STREET |  | FORT MYERS | FL | 33901 |  | 2395338181 |  | COUNTY | 262777 | 52900000 | 94206 | 2021-10-26 | 2019-09-26 | DC01 | 6000
5 | LEE | SDLE | fran@sssrealty.com | 5364060 | NONCOMMUNITY | CHLORINATION; AERATION FOR REMOVAL OF ANY SECONDARY CONTAMINANT, SULFIDE, OR ANY UNREGULATED CONTAMINANT; CORROSION CONTROL INHIBITOR ADDITION; HYPOCHLORINATION; IRON OR MANGANESE SEQUESTRATION; OR ULTRAVIOLET RADIATION. THE LEAD/CHIEF OPERATOR MUST BE CLASS D OR HIGHER. 50,000 GPD UP TO 0.25 MGD-STAFFING BY CLASS D OR HIGHER OPERATOR: 3 VISITS/WEEK ON NONCONSECUTIVE DAYS FOR A TOTAL OF 0.3 HOUR/WEEK. LESS THAN 50,000 GPD-STAFFING BY A CLASS D OR HIGHER OPERATOR: 2 VISITS/WEEK ON NONCONSECUTIVE DAYS FOR A TOTAL OF 0.2 HOUR/WEEK. THERE SHALL BE NO MORE THAN 5 DAYS BETWEEN THE LAST VISIT IN ONE WEEK AND THE FIRST VISIT IN THE NEXT WEEK. | N | Y | WONDERLAND MOTEL | 2000 NORTH TAMIAMI TRAIL |  | NORTH FORT MYERS | FL | 33917 |  | 2399951132 |  | FRAN SILVER | WONDERLAND MOTEL LAND TRUST +WONDERLAND STORAGE LLC | 6311 SILVER + LEWIS LN |  | FORT MYERS | FL | 33966 |  |  |  | INVESTOR | 100 | 1000 | 4 | 2021-07-01 | 2021-04-30 | NC01 | 50
5 | LEE | SDLE | KeithKazor@towneproperties.com/ jnovak@treatbynes.com | 5364062 | COMMUNITY | AERATION FOR REMOVAL OF ANY PRIMARY CONTAMINANT; ALKALINITY/PH ADJUSTMENT; CHLORAMIN ATION; CHLORINE DIOXIDE FOR OXIDATION OR DISINFECTION; FLUORIDATION; ION EXCHANGE FOR REMOVAL OF ANY SECONDARY CONTAMINANT, SULFIDE, OR ANY UNREGULATED CONTAMINANT; OR OZONATION LESS THAN 0.1 MGD. STAFFING BY A CLASS D OR HIGHER OPERATOR: 3 VISITS/WEEK ON NONCONSECUTIVE DAYS FOR A TOTAL OF 0.6 HOUR/WEEK. THE LEAD/CHIEF OPERATOR MUST BE CLASS D OR HIGHER. | N | Y | FOUNTAIN VIEW RV PARK | 18961 N.TAMIAMI TRAIL |  | NORTH FORT MYERS | FL | 33903 |  | 2397315051 |  | KEITH KAZOR | FOUNTAIN VIEW LOT OWNERS ASSOCIATION, INC | 18961 N. TAMIAMI TRAIL |  | NORTH FORT MYERS | FL | 33903 |  | 2397315051 |  | OTHER | 500 | 70000 | 310 | 2021-05-27 | 2019-02-28 | DC051 | 100
5 | LEE | SDLE | rtbillp@yahoo.com; raintreerv@gmail.com | 5364063 | NONTRANSIENT NONCOMMUNITY | CHLORINATION; AERATION FOR REMOVAL OF ANY SECONDARY CONTAMINANT, SULFIDE, OR ANY UNREGULATED CONTAMINANT; CORROSION CONTROL INHIBITOR ADDITION; HYPOCHLORINATION; IRON OR MANGANESE SEQUESTRATION; OR ULTRAVIOLET RADIATION. THE LEAD/CHIEF OPERATOR MUST BE CLASS D OR HIGHER. 50,000 GPD UP TO 0.25 MGD-STAFFING BY CLASS D OR HIGHER OPERATOR: 3 VISITS/WEEK ON NONCONSECUTIVE DAYS FOR A TOTAL OF 0.3 HOUR/WEEK. LESS THAN 50,000 GPD-STAFFING BY A CLASS D OR HIGHER OPERATOR: 2 VISITS/WEEK ON NONCONSECUTIVE DAYS FOR A TOTAL OF 0.2 HOUR/WEEK. THERE SHALL BE NO MORE THAN 5 DAYS BETWEEN THE LAST VISIT IN ONE WEEK AND THE FIRST VISIT IN THE NEXT WEEK. | N | Y | RAINTREE RV RESORT | 19250 NORTH TAMIAMI TRAIL |  | NORTH FORT MYERS | FL | 33903 |  | 2397311441 |  | RAINTREE DEVELOPMENT | RAINTREE DEVELOPMENT OF LEE COUNTY, INC | 19250 NORTH TAMIAMI TRAIL |  | NORTH FORT MYERS | FL | 33903 |  | 2397311441 |  | INVESTOR | 200 | 40000 | 340 | 2021-08-30 | 2020-06-19 | NTNC | 100
5 | LEE | SDLE | cindyd@sixls.com, cindy.dana@lipmanproduce.com | 5364068 | COMMUNITY | MEMBRANE PROCESSES, INCLUDING ELECTRODIALYSIS, ELECTRODIALYSIS REVERSAL, MICROFILTRATION, ULTRAFILTRATION, NANOFILTRATION, AND REVERSE OSMOSIS. THE LEAD/CHIEF OPERATOR MUST BE CLASS C OR HIGHER. 0.5 MGD UP TO 1.0 MGD-STAFFING BY CLASS C OR HIGHER OPERATOR: 6 HOURS/DAY FOR 5 DAYS/WEEK AND ONE VISIT ON EACH WEEKEND DAY. 0.1 MGD UP TO 0.5 MGD-STAFFING BY CLASS C OR HIGHER OPERATOR: 3 HOURS/DAY FOR 5 DAYS/WEEK AND ONE VISIT ON EACH WEEKEND DAY. LESS THAN 0.1 MGD-STAFFING BY CLASS C OR HIGHER OPERATOR: 1 HOUR/DAY FOR 5 DAYS/WEEK AND ONE VISIT ON EACH WEEKEND DAY. | N | Y | CHARLESTON PARK | TUCKAHOE ROAD | 315 E. NEW MARKET RD/ P.O.BOX 3088 | ALVA | FL | 33920 |  | 2396574421 |  | CINDY DANA | FARM OP INC | P.O. BOX 3088 |  | IMMOKALEE | FL | 34143 |  | 2396574421 |  | AUTHORITY/COMMISSION/DISTRICT | 312 | 35000 | 50 | 2021-09-28 | 2019-03-08 | DC06 | 100
5 | LEE | SDLE | udhoot@guljaginfo.com | 5364077 | NONCOMMUNITY | CHLORINATION; AERATION FOR REMOVAL OF ANY SECONDARY CONTAMINANT, SULFIDE, OR ANY UNREGULATED CONTAMINANT; CORROSION CONTROL INHIBITOR ADDITION; HYPOCHLORINATION; IRON OR MANGANESE SEQUESTRATION; OR ULTRAVIOLET RADIATION. THE LEAD/CHIEF OPERATOR MUST BE CLASS D OR HIGHER. 50,000 GPD UP TO 0.25 MGD-STAFFING BY CLASS D OR HIGHER OPERATOR: 3 VISITS/WEEK ON NONCONSECUTIVE DAYS FOR A TOTAL OF 0.3 HOUR/WEEK. LESS THAN 50,000 GPD-STAFFING BY A CLASS D OR HIGHER OPERATOR: 2 VISITS/WEEK ON NONCONSECUTIVE DAYS FOR A TOTAL OF 0.2 HOUR/WEEK. THERE SHALL BE NO MORE THAN 5 DAYS BETWEEN THE LAST VISIT IN ONE WEEK AND THE FIRST VISIT IN THE NEXT WEEK. | N | Y | ND SOLUTIONS INC. DBA: SUNOCO MART | 19451 SR 31 |  | NORTH FT. MYERS | FL | 33917 |  | 2395914877 |  | UMESH DHOOT | UMESH DHOOT | 19451 SR 31 |  | NORTH FORT MYERS | FL | 33917 |  | 2395914877 |  | INVESTOR | 500 | 3000 | 1 | 2021-01-29 | 2020-12-04 | NC01 | 50
5 | LEE | SDLE | jason.wilson@syngenta.com | 5364082 | NONTRANSIENT NONCOMMUNITY | MEMBRANE PROCESSES, INCLUDING ELECTRODIALYSIS, ELECTRODIALYSIS REVERSAL, MICROFILTRATION, ULTRAFILTRATION, NANOFILTRATION, AND REVERSE OSMOSIS. THE LEAD/CHIEF OPERATOR MUST BE CLASS C OR HIGHER. 0.5 MGD UP TO 1.0 MGD-STAFFING BY CLASS C OR HIGHER OPERATOR: 6 HOURS/DAY FOR 5 DAYS/WEEK AND ONE VISIT ON EACH WEEKEND DAY. 0.1 MGD UP TO 0.5 MGD-STAFFING BY CLASS C OR HIGHER OPERATOR: 3 HOURS/DAY FOR 5 DAYS/WEEK AND ONE VISIT ON EACH WEEKEND DAY. LESS THAN 0.1 MGD-STAFFING BY CLASS C OR HIGHER OPERATOR: 1 HOUR/DAY FOR 5 DAYS/WEEK AND ONE VISIT ON EACH WEEKEND DAY. | N | Y | SYNGENTA FLOWERS INC. | 2200 AND 2201 OWANITA ROAD |  | ALVA | FL | 33920 |  | 2397280842 | 153 | SYNGENTA FLOWERS INC. | YODER BROTHERS INC C/O ERIN MAZZUCCO EAKEN | 115 THIRD ST SE |  | BARBERTON | OH | 44203 |  | 8002329557 |  | INVESTOR | 500 | 20000 | 5 | 2021-11-03 | 2019-05-10 | NTNC | 100
5 | LEE | SDLE | TCAPALLO@GMAIL.COM | 5364085 | NONCOMMUNITY | CHLORINATION; AERATION FOR REMOVAL OF ANY SECONDARY CONTAMINANT, SULFIDE, OR ANY UNREGULATED CONTAMINANT; CORROSION CONTROL INHIBITOR ADDITION; HYPOCHLORINATION; IRON OR MANGANESE SEQUESTRATION; OR ULTRAVIOLET RADIATION. THE LEAD/CHIEF OPERATOR MUST BE CLASS D OR HIGHER. 50,000 GPD UP TO 0.25 MGD-STAFFING BY CLASS D OR HIGHER OPERATOR: 3 VISITS/WEEK ON NONCONSECUTIVE DAYS FOR A TOTAL OF 0.3 HOUR/WEEK. LESS THAN 50,000 GPD-STAFFING BY A CLASS D OR HIGHER OPERATOR: 2 VISITS/WEEK ON NONCONSECUTIVE DAYS FOR A TOTAL OF 0.2 HOUR/WEEK. THERE SHALL BE NO MORE THAN 5 DAYS BETWEEN THE LAST VISIT IN ONE WEEK AND THE FIRST VISIT IN THE NEXT WEEK. | N | Y | BARNACLES RESTAURANT | P.O. BOX 597 | 4421 POINT HOUSE TR. N., CAPTIVA ISLAND | PINELAND | FL | 33945 |  | 2394721200 |  | KEVIN CAPALLO REGISTERED AGENT | MAINSTAY NORTH CAPTIVA, LLC | 409 MEAD RD | UNIT #1 | DECATUR | GA | 30030 |  | 4047822707 |  | INVESTOR | 150 | 5000 | 1 | 2021-12-02 | 2020-05-28 | NC01 | 50
5 | LEE | SDLE | cmartin@bbchi.com | 5364089 | NONCOMMUNITY | CHLORINATION; AERATION FOR REMOVAL OF ANY SECONDARY CONTAMINANT, SULFIDE, OR ANY UNREGULATED CONTAMINANT; CORROSION CONTROL INHIBITOR ADDITION; HYPOCHLORINATION; IRON OR MANGANESE SEQUESTRATION; OR ULTRAVIOLET RADIATION. THE LEAD/CHIEF OPERATOR MUST BE CLASS D OR HIGHER. 50,000 GPD UP TO 0.25 MGD-STAFFING BY CLASS D OR HIGHER OPERATOR: 3 VISITS/WEEK ON NONCONSECUTIVE DAYS FOR A TOTAL OF 0.3 HOUR/WEEK. LESS THAN 50,000 GPD-STAFFING BY A CLASS D OR HIGHER OPERATOR: 2 VISITS/WEEK ON NONCONSECUTIVE DAYS FOR A TOTAL OF 0.2 HOUR/WEEK. THERE SHALL BE NO MORE THAN 5 DAYS BETWEEN THE LAST VISIT IN ONE WEEK AND THE FIRST VISIT IN THE NEXT WEEK. | N | Y | HANDY FOOD STORE #86 -ALVA | 21321 PALM BEACH BLVD. |  | ALVA | FL | 33920 |  | 2397282636 |  | MARC POPOVICH | HANDY FOOD STORES, INC. | HANDY FOOD STORES, INC. | 927 US HWY 301 S | TAMPA | FL | 33619 |  | 2397282636 |  | INVESTOR | 730 | 3000 | 1 | 2020-09-10 | 2021-11-22 | NC01 | 50
5 | LEE | SDLE | klott@capecoral.net | 5364096 | NONCOMMUNITY | CHLORINATION; AERATION FOR REMOVAL OF ANY SECONDARY CONTAMINANT, SULFIDE, OR ANY UNREGULATED CONTAMINANT; CORROSION CONTROL INHIBITOR ADDITION; HYPOCHLORINATION; IRON OR MANGANESE SEQUESTRATION; OR ULTRAVIOLET RADIATION. THE LEAD/CHIEF OPERATOR MUST BE CLASS D OR HIGHER. 50,000 GPD UP TO 0.25 MGD-STAFFING BY CLASS D OR HIGHER OPERATOR: 3 VISITS/WEEK ON NONCONSECUTIVE DAYS FOR A TOTAL OF 0.3 HOUR/WEEK. LESS THAN 50,000 GPD-STAFFING BY A CLASS D OR HIGHER OPERATOR: 2 VISITS/WEEK ON NONCONSECUTIVE DAYS FOR A TOTAL OF 0.2 HOUR/WEEK. THERE SHALL BE NO MORE THAN 5 DAYS BETWEEN THE LAST VISIT IN ONE WEEK AND THE FIRST VISIT IN THE NEXT WEEK. | N | Y | CAPE CORAL NW SOFTBALL FIELDS | 1030 NW 16TH PLACE | PO BOX 150027 | CAPE CORAL | FL | 33993 |  | 2395740846 |  | DAN LOTT | DAN LOTT | 1750 EVEREST PKWY |  | CAPE CORAL | FL | 33904 |  | 2395740846 |  | MUNICIPALITY | 40 | 1014 | 1 | 2021-06-03 | 2021-03-16 | NC01 | 50
5 | LEE | SDLE | evelynr@rcma.org; MikeF@rcma.org; | 5364098 | NONTRANSIENT NONCOMMUNITY | ACTIVATED CARBON PROCESSES; DIATOMACEOUS EARTH FILTRATION; ION EXCHANGE FOR REMOVAL OF ANY PRIMARY CONTAMINANT; ION AND MANGANESE REMOVAL (OXIDATION, DETENTION, AND FILTRATION); OR SLOW SAND FILTRATION. LEAD/CHIEF OPERATOR MUST BE CLASS C OR HIGHER. 1.0 MGD UP TO 2.0 MGD-STAFFING BY CLASS C OR HIGHER OPERATOR: 6 HOURS/DAY FOR 5 DAYS/WEEK AND ONE VISIT ON EACH WEEKEND DAY. 0.5 MGD UP TO 1.0 MGD-STAFFING BY CLASS C OR HIGHER OPERATOR: 3 HOURS/DAY FOR 5 DAYS/WEEK AND ONE VISIT ON EACH WEEKEND DAY. 0.25 MGD UP TO 0.5 MGD-STAFFING BY CLASS C OR HIGHER OPERATOR: 1 HOUR/DAY FOR 5 DAYS/WEEK AND ONE VISIT ON EACH WEEKEND DAY. LESS THAN 0.25 MGD-STAFFING BY CLASS C OR HIGHER OPERATOR: 5 VISITS/WEEK AND ONE VISIT EACH WEEKEND FOR A TOTAL OF 1.8 HOURS/WEEK. | N | Y | REDLANDS CHRISTIAN MIGRANT ASSOCIATION | 13190 GROWERS RD. |  | BONITA SPRINGS | FL | 34135 |  | 2399475853 |  |  | REDLANDS CHRISTIAN MIGRANT ASSOCIATION INC | 402 W MAIN ST |  | IMMOKALEE | FL | 34142 | 3933 |  |  | INVESTOR | 60 | 3000 | 1 | 2021-09-17 | 2020-08-28 | NTNC | 100
5 | LEE | SDLE | Raoffer@Juno.com | 5364102 | NONCOMMUNITY | AERATION FOR REMOVAL OF ANY PRIMARY CONTAMINANT; ALKALINITY/PH ADJUSTMENT; CHLORAMIN ATION; CHLORINE DIOXIDE FOR OXIDATION OR DISINFECTION; FLUORIDATION; ION EXCHANGE FOR REMOVAL OF ANY SECONDARY CONTAMINANT, SULFIDE, OR ANY UNREGULATED CONTAMINANT; OR OZONATION LESS THAN 0.1 MGD. STAFFING BY A CLASS D OR HIGHER OPERATOR: 3 VISITS/WEEK ON NONCONSECUTIVE DAYS FOR A TOTAL OF 0.6 HOUR/WEEK. THE LEAD/CHIEF OPERATOR MUST BE CLASS D OR HIGHER. | N | Y | BAYSHORE KINGDOM HALL OF JEHOVA | 17361 SLATER ROAD |  | NORTH FT. MYERS | FL | 33917 |  | 3138067336 |  | LEE SCOTT GRAFTON- REGISTERED AGENT | BAYSHORE CONGREGATION OF JEHOVA'S WITNESSES, INC. | 17631 SLATER ROAD |  | N. FT. MYERS | FL | 33917 |  | 2398232700 |  | OTHER | 200 | 1000 | 1 | 2021-09-24 | 2021-08-26 | NC01 | 50
5 | LEE | SDLE | AMANGUSO@CAPECORAL.NET | 5364104 | NONCOMMUNITY | CHLORINATION; AERATION FOR REMOVAL OF ANY SECONDARY CONTAMINANT, SULFIDE, OR ANY UNREGULATED CONTAMINANT; CORROSION CONTROL INHIBITOR ADDITION; HYPOCHLORINATION; IRON OR MANGANESE SEQUESTRATION; OR ULTRAVIOLET RADIATION. THE LEAD/CHIEF OPERATOR MUST BE CLASS D OR HIGHER. 50,000 GPD UP TO 0.25 MGD-STAFFING BY CLASS D OR HIGHER OPERATOR: 3 VISITS/WEEK ON NONCONSECUTIVE DAYS FOR A TOTAL OF 0.3 HOUR/WEEK. LESS THAN 50,000 GPD-STAFFING BY A CLASS D OR HIGHER OPERATOR: 2 VISITS/WEEK ON NONCONSECUTIVE DAYS FOR A TOTAL OF 0.2 HOUR/WEEK. THERE SHALL BE NO MORE THAN 5 DAYS BETWEEN THE LAST VISIT IN ONE WEEK AND THE FIRST VISIT IN THE NEXT WEEK. | N | Y | CORAL OAKS GOLF COURSE | 1800 NW 28TH AVENUE |  | CAPE CORAL | FL | 33993 |  | 2395733107 |  | ERIC OSTER | CITY OF CAPE CORAL | 1015 CULTURAL PARK BLVD |  | CAPE CORAL | FL | 33990 |  | 2395740401 |  | MUNICIPALITY | 300 | 6000 | 2 | 2020-03-26 | 2021-04-15 | NC01 | 50
5 | LEE | SDLE | William.Nash@dep.state.fl.us | 5364106 | NONCOMMUNITY | CHLORINATION; AERATION FOR REMOVAL OF ANY SECONDARY CONTAMINANT, SULFIDE, OR ANY UNREGULATED CONTAMINANT; CORROSION CONTROL INHIBITOR ADDITION; HYPOCHLORINATION; IRON OR MANGANESE SEQUESTRATION; OR ULTRAVIOLET RADIATION. THE LEAD/CHIEF OPERATOR MUST BE CLASS D OR HIGHER. 50,000 GPD UP TO 0.25 MGD-STAFFING BY CLASS D OR HIGHER OPERATOR: 3 VISITS/WEEK ON NONCONSECUTIVE DAYS FOR A TOTAL OF 0.3 HOUR/WEEK. LESS THAN 50,000 GPD-STAFFING BY A CLASS D OR HIGHER OPERATOR: 2 VISITS/WEEK ON NONCONSECUTIVE DAYS FOR A TOTAL OF 0.2 HOUR/WEEK. THERE SHALL BE NO MORE THAN 5 DAYS BETWEEN THE LAST VISIT IN ONE WEEK AND THE FIRST VISIT IN THE NEXT WEEK. | N | Y | CAYO COSTA STATE PARK | P.O. BOX 1150 |  | BOCA GRANDE | FL | 33921 |  | 9419640375 |  | WILLIAM NASH | DEPARTMENT OF ENVIRONMENTAL PROTECTION | 3900 COMMONWEALTH BLVD |  | TALLAHASEE | FL | 32399 |  | 2396333391 |  | DEP (STATE PARK OR STATE REC AREA) | 200 | 5000 | 5 | 2021-10-28 | 2021-09-09 | NC01 | 50
5 | LEE | SDLE | Rod.Willis@keepsakeplants.com | 5364109 | NONCOMMUNITY | CHLORINATION; AERATION FOR REMOVAL OF ANY SECONDARY CONTAMINANT, SULFIDE, OR ANY UNREGULATED CONTAMINANT; CORROSION CONTROL INHIBITOR ADDITION; HYPOCHLORINATION; IRON OR MANGANESE SEQUESTRATION; OR ULTRAVIOLET RADIATION. THE LEAD/CHIEF OPERATOR MUST BE CLASS D OR HIGHER. 50,000 GPD UP TO 0.25 MGD-STAFFING BY CLASS D OR HIGHER OPERATOR: 3 VISITS/WEEK ON NONCONSECUTIVE DAYS FOR A TOTAL OF 0.3 HOUR/WEEK. LESS THAN 50,000 GPD-STAFFING BY A CLASS D OR HIGHER OPERATOR: 2 VISITS/WEEK ON NONCONSECUTIVE DAYS FOR A TOTAL OF 0.2 HOUR/WEEK. THERE SHALL BE NO MORE THAN 5 DAYS BETWEEN THE LAST VISIT IN ONE WEEK AND THE FIRST VISIT IN THE NEXT WEEK. | N | Y | ARIS HORTICULTURE INC. | 22341 PALM BEACH BLVD. |  | ALVA | FL | 33920 |  | 2397282535 | 162 | ROD WILLIS | YODER BROTHERS INC C/O ERIN MAZZUCCO | 115 THIRD ST SE |  | BARBERTON | OH | 44203 |  | 3307342166 |  | INVESTOR | 85 | 5000 | 3 | 2021-02-10 | 2021-11-29 | NC01 | 50
5 | LEE | SDLE | info@alvacountrydiner.com | 5364115 | NONCOMMUNITY | AERATION FOR REMOVAL OF ANY PRIMARY CONTAMINANT; ALKALINITY/PH ADJUSTMENT; CHLORAMIN ATION; CHLORINE DIOXIDE FOR OXIDATION OR DISINFECTION; FLUORIDATION; ION EXCHANGE FOR REMOVAL OF ANY SECONDARY CONTAMINANT, SULFIDE, OR ANY UNREGULATED CONTAMINANT; OR OZONATION LESS THAN 0.1 MGD. STAFFING BY A CLASS D OR HIGHER OPERATOR: 3 VISITS/WEEK ON NONCONSECUTIVE DAYS FOR A TOTAL OF 0.6 HOUR/WEEK. THE LEAD/CHIEF OPERATOR MUST BE CLASS D OR HIGHER. | N | Y | ALVA COUNTRY DINER | 21220 PALM BEACH BLVD |  | ALVA | FL | 33920 |  | 2399868889 |  | NADINE STOLL | MARCO BRANDENBERGER | 621 MOORE AVE |  | LEHIGH ACRES | FL | 33972 |  | 2399868989 |  | INVESTOR | 90 | 5000 | 1 | 2021-06-25 | 2021-04-27 | NC01 | 50
5 | LEE | SDLE | contact@buckinghamchurch.com | 5364117 | NONCOMMUNITY | AERATION FOR REMOVAL OF ANY PRIMARY CONTAMINANT; ALKALINITY/PH ADJUSTMENT; CHLORAMIN ATION; CHLORINE DIOXIDE FOR OXIDATION OR DISINFECTION; FLUORIDATION; ION EXCHANGE FOR REMOVAL OF ANY SECONDARY CONTAMINANT, SULFIDE, OR ANY UNREGULATED CONTAMINANT; OR OZONATION LESS THAN 0.1 MGD. STAFFING BY A CLASS D OR HIGHER OPERATOR: 3 VISITS/WEEK ON NONCONSECUTIVE DAYS FOR A TOTAL OF 0.6 HOUR/WEEK. THE LEAD/CHIEF OPERATOR MUST BE CLASS D OR HIGHER. | N | Y | BUCKINGHAM COMMUNITY CHURCH | 10960 ORANGE RIVER BLVD. |  | FORT MYERS | FL | 33905 |  | 2392441663 |  | PASTOR DEVIN MARLOWE | BUCKINGHAM COMMUNITY CHURCH, INC. | 10960 ORANGE RIVER BLVD. |  | FT. MYERS | FL | 33905 |  | 2392441663 |  | INVESTOR | 130 | 1000 | 1 | 2021-07-23 | 2021-04-30 | NC01 | 50
5 | LEE | SDLE | KIDSCONNECTIONELC@YAHOO.COM | 5364128 | NONTRANSIENT NONCOMMUNITY | CHLORINATION; AERATION FOR REMOVAL OF ANY SECONDARY CONTAMINANT, SULFIDE, OR ANY UNREGULATED CONTAMINANT; CORROSION CONTROL INHIBITOR ADDITION; HYPOCHLORINATION; IRON OR MANGANESE SEQUESTRATION; OR ULTRAVIOLET RADIATION. THE LEAD/CHIEF OPERATOR MUST BE CLASS D OR HIGHER. 50,000 GPD UP TO 0.25 MGD-STAFFING BY CLASS D OR HIGHER OPERATOR: 3 VISITS/WEEK ON NONCONSECUTIVE DAYS FOR A TOTAL OF 0.3 HOUR/WEEK. LESS THAN 50,000 GPD-STAFFING BY A CLASS D OR HIGHER OPERATOR: 2 VISITS/WEEK ON NONCONSECUTIVE DAYS FOR A TOTAL OF 0.2 HOUR/WEEK. THERE SHALL BE NO MORE THAN 5 DAYS BETWEEN THE LAST VISIT IN ONE WEEK AND THE FIRST VISIT IN THE NEXT WEEK. | N | Y | MESSIAH LUTHERAN CHURCH & SCHOOL | 2691 NE PINE ISLAND ROAD |  | CAPE CORAL | FL | 33909 |  | 2399950133 |  | CARMEN OROZCO | MESSIAH LUTHERAN CHURCH OF NORTH FORT MYERS, INC. | 2691 NE PINE ISLAND RD. |  | CAPE CORAL | FL | 33909 |  | 2396563536 |  | INVESTOR | 72 | 8500 | 3 | 2021-06-22 | 2020-04-24 | NTNC | 100
5 | LEE | SDLE |  | 5364131 | NONCOMMUNITY | CHLORINATION; AERATION FOR REMOVAL OF ANY SECONDARY CONTAMINANT, SULFIDE, OR ANY UNREGULATED CONTAMINANT; CORROSION CONTROL INHIBITOR ADDITION; HYPOCHLORINATION; IRON OR MANGANESE SEQUESTRATION; OR ULTRAVIOLET RADIATION. THE LEAD/CHIEF OPERATOR MUST BE CLASS D OR HIGHER. 50,000 GPD UP TO 0.25 MGD-STAFFING BY CLASS D OR HIGHER OPERATOR: 3 VISITS/WEEK ON NONCONSECUTIVE DAYS FOR A TOTAL OF 0.3 HOUR/WEEK. LESS THAN 50,000 GPD-STAFFING BY A CLASS D OR HIGHER OPERATOR: 2 VISITS/WEEK ON NONCONSECUTIVE DAYS FOR A TOTAL OF 0.2 HOUR/WEEK. THERE SHALL BE NO MORE THAN 5 DAYS BETWEEN THE LAST VISIT IN ONE WEEK AND THE FIRST VISIT IN THE NEXT WEEK. | N | Y | LEO'S FRENCH TOAST HOUSE | 19581 PALM BEACH BLVD. |  | ALVA | FL | 33920 |  | 2392670995 |  | JUSTINE PEREZ ALCANTARA | TREVOR JOHN PUMPHREY | 19581 PALM BEACH BLVD. |  | ALVA | FL | 33920 |  |  |  | INVESTOR | 130 | 5000 | 2 | 2021-06-25 | 2021-04-29 | NC01 | 50
5 | LEE | SDLE | mwebster@capecoral.net | 5364133 | NONCOMMUNITY | CHLORINATION; AERATION FOR REMOVAL OF ANY SECONDARY CONTAMINANT, SULFIDE, OR ANY UNREGULATED CONTAMINANT; CORROSION CONTROL INHIBITOR ADDITION; HYPOCHLORINATION; IRON OR MANGANESE SEQUESTRATION; OR ULTRAVIOLET RADIATION. THE LEAD/CHIEF OPERATOR MUST BE CLASS D OR HIGHER. 50,000 GPD UP TO 0.25 MGD-STAFFING BY CLASS D OR HIGHER OPERATOR: 3 VISITS/WEEK ON NONCONSECUTIVE DAYS FOR A TOTAL OF 0.3 HOUR/WEEK. LESS THAN 50,000 GPD-STAFFING BY A CLASS D OR HIGHER OPERATOR: 2 VISITS/WEEK ON NONCONSECUTIVE DAYS FOR A TOTAL OF 0.2 HOUR/WEEK. THERE SHALL BE NO MORE THAN 5 DAYS BETWEEN THE LAST VISIT IN ONE WEEK AND THE FIRST VISIT IN THE NEXT WEEK. | N | Y | CAPE CORAL ECO PARK | 2100 SE 24TH STREET | PO BOX 150027 | CAPE CORAL | FL | 33915 |  | 2395743192 |  | DAN LOTT | CITY OF CAPE CORAL PARKS & REC-BOB BURNS | PO BOX 150027 |  | CAPE CORAL | FL | 33915 | 27 | 2395740890 |  | MUNICIPALITY | 75 | 1000 | 2 | 2021-06-23 | 2021-04-30 | NC01 | 50
5 | LEE | SDLE | aaron@troyerbrothers.com; rosa@troyerbrothers.com; john@troyerbrothers.com | 5364136 | NONCOMMUNITY | AERATION FOR REMOVAL OF ANY PRIMARY CONTAMINANT; ALKALINITY/PH ADJUSTMENT; CHLORAMIN ATION; CHLORINE DIOXIDE FOR OXIDATION OR DISINFECTION; FLUORIDATION; ION EXCHANGE FOR REMOVAL OF ANY SECONDARY CONTAMINANT, SULFIDE, OR ANY UNREGULATED CONTAMINANT; OR OZONATION LESS THAN 0.1 MGD. STAFFING BY A CLASS D OR HIGHER OPERATOR: 3 VISITS/WEEK ON NONCONSECUTIVE DAYS FOR A TOTAL OF 0.6 HOUR/WEEK. THE LEAD/CHIEF OPERATOR MUST BE CLASS D OR HIGHER. | N | Y | TROYER BROTHERS FL INC. | 14700 TROYER BROTHERS RD. | PO BOX 599, IMMOKALEE, FL 33143 | FT.MYERS | FL | 33913 |  | 2393695588 |  | AARON TROYER | DON TROYER | 14700 TROYER BROTHERS RD. |  | FORT MYERS | FL | 33913 |  | 2393695588 |  | INVESTOR | 100 | 4000 | 1 | 2020-06-11 | 2021-11-22 | NC01 | 50
5 | LEE | SDLE | EASHJE@leegov.com | 5364140 | NONCOMMUNITY | CHLORINATION; AERATION FOR REMOVAL OF ANY SECONDARY CONTAMINANT, SULFIDE, OR ANY UNREGULATED CONTAMINANT; CORROSION CONTROL INHIBITOR ADDITION; HYPOCHLORINATION; IRON OR MANGANESE SEQUESTRATION; OR ULTRAVIOLET RADIATION. THE LEAD/CHIEF OPERATOR MUST BE CLASS D OR HIGHER. 50,000 GPD UP TO 0.25 MGD-STAFFING BY CLASS D OR HIGHER OPERATOR: 3 VISITS/WEEK ON NONCONSECUTIVE DAYS FOR A TOTAL OF 0.3 HOUR/WEEK. LESS THAN 50,000 GPD-STAFFING BY A CLASS D OR HIGHER OPERATOR: 2 VISITS/WEEK ON NONCONSECUTIVE DAYS FOR A TOTAL OF 0.2 HOUR/WEEK. THERE SHALL BE NO MORE THAN 5 DAYS BETWEEN THE LAST VISIT IN ONE WEEK AND THE FIRST VISIT IN THE NEXT WEEK. | N | Y | CALOOSAHATCHEE REGIONAL PARK | 19130 NORTH RIVER ROAD |  | ALVA | FL | 33920 |  | 2392817833 |  | ANGEL PADILLA | TIITF/COUNTIES CALOOSAHATCHEE RIVER COUNTY PARK | 3900 COMMONWEALTH BLVD |  | TALLAHASSEE | FL | 32399 |  |  |  | MUNICIPALITY | 100 | 5000 | 3 | 2021-12-14 | 2021-11-19 | NC01 | 50
5 | LEE | SDLE |  | 5364141 | NONCOMMUNITY | CHLORINATION; AERATION FOR REMOVAL OF ANY SECONDARY CONTAMINANT, SULFIDE, OR ANY UNREGULATED CONTAMINANT; CORROSION CONTROL INHIBITOR ADDITION; HYPOCHLORINATION; IRON OR MANGANESE SEQUESTRATION; OR ULTRAVIOLET RADIATION. THE LEAD/CHIEF OPERATOR MUST BE CLASS D OR HIGHER. 50,000 GPD UP TO 0.25 MGD-STAFFING BY CLASS D OR HIGHER OPERATOR: 3 VISITS/WEEK ON NONCONSECUTIVE DAYS FOR A TOTAL OF 0.3 HOUR/WEEK. LESS THAN 50,000 GPD-STAFFING BY A CLASS D OR HIGHER OPERATOR: 2 VISITS/WEEK ON NONCONSECUTIVE DAYS FOR A TOTAL OF 0.2 HOUR/WEEK. THERE SHALL BE NO MORE THAN 5 DAYS BETWEEN THE LAST VISIT IN ONE WEEK AND THE FIRST VISIT IN THE NEXT WEEK. | N | Y | FARM OP INC.-CORKSCREW CAMP | 22030-036 BIG LOU RD | (BIG LOU RD/BILLS COURT) | ESTERO | FL | 33928 |  | 2396574421 | 3431 | CINDY DANA | FFD LAND CO INC | PO BOX 3088 |  | IMMOKALEE | FL | 34143 |  |  |  | INVESTOR | 200 | 25000 | 23 | 2020-06-29 | 2021-11-22 | NC01 | 50
5 | LEE | SDLE | KENNETH.HALL@GATEWAYDISTRICT.ORG | 5364143 | COMMUNITY | NO TREATMENT--CONSECUTIVE SYSTEMS ONLY | Y | Y | GATEWAY SERVICES DISTRICT | 13240 GRIFFIN DRIVE |  | FORT MYERS | FL | 33913 |  | 2392840350 |  | KENNY HALL | GATEWAY SERVICES DISTRICT | 13240 GRIFFIN DRIVE |  | FORT MYERS | FL | 33913 |  | 2395611313 |  | SUBDIVISION | 12717 | 1600000 | 4465 | 2020-12-10 | 2019-10-25 | PC04 | 1000
5 | LEE | SDLE | christy@fmbgov.com | 5364145 | COMMUNITY | NO TREATMENT--CONSECUTIVE SYSTEMS ONLY | Y | Y | TOWN OF FORT MYERS BEACH (BEACH WATER) | 2525 ESTERO BLVD. |  | FORT MYERS BEACH | FL | 33931 |  | 2394639914 |  | CHRISTY CORY | FORT MYERS BEACH | 2523 ESTERO BLVD |  | FORT MYERS BEACH | FL | 33902 |  | 2397650202 | 138 | CITY | 6900 | 2000000 | 3200 | 2021-10-27 | 2019-06-03 | PC03 | 500
5 | LEE | SDLE | john@mygrca.com; secretary@mygrca.com | 5364148 | NONTRANSIENT NONCOMMUNITY | CHLORINATION; AERATION FOR REMOVAL OF ANY SECONDARY CONTAMINANT, SULFIDE, OR ANY UNREGULATED CONTAMINANT; CORROSION CONTROL INHIBITOR ADDITION; HYPOCHLORINATION; IRON OR MANGANESE SEQUESTRATION; OR ULTRAVIOLET RADIATION. THE LEAD/CHIEF OPERATOR MUST BE CLASS D OR HIGHER. 50,000 GPD UP TO 0.25 MGD-STAFFING BY CLASS D OR HIGHER OPERATOR: 3 VISITS/WEEK ON NONCONSECUTIVE DAYS FOR A TOTAL OF 0.3 HOUR/WEEK. LESS THAN 50,000 GPD-STAFFING BY A CLASS D OR HIGHER OPERATOR: 2 VISITS/WEEK ON NONCONSECUTIVE DAYS FOR A TOTAL OF 0.2 HOUR/WEEK. THERE SHALL BE NO MORE THAN 5 DAYS BETWEEN THE LAST VISIT IN ONE WEEK AND THE FIRST VISIT IN THE NEXT WEEK. | N | Y | GUNNERY ROAD BAPTIST CHURCH AND SCHOOL | 1880 GUNNERY ROAD N |  | LEHIGH ACRES | FL | 33971 |  | 2396943900 |  | JOHN VANCE | GUNNERY ROAD BAPTIST CHURCH C/O TERRY VANCE TR | 1880 GUNNERY RD N |  | LEHIGH ACRES | FL | 33971 |  |  |  | OTHER | 70 | 3500 | 2 | 2021-07-26 | 2020-07-28 | NTNC | 100
5 | LEE | SDLE | obvinc@embarqmail.com | 5364149 | COMMUNITY | NO TREATMENT--CONSECUTIVE SYSTEMS ONLY | Y | Y | OLD BRIDGE VILLAGE MOBILE HOME PARK | 14533 PAUL REVERE LOOP |  | NORTH FORT MYERS | FL | 33917 |  | 2395434000 |  | JILL FLOWERS | JILL FLOWERS | 14533 PAUL REVERE |  | NFM | FL | 33917 |  | 2395434000 |  | SUBDIVISION | 1000 | 37100 | 670 | 2020-12-30 | 2018-12-14 | PC02 | 100
5 | LEE | SDLE | SCain@govmserv.com | 5364150 | COMMUNITY | NO TREATMENT--CONSECUTIVE SYSTEMS ONLY | Y | Y | PINE LAKES MOBILE HOME PARK | 10200 PINE LAKES BLVD | 280 WEKIVA SPRINGS RD SUITE2000 LONGWOOD | N. FORT MYERS | FL | 33903 |  | 2395341005 |  | SAM CAIN, P.E. | FGUA | 280 WEKIVA SPRINGS ROAD | SUITE 2000 | LONGWOOD | FL | 32779 |  | 4076296900 |  | INVESTOR/LICENSED PUBLIC UTILITIES | 1220 | 62000 | 911 | 2020-12-21 | 2018-12-18 | PC02 | 100
5 | LEE | SDLE | John.W@ug-fl.com/roger.l@ug-fl.com | 5364151 | COMMUNITY | NO TREATMENT--CONSECUTIVE SYSTEMS ONLY | Y | Y | TAMIAMI VILLAGE MOBILE HOME PARK | 16371 N. CLEVELAND AVE. | PO BOX 290910, COLUMBIA,SC 29229 MAILING | N. FORT MYERS | FL | 33917 |  | 7278635161 |  | JOHN WITTENZELLNER | [9 empty] | INVESTOR | 1200 | 78000 | 745 | 2020-12-23 | 2018-11-27 | PC02 | 100
5 | LEE | SDLE | MOBILEMANOR@GMAIL.COM | 5364152 | COMMUNITY | NO TREATMENT--CONSECUTIVE SYSTEMS ONLY | Y | Y | MOBILE MANOR MOBILE HOME PARK | 150 LANTERN LN. |  | N. FORT MYERS | FL | 33917 |  | 2395431414 |  | JOHN HORAN | [9 empty] | TRUST/COOPERATIVE | 482 | 50000 | 310 | 2020-12-30 | 2018-12-14 | PC01 | 50
5 | LEE | SDLE | BRYANBRILHART@ME.COM | 5364153 | NONTRANSIENT NONCOMMUNITY | CHLORINATION; AERATION FOR REMOVAL OF ANY SECONDARY CONTAMINANT, SULFIDE, OR ANY UNREGULATED CONTAMINANT; CORROSION CONTROL INHIBITOR ADDITION; HYPOCHLORINATION; IRON OR MANGANESE SEQUESTRATION; OR ULTRAVIOLET RADIATION. THE LEAD/CHIEF OPERATOR MUST BE CLASS D OR HIGHER. 50,000 GPD UP TO 0.25 MGD-STAFFING BY CLASS D OR HIGHER OPERATOR: 3 VISITS/WEEK ON NONCONSECUTIVE DAYS FOR A TOTAL OF 0.3 HOUR/WEEK. LESS THAN 50,000 GPD-STAFFING BY A CLASS D OR HIGHER OPERATOR: 2 VISITS/WEEK ON NONCONSECUTIVE DAYS FOR A TOTAL OF 0.2 HOUR/WEEK. THERE SHALL BE NO MORE THAN 5 DAYS BETWEEN THE LAST VISIT IN ONE WEEK AND THE FIRST VISIT IN THE NEXT WEEK. | N | Y | NORTH CAPTIVA ISLAND CLUB BATH HOUSE WTP | 4451 BARTLETT PKWY |  | CAPTIVA | FL | 33924 |  | 2393951000 |  | BRYAN BRILHART | NORTH CAPTIVA ISLAND CLUB INC C/O BRYAN BRILHART | 5576 DOUG TAYLOR CIR. |  | ST. JAMES CITY | FL | 33956 | 3200 | 2392833630 |  | INVESTOR | 380 | 14400 | 5 | 2021-12-02 | 2019-02-27 | NTNC | 100
5 | LEE | SDLE | sanast@atcoinc.com; sr31shell@aol.com; | 5364154 | NONCOMMUNITY | CHLORINATION; AERATION FOR REMOVAL OF ANY SECONDARY CONTAMINANT, SULFIDE, OR ANY UNREGULATED CONTAMINANT; CORROSION CONTROL INHIBITOR ADDITION; HYPOCHLORINATION; IRON OR MANGANESE SEQUESTRATION; OR ULTRAVIOLET RADIATION. THE LEAD/CHIEF OPERATOR MUST BE CLASS D OR HIGHER. 50,000 GPD UP TO 0.25 MGD-STAFFING BY CLASS D OR HIGHER OPERATOR: 3 VISITS/WEEK ON NONCONSECUTIVE DAYS FOR A TOTAL OF 0.3 HOUR/WEEK. LESS THAN 50,000 GPD-STAFFING BY A CLASS D OR HIGHER OPERATOR: 2 VISITS/WEEK ON NONCONSECUTIVE DAYS FOR A TOTAL OF 0.2 HOUR/WEEK. THERE SHALL BE NO MORE THAN 5 DAYS BETWEEN THE LAST VISIT IN ONE WEEK AND THE FIRST VISIT IN THE NEXT WEEK. | N | Y | STATE ROAD 31 SHELL STATION | 18981 OLD BAYSHORE ROAD |  | NORTH FORT MYERS | FL | 33917 |  | 2395432751 |  | STEVE ANAST | ALAN M. ELWELL | 10 SARASOTA CENTER BLVD |  | SARASOTA | FL | 34240 |  | 8636752301 |  | INVESTOR | 50 | 3000 | 1 | 2020-10-28 | 2021-11-30 | NC01 | 50
5 | LEE | SDLE | AmandaJJamerson@aol.com; | 5364155 | NONCOMMUNITY | CHLORINATION; AERATION FOR REMOVAL OF ANY SECONDARY CONTAMINANT, SULFIDE, OR ANY UNREGULATED CONTAMINANT; CORROSION CONTROL INHIBITOR ADDITION; HYPOCHLORINATION; IRON OR MANGANESE SEQUESTRATION; OR ULTRAVIOLET RADIATION. THE LEAD/CHIEF OPERATOR MUST BE CLASS D OR HIGHER. 50,000 GPD UP TO 0.25 MGD-STAFFING BY CLASS D OR HIGHER OPERATOR: 3 VISITS/WEEK ON NONCONSECUTIVE DAYS FOR A TOTAL OF 0.3 HOUR/WEEK. LESS THAN 50,000 GPD-STAFFING BY A CLASS D OR HIGHER OPERATOR: 2 VISITS/WEEK ON NONCONSECUTIVE DAYS FOR A TOTAL OF 0.2 HOUR/WEEK. THERE SHALL BE NO MORE THAN 5 DAYS BETWEEN THE LAST VISIT IN ONE WEEK AND THE FIRST VISIT IN THE NEXT WEEK. | N | Y | JAMERSON FARMS ENTERPRISES,LLC | 12500 GREEN MEADOW RD |  | FORT MYERS | FL | 33131 |  | 2399401915 |  | AMANDA J. JAMERSON | MICHAEL JAMERSON | 4210 GOEBLE RD |  | FORT MYERS | FL | 33905 |  | 2393693684 |  | INVESTOR | 33 | 1200 | 1 | 2020-06-25 | 2021-11-22 | NC01 | 50
5 | LEE | SDLE | Mike.Landis@vixxo.com; anita.wetherhold@7-11.com | 5364157 | NONCOMMUNITY | MEMBRANE PROCESSES, INCLUDING ELECTRODIALYSIS, ELECTRODIALYSIS REVERSAL, MICROFILTRATION, ULTRAFILTRATION, NANOFILTRATION, AND REVERSE OSMOSIS. THE LEAD/CHIEF OPERATOR MUST BE CLASS C OR HIGHER. 0.5 MGD UP TO 1.0 MGD-STAFFING BY CLASS C OR HIGHER OPERATOR: 6 HOURS/DAY FOR 5 DAYS/WEEK AND ONE VISIT ON EACH WEEKEND DAY. 0.1 MGD UP TO 0.5 MGD-STAFFING BY CLASS C OR HIGHER OPERATOR: 3 HOURS/DAY FOR 5 DAYS/WEEK AND ONE VISIT ON EACH WEEKEND DAY. LESS THAN 0.1 MGD-STAFFING BY CLASS C OR HIGHER OPERATOR: 1 HOUR/DAY FOR 5 DAYS/WEEK AND ONE VISIT ON EACH WEEKEND DAY. | N | Y | 714 BURNT STORE RD, LLC-7-ELEVEN STORE | 714 BURNT STORE ROAD NORTH |  | CAPE CORAL | FL | 33993 |  | 2392822615 |  | ANITA WETHERHOLD | SIXTH FLORIDA SE ASSOCIATES, LLC | 80 NASHUA RD STE A4 |  | LONDONDERRY | NH | 3053 |  | 6034327070 |  | INVESTOR | 400 | 3000 | 2 | 2021-06-29 | 2021-04-30 | NC01 | 50
5 | LEE | SDLE | miwinski@oldcorkscrew.com | 5364158 | NONTRANSIENT NONCOMMUNITY | ACTIVATED CARBON PROCESSES; DIATOMACEOUS EARTH FILTRATION; ION EXCHANGE FOR REMOVAL OF ANY PRIMARY CONTAMINANT; ION AND MANGANESE REMOVAL (OXIDATION, DETENTION, AND FILTRATION); OR SLOW SAND FILTRATION. LEAD/CHIEF OPERATOR MUST BE CLASS C OR HIGHER. 1.0 MGD UP TO 2.0 MGD-STAFFING BY CLASS C OR HIGHER OPERATOR: 6 HOURS/DAY FOR 5 DAYS/WEEK AND ONE VISIT ON EACH WEEKEND DAY. 0.5 MGD UP TO 1.0 MGD-STAFFING BY CLASS C OR HIGHER OPERATOR: 3 HOURS/DAY FOR 5 DAYS/WEEK AND ONE VISIT ON EACH WEEKEND DAY. 0.25 MGD UP TO 0.5 MGD-STAFFING BY CLASS C OR HIGHER OPERATOR: 1 HOUR/DAY FOR 5 DAYS/WEEK AND ONE VISIT ON EACH WEEKEND DAY. LESS THAN 0.25 MGD-STAFFING BY CLASS C OR HIGHER OPERATOR: 5 VISITS/WEEK AND ONE VISIT EACH WEEKEND FOR A TOTAL OF 1.8 HOURS/WEEK. | N | Y | OLD CORKSCREW GOLF CLUB | 17314 CORKSCREW ROAD |  | ESTERO | FL | 33928 |  | 2399494700 |  | MARK IWINSKI | OLD CORKSCREW DEVELOPMENT GROUP LLC | 17314 CORKSCREW RD |  | ESTERO | FL | 33928 |  |  |  | INVESTOR | 100 | 7500 | 4 | 2021-07-27 | 2020-03-25 | NTNC | 100
5 | LEE | SDLE | rick@safetyharborclub.com; office@safetyharborclub.com | 5364159 | NONCOMMUNITY | CHLORINATION; AERATION FOR REMOVAL OF ANY SECONDARY CONTAMINANT, SULFIDE, OR ANY UNREGULATED CONTAMINANT; CORROSION CONTROL INHIBITOR ADDITION; HYPOCHLORINATION; IRON OR MANGANESE SEQUESTRATION; OR ULTRAVIOLET RADIATION. THE LEAD/CHIEF OPERATOR MUST BE CLASS D OR HIGHER. 50,000 GPD UP TO 0.25 MGD-STAFFING BY CLASS D OR HIGHER OPERATOR: 3 VISITS/WEEK ON NONCONSECUTIVE DAYS FOR A TOTAL OF 0.3 HOUR/WEEK. LESS THAN 50,000 GPD-STAFFING BY A CLASS D OR HIGHER OPERATOR: 2 VISITS/WEEK ON NONCONSECUTIVE DAYS FOR A TOTAL OF 0.2 HOUR/WEEK. THERE SHALL BE NO MORE THAN 5 DAYS BETWEEN THE LAST VISIT IN ONE WEEK AND THE FIRST VISIT IN THE NEXT WEEK. | N | Y | SAFETY HARBOR CLUB #12/OVER THE WATERFRO | 4470 ESCONDIDO LANE | P.O. BOX 2276 | PINELAND | FL | 33945 |  | 2394721019 |  | JIM JANSEN/DAVE PERRY(D-9590) | RICK FOX | P.O. BOX 2276 |  | PINELAND | FL | 33945 |  | 2394721019 |  | INVESTOR | 100 | 5000 | 18 | 2020-07-09 | 2016-11-02 | NC01 | 50
5 | LEE | SDLE | conradoayala89@yahoo.com; conradoayala89@hotmail.com | 5364160 | NONCOMMUNITY | AERATION FOR REMOVAL OF ANY PRIMARY CONTAMINANT; ALKALINITY/PH ADJUSTMENT; CHLORAMIN ATION; CHLORINE DIOXIDE FOR OXIDATION OR DISINFECTION; FLUORIDATION; ION EXCHANGE FOR REMOVAL OF ANY SECONDARY CONTAMINANT, SULFIDE, OR ANY UNREGULATED CONTAMINANT; OR OZONATION LESS THAN 0.1 MGD. STAFFING BY A CLASS D OR HIGHER OPERATOR: 3 VISITS/WEEK ON NONCONSECUTIVE DAYS FOR A TOTAL OF 0.6 HOUR/WEEK. THE LEAD/CHIEF OPERATOR MUST BE CLASS D OR HIGHER. | N | Y | CARNICERIA MONTERREY II, INC. | 1505 GRETCHEN AVENUE S. |  | LEHIGH ACRES | FL | 33793 |  | 2394912201 |  | MAGDALENA FLORES | CONRADO AYALA | 20400 RIVERBROOKE RUN |  | ESTERO | FL | 33928 |  | 2392291584 |  | INVESTOR | 100 | 1105 | 1 | 2021-07-27 | 2021-12-21 | NC01 | 50
5 | LEE | SDLE | marcljs@yahoo.com | 5364161 | NONCOMMUNITY | CHLORINATION; AERATION FOR REMOVAL OF ANY SECONDARY CONTAMINANT, SULFIDE, OR ANY UNREGULATED CONTAMINANT; CORROSION CONTROL INHIBITOR ADDITION; HYPOCHLORINATION; IRON OR MANGANESE SEQUESTRATION; OR ULTRAVIOLET RADIATION. THE LEAD/CHIEF OPERATOR MUST BE CLASS D OR HIGHER. 50,000 GPD UP TO 0.25 MGD-STAFFING BY CLASS D OR HIGHER OPERATOR: 3 VISITS/WEEK ON NONCONSECUTIVE DAYS FOR A TOTAL OF 0.3 HOUR/WEEK. LESS THAN 50,000 GPD-STAFFING BY A CLASS D OR HIGHER OPERATOR: 2 VISITS/WEEK ON NONCONSECUTIVE DAYS FOR A TOTAL OF 0.2 HOUR/WEEK. THERE SHALL BE NO MORE THAN 5 DAYS BETWEEN THE LAST VISIT IN ONE WEEK AND THE FIRST VISIT IN THE NEXT WEEK. | N | Y | LJ'S PACKAGE AND LOUNGE INC. | 16500 STATE ROAD 31 |  | FORT MYERS | FL | 33905 |  | 2397315021 |  | MARCUS MURRAY | LJ'S PACKAGE & LOUNGE INC /HIGHWAY 31 PROPERTY LLC | 17121 WATERS EDGE CIR |  | NORTH FORT MYERS | FL | 33917 |  | 2394621947 |  | INVESTOR | 68 | 1000 | 1 | 2021-09-27 | 2021-11-30 | NC01 | 50
5 | LEE | SDLE |  | 5364162 | NONCOMMUNITY | CHLORINATION; AERATION FOR REMOVAL OF ANY SECONDARY CONTAMINANT, SULFIDE, OR ANY UNREGULATED CONTAMINANT; CORROSION CONTROL INHIBITOR ADDITION; HYPOCHLORINATION; IRON OR MANGANESE SEQUESTRATION; OR ULTRAVIOLET RADIATION. THE LEAD/CHIEF OPERATOR MUST BE CLASS D OR HIGHER. 50,000 GPD UP TO 0.25 MGD-STAFFING BY CLASS D OR HIGHER OPERATOR: 3 VISITS/WEEK ON NONCONSECUTIVE DAYS FOR A TOTAL OF 0.3 HOUR/WEEK. LESS THAN 50,000 GPD-STAFFING BY A CLASS D OR HIGHER OPERATOR: 2 VISITS/WEEK ON NONCONSECUTIVE DAYS FOR A TOTAL OF 0.2 HOUR/WEEK. THERE SHALL BE NO MORE THAN 5 DAYS BETWEEN THE LAST VISIT IN ONE WEEK AND THE FIRST VISIT IN THE NEXT WEEK. | N | Y | ALVA VILLAGE MARKET | 18500 PALM BEACH BLVD. |  | ALVA | FL | 33920 |  | 2397289906 |  | DICK SPENCE | RICHARD (DICK) SPENCE | 18500 PALM BEACH BLVD. |  | ALVA | FL | 33920 |  | 2397289906 |  | INVESTOR | 70 | 620 | 1 | 2021-03-24 | 2021-04-29 | NC01 | 50
5 | LEE | SDLE | CLAMORJOSE3554@GMAIL.COM | 5364165 | NONCOMMUNITY | AERATION FOR REMOVAL OF ANY PRIMARY CONTAMINANT; ALKALINITY/PH ADJUSTMENT; CHLORAMIN ATION; CHLORINE DIOXIDE FOR OXIDATION OR DISINFECTION; FLUORIDATION; ION EXCHANGE FOR REMOVAL OF ANY SECONDARY CONTAMINANT, SULFIDE, OR ANY UNREGULATED CONTAMINANT; OR OZONATION LESS THAN 0.1 MGD. STAFFING BY A CLASS D OR HIGHER OPERATOR: 3 VISITS/WEEK ON NONCONSECUTIVE DAYS FOR A TOTAL OF 0.6 HOUR/WEEK. THE LEAD/CHIEF OPERATOR MUST BE CLASS D OR HIGHER. | N | Y | IGLESIA GETSEMANI CHURCH | 26581 BONITA GRANDE DRIVE |  | BONITA SPRINGS | FL | 34135 |  | 2393533413 |  | PASTOR JOSE A. NEGRON | ASAMBLEA DE IGLESIAS CRISTIANA | 5295 17TH PLACE SW |  | NAPLES | FL | 34116 | 5615 |  |  | OTHER | 78 | 600 | 1 | 2020-05-13 | 2021-11-18 | NC01 | 50
5 | LEE | SDLE | RRAHMAN42@AOL.COM | 5364166 | NONCOMMUNITY | AERATION FOR REMOVAL OF ANY PRIMARY CONTAMINANT; ALKALINITY/PH ADJUSTMENT; CHLORAMIN ATION; CHLORINE DIOXIDE FOR OXIDATION OR DISINFECTION; FLUORIDATION; ION EXCHANGE FOR REMOVAL OF ANY SECONDARY CONTAMINANT, SULFIDE, OR ANY UNREGULATED CONTAMINANT; OR OZONATION LESS THAN 0.1 MGD. STAFFING BY A CLASS D OR HIGHER OPERATOR: 3 VISITS/WEEK ON NONCONSECUTIVE DAYS FOR A TOTAL OF 0.6 HOUR/WEEK. THE LEAD/CHIEF OPERATOR MUST BE CLASS D OR HIGHER. | N | Y | LEHIGH EXPRESS 7- ELEVEN, INC NO. 38049 | 1626 MEADOW ROAD |  | LEHIGH ACRES | FL | 33976 |  | 2392695258 |  | MASOOD ALI | 7-ELEVEN INC | 3200 HACKBERRY RD |  | IRVING | TX | 75063 |  |  |  | INVESTOR | 650 | 1380 | 1 | 2021-12-21 | 2021-09-20 | NC01 | 50
5 | LEE | SDLE | JECPHIL@COMCAST.NET; nerlynn@acfconnect.org; | 5364168 | NONCOMMUNITY | AERATION FOR REMOVAL OF ANY PRIMARY CONTAMINANT; ALKALINITY/PH ADJUSTMENT; CHLORAMIN ATION; CHLORINE DIOXIDE FOR OXIDATION OR DISINFECTION; FLUORIDATION; ION EXCHANGE FOR REMOVAL OF ANY SECONDARY CONTAMINANT, SULFIDE, OR ANY UNREGULATED CONTAMINANT; OR OZONATION LESS THAN 0.1 MGD. STAFFING BY A CLASS D OR HIGHER OPERATOR: 3 VISITS/WEEK ON NONCONSECUTIVE DAYS FOR A TOTAL OF 0.6 HOUR/WEEK. THE LEAD/CHIEF OPERATOR MUST BE CLASS D OR HIGHER. | N | Y | AGAPE CHRISTIAN FELLOWSHIP INC. | 8270 BUCKINGHAM ROAD | P. O. BOX 1873, LEHIGH ACRES, FL 33970 | FORT MYERS | FL | 33905 |  | 2397918876 |  | BJORN J. BURROWS (EXECUTIVE PASTOR) AND MERCIDIEU PHILLIPS | MERCIDIEU PHILLIPS | 8270 BUCKINGHAM ROAD |  | FORT MYERS | FL | 33905 |  | 2397918876 |  | OTHER | 35 | 2520 | 5 | 2020-10-29 | 2021-11-29 | NC01 | 50
5 | LEE | SDLE | MDPERRY119@HOTMAIL.COM; office@safetyharborclub.com | 5364169 | NONCOMMUNITY | CHLORINATION; AERATION FOR REMOVAL OF ANY SECONDARY CONTAMINANT, SULFIDE, OR ANY UNREGULATED CONTAMINANT; CORROSION CONTROL INHIBITOR ADDITION; HYPOCHLORINATION; IRON OR MANGANESE SEQUESTRATION; OR ULTRAVIOLET RADIATION. THE LEAD/CHIEF OPERATOR MUST BE CLASS D OR HIGHER. 50,000 GPD UP TO 0.25 MGD-STAFFING BY CLASS D OR HIGHER OPERATOR: 3 VISITS/WEEK ON NONCONSECUTIVE DAYS FOR A TOTAL OF 0.3 HOUR/WEEK. LESS THAN 50,000 GPD-STAFFING BY A CLASS D OR HIGHER OPERATOR: 2 VISITS/WEEK ON NONCONSECUTIVE DAYS FOR A TOTAL OF 0.2 HOUR/WEEK. THERE SHALL BE NO MORE THAN 5 DAYS BETWEEN THE LAST VISIT IN ONE WEEK AND THE FIRST VISIT IN THE NEXT WEEK. | N | Y | VILLAGES AT SAFETY HARBOR 9 & 10 | 1 HARBOR BEND DRIVE |  | NORTH CAPTIVA ISLAND | FL | 33945 |  | 2394721019 |  | DAVID PERRY | DAVID PERRY | P.O. BOX 2276 |  | PINELAND | FL | 33945 |  | 2394721019 |  | INVESTOR | 35 | 5000 | 18 | 2020-05-28 | 2016-11-02 | NC01 | 50
5 | LEE | SDLE | TJ@STORMPROMAX.COM | 5364170 | NONCOMMUNITY | CHLORINATION; AERATION FOR REMOVAL OF ANY SECONDARY CONTAMINANT, SULFIDE, OR ANY UNREGULATED CONTAMINANT; CORROSION CONTROL INHIBITOR ADDITION; HYPOCHLORINATION; IRON OR MANGANESE SEQUESTRATION; OR ULTRAVIOLET RADIATION. THE LEAD/CHIEF OPERATOR MUST BE CLASS D OR HIGHER. 50,000 GPD UP TO 0.25 MGD-STAFFING BY CLASS D OR HIGHER OPERATOR: 3 VISITS/WEEK ON NONCONSECUTIVE DAYS FOR A TOTAL OF 0.3 HOUR/WEEK. LESS THAN 50,000 GPD-STAFFING BY A CLASS D OR HIGHER OPERATOR: 2 VISITS/WEEK ON NONCONSECUTIVE DAYS FOR A TOTAL OF 0.2 HOUR/WEEK. THERE SHALL BE NO MORE THAN 5 DAYS BETWEEN THE LAST VISIT IN ONE WEEK AND THE FIRST VISIT IN THE NEXT WEEK. | N | Y | BUCKINGHAM FARMS/B TOWN FARMS LLC | 12931 ORANGE RIVER BLVD |  | FORT MYERS | FL | 33905 |  | 2399949355 |  | SAM AGEL | B-TOWN FARMS LLC | 4520 ORANGE RIVER LOOP RD |  | FORT MYERS | FL | 33905 |  | 2399949355 |  | INVESTOR | 130 | 2000 | 1 | 2021-10-05 | 2019-03-07 | NC01 | 50
5 | LEE | SDLE | 31produce@gmail.com | 5364171 | NONCOMMUNITY | CHLORINATION; AERATION FOR REMOVAL OF ANY SECONDARY CONTAMINANT, SULFIDE, OR ANY UNREGULATED CONTAMINANT; CORROSION CONTROL INHIBITOR ADDITION; HYPOCHLORINATION; IRON OR MANGANESE SEQUESTRATION; OR ULTRAVIOLET RADIATION. THE LEAD/CHIEF OPERATOR MUST BE CLASS D OR HIGHER. 50,000 GPD UP TO 0.25 MGD-STAFFING BY CLASS D OR HIGHER OPERATOR: 3 VISITS/WEEK ON NONCONSECUTIVE DAYS FOR A TOTAL OF 0.3 HOUR/WEEK. LESS THAN 50,000 GPD-STAFFING BY A CLASS D OR HIGHER OPERATOR: 2 VISITS/WEEK ON NONCONSECUTIVE DAYS FOR A TOTAL OF 0.2 HOUR/WEEK. THERE SHALL BE NO MORE THAN 5 DAYS BETWEEN THE LAST VISIT IN ONE WEEK AND THE FIRST VISIT IN THE NEXT WEEK. | N | Y | NORTH RIVER COMMUNITIES LLC-31 PRODUCE | 18500 SR 31 |  | ALVA | FL | 33920 |  | 2397071118 |  |  | MICHAEL AND TRACY GREENWELL | 18672 STATE ROAD 31 |  | ALVA | FL | 33920 |  | 2397071118 |  | INVESTOR | 50 | 1000 | 1 | 2021-10-11 | 2019-05-10 | NC01 | 50
5 | LEE | SDLE | envcompliance@dollargeneral.com | 5364172 | NONCOMMUNITY | CHLORINATION; AERATION FOR REMOVAL OF ANY SECONDARY CONTAMINANT, SULFIDE, OR ANY UNREGULATED CONTAMINANT; CORROSION CONTROL INHIBITOR ADDITION; HYPOCHLORINATION; IRON OR MANGANESE SEQUESTRATION; OR ULTRAVIOLET RADIATION. THE LEAD/CHIEF OPERATOR MUST BE CLASS D OR HIGHER. 50,000 GPD UP TO 0.25 MGD-STAFFING BY CLASS D OR HIGHER OPERATOR: 3 VISITS/WEEK ON NONCONSECUTIVE DAYS FOR A TOTAL OF 0.3 HOUR/WEEK. LESS THAN 50,000 GPD-STAFFING BY A CLASS D OR HIGHER OPERATOR: 2 VISITS/WEEK ON NONCONSECUTIVE DAYS FOR A TOTAL OF 0.2 HOUR/WEEK. THERE SHALL BE NO MORE THAN 5 DAYS BETWEEN THE LAST VISIT IN ONE WEEK AND THE FIRST VISIT IN THE NEXT WEEK. | N | Y | DOLLAR GENERAL @ 1154 ALABAMA RD. SOUTH | 1154 ALABAMA RD. S |  | LEHIGH ACRES | FL | 33974 |  | 2393449607 |  | JOE SCHOLZ | SPIRIT ENERGY LLC | 7701 FORSYTH BLVD. STE 325 |  | CLAYTON | MO | 63105 |  | 3147254321 | 9226 | INVESTOR | 50 | 720 | 1 | 2021-06-09 | 2020-04-28 | NC01 | 50
5 | LEE | SDLE | dailynmadrigal@aol.com | 5364173 | NONCOMMUNITY | CHLORINATION; AERATION FOR REMOVAL OF ANY SECONDARY CONTAMINANT, SULFIDE, OR ANY UNREGULATED CONTAMINANT; CORROSION CONTROL INHIBITOR ADDITION; HYPOCHLORINATION; IRON OR MANGANESE SEQUESTRATION; OR ULTRAVIOLET RADIATION. THE LEAD/CHIEF OPERATOR MUST BE CLASS D OR HIGHER. 50,000 GPD UP TO 0.25 MGD-STAFFING BY CLASS D OR HIGHER OPERATOR: 3 VISITS/WEEK ON NONCONSECUTIVE DAYS FOR A TOTAL OF 0.3 HOUR/WEEK. LESS THAN 50,000 GPD-STAFFING BY A CLASS D OR HIGHER OPERATOR: 2 VISITS/WEEK ON NONCONSECUTIVE DAYS FOR A TOTAL OF 0.2 HOUR/WEEK. THERE SHALL BE NO MORE THAN 5 DAYS BETWEEN THE LAST VISIT IN ONE WEEK AND THE FIRST VISIT IN THE NEXT WEEK. | N | Y | LAS DELICIAS CAFETERIA | 21870 PALM BEACH BLVD |  | ALVA | FL | 33920 |  | 2398881977 |  | DAILYN MADRIGAL | CUSTER PEGGY M TR FOR ROY AND PEGGY CUSTER TRUST | 3566 JUNIPER LANE |  | DAVIE | FL | 33330 |  | 2392532746 |  | INVESTOR | 960 | 15436 | 1 | 2021-12-14 | 2020-12-08 | NC01 | 50
5 | LEE | SDLE | ENVCOMPLIANCE@DOLLARGENERAL.COM | 5364174 | NONCOMMUNITY | CHLORINATION; AERATION FOR REMOVAL OF ANY SECONDARY CONTAMINANT, SULFIDE, OR ANY UNREGULATED CONTAMINANT; CORROSION CONTROL INHIBITOR ADDITION; HYPOCHLORINATION; IRON OR MANGANESE SEQUESTRATION; OR ULTRAVIOLET RADIATION. THE LEAD/CHIEF OPERATOR MUST BE CLASS D OR HIGHER. 50,000 GPD UP TO 0.25 MGD-STAFFING BY CLASS D OR HIGHER OPERATOR: 3 VISITS/WEEK ON NONCONSECUTIVE DAYS FOR A TOTAL OF 0.3 HOUR/WEEK. LESS THAN 50,000 GPD-STAFFING BY A CLASS D OR HIGHER OPERATOR: 2 VISITS/WEEK ON NONCONSECUTIVE DAYS FOR A TOTAL OF 0.2 HOUR/WEEK. THERE SHALL BE NO MORE THAN 5 DAYS BETWEEN THE LAST VISIT IN ONE WEEK AND THE FIRST VISIT IN THE NEXT WEEK. | N | Y | DOLLAR GENERAL STORE #17095 | 21440 PALM BEACH BLVD |  | ALVA | FL | 33920 |  | 8638081320 |  | TYLER JUDGE | LISA LANE LIBMAN FAMILY LLC + LISA LIBMAN GENERATION SHIPPIN | 601 PUTTER LANE |  | LONGBOAT KEY | FL | 34228 |  | 9417061806 |  | INVESTOR | 60 | 400 | 1 | 2021-01-07 | 2021-11-29 | NC01 | 50
5 | LEE | SDLE |  | 5364175 | NONCOMMUNITY | CHLORINATION; AERATION FOR REMOVAL OF ANY SECONDARY CONTAMINANT, SULFIDE, OR ANY UNREGULATED CONTAMINANT; CORROSION CONTROL INHIBITOR ADDITION; HYPOCHLORINATION; IRON OR MANGANESE SEQUESTRATION; OR ULTRAVIOLET RADIATION. THE LEAD/CHIEF OPERATOR MUST BE CLASS D OR HIGHER. 50,000 GPD UP TO 0.25 MGD-STAFFING BY CLASS D OR HIGHER OPERATOR: 3 VISITS/WEEK ON NONCONSECUTIVE DAYS FOR A TOTAL OF 0.3 HOUR/WEEK. LESS THAN 50,000 GPD-STAFFING BY A CLASS D OR HIGHER OPERATOR: 2 VISITS/WEEK ON NONCONSECUTIVE DAYS FOR A TOTAL OF 0.2 HOUR/WEEK. THERE SHALL BE NO MORE THAN 5 DAYS BETWEEN THE LAST VISIT IN ONE WEEK AND THE FIRST VISIT IN THE NEXT WEEK. | N | Y | FAMILY DOLLAR STORE JOEL BLVD | 2005 JOEL BLVD |  | LEHIGH ACRES | FL | 33972 |  | 2395551212 |  | SARA D. TONARELLI | ARA FD PROPERTY LLC | 1320 DIXIE HWY #241 |  | CORAL GABLES | FL | 33146 |  |  |  | INVESTOR | 50 | 400 | 1 | 2021-06-25 | 2017-05-24 | NC01 | 50
5 | LEE | SDLE | dvrdvm2@aol.com | 5364177 | NONCOMMUNITY | CHLORINATION; AERATION FOR REMOVAL OF ANY SECONDARY CONTAMINANT, SULFIDE, OR ANY UNREGULATED CONTAMINANT; CORROSION CONTROL INHIBITOR ADDITION; HYPOCHLORINATION; IRON OR MANGANESE SEQUESTRATION; OR ULTRAVIOLET RADIATION. THE LEAD/CHIEF OPERATOR MUST BE CLASS D OR HIGHER. 50,000 GPD UP TO 0.25 MGD-STAFFING BY CLASS D OR HIGHER OPERATOR: 3 VISITS/WEEK ON NONCONSECUTIVE DAYS FOR A TOTAL OF 0.3 HOUR/WEEK. LESS THAN 50,000 GPD-STAFFING BY A CLASS D OR HIGHER OPERATOR: 2 VISITS/WEEK ON NONCONSECUTIVE DAYS FOR A TOTAL OF 0.2 HOUR/WEEK. THERE SHALL BE NO MORE THAN 5 DAYS BETWEEN THE LAST VISIT IN ONE WEEK AND THE FIRST VISIT IN THE NEXT WEEK. | N | Y | VAN ROEKEL VETERINARY CLINIC | 18930 OLD BAYSHORE RD |  | NORTH FORT MYERS | FL | 33917 |  | 2396947177 |  | TIFFANY ROSZELL | DENNIS & DEBRA VAN ROEKEL | 18321 N. OLGA RD |  | ALVA | FL | 33920 |  | 2396947177 |  | OTHER | 26 | 630 | 1 | 2021-12-09 | 2018-10-29 | NC01 | 50
5 | LEE | SDLE | asaggarwal@gmail.com, teiwaterservices@gmail.com | 5364178 | NONCOMMUNITY | CHLORINATION; AERATION FOR REMOVAL OF ANY SECONDARY CONTAMINANT, SULFIDE, OR ANY UNREGULATED CONTAMINANT; CORROSION CONTROL INHIBITOR ADDITION; HYPOCHLORINATION; IRON OR MANGANESE SEQUESTRATION; OR ULTRAVIOLET RADIATION. THE LEAD/CHIEF OPERATOR MUST BE CLASS D OR HIGHER. 50,000 GPD UP TO 0.25 MGD-STAFFING BY CLASS D OR HIGHER OPERATOR: 3 VISITS/WEEK ON NONCONSECUTIVE DAYS FOR A TOTAL OF 0.3 HOUR/WEEK. LESS THAN 50,000 GPD-STAFFING BY A CLASS D OR HIGHER OPERATOR: 2 VISITS/WEEK ON NONCONSECUTIVE DAYS FOR A TOTAL OF 0.2 HOUR/WEEK. THERE SHALL BE NO MORE THAN 5 DAYS BETWEEN THE LAST VISIT IN ONE WEEK AND THE FIRST VISIT IN THE NEXT WEEK. | N | Y | 7-ELEVEN NO. 38237 BELL BLVD LLC | 2930 MEADOW RD |  | LEHIGH ACRES | FL | 33974 |  | 2392100455 |  | ANAND AGGARWAL | MPM NINE LP | PO BOX 711 |  | DALLAS | TX | 75221 |  | 6137461647 |  | INVESTOR | 58 | 700 | 1 | 2021-08-02 | 2019-07-23 | NC01 | 50
5 | LEE | SDLE | envcompliance@dollargeneral.com | 5364179 | NONCOMMUNITY | CHLORINATION; AERATION FOR REMOVAL OF ANY SECONDARY CONTAMINANT, SULFIDE, OR ANY UNREGULATED CONTAMINANT; CORROSION CONTROL INHIBITOR ADDITION; HYPOCHLORINATION; IRON OR MANGANESE SEQUESTRATION; OR ULTRAVIOLET RADIATION. THE LEAD/CHIEF OPERATOR MUST BE CLASS D OR HIGHER. 50,000 GPD UP TO 0.25 MGD-STAFFING BY CLASS D OR HIGHER OPERATOR: 3 VISITS/WEEK ON NONCONSECUTIVE DAYS FOR A TOTAL OF 0.3 HOUR/WEEK. LESS THAN 50,000 GPD-STAFFING BY A CLASS D OR HIGHER OPERATOR: 2 VISITS/WEEK ON NONCONSECUTIVE DAYS FOR A TOTAL OF 0.2 HOUR/WEEK. THERE SHALL BE NO MORE THAN 5 DAYS BETWEEN THE LAST VISIT IN ONE WEEK AND THE FIRST VISIT IN THE NEXT WEEK. | N | Y | DOLLAR GENERAL STORE, 544 MEADOW RD | 544 MEADOW RD |  | LEHIGH ACRES | FL | 33973 |  | 8638081320 |  | CARISA MURREL AND MICHAEL G BATES | 542 MEADOW LLC | 7811 CHUBB RD |  | NORTHVILLE | MI | 48168 |  |  |  | INVESTOR | 50 | 400 | 1 | 2021-04-15 | 2020-10-28 | NC01 | 50
5 | LEE | SDLE | teiwaterservies@gmail.com | 5364180 | NONCOMMUNITY | CHLORINATION; AERATION FOR REMOVAL OF ANY SECONDARY CONTAMINANT, SULFIDE, OR ANY UNREGULATED CONTAMINANT; CORROSION CONTROL INHIBITOR ADDITION; HYPOCHLORINATION; IRON OR MANGANESE SEQUESTRATION; OR ULTRAVIOLET RADIATION. THE LEAD/CHIEF OPERATOR MUST BE CLASS D OR HIGHER. 50,000 GPD UP TO 0.25 MGD-STAFFING BY CLASS D OR HIGHER OPERATOR: 3 VISITS/WEEK ON NONCONSECUTIVE DAYS FOR A TOTAL OF 0.3 HOUR/WEEK. LESS THAN 50,000 GPD-STAFFING BY A CLASS D OR HIGHER OPERATOR: 2 VISITS/WEEK ON NONCONSECUTIVE DAYS FOR A TOTAL OF 0.2 HOUR/WEEK. THERE SHALL BE NO MORE THAN 5 DAYS BETWEEN THE LAST VISIT IN ONE WEEK AND THE FIRST VISIT IN THE NEXT WEEK. | N | Y | 7-ELEVEN NO. 38285 | 18971 STATE ROAD 31 |  | NORTH FORT MYERS | FL | 33917 |  | 2397478773 |  |  | SCH NORTH FORT MYERS LLC | 5080 SHOREHAM PL STE 102 |  | SAN DIEGO | CA | 92122 |  | 8584372260 |  | OTHER | 26 | 650 | 1 | 2021-10-28 | 2020-10-29 | NC01 | 50
5 | LEE | SDLE | HPaquette@capecoral.net | 5364181 | COMMUNITY | NO TREATMENT--CONSECUTIVE SYSTEMS ONLY | Y | N | JUDD CREEK (CONSECUTIVE SYSTEM) | 2090 SW 32ND STREET |  | CAPE CORAL | FL | 33914 |  | 2392423554 |  |  | CITY OF CAPE CORAL | PO BOX 150027 |  | CAPE CORAL | FL | 33915 |  | 2392423200 |  | CITY | 563 | 0 | 4 |  | 2021-01-05 | PC02 | 100
4 | MONROE | SED | Richard_Ahern@nps.gov | 5440085 | NONTRANSIENT NONCOMMUNITY | MEMBRANE PROCESSES, INCLUDING ELECTRODIALYSIS, ELECTRODIALYSIS REVERSAL, MICROFILTRATION, ULTRAFILTRATION, NANOFILTRATION, AND REVERSE OSMOSIS. THE LEAD/CHIEF OPERATOR MUST BE CLASS C OR HIGHER. 0.5 MGD UP TO 1.0 MGD-STAFFING BY CLASS C OR HIGHER OPERATOR: 6 HOURS/DAY FOR 5 DAYS/WEEK AND ONE VISIT ON EACH WEEKEND DAY. 0.1 MGD UP TO 0.5 MGD-STAFFING BY CLASS C OR HIGHER OPERATOR: 3 HOURS/DAY FOR 5 DAYS/WEEK AND ONE VISIT ON EACH WEEKEND DAY. LESS THAN 0.1 MGD-STAFFING BY CLASS C OR HIGHER OPERATOR: 1 HOUR/DAY FOR 5 DAYS/WEEK AND ONE VISIT ON EACH WEEKEND DAY. | N | Y | FLAMINGO | 40001 STATE ROAD 9336 | FLAMINGO LODGE HIGHWAY | HOMESTEAD | FL | 33034 |  | 2396951500 |  | RICH AHERN | MIKE JESTER | 40001 SR 9336 |  | HOMESTEAD | FL | 33034 | 6733 | 3052427771 |  | FEDERAL | 25 | 160000 | 52 | 2014-06-04 | 2019-12-05 | NTNC | 100
4 | MONROE | SED | RICHARD_AHERN@NPS.GOV | 5444048 | NONCOMMUNITY | CHLORINATION; AERATION FOR REMOVAL OF ANY SECONDARY CONTAMINANT, SULFIDE, OR ANY UNREGULATED CONTAMINANT; CORROSION CONTROL INHIBITOR ADDITION; HYPOCHLORINATION; IRON OR MANGANESE SEQUESTRATION; OR ULTRAVIOLET RADIATION. THE LEAD/CHIEF OPERATOR MUST BE CLASS D OR HIGHER. 50,000 GPD UP TO 0.25 MGD-STAFFING BY CLASS D OR HIGHER OPERATOR: 3 VISITS/WEEK ON NONCONSECUTIVE DAYS FOR A TOTAL OF 0.3 HOUR/WEEK. LESS THAN 50,000 GPD-STAFFING BY A CLASS D OR HIGHER OPERATOR: 2 VISITS/WEEK ON NONCONSECUTIVE DAYS FOR A TOTAL OF 0.2 HOUR/WEEK. THERE SHALL BE NO MORE THAN 5 DAYS BETWEEN THE LAST VISIT IN ONE WEEK AND THE FIRST VISIT IN THE NEXT WEEK. | N | Y | LOOP ROAD EDUCATION CENTER | STATE ROAD 68 (LOOP ROAD) |  | OCHOPEE | FL | 33943 |  | 3052427781 |  | RANDY BORDEN | RANDY BORDEN | 40001 SR 9336 |  | HOMESTEAD | FL | 33034 | 6033 | 3055867016 |  | FEDERAL | 50 | 1000 | 6 | 2013-03-22 | 2018-03-20 | NC01 | 50
5 | CHARLOTTE | SD |  | 6080014 | NONCOMMUNITY | CHLORINATION; AERATION FOR REMOVAL OF ANY SECONDARY CONTAMINANT, SULFIDE, OR ANY UNREGULATED CONTAMINANT; CORROSION CONTROL INHIBITOR ADDITION; HYPOCHLORINATION; IRON OR MANGANESE SEQUESTRATION; OR ULTRAVIOLET RADIATION. THE LEAD/CHIEF OPERATOR MUST BE CLASS D OR HIGHER. 50,000 GPD UP TO 0.25 MGD-STAFFING BY CLASS D OR HIGHER OPERATOR: 3 VISITS/WEEK ON NONCONSECUTIVE DAYS FOR A TOTAL OF 0.3 HOUR/WEEK. LESS THAN 50,000 GPD-STAFFING BY A CLASS D OR HIGHER OPERATOR: 2 VISITS/WEEK ON NONCONSECUTIVE DAYS FOR A TOTAL OF 0.2 HOUR/WEEK. THERE SHALL BE NO MORE THAN 5 DAYS BETWEEN THE LAST VISIT IN ONE WEEK AND THE FIRST VISIT IN THE NEXT WEEK. | N | Y | COLD RIVER SALOON | 3149 DUNCAN RD |  | PUNTA GORDA | FL | 33982 |  |  |  | RUSSELL BELLEROSE | RUSSELL BELLEROSE | 862 W TARPON BLVD NW |  | PORT CHARLOTTE | FL | 33952 |  | 2072867412 |  | INVESTOR | 35 | 3000 | 1 | 2014-02-21 | 2017-11-06 | NC01 | 50
5 | CHARLOTTE | SD |  | 6080044 | COMMUNITY | MEMBRANE PROCESSES, INCLUDING ELECTRODIALYSIS, ELECTRODIALYSIS REVERSAL, MICROFILTRATION, ULTRAFILTRATION, NANOFILTRATION, AND REVERSE OSMOSIS. THE LEAD/CHIEF OPERATOR MUST BE CLASS C OR HIGHER. 0.5 MGD UP TO 1.0 MGD-STAFFING BY CLASS C OR HIGHER OPERATOR: 6 HOURS/DAY FOR 5 DAYS/WEEK AND ONE VISIT ON EACH WEEKEND DAY. 0.1 MGD UP TO 0.5 MGD-STAFFING BY CLASS C OR HIGHER OPERATOR: 3 HOURS/DAY FOR 5 DAYS/WEEK AND ONE VISIT ON EACH WEEKEND DAY. LESS THAN 0.1 MGD-STAFFING BY CLASS C OR HIGHER OPERATOR: 1 HOUR/DAY FOR 5 DAYS/WEEK AND ONE VISIT ON EACH WEEKEND DAY. | N | Y | CHARLOTTE HARBOR WATER ASSN. | 2515 HIGHLANDS ROAD |  | PUNTA GORDA | FL | 33983 | 3195 | 9416252288 |  | ROGER JOHNSON | SCOTT BAKER | 2515 HIGHLANDS ROAD |  | PUNTA GORDA | FL | 33983 |  | 9416252288 |  | WATER ASSOCIATION | 4500 | 750000 | 1675 | 2021-05-12 | 2018-11-15 | DC04 | 1000
5 | CHARLOTTE | SD |  | 6080051 | COMMUNITY | CONVENTIONAL FILTRATION (COAGULATION, FLOCCULATION, SEDIMENTATION, AND FILTRATION); DIRECT FILTRATION, (COAGULATION AND FILTRATION); OR LIME SOFTENING 5.0 MGD AND ABOVE. STAFFING BY CLASS C OR HIGHER OPERATOR: 24 HOURS/DAY FOR 7 DAYS/WEEK. THE LEAD/CHIEF OPERATOR MUST BE CLASS A. | Y | Y | CITY OF PUNTA GORDA | 38100 WASHINGTON LOOP ROAD |  | PUNTA GORDA | FL | 33982 |  | 9416392057 |  | CHUCK PAVLOS | CHUCK PAVLOS | 326 W MARION AVE |  | PUNTA GORDA | FL | 33950 |  | 9415755055 |  | MUNICIPALITY | 36302 | 14500000 | 12817 | 2014-04-30 | 2021-03-23 | DC01 | 6000
5 | CHARLOTTE | SD |  | 6080078 | NONCOMMUNITY | AERATION FOR REMOVAL OF ANY PRIMARY CONTAMINANT; ALKALINITY/PH ADJUSTMENT; CHLORAMIN ATION; CHLORINE DIOXIDE FOR OXIDATION OR DISINFECTION; FLUORIDATION; ION EXCHANGE FOR REMOVAL OF ANY SECONDARY CONTAMINANT, SULFIDE, OR ANY UNREGULATED CONTAMINANT; OR OZONATION LESS THAN 0.1 MGD. STAFFING BY A CLASS D OR HIGHER OPERATOR: 3 VISITS/WEEK ON NONCONSECUTIVE DAYS FOR A TOTAL OF 0.6 HOUR/WEEK. THE LEAD/CHIEF OPERATOR MUST BE CLASS D OR HIGHER. | N | Y | PRICE-SANDERS SCOUT RESERVATON | 38751 BERMONT ROAD |  | PUNTA GORDA | FL | 33982 |  | 9419368072 | 102 | GREG GRAHAM | GREG GRAHAM | 1801 BOY SCOUT DRIVE |  | FORT MYERS | FL | 33907 |  | 2399368072 | 102 | OTHER | 100 | 19000 | 5 | 2014-06-06 | 2018-09-05 | NC01 | 50
5 | CHARLOTTE | SD | eljowater@gmail.com | 6080081 | COMMUNITY | CHLORINATION; AERATION FOR REMOVAL OF ANY SECONDARY CONTAMINANT, SULFIDE, OR ANY UNREGULATED CONTAMINANT; CORROSION CONTROL INHIBITOR ADDITION; HYPOCHLORINATION; IRON OR MANGANESE SEQUESTRATION; OR ULTRAVIOLET RADIATION. THE LEAD/CHIEF OPERATOR MUST BE CLASS D OR HIGHER. 50,000 GPD UP TO 0.25 MGD-STAFFING BY CLASS D OR HIGHER OPERATOR: 3 VISITS/WEEK ON NONCONSECUTIVE DAYS FOR A TOTAL OF 0.3 HOUR/WEEK. LESS THAN 50,000 GPD-STAFFING BY A CLASS D OR HIGHER OPERATOR: 2 VISITS/WEEK ON NONCONSECUTIVE DAYS FOR A TOTAL OF 0.2 HOUR/WEEK. THERE SHALL BE NO MORE THAN 5 DAYS BETWEEN THE LAST VISIT IN ONE WEEK AND THE FIRST VISIT IN THE NEXT WEEK. | Y | N | EL JOBEAN WATER ASSOCIATION | 14410 PAMBAR AVENUE | P.O. BOX 27149 | EL JOBEAN | FL | 33927 |  | 9416255548 |  | JENNIFER BARRON | JUDY FEDERICO | P.O. BOX 27149 |  | EL JOBEAN | FL | 33927 |  | 9416255548 |  | INVESTOR | 1338 | 1 | 600 | 2014-12-04 | 2018-11-29 | PC02 | 100
5 | CHARLOTTE | SD | bonniegiwa@comcast.net | 6080104 | COMMUNITY | MEMBRANE PROCESSES, INCLUDING ELECTRODIALYSIS, ELECTRODIALYSIS REVERSAL, MICROFILTRATION, ULTRAFILTRATION, NANOFILTRATION, AND REVERSE OSMOSIS 1.0 MGD UP TO 6.5 MGD. STAFFING BY CLASS C OR HIGHER OPERATOR: 16 HOURS/DAY FOR 7 DAYS/WEEK. THE LEAD/CHIEF OPERATOR MUST BE CLASS B OR HIGHER. | N | Y | GASPARILLA ISLAND WATER ASSOC | 5050 LINWOOD ROAD |  | PLACIDA | FL | 33946 |  | 9419642423 |  | BONNIE PRINGLE | BONNIE PRINGLE | POST OFFICE BOX 310 |  | BOCA GRANDE | FL | 33921 | 310 | 9419642423 |  | INVESTOR | 5562 | 1846001 | 1670 | 2019-02-19 | 2020-11-23 | DC03 | 2000
5 | CHARLOTTE | SD | pelicanperch@comcast.net | 6080137 | NONCOMMUNITY | AERATION FOR REMOVAL OF ANY PRIMARY CONTAMINANT; ALKALINITY/PH ADJUSTMENT; CHLORAMIN ATION; CHLORINE DIOXIDE FOR OXIDATION OR DISINFECTION; FLUORIDATION; ION EXCHANGE FOR REMOVAL OF ANY SECONDARY CONTAMINANT, SULFIDE, OR ANY UNREGULATED CONTAMINANT; OR OZONATION LESS THAN 0.1 MGD. STAFFING BY A CLASS D OR HIGHER OPERATOR: 3 VISITS/WEEK ON NONCONSECUTIVE DAYS FOR A TOTAL OF 0.6 HOUR/WEEK. THE LEAD/CHIEF OPERATOR MUST BE CLASS D OR HIGHER. | N | Y | PELICAN PERCH RV PARK | 11255 TAMIAMI TRAIL |  | PUNTA GORDA | FL | 33955 |  | 9417406000 |  | WILLIAM FIGEL | WILLIAM FIGEL | 11255 TAMIAMI TRAIL |  | PUNTA GORDA | FL | 33955 |  | 9417406000 |  | INVESTOR | 50 | 4000 | 33 | 2014-06-05 | 2017-11-07 | NC01 | 50
5 | CHARLOTTE | SD |  | 6080175 | COMMUNITY | NO TREATMENT--CONSECUTIVE SYSTEMS ONLY | Y | Y | LITTLE GASPARILLA UTILITY INC | P.O. BOX 5145 |  | GROVE CITY | FL | 34224 |  | 9416268294 |  | JACK BOYER | JACK BOYER | PO BOX 7 |  | PLACIDA | FL | 33946 |  | 9416812778 |  | INVESTOR | 1218 | 0 | 220 | 2012-11-09 | 2019-12-09 | PC02 | 100
5 | CHARLOTTE | SD |  | 6080217 | NONCOMMUNITY | AERATION FOR REMOVAL OF ANY PRIMARY CONTAMINANT; ALKALINITY/PH ADJUSTMENT; CHLORAMIN ATION; CHLORINE DIOXIDE FOR OXIDATION OR DISINFECTION; FLUORIDATION; ION EXCHANGE FOR REMOVAL OF ANY SECONDARY CONTAMINANT, SULFIDE, OR ANY UNREGULATED CONTAMINANT; OR OZONATION LESS THAN 0.1 MGD. STAFFING BY A CLASS D OR HIGHER OPERATOR: 3 VISITS/WEEK ON NONCONSECUTIVE DAYS FOR A TOTAL OF 0.6 HOUR/WEEK. THE LEAD/CHIEF OPERATOR MUST BE CLASS D OR HIGHER. | N | Y | PEACE RIVER RV & MOBILE HOME PARK INC | 29208 SNOOK CIRCLE |  | PUNTA GORDA | FL | 33982 |  | 9412764189 |  |  | GARY BOYLE | 10124 SW COUNTY ROAD 769 |  | ARCADIA | FL | 34269 |  | 8636515538 |  | INVESTOR | 60 | 10000 | 32 | 2014-02-19 | 2017-11-07 | NC01 | 50
5 | CHARLOTTE | SD |  | 6080256 | COMMUNITY | ACTIVATED CARBON PROCESSES; DIATOMACEOUS EARTH FILTRATION; ION EXCHANGE FOR REMOVAL OF ANY PRIMARY CONTAMINANT; ION AND MANGANESE REMOVAL (OXIDATION, DETENTION, AND FILTRATION); OR SLOW SAND FILTRATION. LEAD/CHIEF OPERATOR MUST BE CLASS C OR HIGHER. 1.0 MGD UP TO 2.0 MGD-STAFFING BY CLASS C OR HIGHER OPERATOR: 6 HOURS/DAY FOR 5 DAYS/WEEK AND ONE VISIT ON EACH WEEKEND DAY. 0.5 MGD UP TO 1.0 MGD-STAFFING BY CLASS C OR HIGHER OPERATOR: 3 HOURS/DAY FOR 5 DAYS/WEEK AND ONE VISIT ON EACH WEEKEND DAY. 0.25 MGD UP TO 0.5 MGD-STAFFING BY CLASS C OR HIGHER OPERATOR: 1 HOUR/DAY FOR 5 DAYS/WEEK AND ONE VISIT ON EACH WEEKEND DAY. LESS THAN 0.25 MGD-STAFFING BY CLASS C OR HIGHER OPERATOR: 5 VISITS/WEEK AND ONE VISIT EACH WEEKEND FOR A TOTAL OF 1.8 HOURS/WEEK. | N | Y | SHELL CREEK PARK | 35711 WASHINGTON LOOP ROAD |  | PUNTA GORDA | FL | 33982 |  | 9416394234 |  |  | BRAD PINOVER | 27777 FRANKLIN ROAD | SUITE 200 | SOUTHFIELD | MI | 48034 |  | 8135036323 |  | INVESTOR | 465 | 50000 | 290 | 2015-02-03 | 2021-03-23 | DC05 | 500
5 | CHARLOTTE | SD |  | 6080272 | NONTRANSIENT NONCOMMUNITY | CHLORINATION; AERATION FOR REMOVAL OF ANY SECONDARY CONTAMINANT, SULFIDE, OR ANY UNREGULATED CONTAMINANT; CORROSION CONTROL INHIBITOR ADDITION; HYPOCHLORINATION; IRON OR MANGANESE SEQUESTRATION; OR ULTRAVIOLET RADIATION. THE LEAD/CHIEF OPERATOR MUST BE CLASS D OR HIGHER. 50,000 GPD UP TO 0.25 MGD-STAFFING BY CLASS D OR HIGHER OPERATOR: 3 VISITS/WEEK ON NONCONSECUTIVE DAYS FOR A TOTAL OF 0.3 HOUR/WEEK. LESS THAN 50,000 GPD-STAFFING BY A CLASS D OR HIGHER OPERATOR: 2 VISITS/WEEK ON NONCONSECUTIVE DAYS FOR A TOTAL OF 0.2 HOUR/WEEK. THERE SHALL BE NO MORE THAN 5 DAYS BETWEEN THE LAST VISIT IN ONE WEEK AND THE FIRST VISIT IN THE NEXT WEEK. | N | Y | SUN N SHADE FAMILY CAMPGROUND | 14880 TAMIAMI TRAIL |  | PUNTA GORDA | FL | 33955 |  | 9416395388 |  | Krista Ray | JIM BELLINSON | 6400 TELEGRAPH ROAD | SUITE 2000 | BLOOMFIELD HILLS | MI | 48301 |  | 2489888845 |  | INVESTOR | 200 | 45000 | 80 | 2020-10-16 | 2019-04-30 | NTNC | 100
5 | CHARLOTTE | SD |  | 6080318 | COMMUNITY | MEMBRANE PROCESSES, INCLUDING ELECTRODIALYSIS, ELECTRODIALYSIS REVERSAL, MICROFILTRATION, ULTRAFILTRATION, NANOFILTRATION, AND REVERSE OSMOSIS 1.0 MGD UP TO 6.5 MGD. STAFFING BY CLASS C OR HIGHER OPERATOR: 16 HOURS/DAY FOR 7 DAYS/WEEK. THE LEAD/CHIEF OPERATOR MUST BE CLASS B OR HIGHER. | N | Y | CHARLOTTE COUNTY UTILITIES / BURNT STORE | 17430 BURNT STORE ROAD |  | PUNTA GORDA | FL | 33955 |  | 9417644300 |  | STEPHEN KIPFINGER | CRAIG RUDY | 25550 HARBORVIEW ROAD | BLDG A UNIT 1 | PORT CHARLOTTE | FL | 33980 |  | 9417644502 |  | INVESTOR | 6300 | 1127000 | 2286 | 2021-11-10 | 2021-03-30 | DC03 | 2000
5 | CHARLOTTE | SD |  | 6080324 | COMMUNITY | MEMBRANE PROCESSES, INCLUDING ELECTRODIALYSIS, ELECTRODIALYSIS REVERSAL, MICROFILTRATION, ULTRAFILTRATION, NANOFILTRATION, AND REVERSE OSMOSIS. THE LEAD/CHIEF OPERATOR MUST BE CLASS C OR HIGHER. 0.5 MGD UP TO 1.0 MGD-STAFFING BY CLASS C OR HIGHER OPERATOR: 6 HOURS/DAY FOR 5 DAYS/WEEK AND ONE VISIT ON EACH WEEKEND DAY. 0.1 MGD UP TO 0.5 MGD-STAFFING BY CLASS C OR HIGHER OPERATOR: 3 HOURS/DAY FOR 5 DAYS/WEEK AND ONE VISIT ON EACH WEEKEND DAY. LESS THAN 0.1 MGD-STAFFING BY CLASS C OR HIGHER OPERATOR: 1 HOUR/DAY FOR 5 DAYS/WEEK AND ONE VISIT ON EACH WEEKEND DAY. | N | Y | TROPICAL PALMS MHP | 17100 TAMIAMI TRAIL #147 |  | PUNTA GORDA | FL | 33955 |  | 8132826754 |  | ASHLEY CHANG | HENRY LUE | 5100 W LEMON ST. | STE 109 | TAMPA | FL | 33609 |  | 8132825934 |  | INVESTOR | 508 | 80000 | 360 | 2018-10-19 | 2020-02-25 | DC05 | 500
5 | CHARLOTTE | SD |  | 6084003 | NONCOMMUNITY | CHLORINATION; AERATION FOR REMOVAL OF ANY SECONDARY CONTAMINANT, SULFIDE, OR ANY UNREGULATED CONTAMINANT; CORROSION CONTROL INHIBITOR ADDITION; HYPOCHLORINATION; IRON OR MANGANESE SEQUESTRATION; OR ULTRAVIOLET RADIATION. THE LEAD/CHIEF OPERATOR MUST BE CLASS D OR HIGHER. 50,000 GPD UP TO 0.25 MGD-STAFFING BY CLASS D OR HIGHER OPERATOR: 3 VISITS/WEEK ON NONCONSECUTIVE DAYS FOR A TOTAL OF 0.3 HOUR/WEEK. LESS THAN 50,000 GPD-STAFFING BY A CLASS D OR HIGHER OPERATOR: 2 VISITS/WEEK ON NONCONSECUTIVE DAYS FOR A TOTAL OF 0.2 HOUR/WEEK. THERE SHALL BE NO MORE THAN 5 DAYS BETWEEN THE LAST VISIT IN ONE WEEK AND THE FIRST VISIT IN THE NEXT WEEK. | N | Y | CIRCLE K #7409 | 11161 US 41 |  | PUNTA GORDA | FL | 33950 |  | 8636215528 |  |  | CHERYL BARROW | 3802 CORPOREX PARK DR. | STE 200 | TAMPA | FL | 33619 |  | 8139106878 |  | INVESTOR | 50 | 4500 | 1 | 2014-04-24 | 2019-02-19 | NC01 | 50
5 | CHARLOTTE | SD |  | 6084006 | NONCOMMUNITY | CHLORINATION; AERATION FOR REMOVAL OF ANY SECONDARY CONTAMINANT, SULFIDE, OR ANY UNREGULATED CONTAMINANT; CORROSION CONTROL INHIBITOR ADDITION; HYPOCHLORINATION; IRON OR MANGANESE SEQUESTRATION; OR ULTRAVIOLET RADIATION. THE LEAD/CHIEF OPERATOR MUST BE CLASS D OR HIGHER. 50,000 GPD UP TO 0.25 MGD-STAFFING BY CLASS D OR HIGHER OPERATOR: 3 VISITS/WEEK ON NONCONSECUTIVE DAYS FOR A TOTAL OF 0.3 HOUR/WEEK. LESS THAN 50,000 GPD-STAFFING BY A CLASS D OR HIGHER OPERATOR: 2 VISITS/WEEK ON NONCONSECUTIVE DAYS FOR A TOTAL OF 0.2 HOUR/WEEK. THERE SHALL BE NO MORE THAN 5 DAYS BETWEEN THE LAST VISIT IN ONE WEEK AND THE FIRST VISIT IN THE NEXT WEEK. | N | Y | USA GROCERS | 2390 DUNCAN ROAD |  | PUNTA GORDA | FL | 33982 |  | 9416379931 |  | MOHAMMED TAHER | MOHAMMED TAHER | 2390 DUNCAN ROAD |  | PUNTA GORDA | FL | 33982 |  | 9416379931 |  | INVESTOR | 25 | 300 | 1 | 2013-01-25 | 2019-02-19 | NC01 | 50
5 | CHARLOTTE | SD |  | 6084007 | NONCOMMUNITY | AERATION FOR REMOVAL OF ANY PRIMARY CONTAMINANT; ALKALINITY/PH ADJUSTMENT; CHLORAMIN ATION; CHLORINE DIOXIDE FOR OXIDATION OR DISINFECTION; FLUORIDATION; ION EXCHANGE FOR REMOVAL OF ANY SECONDARY CONTAMINANT, SULFIDE, OR ANY UNREGULATED CONTAMINANT; OR OZONATION LESS THAN 0.1 MGD. STAFFING BY A CLASS D OR HIGHER OPERATOR: 3 VISITS/WEEK ON NONCONSECUTIVE DAYS FOR A TOTAL OF 0.6 HOUR/WEEK. THE LEAD/CHIEF OPERATOR MUST BE CLASS D OR HIGHER. | N | Y | PARADISE PARK CONDO. ASSOC. | 46900 BERMONT RD |  | PUNTA GORDA | FL | 33982 |  | 9416392680 |  | ROBERT DRAKE | ROBERT DRAKE | 7853 FAIRFIELD ROAD |  | OBFORD | OH | 45056 |  | 5132558667 |  | OTHER | 785 | 60000 | 314 | 2014-06-06 | 2018-06-21 | NC01 | 50
5 | CHARLOTTE | SD | OLDEBRIDGE9@AOL.COM | 6084074 | COMMUNITY | MEMBRANE PROCESSES, INCLUDING ELECTRODIALYSIS, ELECTRODIALYSIS REVERSAL, MICROFILTRATION, ULTRAFILTRATION, NANOFILTRATION, AND REVERSE OSMOSIS. THE LEAD/CHIEF OPERATOR MUST BE CLASS C OR HIGHER. 0.5 MGD UP TO 1.0 MGD-STAFFING BY CLASS C OR HIGHER OPERATOR: 6 HOURS/DAY FOR 5 DAYS/WEEK AND ONE VISIT ON EACH WEEKEND DAY. 0.1 MGD UP TO 0.5 MGD-STAFFING BY CLASS C OR HIGHER OPERATOR: 3 HOURS/DAY FOR 5 DAYS/WEEK AND ONE VISIT ON EACH WEEKEND DAY. LESS THAN 0.1 MGD-STAFFING BY CLASS C OR HIGHER OPERATOR: 1 HOUR/DAY FOR 5 DAYS/WEEK AND ONE VISIT ON EACH WEEKEND DAY. | N | Y | NORTH CHARLOTTE WATER WORKS | 29026 WOOD DUCK DRIVE |  | PUNTA GORDA | FL | 33982 |  | 8639901393 |  | MICHAEL SMALLRIDGE | MICHAEL SMALLRIDGE | 5911 TROUBLE CREEK ROAD |  | NEW PORT RICHEY | FL | 34652 |  | 3523027406 |  | INVESTOR | 90 | 40000 | 40 | 2014-03-05 | 2020-09-09 | DC06 | 100
5 | CHARLOTTE | SD |  | 6084075 | COMMUNITY | NO TREATMENT--CONSECUTIVE SYSTEMS ONLY | N | Y | KNIGHT ISLAND UTILITIES, INC. | 7092 PLACIDA ROAD |  | CAPE HAZE | FL | 33946 |  | 9416972267 |  | ADAM BECKSTEAD | ADAM BECKSTEAD | 7092 PLACIDA ROAD |  | PLACIDA | FL | 33946 |  | 9416977207 |  | INVESTOR | 431 | 0 | 201 | 2014-12-17 | 2019-12-09 | PC01 | 50
5 | CHARLOTTE | SD |  | 6084078 | NONCOMMUNITY | AERATION FOR REMOVAL OF ANY PRIMARY CONTAMINANT; ALKALINITY/PH ADJUSTMENT; CHLORAMIN ATION; CHLORINE DIOXIDE FOR OXIDATION OR DISINFECTION; FLUORIDATION; ION EXCHANGE FOR REMOVAL OF ANY SECONDARY CONTAMINANT, SULFIDE, OR ANY UNREGULATED CONTAMINANT; OR OZONATION LESS THAN 0.1 MGD. STAFFING BY A CLASS D OR HIGHER OPERATOR: 3 VISITS/WEEK ON NONCONSECUTIVE DAYS FOR A TOTAL OF 0.6 HOUR/WEEK. THE LEAD/CHIEF OPERATOR MUST BE CLASS D OR HIGHER. | N | Y | I-75 WEIGH STATION | TUCKERS GRADE |  | PUNTA GORDA | FL | 33903 |  | 8635192315 |  | SCOTT ELLIS | SHARON HEDRICK HARRIS | 801 N. BROADWAY AVE |  | BARTOW | FL | 33830 |  | 8635192315 |  | STATE | 60 | 5000 | 4 | 2014-05-06 | 2017-11-07 | NC01 | 50
5 | CHARLOTTE | SD |  | 6084079 | COMMUNITY | NO TREATMENT--CONSECUTIVE SYSTEMS ONLY | N | Y | BOCILLA UTILITIES, INC. | 7025 PLACIDA ROAD STE A |  | ENGLEWOOD | FL | 34224 |  | 9416972267 |  | R CRAIG NODEN | R CRAIG NODEN | 7025 PLACIDA RD | STE A | ENGLEWOOD | FL | 34224 |  | 9417690561 |  | INVESTOR/LICENSED PUBLIC UTILITIES | 1062 | 120000 | 204 | 2014-12-17 | 2019-12-09 | PC02 | 100
6 | CITRUS | SWD | sunshineutl@aol.com | 6090099 | COMMUNITY | CHLORINATION; AERATION FOR REMOVAL OF ANY SECONDARY CONTAMINANT, SULFIDE, OR ANY UNREGULATED CONTAMINANT; CORROSION CONTROL INHIBITOR ADDITION; HYPOCHLORINATION; IRON OR MANGANESE SEQUESTRATION; OR ULTRAVIOLET RADIATION. THE LEAD/CHIEF OPERATOR MUST BE CLASS D OR HIGHER. 50,000 GPD UP TO 0.25 MGD-STAFFING BY CLASS D OR HIGHER OPERATOR: 3 VISITS/WEEK ON NONCONSECUTIVE DAYS FOR A TOTAL OF 0.3 HOUR/WEEK. LESS THAN 50,000 GPD-STAFFING BY A CLASS D OR HIGHER OPERATOR: 2 VISITS/WEEK ON NONCONSECUTIVE DAYS FOR A TOTAL OF 0.2 HOUR/WEEK. THERE SHALL BE NO MORE THAN 5 DAYS BETWEEN THE LAST VISIT IN ONE WEEK AND THE FIRST VISIT IN THE NEXT WEEK. | N | Y | SUNSHINE #6 (BACKWATER HEIGHTS) | 10230 E. HWY 25 |  | BELLEVIEW | FL | 34420 |  |  |  | DEWAINE CHRISTMAS | SUNSHINE UTILITIES | 10230 E. HWY 25 |  | BELLEVIEW | FL | 34420 | 5531 | 3523478228 |  | INVESTOR | 267 | 100000 | 107 | 2014-08-29 | 2020-05-21 | DC05 | 500
6 | CITRUS | SWD |  | 6090150 | COMMUNITY | CHLORINATION; AERATION FOR REMOVAL OF ANY SECONDARY CONTAMINANT, SULFIDE, OR ANY UNREGULATED CONTAMINANT; CORROSION CONTROL INHIBITOR ADDITION; HYPOCHLORINATION; IRON OR MANGANESE SEQUESTRATION; OR ULTRAVIOLET RADIATION. THE LEAD/CHIEF OPERATOR MUST BE CLASS C OR HIGHER. 5.0 MGD AND ABOVE-STAFFING BY CLASS C OR HIGHER OPERATOR: 6 HOURS/DAY FOR 5 DAYS/WEEK AND ONE VISIT ON EACH WEEKEND DAY. 3.0 MGD UP TO 5.0 MGD-STAFFING BY CLASS C OR HIGHER OPERATOR: 1 HOUR/DAY FOR 5 DAYS/WEEK AND ONE VISIT ON EACH WEEKEND DAY. 0.25 MGD UP TO 3.0 MGD-STAFFING BY CLASS C OR HIGHER OPERATOR: 5 VISITS/WEEK AND ONE VISIT EACH WEEKEND FOR A TOTAL OF 0.6 HOUR/WEEK. | N | Y | BEVERLY HILLS / ROLLING OAKS SUBDIVISION | P.O. BOX 641030 |  | BEVERLY HILLS | FL | 34464 | 1030 | 3527464291 |  |  | ROLLING OAKS UTILITIES, INC. | P.O.BOX 641030 |  | BEVERLY HILLS | FL | 34464 |  | 3527464291 |  | SUBDIVISION | 11572 | 5600000 | 5894 | 2013-02-19 | 2020-01-22 | DC02 | 4000
6 | CITRUS | SWD |  | 6090156 | COMMUNITY | CHLORINATION; AERATION FOR REMOVAL OF ANY SECONDARY CONTAMINANT, SULFIDE, OR ANY UNREGULATED CONTAMINANT; CORROSION CONTROL INHIBITOR ADDITION; HYPOCHLORINATION; IRON OR MANGANESE SEQUESTRATION; OR ULTRAVIOLET RADIATION. THE LEAD/CHIEF OPERATOR MUST BE CLASS D OR HIGHER. 50,000 GPD UP TO 0.25 MGD-STAFFING BY CLASS D OR HIGHER OPERATOR: 3 VISITS/WEEK ON NONCONSECUTIVE DAYS FOR A TOTAL OF 0.3 HOUR/WEEK. LESS THAN 50,000 GPD-STAFFING BY A CLASS D OR HIGHER OPERATOR: 2 VISITS/WEEK ON NONCONSECUTIVE DAYS FOR A TOTAL OF 0.2 HOUR/WEEK. THERE SHALL BE NO MORE THAN 5 DAYS BETWEEN THE LAST VISIT IN ONE WEEK AND THE FIRST VISIT IN THE NEXT WEEK. | N | Y | BIG PINE ACRES | 3290 W. PARKVILLE ST |  | LECANTO | FL | 34460 |  | 3527467826 |  | KEN KURI | AMY GRACE | P.O. BOX 493 |  | LECANTO | FL | 34460 |  | 7272002510 |  | INVESTOR | 70 | 28000 | 33 | 2018-06-05 | 2021-06-21 | DC06 | 100
6 | CITRUS | SWD | mtaylor@eckerd.org | 6090234 | NONTRANSIENT NONCOMMUNITY | CHLORINATION; AERATION FOR REMOVAL OF ANY SECONDARY CONTAMINANT, SULFIDE, OR ANY UNREGULATED CONTAMINANT; CORROSION CONTROL INHIBITOR ADDITION; HYPOCHLORINATION; IRON OR MANGANESE SEQUESTRATION; OR ULTRAVIOLET RADIATION. THE LEAD/CHIEF OPERATOR MUST BE CLASS D OR HIGHER. 50,000 GPD UP TO 0.25 MGD-STAFFING BY CLASS D OR HIGHER OPERATOR: 3 VISITS/WEEK ON NONCONSECUTIVE DAYS FOR A TOTAL OF 0.3 HOUR/WEEK. LESS THAN 50,000 GPD-STAFFING BY A CLASS D OR HIGHER OPERATOR: 2 VISITS/WEEK ON NONCONSECUTIVE DAYS FOR A TOTAL OF 0.2 HOUR/WEEK. THERE SHALL BE NO MORE THAN 5 DAYS BETWEEN THE LAST VISIT IN ONE WEEK AND THE FIRST VISIT IN THE NEXT WEEK. | N | Y | CAMP E-NINI-HASSEE | 7027 E STAGECOACH TRAIL |  | FLORAL CITY | FL | 34436 |  | 3527263883 |  | CAROL GARDINER | CAROL GARDINER | 7027 E STAGECOACH TR |  | FLORAL CITY | FL | 34436 |  | 3527263883 |  | INVESTOR | 50 | 63000 | 2 | 2014-01-21 | 2018-12-07 | NTNC | 100
6 | CITRUS | SWD |  | 6090236 | NONCOMMUNITY | CHLORINATION; AERATION FOR REMOVAL OF ANY SECONDARY CONTAMINANT, SULFIDE, OR ANY UNREGULATED CONTAMINANT; CORROSION CONTROL INHIBITOR ADDITION; HYPOCHLORINATION; IRON OR MANGANESE SEQUESTRATION; OR ULTRAVIOLET RADIATION. THE LEAD/CHIEF OPERATOR MUST BE CLASS D OR HIGHER. 50,000 GPD UP TO 0.25 MGD-STAFFING BY CLASS D OR HIGHER OPERATOR: 3 VISITS/WEEK ON NONCONSECUTIVE DAYS FOR A TOTAL OF 0.3 HOUR/WEEK. LESS THAN 50,000 GPD-STAFFING BY A CLASS D OR HIGHER OPERATOR: 2 VISITS/WEEK ON NONCONSECUTIVE DAYS FOR A TOTAL OF 0.2 HOUR/WEEK. THERE SHALL BE NO MORE THAN 5 DAYS BETWEEN THE LAST VISIT IN ONE WEEK AND THE FIRST VISIT IN THE NEXT WEEK. | N | Y | COVERED WAGON CAMPGROUND | 6049 S. SUNCOAST BLVD. |  | HOMOSASSA | FL | 34446 |  | 3526284689 |  | STEVEN HASLAM | STEVEN HASLAM | 6049 S. SUNCOAST BLVD. |  | HOMOSASSA | FL | 34446 |  | 3526284669 |  | INVESTOR | 80 | 1 | 33 | 2015-04-24 | 2018-12-11 | NC01 | 50
6 | CITRUS | SWD |  | 6090267 | COMMUNITY | NO TREATMENT--CONSECUTIVE SYSTEMS ONLY | N | Y | CASTLE LAKE PARK | 5254 CASTLE LAKE PARK |  | FLORAL CITY | FL | 34436 |  | 3527870980 |  |  | SAM CAIN, P.E. | 280 WEKIVA SPRINGS ROAD | SUITE 2070 | LONGWOOD | FL | 32779 |  | 4076296900 |  | INVESTOR | 196 | 167000 | 98 | 2015-01-20 | 2021-06-10 | PC01 | 50
6 | CITRUS | SWD |  | 6090308 | NONCOMMUNITY | CHLORINATION; AERATION FOR REMOVAL OF ANY SECONDARY CONTAMINANT, SULFIDE, OR ANY UNREGULATED CONTAMINANT; CORROSION CONTROL INHIBITOR ADDITION; HYPOCHLORINATION; IRON OR MANGANESE SEQUESTRATION; OR ULTRAVIOLET RADIATION. THE LEAD/CHIEF OPERATOR MUST BE CLASS D OR HIGHER. 50,000 GPD UP TO 0.25 MGD-STAFFING BY CLASS D OR HIGHER OPERATOR: 3 VISITS/WEEK ON NONCONSECUTIVE DAYS FOR A TOTAL OF 0.3 HOUR/WEEK. LESS THAN 50,000 GPD-STAFFING BY A CLASS D OR HIGHER OPERATOR: 2 VISITS/WEEK ON NONCONSECUTIVE DAYS FOR A TOTAL OF 0.2 HOUR/WEEK. THERE SHALL BE NO MORE THAN 5 DAYS BETWEEN THE LAST VISIT IN ONE WEEK AND THE FIRST VISIT IN THE NEXT WEEK. | N | Y | CITRUS COUNTY FAIR ASSOCIATION | 3600 S FLORIDA AVE |  | INVERNESS | FL | 34450 |  | 3527262993 |  | HAL PORTER | HAL PORTER | 3600 S. FLORIDA AVE |  | INVERNESS | FL | 34450 |  | 3527262993 |  | COUNTY | 25 | 19000 | 10 | 2015-09-02 | 2019-12-20 | NC01 | 50
6 | CITRUS | SWD |  | 6090312 | COMMUNITY | CHLORINATION; AERATION FOR REMOVAL OF ANY SECONDARY CONTAMINANT, SULFIDE, OR ANY UNREGULATED CONTAMINANT; CORROSION CONTROL INHIBITOR ADDITION; HYPOCHLORINATION; IRON OR MANGANESE SEQUESTRATION; OR ULTRAVIOLET RADIATION. THE LEAD/CHIEF OPERATOR MUST BE CLASS C OR HIGHER. 5.0 MGD AND ABOVE-STAFFING BY CLASS C OR HIGHER OPERATOR: 6 HOURS/DAY FOR 5 DAYS/WEEK AND ONE VISIT ON EACH WEEKEND DAY. 3.0 MGD UP TO 5.0 MGD-STAFFING BY CLASS C OR HIGHER OPERATOR: 1 HOUR/DAY FOR 5 DAYS/WEEK AND ONE VISIT ON EACH WEEKEND DAY. 0.25 MGD UP TO 3.0 MGD-STAFFING BY CLASS C OR HIGHER OPERATOR: 5 VISITS/WEEK AND ONE VISIT EACH WEEKEND FOR A TOTAL OF 0.6 HOUR/WEEK. | N | Y | CITRUS SPRINGS | P.O. BOX 217 |  | DUNNELLON | FL | 34430 |  | 3525277650 |  |  | GARY LOGGINS | 1300 S. LECANTO HWY. |  | LECANTO | FL | 34461 |  | 3525277653 |  | INVESTOR/LICENSED PUBLIC UTILITIES | 18339 | 7220320 | 7838 | 2012-10-12 | 2020-02-27 | DC02 | 4000
6 | CITRUS | SWD | ahouston@crystalriverfl.org | 6090317 | COMMUNITY | AERATION FOR REMOVAL OF ANY PRIMARY CONTAMINANT; ALKALINITY/PH ADJUSTMENT; CHLORAMIN ATION; CHLORINE DIOXIDE FOR OXIDATION OR DISINFECTION; FLUORIDATION; ION EXCHANGE FOR REMOVAL OF ANY SECONDARY CONTAMINANT, SULFIDE, OR ANY UNREGULATED CONTAMINANT; OR OZONATION. THE LEAD/CHIEF OPERATOR MUST BE CLASS C OR HIGHER. 5.0 MGD UP TO 10 MGD-STAFFING BY CLASS C OR HIGHER OPERATOR: 6 HOURS/DAY FOR 5 DAYS/WEEK AND ONE VISIT ON EACH WEEKEND DAY. 3.0 MGD UP TO 5.0 MGD-STAFFING BY CLASS C OR HIGHER OPERATOR: 3 HOURS/DAY FOR 5 DAYS/WEEK AND ONE VISIT ON EACH WEEKEND DAY. 1.0 MGD UP TO 3.0 MGD-STAFFING BY CLASS C OR HIGHER OPERATOR: 1 HOUR/DAY FOR 5 DAYS/WEEK AND ONE VISIT ON EACH WEEKEND DAY. 0.1 MGD UP TO 1.0 MGD-STAFFING BY CLASS C OR HIGHER OPERATOR: 5 VISITS/WEEK AND ONE VISIT EACH WEEKEND FOR A TOTAL OF 1.2 HOURS/WEEK. | N | Y | CRYSTAL RIVER, CITY OF | 123 N W HWY 19 |  | CRYSTAL RIVER | FL | 32628 |  | 3527953199 |  |  | CITY OF CRYSTAL RIVER | 123 N W HWY 19 |  | CRYSTAL RIVER | FL | 34428 |  | 3527953199 |  | MUNICIPALITY | 4528 | 1440000 | 2586 | 2020-12-04 | 2020-11-19 | DC03 | 2000
6 | CITRUS | SWD |  | 6090411 | COMMUNITY | CHLORINATION; AERATION FOR REMOVAL OF ANY SECONDARY CONTAMINANT, SULFIDE, OR ANY UNREGULATED CONTAMINANT; CORROSION CONTROL INHIBITOR ADDITION; HYPOCHLORINATION; IRON OR MANGANESE SEQUESTRATION; OR ULTRAVIOLET RADIATION. THE LEAD/CHIEF OPERATOR MUST BE CLASS D OR HIGHER. 50,000 GPD UP TO 0.25 MGD-STAFFING BY CLASS D OR HIGHER OPERATOR: 3 VISITS/WEEK ON NONCONSECUTIVE DAYS FOR A TOTAL OF 0.3 HOUR/WEEK. LESS THAN 50,000 GPD-STAFFING BY A CLASS D OR HIGHER OPERATOR: 2 VISITS/WEEK ON NONCONSECUTIVE DAYS FOR A TOTAL OF 0.2 HOUR/WEEK. THERE SHALL BE NO MORE THAN 5 DAYS BETWEEN THE LAST VISIT IN ONE WEEK AND THE FIRST VISIT IN THE NEXT WEEK. | N | Y | CRYSTAL ACRES MHP | 2850 N. CREDE AVE. |  | CRYSTAL RIVER | FL | 34429 |  | 3524657282 |  |  | WENDY MILENKOVICH | 10201 RIVER ROAD | SUITE 59831 | POTOMAC | MD | 20859 |  | 8135008475 |  | INVESTOR | 75 | 22000 | 60 | 2013-11-21 | 2018-11-29 | DC06 | 100
6 | CITRUS | SWD |  | 6090523 | COMMUNITY | CHLORINATION; AERATION FOR REMOVAL OF ANY SECONDARY CONTAMINANT, SULFIDE, OR ANY UNREGULATED CONTAMINANT; CORROSION CONTROL INHIBITOR ADDITION; HYPOCHLORINATION; IRON OR MANGANESE SEQUESTRATION; OR ULTRAVIOLET RADIATION. THE LEAD/CHIEF OPERATOR MUST BE CLASS D OR HIGHER. 50,000 GPD UP TO 0.25 MGD-STAFFING BY CLASS D OR HIGHER OPERATOR: 3 VISITS/WEEK ON NONCONSECUTIVE DAYS FOR A TOTAL OF 0.3 HOUR/WEEK. LESS THAN 50,000 GPD-STAFFING BY A CLASS D OR HIGHER OPERATOR: 2 VISITS/WEEK ON NONCONSECUTIVE DAYS FOR A TOTAL OF 0.2 HOUR/WEEK. THERE SHALL BE NO MORE THAN 5 DAYS BETWEEN THE LAST VISIT IN ONE WEEK AND THE FIRST VISIT IN THE NEXT WEEK. | N | Y | SUNSHINE #7 (ELLSWORTH POINT) | 10230 S.E. HWY 25 |  | BELLEVIEW | FL | 34420 |  | 3526225425 |  | DEWAINE CHRISTMAS | PAMELA CHRISTMAS | 10230 S.E.HWY. 25 |  | BELLEVIEW | FL | 34420 | 5531 | 3523478228 |  | INVESTOR | 84 | 86000 | 25 | 2014-08-29 | 2020-05-21 | DC051 | 100
6 | CITRUS | SWD |  | 6090532 | COMMUNITY | CHLORINATION; AERATION FOR REMOVAL OF ANY SECONDARY CONTAMINANT, SULFIDE, OR ANY UNREGULATED CONTAMINANT; CORROSION CONTROL INHIBITOR ADDITION; HYPOCHLORINATION; IRON OR MANGANESE SEQUESTRATION; OR ULTRAVIOLET RADIATION. THE LEAD/CHIEF OPERATOR MUST BE CLASS D OR HIGHER. 50,000 GPD UP TO 0.25 MGD-STAFFING BY CLASS D OR HIGHER OPERATOR: 3 VISITS/WEEK ON NONCONSECUTIVE DAYS FOR A TOTAL OF 0.3 HOUR/WEEK. LESS THAN 50,000 GPD-STAFFING BY A CLASS D OR HIGHER OPERATOR: 2 VISITS/WEEK ON NONCONSECUTIVE DAYS FOR A TOTAL OF 0.2 HOUR/WEEK. THERE SHALL BE NO MORE THAN 5 DAYS BETWEEN THE LAST VISIT IN ONE WEEK AND THE FIRST VISIT IN THE NEXT WEEK. | N | Y | THE OASIS MHP | 4624 S. FLORIDA AVE. |  | INVERNESS | FL | 34450 |  | 3523442333 |  |  | COLLIN WETZEL | 1630 RANCHERO LANE |  | PLANT CITY | FL | 33567 |  | 8135285090 |  | INVESTOR | 100 | 1 | 78 | 2020-12-21 | 2020-12-15 | DC06 | 100
6 | CITRUS | SWD |  | 6090541 | COMMUNITY | CHLORINATION; AERATION FOR REMOVAL OF ANY SECONDARY CONTAMINANT, SULFIDE, OR ANY UNREGULATED CONTAMINANT; CORROSION CONTROL INHIBITOR ADDITION; HYPOCHLORINATION; IRON OR MANGANESE SEQUESTRATION; OR ULTRAVIOLET RADIATION. THE LEAD/CHIEF OPERATOR MUST BE CLASS D OR HIGHER. 50,000 GPD UP TO 0.25 MGD-STAFFING BY CLASS D OR HIGHER OPERATOR: 3 VISITS/WEEK ON NONCONSECUTIVE DAYS FOR A TOTAL OF 0.3 HOUR/WEEK. LESS THAN 50,000 GPD-STAFFING BY A CLASS D OR HIGHER OPERATOR: 2 VISITS/WEEK ON NONCONSECUTIVE DAYS FOR A TOTAL OF 0.2 HOUR/WEEK. THERE SHALL BE NO MORE THAN 5 DAYS BETWEEN THE LAST VISIT IN ONE WEEK AND THE FIRST VISIT IN THE NEXT WEEK. | N | Y | EVANRIDGE MHP | 5662 S OAK RIDGE DRIVE |  | HOMOSASSA | FL | 34446 |  | 3526281603 |  |  | JERRY RATLEDGE | 504 FIRST AVE. SOUTH |  | TIERRA VERDE | FL | 33715 |  | 7278679116 |  | INVESTOR | 125 | 1 | 62 | 2021-06-17 | 2021-05-18 | DC06 | 100
6 | CITRUS | SWD | floralcitywater@gmail.com | 6090588 | COMMUNITY | ACTIVATED CARBON PROCESSES; DIATOMACEOUS EARTH FILTRATION; ION EXCHANGE FOR REMOVAL OF ANY PRIMARY CONTAMINANT; ION AND MANGANESE REMOVAL (OXIDATION, DETENTION, AND FILTRATION); OR SLOW SAND FILTRATION. LEAD/CHIEF OPERATOR MUST BE CLASS C OR HIGHER. 1.0 MGD UP TO 2.0 MGD-STAFFING BY CLASS C OR HIGHER OPERATOR: 6 HOURS/DAY FOR 5 DAYS/WEEK AND ONE VISIT ON EACH WEEKEND DAY. 0.5 MGD UP TO 1.0 MGD-STAFFING BY CLASS C OR HIGHER OPERATOR: 3 HOURS/DAY FOR 5 DAYS/WEEK AND ONE VISIT ON EACH WEEKEND DAY. 0.25 MGD UP TO 0.5 MGD-STAFFING BY CLASS C OR HIGHER OPERATOR: 1 HOUR/DAY FOR 5 DAYS/WEEK AND ONE VISIT ON EACH WEEKEND DAY. LESS THAN 0.25 MGD-STAFFING BY CLASS C OR HIGHER OPERATOR: 5 VISITS/WEEK AND ONE VISIT EACH WEEKEND FOR A TOTAL OF 1.8 HOURS/WEEK. | N | Y | FLORAL CITY WATER ASSN | P.O. BOX 597 | 8189 S. FLORIDA AVE. | FLORAL CITY | FL | 34436 |  | 3527263366 |  |  | JENNIFER HUDSON | PO BOX 597 |  | FLORAL CITY | FL | 34436 |  | 3527263366 |  | MUNICIPALITY | 5617 | 1366000 | 2247 | 2013-05-16 | 2019-05-29 | DC03 | 2000
6 | CITRUS | SWD |  | 6090609 | COMMUNITY | CHLORINATION; AERATION FOR REMOVAL OF ANY SECONDARY CONTAMINANT, SULFIDE, OR ANY UNREGULATED CONTAMINANT; CORROSION CONTROL INHIBITOR ADDITION; HYPOCHLORINATION; IRON OR MANGANESE SEQUESTRATION; OR ULTRAVIOLET RADIATION. THE LEAD/CHIEF OPERATOR MUST BE CLASS D OR HIGHER. 50,000 GPD UP TO 0.25 MGD-STAFFING BY CLASS D OR HIGHER OPERATOR: 3 VISITS/WEEK ON NONCONSECUTIVE DAYS FOR A TOTAL OF 0.3 HOUR/WEEK. LESS THAN 50,000 GPD-STAFFING BY A CLASS D OR HIGHER OPERATOR: 2 VISITS/WEEK ON NONCONSECUTIVE DAYS FOR A TOTAL OF 0.2 HOUR/WEEK. THERE SHALL BE NO MORE THAN 5 DAYS BETWEEN THE LAST VISIT IN ONE WEEK AND THE FIRST VISIT IN THE NEXT WEEK. | N | Y | FT COOPER MOBILE HOME COMM | 4318 S. FLORIDA AVE LOT 70 |  | INVERNESS | FL | 34450 | 7278 | 3527265789 |  | DAVID THOMAS MILLER | WAYNE WETZEL | 27554 US 19 N. |  | CLEARWATER | FL | 33761 |  | 7277994906 |  | INVESTOR | 200 | 70000 | 100 | 2021-04-06 | 2020-12-15 | DC052 | 100
6 | CITRUS | SWD | harry.f.mitchell@dep.state.fl.us | 6090610 | NONCOMMUNITY | CHLORINATION; AERATION FOR REMOVAL OF ANY SECONDARY CONTAMINANT, SULFIDE, OR ANY UNREGULATED CONTAMINANT; CORROSION CONTROL INHIBITOR ADDITION; HYPOCHLORINATION; IRON OR MANGANESE SEQUESTRATION; OR ULTRAVIOLET RADIATION. THE LEAD/CHIEF OPERATOR MUST BE CLASS D OR HIGHER. 50,000 GPD UP TO 0.25 MGD-STAFFING BY CLASS D OR HIGHER OPERATOR: 3 VISITS/WEEK ON NONCONSECUTIVE DAYS FOR A TOTAL OF 0.3 HOUR/WEEK. LESS THAN 50,000 GPD-STAFFING BY A CLASS D OR HIGHER OPERATOR: 2 VISITS/WEEK ON NONCONSECUTIVE DAYS FOR A TOTAL OF 0.2 HOUR/WEEK. THERE SHALL BE NO MORE THAN 5 DAYS BETWEEN THE LAST VISIT IN ONE WEEK AND THE FIRST VISIT IN THE NEXT WEEK. | N | Y | FORT COOPER STATE PARK | 3100 S OLD FLORAL CITY RD |  | INVERNESS | FL | 32650 |  | 3527260315 |  |  | TAMMY ROBERTS | 3100 S. OLD FLORAL CITY RD |  | INVERNESS | FL | 34450 |  | 3527260315 |  | DEP (STATE PARK OR STATE REC AREA) | 60 | 36000 | 4 | 2012-03-28 | 2019-12-20 | NC01 | 50
6 | CITRUS | SWD | conleyje@go.com | 6090624 | NONTRANSIENT NONCOMMUNITY | CHLORINATION; AERATION FOR REMOVAL OF ANY SECONDARY CONTAMINANT, SULFIDE, OR ANY UNREGULATED CONTAMINANT; CORROSION CONTROL INHIBITOR ADDITION; HYPOCHLORINATION; IRON OR MANGANESE SEQUESTRATION; OR ULTRAVIOLET RADIATION. THE LEAD/CHIEF OPERATOR MUST BE CLASS D OR HIGHER. 50,000 GPD UP TO 0.25 MGD-STAFFING BY CLASS D OR HIGHER OPERATOR: 3 VISITS/WEEK ON NONCONSECUTIVE DAYS FOR A TOTAL OF 0.3 HOUR/WEEK. LESS THAN 50,000 GPD-STAFFING BY A CLASS D OR HIGHER OPERATOR: 2 VISITS/WEEK ON NONCONSECUTIVE DAYS FOR A TOTAL OF 0.2 HOUR/WEEK. THERE SHALL BE NO MORE THAN 5 DAYS BETWEEN THE LAST VISIT IN ONE WEEK AND THE FIRST VISIT IN THE NEXT WEEK. | N | Y | SUNNY DAYS PLAZA | 5392 SO. SUNCOAST BLVD |  | HOMOSASSA SPRINGS | FL | 34446 |  | 3527996900 |  |  | BRIAN BUMSTEAD | 3207 MERMAID CT. |  | NEW PORT RICHEY | FL | 34652 |  | 7279927800 |  | INVESTOR | 50 | 5000 | 17 | 2020-05-28 | 2020-03-11 | NTNC | 100
6 | CITRUS | SWD |  | 6090674 | COMMUNITY | CHLORINATION; AERATION FOR REMOVAL OF ANY SECONDARY CONTAMINANT, SULFIDE, OR ANY UNREGULATED CONTAMINANT; CORROSION CONTROL INHIBITOR ADDITION; HYPOCHLORINATION; IRON OR MANGANESE SEQUESTRATION; OR ULTRAVIOLET RADIATION. THE LEAD/CHIEF OPERATOR MUST BE CLASS D OR HIGHER. 50,000 GPD UP TO 0.25 MGD-STAFFING BY CLASS D OR HIGHER OPERATOR: 3 VISITS/WEEK ON NONCONSECUTIVE DAYS FOR A TOTAL OF 0.3 HOUR/WEEK. LESS THAN 50,000 GPD-STAFFING BY A CLASS D OR HIGHER OPERATOR: 2 VISITS/WEEK ON NONCONSECUTIVE DAYS FOR A TOTAL OF 0.2 HOUR/WEEK. THERE SHALL BE NO MORE THAN 5 DAYS BETWEEN THE LAST VISIT IN ONE WEEK AND THE FIRST VISIT IN THE NEXT WEEK. | N | Y | GOLDEN TERRACE | CON. SYSTEM LOCATED AT PROSPECT AND | RIDGE CREST CT | INVERNESS | FL | 34453 |  | 3524892452 |  |  | GARY LOGGINS | 1300 S. LECANTO HWY. |  | LECANTO | FL | 34461 |  | 3525277650 |  | INVESTOR | 250 | 200000 | 110 | 2011-11-04 | 2019-01-14 | PC01 | 50
6 | CITRUS | SWD | goodcounselcamp@aol.com | 6090675 | NONCOMMUNITY | CHLORINATION; AERATION FOR REMOVAL OF ANY SECONDARY CONTAMINANT, SULFIDE, OR ANY UNREGULATED CONTAMINANT; CORROSION CONTROL INHIBITOR ADDITION; HYPOCHLORINATION; IRON OR MANGANESE SEQUESTRATION; OR ULTRAVIOLET RADIATION. THE LEAD/CHIEF OPERATOR MUST BE CLASS D OR HIGHER. 50,000 GPD UP TO 0.25 MGD-STAFFING BY CLASS D OR HIGHER OPERATOR: 3 VISITS/WEEK ON NONCONSECUTIVE DAYS FOR A TOTAL OF 0.3 HOUR/WEEK. LESS THAN 50,000 GPD-STAFFING BY A CLASS D OR HIGHER OPERATOR: 2 VISITS/WEEK ON NONCONSECUTIVE DAYS FOR A TOTAL OF 0.2 HOUR/WEEK. THERE SHALL BE NO MORE THAN 5 DAYS BETWEEN THE LAST VISIT IN ONE WEEK AND THE FIRST VISIT IN THE NEXT WEEK. | N | Y | GOOD COUNSEL CAMP | 8888 E. GOBBLER DR |  | FLORAL CITY | FL | 34436 | 2141 | 3527262198 |  | FR JAMES JOHNSON | ANDREW UZAR | 8888 E. GOBBLER DR. |  | FLORAL CITY | FL | 34436 |  | 3527262198 |  | INVESTOR | 125 | 58000 | 36 | 2018-03-08 | 2018-02-28 | NC01 | 50
6 | CITRUS | SWD | PIONEERMORTGAGE@CENTURYTEL.NET | 6090729 | COMMUNITY | AERATION FOR REMOVAL OF ANY PRIMARY CONTAMINANT; ALKALINITY/PH ADJUSTMENT; CHLORAMIN ATION; CHLORINE DIOXIDE FOR OXIDATION OR DISINFECTION; FLUORIDATION; ION EXCHANGE FOR REMOVAL OF ANY SECONDARY CONTAMINANT, SULFIDE, OR ANY UNREGULATED CONTAMINANT; OR OZONATION LESS THAN 0.1 MGD. STAFFING BY A CLASS D OR HIGHER OPERATOR: 3 VISITS/WEEK ON NONCONSECUTIVE DAYS FOR A TOTAL OF 0.6 HOUR/WEEK. THE LEAD/CHIEF OPERATOR MUST BE CLASS D OR HIGHER. | N | Y | HARBOR LIGHTS MOBILE RESORT | 8618 E GOSPEL ISLAND RD. # 35 |  | INVERNESS | FL | 34450 | 2756 | 3527261736 |  | DAVID SCHOLTZ | ROBERT CARLSON | P.O. BOX 2444 |  | GIG HARBOR | WA | 98335 | 2756 | 2538511199 |  | INVESTOR | 63 | 72000 | 35 | 2021-06-15 | 2021-04-27 | DC051 | 100
6 | CITRUS | SWD |  | 6090828 | COMMUNITY | CHLORINATION; AERATION FOR REMOVAL OF ANY SECONDARY CONTAMINANT, SULFIDE, OR ANY UNREGULATED CONTAMINANT; CORROSION CONTROL INHIBITOR ADDITION; HYPOCHLORINATION; IRON OR MANGANESE SEQUESTRATION; OR ULTRAVIOLET RADIATION. THE LEAD/CHIEF OPERATOR MUST BE CLASS C OR HIGHER. 5.0 MGD AND ABOVE-STAFFING BY CLASS C OR HIGHER OPERATOR: 6 HOURS/DAY FOR 5 DAYS/WEEK AND ONE VISIT ON EACH WEEKEND DAY. 3.0 MGD UP TO 5.0 MGD-STAFFING BY CLASS C OR HIGHER OPERATOR: 1 HOUR/DAY FOR 5 DAYS/WEEK AND ONE VISIT ON EACH WEEKEND DAY. 0.25 MGD UP TO 3.0 MGD-STAFFING BY CLASS C OR HIGHER OPERATOR: 5 VISITS/WEEK AND ONE VISIT EACH WEEKEND FOR A TOTAL OF 0.6 HOUR/WEEK. | N | Y | HOMOSASSA SPECIAL WATER DISTRICT | P O BOX 195 |  | HOMOSASSA | FL | 34487 | 195 | 3526283740 |  |  | DAVID PURNELL | PO BOX 195 |  | HOMOSASSA | FL | 34487 | 195 | 3526283740 |  | MUNICIPALITY | 5548 | 3670000 | 2455 | 2018-11-28 | 2021-06-29 | DC03 | 2000
6 | CITRUS | SWD |  | 6090861 | COMMUNITY | AERATION FOR REMOVAL OF ANY PRIMARY CONTAMINANT; ALKALINITY/PH ADJUSTMENT; CHLORAMIN ATION; CHLORINE DIOXIDE FOR OXIDATION OR DISINFECTION; FLUORIDATION; ION EXCHANGE FOR REMOVAL OF ANY SECONDARY CONTAMINANT, SULFIDE, OR ANY UNREGULATED CONTAMINANT; OR OZONATION. THE LEAD/CHIEF OPERATOR MUST BE CLASS C OR HIGHER. 5.0 MGD UP TO 10 MGD-STAFFING BY CLASS C OR HIGHER OPERATOR: 6 HOURS/DAY FOR 5 DAYS/WEEK AND ONE VISIT ON EACH WEEKEND DAY. 3.0 MGD UP TO 5.0 MGD-STAFFING BY CLASS C OR HIGHER OPERATOR: 3 HOURS/DAY FOR 5 DAYS/WEEK AND ONE VISIT ON EACH WEEKEND DAY. 1.0 MGD UP TO 3.0 MGD-STAFFING BY CLASS C OR HIGHER OPERATOR: 1 HOUR/DAY FOR 5 DAYS/WEEK AND ONE VISIT ON EACH WEEKEND DAY. 0.1 MGD UP TO 1.0 MGD-STAFFING BY CLASS C OR HIGHER OPERATOR: 5 VISITS/WEEK AND ONE VISIT EACH WEEKEND FOR A TOTAL OF 1.2 HOURS/WEEK. | N | Y | INVERNESS WATER DEPT | 820 PLEASANT GROVE ROAD -PUBLIC WORKS RD |  | INVERNESS | FL | 34452 |  | 3527262611 |  | CITY OF INVERNESS | ERIC WILLIAMS | 212 W. MAIN ST. |  | INVERNESS | FL | 34450 |  | 3527262611 | 1001 | MUNICIPALITY | 7194 | 2520000 | 4395 | 2013-01-21 | 2020-11-19 | DC03 | 2000
6 | CITRUS | SWD |  | 6090875 | COMMUNITY | CHLORINATION; AERATION FOR REMOVAL OF ANY SECONDARY CONTAMINANT, SULFIDE, OR ANY UNREGULATED CONTAMINANT; CORROSION CONTROL INHIBITOR ADDITION; HYPOCHLORINATION; IRON OR MANGANESE SEQUESTRATION; OR ULTRAVIOLET RADIATION. THE LEAD/CHIEF OPERATOR MUST BE CLASS D OR HIGHER. 50,000 GPD UP TO 0.25 MGD-STAFFING BY CLASS D OR HIGHER OPERATOR: 3 VISITS/WEEK ON NONCONSECUTIVE DAYS FOR A TOTAL OF 0.3 HOUR/WEEK. LESS THAN 50,000 GPD-STAFFING BY A CLASS D OR HIGHER OPERATOR: 2 VISITS/WEEK ON NONCONSECUTIVE DAYS FOR A TOTAL OF 0.2 HOUR/WEEK. THERE SHALL BE NO MORE THAN 5 DAYS BETWEEN THE LAST VISIT IN ONE WEEK AND THE FIRST VISIT IN THE NEXT WEEK. | N | Y | INVERNESS PARK | 550 N. INDEPENDENCE HWY |  | INVERNESS | FL | 34453 |  | 3527261398 |  | JAMES COOK & DAVID COOK | JAMES COOK & DAVID COOK | 1826 S. MAIN ST. | SUITE #1 | AKRON | OH | 44301 |  | 3307733351 |  | INVESTOR | 200 | 40000 | 109 | 2021-04-02 | 2021-03-29 | DC06 | 100
6 | CITRUS | SWD | mcup3@juno.com | 6090898 | COMMUNITY | CHLORINATION; AERATION FOR REMOVAL OF ANY SECONDARY CONTAMINANT, SULFIDE, OR ANY UNREGULATED CONTAMINANT; CORROSION CONTROL INHIBITOR ADDITION; HYPOCHLORINATION; IRON OR MANGANESE SEQUESTRATION; OR ULTRAVIOLET RADIATION. THE LEAD/CHIEF OPERATOR MUST BE CLASS D OR HIGHER. 50,000 GPD UP TO 0.25 MGD-STAFFING BY CLASS D OR HIGHER OPERATOR: 3 VISITS/WEEK ON NONCONSECUTIVE DAYS FOR A TOTAL OF 0.3 HOUR/WEEK. LESS THAN 50,000 GPD-STAFFING BY A CLASS D OR HIGHER OPERATOR: 2 VISITS/WEEK ON NONCONSECUTIVE DAYS FOR A TOTAL OF 0.2 HOUR/WEEK. THERE SHALL BE NO MORE THAN 5 DAYS BETWEEN THE LAST VISIT IN ONE WEEK AND THE FIRST VISIT IN THE NEXT WEEK. | N | Y | CROFT BAY VILLAGE | 4409 E LUCY CT |  | HERNANDO | FL | 34442 |  | 3525600354 |  | EDWARD STODDARD | GARY CARLSON | 3891 W. 62ND ST. |  | EXCELSIOR | MN | 55331 | 8803 | 9524743354 |  | INVESTOR | 48 | 36000 | 25 | 2018-03-15 | 2021-01-19 | DC06 | 100
6 | CITRUS | SWD | scain@govmserv.com | 6091178 | COMMUNITY | CHLORINATION; AERATION FOR REMOVAL OF ANY SECONDARY CONTAMINANT, SULFIDE, OR ANY UNREGULATED CONTAMINANT; CORROSION CONTROL INHIBITOR ADDITION; HYPOCHLORINATION; IRON OR MANGANESE SEQUESTRATION; OR ULTRAVIOLET RADIATION. THE LEAD/CHIEF OPERATOR MUST BE CLASS D OR HIGHER. 50,000 GPD UP TO 0.25 MGD-STAFFING BY CLASS D OR HIGHER OPERATOR: 3 VISITS/WEEK ON NONCONSECUTIVE DAYS FOR A TOTAL OF 0.3 HOUR/WEEK. LESS THAN 50,000 GPD-STAFFING BY A CLASS D OR HIGHER OPERATOR: 2 VISITS/WEEK ON NONCONSECUTIVE DAYS FOR A TOTAL OF 0.2 HOUR/WEEK. THERE SHALL BE NO MORE THAN 5 DAYS BETWEEN THE LAST VISIT IN ONE WEEK AND THE FIRST VISIT IN THE NEXT WEEK. | N | Y | MEADOW DRIVE S | P.O.BOX 520247 |  | LONGWOOD | FL | 32752 |  | 4076296900 |  |  | SAM CAIN, P.E. | 280 WEKIVA SPRINGS ROAD | SUITE 2070 | LONGWOOD | FL | 32779 |  | 4076296900 |  | INVESTOR | 159 | 160000 | 53 | 2020-03-16 | 2020-01-28 | DC051 | 100
6 | CITRUS | SWD | STEPHEN.NEWBERRY@FRESHFROMFLORIDA.COM | 6091241 | NONCOMMUNITY | CHLORINATION; AERATION FOR REMOVAL OF ANY SECONDARY CONTAMINANT, SULFIDE, OR ANY UNREGULATED CONTAMINANT; CORROSION CONTROL INHIBITOR ADDITION; HYPOCHLORINATION; IRON OR MANGANESE SEQUESTRATION; OR ULTRAVIOLET RADIATION. THE LEAD/CHIEF OPERATOR MUST BE CLASS D OR HIGHER. 50,000 GPD UP TO 0.25 MGD-STAFFING BY CLASS D OR HIGHER OPERATOR: 3 VISITS/WEEK ON NONCONSECUTIVE DAYS FOR A TOTAL OF 0.3 HOUR/WEEK. LESS THAN 50,000 GPD-STAFFING BY A CLASS D OR HIGHER OPERATOR: 2 VISITS/WEEK ON NONCONSECUTIVE DAYS FOR A TOTAL OF 0.2 HOUR/WEEK. THERE SHALL BE NO MORE THAN 5 DAYS BETWEEN THE LAST VISIT IN ONE WEEK AND THE FIRST VISIT IN THE NEXT WEEK. | N | Y | MUTUAL MINE | CO RD 581/ S PLEASANT GROVE RD-TRAIL 13 |  | INVERNESS | FL | 34452 |  | 3527546777 |  |  | STEVE NEWBERRY | 15019 BROAD STREET |  | BROOKSVILLE | FL | 34601 |  | 3527546777 | 122 | STATE | 25 | 64000 | 14 | 2014-11-25 | 2020-10-15 | NC01 | 50
6 | CITRUS | SWD |  | 6091274 | COMMUNITY | CHLORINATION; AERATION FOR REMOVAL OF ANY SECONDARY CONTAMINANT, SULFIDE, OR ANY UNREGULATED CONTAMINANT; CORROSION CONTROL INHIBITOR ADDITION; HYPOCHLORINATION; IRON OR MANGANESE SEQUESTRATION; OR ULTRAVIOLET RADIATION. THE LEAD/CHIEF OPERATOR MUST BE CLASS D OR HIGHER. 50,000 GPD UP TO 0.25 MGD-STAFFING BY CLASS D OR HIGHER OPERATOR: 3 VISITS/WEEK ON NONCONSECUTIVE DAYS FOR A TOTAL OF 0.3 HOUR/WEEK. LESS THAN 50,000 GPD-STAFFING BY A CLASS D OR HIGHER OPERATOR: 2 VISITS/WEEK ON NONCONSECUTIVE DAYS FOR A TOTAL OF 0.2 HOUR/WEEK. THERE SHALL BE NO MORE THAN 5 DAYS BETWEEN THE LAST VISIT IN ONE WEEK AND THE FIRST VISIT IN THE NEXT WEEK. | N | Y | OAK FOREST | 12233 S. DAFFODIL POINT |  | FLORAL CITY | FL | 34436 |  | 3524892452 |  |  | GARY LOGGINS | 1300 S. LECANTO HWY. |  | LECANTO | FL | 34461 |  | 3525277650 |  | INVESTOR | 420 | 636000 | 185 | 2014-10-01 | 2020-05-05 | DC04 | 1000
6 | CITRUS | SWD |  | 6091322 | COMMUNITY | CHLORINATION; AERATION FOR REMOVAL OF ANY SECONDARY CONTAMINANT, SULFIDE, OR ANY UNREGULATED CONTAMINANT; CORROSION CONTROL INHIBITOR ADDITION; HYPOCHLORINATION; IRON OR MANGANESE SEQUESTRATION; OR ULTRAVIOLET RADIATION. THE LEAD/CHIEF OPERATOR MUST BE CLASS D OR HIGHER. 50,000 GPD UP TO 0.25 MGD-STAFFING BY CLASS D OR HIGHER OPERATOR: 3 VISITS/WEEK ON NONCONSECUTIVE DAYS FOR A TOTAL OF 0.3 HOUR/WEEK. LESS THAN 50,000 GPD-STAFFING BY A CLASS D OR HIGHER OPERATOR: 2 VISITS/WEEK ON NONCONSECUTIVE DAYS FOR A TOTAL OF 0.2 HOUR/WEEK. THERE SHALL BE NO MORE THAN 5 DAYS BETWEEN THE LAST VISIT IN ONE WEEK AND THE FIRST VISIT IN THE NEXT WEEK. | N | Y | OZELLO WATER ASSOCIATION | 9769 WEST OZELLO TRAIL |  | CRYSTAL RIVER | FL | 34429 |  | 3527955331 |  | GARY BIBEAU | GARY BIBEAU | 9769 W. OZELLO TRAIL |  | CRYSTAL RIVER | FL | 34429 | 8025 | 3527955331 |  | WATER ASSOCIATION | 5220 | 720000 | 1577 | 2013-01-15 | 2020-07-21 | PC03 | 500
6 | CITRUS | SWD |  | 6091422 | COMMUNITY | ACTIVATED CARBON PROCESSES; DIATOMACEOUS EARTH FILTRATION; ION EXCHANGE FOR REMOVAL OF ANY PRIMARY CONTAMINANT; ION AND MANGANESE REMOVAL (OXIDATION, DETENTION, AND FILTRATION); OR SLOW SAND FILTRATION. LEAD/CHIEF OPERATOR MUST BE CLASS C OR HIGHER. 1.0 MGD UP TO 2.0 MGD-STAFFING BY CLASS C OR HIGHER OPERATOR: 6 HOURS/DAY FOR 5 DAYS/WEEK AND ONE VISIT ON EACH WEEKEND DAY. 0.5 MGD UP TO 1.0 MGD-STAFFING BY CLASS C OR HIGHER OPERATOR: 3 HOURS/DAY FOR 5 DAYS/WEEK AND ONE VISIT ON EACH WEEKEND DAY. 0.25 MGD UP TO 0.5 MGD-STAFFING BY CLASS C OR HIGHER OPERATOR: 1 HOUR/DAY FOR 5 DAYS/WEEK AND ONE VISIT ON EACH WEEKEND DAY. LESS THAN 0.25 MGD-STAFFING BY CLASS C OR HIGHER OPERATOR: 5 VISITS/WEEK AND ONE VISIT EACH WEEKEND FOR A TOTAL OF 1.8 HOURS/WEEK. | N | Y | POINT O'WOODS | 9228 E.GOSPEL ISLAND RD |  | INVERNESS | FL | 32650 |  | 3524892452 |  |  | GARY LOGGINS | 1300 S. LECANTO HWY. |  | LECANTO | FL | 34461 |  | 3525277653 |  | SUBDIVISION | 878 | 424000 | 381 | 2012-02-29 | 2020-02-18 | DC04 | 1000
6 | CITRUS | SWD | dstrange@summit-communities.com | 6091513 | NONCOMMUNITY | CHLORINATION; AERATION FOR REMOVAL OF ANY SECONDARY CONTAMINANT, SULFIDE, OR ANY UNREGULATED CONTAMINANT; CORROSION CONTROL INHIBITOR ADDITION; HYPOCHLORINATION; IRON OR MANGANESE SEQUESTRATION; OR ULTRAVIOLET RADIATION. THE LEAD/CHIEF OPERATOR MUST BE CLASS D OR HIGHER. 50,000 GPD UP TO 0.25 MGD-STAFFING BY CLASS D OR HIGHER OPERATOR: 3 VISITS/WEEK ON NONCONSECUTIVE DAYS FOR A TOTAL OF 0.3 HOUR/WEEK. LESS THAN 50,000 GPD-STAFFING BY A CLASS D OR HIGHER OPERATOR: 2 VISITS/WEEK ON NONCONSECUTIVE DAYS FOR A TOTAL OF 0.2 HOUR/WEEK. THERE SHALL BE NO MORE THAN 5 DAYS BETWEEN THE LAST VISIT IN ONE WEEK AND THE FIRST VISIT IN THE NEXT WEEK. | N | Y | GULF COAST RV RESORT, LLC | 13790 W FOSS GROVE PATH |  | INGLIS | FL | 34449 |  | 3524472900 |  |  | DAWN STRANGE | 10885 N. SUNCOAST BLVD. |  | INGLIS | FL | 34449 |  | 3524472900 |  | INVESTOR | 202 | 540000 | 110 | 2018-05-14 | 2018-03-23 | NC01 | 50
6 | CITRUS | SWD | nwolfson@wolfsonassociates.com | 6091516 | NONTRANSIENT NONCOMMUNITY | ACTIVATED CARBON PROCESSES; DIATOMACEOUS EARTH FILTRATION; ION EXCHANGE FOR REMOVAL OF ANY PRIMARY CONTAMINANT; ION AND MANGANESE REMOVAL (OXIDATION, DETENTION, AND FILTRATION); OR SLOW SAND FILTRATION. LEAD/CHIEF OPERATOR MUST BE CLASS C OR HIGHER. 1.0 MGD UP TO 2.0 MGD-STAFFING BY CLASS C OR HIGHER OPERATOR: 6 HOURS/DAY FOR 5 DAYS/WEEK AND ONE VISIT ON EACH WEEKEND DAY. 0.5 MGD UP TO 1.0 MGD-STAFFING BY CLASS C OR HIGHER OPERATOR: 3 HOURS/DAY FOR 5 DAYS/WEEK AND ONE VISIT ON EACH WEEKEND DAY. 0.25 MGD UP TO 0.5 MGD-STAFFING BY CLASS C OR HIGHER OPERATOR: 1 HOUR/DAY FOR 5 DAYS/WEEK AND ONE VISIT ON EACH WEEKEND DAY. LESS THAN 0.25 MGD-STAFFING BY CLASS C OR HIGHER OPERATOR: 5 VISITS/WEEK AND ONE VISIT EACH WEEKEND FOR A TOTAL OF 1.8 HOURS/WEEK. | N | Y | LAKE ROUSSEAU RESORT | 10770 N NORTHCUT AVE |  | CRYSTAL RIVER | FL | 34428 |  | 3527953870 |  | BILL BECKER | ALEX STEWERT | 2801 UNIVERSITY AVENUE STE 306 |  | CORAL SPRINGS | FL | 33065 |  | 4107460201 |  | INVESTOR | 130 | 1 | 128 | 2016-01-08 | 2021-10-20 | NTNC | 100
6 | CITRUS | SWD |  | 6091554 | COMMUNITY | CHLORINATION; AERATION FOR REMOVAL OF ANY SECONDARY CONTAMINANT, SULFIDE, OR ANY UNREGULATED CONTAMINANT; CORROSION CONTROL INHIBITOR ADDITION; HYPOCHLORINATION; IRON OR MANGANESE SEQUESTRATION; OR ULTRAVIOLET RADIATION. THE LEAD/CHIEF OPERATOR MUST BE CLASS C OR HIGHER. 5.0 MGD AND ABOVE-STAFFING BY CLASS C OR HIGHER OPERATOR: 6 HOURS/DAY FOR 5 DAYS/WEEK AND ONE VISIT ON EACH WEEKEND DAY. 3.0 MGD UP TO 5.0 MGD-STAFFING BY CLASS C OR HIGHER OPERATOR: 1 HOUR/DAY FOR 5 DAYS/WEEK AND ONE VISIT ON EACH WEEKEND DAY. 0.25 MGD UP TO 3.0 MGD-STAFFING BY CLASS C OR HIGHER OPERATOR: 5 VISITS/WEEK AND ONE VISIT EACH WEEKEND FOR A TOTAL OF 0.6 HOUR/WEEK. | N | Y | ROYAL OAKS HOMEOWNER'S ASSOC. | 6825 E. DOWNING STREET |  | INVERNESS | FL | 34451 |  | 3527269544 |  | PETER BANKS | PAUL MOFFETT | 2541 N. RESTON TERRACE |  | HERNANDO | FL | 34442 |  |  |  | INVESTOR | 340 | 288000 | 155 | 2012-04-19 | 2020-01-27 | DC051 | 100
6 | CITRUS | SWD | SOUTHDUNNELLONWAT@ATT.NET | 6091672 | COMMUNITY | CHLORINATION; AERATION FOR REMOVAL OF ANY SECONDARY CONTAMINANT, SULFIDE, OR ANY UNREGULATED CONTAMINANT; CORROSION CONTROL INHIBITOR ADDITION; HYPOCHLORINATION; IRON OR MANGANESE SEQUESTRATION; OR ULTRAVIOLET RADIATION. THE LEAD/CHIEF OPERATOR MUST BE CLASS C OR HIGHER. 5.0 MGD AND ABOVE-STAFFING BY CLASS C OR HIGHER OPERATOR: 6 HOURS/DAY FOR 5 DAYS/WEEK AND ONE VISIT ON EACH WEEKEND DAY. 3.0 MGD UP TO 5.0 MGD-STAFFING BY CLASS C OR HIGHER OPERATOR: 1 HOUR/DAY FOR 5 DAYS/WEEK AND ONE VISIT ON EACH WEEKEND DAY. 0.25 MGD UP TO 3.0 MGD-STAFFING BY CLASS C OR HIGHER OPERATOR: 5 VISITS/WEEK AND ONE VISIT EACH WEEKEND FOR A TOTAL OF 0.6 HOUR/WEEK. | N | Y | SOUTH DUNNELLON WATER ASSOC | P.O. BOX 608 |  | DUNNELLON | FL | 34434 |  | 3527950974 |  |  | ZOE MCLENDON | P.O. BOX 608 |  | DUNNELLON | FL | 34430 |  | 3527950974 |  | AUTHORITY/COMMISSION/DISTRICT | 300 | 561600 | 150 | 2017-10-18 | 2020-03-16 | DC04 | 1000
6 | CITRUS | SWD | gary.loggins@bocc.citrus.fl.us | 6091735 | COMMUNITY | CHLORINATION; AERATION FOR REMOVAL OF ANY SECONDARY CONTAMINANT, SULFIDE, OR ANY UNREGULATED CONTAMINANT; CORROSION CONTROL INHIBITOR ADDITION; HYPOCHLORINATION; IRON OR MANGANESE SEQUESTRATION; OR ULTRAVIOLET RADIATION. THE LEAD/CHIEF OPERATOR MUST BE CLASS C OR HIGHER. 5.0 MGD AND ABOVE-STAFFING BY CLASS C OR HIGHER OPERATOR: 6 HOURS/DAY FOR 5 DAYS/WEEK AND ONE VISIT ON EACH WEEKEND DAY. 3.0 MGD UP TO 5.0 MGD-STAFFING BY CLASS C OR HIGHER OPERATOR: 1 HOUR/DAY FOR 5 DAYS/WEEK AND ONE VISIT ON EACH WEEKEND DAY. 0.25 MGD UP TO 3.0 MGD-STAFFING BY CLASS C OR HIGHER OPERATOR: 5 VISITS/WEEK AND ONE VISIT EACH WEEKEND FOR A TOTAL OF 0.6 HOUR/WEEK. | N | Y | SUGARMILL WOODS S/D | 5040 W OAK PARK BLVD |  | HOMOSASSA | FL | 34446 |  | 3524892452 |  |  | GARY LOGGINS | 1300 S. LECANTO HWY. |  | LECANTO | FL | 34461 |  | 3525277650 |  | INVESTOR/LICENSED PUBLIC UTILITIES | 10308 | 8716000 | 5153 | 2019-02-04 | 2021-10-15 | DC02 | 4000
6 | CITRUS | SWD |  | 6091816 | COMMUNITY | CHLORINATION; AERATION FOR REMOVAL OF ANY SECONDARY CONTAMINANT, SULFIDE, OR ANY UNREGULATED CONTAMINANT; CORROSION CONTROL INHIBITOR ADDITION; HYPOCHLORINATION; IRON OR MANGANESE SEQUESTRATION; OR ULTRAVIOLET RADIATION. THE LEAD/CHIEF OPERATOR MUST BE CLASS D OR HIGHER. 50,000 GPD UP TO 0.25 MGD-STAFFING BY CLASS D OR HIGHER OPERATOR: 3 VISITS/WEEK ON NONCONSECUTIVE DAYS FOR A TOTAL OF 0.3 HOUR/WEEK. LESS THAN 50,000 GPD-STAFFING BY A CLASS D OR HIGHER OPERATOR: 2 VISITS/WEEK ON NONCONSECUTIVE DAYS FOR A TOTAL OF 0.2 HOUR/WEEK. THERE SHALL BE NO MORE THAN 5 DAYS BETWEEN THE LAST VISIT IN ONE WEEK AND THE FIRST VISIT IN THE NEXT WEEK. | N | Y | THUNDERBIRD MHP | 4401 N SUNCOAST BLVD #62 |  | CRYSTAL RIVER | FL | 34428 |  | 3527953911 |  | CHARLIE LEE | DAVE ALEXANDER | PO BOX 501 |  | PORT RICHEY | FL | 34673 |  | 7278484100 |  | INVESTOR | 46 | 33000 | 54 | 2021-06-01 | 2021-05-18 | DC06 | 100
6 | CITRUS | SWD |  | 6091876 | COMMUNITY | CHLORINATION; AERATION FOR REMOVAL OF ANY SECONDARY CONTAMINANT, SULFIDE, OR ANY UNREGULATED CONTAMINANT; CORROSION CONTROL INHIBITOR ADDITION; HYPOCHLORINATION; IRON OR MANGANESE SEQUESTRATION; OR ULTRAVIOLET RADIATION. THE LEAD/CHIEF OPERATOR MUST BE CLASS D OR HIGHER. 50,000 GPD UP TO 0.25 MGD-STAFFING BY CLASS D OR HIGHER OPERATOR: 3 VISITS/WEEK ON NONCONSECUTIVE DAYS FOR A TOTAL OF 0.3 HOUR/WEEK. LESS THAN 50,000 GPD-STAFFING BY A CLASS D OR HIGHER OPERATOR: 2 VISITS/WEEK ON NONCONSECUTIVE DAYS FOR A TOTAL OF 0.2 HOUR/WEEK. THERE SHALL BE NO MORE THAN 5 DAYS BETWEEN THE LAST VISIT IN ONE WEEK AND THE FIRST VISIT IN THE NEXT WEEK. | N | Y | SUNCOAST MOBILE PARK | 130 SOUTH SUNCOAST BLVD |  | CRYSTAL RIVER | FL | 34429 |  | 3527959049 |  |  | ADAM SCHWERIN | 130 S. SUNCOAST BLVD. |  | CRYSTAL RIVER | FL | 34429 |  | 3525642600 |  | INVESTOR | 80 | 1 | 30 | 2014-10-02 | 2021-12-14 | DC06 | 100
6 | CITRUS | SWD | katie@swop-o-rama.com | 6092000 | NONCOMMUNITY | CHLORINATION; AERATION FOR REMOVAL OF ANY SECONDARY CONTAMINANT, SULFIDE, OR ANY UNREGULATED CONTAMINANT; CORROSION CONTROL INHIBITOR ADDITION; HYPOCHLORINATION; IRON OR MANGANESE SEQUESTRATION; OR ULTRAVIOLET RADIATION. THE LEAD/CHIEF OPERATOR MUST BE CLASS D OR HIGHER. 50,000 GPD UP TO 0.25 MGD-STAFFING BY CLASS D OR HIGHER OPERATOR: 3 VISITS/WEEK ON NONCONSECUTIVE DAYS FOR A TOTAL OF 0.3 HOUR/WEEK. LESS THAN 50,000 GPD-STAFFING BY A CLASS D OR HIGHER OPERATOR: 2 VISITS/WEEK ON NONCONSECUTIVE DAYS FOR A TOTAL OF 0.2 HOUR/WEEK. THERE SHALL BE NO MORE THAN 5 DAYS BETWEEN THE LAST VISIT IN ONE WEEK AND THE FIRST VISIT IN THE NEXT WEEK. | N | Y | HOWARD'S SWAP-O-RAMA | 6373 S. SUNCOAST BLVD |  | HOMOSASSA | FL | 34446 |  | 3128882055 | 135 | KATHERINE VINARDI | [9 empty] | INVESTOR | 25 | 10000 | 1 | 2016-05-25 | 2020-12-09 | NC01 | 50
6 | CITRUS | SWD | troy.gronotte@bayfronthealth.com | 6092186 | NONTRANSIENT NONCOMMUNITY | CHLORINATION; AERATION FOR REMOVAL OF ANY SECONDARY CONTAMINANT, SULFIDE, OR ANY UNREGULATED CONTAMINANT; CORROSION CONTROL INHIBITOR ADDITION; HYPOCHLORINATION; IRON OR MANGANESE SEQUESTRATION; OR ULTRAVIOLET RADIATION. THE LEAD/CHIEF OPERATOR MUST BE CLASS D OR HIGHER. 50,000 GPD UP TO 0.25 MGD-STAFFING BY CLASS D OR HIGHER OPERATOR: 3 VISITS/WEEK ON NONCONSECUTIVE DAYS FOR A TOTAL OF 0.3 HOUR/WEEK. LESS THAN 50,000 GPD-STAFFING BY A CLASS D OR HIGHER OPERATOR: 2 VISITS/WEEK ON NONCONSECUTIVE DAYS FOR A TOTAL OF 0.2 HOUR/WEEK. THERE SHALL BE NO MORE THAN 5 DAYS BETWEEN THE LAST VISIT IN ONE WEEK AND THE FIRST VISIT IN THE NEXT WEEK. | N | Y | BAYFRONT HEALTH SEVEN RIVERS | 6201 N SUNCOAST BLVD |  | CRYSTAL RIVER | FL | 34428 |  | 3527956560 |  | TROY GRONOTTE | JOHN MARTYNOWSKI | 6201 N. SUNCOAST BLVD |  | CRYSTAL RIVER | FL | 34428 |  | 3527956560 |  | INVESTOR/LICENSED PUBLIC UTILITIES | 450 | 206000 | 10 | 2017-09-25 | 2020-05-27 | NTNC | 100
6 | CITRUS | SWD | gary.loggins@bocc.citrus.fl.us | 6092199 | COMMUNITY | NO TREATMENT--CONSECUTIVE SYSTEMS ONLY | N | Y | SPRING GARDENS | 4414 S GRANDMARCH AVE. |  | HOMOSASSA SPRINGS | FL | 34446 |  |  |  |  | GARY LOGGINS | 1300 S. LECANTO HWY. |  | LECANTO | FL | 34461 |  | 3525277650 |  | SUBDIVISION | 317 | 0 | 141 | 2014-10-01 | 2020-05-21 | PC01 | 50
6 | CITRUS | SWD | STEPHEN.NEWBERRY@FRESHFROMFLORIDA.COM | 6092260 | NONCOMMUNITY | CHLORINATION; AERATION FOR REMOVAL OF ANY SECONDARY CONTAMINANT, SULFIDE, OR ANY UNREGULATED CONTAMINANT; CORROSION CONTROL INHIBITOR ADDITION; HYPOCHLORINATION; IRON OR MANGANESE SEQUESTRATION; OR ULTRAVIOLET RADIATION. THE LEAD/CHIEF OPERATOR MUST BE CLASS D OR HIGHER. 50,000 GPD UP TO 0.25 MGD-STAFFING BY CLASS D OR HIGHER OPERATOR: 3 VISITS/WEEK ON NONCONSECUTIVE DAYS FOR A TOTAL OF 0.3 HOUR/WEEK. LESS THAN 50,000 GPD-STAFFING BY A CLASS D OR HIGHER OPERATOR: 2 VISITS/WEEK ON NONCONSECUTIVE DAYS FOR A TOTAL OF 0.2 HOUR/WEEK. THERE SHALL BE NO MORE THAN 5 DAYS BETWEEN THE LAST VISIT IN ONE WEEK AND THE FIRST VISIT IN THE NEXT WEEK. | N | Y | TILLIS HILL | CO RD 480 - TRAIL 13 |  | INVERNESS | FL | 34436 |  | 3527546777 | 122 |  | STEVE NEWBERRY | 15019 BROAD ST. |  | BROOKSVILLE | FL | 34601 |  | 3527546777 | 122 | COUNTY | 25 | 1 | 38 | 2015-01-19 | 2020-10-15 | NC01 | 50
6 | CITRUS | SWD | STEPHEN.NEWBERRY@FRESHFROMFLORIDA.COM | 6092262 | NONCOMMUNITY | CHLORINATION; AERATION FOR REMOVAL OF ANY SECONDARY CONTAMINANT, SULFIDE, OR ANY UNREGULATED CONTAMINANT; CORROSION CONTROL INHIBITOR ADDITION; HYPOCHLORINATION; IRON OR MANGANESE SEQUESTRATION; OR ULTRAVIOLET RADIATION. THE LEAD/CHIEF OPERATOR MUST BE CLASS D OR HIGHER. 50,000 GPD UP TO 0.25 MGD-STAFFING BY CLASS D OR HIGHER OPERATOR: 3 VISITS/WEEK ON NONCONSECUTIVE DAYS FOR A TOTAL OF 0.3 HOUR/WEEK. LESS THAN 50,000 GPD-STAFFING BY A CLASS D OR HIGHER OPERATOR: 2 VISITS/WEEK ON NONCONSECUTIVE DAYS FOR A TOTAL OF 0.2 HOUR/WEEK. THERE SHALL BE NO MORE THAN 5 DAYS BETWEEN THE LAST VISIT IN ONE WEEK AND THE FIRST VISIT IN THE NEXT WEEK. | N | Y | HOLDER MINE | E TRAIL RD # 10 / 41 S. |  | INVERNESS | FL | 34452 |  | 3527546777 | 122 |  | STEVE NEWBERRY | 15019 BROAD ST. |  | BROOKSVILLE | FL | 34601 |  | 3527546777 | 122 | COUNTY | 25 | 1 | 22 | 2014-11-25 | 2020-10-15 | NC01 | 50
6 | CITRUS | SWD | hardy@riversidelodgerv.com | 6092325 | NONCOMMUNITY | CHLORINATION; AERATION FOR REMOVAL OF ANY SECONDARY CONTAMINANT, SULFIDE, OR ANY UNREGULATED CONTAMINANT; CORROSION CONTROL INHIBITOR ADDITION; HYPOCHLORINATION; IRON OR MANGANESE SEQUESTRATION; OR ULTRAVIOLET RADIATION. THE LEAD/CHIEF OPERATOR MUST BE CLASS D OR HIGHER. 50,000 GPD UP TO 0.25 MGD-STAFFING BY CLASS D OR HIGHER OPERATOR: 3 VISITS/WEEK ON NONCONSECUTIVE DAYS FOR A TOTAL OF 0.3 HOUR/WEEK. LESS THAN 50,000 GPD-STAFFING BY A CLASS D OR HIGHER OPERATOR: 2 VISITS/WEEK ON NONCONSECUTIVE DAYS FOR A TOTAL OF 0.2 HOUR/WEEK. THERE SHALL BE NO MORE THAN 5 DAYS BETWEEN THE LAST VISIT IN ONE WEEK AND THE FIRST VISIT IN THE NEXT WEEK. | N | Y | RIVERSIDE LODGE | 12561 EAST GULF TO LAKE HWY |  | INVERNESS | FL | 34450 |  | 3527262002 |  |  | HEINZ VAN NIERSEN | 12561 E. GULF TO LAKE HWY. |  | INVERNESS | FL | 34450 | 3100 | 3527262002 |  | INVESTOR | 75 | 1 | 45 | 2014-11-20 | 2016-12-29 | NC01 | 50
6 | CITRUS | SWD |  | 6092326 | COMMUNITY | CHLORINATION; AERATION FOR REMOVAL OF ANY SECONDARY CONTAMINANT, SULFIDE, OR ANY UNREGULATED CONTAMINANT; CORROSION CONTROL INHIBITOR ADDITION; HYPOCHLORINATION; IRON OR MANGANESE SEQUESTRATION; OR ULTRAVIOLET RADIATION. THE LEAD/CHIEF OPERATOR MUST BE CLASS D OR HIGHER. 50,000 GPD UP TO 0.25 MGD-STAFFING BY CLASS D OR HIGHER OPERATOR: 3 VISITS/WEEK ON NONCONSECUTIVE DAYS FOR A TOTAL OF 0.3 HOUR/WEEK. LESS THAN 50,000 GPD-STAFFING BY A CLASS D OR HIGHER OPERATOR: 2 VISITS/WEEK ON NONCONSECUTIVE DAYS FOR A TOTAL OF 0.2 HOUR/WEEK. THERE SHALL BE NO MORE THAN 5 DAYS BETWEEN THE LAST VISIT IN ONE WEEK AND THE FIRST VISIT IN THE NEXT WEEK. | N | Y | CEDAR LAKE ESTATES | 5890 N. BROOKGREEN DR |  | CRYSTAL RIVER | FL | 32629 |  | 3526285103 |  |  | WILLIAM BESTON | PO BOX 2362 |  | CRYSTAL RIVER | FL | 34423 |  |  |  | INVESTOR | 85 | 3000 | 38 | 2020-05-26 | 2020-04-07 | DC06 | 100
6 | CITRUS | SWD | marshall@hash.com | 6092327 | COMMUNITY | CHLORINATION; AERATION FOR REMOVAL OF ANY SECONDARY CONTAMINANT, SULFIDE, OR ANY UNREGULATED CONTAMINANT; CORROSION CONTROL INHIBITOR ADDITION; HYPOCHLORINATION; IRON OR MANGANESE SEQUESTRATION; OR ULTRAVIOLET RADIATION. THE LEAD/CHIEF OPERATOR MUST BE CLASS C OR HIGHER. 5.0 MGD AND ABOVE-STAFFING BY CLASS C OR HIGHER OPERATOR: 6 HOURS/DAY FOR 5 DAYS/WEEK AND ONE VISIT ON EACH WEEKEND DAY. 3.0 MGD UP TO 5.0 MGD-STAFFING BY CLASS C OR HIGHER OPERATOR: 1 HOUR/DAY FOR 5 DAYS/WEEK AND ONE VISIT ON EACH WEEKEND DAY. 0.25 MGD UP TO 3.0 MGD-STAFFING BY CLASS C OR HIGHER OPERATOR: 5 VISITS/WEEK AND ONE VISIT EACH WEEKEND FOR A TOTAL OF 0.6 HOUR/WEEK. | N | Y | FOREST HILLS WATER | 6050 W. GULF TO LAKE HWY |  | CRYSTAL RIVER | FL | 34429 |  | 3526130103 |  | MARSHALL HASH | MARSHALL HASH | PO BOX 04 |  | INGLIS | FL | 34449 | 4 | 3526130103 |  | INVESTOR | 93 | 5000 | 38 | 2013-08-02 | 2020-07-21 | PC01 | 50
6 | CITRUS | SWD |  | 6092329 | NONCOMMUNITY | CHLORINATION; AERATION FOR REMOVAL OF ANY SECONDARY CONTAMINANT, SULFIDE, OR ANY UNREGULATED CONTAMINANT; CORROSION CONTROL INHIBITOR ADDITION; HYPOCHLORINATION; IRON OR MANGANESE SEQUESTRATION; OR ULTRAVIOLET RADIATION. THE LEAD/CHIEF OPERATOR MUST BE CLASS D OR HIGHER. 50,000 GPD UP TO 0.25 MGD-STAFFING BY CLASS D OR HIGHER OPERATOR: 3 VISITS/WEEK ON NONCONSECUTIVE DAYS FOR A TOTAL OF 0.3 HOUR/WEEK. LESS THAN 50,000 GPD-STAFFING BY A CLASS D OR HIGHER OPERATOR: 2 VISITS/WEEK ON NONCONSECUTIVE DAYS FOR A TOTAL OF 0.2 HOUR/WEEK. THERE SHALL BE NO MORE THAN 5 DAYS BETWEEN THE LAST VISIT IN ONE WEEK AND THE FIRST VISIT IN THE NEXT WEEK. | N | Y | LAKE HERNANDO RESORT AND FISH CAMP | 4195 PARSONS POINT LOT#13 |  | HERNANDO | FL | 34442 |  | 3527262225 |  | SANDY HELGERSON | FSVV, LLC | PO BOX 115 |  | LA CROSSE | WI | 54602 |  | 6085194660 |  | INVESTOR | 60 | 86000 | 25 | 2021-06-22 | 2021-06-10 | NC01 | 50
6 | CITRUS | SWD |  | 6092331 | COMMUNITY | CHLORINATION; AERATION FOR REMOVAL OF ANY SECONDARY CONTAMINANT, SULFIDE, OR ANY UNREGULATED CONTAMINANT; CORROSION CONTROL INHIBITOR ADDITION; HYPOCHLORINATION; IRON OR MANGANESE SEQUESTRATION; OR ULTRAVIOLET RADIATION. THE LEAD/CHIEF OPERATOR MUST BE CLASS D OR HIGHER. 50,000 GPD UP TO 0.25 MGD-STAFFING BY CLASS D OR HIGHER OPERATOR: 3 VISITS/WEEK ON NONCONSECUTIVE DAYS FOR A TOTAL OF 0.3 HOUR/WEEK. LESS THAN 50,000 GPD-STAFFING BY A CLASS D OR HIGHER OPERATOR: 2 VISITS/WEEK ON NONCONSECUTIVE DAYS FOR A TOTAL OF 0.2 HOUR/WEEK. THERE SHALL BE NO MORE THAN 5 DAYS BETWEEN THE LAST VISIT IN ONE WEEK AND THE FIRST VISIT IN THE NEXT WEEK. | N | Y | AURORA ACRES | 11240 N. NORTHWOOD DR |  | INGLIS | FL | 34449 |  | 3524472759 |  | JEANNE HANKINS | WASIM NIAZI | 1910 ROCKLEDGE BLVD. SUITE 101 |  | ROCKLEDGE | FL | 32955 |  | 3214462023 |  | INVESTOR | 170 | 1 | 136 | 2021-03-16 | 2021-01-08 | DC06 | 100
6 | CITRUS | SWD | MANAGERSANDYOAKS@GMAIL.COM | 6092334 | COMMUNITY | CHLORINATION; AERATION FOR REMOVAL OF ANY SECONDARY CONTAMINANT, SULFIDE, OR ANY UNREGULATED CONTAMINANT; CORROSION CONTROL INHIBITOR ADDITION; HYPOCHLORINATION; IRON OR MANGANESE SEQUESTRATION; OR ULTRAVIOLET RADIATION. THE LEAD/CHIEF OPERATOR MUST BE CLASS D OR HIGHER. 50,000 GPD UP TO 0.25 MGD-STAFFING BY CLASS D OR HIGHER OPERATOR: 3 VISITS/WEEK ON NONCONSECUTIVE DAYS FOR A TOTAL OF 0.3 HOUR/WEEK. LESS THAN 50,000 GPD-STAFFING BY A CLASS D OR HIGHER OPERATOR: 2 VISITS/WEEK ON NONCONSECUTIVE DAYS FOR A TOTAL OF 0.2 HOUR/WEEK. THERE SHALL BE NO MORE THAN 5 DAYS BETWEEN THE LAST VISIT IN ONE WEEK AND THE FIRST VISIT IN THE NEXT WEEK. | N | Y | SANDY OAKS RV & MHP | 6760 N LECANTO HWY |  | BEVERLY HILLS | FL | 34465 |  | 3524657233 |  | ROBERT GOETHALS | ALEX STEWART | 6760 W. LECANTO HWY. |  | BEVERLY HILLS | FL | 34465 |  | 3524657233 |  | INVESTOR | 90 | 140000 | 122 | 2021-02-10 | 2021-01-08 | DC051 | 100
6 | CITRUS | SWD |  | 6092338 | COMMUNITY | CHLORINATION; AERATION FOR REMOVAL OF ANY SECONDARY CONTAMINANT, SULFIDE, OR ANY UNREGULATED CONTAMINANT; CORROSION CONTROL INHIBITOR ADDITION; HYPOCHLORINATION; IRON OR MANGANESE SEQUESTRATION; OR ULTRAVIOLET RADIATION. THE LEAD/CHIEF OPERATOR MUST BE CLASS D OR HIGHER. 50,000 GPD UP TO 0.25 MGD-STAFFING BY CLASS D OR HIGHER OPERATOR: 3 VISITS/WEEK ON NONCONSECUTIVE DAYS FOR A TOTAL OF 0.3 HOUR/WEEK. LESS THAN 50,000 GPD-STAFFING BY A CLASS D OR HIGHER OPERATOR: 2 VISITS/WEEK ON NONCONSECUTIVE DAYS FOR A TOTAL OF 0.2 HOUR/WEEK. THERE SHALL BE NO MORE THAN 5 DAYS BETWEEN THE LAST VISIT IN ONE WEEK AND THE FIRST VISIT IN THE NEXT WEEK. | N | Y | MEADOW WOOD WATER | 1820 N. CHERRY TERRACE |  | CRYSTAL RIVER | FL | 34429 |  | 3527956608 |  | MARSHALL HASH | MARSHALL HASH | PO BOX 4 |  | INGLIS | FL | 34449 |  | 3526130103 |  | INVESTOR | 86 | 70000 | 41 | 2013-03-14 | 2020-10-02 | DC051 | 100
6 | CITRUS | SWD |  | 6092438 | NONCOMMUNITY | CHLORINATION; AERATION FOR REMOVAL OF ANY SECONDARY CONTAMINANT, SULFIDE, OR ANY UNREGULATED CONTAMINANT; CORROSION CONTROL INHIBITOR ADDITION; HYPOCHLORINATION; IRON OR MANGANESE SEQUESTRATION; OR ULTRAVIOLET RADIATION. THE LEAD/CHIEF OPERATOR MUST BE CLASS D OR HIGHER. 50,000 GPD UP TO 0.25 MGD-STAFFING BY CLASS D OR HIGHER OPERATOR: 3 VISITS/WEEK ON NONCONSECUTIVE DAYS FOR A TOTAL OF 0.3 HOUR/WEEK. LESS THAN 50,000 GPD-STAFFING BY A CLASS D OR HIGHER OPERATOR: 2 VISITS/WEEK ON NONCONSECUTIVE DAYS FOR A TOTAL OF 0.2 HOUR/WEEK. THERE SHALL BE NO MORE THAN 5 DAYS BETWEEN THE LAST VISIT IN ONE WEEK AND THE FIRST VISIT IN THE NEXT WEEK. | N | Y | HOMOSASSA SPRINGS PIZZA HUT | 4845 S. SUNCOAST BLVD |  | HOMOSASSA SPRINGS | FL | 34447 |  | 3526281234 |  |  | JONBRO, INC. | P O BOX 789950 |  | WICHITA | KS | 67278 | 9950 | 3166811081 |  | INVESTOR | 100 | 1 | 1 | 2014-05-22 | 2021-12-28 | NC01 | 50
6 | CITRUS | SWD | sbowl@tampabay.rr.com | 6092698 | NONCOMMUNITY | CHLORINATION; AERATION FOR REMOVAL OF ANY SECONDARY CONTAMINANT, SULFIDE, OR ANY UNREGULATED CONTAMINANT; CORROSION CONTROL INHIBITOR ADDITION; HYPOCHLORINATION; IRON OR MANGANESE SEQUESTRATION; OR ULTRAVIOLET RADIATION. THE LEAD/CHIEF OPERATOR MUST BE CLASS D OR HIGHER. 50,000 GPD UP TO 0.25 MGD-STAFFING BY CLASS D OR HIGHER OPERATOR: 3 VISITS/WEEK ON NONCONSECUTIVE DAYS FOR A TOTAL OF 0.3 HOUR/WEEK. LESS THAN 50,000 GPD-STAFFING BY A CLASS D OR HIGHER OPERATOR: 2 VISITS/WEEK ON NONCONSECUTIVE DAYS FOR A TOTAL OF 0.2 HOUR/WEEK. THERE SHALL BE NO MORE THAN 5 DAYS BETWEEN THE LAST VISIT IN ONE WEEK AND THE FIRST VISIT IN THE NEXT WEEK. | N | Y | SPORTSMEN'S BOWL | 100 N. FLORIDA AVE |  | INVERNESS | FL | 34453 |  | 3527262873 |  |  | PAUL HARRIS | 100 N. FLORIDA AVE. |  | INVERNESS | FL | 34453 |  | 3527262873 |  | INVESTOR | 25 | 1 | 1 | 2020-02-06 | 2020-01-16 | NC01 | 50
6 | CITRUS | SWD |  | 6092760 | NONCOMMUNITY | CHLORINATION; AERATION FOR REMOVAL OF ANY SECONDARY CONTAMINANT, SULFIDE, OR ANY UNREGULATED CONTAMINANT; CORROSION CONTROL INHIBITOR ADDITION; HYPOCHLORINATION; IRON OR MANGANESE SEQUESTRATION; OR ULTRAVIOLET RADIATION. THE LEAD/CHIEF OPERATOR MUST BE CLASS D OR HIGHER. 50,000 GPD UP TO 0.25 MGD-STAFFING BY CLASS D OR HIGHER OPERATOR: 3 VISITS/WEEK ON NONCONSECUTIVE DAYS FOR A TOTAL OF 0.3 HOUR/WEEK. LESS THAN 50,000 GPD-STAFFING BY A CLASS D OR HIGHER OPERATOR: 2 VISITS/WEEK ON NONCONSECUTIVE DAYS FOR A TOTAL OF 0.2 HOUR/WEEK. THERE SHALL BE NO MORE THAN 5 DAYS BETWEEN THE LAST VISIT IN ONE WEEK AND THE FIRST VISIT IN THE NEXT WEEK. | N | Y | RED'S RESTAURANT, INC. | 8411 N. CARL G. ROSE HWY |  | HERNANDO | FL | 34442 |  | 3523447770 |  |  | JAMES SHANE WILLIAMSON | 8411 N. CARL G. ROSE HWY |  | HERNANDO | FL | 33434 |  | 3524272075 |  | INVESTOR | 45 | 1 | 1 | 2017-08-10 | 2021-12-28 | NC01 | 50
6 | CITRUS | SWD | noble.tony1#@gmail.com | 6092767 | NONCOMMUNITY | CHLORINATION; AERATION FOR REMOVAL OF ANY SECONDARY CONTAMINANT, SULFIDE, OR ANY UNREGULATED CONTAMINANT; CORROSION CONTROL INHIBITOR ADDITION; HYPOCHLORINATION; IRON OR MANGANESE SEQUESTRATION; OR ULTRAVIOLET RADIATION. THE LEAD/CHIEF OPERATOR MUST BE CLASS D OR HIGHER. 50,000 GPD UP TO 0.25 MGD-STAFFING BY CLASS D OR HIGHER OPERATOR: 3 VISITS/WEEK ON NONCONSECUTIVE DAYS FOR A TOTAL OF 0.3 HOUR/WEEK. LESS THAN 50,000 GPD-STAFFING BY A CLASS D OR HIGHER OPERATOR: 2 VISITS/WEEK ON NONCONSECUTIVE DAYS FOR A TOTAL OF 0.2 HOUR/WEEK. THERE SHALL BE NO MORE THAN 5 DAYS BETWEEN THE LAST VISIT IN ONE WEEK AND THE FIRST VISIT IN THE NEXT WEEK. | N | Y | NIKO'S ROADHOUSE | 5210 N FLORIDA AVE |  | HERNANDO | FL | 34442 |  | 3527997881 |  |  | RICHARD A. NOBLE | 5210 N. FLORIDA AVE. |  | HERNANDO | FL | 34442 |  | 8132990670 |  | INVESTOR | 25 | 1 | 1 | 2015-11-16 | 2020-05-19 | NC01 | 50
6 | CITRUS | SWD | LODGE2112@MOOSEUNITS.ORG | 6092921 | NONCOMMUNITY | CHLORINATION; AERATION FOR REMOVAL OF ANY SECONDARY CONTAMINANT, SULFIDE, OR ANY UNREGULATED CONTAMINANT; CORROSION CONTROL INHIBITOR ADDITION; HYPOCHLORINATION; IRON OR MANGANESE SEQUESTRATION; OR ULTRAVIOLET RADIATION. THE LEAD/CHIEF OPERATOR MUST BE CLASS D OR HIGHER. 50,000 GPD UP TO 0.25 MGD-STAFFING BY CLASS D OR HIGHER OPERATOR: 3 VISITS/WEEK ON NONCONSECUTIVE DAYS FOR A TOTAL OF 0.3 HOUR/WEEK. LESS THAN 50,000 GPD-STAFFING BY A CLASS D OR HIGHER OPERATOR: 2 VISITS/WEEK ON NONCONSECUTIVE DAYS FOR A TOTAL OF 0.2 HOUR/WEEK. THERE SHALL BE NO MORE THAN 5 DAYS BETWEEN THE LAST VISIT IN ONE WEEK AND THE FIRST VISIT IN THE NEXT WEEK. | N | Y | INVERNESS MOOSE LODGE 2112 | 221 S HAID TER |  | INVERNESS | FL | 34451 |  |  |  | WILLIAM CATLOW | WILLIAM CATLOW | 221 S. HAID TERR. |  | LECANTO | FL | 34461 |  | 3527262112 |  | INVESTOR | 50 | 1 | 1 | 2015-09-10 | 2020-01-16 | NC01 | 50
6 | CITRUS | SWD | jbusiel@hotmail.com | 6092959 | NONCOMMUNITY | CHLORINATION; AERATION FOR REMOVAL OF ANY SECONDARY CONTAMINANT, SULFIDE, OR ANY UNREGULATED CONTAMINANT; CORROSION CONTROL INHIBITOR ADDITION; HYPOCHLORINATION; IRON OR MANGANESE SEQUESTRATION; OR ULTRAVIOLET RADIATION. THE LEAD/CHIEF OPERATOR MUST BE CLASS D OR HIGHER. 50,000 GPD UP TO 0.25 MGD-STAFFING BY CLASS D OR HIGHER OPERATOR: 3 VISITS/WEEK ON NONCONSECUTIVE DAYS FOR A TOTAL OF 0.3 HOUR/WEEK. LESS THAN 50,000 GPD-STAFFING BY A CLASS D OR HIGHER OPERATOR: 2 VISITS/WEEK ON NONCONSECUTIVE DAYS FOR A TOTAL OF 0.2 HOUR/WEEK. THERE SHALL BE NO MORE THAN 5 DAYS BETWEEN THE LAST VISIT IN ONE WEEK AND THE FIRST VISIT IN THE NEXT WEEK. | N | Y | GRUMPY GATORS BAR & GRILL | 4828 S. SUNCOAST BLVD |  | HOMOSASSA SPRINGS | FL | 34447 |  | 3525033254 |  | JEFF SCHRADE | JAMIE BUSIEL | 4828 S SUNCOAST BLVD |  | HOMOSASSA SPRINGS | FL | 34447 |  | 3525033254 |  | INVESTOR | 50 | 1 | 1 | 2016-11-07 | 2020-11-16 | NC01 | 50
6 | CITRUS | SWD |  | 6092961 | NONCOMMUNITY | CHLORINATION; AERATION FOR REMOVAL OF ANY SECONDARY CONTAMINANT, SULFIDE, OR ANY UNREGULATED CONTAMINANT; CORROSION CONTROL INHIBITOR ADDITION; HYPOCHLORINATION; IRON OR MANGANESE SEQUESTRATION; OR ULTRAVIOLET RADIATION. THE LEAD/CHIEF OPERATOR MUST BE CLASS D OR HIGHER. 50,000 GPD UP TO 0.25 MGD-STAFFING BY CLASS D OR HIGHER OPERATOR: 3 VISITS/WEEK ON NONCONSECUTIVE DAYS FOR A TOTAL OF 0.3 HOUR/WEEK. LESS THAN 50,000 GPD-STAFFING BY A CLASS D OR HIGHER OPERATOR: 2 VISITS/WEEK ON NONCONSECUTIVE DAYS FOR A TOTAL OF 0.2 HOUR/WEEK. THERE SHALL BE NO MORE THAN 5 DAYS BETWEEN THE LAST VISIT IN ONE WEEK AND THE FIRST VISIT IN THE NEXT WEEK. | N | Y | PLAZA FOOD MART | 7977 W. DUNNELLON RD |  | DUNNELLON | FL | 34442 |  | 3527954505 |  |  | NAINESH H. PATEL | 12091 S. WILLIAMS STREET |  | DUNNELLON | FL | 34432 |  | 3524650777 |  | INVESTOR | 25 | 1 | 5 | 2016-08-29 | 2021-02-18 | NC01 | 50
6 | CITRUS | SWD |  | 6092963 | NONCOMMUNITY | CHLORINATION; AERATION FOR REMOVAL OF ANY SECONDARY CONTAMINANT, SULFIDE, OR ANY UNREGULATED CONTAMINANT; CORROSION CONTROL INHIBITOR ADDITION; HYPOCHLORINATION; IRON OR MANGANESE SEQUESTRATION; OR ULTRAVIOLET RADIATION. THE LEAD/CHIEF OPERATOR MUST BE CLASS D OR HIGHER. 50,000 GPD UP TO 0.25 MGD-STAFFING BY CLASS D OR HIGHER OPERATOR: 3 VISITS/WEEK ON NONCONSECUTIVE DAYS FOR A TOTAL OF 0.3 HOUR/WEEK. LESS THAN 50,000 GPD-STAFFING BY A CLASS D OR HIGHER OPERATOR: 2 VISITS/WEEK ON NONCONSECUTIVE DAYS FOR A TOTAL OF 0.2 HOUR/WEEK. THERE SHALL BE NO MORE THAN 5 DAYS BETWEEN THE LAST VISIT IN ONE WEEK AND THE FIRST VISIT IN THE NEXT WEEK. | N | Y | TWO GUYS FROM ITALY | 5792 S. SUNCOAST BLVD |  | HOMOSASSA | FL | 34446 |  | 3526282454 |  |  | PETER LOIERO | 5792 S. SUNCOAST BLVD |  | HOMOSASSA | FL | 34446 |  | 3526284464 |  | INVESTOR | 26 | 2000 | 2 | 2017-03-02 | 2021-11-16 | NC01 | 50
6 | CITRUS | SWD |  | 6092966 | NONCOMMUNITY | CHLORINATION; AERATION FOR REMOVAL OF ANY SECONDARY CONTAMINANT, SULFIDE, OR ANY UNREGULATED CONTAMINANT; CORROSION CONTROL INHIBITOR ADDITION; HYPOCHLORINATION; IRON OR MANGANESE SEQUESTRATION; OR ULTRAVIOLET RADIATION. THE LEAD/CHIEF OPERATOR MUST BE CLASS D OR HIGHER. 50,000 GPD UP TO 0.25 MGD-STAFFING BY CLASS D OR HIGHER OPERATOR: 3 VISITS/WEEK ON NONCONSECUTIVE DAYS FOR A TOTAL OF 0.3 HOUR/WEEK. LESS THAN 50,000 GPD-STAFFING BY A CLASS D OR HIGHER OPERATOR: 2 VISITS/WEEK ON NONCONSECUTIVE DAYS FOR A TOTAL OF 0.2 HOUR/WEEK. THERE SHALL BE NO MORE THAN 5 DAYS BETWEEN THE LAST VISIT IN ONE WEEK AND THE FIRST VISIT IN THE NEXT WEEK. | N | Y | TRAILS END CAMP | 12900 E. TRAIL'S END RD |  | FLORAL CITY | FL | 34436 |  | 3527260728 |  |  | CHERIE AND MIKE KENNELL | 21145 CR 455 |  | CLERMOUNT | FL | 34715 |  | 4072308101 |  | INVESTOR | 58 | 1 | 61 | 2018-09-13 | 2018-08-21 | NC01 | 50
6 | CITRUS | SWD | BALLINAMUCK@GILLIAN.ORG | 6093072 | NONCOMMUNITY | CHLORINATION; AERATION FOR REMOVAL OF ANY SECONDARY CONTAMINANT, SULFIDE, OR ANY UNREGULATED CONTAMINANT; CORROSION CONTROL INHIBITOR ADDITION; HYPOCHLORINATION; IRON OR MANGANESE SEQUESTRATION; OR ULTRAVIOLET RADIATION. THE LEAD/CHIEF OPERATOR MUST BE CLASS D OR HIGHER. 50,000 GPD UP TO 0.25 MGD-STAFFING BY CLASS D OR HIGHER OPERATOR: 3 VISITS/WEEK ON NONCONSECUTIVE DAYS FOR A TOTAL OF 0.3 HOUR/WEEK. LESS THAN 50,000 GPD-STAFFING BY A CLASS D OR HIGHER OPERATOR: 2 VISITS/WEEK ON NONCONSECUTIVE DAYS FOR A TOTAL OF 0.2 HOUR/WEEK. THERE SHALL BE NO MORE THAN 5 DAYS BETWEEN THE LAST VISIT IN ONE WEEK AND THE FIRST VISIT IN THE NEXT WEEK. | N | Y | PLAZA WEST SHOPPING CENTER | 4441 PLEASANT GROVE RD. |  | INVERNESS | FL | 32652 | 7549 | 3527266640 |  |  | NICK PATEL | 4441 PLEASANT GROVE RD. |  | INVERNESS | FL | 34452 |  | 3528162951 |  | INVESTOR | 25 | 1 | 7 | 2014-02-11 | 2016-12-29 | NC01 | 50
6 | CITRUS | SWD | custserv@speedway.com | 6093076 | NONCOMMUNITY | CHLORINATION; AERATION FOR REMOVAL OF ANY SECONDARY CONTAMINANT, SULFIDE, OR ANY UNREGULATED CONTAMINANT; CORROSION CONTROL INHIBITOR ADDITION; HYPOCHLORINATION; IRON OR MANGANESE SEQUESTRATION; OR ULTRAVIOLET RADIATION. THE LEAD/CHIEF OPERATOR MUST BE CLASS D OR HIGHER. 50,000 GPD UP TO 0.25 MGD-STAFFING BY CLASS D OR HIGHER OPERATOR: 3 VISITS/WEEK ON NONCONSECUTIVE DAYS FOR A TOTAL OF 0.3 HOUR/WEEK. LESS THAN 50,000 GPD-STAFFING BY A CLASS D OR HIGHER OPERATOR: 2 VISITS/WEEK ON NONCONSECUTIVE DAYS FOR A TOTAL OF 0.2 HOUR/WEEK. THERE SHALL BE NO MORE THAN 5 DAYS BETWEEN THE LAST VISIT IN ONE WEEK AND THE FIRST VISIT IN THE NEXT WEEK. | N | Y | SPEEDWAY #6528 | 9515 E. GULF TO LAKE HWY |  | INVERNESS | FL | 32650 |  | 3523414286 |  |  | DANIEL GUM | 500 SPEEDWAY DRIVE |  | ENON | OH | 45323 |  | 9378637150 |  | INVESTOR | 25 | 1 | 1 | 2019-12-10 | 2019-11-05 | NC01 | 50
6 | CITRUS | SWD | shubhp31@yahoo.com | 6093082 | NONCOMMUNITY | CHLORINATION; AERATION FOR REMOVAL OF ANY SECONDARY CONTAMINANT, SULFIDE, OR ANY UNREGULATED CONTAMINANT; CORROSION CONTROL INHIBITOR ADDITION; HYPOCHLORINATION; IRON OR MANGANESE SEQUESTRATION; OR ULTRAVIOLET RADIATION. THE LEAD/CHIEF OPERATOR MUST BE CLASS D OR HIGHER. 50,000 GPD UP TO 0.25 MGD-STAFFING BY CLASS D OR HIGHER OPERATOR: 3 VISITS/WEEK ON NONCONSECUTIVE DAYS FOR A TOTAL OF 0.3 HOUR/WEEK. LESS THAN 50,000 GPD-STAFFING BY A CLASS D OR HIGHER OPERATOR: 2 VISITS/WEEK ON NONCONSECUTIVE DAYS FOR A TOTAL OF 0.2 HOUR/WEEK. THERE SHALL BE NO MORE THAN 5 DAYS BETWEEN THE LAST VISIT IN ONE WEEK AND THE FIRST VISIT IN THE NEXT WEEK. | N | Y | S&S FOOD AND BEVERAGE #1(FKA. KWIK SAVE) | 7300 EAST TURNER CAMP RD. |  | INVERNESS | FL | 34453 |  | 3523444111 |  | PANKAJ PATEL | PANKAJ PATEL | 7300 E. TURNER CAMP ROAD |  | INVERNESS | FL | 34453 |  | 3526012218 |  | INVESTOR | 25 | 1 | 1 | 2016-05-12 | 2020-11-24 | NC01 | 50
6 | CITRUS | SWD | gary.loggins@bocc.citrus.fl.us | 6094480 | COMMUNITY | NO TREATMENT--CONSECUTIVE SYSTEMS ONLY | N | Y | THE MEADOWS | BLACKBIRD RD. |  | HOMOSASSA SPRINGS | FL | 34434 |  |  |  |  | GARY LOGGINS | 1300 S. LECANTO HWY. |  | LECANTO | FL | 34461 |  | 3522527650 |  | INVESTOR | 112 | 0 | 56 | 2014-01-07 | 2019-04-25 | PC01 | 50
6 | CITRUS | SWD |  | 6094482 | NONCOMMUNITY | CHLORINATION; AERATION FOR REMOVAL OF ANY SECONDARY CONTAMINANT, SULFIDE, OR ANY UNREGULATED CONTAMINANT; CORROSION CONTROL INHIBITOR ADDITION; HYPOCHLORINATION; IRON OR MANGANESE SEQUESTRATION; OR ULTRAVIOLET RADIATION. THE LEAD/CHIEF OPERATOR MUST BE CLASS D OR HIGHER. 50,000 GPD UP TO 0.25 MGD-STAFFING BY CLASS D OR HIGHER OPERATOR: 3 VISITS/WEEK ON NONCONSECUTIVE DAYS FOR A TOTAL OF 0.3 HOUR/WEEK. LESS THAN 50,000 GPD-STAFFING BY A CLASS D OR HIGHER OPERATOR: 2 VISITS/WEEK ON NONCONSECUTIVE DAYS FOR A TOTAL OF 0.2 HOUR/WEEK. THERE SHALL BE NO MORE THAN 5 DAYS BETWEEN THE LAST VISIT IN ONE WEEK AND THE FIRST VISIT IN THE NEXT WEEK. | N | Y | CASTAWAYS INN | 5430 N. SUNCOAST BLVD |  | CRYSTAL RIVER | FL | 34428 |  | 3527959432 |  |  | PAMELA FINLEY | 5430 N SUNCOAST HWY |  | CRYSTAL RIVER | FL | 34428 |  |  |  | INVESTOR | 25 | 2000 | 1 | 2017-11-10 | 2017-10-30 | NC01 | 50
6 | CITRUS | SWD |  | 6094523 | COMMUNITY | CHLORINATION; AERATION FOR REMOVAL OF ANY SECONDARY CONTAMINANT, SULFIDE, OR ANY UNREGULATED CONTAMINANT; CORROSION CONTROL INHIBITOR ADDITION; HYPOCHLORINATION; IRON OR MANGANESE SEQUESTRATION; OR ULTRAVIOLET RADIATION. THE LEAD/CHIEF OPERATOR MUST BE CLASS C OR HIGHER. 5.0 MGD AND ABOVE-STAFFING BY CLASS C OR HIGHER OPERATOR: 6 HOURS/DAY FOR 5 DAYS/WEEK AND ONE VISIT ON EACH WEEKEND DAY. 3.0 MGD UP TO 5.0 MGD-STAFFING BY CLASS C OR HIGHER OPERATOR: 1 HOUR/DAY FOR 5 DAYS/WEEK AND ONE VISIT ON EACH WEEKEND DAY. 0.25 MGD UP TO 3.0 MGD-STAFFING BY CLASS C OR HIGHER OPERATOR: 5 VISITS/WEEK AND ONE VISIT EACH WEEKEND FOR A TOTAL OF 0.6 HOUR/WEEK. | N | Y | SPRINGHORN WATER | GEM STREET |  | CRYSTAL RIVER | FL | 34428 |  | 3526130103 |  | MARSHALL HASH | MARSHALL HASH | P.O. BOX 4 |  | INGLIS | FL | 34449 | 4 | 3526130103 |  | INVESTOR | 25 | 1 | 17 | 2018-01-30 | 2020-10-02 | DC06 | 100
6 | CITRUS | SWD | scain@govmserv.com | 6094656 | COMMUNITY | CHLORINATION; AERATION FOR REMOVAL OF ANY SECONDARY CONTAMINANT, SULFIDE, OR ANY UNREGULATED CONTAMINANT; CORROSION CONTROL INHIBITOR ADDITION; HYPOCHLORINATION; IRON OR MANGANESE SEQUESTRATION; OR ULTRAVIOLET RADIATION. THE LEAD/CHIEF OPERATOR MUST BE CLASS D OR HIGHER. 50,000 GPD UP TO 0.25 MGD-STAFFING BY CLASS D OR HIGHER OPERATOR: 3 VISITS/WEEK ON NONCONSECUTIVE DAYS FOR A TOTAL OF 0.3 HOUR/WEEK. LESS THAN 50,000 GPD-STAFFING BY A CLASS D OR HIGHER OPERATOR: 2 VISITS/WEEK ON NONCONSECUTIVE DAYS FOR A TOTAL OF 0.2 HOUR/WEEK. THERE SHALL BE NO MORE THAN 5 DAYS BETWEEN THE LAST VISIT IN ONE WEEK AND THE FIRST VISIT IN THE NEXT WEEK. | N | Y | WEST CITRUS UTILITIES | 6278 W. GRANT STREET |  | HOMOSASSA | FL | 34447 |  | 4076296900 |  |  | SAM CAIN, P.E. | 280 WEKIVA SPRINGS ROAD | SUITE 2070 | LONGWOOD | FL | 32779 |  | 4076296900 |  | INVESTOR | 192 | 72000 | 64 | 2017-06-07 | 2020-03-16 | DC051 | 100
6 | CITRUS | SWD |  | 6094773 | COMMUNITY | CHLORINATION; AERATION FOR REMOVAL OF ANY SECONDARY CONTAMINANT, SULFIDE, OR ANY UNREGULATED CONTAMINANT; CORROSION CONTROL INHIBITOR ADDITION; HYPOCHLORINATION; IRON OR MANGANESE SEQUESTRATION; OR ULTRAVIOLET RADIATION. THE LEAD/CHIEF OPERATOR MUST BE CLASS D OR HIGHER. 50,000 GPD UP TO 0.25 MGD-STAFFING BY CLASS D OR HIGHER OPERATOR: 3 VISITS/WEEK ON NONCONSECUTIVE DAYS FOR A TOTAL OF 0.3 HOUR/WEEK. LESS THAN 50,000 GPD-STAFFING BY A CLASS D OR HIGHER OPERATOR: 2 VISITS/WEEK ON NONCONSECUTIVE DAYS FOR A TOTAL OF 0.2 HOUR/WEEK. THERE SHALL BE NO MORE THAN 5 DAYS BETWEEN THE LAST VISIT IN ONE WEEK AND THE FIRST VISIT IN THE NEXT WEEK. | N | Y | CONSTATE UTL/HILLS OF AVALON | P.O. BOX 339 |  | LECANTO | FL | 34460 |  |  |  |  | DANIEL GOULD | 1548 S. MISSOURI AVE | PMB 151 | CLEARWATER | FL | 33756 |  |  |  | INVESTOR | 800 | 360000 | 300 | 2020-05-26 | 2020-03-11 | DC04 | 1000
6 | CITRUS | SWD | cindyshiffer119@aol.com | 6094870 | NONCOMMUNITY | CHLORINATION; AERATION FOR REMOVAL OF ANY SECONDARY CONTAMINANT, SULFIDE, OR ANY UNREGULATED CONTAMINANT; CORROSION CONTROL INHIBITOR ADDITION; HYPOCHLORINATION; IRON OR MANGANESE SEQUESTRATION; OR ULTRAVIOLET RADIATION. THE LEAD/CHIEF OPERATOR MUST BE CLASS D OR HIGHER. 50,000 GPD UP TO 0.25 MGD-STAFFING BY CLASS D OR HIGHER OPERATOR: 3 VISITS/WEEK ON NONCONSECUTIVE DAYS FOR A TOTAL OF 0.3 HOUR/WEEK. LESS THAN 50,000 GPD-STAFFING BY A CLASS D OR HIGHER OPERATOR: 2 VISITS/WEEK ON NONCONSECUTIVE DAYS FOR A TOTAL OF 0.2 HOUR/WEEK. THERE SHALL BE NO MORE THAN 5 DAYS BETWEEN THE LAST VISIT IN ONE WEEK AND THE FIRST VISIT IN THE NEXT WEEK. | N | Y | TARA FOOD MART | 7160 W GROVER CLEVELAND BLVD |  | HOMOASASSA | FL | 34446 |  | 3526217674 |  |  | PINAKIN V. PATEL | 7160 W GROVER CLEVELAND BLVD |  | HOMOSASSA | FL | 34446 |  | 3526217674 |  | INVESTOR | 25 | 2000 | 1 | 2019-01-23 | 2019-01-23 | NC01 | 50
6 | CITRUS | SWD |  | 6094871 | COMMUNITY | CHLORINATION; AERATION FOR REMOVAL OF ANY SECONDARY CONTAMINANT, SULFIDE, OR ANY UNREGULATED CONTAMINANT; CORROSION CONTROL INHIBITOR ADDITION; HYPOCHLORINATION; IRON OR MANGANESE SEQUESTRATION; OR ULTRAVIOLET RADIATION. THE LEAD/CHIEF OPERATOR MUST BE CLASS D OR HIGHER. 50,000 GPD UP TO 0.25 MGD-STAFFING BY CLASS D OR HIGHER OPERATOR: 3 VISITS/WEEK ON NONCONSECUTIVE DAYS FOR A TOTAL OF 0.3 HOUR/WEEK. LESS THAN 50,000 GPD-STAFFING BY A CLASS D OR HIGHER OPERATOR: 2 VISITS/WEEK ON NONCONSECUTIVE DAYS FOR A TOTAL OF 0.2 HOUR/WEEK. THERE SHALL BE NO MORE THAN 5 DAYS BETWEEN THE LAST VISIT IN ONE WEEK AND THE FIRST VISIT IN THE NEXT WEEK. | N | Y | GREENBRIAR I | 2450 N CITRUS HILLS BLVD |  | HERNANDO | FL | 32642 |  | 3527460477 |  | GERI BOND | GERI BOND | 2541 N. RESTON TERR |  | HERNANDO | FL | 34442 |  | 3527466770 | 404 | INVESTOR | 300 | 887000 | 227 | 2012-04-26 | 2021-11-17 | DC04 | 1000
6 | CITRUS | SWD |  | 6094874 | COMMUNITY | CHLORINATION; AERATION FOR REMOVAL OF ANY SECONDARY CONTAMINANT, SULFIDE, OR ANY UNREGULATED CONTAMINANT; CORROSION CONTROL INHIBITOR ADDITION; HYPOCHLORINATION; IRON OR MANGANESE SEQUESTRATION; OR ULTRAVIOLET RADIATION. THE LEAD/CHIEF OPERATOR MUST BE CLASS D OR HIGHER. 50,000 GPD UP TO 0.25 MGD-STAFFING BY CLASS D OR HIGHER OPERATOR: 3 VISITS/WEEK ON NONCONSECUTIVE DAYS FOR A TOTAL OF 0.3 HOUR/WEEK. LESS THAN 50,000 GPD-STAFFING BY A CLASS D OR HIGHER OPERATOR: 2 VISITS/WEEK ON NONCONSECUTIVE DAYS FOR A TOTAL OF 0.2 HOUR/WEEK. THERE SHALL BE NO MORE THAN 5 DAYS BETWEEN THE LAST VISIT IN ONE WEEK AND THE FIRST VISIT IN THE NEXT WEEK. | N | Y | PINEWOOD WATER | 3140 TURKEY OAK DRIVE |  | CRYSTAL RIVER | FL | 34428 |  | 3527955135 |  | MARSHALL HASH | MARSHALL HASH | PO BOX 4 |  | INGLIS | FL | 34449 | 4 | 3526130103 |  | INVESTOR | 100 | 1 | 40 | 2012-11-02 | 2021-06-29 | DC06 | 100
6 | CITRUS | SWD | MARSHALL@HASH.COM | 6094875 | COMMUNITY | CHLORINATION; AERATION FOR REMOVAL OF ANY SECONDARY CONTAMINANT, SULFIDE, OR ANY UNREGULATED CONTAMINANT; CORROSION CONTROL INHIBITOR ADDITION; HYPOCHLORINATION; IRON OR MANGANESE SEQUESTRATION; OR ULTRAVIOLET RADIATION. THE LEAD/CHIEF OPERATOR MUST BE CLASS D OR HIGHER. 50,000 GPD UP TO 0.25 MGD-STAFFING BY CLASS D OR HIGHER OPERATOR: 3 VISITS/WEEK ON NONCONSECUTIVE DAYS FOR A TOTAL OF 0.3 HOUR/WEEK. LESS THAN 50,000 GPD-STAFFING BY A CLASS D OR HIGHER OPERATOR: 2 VISITS/WEEK ON NONCONSECUTIVE DAYS FOR A TOTAL OF 0.2 HOUR/WEEK. THERE SHALL BE NO MORE THAN 5 DAYS BETWEEN THE LAST VISIT IN ONE WEEK AND THE FIRST VISIT IN THE NEXT WEEK. | N | Y | DUNNELLON HILLS WATER SYSTEM | HWY 41 E. & PINION LN. |  | DUNELLON | FL | 34420 |  | 3522376090 |  | MARSHALL HASH | MARSHALL HASH | P.O. BOX 4 |  | INGLIS | FL | 34449 | 4 | 3526130103 |  | INVESTOR | 100 | 129600 | 50 | 2021-04-11 | 2021-01-08 | DC052 | 100
6 | CITRUS | SWD |  | 6094878 | NONCOMMUNITY | CHLORINATION; AERATION FOR REMOVAL OF ANY SECONDARY CONTAMINANT, SULFIDE, OR ANY UNREGULATED CONTAMINANT; CORROSION CONTROL INHIBITOR ADDITION; HYPOCHLORINATION; IRON OR MANGANESE SEQUESTRATION; OR ULTRAVIOLET RADIATION. THE LEAD/CHIEF OPERATOR MUST BE CLASS D OR HIGHER. 50,000 GPD UP TO 0.25 MGD-STAFFING BY CLASS D OR HIGHER OPERATOR: 3 VISITS/WEEK ON NONCONSECUTIVE DAYS FOR A TOTAL OF 0.3 HOUR/WEEK. LESS THAN 50,000 GPD-STAFFING BY A CLASS D OR HIGHER OPERATOR: 2 VISITS/WEEK ON NONCONSECUTIVE DAYS FOR A TOTAL OF 0.2 HOUR/WEEK. THERE SHALL BE NO MORE THAN 5 DAYS BETWEEN THE LAST VISIT IN ONE WEEK AND THE FIRST VISIT IN THE NEXT WEEK. | N | Y | RIVERSIDE FOOD STORE | 8520 N. CARL G. ROSE HWY |  | HERNANDO | FL | 32642 |  | 3527264449 |  |  | NAISHADKUMAR N PATEL | 3872 WEST VINCA COURT |  | BEVERLY HILLS | FL | 34465 |  | 3523624036 |  | INVESTOR | 25 | 1 | 1 | 2014-01-24 | 2021-01-19 | NC01 | 50
6 | CITRUS | SWD | AZAD.PRATIK88@GMAIL.COM | 6094879 | NONCOMMUNITY | CHLORINATION; AERATION FOR REMOVAL OF ANY SECONDARY CONTAMINANT, SULFIDE, OR ANY UNREGULATED CONTAMINANT; CORROSION CONTROL INHIBITOR ADDITION; HYPOCHLORINATION; IRON OR MANGANESE SEQUESTRATION; OR ULTRAVIOLET RADIATION. THE LEAD/CHIEF OPERATOR MUST BE CLASS D OR HIGHER. 50,000 GPD UP TO 0.25 MGD-STAFFING BY CLASS D OR HIGHER OPERATOR: 3 VISITS/WEEK ON NONCONSECUTIVE DAYS FOR A TOTAL OF 0.3 HOUR/WEEK. LESS THAN 50,000 GPD-STAFFING BY A CLASS D OR HIGHER OPERATOR: 2 VISITS/WEEK ON NONCONSECUTIVE DAYS FOR A TOTAL OF 0.2 HOUR/WEEK. THERE SHALL BE NO MORE THAN 5 DAYS BETWEEN THE LAST VISIT IN ONE WEEK AND THE FIRST VISIT IN THE NEXT WEEK. | N | Y | QWIK STOP SONOCO | 6695 N CARL G ROSE HWY |  | HERNANDO | FL | 34442 |  | 3526370339 |  |  | DILIP PATEL | 6695 N CARL G ROSE HWY |  | HERNANDO | FL | 34442 |  | 3522161480 |  | INVESTOR | 25 | 1 | 1 | 2015-09-14 | 2019-12-05 | NC01 | 50
6 | CITRUS | SWD |  | 6094883 | NONTRANSIENT NONCOMMUNITY | CHLORINATION; AERATION FOR REMOVAL OF ANY SECONDARY CONTAMINANT, SULFIDE, OR ANY UNREGULATED CONTAMINANT; CORROSION CONTROL INHIBITOR ADDITION; HYPOCHLORINATION; IRON OR MANGANESE SEQUESTRATION; OR ULTRAVIOLET RADIATION. THE LEAD/CHIEF OPERATOR MUST BE CLASS D OR HIGHER. 50,000 GPD UP TO 0.25 MGD-STAFFING BY CLASS D OR HIGHER OPERATOR: 3 VISITS/WEEK ON NONCONSECUTIVE DAYS FOR A TOTAL OF 0.3 HOUR/WEEK. LESS THAN 50,000 GPD-STAFFING BY A CLASS D OR HIGHER OPERATOR: 2 VISITS/WEEK ON NONCONSECUTIVE DAYS FOR A TOTAL OF 0.2 HOUR/WEEK. THERE SHALL BE NO MORE THAN 5 DAYS BETWEEN THE LAST VISIT IN ONE WEEK AND THE FIRST VISIT IN THE NEXT WEEK. | N | Y | EXECUTIVE CENTER CONDO ASSOC | 7655 W GULF TO LAKE HWY. SUITE 13 |  | CRYSTAL RIVER | FL | 34429 |  | 3527953526 |  | BEVERLY CRANE | BEVERLY CRANE | 7655 W. GULF TO LAKE HWY. | SUITE 15 | CRYSTAL RIVER | FL | 34429 |  | 3525636020 |  | INVESTOR | 25 | 1 | 2 | 2020-02-24 | 2020-01-28 | NTNC | 100
6 | CITRUS | SWD | gary.loggins@bocc.citrus.fl.us | 6094886 | COMMUNITY | CHLORINATION; AERATION FOR REMOVAL OF ANY SECONDARY CONTAMINANT, SULFIDE, OR ANY UNREGULATED CONTAMINANT; CORROSION CONTROL INHIBITOR ADDITION; HYPOCHLORINATION; IRON OR MANGANESE SEQUESTRATION; OR ULTRAVIOLET RADIATION. THE LEAD/CHIEF OPERATOR MUST BE CLASS D OR HIGHER. 50,000 GPD UP TO 0.25 MGD-STAFFING BY CLASS D OR HIGHER OPERATOR: 3 VISITS/WEEK ON NONCONSECUTIVE DAYS FOR A TOTAL OF 0.3 HOUR/WEEK. LESS THAN 50,000 GPD-STAFFING BY A CLASS D OR HIGHER OPERATOR: 2 VISITS/WEEK ON NONCONSECUTIVE DAYS FOR A TOTAL OF 0.2 HOUR/WEEK. THERE SHALL BE NO MORE THAN 5 DAYS BETWEEN THE LAST VISIT IN ONE WEEK AND THE FIRST VISIT IN THE NEXT WEEK. | N | Y | ELDORADO ESTATES | W. OLIVIA LANE |  | HOMOSASSA SPRINGS | FL | 34447 |  | 3526287463 |  |  | GARY LOGGINS | 1300 S. LECANTO HWY. |  | LECANTO | FL | 34461 | 9014 | 3525277650 |  | INVESTOR | 188 | 41000 | 75 | 2013-05-09 | 2019-04-25 | DC06 | 100
6 | CITRUS | SWD |  | 6094891 | NONCOMMUNITY | CHLORINATION; AERATION FOR REMOVAL OF ANY SECONDARY CONTAMINANT, SULFIDE, OR ANY UNREGULATED CONTAMINANT; CORROSION CONTROL INHIBITOR ADDITION; HYPOCHLORINATION; IRON OR MANGANESE SEQUESTRATION; OR ULTRAVIOLET RADIATION. THE LEAD/CHIEF OPERATOR MUST BE CLASS D OR HIGHER. 50,000 GPD UP TO 0.25 MGD-STAFFING BY CLASS D OR HIGHER OPERATOR: 3 VISITS/WEEK ON NONCONSECUTIVE DAYS FOR A TOTAL OF 0.3 HOUR/WEEK. LESS THAN 50,000 GPD-STAFFING BY A CLASS D OR HIGHER OPERATOR: 2 VISITS/WEEK ON NONCONSECUTIVE DAYS FOR A TOTAL OF 0.2 HOUR/WEEK. THERE SHALL BE NO MORE THAN 5 DAYS BETWEEN THE LAST VISIT IN ONE WEEK AND THE FIRST VISIT IN THE NEXT WEEK. | N | Y | SAI FOOD MART LLC | 4920 E. ARBOR ST. |  | INVERNESS | FL | 34450 |  | 3527265333 |  | HWEE HANG | SAI FOOD MART LLC | 8670 SW 59TH |  | OCALA | FL | 34476 |  |  |  | INVESTOR | 25 | 1 | 2 | 2014-01-24 | 2018-04-04 | NC01 | 50
6 | CITRUS | SWD |  | 6094892 | COMMUNITY | CHLORINATION; AERATION FOR REMOVAL OF ANY SECONDARY CONTAMINANT, SULFIDE, OR ANY UNREGULATED CONTAMINANT; CORROSION CONTROL INHIBITOR ADDITION; HYPOCHLORINATION; IRON OR MANGANESE SEQUESTRATION; OR ULTRAVIOLET RADIATION. THE LEAD/CHIEF OPERATOR MUST BE CLASS D OR HIGHER. 50,000 GPD UP TO 0.25 MGD-STAFFING BY CLASS D OR HIGHER OPERATOR: 3 VISITS/WEEK ON NONCONSECUTIVE DAYS FOR A TOTAL OF 0.3 HOUR/WEEK. LESS THAN 50,000 GPD-STAFFING BY A CLASS D OR HIGHER OPERATOR: 2 VISITS/WEEK ON NONCONSECUTIVE DAYS FOR A TOTAL OF 0.2 HOUR/WEEK. THERE SHALL BE NO MORE THAN 5 DAYS BETWEEN THE LAST VISIT IN ONE WEEK AND THE FIRST VISIT IN THE NEXT WEEK. | N | Y | WALDEN WOODS MHC | 10455 S.SUNCOAST BLVD. |  | HOMOSASSA SPRINGS | FL | 34446 |  | 8886987639 |  |  | JOHN B. MCLAREN | 27777 FRANKLIN RD. | SUITE 200 | SOUTHFIELD | MI | 48034 |  | 2482082556 |  | INVESTOR | 850 | 737000 | 426 | 2014-08-11 | 2020-05-21 | DC04 | 1000
6 | CITRUS | SWD | FLYNN352@EMBARQMAIL.COM | 6094895 | NONCOMMUNITY | CHLORINATION; AERATION FOR REMOVAL OF ANY SECONDARY CONTAMINANT, SULFIDE, OR ANY UNREGULATED CONTAMINANT; CORROSION CONTROL INHIBITOR ADDITION; HYPOCHLORINATION; IRON OR MANGANESE SEQUESTRATION; OR ULTRAVIOLET RADIATION. THE LEAD/CHIEF OPERATOR MUST BE CLASS D OR HIGHER. 50,000 GPD UP TO 0.25 MGD-STAFFING BY CLASS D OR HIGHER OPERATOR: 3 VISITS/WEEK ON NONCONSECUTIVE DAYS FOR A TOTAL OF 0.3 HOUR/WEEK. LESS THAN 50,000 GPD-STAFFING BY A CLASS D OR HIGHER OPERATOR: 2 VISITS/WEEK ON NONCONSECUTIVE DAYS FOR A TOTAL OF 0.2 HOUR/WEEK. THERE SHALL BE NO MORE THAN 5 DAYS BETWEEN THE LAST VISIT IN ONE WEEK AND THE FIRST VISIT IN THE NEXT WEEK. | N | Y | ARMANTE'S | 5813 CARL G. ROSE HWY |  | HERNANDO | FL | 34442 |  | 3526374700 |  | DAVE BOATWRIGHT | F & D ARMSTEAD | 5813 CARL G. ROSE HWY |  | HERNANDO | FL | 34442 |  | 3526374700 |  | INVESTOR | 25 | 1 | 2 | 2015-07-13 | 2019-12-05 | NC01 | 50
6 | CITRUS | SWD | EAT@SABINASDINER.COM | 6094898 | NONCOMMUNITY | CHLORINATION; AERATION FOR REMOVAL OF ANY SECONDARY CONTAMINANT, SULFIDE, OR ANY UNREGULATED CONTAMINANT; CORROSION CONTROL INHIBITOR ADDITION; HYPOCHLORINATION; IRON OR MANGANESE SEQUESTRATION; OR ULTRAVIOLET RADIATION. THE LEAD/CHIEF OPERATOR MUST BE CLASS D OR HIGHER. 50,000 GPD UP TO 0.25 MGD-STAFFING BY CLASS D OR HIGHER OPERATOR: 3 VISITS/WEEK ON NONCONSECUTIVE DAYS FOR A TOTAL OF 0.3 HOUR/WEEK. LESS THAN 50,000 GPD-STAFFING BY A CLASS D OR HIGHER OPERATOR: 2 VISITS/WEEK ON NONCONSECUTIVE DAYS FOR A TOTAL OF 0.2 HOUR/WEEK. THERE SHALL BE NO MORE THAN 5 DAYS BETWEEN THE LAST VISIT IN ONE WEEK AND THE FIRST VISIT IN THE NEXT WEEK. | N | Y | SABINAS PLAZA | 2400 N. FLORIDA AVE |  | HERNANDO | FL | 34442 |  | 3525271957 |  |  | SABINA HUGEL | 2400 N. FLORIDA AVE. |  | HERNANDO | FL | 34442 |  | 3526371308 |  | INVESTOR | 25 | 1 | 3 | 2021-04-22 | 2021-01-19 | NC01 | 50
6 | CITRUS | SWD | marshall@hash.com | 6094899 | COMMUNITY | CHLORINATION; AERATION FOR REMOVAL OF ANY SECONDARY CONTAMINANT, SULFIDE, OR ANY UNREGULATED CONTAMINANT; CORROSION CONTROL INHIBITOR ADDITION; HYPOCHLORINATION; IRON OR MANGANESE SEQUESTRATION; OR ULTRAVIOLET RADIATION. THE LEAD/CHIEF OPERATOR MUST BE CLASS D OR HIGHER. 50,000 GPD UP TO 0.25 MGD-STAFFING BY CLASS D OR HIGHER OPERATOR: 3 VISITS/WEEK ON NONCONSECUTIVE DAYS FOR A TOTAL OF 0.3 HOUR/WEEK. LESS THAN 50,000 GPD-STAFFING BY A CLASS D OR HIGHER OPERATOR: 2 VISITS/WEEK ON NONCONSECUTIVE DAYS FOR A TOTAL OF 0.2 HOUR/WEEK. THERE SHALL BE NO MORE THAN 5 DAYS BETWEEN THE LAST VISIT IN ONE WEEK AND THE FIRST VISIT IN THE NEXT WEEK. | N | Y | LUCKY HILLS | P O BOX 4 |  | INGLIS | FL | 34449 |  | 3526130103 |  |  | MASHALL HASH | PO BOX 4 |  | INGLIS | FL | 34449 | 103 | 3526130103 |  | INVESTOR | 80 | 1 | 40 | 2019-04-29 | 2021-12-14 | DC06 | 100
6 | CITRUS | SWD |  | 6094900 | NONTRANSIENT NONCOMMUNITY | CHLORINATION; AERATION FOR REMOVAL OF ANY SECONDARY CONTAMINANT, SULFIDE, OR ANY UNREGULATED CONTAMINANT; CORROSION CONTROL INHIBITOR ADDITION; HYPOCHLORINATION; IRON OR MANGANESE SEQUESTRATION; OR ULTRAVIOLET RADIATION. THE LEAD/CHIEF OPERATOR MUST BE CLASS D OR HIGHER. 50,000 GPD UP TO 0.25 MGD-STAFFING BY CLASS D OR HIGHER OPERATOR: 3 VISITS/WEEK ON NONCONSECUTIVE DAYS FOR A TOTAL OF 0.3 HOUR/WEEK. LESS THAN 50,000 GPD-STAFFING BY A CLASS D OR HIGHER OPERATOR: 2 VISITS/WEEK ON NONCONSECUTIVE DAYS FOR A TOTAL OF 0.2 HOUR/WEEK. THERE SHALL BE NO MORE THAN 5 DAYS BETWEEN THE LAST VISIT IN ONE WEEK AND THE FIRST VISIT IN THE NEXT WEEK. | N | Y | PLEASANT GROVE MANOR | 5701 S PLEASANT GROVE RD |  | INVERNESS | FL | 34452 |  | 3527262555 |  |  | JORGE HERNANDO | 300 71ST ST. | SUITE 400 | MIAMI BEACH | FL | 33141 |  | 3528681830 | 103 | INVESTOR | 38 | 1 | 2 | 2019-05-03 | 2021-11-09 | NTNC | 100
6 | CITRUS | SWD | Rose0909@live.com | 6094904 | NONTRANSIENT NONCOMMUNITY | CHLORINATION; AERATION FOR REMOVAL OF ANY SECONDARY CONTAMINANT, SULFIDE, OR ANY UNREGULATED CONTAMINANT; CORROSION CONTROL INHIBITOR ADDITION; HYPOCHLORINATION; IRON OR MANGANESE SEQUESTRATION; OR ULTRAVIOLET RADIATION. THE LEAD/CHIEF OPERATOR MUST BE CLASS D OR HIGHER. 50,000 GPD UP TO 0.25 MGD-STAFFING BY CLASS D OR HIGHER OPERATOR: 3 VISITS/WEEK ON NONCONSECUTIVE DAYS FOR A TOTAL OF 0.3 HOUR/WEEK. LESS THAN 50,000 GPD-STAFFING BY A CLASS D OR HIGHER OPERATOR: 2 VISITS/WEEK ON NONCONSECUTIVE DAYS FOR A TOTAL OF 0.2 HOUR/WEEK. THERE SHALL BE NO MORE THAN 5 DAYS BETWEEN THE LAST VISIT IN ONE WEEK AND THE FIRST VISIT IN THE NEXT WEEK. | N | Y | REGIS APTS | 5647 S PLEASANT GROVE |  | INVERNESS | FL | 34452 |  | 3523445519 |  | ROSEANN CHIARAMONTE | ROSEANN CHIARAMONTE | 1841 N KEENE ROAD |  | CLEARWATER | FL | 33755 |  | 7274465871 |  | INVESTOR | 62 | 1 | 25 | 2018-08-21 | 2021-06-10 | NTNC | 100
6 | CITRUS | SWD |  | 6094907 | NONTRANSIENT NONCOMMUNITY | CHLORINATION; AERATION FOR REMOVAL OF ANY SECONDARY CONTAMINANT, SULFIDE, OR ANY UNREGULATED CONTAMINANT; CORROSION CONTROL INHIBITOR ADDITION; HYPOCHLORINATION; IRON OR MANGANESE SEQUESTRATION; OR ULTRAVIOLET RADIATION. THE LEAD/CHIEF OPERATOR MUST BE CLASS D OR HIGHER. 50,000 GPD UP TO 0.25 MGD-STAFFING BY CLASS D OR HIGHER OPERATOR: 3 VISITS/WEEK ON NONCONSECUTIVE DAYS FOR A TOTAL OF 0.3 HOUR/WEEK. LESS THAN 50,000 GPD-STAFFING BY A CLASS D OR HIGHER OPERATOR: 2 VISITS/WEEK ON NONCONSECUTIVE DAYS FOR A TOTAL OF 0.2 HOUR/WEEK. THERE SHALL BE NO MORE THAN 5 DAYS BETWEEN THE LAST VISIT IN ONE WEEK AND THE FIRST VISIT IN THE NEXT WEEK. | N | Y | ARK ANGELS CHRISTIAN PRESCHOOL | 9565 W CEDAR ST |  | CRYSTAL RIVER | FL | 34428 |  | 9047953597 |  |  | TRESIA PRESSWOOD | 9565 W CEDAR ST |  | CRYSTAL RIVER | FL | 34428 |  | 3527952360 |  | INVESTOR | 25 | 1 | 1 | 2020-04-01 | 2020-02-11 | NTNC | 100
6 | CITRUS | SWD |  | 6094913 | NONCOMMUNITY | CHLORINATION; AERATION FOR REMOVAL OF ANY SECONDARY CONTAMINANT, SULFIDE, OR ANY UNREGULATED CONTAMINANT; CORROSION CONTROL INHIBITOR ADDITION; HYPOCHLORINATION; IRON OR MANGANESE SEQUESTRATION; OR ULTRAVIOLET RADIATION. THE LEAD/CHIEF OPERATOR MUST BE CLASS D OR HIGHER. 50,000 GPD UP TO 0.25 MGD-STAFFING BY CLASS D OR HIGHER OPERATOR: 3 VISITS/WEEK ON NONCONSECUTIVE DAYS FOR A TOTAL OF 0.3 HOUR/WEEK. LESS THAN 50,000 GPD-STAFFING BY A CLASS D OR HIGHER OPERATOR: 2 VISITS/WEEK ON NONCONSECUTIVE DAYS FOR A TOTAL OF 0.2 HOUR/WEEK. THERE SHALL BE NO MORE THAN 5 DAYS BETWEEN THE LAST VISIT IN ONE WEEK AND THE FIRST VISIT IN THE NEXT WEEK. | N | Y | KWIK SAVE II | 7696 W. HOMOSASA TRAIL |  | HOMOSASSA | FL | 34448 |  | 3526283114 |  | DOROTHY "DOT" OPSAHL | DILIP PATEL | 7696 W. HOMOSASSA TRAIL |  | HOMOSASSA | FL | 34448 |  | 3526283114 |  | INVESTOR | 25 | 1 | 1 | 2015-03-26 | 2019-01-23 | NC01 | 50
6 | CITRUS | SWD | cindyshiffer119@aol.com | 6094915 | NONCOMMUNITY | CHLORINATION; AERATION FOR REMOVAL OF ANY SECONDARY CONTAMINANT, SULFIDE, OR ANY UNREGULATED CONTAMINANT; CORROSION CONTROL INHIBITOR ADDITION; HYPOCHLORINATION; IRON OR MANGANESE SEQUESTRATION; OR ULTRAVIOLET RADIATION. THE LEAD/CHIEF OPERATOR MUST BE CLASS D OR HIGHER. 50,000 GPD UP TO 0.25 MGD-STAFFING BY CLASS D OR HIGHER OPERATOR: 3 VISITS/WEEK ON NONCONSECUTIVE DAYS FOR A TOTAL OF 0.3 HOUR/WEEK. LESS THAN 50,000 GPD-STAFFING BY A CLASS D OR HIGHER OPERATOR: 2 VISITS/WEEK ON NONCONSECUTIVE DAYS FOR A TOTAL OF 0.2 HOUR/WEEK. THERE SHALL BE NO MORE THAN 5 DAYS BETWEEN THE LAST VISIT IN ONE WEEK AND THE FIRST VISIT IN THE NEXT WEEK. | N | Y | FOUNTAIN SQUARE | 3354 EAST GULF TO LAKE HWY. |  | INVERNESS | FL | 34453 |  | 3527260973 |  | ABBESSELAM BENSLAMA | ABBESSELAM BENSLAMA | 304 BEVERLY AVENUE |  | TAMPA | FL | 33609 |  | 8137896674 |  | INVESTOR | 74 | 1 | 9 | 2013-02-15 | 2021-04-27 | NC01 | 50
6 | CITRUS | SWD |  | 6094916 | NONCOMMUNITY | CHLORINATION; AERATION FOR REMOVAL OF ANY SECONDARY CONTAMINANT, SULFIDE, OR ANY UNREGULATED CONTAMINANT; CORROSION CONTROL INHIBITOR ADDITION; HYPOCHLORINATION; IRON OR MANGANESE SEQUESTRATION; OR ULTRAVIOLET RADIATION. THE LEAD/CHIEF OPERATOR MUST BE CLASS D OR HIGHER. 50,000 GPD UP TO 0.25 MGD-STAFFING BY CLASS D OR HIGHER OPERATOR: 3 VISITS/WEEK ON NONCONSECUTIVE DAYS FOR A TOTAL OF 0.3 HOUR/WEEK. LESS THAN 50,000 GPD-STAFFING BY A CLASS D OR HIGHER OPERATOR: 2 VISITS/WEEK ON NONCONSECUTIVE DAYS FOR A TOTAL OF 0.2 HOUR/WEEK. THERE SHALL BE NO MORE THAN 5 DAYS BETWEEN THE LAST VISIT IN ONE WEEK AND THE FIRST VISIT IN THE NEXT WEEK. | N | Y | STAR FOOD MART | 8078 S. SUNCOAST BLV |  | HOMOSASSA | FL | 32646 |  | 3523820268 |  |  | STAR FOOD MART | 8087 S. SUNCOAST BLVD |  | HOMOSASSA | FL | 34447 |  | 3523820268 |  | INVESTOR | 25 | 1 | 1 | 2016-02-24 | 2020-11-16 | NC01 | 50
6 | CITRUS | SWD |  | 6094917 | NONCOMMUNITY | CHLORINATION; AERATION FOR REMOVAL OF ANY SECONDARY CONTAMINANT, SULFIDE, OR ANY UNREGULATED CONTAMINANT; CORROSION CONTROL INHIBITOR ADDITION; HYPOCHLORINATION; IRON OR MANGANESE SEQUESTRATION; OR ULTRAVIOLET RADIATION. THE LEAD/CHIEF OPERATOR MUST BE CLASS D OR HIGHER. 50,000 GPD UP TO 0.25 MGD-STAFFING BY CLASS D OR HIGHER OPERATOR: 3 VISITS/WEEK ON NONCONSECUTIVE DAYS FOR A TOTAL OF 0.3 HOUR/WEEK. LESS THAN 50,000 GPD-STAFFING BY A CLASS D OR HIGHER OPERATOR: 2 VISITS/WEEK ON NONCONSECUTIVE DAYS FOR A TOTAL OF 0.2 HOUR/WEEK. THERE SHALL BE NO MORE THAN 5 DAYS BETWEEN THE LAST VISIT IN ONE WEEK AND THE FIRST VISIT IN THE NEXT WEEK. | N | Y | QUAIL ROOST RV CAMPGROUND | 9835 NORTH CITRUS AVE |  | CRYSTAL RIVER | FL | 34428 |  | 3525630404 |  |  | GLADYS GOMBERG | 2801 N UNIVERSITY DR. | SUITE 306 | CORAL SPRINGS | FL | 33065 |  | 9549062704 |  | INVESTOR | 25 | 1 | 12 | 2015-06-15 | 2019-10-16 | NC01 | 50
6 | CITRUS | SWD |  | 6094918 | NONCOMMUNITY | CHLORINATION; AERATION FOR REMOVAL OF ANY SECONDARY CONTAMINANT, SULFIDE, OR ANY UNREGULATED CONTAMINANT; CORROSION CONTROL INHIBITOR ADDITION; HYPOCHLORINATION; IRON OR MANGANESE SEQUESTRATION; OR ULTRAVIOLET RADIATION. THE LEAD/CHIEF OPERATOR MUST BE CLASS D OR HIGHER. 50,000 GPD UP TO 0.25 MGD-STAFFING BY CLASS D OR HIGHER OPERATOR: 3 VISITS/WEEK ON NONCONSECUTIVE DAYS FOR A TOTAL OF 0.3 HOUR/WEEK. LESS THAN 50,000 GPD-STAFFING BY A CLASS D OR HIGHER OPERATOR: 2 VISITS/WEEK ON NONCONSECUTIVE DAYS FOR A TOTAL OF 0.2 HOUR/WEEK. THERE SHALL BE NO MORE THAN 5 DAYS BETWEEN THE LAST VISIT IN ONE WEEK AND THE FIRST VISIT IN THE NEXT WEEK. | N | Y | AMERICAN FOODS GROCERY & DELI | 3030 W. GULF TO LAKE HWY |  | LECANTO | FL | 34460 |  | 3527467882 |  |  | RAFAEL RAMIREZ | 3030 W. GULF TO LAKE HWY |  | LECANTO | FL | 34461 |  | 3527467882 |  | INVESTOR | 25 | 1 | 1 | 2015-11-25 | 2020-10-20 | NC01 | 50
6 | CITRUS | SWD |  | 6094920 | NONCOMMUNITY | CHLORINATION; AERATION FOR REMOVAL OF ANY SECONDARY CONTAMINANT, SULFIDE, OR ANY UNREGULATED CONTAMINANT; CORROSION CONTROL INHIBITOR ADDITION; HYPOCHLORINATION; IRON OR MANGANESE SEQUESTRATION; OR ULTRAVIOLET RADIATION. THE LEAD/CHIEF OPERATOR MUST BE CLASS D OR HIGHER. 50,000 GPD UP TO 0.25 MGD-STAFFING BY CLASS D OR HIGHER OPERATOR: 3 VISITS/WEEK ON NONCONSECUTIVE DAYS FOR A TOTAL OF 0.3 HOUR/WEEK. LESS THAN 50,000 GPD-STAFFING BY A CLASS D OR HIGHER OPERATOR: 2 VISITS/WEEK ON NONCONSECUTIVE DAYS FOR A TOTAL OF 0.2 HOUR/WEEK. THERE SHALL BE NO MORE THAN 5 DAYS BETWEEN THE LAST VISIT IN ONE WEEK AND THE FIRST VISIT IN THE NEXT WEEK. | N | Y | BIG OAKS RIVER RESORT & CAMPGROUND | 14035 W. RIVER RD |  | INGLIS | FL | 34449 |  | 3524475333 |  |  | JOHN WONSIK | 14035 W. RIVER ROAD |  | INGLIS | FL | 34449 |  | 3524475333 |  | INVESTOR | 50 | 1 | 27 | 2017-12-11 | 2017-11-21 | NC01 | 50
6 | CITRUS | SWD | KEITH.MULLINS@VEOLIAWATERNA.COM | 6094924 | NONCOMMUNITY | CHLORINATION; AERATION FOR REMOVAL OF ANY SECONDARY CONTAMINANT, SULFIDE, OR ANY UNREGULATED CONTAMINANT; CORROSION CONTROL INHIBITOR ADDITION; HYPOCHLORINATION; IRON OR MANGANESE SEQUESTRATION; OR ULTRAVIOLET RADIATION. THE LEAD/CHIEF OPERATOR MUST BE CLASS D OR HIGHER. 50,000 GPD UP TO 0.25 MGD-STAFFING BY CLASS D OR HIGHER OPERATOR: 3 VISITS/WEEK ON NONCONSECUTIVE DAYS FOR A TOTAL OF 0.3 HOUR/WEEK. LESS THAN 50,000 GPD-STAFFING BY A CLASS D OR HIGHER OPERATOR: 2 VISITS/WEEK ON NONCONSECUTIVE DAYS FOR A TOTAL OF 0.2 HOUR/WEEK. THERE SHALL BE NO MORE THAN 5 DAYS BETWEEN THE LAST VISIT IN ONE WEEK AND THE FIRST VISIT IN THE NEXT WEEK. | N | Y | T-BACK'S BAR (FORMERLY G.P.'S LOUNGE) | 4591 N. CARL G. ROSE HWY. |  | HERNANDO | FL | 34442 |  | 3527269955 |  |  | KEITH MULLINS | PO BOX 3 |  | HERNANDO | FL | 34442 |  | 3527269955 |  | INVESTOR | 25 | 1 | 1 | 2016-11-21 | 2020-11-24 | NC01 | 50
6 | CITRUS | SWD |  | 6094928 | COMMUNITY | CHLORINATION; AERATION FOR REMOVAL OF ANY SECONDARY CONTAMINANT, SULFIDE, OR ANY UNREGULATED CONTAMINANT; CORROSION CONTROL INHIBITOR ADDITION; HYPOCHLORINATION; IRON OR MANGANESE SEQUESTRATION; OR ULTRAVIOLET RADIATION. THE LEAD/CHIEF OPERATOR MUST BE CLASS D OR HIGHER. 50,000 GPD UP TO 0.25 MGD-STAFFING BY CLASS D OR HIGHER OPERATOR: 3 VISITS/WEEK ON NONCONSECUTIVE DAYS FOR A TOTAL OF 0.3 HOUR/WEEK. LESS THAN 50,000 GPD-STAFFING BY A CLASS D OR HIGHER OPERATOR: 2 VISITS/WEEK ON NONCONSECUTIVE DAYS FOR A TOTAL OF 0.2 HOUR/WEEK. THERE SHALL BE NO MORE THAN 5 DAYS BETWEEN THE LAST VISIT IN ONE WEEK AND THE FIRST VISIT IN THE NEXT WEEK. | N | Y | CRYSTAL POINTE | 7820 WEST SUMMERTREE DR. |  | DUNNELLON | FL | 34433 |  | 3525630290 |  |  | CRYSTAL POINT HOMEOWNERS ASSOC. | 2541 N. RESTON TER |  | HERNANDO | FL | 34442 |  | 3525631701 |  | INVESTOR | 94 | 1 | 25 | 2016-10-27 | 2018-12-11 | DC06 | 100
6 | CITRUS | SWD | gary.loggins@bocc.citrus.fl.us | 6094933 | COMMUNITY | CHLORINATION; AERATION FOR REMOVAL OF ANY SECONDARY CONTAMINANT, SULFIDE, OR ANY UNREGULATED CONTAMINANT; CORROSION CONTROL INHIBITOR ADDITION; HYPOCHLORINATION; IRON OR MANGANESE SEQUESTRATION; OR ULTRAVIOLET RADIATION. THE LEAD/CHIEF OPERATOR MUST BE CLASS C OR HIGHER. 5.0 MGD AND ABOVE-STAFFING BY CLASS C OR HIGHER OPERATOR: 6 HOURS/DAY FOR 5 DAYS/WEEK AND ONE VISIT ON EACH WEEKEND DAY. 3.0 MGD UP TO 5.0 MGD-STAFFING BY CLASS C OR HIGHER OPERATOR: 1 HOUR/DAY FOR 5 DAYS/WEEK AND ONE VISIT ON EACH WEEKEND DAY. 0.25 MGD UP TO 3.0 MGD-STAFFING BY CLASS C OR HIGHER OPERATOR: 5 VISITS/WEEK AND ONE VISIT EACH WEEKEND FOR A TOTAL OF 0.6 HOUR/WEEK. | N | Y | CITRUS CO UTL/WATER OAKS S/D | 9399 E. MOCCASIN SLOUGH RD |  | INVERNESS | FL | 34450 |  | 3525277650 |  | GARY LOGGINS | KEN CHEEK | 3600 W. SOVEREIGN PATH |  | LECANTO | FL | 34461 |  | 3525277650 |  | INVESTOR | 148 | 720000 | 59 | 2012-02-29 | 2019-02-14 | DC04 | 1000
6 | CITRUS | SWD | scain@govmserv.com - Sam Cain, P.E. | 6094934 | COMMUNITY | CHLORINATION; AERATION FOR REMOVAL OF ANY SECONDARY CONTAMINANT, SULFIDE, OR ANY UNREGULATED CONTAMINANT; CORROSION CONTROL INHIBITOR ADDITION; HYPOCHLORINATION; IRON OR MANGANESE SEQUESTRATION; OR ULTRAVIOLET RADIATION. THE LEAD/CHIEF OPERATOR MUST BE CLASS D OR HIGHER. 50,000 GPD UP TO 0.25 MGD-STAFFING BY CLASS D OR HIGHER OPERATOR: 3 VISITS/WEEK ON NONCONSECUTIVE DAYS FOR A TOTAL OF 0.3 HOUR/WEEK. LESS THAN 50,000 GPD-STAFFING BY A CLASS D OR HIGHER OPERATOR: 2 VISITS/WEEK ON NONCONSECUTIVE DAYS FOR A TOTAL OF 0.2 HOUR/WEEK. THERE SHALL BE NO MORE THAN 5 DAYS BETWEEN THE LAST VISIT IN ONE WEEK AND THE FIRST VISIT IN THE NEXT WEEK. | N | Y | PINE VALLEY | GROVER CLEVELAND BLVD |  | HOMOSASSA | FL | 34447 |  | 4076296900 |  |  | SAM CAIN, P.E. | 280 WEKIVA SPRINGS ROAD | SUITE 2070 | LONGWOOD | FL | 32779 |  | 4076296900 |  | INVESTOR | 164 | 43500 | 47 | 2017-09-20 | 2020-05-12 | DC06 | 100
6 | CITRUS | SWD |  | 6094935 | NONCOMMUNITY | CHLORINATION; AERATION FOR REMOVAL OF ANY SECONDARY CONTAMINANT, SULFIDE, OR ANY UNREGULATED CONTAMINANT; CORROSION CONTROL INHIBITOR ADDITION; HYPOCHLORINATION; IRON OR MANGANESE SEQUESTRATION; OR ULTRAVIOLET RADIATION. THE LEAD/CHIEF OPERATOR MUST BE CLASS D OR HIGHER. 50,000 GPD UP TO 0.25 MGD-STAFFING BY CLASS D OR HIGHER OPERATOR: 3 VISITS/WEEK ON NONCONSECUTIVE DAYS FOR A TOTAL OF 0.3 HOUR/WEEK. LESS THAN 50,000 GPD-STAFFING BY A CLASS D OR HIGHER OPERATOR: 2 VISITS/WEEK ON NONCONSECUTIVE DAYS FOR A TOTAL OF 0.2 HOUR/WEEK. THERE SHALL BE NO MORE THAN 5 DAYS BETWEEN THE LAST VISIT IN ONE WEEK AND THE FIRST VISIT IN THE NEXT WEEK. | N | Y | FISHERMAN'S COVE | 12311 E GULF TO LAKE HIGHWAY |  | INVERNESS | FL | 34450 |  | 3526375888 |  | ROBERT ROOT | VICKIE AND BOB ROOT | 700 S CRABTREE POINT |  | INVERNESS | FL | 34450 |  | 3526375888 |  | COUNTY | 25 | 1 | 8 | 2010-11-23 | 2018-04-16 | NC01 | 50
6 | CITRUS | SWD |  | 6094936 | NONCOMMUNITY | CHLORINATION; AERATION FOR REMOVAL OF ANY SECONDARY CONTAMINANT, SULFIDE, OR ANY UNREGULATED CONTAMINANT; CORROSION CONTROL INHIBITOR ADDITION; HYPOCHLORINATION; IRON OR MANGANESE SEQUESTRATION; OR ULTRAVIOLET RADIATION. THE LEAD/CHIEF OPERATOR MUST BE CLASS D OR HIGHER. 50,000 GPD UP TO 0.25 MGD-STAFFING BY CLASS D OR HIGHER OPERATOR: 3 VISITS/WEEK ON NONCONSECUTIVE DAYS FOR A TOTAL OF 0.3 HOUR/WEEK. LESS THAN 50,000 GPD-STAFFING BY A CLASS D OR HIGHER OPERATOR: 2 VISITS/WEEK ON NONCONSECUTIVE DAYS FOR A TOTAL OF 0.2 HOUR/WEEK. THERE SHALL BE NO MORE THAN 5 DAYS BETWEEN THE LAST VISIT IN ONE WEEK AND THE FIRST VISIT IN THE NEXT WEEK. | N | Y | CAMP DAVID | 2000C S. BISHOP'S POINT TRAIL |  | INVERNESS | FL | 34450 |  | 3523443372 |  | DAN MCNALLY | DAN MCNALLY | 2000 S BISHOP'S POINT RD |  | INVERNESS | FL | 34450 |  | 3523443445 |  | INVESTOR | 25 | 1 | 17 | 2018-04-24 | 2018-04-16 | NC01 | 50
6 | CITRUS | SWD |  | 6094939 | NONCOMMUNITY | CHLORINATION; AERATION FOR REMOVAL OF ANY SECONDARY CONTAMINANT, SULFIDE, OR ANY UNREGULATED CONTAMINANT; CORROSION CONTROL INHIBITOR ADDITION; HYPOCHLORINATION; IRON OR MANGANESE SEQUESTRATION; OR ULTRAVIOLET RADIATION. THE LEAD/CHIEF OPERATOR MUST BE CLASS D OR HIGHER. 50,000 GPD UP TO 0.25 MGD-STAFFING BY CLASS D OR HIGHER OPERATOR: 3 VISITS/WEEK ON NONCONSECUTIVE DAYS FOR A TOTAL OF 0.3 HOUR/WEEK. LESS THAN 50,000 GPD-STAFFING BY A CLASS D OR HIGHER OPERATOR: 2 VISITS/WEEK ON NONCONSECUTIVE DAYS FOR A TOTAL OF 0.2 HOUR/WEEK. THERE SHALL BE NO MORE THAN 5 DAYS BETWEEN THE LAST VISIT IN ONE WEEK AND THE FIRST VISIT IN THE NEXT WEEK. | N | Y | OAK RIDGE CENTRE | 5465 S. OAKRIDGE DR |  | HOMOSASSA | FL | 34448 |  | 3526286896 |  | JEFF SCHRADE | GHOLAM R. SHIRMOHAMMAD | 8701 BOYSENBERRY DR. |  | TAMPA | FL | 33615 |  | 8138552179 |  | INVESTOR | 25 | 7200 | 1 | 2016-11-23 | 2016-10-27 | NC01 | 50
6 | CITRUS | SWD |  | 6094941 | NONCOMMUNITY | CHLORINATION; AERATION FOR REMOVAL OF ANY SECONDARY CONTAMINANT, SULFIDE, OR ANY UNREGULATED CONTAMINANT; CORROSION CONTROL INHIBITOR ADDITION; HYPOCHLORINATION; IRON OR MANGANESE SEQUESTRATION; OR ULTRAVIOLET RADIATION. THE LEAD/CHIEF OPERATOR MUST BE CLASS D OR HIGHER. 50,000 GPD UP TO 0.25 MGD-STAFFING BY CLASS D OR HIGHER OPERATOR: 3 VISITS/WEEK ON NONCONSECUTIVE DAYS FOR A TOTAL OF 0.3 HOUR/WEEK. LESS THAN 50,000 GPD-STAFFING BY A CLASS D OR HIGHER OPERATOR: 2 VISITS/WEEK ON NONCONSECUTIVE DAYS FOR A TOTAL OF 0.2 HOUR/WEEK. THERE SHALL BE NO MORE THAN 5 DAYS BETWEEN THE LAST VISIT IN ONE WEEK AND THE FIRST VISIT IN THE NEXT WEEK. | N | Y | DAN'S CLAM STAND | 7364 W GROVER CLEVELAND |  | HOMOSASSA | FL | 34446 |  | 3526289558 |  | JEFF SCHRADE | DAN & PATTY CYR | 1201 N.W. 5TH TERRACE |  | CRYSTAL RIVER | FL | 34428 |  | 3526289588 |  | INVESTOR | 25 | 14400 | 1 | 2016-11-03 | 2016-10-27 | NC01 | 50
6 | CITRUS | SWD |  | 6094942 | NONCOMMUNITY | CHLORINATION; AERATION FOR REMOVAL OF ANY SECONDARY CONTAMINANT, SULFIDE, OR ANY UNREGULATED CONTAMINANT; CORROSION CONTROL INHIBITOR ADDITION; HYPOCHLORINATION; IRON OR MANGANESE SEQUESTRATION; OR ULTRAVIOLET RADIATION. THE LEAD/CHIEF OPERATOR MUST BE CLASS D OR HIGHER. 50,000 GPD UP TO 0.25 MGD-STAFFING BY CLASS D OR HIGHER OPERATOR: 3 VISITS/WEEK ON NONCONSECUTIVE DAYS FOR A TOTAL OF 0.3 HOUR/WEEK. LESS THAN 50,000 GPD-STAFFING BY A CLASS D OR HIGHER OPERATOR: 2 VISITS/WEEK ON NONCONSECUTIVE DAYS FOR A TOTAL OF 0.2 HOUR/WEEK. THERE SHALL BE NO MORE THAN 5 DAYS BETWEEN THE LAST VISIT IN ONE WEEK AND THE FIRST VISIT IN THE NEXT WEEK. | N | Y | SERVOS SQUARE | 5500 SUNCOAST BLVD. |  | HOMOSASSA | FL | 34446 |  | 8136283186 |  |  | NARESH JAIN | 2797 SAINT ANDREWS BLVD |  | TARPON SPRINGS | FL | 34688 |  | 8139381988 |  | INVESTOR | 25 | 1 | 11 | 2016-11-03 | 2016-10-27 | NC01 | 50
6 | CITRUS | SWD |  | 6094945 | NONCOMMUNITY | CHLORINATION; AERATION FOR REMOVAL OF ANY SECONDARY CONTAMINANT, SULFIDE, OR ANY UNREGULATED CONTAMINANT; CORROSION CONTROL INHIBITOR ADDITION; HYPOCHLORINATION; IRON OR MANGANESE SEQUESTRATION; OR ULTRAVIOLET RADIATION. THE LEAD/CHIEF OPERATOR MUST BE CLASS D OR HIGHER. 50,000 GPD UP TO 0.25 MGD-STAFFING BY CLASS D OR HIGHER OPERATOR: 3 VISITS/WEEK ON NONCONSECUTIVE DAYS FOR A TOTAL OF 0.3 HOUR/WEEK. LESS THAN 50,000 GPD-STAFFING BY A CLASS D OR HIGHER OPERATOR: 2 VISITS/WEEK ON NONCONSECUTIVE DAYS FOR A TOTAL OF 0.2 HOUR/WEEK. THERE SHALL BE NO MORE THAN 5 DAYS BETWEEN THE LAST VISIT IN ONE WEEK AND THE FIRST VISIT IN THE NEXT WEEK. | N | Y | COVE CAMPGROUND & RESTAURANT | 1242 S COVE CAMP PT |  | INVERNESS | FL | 32650 |  | 3523445894 |  | LA JACOBS REAL ESTATE LLC | LA JACOBS REAL ESTATE LLC | 1242 S COVE CAMP PT |  | INVERNESS | FL | 34450 |  | 3523445894 |  | INVESTOR | 100 | 1 | 50 | 2018-03-21 | 2018-03-12 | NC01 | 50
6 | CITRUS | SWD |  | 6094947 | NONCOMMUNITY | CHLORINATION; AERATION FOR REMOVAL OF ANY SECONDARY CONTAMINANT, SULFIDE, OR ANY UNREGULATED CONTAMINANT; CORROSION CONTROL INHIBITOR ADDITION; HYPOCHLORINATION; IRON OR MANGANESE SEQUESTRATION; OR ULTRAVIOLET RADIATION. THE LEAD/CHIEF OPERATOR MUST BE CLASS D OR HIGHER. 50,000 GPD UP TO 0.25 MGD-STAFFING BY CLASS D OR HIGHER OPERATOR: 3 VISITS/WEEK ON NONCONSECUTIVE DAYS FOR A TOTAL OF 0.3 HOUR/WEEK. LESS THAN 50,000 GPD-STAFFING BY A CLASS D OR HIGHER OPERATOR: 2 VISITS/WEEK ON NONCONSECUTIVE DAYS FOR A TOTAL OF 0.2 HOUR/WEEK. THERE SHALL BE NO MORE THAN 5 DAYS BETWEEN THE LAST VISIT IN ONE WEEK AND THE FIRST VISIT IN THE NEXT WEEK. | N | Y | ST THOMAS CATHOLIC CHURCH | 7040 S. SUNCOAST BLVD. |  | HOMOSASSA | FL | 34446 |  | 9046287000 |  | SUSAN PISTONE | SUSAN PISTOME | 7040 S. SUNCOAST BLVD. |  | HOMOSASSA | FL | 34446 |  | 3526287000 |  | OTHER | 25 | 86400 | 1 | 2016-01-27 | 2020-12-09 | NC01 | 50
6 | CITRUS | SWD | gary.loggins@bocc.citrus.fl.us | 6094948 | COMMUNITY | CHLORINATION; AERATION FOR REMOVAL OF ANY SECONDARY CONTAMINANT, SULFIDE, OR ANY UNREGULATED CONTAMINANT; CORROSION CONTROL INHIBITOR ADDITION; HYPOCHLORINATION; IRON OR MANGANESE SEQUESTRATION; OR ULTRAVIOLET RADIATION. THE LEAD/CHIEF OPERATOR MUST BE CLASS C OR HIGHER. 5.0 MGD AND ABOVE-STAFFING BY CLASS C OR HIGHER OPERATOR: 6 HOURS/DAY FOR 5 DAYS/WEEK AND ONE VISIT ON EACH WEEKEND DAY. 3.0 MGD UP TO 5.0 MGD-STAFFING BY CLASS C OR HIGHER OPERATOR: 1 HOUR/DAY FOR 5 DAYS/WEEK AND ONE VISIT ON EACH WEEKEND DAY. 0.25 MGD UP TO 3.0 MGD-STAFFING BY CLASS C OR HIGHER OPERATOR: 5 VISITS/WEEK AND ONE VISIT EACH WEEKEND FOR A TOTAL OF 0.6 HOUR/WEEK. | N | Y | CITRUS CO UTL/CHARLES A. BLACK | 1300 S. LECANTO HWY |  | LECANTO | FL | 34461 | 9014 | 3527462694 |  |  | GARY LOGGINS | 3600 W. SOVEREIGN PATH |  | LECANTO | FL | 34461 |  | 3525277653 |  | COUNTY | 20698 | 20216000 | 9856 | 2021-02-12 | 2021-02-09 | DC01 | 6000
6 | CITRUS | SWD |  | 6094953 | COMMUNITY | CHLORINATION; AERATION FOR REMOVAL OF ANY SECONDARY CONTAMINANT, SULFIDE, OR ANY UNREGULATED CONTAMINANT; CORROSION CONTROL INHIBITOR ADDITION; HYPOCHLORINATION; IRON OR MANGANESE SEQUESTRATION; OR ULTRAVIOLET RADIATION. THE LEAD/CHIEF OPERATOR MUST BE CLASS D OR HIGHER. 50,000 GPD UP TO 0.25 MGD-STAFFING BY CLASS D OR HIGHER OPERATOR: 3 VISITS/WEEK ON NONCONSECUTIVE DAYS FOR A TOTAL OF 0.3 HOUR/WEEK. LESS THAN 50,000 GPD-STAFFING BY A CLASS D OR HIGHER OPERATOR: 2 VISITS/WEEK ON NONCONSECUTIVE DAYS FOR A TOTAL OF 0.2 HOUR/WEEK. THERE SHALL BE NO MORE THAN 5 DAYS BETWEEN THE LAST VISIT IN ONE WEEK AND THE FIRST VISIT IN THE NEXT WEEK. | N | Y | GOSPEL ISLAND ESTATES | 600 SOUTH TERRI CT |  | INVERNESS | FL | 34430 |  | 3524892452 |  |  | GARY LOGGINS | 110 N. APOPKA AVE. |  | LECANTO | FL | 34450 | 4299 | 3525277650 |  | INVESTOR | 62 | 72000 | 24 | 2012-02-29 | 2019-02-14 | DC051 | 100
6 | CITRUS | SWD | chcrockett@aol.com | 6094954 | NONCOMMUNITY | CHLORINATION; AERATION FOR REMOVAL OF ANY SECONDARY CONTAMINANT, SULFIDE, OR ANY UNREGULATED CONTAMINANT; CORROSION CONTROL INHIBITOR ADDITION; HYPOCHLORINATION; IRON OR MANGANESE SEQUESTRATION; OR ULTRAVIOLET RADIATION. THE LEAD/CHIEF OPERATOR MUST BE CLASS D OR HIGHER. 50,000 GPD UP TO 0.25 MGD-STAFFING BY CLASS D OR HIGHER OPERATOR: 3 VISITS/WEEK ON NONCONSECUTIVE DAYS FOR A TOTAL OF 0.3 HOUR/WEEK. LESS THAN 50,000 GPD-STAFFING BY A CLASS D OR HIGHER OPERATOR: 2 VISITS/WEEK ON NONCONSECUTIVE DAYS FOR A TOTAL OF 0.2 HOUR/WEEK. THERE SHALL BE NO MORE THAN 5 DAYS BETWEEN THE LAST VISIT IN ONE WEEK AND THE FIRST VISIT IN THE NEXT WEEK. | N | Y | PARKVIEW LANES | 7272 N FLORIDA AVE |  | HOLDER | FL | 34445 |  | 3524896933 |  | C. H. CROCKETT | C. H. CROCKETT | P.O. BOX 187 |  | HOLDER | FL | 34445 |  | 3524896933 |  | INVESTOR | 25 | 1 | 1 | 2020-02-27 | 2020-02-18 | NC01 | 50
6 | CITRUS | SWD |  | 6094956 | NONTRANSIENT NONCOMMUNITY | CHLORINATION; AERATION FOR REMOVAL OF ANY SECONDARY CONTAMINANT, SULFIDE, OR ANY UNREGULATED CONTAMINANT; CORROSION CONTROL INHIBITOR ADDITION; HYPOCHLORINATION; IRON OR MANGANESE SEQUESTRATION; OR ULTRAVIOLET RADIATION. THE LEAD/CHIEF OPERATOR MUST BE CLASS D OR HIGHER. 50,000 GPD UP TO 0.25 MGD-STAFFING BY CLASS D OR HIGHER OPERATOR: 3 VISITS/WEEK ON NONCONSECUTIVE DAYS FOR A TOTAL OF 0.3 HOUR/WEEK. LESS THAN 50,000 GPD-STAFFING BY A CLASS D OR HIGHER OPERATOR: 2 VISITS/WEEK ON NONCONSECUTIVE DAYS FOR A TOTAL OF 0.2 HOUR/WEEK. THERE SHALL BE NO MORE THAN 5 DAYS BETWEEN THE LAST VISIT IN ONE WEEK AND THE FIRST VISIT IN THE NEXT WEEK. | N | Y | CRYSTAL RIVER NORTH STATION | 15760 W. POWERLINE ST |  | CRYSTAL RIVER | FL | 34428 | 6708 |  |  |  | SEAN WILLARD | 15760 W. POWERLINE ST. | CN 77 | CRYSTAL RIVER | FL | 34428 | 6708 | 3525634396 |  | INVESTOR | 200 | 1600000 | 90 | 2010-06-16 | 2021-03-03 | NTNC | 100
6 | CITRUS | SWD | scain@govmserv.com | 6094957 | COMMUNITY | CHLORINATION; AERATION FOR REMOVAL OF ANY SECONDARY CONTAMINANT, SULFIDE, OR ANY UNREGULATED CONTAMINANT; CORROSION CONTROL INHIBITOR ADDITION; HYPOCHLORINATION; IRON OR MANGANESE SEQUESTRATION; OR ULTRAVIOLET RADIATION. THE LEAD/CHIEF OPERATOR MUST BE CLASS D OR HIGHER. 50,000 GPD UP TO 0.25 MGD-STAFFING BY CLASS D OR HIGHER OPERATOR: 3 VISITS/WEEK ON NONCONSECUTIVE DAYS FOR A TOTAL OF 0.3 HOUR/WEEK. LESS THAN 50,000 GPD-STAFFING BY A CLASS D OR HIGHER OPERATOR: 2 VISITS/WEEK ON NONCONSECUTIVE DAYS FOR A TOTAL OF 0.2 HOUR/WEEK. THERE SHALL BE NO MORE THAN 5 DAYS BETWEEN THE LAST VISIT IN ONE WEEK AND THE FIRST VISIT IN THE NEXT WEEK. | N | Y | KENWOOD NORTH | WEST GROVER CLEVELAND BLVD | (PLANT BEHIND 4018 S WINDING OAKS DRIVE) | HOMOSASSA | FL | 34447 |  | 4076296900 |  |  | SAM CAIN, P.E. | 280 WEKIVA SPRINGS RD | SUITE 2070 | LONGWOOD | FL | 32779 |  | 4076296900 |  | INVESTOR | 172 | 1 | 49 | 2013-06-28 | 2020-05-12 | DC06 | 100
6 | CITRUS | SWD | dboatwright@tampabay.rr.com | 6094966 | NONTRANSIENT NONCOMMUNITY | CHLORINATION; AERATION FOR REMOVAL OF ANY SECONDARY CONTAMINANT, SULFIDE, OR ANY UNREGULATED CONTAMINANT; CORROSION CONTROL INHIBITOR ADDITION; HYPOCHLORINATION; IRON OR MANGANESE SEQUESTRATION; OR ULTRAVIOLET RADIATION. THE LEAD/CHIEF OPERATOR MUST BE CLASS D OR HIGHER. 50,000 GPD UP TO 0.25 MGD-STAFFING BY CLASS D OR HIGHER OPERATOR: 3 VISITS/WEEK ON NONCONSECUTIVE DAYS FOR A TOTAL OF 0.3 HOUR/WEEK. LESS THAN 50,000 GPD-STAFFING BY A CLASS D OR HIGHER OPERATOR: 2 VISITS/WEEK ON NONCONSECUTIVE DAYS FOR A TOTAL OF 0.2 HOUR/WEEK. THERE SHALL BE NO MORE THAN 5 DAYS BETWEEN THE LAST VISIT IN ONE WEEK AND THE FIRST VISIT IN THE NEXT WEEK. | N | Y | CITRUS PARK APARTMENTS | 4949 E. ANNA JO DR |  | INVERNESS | FL | 32652 |  | 3523445519 |  | DAVID BOATWRIGHT | DENNY TRONCOSO | 127 W. FAIRBANKS AVE. | #281 | WINTER PARK | FL | 32789 |  | 4075751327 |  | INVESTOR | 25 | 1 | 20 | 2021-11-11 | 2021-11-09 | NTNC | 100
6 | CITRUS | SWD | NWOLFSON@WOLFSONASSOCIATES.COM | 6094970 | COMMUNITY | CHLORINATION; AERATION FOR REMOVAL OF ANY SECONDARY CONTAMINANT, SULFIDE, OR ANY UNREGULATED CONTAMINANT; CORROSION CONTROL INHIBITOR ADDITION; HYPOCHLORINATION; IRON OR MANGANESE SEQUESTRATION; OR ULTRAVIOLET RADIATION. THE LEAD/CHIEF OPERATOR MUST BE CLASS D OR HIGHER. 50,000 GPD UP TO 0.25 MGD-STAFFING BY CLASS D OR HIGHER OPERATOR: 3 VISITS/WEEK ON NONCONSECUTIVE DAYS FOR A TOTAL OF 0.3 HOUR/WEEK. LESS THAN 50,000 GPD-STAFFING BY A CLASS D OR HIGHER OPERATOR: 2 VISITS/WEEK ON NONCONSECUTIVE DAYS FOR A TOTAL OF 0.2 HOUR/WEEK. THERE SHALL BE NO MORE THAN 5 DAYS BETWEEN THE LAST VISIT IN ONE WEEK AND THE FIRST VISIT IN THE NEXT WEEK. | N | Y | OAK POND ADULT M.H. ESTATES | 8587 E GULF TO LAKE HWY |  | INVERNESS | FL | 34450 |  | 3527872493 |  | JUDY AND BOB MCMILLEN | WOLFSON & ASSOCIATES | 2801 N. UNIVERSITY DR. | SUITE 306 | CORAL SPRINGS | FL | 33065 |  | 9542050262 |  | INVESTOR | 70 | 144000 | 51 | 2017-12-29 | 2021-04-27 | DC051 | 100
6 | CITRUS | SWD | staroilfl@gmail.com | 6094971 | NONCOMMUNITY | CHLORINATION; AERATION FOR REMOVAL OF ANY SECONDARY CONTAMINANT, SULFIDE, OR ANY UNREGULATED CONTAMINANT; CORROSION CONTROL INHIBITOR ADDITION; HYPOCHLORINATION; IRON OR MANGANESE SEQUESTRATION; OR ULTRAVIOLET RADIATION. THE LEAD/CHIEF OPERATOR MUST BE CLASS D OR HIGHER. 50,000 GPD UP TO 0.25 MGD-STAFFING BY CLASS D OR HIGHER OPERATOR: 3 VISITS/WEEK ON NONCONSECUTIVE DAYS FOR A TOTAL OF 0.3 HOUR/WEEK. LESS THAN 50,000 GPD-STAFFING BY A CLASS D OR HIGHER OPERATOR: 2 VISITS/WEEK ON NONCONSECUTIVE DAYS FOR A TOTAL OF 0.2 HOUR/WEEK. THERE SHALL BE NO MORE THAN 5 DAYS BETWEEN THE LAST VISIT IN ONE WEEK AND THE FIRST VISIT IN THE NEXT WEEK. | N | Y | HERNANDO SUPER STOP | 1211 N. FLORIDA AVE. |  | HERNANDO | FL | 34442 |  | 9413806942 |  | AMIT PATEL | VIJAY PATEL | 14106 US 19 |  | HUDSON | FL | 34667 |  | 9413806942 |  | OTHER | 25 | 1 | 1 | 2019-04-02 | 2019-03-29 | NC01 | 50
6 | CITRUS | SWD |  | 6094972 | NONCOMMUNITY | CHLORINATION; AERATION FOR REMOVAL OF ANY SECONDARY CONTAMINANT, SULFIDE, OR ANY UNREGULATED CONTAMINANT; CORROSION CONTROL INHIBITOR ADDITION; HYPOCHLORINATION; IRON OR MANGANESE SEQUESTRATION; OR ULTRAVIOLET RADIATION. THE LEAD/CHIEF OPERATOR MUST BE CLASS D OR HIGHER. 50,000 GPD UP TO 0.25 MGD-STAFFING BY CLASS D OR HIGHER OPERATOR: 3 VISITS/WEEK ON NONCONSECUTIVE DAYS FOR A TOTAL OF 0.3 HOUR/WEEK. LESS THAN 50,000 GPD-STAFFING BY A CLASS D OR HIGHER OPERATOR: 2 VISITS/WEEK ON NONCONSECUTIVE DAYS FOR A TOTAL OF 0.2 HOUR/WEEK. THERE SHALL BE NO MORE THAN 5 DAYS BETWEEN THE LAST VISIT IN ONE WEEK AND THE FIRST VISIT IN THE NEXT WEEK. | N | Y | SEVEN RIVERS SHELL | 6164 N. SUNCOAST BLVD. |  | CRYSTAL RIVER | FL | 34428 |  | 3523908039 |  |  | PINESH PATEL | 6164 N. SUNCOAST BLVD. |  | CRYSTAL RIVER | FL | 34428 |  | 3525641178 |  | INVESTOR | 25 | 2000 | 1 | 2016-01-19 | 2018-12-11 | NC01 | 50
6 | CITRUS | SWD |  | 6094975 | NONCOMMUNITY | CHLORINATION; AERATION FOR REMOVAL OF ANY SECONDARY CONTAMINANT, SULFIDE, OR ANY UNREGULATED CONTAMINANT; CORROSION CONTROL INHIBITOR ADDITION; HYPOCHLORINATION; IRON OR MANGANESE SEQUESTRATION; OR ULTRAVIOLET RADIATION. THE LEAD/CHIEF OPERATOR MUST BE CLASS D OR HIGHER. 50,000 GPD UP TO 0.25 MGD-STAFFING BY CLASS D OR HIGHER OPERATOR: 3 VISITS/WEEK ON NONCONSECUTIVE DAYS FOR A TOTAL OF 0.3 HOUR/WEEK. LESS THAN 50,000 GPD-STAFFING BY A CLASS D OR HIGHER OPERATOR: 2 VISITS/WEEK ON NONCONSECUTIVE DAYS FOR A TOTAL OF 0.2 HOUR/WEEK. THERE SHALL BE NO MORE THAN 5 DAYS BETWEEN THE LAST VISIT IN ONE WEEK AND THE FIRST VISIT IN THE NEXT WEEK. | N | Y | KWIK STOP (CITGO) | 5445 SOUTH SUNCOAST BLVD |  | HOMOSASSA | FL | 34446 |  | 3526289300 |  |  | VIJAYAKUMAR RAJAGOPAL | 5445 S. SUNCOAST HWY |  | HOMOSASSA | FL | 34446 |  | 3526219700 |  | INVESTOR | 25 | 2000 | 2 | 2017-02-10 | 2016-11-18 | NC01 | 50
6 | CITRUS | SWD | firstaog@tampabay.rr.com | 6094976 | NONCOMMUNITY | CHLORINATION; AERATION FOR REMOVAL OF ANY SECONDARY CONTAMINANT, SULFIDE, OR ANY UNREGULATED CONTAMINANT; CORROSION CONTROL INHIBITOR ADDITION; HYPOCHLORINATION; IRON OR MANGANESE SEQUESTRATION; OR ULTRAVIOLET RADIATION. THE LEAD/CHIEF OPERATOR MUST BE CLASS D OR HIGHER. 50,000 GPD UP TO 0.25 MGD-STAFFING BY CLASS D OR HIGHER OPERATOR: 3 VISITS/WEEK ON NONCONSECUTIVE DAYS FOR A TOTAL OF 0.3 HOUR/WEEK. LESS THAN 50,000 GPD-STAFFING BY A CLASS D OR HIGHER OPERATOR: 2 VISITS/WEEK ON NONCONSECUTIVE DAYS FOR A TOTAL OF 0.2 HOUR/WEEK. THERE SHALL BE NO MORE THAN 5 DAYS BETWEEN THE LAST VISIT IN ONE WEEK AND THE FIRST VISIT IN THE NEXT WEEK. | N | Y | FIRST ASSEMBLY OF GOD | 4201 S. PLEASANT GROVE RD |  | INVERNESS | FL | 34452 |  | 3527261107 |  | BETTY RUSHING | BETTY RUSHING | P.O. BOX 578 |  | INVERNESS | FL | 34451 |  | 3527261107 |  | INVESTOR | 25 | 1 | 1 | 2019-03-18 | 2018-12-07 | NC01 | 50
6 | CITRUS | SWD | HAMID@UNITEDOILFLORIDA.COM | 6094986 | NONCOMMUNITY | CHLORINATION; AERATION FOR REMOVAL OF ANY SECONDARY CONTAMINANT, SULFIDE, OR ANY UNREGULATED CONTAMINANT; CORROSION CONTROL INHIBITOR ADDITION; HYPOCHLORINATION; IRON OR MANGANESE SEQUESTRATION; OR ULTRAVIOLET RADIATION. THE LEAD/CHIEF OPERATOR MUST BE CLASS D OR HIGHER. 50,000 GPD UP TO 0.25 MGD-STAFFING BY CLASS D OR HIGHER OPERATOR: 3 VISITS/WEEK ON NONCONSECUTIVE DAYS FOR A TOTAL OF 0.3 HOUR/WEEK. LESS THAN 50,000 GPD-STAFFING BY A CLASS D OR HIGHER OPERATOR: 2 VISITS/WEEK ON NONCONSECUTIVE DAYS FOR A TOTAL OF 0.2 HOUR/WEEK. THERE SHALL BE NO MORE THAN 5 DAYS BETWEEN THE LAST VISIT IN ONE WEEK AND THE FIRST VISIT IN THE NEXT WEEK. | N | Y | DUNNELLON SUNOCO | 11520 N FLORIDA AVE |  | DUNNELLON | FL | 34434 |  | 3525648724 |  | MIKE GASCOIGNE | HAMID GHANNAD | P.O. BOX 273941 |  | TAMPA | FL | 33688 |  | 8136255644 |  | INVESTOR | 25 | 1 | 1 | 2017-08-07 | 2017-06-14 | NC01 | 50
6 | CITRUS | SWD | lesley.womack@thepantry.com | 6094987 | NONCOMMUNITY | CHLORINATION; AERATION FOR REMOVAL OF ANY SECONDARY CONTAMINANT, SULFIDE, OR ANY UNREGULATED CONTAMINANT; CORROSION CONTROL INHIBITOR ADDITION; HYPOCHLORINATION; IRON OR MANGANESE SEQUESTRATION; OR ULTRAVIOLET RADIATION. THE LEAD/CHIEF OPERATOR MUST BE CLASS D OR HIGHER. 50,000 GPD UP TO 0.25 MGD-STAFFING BY CLASS D OR HIGHER OPERATOR: 3 VISITS/WEEK ON NONCONSECUTIVE DAYS FOR A TOTAL OF 0.3 HOUR/WEEK. LESS THAN 50,000 GPD-STAFFING BY A CLASS D OR HIGHER OPERATOR: 2 VISITS/WEEK ON NONCONSECUTIVE DAYS FOR A TOTAL OF 0.2 HOUR/WEEK. THERE SHALL BE NO MORE THAN 5 DAYS BETWEEN THE LAST VISIT IN ONE WEEK AND THE FIRST VISIT IN THE NEXT WEEK. | N | Y | CIRCLE K #2119 | 8486 N CARL G ROSE HWY |  | HERNANDO | FL | 34442 |  | 3523410880 |  | BRENT PUZAK | [9 empty] | INVESTOR | 25 | 1725 | 1 | 2018-01-24 | 2017-12-04 | NC01 | 50
6 | CITRUS | SWD |  | 6094988 | NONCOMMUNITY | CHLORINATION; AERATION FOR REMOVAL OF ANY SECONDARY CONTAMINANT, SULFIDE, OR ANY UNREGULATED CONTAMINANT; CORROSION CONTROL INHIBITOR ADDITION; HYPOCHLORINATION; IRON OR MANGANESE SEQUESTRATION; OR ULTRAVIOLET RADIATION. THE LEAD/CHIEF OPERATOR MUST BE CLASS D OR HIGHER. 50,000 GPD UP TO 0.25 MGD-STAFFING BY CLASS D OR HIGHER OPERATOR: 3 VISITS/WEEK ON NONCONSECUTIVE DAYS FOR A TOTAL OF 0.3 HOUR/WEEK. LESS THAN 50,000 GPD-STAFFING BY A CLASS D OR HIGHER OPERATOR: 2 VISITS/WEEK ON NONCONSECUTIVE DAYS FOR A TOTAL OF 0.2 HOUR/WEEK. THERE SHALL BE NO MORE THAN 5 DAYS BETWEEN THE LAST VISIT IN ONE WEEK AND THE FIRST VISIT IN THE NEXT WEEK. | N | Y | CIRCLE K #1286 | 7985 N CITRUS AVE |  | CRYSTAL RIVER | FL | 32629 |  | 3527955255 |  | BRENT PUZAK | [9 empty] | INVESTOR | 25 | 1 | 1 | 2018-01-24 | 2017-12-04 | NC01 | 50
6 | CITRUS | SWD |  | 6094989 | NONCOMMUNITY | CHLORINATION; AERATION FOR REMOVAL OF ANY SECONDARY CONTAMINANT, SULFIDE, OR ANY UNREGULATED CONTAMINANT; CORROSION CONTROL INHIBITOR ADDITION; HYPOCHLORINATION; IRON OR MANGANESE SEQUESTRATION; OR ULTRAVIOLET RADIATION. THE LEAD/CHIEF OPERATOR MUST BE CLASS D OR HIGHER. 50,000 GPD UP TO 0.25 MGD-STAFFING BY CLASS D OR HIGHER OPERATOR: 3 VISITS/WEEK ON NONCONSECUTIVE DAYS FOR A TOTAL OF 0.3 HOUR/WEEK. LESS THAN 50,000 GPD-STAFFING BY A CLASS D OR HIGHER OPERATOR: 2 VISITS/WEEK ON NONCONSECUTIVE DAYS FOR A TOTAL OF 0.2 HOUR/WEEK. THERE SHALL BE NO MORE THAN 5 DAYS BETWEEN THE LAST VISIT IN ONE WEEK AND THE FIRST VISIT IN THE NEXT WEEK. | N | Y | KATCH TWENTY TWO (FKA RUSTY DUCK) | 2924 W GULF TO LAKE HWY |  | LECANTO | FL | 34461 |  | 3527466691 |  |  | RICHARD WIGGINS | 2924 W GULF TO LAKE HWY |  | LECANTO | FL | 34461 |  | 3526971680 |  | INVESTOR | 25 | 1 | 2 | 2019-05-01 | 2019-03-26 | NC01 | 50
6 | CITRUS | SWD |  | 6094994 | COMMUNITY | CHLORINATION; AERATION FOR REMOVAL OF ANY SECONDARY CONTAMINANT, SULFIDE, OR ANY UNREGULATED CONTAMINANT; CORROSION CONTROL INHIBITOR ADDITION; HYPOCHLORINATION; IRON OR MANGANESE SEQUESTRATION; OR ULTRAVIOLET RADIATION. THE LEAD/CHIEF OPERATOR MUST BE CLASS D OR HIGHER. 50,000 GPD UP TO 0.25 MGD-STAFFING BY CLASS D OR HIGHER OPERATOR: 3 VISITS/WEEK ON NONCONSECUTIVE DAYS FOR A TOTAL OF 0.3 HOUR/WEEK. LESS THAN 50,000 GPD-STAFFING BY A CLASS D OR HIGHER OPERATOR: 2 VISITS/WEEK ON NONCONSECUTIVE DAYS FOR A TOTAL OF 0.2 HOUR/WEEK. THERE SHALL BE NO MORE THAN 5 DAYS BETWEEN THE LAST VISIT IN ONE WEEK AND THE FIRST VISIT IN THE NEXT WEEK. | N | Y | VENTURA VILLAGE | 3580 E. WOOD KNOLL LANE |  | HERNANDO | FL | 34442 |  | 3526376349 |  | LARRY WALKER | PETE PETERSEN | 3111 PACES MILL ROAD | SUITE A250 | ATLANTA | GA | 30339 |  | 7709842100 | 107 | INVESTOR | 100 | 1 | 10 | 2021-05-17 | 2021-03-29 | DC06 | 100
6 | CITRUS | SWD | WBARBER7@TAMPABAY.RR.COM | 6094999 | NONTRANSIENT NONCOMMUNITY | CHLORINATION; AERATION FOR REMOVAL OF ANY SECONDARY CONTAMINANT, SULFIDE, OR ANY UNREGULATED CONTAMINANT; CORROSION CONTROL INHIBITOR ADDITION; HYPOCHLORINATION; IRON OR MANGANESE SEQUESTRATION; OR ULTRAVIOLET RADIATION. THE LEAD/CHIEF OPERATOR MUST BE CLASS D OR HIGHER. 50,000 GPD UP TO 0.25 MGD-STAFFING BY CLASS D OR HIGHER OPERATOR: 3 VISITS/WEEK ON NONCONSECUTIVE DAYS FOR A TOTAL OF 0.3 HOUR/WEEK. LESS THAN 50,000 GPD-STAFFING BY A CLASS D OR HIGHER OPERATOR: 2 VISITS/WEEK ON NONCONSECUTIVE DAYS FOR A TOTAL OF 0.2 HOUR/WEEK. THERE SHALL BE NO MORE THAN 5 DAYS BETWEEN THE LAST VISIT IN ONE WEEK AND THE FIRST VISIT IN THE NEXT WEEK. | N | Y | NOAH'S NURSERY | 3429 WEST DUNNELLON ROAD |  | DUNNELLON | FL | 34433 |  | 3524892820 |  |  | LINDA BARBER | 3429 W. DUNNELLON ROAD |  | DUNNELLON | FL | 34433 |  | 3524891933 |  | INVESTOR | 25 | 1 | 3 | 2019-04-09 | 2018-11-27 | NTNC | 100
6 | CITRUS | SWD |  | 6095000 | NONCOMMUNITY | CHLORINATION; AERATION FOR REMOVAL OF ANY SECONDARY CONTAMINANT, SULFIDE, OR ANY UNREGULATED CONTAMINANT; CORROSION CONTROL INHIBITOR ADDITION; HYPOCHLORINATION; IRON OR MANGANESE SEQUESTRATION; OR ULTRAVIOLET RADIATION. THE LEAD/CHIEF OPERATOR MUST BE CLASS D OR HIGHER. 50,000 GPD UP TO 0.25 MGD-STAFFING BY CLASS D OR HIGHER OPERATOR: 3 VISITS/WEEK ON NONCONSECUTIVE DAYS FOR A TOTAL OF 0.3 HOUR/WEEK. LESS THAN 50,000 GPD-STAFFING BY A CLASS D OR HIGHER OPERATOR: 2 VISITS/WEEK ON NONCONSECUTIVE DAYS FOR A TOTAL OF 0.2 HOUR/WEEK. THERE SHALL BE NO MORE THAN 5 DAYS BETWEEN THE LAST VISIT IN ONE WEEK AND THE FIRST VISIT IN THE NEXT WEEK. | N | Y | FRATERNAL ORDER OF EAGLES | 8733 E. GULF TO LAKE HWY |  | INVERNESS | FL | 34450 |  | 3523445337 |  | SCOTT HOARD | FRATERNAL ORDER OF EAGLES | 8733 EAST GULF TO LAKE HWY |  | INVERNESS | FL | 34450 |  | 3523445337 |  | INVESTOR | 25 | 1 | 1 | 2020-02-27 | 2020-02-18 | NC01 | 50
6 | CITRUS | SWD |  | 6095001 | NONCOMMUNITY | CHLORINATION; AERATION FOR REMOVAL OF ANY SECONDARY CONTAMINANT, SULFIDE, OR ANY UNREGULATED CONTAMINANT; CORROSION CONTROL INHIBITOR ADDITION; HYPOCHLORINATION; IRON OR MANGANESE SEQUESTRATION; OR ULTRAVIOLET RADIATION. THE LEAD/CHIEF OPERATOR MUST BE CLASS D OR HIGHER. 50,000 GPD UP TO 0.25 MGD-STAFFING BY CLASS D OR HIGHER OPERATOR: 3 VISITS/WEEK ON NONCONSECUTIVE DAYS FOR A TOTAL OF 0.3 HOUR/WEEK. LESS THAN 50,000 GPD-STAFFING BY A CLASS D OR HIGHER OPERATOR: 2 VISITS/WEEK ON NONCONSECUTIVE DAYS FOR A TOTAL OF 0.2 HOUR/WEEK. THERE SHALL BE NO MORE THAN 5 DAYS BETWEEN THE LAST VISIT IN ONE WEEK AND THE FIRST VISIT IN THE NEXT WEEK. | N | Y | HOLDER FOOD STORE CITGO | 7033 N. FLORIDA AVE |  | HOLDER | FL | 34477 |  | 3524895999 |  |  | SHILZANE FOOD MART | 4051 SW 49TH AVE. |  | OCALA | FL | 34474 |  | 3524895999 |  | INVESTOR | 25 | 1 | 1 | 2020-08-13 | 2020-05-19 | NC01 | 50
6 | CITRUS | SWD |  | 6095002 | NONCOMMUNITY | CHLORINATION; AERATION FOR REMOVAL OF ANY SECONDARY CONTAMINANT, SULFIDE, OR ANY UNREGULATED CONTAMINANT; CORROSION CONTROL INHIBITOR ADDITION; HYPOCHLORINATION; IRON OR MANGANESE SEQUESTRATION; OR ULTRAVIOLET RADIATION. THE LEAD/CHIEF OPERATOR MUST BE CLASS D OR HIGHER. 50,000 GPD UP TO 0.25 MGD-STAFFING BY CLASS D OR HIGHER OPERATOR: 3 VISITS/WEEK ON NONCONSECUTIVE DAYS FOR A TOTAL OF 0.3 HOUR/WEEK. LESS THAN 50,000 GPD-STAFFING BY A CLASS D OR HIGHER OPERATOR: 2 VISITS/WEEK ON NONCONSECUTIVE DAYS FOR A TOTAL OF 0.2 HOUR/WEEK. THERE SHALL BE NO MORE THAN 5 DAYS BETWEEN THE LAST VISIT IN ONE WEEK AND THE FIRST VISIT IN THE NEXT WEEK. | N | Y | HOWARD'SSWAP-O-RAMA NORTH/SAND RAY | 6373 S.SUNCOAST BLVD |  | HOMOSASSA | FL | 34446 |  | 3526284656 |  | KATHERINE VINARDI | KATHERINE VINARDI | 1723 MICHIGAN AVE |  | CHICAGO | IL | 60616 |  | 3128882055 | 135 | INVESTOR | 25 | 28080 | 6 | 2016-05-23 | 2020-12-09 | NC01 | 50
6 | CITRUS | SWD |  | 6095015 | NONCOMMUNITY | CHLORINATION; AERATION FOR REMOVAL OF ANY SECONDARY CONTAMINANT, SULFIDE, OR ANY UNREGULATED CONTAMINANT; CORROSION CONTROL INHIBITOR ADDITION; HYPOCHLORINATION; IRON OR MANGANESE SEQUESTRATION; OR ULTRAVIOLET RADIATION. THE LEAD/CHIEF OPERATOR MUST BE CLASS D OR HIGHER. 50,000 GPD UP TO 0.25 MGD-STAFFING BY CLASS D OR HIGHER OPERATOR: 3 VISITS/WEEK ON NONCONSECUTIVE DAYS FOR A TOTAL OF 0.3 HOUR/WEEK. LESS THAN 50,000 GPD-STAFFING BY A CLASS D OR HIGHER OPERATOR: 2 VISITS/WEEK ON NONCONSECUTIVE DAYS FOR A TOTAL OF 0.2 HOUR/WEEK. THERE SHALL BE NO MORE THAN 5 DAYS BETWEEN THE LAST VISIT IN ONE WEEK AND THE FIRST VISIT IN THE NEXT WEEK. | N | Y | EAST CITRUS COMMUNITY CENTER | 9907 E.GULF TO LAKE HWY |  | INVERNESS | FL | 34450 |  | 3523449666 |  | SHASTA LOPEZ | JANICE HALE | 2804 W MARC KNIGHTON CT |  | LECANTO | FL | 34461 |  | 3525275975 |  | INVESTOR | 25 | 1 | 1 | 2018-02-15 | 2017-11-27 | NC01 | 50
6 | CITRUS | SWD |  | 6095024 | NONCOMMUNITY | CHLORINATION; AERATION FOR REMOVAL OF ANY SECONDARY CONTAMINANT, SULFIDE, OR ANY UNREGULATED CONTAMINANT; CORROSION CONTROL INHIBITOR ADDITION; HYPOCHLORINATION; IRON OR MANGANESE SEQUESTRATION; OR ULTRAVIOLET RADIATION. THE LEAD/CHIEF OPERATOR MUST BE CLASS D OR HIGHER. 50,000 GPD UP TO 0.25 MGD-STAFFING BY CLASS D OR HIGHER OPERATOR: 3 VISITS/WEEK ON NONCONSECUTIVE DAYS FOR A TOTAL OF 0.3 HOUR/WEEK. LESS THAN 50,000 GPD-STAFFING BY A CLASS D OR HIGHER OPERATOR: 2 VISITS/WEEK ON NONCONSECUTIVE DAYS FOR A TOTAL OF 0.2 HOUR/WEEK. THERE SHALL BE NO MORE THAN 5 DAYS BETWEEN THE LAST VISIT IN ONE WEEK AND THE FIRST VISIT IN THE NEXT WEEK. | N | Y | ALLEN-RAWLS POST#77, INC | 4375 S. LITTLE AL POINT |  | INVERNESS | FL | 34452 |  | 3527260444 |  | R. FRANKART | HIGHLAND CIVIC CENTER | P.O. BOX 1196 |  | INVERNESS | FL | 34451 | 1196 |  |  | CITY | 25 | 1 | 1 | 2018-07-30 | 2018-03-05 | NC01 | 50
6 | CITRUS | SWD |  | 6095025 | NONCOMMUNITY | CHLORINATION; AERATION FOR REMOVAL OF ANY SECONDARY CONTAMINANT, SULFIDE, OR ANY UNREGULATED CONTAMINANT; CORROSION CONTROL INHIBITOR ADDITION; HYPOCHLORINATION; IRON OR MANGANESE SEQUESTRATION; OR ULTRAVIOLET RADIATION. THE LEAD/CHIEF OPERATOR MUST BE CLASS D OR HIGHER. 50,000 GPD UP TO 0.25 MGD-STAFFING BY CLASS D OR HIGHER OPERATOR: 3 VISITS/WEEK ON NONCONSECUTIVE DAYS FOR A TOTAL OF 0.3 HOUR/WEEK. LESS THAN 50,000 GPD-STAFFING BY A CLASS D OR HIGHER OPERATOR: 2 VISITS/WEEK ON NONCONSECUTIVE DAYS FOR A TOTAL OF 0.2 HOUR/WEEK. THERE SHALL BE NO MORE THAN 5 DAYS BETWEEN THE LAST VISIT IN ONE WEEK AND THE FIRST VISIT IN THE NEXT WEEK. | N | Y | FAITH BAPTIST CHURCH/SANCTUARY | 6918 S. SPARTAN AVE |  | HOMOSASSA | FL | 34446 |  | 3526284793 |  | JOHN AND HOLLY MCCLEAN | JOHN AND HOLLY MCCLEAN | P.O. BOX 824 |  | HOMOSASSA SPRINGS | FL | 34447 |  | 3526284793 |  | INVESTOR | 100 | 1 | 1 | 2012-01-27 | 2019-01-23 | NC01 | 50
6 | CITRUS | SWD |  | 6095026 | NONCOMMUNITY | CHLORINATION; AERATION FOR REMOVAL OF ANY SECONDARY CONTAMINANT, SULFIDE, OR ANY UNREGULATED CONTAMINANT; CORROSION CONTROL INHIBITOR ADDITION; HYPOCHLORINATION; IRON OR MANGANESE SEQUESTRATION; OR ULTRAVIOLET RADIATION. THE LEAD/CHIEF OPERATOR MUST BE CLASS D OR HIGHER. 50,000 GPD UP TO 0.25 MGD-STAFFING BY CLASS D OR HIGHER OPERATOR: 3 VISITS/WEEK ON NONCONSECUTIVE DAYS FOR A TOTAL OF 0.3 HOUR/WEEK. LESS THAN 50,000 GPD-STAFFING BY A CLASS D OR HIGHER OPERATOR: 2 VISITS/WEEK ON NONCONSECUTIVE DAYS FOR A TOTAL OF 0.2 HOUR/WEEK. THERE SHALL BE NO MORE THAN 5 DAYS BETWEEN THE LAST VISIT IN ONE WEEK AND THE FIRST VISIT IN THE NEXT WEEK. | N | Y | CROSSROADS CENTER (CALLAWAY CENTER) | 7884 W. DUNNELLON RD |  | CRYSTAL RIVER | FL | 34423 |  | 3526343800 |  |  | FRED GROSS | 5424 N. MALLOWS CIRCLE |  | BEVERLY HILLS | FL | 34465 |  | 3527951022 |  | INVESTOR | 25 | 1 | 1 | 2015-06-11 | 2019-10-16 | NC01 | 50
6 | CITRUS | SWD | pgr@tampabay.rr.com | 6095028 | NONCOMMUNITY | CHLORINATION; AERATION FOR REMOVAL OF ANY SECONDARY CONTAMINANT, SULFIDE, OR ANY UNREGULATED CONTAMINANT; CORROSION CONTROL INHIBITOR ADDITION; HYPOCHLORINATION; IRON OR MANGANESE SEQUESTRATION; OR ULTRAVIOLET RADIATION. THE LEAD/CHIEF OPERATOR MUST BE CLASS D OR HIGHER. 50,000 GPD UP TO 0.25 MGD-STAFFING BY CLASS D OR HIGHER OPERATOR: 3 VISITS/WEEK ON NONCONSECUTIVE DAYS FOR A TOTAL OF 0.3 HOUR/WEEK. LESS THAN 50,000 GPD-STAFFING BY A CLASS D OR HIGHER OPERATOR: 2 VISITS/WEEK ON NONCONSECUTIVE DAYS FOR A TOTAL OF 0.2 HOUR/WEEK. THERE SHALL BE NO MORE THAN 5 DAYS BETWEEN THE LAST VISIT IN ONE WEEK AND THE FIRST VISIT IN THE NEXT WEEK. | N | Y | CHURCH OF CHRIST IN INVERNESS | 3875 S PLEASENT GROVE RD |  | INVERNESS | FL | 34452 |  | 3523449173 |  |  | CHURCH OF CHRIST IN INVERNESS | 3875 S PLEASANT GROVE ROAD |  | INVERNESS | FL | 34452 |  | 3523449173 |  | INVESTOR | 25 | 3000 | 1 | 2018-08-21 | 2018-03-12 | NC01 | 50
6 | CITRUS | SWD | rp.irliquors@gmail.com | 6095031 | NONCOMMUNITY | CHLORINATION; AERATION FOR REMOVAL OF ANY SECONDARY CONTAMINANT, SULFIDE, OR ANY UNREGULATED CONTAMINANT; CORROSION CONTROL INHIBITOR ADDITION; HYPOCHLORINATION; IRON OR MANGANESE SEQUESTRATION; OR ULTRAVIOLET RADIATION. THE LEAD/CHIEF OPERATOR MUST BE CLASS D OR HIGHER. 50,000 GPD UP TO 0.25 MGD-STAFFING BY CLASS D OR HIGHER OPERATOR: 3 VISITS/WEEK ON NONCONSECUTIVE DAYS FOR A TOTAL OF 0.3 HOUR/WEEK. LESS THAN 50,000 GPD-STAFFING BY A CLASS D OR HIGHER OPERATOR: 2 VISITS/WEEK ON NONCONSECUTIVE DAYS FOR A TOTAL OF 0.2 HOUR/WEEK. THERE SHALL BE NO MORE THAN 5 DAYS BETWEEN THE LAST VISIT IN ONE WEEK AND THE FIRST VISIT IN THE NEXT WEEK. | N | Y | THREE RIVERS MOTEL | 4891 S. SUNCOAST BLVD. |  | HOMOSASSA SPRINGS | FL | 34447 |  | 3526286629 |  | NEEL PATEL | RAJESH PATEL | 4891 S. SUNCOAST BLVD |  | HOMOSASSA | FL | 34446 |  | 8133409542 |  | INVESTOR | 25 | 2000 | 16 | 2019-06-07 | 2019-05-29 | NC01 | 50
6 | CITRUS | SWD | sharon@adventureland.com | 6095034 | NONCOMMUNITY | CHLORINATION; AERATION FOR REMOVAL OF ANY SECONDARY CONTAMINANT, SULFIDE, OR ANY UNREGULATED CONTAMINANT; CORROSION CONTROL INHIBITOR ADDITION; HYPOCHLORINATION; IRON OR MANGANESE SEQUESTRATION; OR ULTRAVIOLET RADIATION. THE LEAD/CHIEF OPERATOR MUST BE CLASS D OR HIGHER. 50,000 GPD UP TO 0.25 MGD-STAFFING BY CLASS D OR HIGHER OPERATOR: 3 VISITS/WEEK ON NONCONSECUTIVE DAYS FOR A TOTAL OF 0.3 HOUR/WEEK. LESS THAN 50,000 GPD-STAFFING BY A CLASS D OR HIGHER OPERATOR: 2 VISITS/WEEK ON NONCONSECUTIVE DAYS FOR A TOTAL OF 0.2 HOUR/WEEK. THERE SHALL BE NO MORE THAN 5 DAYS BETWEEN THE LAST VISIT IN ONE WEEK AND THE FIRST VISIT IN THE NEXT WEEK. | N | Y | ADVENTURELAND | 6440 S. FLORIDA AVE. |  | FLORAL CITY | FL | 34436 |  | 3527267001 |  | SHARON | BRIAN BRONFELD | TWO S. UNIVERSITY DR. | STE 325 | FORT LAUDERDALE | FL | 33324 |  | 9543808548 | 106 | INVESTOR | 25 | 0 | 5 | 2018-02-03 | 2018-01-25 | NC01 | 50
6 | CITRUS | SWD | tarawoodutilities@gmail.com | 6095036 | COMMUNITY | CHLORINATION; AERATION FOR REMOVAL OF ANY SECONDARY CONTAMINANT, SULFIDE, OR ANY UNREGULATED CONTAMINANT; CORROSION CONTROL INHIBITOR ADDITION; HYPOCHLORINATION; IRON OR MANGANESE SEQUESTRATION; OR ULTRAVIOLET RADIATION. THE LEAD/CHIEF OPERATOR MUST BE CLASS D OR HIGHER. 50,000 GPD UP TO 0.25 MGD-STAFFING BY CLASS D OR HIGHER OPERATOR: 3 VISITS/WEEK ON NONCONSECUTIVE DAYS FOR A TOTAL OF 0.3 HOUR/WEEK. LESS THAN 50,000 GPD-STAFFING BY A CLASS D OR HIGHER OPERATOR: 2 VISITS/WEEK ON NONCONSECUTIVE DAYS FOR A TOTAL OF 0.2 HOUR/WEEK. THERE SHALL BE NO MORE THAN 5 DAYS BETWEEN THE LAST VISIT IN ONE WEEK AND THE FIRST VISIT IN THE NEXT WEEK. | N | Y | TARAWOOD OF FLORAL CITY | 7358 E TARAWOOD BLVD/S FLORIDA AVE |  | FLORAL CITY | FL | 34436 |  | 3523025330 |  |  | JOHN T. THRUMSTON II | PO BOX 1018 |  | FLORAL CITY | FL | 34436 |  | 3523025330 |  | INVESTOR | 140 | 1 | 69 | 2014-08-07 | 2020-05-05 | DC06 | 100
6 | CITRUS | SWD |  | 6095044 | NONTRANSIENT NONCOMMUNITY | CHLORINATION; AERATION FOR REMOVAL OF ANY SECONDARY CONTAMINANT, SULFIDE, OR ANY UNREGULATED CONTAMINANT; CORROSION CONTROL INHIBITOR ADDITION; HYPOCHLORINATION; IRON OR MANGANESE SEQUESTRATION; OR ULTRAVIOLET RADIATION. THE LEAD/CHIEF OPERATOR MUST BE CLASS D OR HIGHER. 50,000 GPD UP TO 0.25 MGD-STAFFING BY CLASS D OR HIGHER OPERATOR: 3 VISITS/WEEK ON NONCONSECUTIVE DAYS FOR A TOTAL OF 0.3 HOUR/WEEK. LESS THAN 50,000 GPD-STAFFING BY A CLASS D OR HIGHER OPERATOR: 2 VISITS/WEEK ON NONCONSECUTIVE DAYS FOR A TOTAL OF 0.2 HOUR/WEEK. THERE SHALL BE NO MORE THAN 5 DAYS BETWEEN THE LAST VISIT IN ONE WEEK AND THE FIRST VISIT IN THE NEXT WEEK. | N | Y | SHAMROCK INDUSTRIAL PARK | 6338 NORTH CITRUS AVE |  | CRYSTAL RIVER | FL | 34428 |  | 3527951906 |  |  | EDWARD GERRITS | 9478 W. MARQUETTE LANE |  | CRYSTAL RIVER | FL | 34428 |  |  |  | INVESTOR | 25 | 1 | 1 | 2014-10-02 | 2020-02-11 | NTNC | 100
6 | CITRUS | SWD |  | 6095046 | COMMUNITY | CHLORINATION; AERATION FOR REMOVAL OF ANY SECONDARY CONTAMINANT, SULFIDE, OR ANY UNREGULATED CONTAMINANT; CORROSION CONTROL INHIBITOR ADDITION; HYPOCHLORINATION; IRON OR MANGANESE SEQUESTRATION; OR ULTRAVIOLET RADIATION. THE LEAD/CHIEF OPERATOR MUST BE CLASS D OR HIGHER. 50,000 GPD UP TO 0.25 MGD-STAFFING BY CLASS D OR HIGHER OPERATOR: 3 VISITS/WEEK ON NONCONSECUTIVE DAYS FOR A TOTAL OF 0.3 HOUR/WEEK. LESS THAN 50,000 GPD-STAFFING BY A CLASS D OR HIGHER OPERATOR: 2 VISITS/WEEK ON NONCONSECUTIVE DAYS FOR A TOTAL OF 0.2 HOUR/WEEK. THERE SHALL BE NO MORE THAN 5 DAYS BETWEEN THE LAST VISIT IN ONE WEEK AND THE FIRST VISIT IN THE NEXT WEEK. | N | Y | CINNAMON RIDGE UTILITIES #2 | CINNAMON RIDGE BLVD |  | LECANTO | FL | 34461 |  | 7278623209 |  | JENNIFER SMITH | CINNAMON RIDGE UTILITIES, INC. | 6909 BEACH BLVD. |  | HUDSON | FL | 34667 |  | 7278623209 |  | INVESTOR | 638 | 5000 | 255 | 2017-03-31 | 2020-04-07 | DC06 | 100
6 | CITRUS | SWD |  | 6095047 | NONCOMMUNITY | CHLORINATION; AERATION FOR REMOVAL OF ANY SECONDARY CONTAMINANT, SULFIDE, OR ANY UNREGULATED CONTAMINANT; CORROSION CONTROL INHIBITOR ADDITION; HYPOCHLORINATION; IRON OR MANGANESE SEQUESTRATION; OR ULTRAVIOLET RADIATION. THE LEAD/CHIEF OPERATOR MUST BE CLASS D OR HIGHER. 50,000 GPD UP TO 0.25 MGD-STAFFING BY CLASS D OR HIGHER OPERATOR: 3 VISITS/WEEK ON NONCONSECUTIVE DAYS FOR A TOTAL OF 0.3 HOUR/WEEK. LESS THAN 50,000 GPD-STAFFING BY A CLASS D OR HIGHER OPERATOR: 2 VISITS/WEEK ON NONCONSECUTIVE DAYS FOR A TOTAL OF 0.2 HOUR/WEEK. THERE SHALL BE NO MORE THAN 5 DAYS BETWEEN THE LAST VISIT IN ONE WEEK AND THE FIRST VISIT IN THE NEXT WEEK. | N | Y | CITRUS CO. DISTRICT PARK(CENTRAL RIDGE) | 6905 N. LECANTO HWY |  | HERNANDO | FL | 34442 |  | 3525277650 |  |  | FRANCINE NOBLES | 2804 W. MARC KNIGHTON CT. |  | LECANTO | FL | 34461 |  | 3525277540 |  | OTHER | 25 | 0 | 5 | 2011-10-04 | 2019-11-05 | NC01 | 50
6 | CITRUS | SWD | nclmgt@nclrv.com | 6095050 | COMMUNITY | CHLORINATION; AERATION FOR REMOVAL OF ANY SECONDARY CONTAMINANT, SULFIDE, OR ANY UNREGULATED CONTAMINANT; CORROSION CONTROL INHIBITOR ADDITION; HYPOCHLORINATION; IRON OR MANGANESE SEQUESTRATION; OR ULTRAVIOLET RADIATION. THE LEAD/CHIEF OPERATOR MUST BE CLASS D OR HIGHER. 50,000 GPD UP TO 0.25 MGD-STAFFING BY CLASS D OR HIGHER OPERATOR: 3 VISITS/WEEK ON NONCONSECUTIVE DAYS FOR A TOTAL OF 0.3 HOUR/WEEK. LESS THAN 50,000 GPD-STAFFING BY A CLASS D OR HIGHER OPERATOR: 2 VISITS/WEEK ON NONCONSECUTIVE DAYS FOR A TOTAL OF 0.2 HOUR/WEEK. THERE SHALL BE NO MORE THAN 5 DAYS BETWEEN THE LAST VISIT IN ONE WEEK AND THE FIRST VISIT IN THE NEXT WEEK. | N | Y | NATURE COAST LANDINGS RV | 10173 N. SUNCOAST BLVD. |  | CRYSTAL RIVER | FL | 34428 |  | 3527956986 |  |  | CHAD LOKEN | 10173 N SUNCOAST BLVD |  | CRYSTAL RIVER | FL | 34428 |  | 3524475820 |  | INVESTOR | 60 | 2000 | 241 | 2014-04-10 | 2020-05-27 | DC06 | 100
6 | CITRUS | SWD |  | 6095051 | NONCOMMUNITY | CHLORINATION; AERATION FOR REMOVAL OF ANY SECONDARY CONTAMINANT, SULFIDE, OR ANY UNREGULATED CONTAMINANT; CORROSION CONTROL INHIBITOR ADDITION; HYPOCHLORINATION; IRON OR MANGANESE SEQUESTRATION; OR ULTRAVIOLET RADIATION. THE LEAD/CHIEF OPERATOR MUST BE CLASS D OR HIGHER. 50,000 GPD UP TO 0.25 MGD-STAFFING BY CLASS D OR HIGHER OPERATOR: 3 VISITS/WEEK ON NONCONSECUTIVE DAYS FOR A TOTAL OF 0.3 HOUR/WEEK. LESS THAN 50,000 GPD-STAFFING BY A CLASS D OR HIGHER OPERATOR: 2 VISITS/WEEK ON NONCONSECUTIVE DAYS FOR A TOTAL OF 0.2 HOUR/WEEK. THERE SHALL BE NO MORE THAN 5 DAYS BETWEEN THE LAST VISIT IN ONE WEEK AND THE FIRST VISIT IN THE NEXT WEEK. | N | Y | MT. OLIVE MISSIONARY BAPTIST | 2105 N. GEORGIA |  | CRYSTAL RIVER | FL | 34429 |  | 3525631577 |  |  | PASTOR RONALD A. SUTTON | PO BOX 327 |  | CRYSTAL RIVER | FL | 34423 |  | 3525631577 |  | INVESTOR | 45 | 0 | 1 | 2018-03-23 | 2017-10-30 | NC01 | 50
6 | CITRUS | SWD |  | 6095052 | NONCOMMUNITY | CHLORINATION; AERATION FOR REMOVAL OF ANY SECONDARY CONTAMINANT, SULFIDE, OR ANY UNREGULATED CONTAMINANT; CORROSION CONTROL INHIBITOR ADDITION; HYPOCHLORINATION; IRON OR MANGANESE SEQUESTRATION; OR ULTRAVIOLET RADIATION. THE LEAD/CHIEF OPERATOR MUST BE CLASS D OR HIGHER. 50,000 GPD UP TO 0.25 MGD-STAFFING BY CLASS D OR HIGHER OPERATOR: 3 VISITS/WEEK ON NONCONSECUTIVE DAYS FOR A TOTAL OF 0.3 HOUR/WEEK. LESS THAN 50,000 GPD-STAFFING BY A CLASS D OR HIGHER OPERATOR: 2 VISITS/WEEK ON NONCONSECUTIVE DAYS FOR A TOTAL OF 0.2 HOUR/WEEK. THERE SHALL BE NO MORE THAN 5 DAYS BETWEEN THE LAST VISIT IN ONE WEEK AND THE FIRST VISIT IN THE NEXT WEEK. | N | Y | CHASSA OAKS RV RESORTS | 10990 S. SUNCOAST PKWY |  | HOMOSASSA | FL | 32646 |  | 7278457975 |  | ED SALDIVAR | ED SALDIVAR | 11000 S. SUNCOAST BLVD |  | HOMOSASSA | FL | 34446 |  | 3525862679 |  | INVESTOR | 25 | 0 | 3 | 2021-04-14 | 2021-02-18 | NC01 | 50
6 | CITRUS | SWD | marthasnyderc21@ymail.com | 6095053 | NONCOMMUNITY | CHLORINATION; AERATION FOR REMOVAL OF ANY SECONDARY CONTAMINANT, SULFIDE, OR ANY UNREGULATED CONTAMINANT; CORROSION CONTROL INHIBITOR ADDITION; HYPOCHLORINATION; IRON OR MANGANESE SEQUESTRATION; OR ULTRAVIOLET RADIATION. THE LEAD/CHIEF OPERATOR MUST BE CLASS D OR HIGHER. 50,000 GPD UP TO 0.25 MGD-STAFFING BY CLASS D OR HIGHER OPERATOR: 3 VISITS/WEEK ON NONCONSECUTIVE DAYS FOR A TOTAL OF 0.3 HOUR/WEEK. LESS THAN 50,000 GPD-STAFFING BY A CLASS D OR HIGHER OPERATOR: 2 VISITS/WEEK ON NONCONSECUTIVE DAYS FOR A TOTAL OF 0.2 HOUR/WEEK. THERE SHALL BE NO MORE THAN 5 DAYS BETWEEN THE LAST VISIT IN ONE WEEK AND THE FIRST VISIT IN THE NEXT WEEK. | N | Y | CITRUS AMERICAN-ITALIAN SOCIAL CLUB | 4325 S LITTLE AL POINT |  | INVERNESS | FL | 34452 |  | 3527266155 |  |  | CITRUS AMERICAN ITALIAN SOCIAL CLUB | PO BOX 2074 |  | INVERNESS | FL | 34451 |  | 3527465019 |  | OTHER | 25 | 2000 | 1 | 2019-07-23 | 2019-05-16 | NC01 | 50
6 | CITRUS | SWD |  | 6095055 | NONTRANSIENT NONCOMMUNITY | CHLORINATION; AERATION FOR REMOVAL OF ANY SECONDARY CONTAMINANT, SULFIDE, OR ANY UNREGULATED CONTAMINANT; CORROSION CONTROL INHIBITOR ADDITION; HYPOCHLORINATION; IRON OR MANGANESE SEQUESTRATION; OR ULTRAVIOLET RADIATION. THE LEAD/CHIEF OPERATOR MUST BE CLASS D OR HIGHER. 50,000 GPD UP TO 0.25 MGD-STAFFING BY CLASS D OR HIGHER OPERATOR: 3 VISITS/WEEK ON NONCONSECUTIVE DAYS FOR A TOTAL OF 0.3 HOUR/WEEK. LESS THAN 50,000 GPD-STAFFING BY A CLASS D OR HIGHER OPERATOR: 2 VISITS/WEEK ON NONCONSECUTIVE DAYS FOR A TOTAL OF 0.2 HOUR/WEEK. THERE SHALL BE NO MORE THAN 5 DAYS BETWEEN THE LAST VISIT IN ONE WEEK AND THE FIRST VISIT IN THE NEXT WEEK. | N | Y | CRYSTAL RIVER UNITED METHODIST CHURCH | 4801 N. CITRUS AVE. |  | CRYSTAL RIVER | FL | 34428 |  | 3526973675 |  |  | CITY OF CRYSTAL RIVER | 123 NW HWY 19 |  | CRYSTAL RIVER | FL | 34429 |  |  |  | OTHER | 100 | 5000 | 4 | 2018-07-24 | 2020-10-20 | NTNC | 100
6 | CITRUS | SWD |  | 6095059 | NONCOMMUNITY | CHLORINATION; AERATION FOR REMOVAL OF ANY SECONDARY CONTAMINANT, SULFIDE, OR ANY UNREGULATED CONTAMINANT; CORROSION CONTROL INHIBITOR ADDITION; HYPOCHLORINATION; IRON OR MANGANESE SEQUESTRATION; OR ULTRAVIOLET RADIATION. THE LEAD/CHIEF OPERATOR MUST BE CLASS D OR HIGHER. 50,000 GPD UP TO 0.25 MGD-STAFFING BY CLASS D OR HIGHER OPERATOR: 3 VISITS/WEEK ON NONCONSECUTIVE DAYS FOR A TOTAL OF 0.3 HOUR/WEEK. LESS THAN 50,000 GPD-STAFFING BY A CLASS D OR HIGHER OPERATOR: 2 VISITS/WEEK ON NONCONSECUTIVE DAYS FOR A TOTAL OF 0.2 HOUR/WEEK. THERE SHALL BE NO MORE THAN 5 DAYS BETWEEN THE LAST VISIT IN ONE WEEK AND THE FIRST VISIT IN THE NEXT WEEK. | N | Y | WITHLACOOCHEE BAY TRAILS | CORNFLOWER BLVD |  | INGLIS | FL | 34442 |  |  |  |  | MICKEY THOMASON | P.O. BOX 1229 |  | INGLIS | FL | 34449 |  | 3524471720 |  | AUTHORITY/COMMISSION/DISTRICT | 100 | 86400 | 4 | 2015-11-18 | 2019-10-29 | NC01 | 50
6 | CITRUS | SWD |  | 6095060 | NONCOMMUNITY | CHLORINATION; AERATION FOR REMOVAL OF ANY SECONDARY CONTAMINANT, SULFIDE, OR ANY UNREGULATED CONTAMINANT; CORROSION CONTROL INHIBITOR ADDITION; HYPOCHLORINATION; IRON OR MANGANESE SEQUESTRATION; OR ULTRAVIOLET RADIATION. THE LEAD/CHIEF OPERATOR MUST BE CLASS D OR HIGHER. 50,000 GPD UP TO 0.25 MGD-STAFFING BY CLASS D OR HIGHER OPERATOR: 3 VISITS/WEEK ON NONCONSECUTIVE DAYS FOR A TOTAL OF 0.3 HOUR/WEEK. LESS THAN 50,000 GPD-STAFFING BY A CLASS D OR HIGHER OPERATOR: 2 VISITS/WEEK ON NONCONSECUTIVE DAYS FOR A TOTAL OF 0.2 HOUR/WEEK. THERE SHALL BE NO MORE THAN 5 DAYS BETWEEN THE LAST VISIT IN ONE WEEK AND THE FIRST VISIT IN THE NEXT WEEK. | N | Y | TENDER CARE MEDICAL SERVICES | 3107 CR 488 |  | DUNNELLON | FL | 34432 |  | 3526836895 |  | THOMAS LOBIANCO | THOMAS LOBIANCO | 3107 W. DUNNELLON ROAD |  | DUNNELLON | FL | 34433 |  | 3524742468 |  | INVESTOR | 25 | 5000 | 1 | 2017-02-24 | 2017-02-03 | NC01 | 50
6 | CITRUS | SWD | cguhl@battlemonument.com | 6095064 | NONCOMMUNITY | CHLORINATION; AERATION FOR REMOVAL OF ANY SECONDARY CONTAMINANT, SULFIDE, OR ANY UNREGULATED CONTAMINANT; CORROSION CONTROL INHIBITOR ADDITION; HYPOCHLORINATION; IRON OR MANGANESE SEQUESTRATION; OR ULTRAVIOLET RADIATION. THE LEAD/CHIEF OPERATOR MUST BE CLASS D OR HIGHER. 50,000 GPD UP TO 0.25 MGD-STAFFING BY CLASS D OR HIGHER OPERATOR: 3 VISITS/WEEK ON NONCONSECUTIVE DAYS FOR A TOTAL OF 0.3 HOUR/WEEK. LESS THAN 50,000 GPD-STAFFING BY A CLASS D OR HIGHER OPERATOR: 2 VISITS/WEEK ON NONCONSECUTIVE DAYS FOR A TOTAL OF 0.2 HOUR/WEEK. THERE SHALL BE NO MORE THAN 5 DAYS BETWEEN THE LAST VISIT IN ONE WEEK AND THE FIRST VISIT IN THE NEXT WEEK. | N | Y | DOLLAR GENERAL STORE #9269 | 1385 N FLORIDA AVE |  | HERNANDO | FL | 34443 |  |  |  | LAURIE STEWART | BATTLE MONUMENT GROUP - CHLOE GUHL | 530 EAST MAIN STREET SUITE 100 |  | RICHMOND | VA | 23219 |  | 6782942287 |  | INVESTOR | 25 | 5000 | 1 | 2017-05-24 | 2017-05-22 | NC01 | 50
6 | CITRUS | SWD | jsriedel@embarqmail.com | 6095066 | NONCOMMUNITY | CHLORINATION; AERATION FOR REMOVAL OF ANY SECONDARY CONTAMINANT, SULFIDE, OR ANY UNREGULATED CONTAMINANT; CORROSION CONTROL INHIBITOR ADDITION; HYPOCHLORINATION; IRON OR MANGANESE SEQUESTRATION; OR ULTRAVIOLET RADIATION. THE LEAD/CHIEF OPERATOR MUST BE CLASS D OR HIGHER. 50,000 GPD UP TO 0.25 MGD-STAFFING BY CLASS D OR HIGHER OPERATOR: 3 VISITS/WEEK ON NONCONSECUTIVE DAYS FOR A TOTAL OF 0.3 HOUR/WEEK. LESS THAN 50,000 GPD-STAFFING BY A CLASS D OR HIGHER OPERATOR: 2 VISITS/WEEK ON NONCONSECUTIVE DAYS FOR A TOTAL OF 0.2 HOUR/WEEK. THERE SHALL BE NO MORE THAN 5 DAYS BETWEEN THE LAST VISIT IN ONE WEEK AND THE FIRST VISIT IN THE NEXT WEEK. | N | Y | GRACE BIBLE FELLOWSHIP OF CITRUS CO. | 4979 E. ARBOR STREET |  | INVERNESS | FL | 34450 |  | 3527269972 |  | LELAND SHIPP | LELAND SHIPP | 4979 E. ARBOR STREET |  | INVERNESS | FL | 34452 |  | 3527269972 |  | OTHER | 25 | 5000 | 1 | 2022-01-11 | 2021-11-09 | NC01 | 50
6 | CITRUS | SWD |  | 6095070 | NONCOMMUNITY | CHLORINATION; AERATION FOR REMOVAL OF ANY SECONDARY CONTAMINANT, SULFIDE, OR ANY UNREGULATED CONTAMINANT; CORROSION CONTROL INHIBITOR ADDITION; HYPOCHLORINATION; IRON OR MANGANESE SEQUESTRATION; OR ULTRAVIOLET RADIATION. THE LEAD/CHIEF OPERATOR MUST BE CLASS D OR HIGHER. 50,000 GPD UP TO 0.25 MGD-STAFFING BY CLASS D OR HIGHER OPERATOR: 3 VISITS/WEEK ON NONCONSECUTIVE DAYS FOR A TOTAL OF 0.3 HOUR/WEEK. LESS THAN 50,000 GPD-STAFFING BY A CLASS D OR HIGHER OPERATOR: 2 VISITS/WEEK ON NONCONSECUTIVE DAYS FOR A TOTAL OF 0.2 HOUR/WEEK. THERE SHALL BE NO MORE THAN 5 DAYS BETWEEN THE LAST VISIT IN ONE WEEK AND THE FIRST VISIT IN THE NEXT WEEK. | N | Y | TRAIL PLAZA | 03220 S REGAL LILLY WAY |  | HOMOSASSA | FL | 34446 |  |  |  |  | RADADIA NARENDRAKUMAR | 4050 S. WINDING OAKS DRIVE |  | HOMOSASSA | FL | 3446 |  | 3524640455 |  | INVESTOR | 25 | 2000 | 3 | 2012-11-09 | 2018-04-30 | NC01 | 50
6 | CITRUS | SWD |  | 6095073 | NONCOMMUNITY | CHLORINATION; AERATION FOR REMOVAL OF ANY SECONDARY CONTAMINANT, SULFIDE, OR ANY UNREGULATED CONTAMINANT; CORROSION CONTROL INHIBITOR ADDITION; HYPOCHLORINATION; IRON OR MANGANESE SEQUESTRATION; OR ULTRAVIOLET RADIATION. THE LEAD/CHIEF OPERATOR MUST BE CLASS D OR HIGHER. 50,000 GPD UP TO 0.25 MGD-STAFFING BY CLASS D OR HIGHER OPERATOR: 3 VISITS/WEEK ON NONCONSECUTIVE DAYS FOR A TOTAL OF 0.3 HOUR/WEEK. LESS THAN 50,000 GPD-STAFFING BY A CLASS D OR HIGHER OPERATOR: 2 VISITS/WEEK ON NONCONSECUTIVE DAYS FOR A TOTAL OF 0.2 HOUR/WEEK. THERE SHALL BE NO MORE THAN 5 DAYS BETWEEN THE LAST VISIT IN ONE WEEK AND THE FIRST VISIT IN THE NEXT WEEK. | N | Y | CITRONELLE PARK | W. DUNKLIN ST. |  | INVERNESS | FL | 34450 |  | 3525277650 |  |  | FRANCINE NOBLES | 2804 W. MARC KNIGHTON CT. |  | LECANTO | FL | 34461 |  | 3525277540 |  | COUNTY | 50 | 2000 | 1 | 2011-08-17 | 2018-04-04 | NC01 | 50
6 | CITRUS | SWD | gbc@tampoabay.rr.com | 6095076 | NONCOMMUNITY | CHLORINATION; AERATION FOR REMOVAL OF ANY SECONDARY CONTAMINANT, SULFIDE, OR ANY UNREGULATED CONTAMINANT; CORROSION CONTROL INHIBITOR ADDITION; HYPOCHLORINATION; IRON OR MANGANESE SEQUESTRATION; OR ULTRAVIOLET RADIATION. THE LEAD/CHIEF OPERATOR MUST BE CLASS D OR HIGHER. 50,000 GPD UP TO 0.25 MGD-STAFFING BY CLASS D OR HIGHER OPERATOR: 3 VISITS/WEEK ON NONCONSECUTIVE DAYS FOR A TOTAL OF 0.3 HOUR/WEEK. LESS THAN 50,000 GPD-STAFFING BY A CLASS D OR HIGHER OPERATOR: 2 VISITS/WEEK ON NONCONSECUTIVE DAYS FOR A TOTAL OF 0.2 HOUR/WEEK. THERE SHALL BE NO MORE THAN 5 DAYS BETWEEN THE LAST VISIT IN ONE WEEK AND THE FIRST VISIT IN THE NEXT WEEK. | N | Y | GRACE BIBLE CHURCH | 6382 W. GREEN ACRES ST. |  | HOMOSASSA | FL | 34447 |  | 3527265454 |  | GRACE BIBLE CHURCH | WENCE KAREIS | PO BOX 1067 |  | HOMOSASSA SPRINGS | FL | 34447 |  |  |  | OTHER | 50 | 5000 | 1 | 2014-09-04 | 2021-05-18 | NC01 | 50
6 | CITRUS | SWD |  | 6095077 | NONCOMMUNITY | CHLORINATION; AERATION FOR REMOVAL OF ANY SECONDARY CONTAMINANT, SULFIDE, OR ANY UNREGULATED CONTAMINANT; CORROSION CONTROL INHIBITOR ADDITION; HYPOCHLORINATION; IRON OR MANGANESE SEQUESTRATION; OR ULTRAVIOLET RADIATION. THE LEAD/CHIEF OPERATOR MUST BE CLASS D OR HIGHER. 50,000 GPD UP TO 0.25 MGD-STAFFING BY CLASS D OR HIGHER OPERATOR: 3 VISITS/WEEK ON NONCONSECUTIVE DAYS FOR A TOTAL OF 0.3 HOUR/WEEK. LESS THAN 50,000 GPD-STAFFING BY A CLASS D OR HIGHER OPERATOR: 2 VISITS/WEEK ON NONCONSECUTIVE DAYS FOR A TOTAL OF 0.2 HOUR/WEEK. THERE SHALL BE NO MORE THAN 5 DAYS BETWEEN THE LAST VISIT IN ONE WEEK AND THE FIRST VISIT IN THE NEXT WEEK. | N | Y | JANACK PLAZA | 5709 SUNCOAST BLVD. |  | HOMOSASSA | FL | 34487 |  |  |  |  | JOSH LAYTON | 3412 BAY TO BAY BLVD. |  | TAMPA | FL | 33629 |  | 8138311984 |  | INVESTOR | 25 | 10000 | 1 | 2018-08-10 | 2018-04-01 | NC01 | 50
6 | CITRUS | SWD | CONTACT@CWMOUNTAINHORSES.COM | 6095080 | NONCOMMUNITY | CHLORINATION; AERATION FOR REMOVAL OF ANY SECONDARY CONTAMINANT, SULFIDE, OR ANY UNREGULATED CONTAMINANT; CORROSION CONTROL INHIBITOR ADDITION; HYPOCHLORINATION; IRON OR MANGANESE SEQUESTRATION; OR ULTRAVIOLET RADIATION. THE LEAD/CHIEF OPERATOR MUST BE CLASS D OR HIGHER. 50,000 GPD UP TO 0.25 MGD-STAFFING BY CLASS D OR HIGHER OPERATOR: 3 VISITS/WEEK ON NONCONSECUTIVE DAYS FOR A TOTAL OF 0.3 HOUR/WEEK. LESS THAN 50,000 GPD-STAFFING BY A CLASS D OR HIGHER OPERATOR: 2 VISITS/WEEK ON NONCONSECUTIVE DAYS FOR A TOTAL OF 0.2 HOUR/WEEK. THERE SHALL BE NO MORE THAN 5 DAYS BETWEEN THE LAST VISIT IN ONE WEEK AND THE FIRST VISIT IN THE NEXT WEEK. | N | Y | SPORTSMAN PLAZA | 111 N. FLORIDA AVE. SUITE E |  | INVERNESS | FL | 34453 |  | 3526373100 |  |  | DANETTE L WILLIAMS | 4554 WINDMILL DR |  | INVERNESS | FL | 34453 |  | 8133402790 |  | INVESTOR | 25 | 1000 | 1 | 2020-02-27 | 2020-02-18 | NC01 | 50
6 | CITRUS | SWD |  | 6095083 | NONTRANSIENT NONCOMMUNITY | CHLORINATION; AERATION FOR REMOVAL OF ANY SECONDARY CONTAMINANT, SULFIDE, OR ANY UNREGULATED CONTAMINANT; CORROSION CONTROL INHIBITOR ADDITION; HYPOCHLORINATION; IRON OR MANGANESE SEQUESTRATION; OR ULTRAVIOLET RADIATION. THE LEAD/CHIEF OPERATOR MUST BE CLASS D OR HIGHER. 50,000 GPD UP TO 0.25 MGD-STAFFING BY CLASS D OR HIGHER OPERATOR: 3 VISITS/WEEK ON NONCONSECUTIVE DAYS FOR A TOTAL OF 0.3 HOUR/WEEK. LESS THAN 50,000 GPD-STAFFING BY A CLASS D OR HIGHER OPERATOR: 2 VISITS/WEEK ON NONCONSECUTIVE DAYS FOR A TOTAL OF 0.2 HOUR/WEEK. THERE SHALL BE NO MORE THAN 5 DAYS BETWEEN THE LAST VISIT IN ONE WEEK AND THE FIRST VISIT IN THE NEXT WEEK. | N | Y | SEVEN RIVERS PROFESSIONAL CENTER | 2421 LECANTO HIGHWAY |  | LECANTO | FL | 34461 |  |  |  |  | CRYSTAL RIVER PARTNERS LLC | 11007 KENTMERE COURT |  | WINDERMERE | FL | 34786 |  | 3526893090 |  | INVESTOR | 90 | 22000 | 18 | 2019-05-24 | 2019-03-04 | NTNC | 100
6 | CITRUS | SWD | jffbrk@gmail.com | 6095085 | NONTRANSIENT NONCOMMUNITY | CHLORINATION; AERATION FOR REMOVAL OF ANY SECONDARY CONTAMINANT, SULFIDE, OR ANY UNREGULATED CONTAMINANT; CORROSION CONTROL INHIBITOR ADDITION; HYPOCHLORINATION; IRON OR MANGANESE SEQUESTRATION; OR ULTRAVIOLET RADIATION. THE LEAD/CHIEF OPERATOR MUST BE CLASS D OR HIGHER. 50,000 GPD UP TO 0.25 MGD-STAFFING BY CLASS D OR HIGHER OPERATOR: 3 VISITS/WEEK ON NONCONSECUTIVE DAYS FOR A TOTAL OF 0.3 HOUR/WEEK. LESS THAN 50,000 GPD-STAFFING BY A CLASS D OR HIGHER OPERATOR: 2 VISITS/WEEK ON NONCONSECUTIVE DAYS FOR A TOTAL OF 0.2 HOUR/WEEK. THERE SHALL BE NO MORE THAN 5 DAYS BETWEEN THE LAST VISIT IN ONE WEEK AND THE FIRST VISIT IN THE NEXT WEEK. | N | Y | CHRIST WAY FELLOWSHIP CHURCH | 972 N CHRISTY WAY |  | INVERNESS | FL | 34453 |  | 3527269768 |  | PASTOR JEFF BURKE | PAUL SALLEE | 972 N CHRISTY WAY |  | INVERNESS | FL | 34453 |  | 3527269768 |  | OTHER | 63 | 3100 | 1 | 2018-12-11 | 2018-12-07 | NTNC | 100
6 | CITRUS | SWD |  | 6095087 | NONCOMMUNITY | CHLORINATION; AERATION FOR REMOVAL OF ANY SECONDARY CONTAMINANT, SULFIDE, OR ANY UNREGULATED CONTAMINANT; CORROSION CONTROL INHIBITOR ADDITION; HYPOCHLORINATION; IRON OR MANGANESE SEQUESTRATION; OR ULTRAVIOLET RADIATION. THE LEAD/CHIEF OPERATOR MUST BE CLASS D OR HIGHER. 50,000 GPD UP TO 0.25 MGD-STAFFING BY CLASS D OR HIGHER OPERATOR: 3 VISITS/WEEK ON NONCONSECUTIVE DAYS FOR A TOTAL OF 0.3 HOUR/WEEK. LESS THAN 50,000 GPD-STAFFING BY A CLASS D OR HIGHER OPERATOR: 2 VISITS/WEEK ON NONCONSECUTIVE DAYS FOR A TOTAL OF 0.2 HOUR/WEEK. THERE SHALL BE NO MORE THAN 5 DAYS BETWEEN THE LAST VISIT IN ONE WEEK AND THE FIRST VISIT IN THE NEXT WEEK. | N | Y | CITRONELLE DOLLAR GENERAL | 7858 N CITRUS AVENUE |  | CRYSTAL RIVER | FL | 34427 |  | 2295164289 |  |  | KRISTIN ELLIOTT | 100 MISSION RIDGE |  | GOODLETTSVILLE | TN | 37072 |  | 6158555365 |  | INVESTOR | 100 | 0 | 1 | 2013-07-05 | 2017-12-04 | NC01 | 50
6 | CITRUS | SWD |  | 6095088 | NONCOMMUNITY | CHLORINATION; AERATION FOR REMOVAL OF ANY SECONDARY CONTAMINANT, SULFIDE, OR ANY UNREGULATED CONTAMINANT; CORROSION CONTROL INHIBITOR ADDITION; HYPOCHLORINATION; IRON OR MANGANESE SEQUESTRATION; OR ULTRAVIOLET RADIATION. THE LEAD/CHIEF OPERATOR MUST BE CLASS D OR HIGHER. 50,000 GPD UP TO 0.25 MGD-STAFFING BY CLASS D OR HIGHER OPERATOR: 3 VISITS/WEEK ON NONCONSECUTIVE DAYS FOR A TOTAL OF 0.3 HOUR/WEEK. LESS THAN 50,000 GPD-STAFFING BY A CLASS D OR HIGHER OPERATOR: 2 VISITS/WEEK ON NONCONSECUTIVE DAYS FOR A TOTAL OF 0.2 HOUR/WEEK. THERE SHALL BE NO MORE THAN 5 DAYS BETWEEN THE LAST VISIT IN ONE WEEK AND THE FIRST VISIT IN THE NEXT WEEK. | N | Y | HOLDER DOLLAR GENERAL | 6915 NORTH FLORIDA AVENUE |  | HERNANDO | FL | 34442 |  | 2296164289 |  |  | KRISTIN ELLIOTT | 100 MISSION RIDGE |  | GOODLETTSVILLE | TN | 37072 |  | 6158555365 |  | INVESTOR | 25 | 0 | 1 | 2019-06-27 | 2019-05-03 | NC01 | 50
6 | CITRUS | SWD |  | 6095089 | NONCOMMUNITY | CHLORINATION; AERATION FOR REMOVAL OF ANY SECONDARY CONTAMINANT, SULFIDE, OR ANY UNREGULATED CONTAMINANT; CORROSION CONTROL INHIBITOR ADDITION; HYPOCHLORINATION; IRON OR MANGANESE SEQUESTRATION; OR ULTRAVIOLET RADIATION. THE LEAD/CHIEF OPERATOR MUST BE CLASS D OR HIGHER. 50,000 GPD UP TO 0.25 MGD-STAFFING BY CLASS D OR HIGHER OPERATOR: 3 VISITS/WEEK ON NONCONSECUTIVE DAYS FOR A TOTAL OF 0.3 HOUR/WEEK. LESS THAN 50,000 GPD-STAFFING BY A CLASS D OR HIGHER OPERATOR: 2 VISITS/WEEK ON NONCONSECUTIVE DAYS FOR A TOTAL OF 0.2 HOUR/WEEK. THERE SHALL BE NO MORE THAN 5 DAYS BETWEEN THE LAST VISIT IN ONE WEEK AND THE FIRST VISIT IN THE NEXT WEEK. | N | Y | INVERNESS DOLLAR GENERAL | 8495 EAST GULF TO LAKE HIGHWAY |  | INVERNESS | FL | 34450 |  | 2295164289 |  |  | KRISTIN ELLIOTT | 100 MISSION RIDGE |  | GOODLETTSVILLE | TN | 37072 |  | 6258555365 |  | INVESTOR | 25 | 28800 | 1 |  | 2016-12-29 | NC01 | 50
6 | CITRUS | SWD | BCOMMONS@SEVENRIVERS.ORG | 6095090 | NONCOMMUNITY | CHLORINATION; AERATION FOR REMOVAL OF ANY SECONDARY CONTAMINANT, SULFIDE, OR ANY UNREGULATED CONTAMINANT; CORROSION CONTROL INHIBITOR ADDITION; HYPOCHLORINATION; IRON OR MANGANESE SEQUESTRATION; OR ULTRAVIOLET RADIATION. THE LEAD/CHIEF OPERATOR MUST BE CLASS D OR HIGHER. 50,000 GPD UP TO 0.25 MGD-STAFFING BY CLASS D OR HIGHER OPERATOR: 3 VISITS/WEEK ON NONCONSECUTIVE DAYS FOR A TOTAL OF 0.3 HOUR/WEEK. LESS THAN 50,000 GPD-STAFFING BY A CLASS D OR HIGHER OPERATOR: 2 VISITS/WEEK ON NONCONSECUTIVE DAYS FOR A TOTAL OF 0.2 HOUR/WEEK. THERE SHALL BE NO MORE THAN 5 DAYS BETWEEN THE LAST VISIT IN ONE WEEK AND THE FIRST VISIT IN THE NEXT WEEK. | N | Y | SEVEN RIVERS SCHOOL ATHLETIC COMPLEX | 4878 WEST SOUTHERN STREET |  | LECANTO | FL | 34461 |  | 3527466200 |  |  | BLAIR COMMONS | 4221 W. GULF TO LAKE HWY |  | LECANTO | FL | 34461 |  | 3527466299 |  | OTHER | 25 | 0 | 1 | 2015-08-20 | 2021-06-15 | NC01 | 50
6 | CITRUS | SWD | wink57@Icloud.com | 6095091 | NONCOMMUNITY | CHLORINATION; AERATION FOR REMOVAL OF ANY SECONDARY CONTAMINANT, SULFIDE, OR ANY UNREGULATED CONTAMINANT; CORROSION CONTROL INHIBITOR ADDITION; HYPOCHLORINATION; IRON OR MANGANESE SEQUESTRATION; OR ULTRAVIOLET RADIATION. THE LEAD/CHIEF OPERATOR MUST BE CLASS D OR HIGHER. 50,000 GPD UP TO 0.25 MGD-STAFFING BY CLASS D OR HIGHER OPERATOR: 3 VISITS/WEEK ON NONCONSECUTIVE DAYS FOR A TOTAL OF 0.3 HOUR/WEEK. LESS THAN 50,000 GPD-STAFFING BY A CLASS D OR HIGHER OPERATOR: 2 VISITS/WEEK ON NONCONSECUTIVE DAYS FOR A TOTAL OF 0.2 HOUR/WEEK. THERE SHALL BE NO MORE THAN 5 DAYS BETWEEN THE LAST VISIT IN ONE WEEK AND THE FIRST VISIT IN THE NEXT WEEK. | N | Y | SCOREBOARD BAR | 1300 ANDREW STREET |  | INVERNESS | FL | 34450 |  | 3522126974 |  |  | WILMA MCCLAIN | 1300 ANDREW STREET |  | INVERNESS | FL | 34453 |  | 3522126974 |  | INVESTOR | 25 | 0 | 1 | 2020-06-18 | 2020-05-19 | NC01 | 50
6 | CITRUS | SWD |  | 6095093 | NONTRANSIENT NONCOMMUNITY | CHLORINATION; AERATION FOR REMOVAL OF ANY SECONDARY CONTAMINANT, SULFIDE, OR ANY UNREGULATED CONTAMINANT; CORROSION CONTROL INHIBITOR ADDITION; HYPOCHLORINATION; IRON OR MANGANESE SEQUESTRATION; OR ULTRAVIOLET RADIATION. THE LEAD/CHIEF OPERATOR MUST BE CLASS D OR HIGHER. 50,000 GPD UP TO 0.25 MGD-STAFFING BY CLASS D OR HIGHER OPERATOR: 3 VISITS/WEEK ON NONCONSECUTIVE DAYS FOR A TOTAL OF 0.3 HOUR/WEEK. LESS THAN 50,000 GPD-STAFFING BY A CLASS D OR HIGHER OPERATOR: 2 VISITS/WEEK ON NONCONSECUTIVE DAYS FOR A TOTAL OF 0.2 HOUR/WEEK. THERE SHALL BE NO MORE THAN 5 DAYS BETWEEN THE LAST VISIT IN ONE WEEK AND THE FIRST VISIT IN THE NEXT WEEK. | N | N | DUKE ENERGY COMBINED CYCLE WTP | 14385 N. ACCESS ROAD |  | CRYSTAL RIVER | FL | 34428 |  | 3525634333 |  |  | DUKE ENERGY FLORIDA, LLC | 14385 N. ACCESS ROAD |  | CRYSTAL | FL | 34428 |  | 3525634333 |  | INVESTOR | 58 | 0 | 1 |  | 2021-03-03 | NTNC | 100
6 | CITRUS | SWD |  | 6095094 | NONCOMMUNITY | CHLORINATION; AERATION FOR REMOVAL OF ANY SECONDARY CONTAMINANT, SULFIDE, OR ANY UNREGULATED CONTAMINANT; CORROSION CONTROL INHIBITOR ADDITION; HYPOCHLORINATION; IRON OR MANGANESE SEQUESTRATION; OR ULTRAVIOLET RADIATION. THE LEAD/CHIEF OPERATOR MUST BE CLASS D OR HIGHER. 50,000 GPD UP TO 0.25 MGD-STAFFING BY CLASS D OR HIGHER OPERATOR: 3 VISITS/WEEK ON NONCONSECUTIVE DAYS FOR A TOTAL OF 0.3 HOUR/WEEK. LESS THAN 50,000 GPD-STAFFING BY A CLASS D OR HIGHER OPERATOR: 2 VISITS/WEEK ON NONCONSECUTIVE DAYS FOR A TOTAL OF 0.2 HOUR/WEEK. THERE SHALL BE NO MORE THAN 5 DAYS BETWEEN THE LAST VISIT IN ONE WEEK AND THE FIRST VISIT IN THE NEXT WEEK. | N | Y | OUTPOST RANGE WTP | 2930 S CAUTHEN POINT |  | LECANTO | FL | 34461 |  | 3526016899 |  |  | RON GOODENOW | 821 SE HWY 19 |  | CRYSTAL RIVER | FL | 34429 |  | 3526016899 |  | INVESTOR | 100 | 0 | 1 | 2018-01-30 | 2018-01-19 | NC01 | 50
6 | CITRUS | SWD |  | 6095096 | NONCOMMUNITY | CHLORINATION; AERATION FOR REMOVAL OF ANY SECONDARY CONTAMINANT, SULFIDE, OR ANY UNREGULATED CONTAMINANT; CORROSION CONTROL INHIBITOR ADDITION; HYPOCHLORINATION; IRON OR MANGANESE SEQUESTRATION; OR ULTRAVIOLET RADIATION. THE LEAD/CHIEF OPERATOR MUST BE CLASS D OR HIGHER. 50,000 GPD UP TO 0.25 MGD-STAFFING BY CLASS D OR HIGHER OPERATOR: 3 VISITS/WEEK ON NONCONSECUTIVE DAYS FOR A TOTAL OF 0.3 HOUR/WEEK. LESS THAN 50,000 GPD-STAFFING BY A CLASS D OR HIGHER OPERATOR: 2 VISITS/WEEK ON NONCONSECUTIVE DAYS FOR A TOTAL OF 0.2 HOUR/WEEK. THERE SHALL BE NO MORE THAN 5 DAYS BETWEEN THE LAST VISIT IN ONE WEEK AND THE FIRST VISIT IN THE NEXT WEEK. | N | Y | NATURE COAST COMMUNITY CHURCH | 5113 S SUNCOAST BLVD |  | HOMOSASSA | FL | 34446 |  | 3526286222 |  |  | NATURE COAST COMMUNITY CHURCH INC | 5113 S SUNCOAST BLVD |  | HOMOSASSA | FL | 34446 |  | 3526286222 |  | OTHER | 25 | 0 | 1 | 2019-11-08 | 2019-07-29 | NC01 | 50
6 | CITRUS | SWD | chefalan@cavallowinery.com | 6095097 | NONCOMMUNITY | CHLORINATION; AERATION FOR REMOVAL OF ANY SECONDARY CONTAMINANT, SULFIDE, OR ANY UNREGULATED CONTAMINANT; CORROSION CONTROL INHIBITOR ADDITION; HYPOCHLORINATION; IRON OR MANGANESE SEQUESTRATION; OR ULTRAVIOLET RADIATION. THE LEAD/CHIEF OPERATOR MUST BE CLASS D OR HIGHER. 50,000 GPD UP TO 0.25 MGD-STAFFING BY CLASS D OR HIGHER OPERATOR: 3 VISITS/WEEK ON NONCONSECUTIVE DAYS FOR A TOTAL OF 0.3 HOUR/WEEK. LESS THAN 50,000 GPD-STAFFING BY A CLASS D OR HIGHER OPERATOR: 2 VISITS/WEEK ON NONCONSECUTIVE DAYS FOR A TOTAL OF 0.2 HOUR/WEEK. THERE SHALL BE NO MORE THAN 5 DAYS BETWEEN THE LAST VISIT IN ONE WEEK AND THE FIRST VISIT IN THE NEXT WEEK. | N | Y | CAVALLO WINERY | 8123 SOUTH LECANTO HIGHWAY |  | LECANTO | FL | 34461 |  | 3527653310 |  |  | PHILIP BOMHOFF | 8123 SOUTH LECANTO HIGHWAY |  | LECANTO | FL | 34461 |  | 3527653310 |  | INVESTOR | 25 | 0 | 1 |  | 2019-09-17 | NC01 | 50
5 | DESOTO | SD | wtp@arcadia-fl.gov | 6140314 | COMMUNITY | ACTIVATED CARBON PROCESSES; DIATOMACEOUS EARTH FILTRATION; ION EXCHANGE FOR REMOVAL OF ANY PRIMARY CONTAMINANT; ION AND MANGANESE REMOVAL (OXIDATION, DETENTION, AND FILTRATION); OR SLOW SAND FILTRATION. LEAD/CHIEF OPERATOR MUST BE CLASS C OR HIGHER. 1.0 MGD UP TO 2.0 MGD-STAFFING BY CLASS C OR HIGHER OPERATOR: 6 HOURS/DAY FOR 5 DAYS/WEEK AND ONE VISIT ON EACH WEEKEND DAY. 0.5 MGD UP TO 1.0 MGD-STAFFING BY CLASS C OR HIGHER OPERATOR: 3 HOURS/DAY FOR 5 DAYS/WEEK AND ONE VISIT ON EACH WEEKEND DAY. 0.25 MGD UP TO 0.5 MGD-STAFFING BY CLASS C OR HIGHER OPERATOR: 1 HOUR/DAY FOR 5 DAYS/WEEK AND ONE VISIT ON EACH WEEKEND DAY. LESS THAN 0.25 MGD-STAFFING BY CLASS C OR HIGHER OPERATOR: 5 VISITS/WEEK AND ONE VISIT EACH WEEKEND FOR A TOTAL OF 1.8 HOURS/WEEK. | Y | Y | ARCADIA WATER DEPT, CITY OF | 645 TURNER RD. |  | ARCADIA | FL | 34265 |  | 8634941626 |  | TERRY STEWART | [9 empty] | MUNICIPALITY | 8942 | 1500000 | 3215 | 2013-10-17 | 2018-12-18 | DC03 | 2000
5 | DESOTO | SD | CARKO939@AOL.COM | 6140400 | NONCOMMUNITY | CHLORINATION; AERATION FOR REMOVAL OF ANY SECONDARY CONTAMINANT, SULFIDE, OR ANY UNREGULATED CONTAMINANT; CORROSION CONTROL INHIBITOR ADDITION; HYPOCHLORINATION; IRON OR MANGANESE SEQUESTRATION; OR ULTRAVIOLET RADIATION. THE LEAD/CHIEF OPERATOR MUST BE CLASS D OR HIGHER. 50,000 GPD UP TO 0.25 MGD-STAFFING BY CLASS D OR HIGHER OPERATOR: 3 VISITS/WEEK ON NONCONSECUTIVE DAYS FOR A TOTAL OF 0.3 HOUR/WEEK. LESS THAN 50,000 GPD-STAFFING BY A CLASS D OR HIGHER OPERATOR: 2 VISITS/WEEK ON NONCONSECUTIVE DAYS FOR A TOTAL OF 0.2 HOUR/WEEK. THERE SHALL BE NO MORE THAN 5 DAYS BETWEEN THE LAST VISIT IN ONE WEEK AND THE FIRST VISIT IN THE NEXT WEEK. | N | Y | SHADY OAKS OF ARCADIA | 5792 N.E. CUBITIS AVE |  | ARCADIA | FL | 34266 |  | 8634941820 |  | CHLOE PERISI | [9 empty] | INVESTOR | 60 | 30000 | 31 | 2014-02-19 | 2018-05-08 | NC01 | 50
5 | DESOTO | SD | d.smith@co.desoto.fl.us | 6140451 | COMMUNITY | MEMBRANE PROCESSES, INCLUDING ELECTRODIALYSIS, ELECTRODIALYSIS REVERSAL, MICROFILTRATION, ULTRAFILTRATION, NANOFILTRATION, AND REVERSE OSMOSIS. THE LEAD/CHIEF OPERATOR MUST BE CLASS C OR HIGHER. 0.5 MGD UP TO 1.0 MGD-STAFFING BY CLASS C OR HIGHER OPERATOR: 6 HOURS/DAY FOR 5 DAYS/WEEK AND ONE VISIT ON EACH WEEKEND DAY. 0.1 MGD UP TO 0.5 MGD-STAFFING BY CLASS C OR HIGHER OPERATOR: 3 HOURS/DAY FOR 5 DAYS/WEEK AND ONE VISIT ON EACH WEEKEND DAY. LESS THAN 0.1 MGD-STAFFING BY CLASS C OR HIGHER OPERATOR: 1 HOUR/DAY FOR 5 DAYS/WEEK AND ONE VISIT ON EACH WEEKEND DAY. | N | Y | DESOTO CORRECTIONAL INST | 13615 S.E. HWY 70 |  | ARCADIA | FL | 34265 |  | 8634917500 |  | Renee Reed | JEANNINE TATUM | 2170 NE ROAN ST. |  | ARCADIA | FL | 34266 |  | 8634917500 |  | STATE | 3134 | 750000 | 10 | 2016-09-14 | 2021-09-15 | DC04 | 1000
5 | DESOTO | SD |  | 6142031 | NONTRANSIENT NONCOMMUNITY | CHLORINATION; AERATION FOR REMOVAL OF ANY SECONDARY CONTAMINANT, SULFIDE, OR ANY UNREGULATED CONTAMINANT; CORROSION CONTROL INHIBITOR ADDITION; HYPOCHLORINATION; IRON OR MANGANESE SEQUESTRATION; OR ULTRAVIOLET RADIATION. THE LEAD/CHIEF OPERATOR MUST BE CLASS D OR HIGHER. 50,000 GPD UP TO 0.25 MGD-STAFFING BY CLASS D OR HIGHER OPERATOR: 3 VISITS/WEEK ON NONCONSECUTIVE DAYS FOR A TOTAL OF 0.3 HOUR/WEEK. LESS THAN 50,000 GPD-STAFFING BY A CLASS D OR HIGHER OPERATOR: 2 VISITS/WEEK ON NONCONSECUTIVE DAYS FOR A TOTAL OF 0.2 HOUR/WEEK. THERE SHALL BE NO MORE THAN 5 DAYS BETWEEN THE LAST VISIT IN ONE WEEK AND THE FIRST VISIT IN THE NEXT WEEK. | N | Y | SUNRISE MOBILE HOME PARK | 2371 S.E. HWY 31 |  | ARCADIA | FL | 34266 |  | 8634947544 |  | MIKE STRAND | MIKE STRAND | 139 SW PECKHAM STREET |  | PORT CHARLOTTE | FL | 33932 |  | 8639901393 |  | INVESTOR | 125 | 74000 | 86 | 2013-01-29 | 2018-11-01 | NTNC | 100
5 | DESOTO | SD | oakview@carefreervresorts.com | 6142038 | NONTRANSIENT NONCOMMUNITY | CHLORINATION; AERATION FOR REMOVAL OF ANY SECONDARY CONTAMINANT, SULFIDE, OR ANY UNREGULATED CONTAMINANT; CORROSION CONTROL INHIBITOR ADDITION; HYPOCHLORINATION; IRON OR MANGANESE SEQUESTRATION; OR ULTRAVIOLET RADIATION. THE LEAD/CHIEF OPERATOR MUST BE CLASS D OR HIGHER. 50,000 GPD UP TO 0.25 MGD-STAFFING BY CLASS D OR HIGHER OPERATOR: 3 VISITS/WEEK ON NONCONSECUTIVE DAYS FOR A TOTAL OF 0.3 HOUR/WEEK. LESS THAN 50,000 GPD-STAFFING BY A CLASS D OR HIGHER OPERATOR: 2 VISITS/WEEK ON NONCONSECUTIVE DAYS FOR A TOTAL OF 0.2 HOUR/WEEK. THERE SHALL BE NO MORE THAN 5 DAYS BETWEEN THE LAST VISIT IN ONE WEEK AND THE FIRST VISIT IN THE NEXT WEEK. | N | Y | OAKVIEW MHP | 2552 N.E. TURNER AVE LOT 75 |  | ARCADIA | FL | 34266 |  | 8634947246 |  | CATHY KELLY | CATHY KELLY | 2552 TURNER AVE. | BOX 75 | ARCADIA | FL | 34266 |  | 8634947246 |  | INVESTOR | 160 | 1 | 119 | 2021-07-22 | 2021-09-30 | NTNC | 100
5 | DESOTO | SD |  | 6142734 | COMMUNITY | CONVENTIONAL FILTRATION (COAGULATION, FLOCCULATION, SEDIMENTATION, AND FILTRATION); DIRECT FILTRATION, (COAGULATION AND FILTRATION); OR LIME SOFTENING 5.0 MGD AND ABOVE. STAFFING BY CLASS C OR HIGHER OPERATOR: 24 HOURS/DAY FOR 7 DAYS/WEEK. THE LEAD/CHIEF OPERATOR MUST BE CLASS A. | Y | N | PEACE RIVER REG WATER PLANT | 8998 SW C.R. 769 |  | ARCADIA | FL | 34269 |  | 8639934565 |  | RICHARD ANDERSON | PATRICK LEHMAN | 9415 TOWN CENTER PKWY |  | LAKEWOOD RANCH | FL | 34202 |  | 9413161776 |  | AUTHORITY/COMMISSION/DISTRICT | 3301 | 51000000 | 4 | 2014-03-12 | 2021-06-15 | DC01 | 6000
5 | DESOTO | SD | vwickey@desoto.net | 6143090 | NONTRANSIENT NONCOMMUNITY | CHLORINATION; AERATION FOR REMOVAL OF ANY SECONDARY CONTAMINANT, SULFIDE, OR ANY UNREGULATED CONTAMINANT; CORROSION CONTROL INHIBITOR ADDITION; HYPOCHLORINATION; IRON OR MANGANESE SEQUESTRATION; OR ULTRAVIOLET RADIATION. THE LEAD/CHIEF OPERATOR MUST BE CLASS D OR HIGHER. 50,000 GPD UP TO 0.25 MGD-STAFFING BY CLASS D OR HIGHER OPERATOR: 3 VISITS/WEEK ON NONCONSECUTIVE DAYS FOR A TOTAL OF 0.3 HOUR/WEEK. LESS THAN 50,000 GPD-STAFFING BY A CLASS D OR HIGHER OPERATOR: 2 VISITS/WEEK ON NONCONSECUTIVE DAYS FOR A TOTAL OF 0.2 HOUR/WEEK. THERE SHALL BE NO MORE THAN 5 DAYS BETWEEN THE LAST VISIT IN ONE WEEK AND THE FIRST VISIT IN THE NEXT WEEK. | N | Y | CRAIGS RV PARK | 7895 N.E. CUBITIS AVENUE |  | ARCADIA | FL | 34266 |  | 8634941820 |  | ALLEN & VICKEY WICKEY | VICKY AND ALLEN WICKEY | 7895 NE CUBITIS AVE. |  | ARCADIA | FL | 34266 |  | 8634941820 |  | INVESTOR | 180 | 36000 | 363 | 2016-07-07 | 2021-05-12 | NTNC | 100
5 | DESOTO | SD | david.rogers@desoto.k12.fl.us | 6144832 | NONCOMMUNITY | CHLORINATION; AERATION FOR REMOVAL OF ANY SECONDARY CONTAMINANT, SULFIDE, OR ANY UNREGULATED CONTAMINANT; CORROSION CONTROL INHIBITOR ADDITION; HYPOCHLORINATION; IRON OR MANGANESE SEQUESTRATION; OR ULTRAVIOLET RADIATION. THE LEAD/CHIEF OPERATOR MUST BE CLASS D OR HIGHER. 50,000 GPD UP TO 0.25 MGD-STAFFING BY CLASS D OR HIGHER OPERATOR: 3 VISITS/WEEK ON NONCONSECUTIVE DAYS FOR A TOTAL OF 0.3 HOUR/WEEK. LESS THAN 50,000 GPD-STAFFING BY A CLASS D OR HIGHER OPERATOR: 2 VISITS/WEEK ON NONCONSECUTIVE DAYS FOR A TOTAL OF 0.2 HOUR/WEEK. THERE SHALL BE NO MORE THAN 5 DAYS BETWEEN THE LAST VISIT IN ONE WEEK AND THE FIRST VISIT IN THE NEXT WEEK. | N | Y | HORSE CREEK | 8806 SW START CENTER ST |  | ARCADIA | FL | 34266 |  | 8639934610 |  | MARK JOSEPH | MARK JOSEPH | 8806 SW START CENTER STREET |  | ARCADIA | FL | 34266 |  |  |  | STATE | 40 | 93000 | 6 | 2016-11-21 | 2021-05-12 | NC01 | 50
5 | DESOTO | SD |  | 6144833 | NONCOMMUNITY | CHLORINATION; AERATION FOR REMOVAL OF ANY SECONDARY CONTAMINANT, SULFIDE, OR ANY UNREGULATED CONTAMINANT; CORROSION CONTROL INHIBITOR ADDITION; HYPOCHLORINATION; IRON OR MANGANESE SEQUESTRATION; OR ULTRAVIOLET RADIATION. THE LEAD/CHIEF OPERATOR MUST BE CLASS D OR HIGHER. 50,000 GPD UP TO 0.25 MGD-STAFFING BY CLASS D OR HIGHER OPERATOR: 3 VISITS/WEEK ON NONCONSECUTIVE DAYS FOR A TOTAL OF 0.3 HOUR/WEEK. LESS THAN 50,000 GPD-STAFFING BY A CLASS D OR HIGHER OPERATOR: 2 VISITS/WEEK ON NONCONSECUTIVE DAYS FOR A TOTAL OF 0.2 HOUR/WEEK. THERE SHALL BE NO MORE THAN 5 DAYS BETWEEN THE LAST VISIT IN ONE WEEK AND THE FIRST VISIT IN THE NEXT WEEK. | N | Y | LAKESIDE ESTATES | 1347 SE LAKESIDE |  | ARCADIA | FL | 34266 |  |  |  | BILL CLANTON | BILL CLANTON | 1364 SE LAKESIDE ROAD |  | ARCADIA | FL | 34266 |  | 7083023771 |  | INVESTOR | 54 | 1 | 28 | 2018-05-23 | 2018-05-22 | NC01 | 50
5 | DESOTO | SD | DESOTO@COOK-COMPANIES.COM | 6144834 | COMMUNITY | CHLORINATION; AERATION FOR REMOVAL OF ANY SECONDARY CONTAMINANT, SULFIDE, OR ANY UNREGULATED CONTAMINANT; CORROSION CONTROL INHIBITOR ADDITION; HYPOCHLORINATION; IRON OR MANGANESE SEQUESTRATION; OR ULTRAVIOLET RADIATION. THE LEAD/CHIEF OPERATOR MUST BE CLASS D OR HIGHER. 50,000 GPD UP TO 0.25 MGD-STAFFING BY CLASS D OR HIGHER OPERATOR: 3 VISITS/WEEK ON NONCONSECUTIVE DAYS FOR A TOTAL OF 0.3 HOUR/WEEK. LESS THAN 50,000 GPD-STAFFING BY A CLASS D OR HIGHER OPERATOR: 2 VISITS/WEEK ON NONCONSECUTIVE DAYS FOR A TOTAL OF 0.2 HOUR/WEEK. THERE SHALL BE NO MORE THAN 5 DAYS BETWEEN THE LAST VISIT IN ONE WEEK AND THE FIRST VISIT IN THE NEXT WEEK. | N | Y | DESOTO VILLAGE MHP | 4810 S.R. 72 N.W. |  | ARCADIA | FL | 34266 |  | 8634942900 |  |  | RYAN COOK | 1826 SOUTH MAIN STREET |  | AKRON | OH | 44301 |  | 8634942900 |  | INVESTOR | 166 | 50000 | 104 | 2014-01-17 | 2019-03-13 | DC05 | 500
5 | DESOTO | SD |  | 6144835 | NONTRANSIENT NONCOMMUNITY | CHLORINATION; AERATION FOR REMOVAL OF ANY SECONDARY CONTAMINANT, SULFIDE, OR ANY UNREGULATED CONTAMINANT; CORROSION CONTROL INHIBITOR ADDITION; HYPOCHLORINATION; IRON OR MANGANESE SEQUESTRATION; OR ULTRAVIOLET RADIATION. THE LEAD/CHIEF OPERATOR MUST BE CLASS D OR HIGHER. 50,000 GPD UP TO 0.25 MGD-STAFFING BY CLASS D OR HIGHER OPERATOR: 3 VISITS/WEEK ON NONCONSECUTIVE DAYS FOR A TOTAL OF 0.3 HOUR/WEEK. LESS THAN 50,000 GPD-STAFFING BY A CLASS D OR HIGHER OPERATOR: 2 VISITS/WEEK ON NONCONSECUTIVE DAYS FOR A TOTAL OF 0.2 HOUR/WEEK. THERE SHALL BE NO MORE THAN 5 DAYS BETWEEN THE LAST VISIT IN ONE WEEK AND THE FIRST VISIT IN THE NEXT WEEK. | N | Y | LITTLE WILLIES RV PARK/RESORT | 5905 N.E. CUBITIS AVE |  | ARCADIA | FL | 34266 |  | 9416395388 |  | ERBAN | COLONIAL MHP LLC | 23181 AJAX AVE. |  | PORT CHARLOTTE | FL | 33952 |  |  |  | INVESTOR | 250 | 201600 | 198 | 2013-06-26 | 2021-02-24 | NTNC | 100
5 | DESOTO | SD |  | 6144840 | NONCOMMUNITY | CHLORINATION; AERATION FOR REMOVAL OF ANY SECONDARY CONTAMINANT, SULFIDE, OR ANY UNREGULATED CONTAMINANT; CORROSION CONTROL INHIBITOR ADDITION; HYPOCHLORINATION; IRON OR MANGANESE SEQUESTRATION; OR ULTRAVIOLET RADIATION. THE LEAD/CHIEF OPERATOR MUST BE CLASS D OR HIGHER. 50,000 GPD UP TO 0.25 MGD-STAFFING BY CLASS D OR HIGHER OPERATOR: 3 VISITS/WEEK ON NONCONSECUTIVE DAYS FOR A TOTAL OF 0.3 HOUR/WEEK. LESS THAN 50,000 GPD-STAFFING BY A CLASS D OR HIGHER OPERATOR: 2 VISITS/WEEK ON NONCONSECUTIVE DAYS FOR A TOTAL OF 0.2 HOUR/WEEK. THERE SHALL BE NO MORE THAN 5 DAYS BETWEEN THE LAST VISIT IN ONE WEEK AND THE FIRST VISIT IN THE NEXT WEEK. | N | Y | SUPER STOP EXPRESS III | 2829 HWY. 70 WEST |  | ARCADIA | FL | 33266 |  | 8007263276 |  | ROSE DINIZ | MR. RAB MASROOR | 6221 W ATLANTIC BLVD |  | MARGATE | FL | 33063 | 5128 | 5613924800 | 104 | INVESTOR | 25 | 5000 | 1 | 2012-04-13 | 2019-02-19 | NC01 | 50
5 | DESOTO | SD | liveoakrv@centurylink.net | 6144841 | NONTRANSIENT NONCOMMUNITY | AERATION FOR REMOVAL OF ANY PRIMARY CONTAMINANT; ALKALINITY/PH ADJUSTMENT; CHLORAMIN ATION; CHLORINE DIOXIDE FOR OXIDATION OR DISINFECTION; FLUORIDATION; ION EXCHANGE FOR REMOVAL OF ANY SECONDARY CONTAMINANT, SULFIDE, OR ANY UNREGULATED CONTAMINANT; OR OZONATION LESS THAN 0.1 MGD. STAFFING BY A CLASS D OR HIGHER OPERATOR: 3 VISITS/WEEK ON NONCONSECUTIVE DAYS FOR A TOTAL OF 0.6 HOUR/WEEK. THE LEAD/CHIEF OPERATOR MUST BE CLASS D OR HIGHER. | N | Y | LIVE OAK RV RESORT | 12865 S.W. HWY. 17 |  | ARCADIA | FL | 34269 | 4498 | 8639934014 |  |  | ROBERT J. VARNER | 12865 S.W. HWY. 17 |  | ARCADIA | FL | 34269 | 4498 | 8639934014 |  | INVESTOR | 850 | 50000 | 399 | 2015-12-03 | 2021-09-21 | NTNC | 100
5 | DESOTO | SD |  | 6144845 | NONCOMMUNITY | CHLORINATION; AERATION FOR REMOVAL OF ANY SECONDARY CONTAMINANT, SULFIDE, OR ANY UNREGULATED CONTAMINANT; CORROSION CONTROL INHIBITOR ADDITION; HYPOCHLORINATION; IRON OR MANGANESE SEQUESTRATION; OR ULTRAVIOLET RADIATION. THE LEAD/CHIEF OPERATOR MUST BE CLASS D OR HIGHER. 50,000 GPD UP TO 0.25 MGD-STAFFING BY CLASS D OR HIGHER OPERATOR: 3 VISITS/WEEK ON NONCONSECUTIVE DAYS FOR A TOTAL OF 0.3 HOUR/WEEK. LESS THAN 50,000 GPD-STAFFING BY A CLASS D OR HIGHER OPERATOR: 2 VISITS/WEEK ON NONCONSECUTIVE DAYS FOR A TOTAL OF 0.2 HOUR/WEEK. THERE SHALL BE NO MORE THAN 5 DAYS BETWEEN THE LAST VISIT IN ONE WEEK AND THE FIRST VISIT IN THE NEXT WEEK. | N | Y | S. 761 GROCERY | 9836 SW COUNTY ROAD 761 |  | ARCADIA | FL | 34266 |  | 8634943446 |  | MOHAMED HOSSAIN | M.D. ABDIN | 9836 SW COUNTY ROAD 761 |  | ARCADIA | FL | 34266 |  | 8634943446 |  | INVESTOR | 25 | 500 | 1 | 2014-02-07 | 2019-02-19 | NC01 | 50
5 | DESOTO | SD |  | 6144846 | NONCOMMUNITY | CHLORINATION; AERATION FOR REMOVAL OF ANY SECONDARY CONTAMINANT, SULFIDE, OR ANY UNREGULATED CONTAMINANT; CORROSION CONTROL INHIBITOR ADDITION; HYPOCHLORINATION; IRON OR MANGANESE SEQUESTRATION; OR ULTRAVIOLET RADIATION. THE LEAD/CHIEF OPERATOR MUST BE CLASS D OR HIGHER. 50,000 GPD UP TO 0.25 MGD-STAFFING BY CLASS D OR HIGHER OPERATOR: 3 VISITS/WEEK ON NONCONSECUTIVE DAYS FOR A TOTAL OF 0.3 HOUR/WEEK. LESS THAN 50,000 GPD-STAFFING BY A CLASS D OR HIGHER OPERATOR: 2 VISITS/WEEK ON NONCONSECUTIVE DAYS FOR A TOTAL OF 0.2 HOUR/WEEK. THERE SHALL BE NO MORE THAN 5 DAYS BETWEEN THE LAST VISIT IN ONE WEEK AND THE FIRST VISIT IN THE NEXT WEEK. | N | Y | REEF & BEEF | 2079 SE HIGHWAY 70 |  | ARCADIA | FL | 34266 |  | 8634946600 |  |  | HECTOR BARAJAS | 2079 SE HWY 70 |  | ARCADIA | FL | 34266 |  | 8639901433 |  | OTHER | 25 | 500 | 1 | 2013-12-04 | 2019-03-05 | NC01 | 50
5 | DESOTO | SD | INFO@NAV-A-GATOR.COM | 6144848 | NONCOMMUNITY | CHLORINATION; AERATION FOR REMOVAL OF ANY SECONDARY CONTAMINANT, SULFIDE, OR ANY UNREGULATED CONTAMINANT; CORROSION CONTROL INHIBITOR ADDITION; HYPOCHLORINATION; IRON OR MANGANESE SEQUESTRATION; OR ULTRAVIOLET RADIATION. THE LEAD/CHIEF OPERATOR MUST BE CLASS D OR HIGHER. 50,000 GPD UP TO 0.25 MGD-STAFFING BY CLASS D OR HIGHER OPERATOR: 3 VISITS/WEEK ON NONCONSECUTIVE DAYS FOR A TOTAL OF 0.3 HOUR/WEEK. LESS THAN 50,000 GPD-STAFFING BY A CLASS D OR HIGHER OPERATOR: 2 VISITS/WEEK ON NONCONSECUTIVE DAYS FOR A TOTAL OF 0.2 HOUR/WEEK. THERE SHALL BE NO MORE THAN 5 DAYS BETWEEN THE LAST VISIT IN ONE WEEK AND THE FIRST VISIT IN THE NEXT WEEK. | N | Y | NAVAGATOR GRILL | 9700 S.W. RIVERVIEW CR. |  | ARCADIA | FL | 34266 |  | 9416273474 |  | SHAUNA SHOWS | SHAUNA SHOWS | 9700 SW RIVERVIEW CIRCLE |  | ARCADIA | FL | 34266 |  | 9416254407 |  | INVESTOR | 25 | 5000 | 8 | 2014-02-21 | 2019-03-05 | NC01 | 50
5 | DESOTO | SD | tobys_rv_resort@equitylifestyle.com | 6144851 | NONTRANSIENT NONCOMMUNITY | ACTIVATED CARBON PROCESSES; DIATOMACEOUS EARTH FILTRATION; ION EXCHANGE FOR REMOVAL OF ANY PRIMARY CONTAMINANT; ION AND MANGANESE REMOVAL (OXIDATION, DETENTION, AND FILTRATION); OR SLOW SAND FILTRATION. LEAD/CHIEF OPERATOR MUST BE CLASS C OR HIGHER. 1.0 MGD UP TO 2.0 MGD-STAFFING BY CLASS C OR HIGHER OPERATOR: 6 HOURS/DAY FOR 5 DAYS/WEEK AND ONE VISIT ON EACH WEEKEND DAY. 0.5 MGD UP TO 1.0 MGD-STAFFING BY CLASS C OR HIGHER OPERATOR: 3 HOURS/DAY FOR 5 DAYS/WEEK AND ONE VISIT ON EACH WEEKEND DAY. 0.25 MGD UP TO 0.5 MGD-STAFFING BY CLASS C OR HIGHER OPERATOR: 1 HOUR/DAY FOR 5 DAYS/WEEK AND ONE VISIT ON EACH WEEKEND DAY. LESS THAN 0.25 MGD-STAFFING BY CLASS C OR HIGHER OPERATOR: 5 VISITS/WEEK AND ONE VISIT EACH WEEKEND FOR A TOTAL OF 1.8 HOURS/WEEK. | N | Y | TOBY'S PLANTATION RV | 3550 NE HIGHWAY 70 |  | ARCADIA | FL | 34266 |  | 8634940149 |  | MARLUZ LOPEZ | HENRY LUE | 5100 W. LEMON ST. | STE 308 | TAMPA | FL | 33609 |  | 8132825934 |  | INVESTOR | 150 | 50000 | 349 | 2014-11-07 | 2021-06-09 | NTNC | 100
5 | DESOTO | SD | brewercitrus@embarqmail.com | 6144855 | NONCOMMUNITY | CHLORINATION; AERATION FOR REMOVAL OF ANY SECONDARY CONTAMINANT, SULFIDE, OR ANY UNREGULATED CONTAMINANT; CORROSION CONTROL INHIBITOR ADDITION; HYPOCHLORINATION; IRON OR MANGANESE SEQUESTRATION; OR ULTRAVIOLET RADIATION. THE LEAD/CHIEF OPERATOR MUST BE CLASS D OR HIGHER. 50,000 GPD UP TO 0.25 MGD-STAFFING BY CLASS D OR HIGHER OPERATOR: 3 VISITS/WEEK ON NONCONSECUTIVE DAYS FOR A TOTAL OF 0.3 HOUR/WEEK. LESS THAN 50,000 GPD-STAFFING BY A CLASS D OR HIGHER OPERATOR: 2 VISITS/WEEK ON NONCONSECUTIVE DAYS FOR A TOTAL OF 0.2 HOUR/WEEK. THERE SHALL BE NO MORE THAN 5 DAYS BETWEEN THE LAST VISIT IN ONE WEEK AND THE FIRST VISIT IN THE NEXT WEEK. | N | Y | MACATEE PROPERTIES | 2826 SW TERRELL ST |  | NOCATEE | FL | 33864 |  | 8634940787 |  | MIKE STRAND | JIM BREWER | PO BOX 400 |  | NOCATEE | FL | 34268 |  | 8634940787 |  | INVESTOR | 30 | 1 | 6 | 2014-10-31 | 2016-12-20 | NC01 | 50
5 | DESOTO | SD |  | 6144856 | COMMUNITY | NO TREATMENT--CONSECUTIVE SYSTEMS ONLY | Y | N | LAKE SUZY SUBDIVISION | 12408 S.W. SHERI ST. |  | LAKE SUZY | FL | 33821 |  |  |  | Renee Reed | JEANNINE TATUM | 2170 NE ROAN ST. |  | ARCADIA | FL | 34266 |  | 8634917500 |  | INVESTOR | 2445 | 0 | 569 | 2017-11-13 | 2019-11-25 | PC02 | 100
5 | DESOTO | SD | E.MILLER@DESOTOBOCC.COM | 6144857 | NONCOMMUNITY | CHLORINATION; AERATION FOR REMOVAL OF ANY SECONDARY CONTAMINANT, SULFIDE, OR ANY UNREGULATED CONTAMINANT; CORROSION CONTROL INHIBITOR ADDITION; HYPOCHLORINATION; IRON OR MANGANESE SEQUESTRATION; OR ULTRAVIOLET RADIATION. THE LEAD/CHIEF OPERATOR MUST BE CLASS D OR HIGHER. 50,000 GPD UP TO 0.25 MGD-STAFFING BY CLASS D OR HIGHER OPERATOR: 3 VISITS/WEEK ON NONCONSECUTIVE DAYS FOR A TOTAL OF 0.3 HOUR/WEEK. LESS THAN 50,000 GPD-STAFFING BY A CLASS D OR HIGHER OPERATOR: 2 VISITS/WEEK ON NONCONSECUTIVE DAYS FOR A TOTAL OF 0.2 HOUR/WEEK. THERE SHALL BE NO MORE THAN 5 DAYS BETWEEN THE LAST VISIT IN ONE WEEK AND THE FIRST VISIT IN THE NEXT WEEK. | N | Y | DESOTO CO. PUBLIC WORKS | 1894 N.E. MCKAY ST. |  | ARCADIA | FL | 34266 |  | 8634917500 |  |  | BERT WARNER | 1894 NE MCKAY ST. |  | ARCADIA | FL | 34266 |  | 8634917500 |  | OTHER | 25 | 48000 | 7 | 2013-10-15 | 2019-02-28 | NC01 | 50
5 | DESOTO | SD |  | 6144859 | NONTRANSIENT NONCOMMUNITY | AERATION FOR REMOVAL OF ANY PRIMARY CONTAMINANT; ALKALINITY/PH ADJUSTMENT; CHLORAMIN ATION; CHLORINE DIOXIDE FOR OXIDATION OR DISINFECTION; FLUORIDATION; ION EXCHANGE FOR REMOVAL OF ANY SECONDARY CONTAMINANT, SULFIDE, OR ANY UNREGULATED CONTAMINANT; OR OZONATION. THE LEAD/CHIEF OPERATOR MUST BE CLASS C OR HIGHER. 5.0 MGD UP TO 10 MGD-STAFFING BY CLASS C OR HIGHER OPERATOR: 6 HOURS/DAY FOR 5 DAYS/WEEK AND ONE VISIT ON EACH WEEKEND DAY. 3.0 MGD UP TO 5.0 MGD-STAFFING BY CLASS C OR HIGHER OPERATOR: 3 HOURS/DAY FOR 5 DAYS/WEEK AND ONE VISIT ON EACH WEEKEND DAY. 1.0 MGD UP TO 3.0 MGD-STAFFING BY CLASS C OR HIGHER OPERATOR: 1 HOUR/DAY FOR 5 DAYS/WEEK AND ONE VISIT ON EACH WEEKEND DAY. 0.1 MGD UP TO 1.0 MGD-STAFFING BY CLASS C OR HIGHER OPERATOR: 5 VISITS/WEEK AND ONE VISIT EACH WEEKEND FOR A TOTAL OF 1.2 HOURS/WEEK. | N | Y | PEACE RIVER CITRUS PRODUCTS | 4104 HWY 72 |  | ARCADIA | FL | 34266 |  | 8634940440 |  | GARY SCRIBNER | PEACE RIVER CITRUS PRODUCTS, INC. | PO BOX 730 |  | ARCADIA | FL | 34266 |  | 8634940440 |  | INVESTOR | 75 | 100000 | 6 | 2013-02-04 | 2018-11-15 | NTNC | 100
5 | DESOTO | SD | bill@crosscreekrv.com | 6144864 | NONTRANSIENT NONCOMMUNITY | AERATION FOR REMOVAL OF ANY PRIMARY CONTAMINANT; ALKALINITY/PH ADJUSTMENT; CHLORAMIN ATION; CHLORINE DIOXIDE FOR OXIDATION OR DISINFECTION; FLUORIDATION; ION EXCHANGE FOR REMOVAL OF ANY SECONDARY CONTAMINANT, SULFIDE, OR ANY UNREGULATED CONTAMINANT; OR OZONATION LESS THAN 0.1 MGD. STAFFING BY A CLASS D OR HIGHER OPERATOR: 3 VISITS/WEEK ON NONCONSECUTIVE DAYS FOR A TOTAL OF 0.6 HOUR/WEEK. THE LEAD/CHIEF OPERATOR MUST BE CLASS D OR HIGHER. | N | Y | CROSS CREEK COUNTRY CLUB & RV | 6837 N.E. HWY 17 |  | ARCADIA | FL | 34266 |  | 8634947300 |  | MARCIA FOGLIA | JON GOULD | 6837 CUBITIS AVE |  | ARCADIA | FL | 34266 |  | 8634947300 |  | INVESTOR | 500 | 100000 | 386 | 2017-05-17 | 2021-09-30 | NTNC | 100
5 | DESOTO | SD |  | 6144865 | NONTRANSIENT NONCOMMUNITY | AERATION FOR REMOVAL OF ANY PRIMARY CONTAMINANT; ALKALINITY/PH ADJUSTMENT; CHLORAMIN ATION; CHLORINE DIOXIDE FOR OXIDATION OR DISINFECTION; FLUORIDATION; ION EXCHANGE FOR REMOVAL OF ANY SECONDARY CONTAMINANT, SULFIDE, OR ANY UNREGULATED CONTAMINANT; OR OZONATION LESS THAN 0.1 MGD. STAFFING BY A CLASS D OR HIGHER OPERATOR: 3 VISITS/WEEK ON NONCONSECUTIVE DAYS FOR A TOTAL OF 0.6 HOUR/WEEK. THE LEAD/CHIEF OPERATOR MUST BE CLASS D OR HIGHER. | N | Y | DESOTO LANES/DESOTO FORD | 3115 SE SR70 |  | ARCADIA | FL | 33821 |  | 8639932695 |  | MATT KRAZTER | MATT KRAZTER | 3039 SE HWY 70 |  | ARCADIA | FL | 34266 |  | 8634944848 |  | INVESTOR | 40 | 10000 | 3 | 2021-09-21 | 2021-09-21 | NTNC | 100
5 | DESOTO | SD | dan@dancollins.biz | 6144867 | NONCOMMUNITY | CHLORINATION; AERATION FOR REMOVAL OF ANY SECONDARY CONTAMINANT, SULFIDE, OR ANY UNREGULATED CONTAMINANT; CORROSION CONTROL INHIBITOR ADDITION; HYPOCHLORINATION; IRON OR MANGANESE SEQUESTRATION; OR ULTRAVIOLET RADIATION. THE LEAD/CHIEF OPERATOR MUST BE CLASS D OR HIGHER. 50,000 GPD UP TO 0.25 MGD-STAFFING BY CLASS D OR HIGHER OPERATOR: 3 VISITS/WEEK ON NONCONSECUTIVE DAYS FOR A TOTAL OF 0.3 HOUR/WEEK. LESS THAN 50,000 GPD-STAFFING BY A CLASS D OR HIGHER OPERATOR: 2 VISITS/WEEK ON NONCONSECUTIVE DAYS FOR A TOTAL OF 0.2 HOUR/WEEK. THERE SHALL BE NO MORE THAN 5 DAYS BETWEEN THE LAST VISIT IN ONE WEEK AND THE FIRST VISIT IN THE NEXT WEEK. | N | Y | COUNTRY CAFE | 2053 E. HWY. 70 |  | ARCADIA | FL | 34266 |  | 8634915100 |  | GERI DRAPER | DAN COLLINS | 233 E. OAK STREET |  | ARCADIA | FL | 34266 |  | 8639937979 |  | INVESTOR | 25 | 5000 | 1 | 2014-03-03 | 2019-11-25 | NC01 | 50
5 | DESOTO | SD | r.baumann@desotobocc.com | 6144872 | NONCOMMUNITY | CHLORINATION; AERATION FOR REMOVAL OF ANY SECONDARY CONTAMINANT, SULFIDE, OR ANY UNREGULATED CONTAMINANT; CORROSION CONTROL INHIBITOR ADDITION; HYPOCHLORINATION; IRON OR MANGANESE SEQUESTRATION; OR ULTRAVIOLET RADIATION. THE LEAD/CHIEF OPERATOR MUST BE CLASS D OR HIGHER. 50,000 GPD UP TO 0.25 MGD-STAFFING BY CLASS D OR HIGHER OPERATOR: 3 VISITS/WEEK ON NONCONSECUTIVE DAYS FOR A TOTAL OF 0.3 HOUR/WEEK. LESS THAN 50,000 GPD-STAFFING BY A CLASS D OR HIGHER OPERATOR: 2 VISITS/WEEK ON NONCONSECUTIVE DAYS FOR A TOTAL OF 0.2 HOUR/WEEK. THERE SHALL BE NO MORE THAN 5 DAYS BETWEEN THE LAST VISIT IN ONE WEEK AND THE FIRST VISIT IN THE NEXT WEEK. | N | Y | BROWNVILLE PARK | 1885 NE BROWNVILLE STREET |  | ARCADIA | FL | 34266 | 5333 | 8634915333 |  | BOB BAUMANN | TARA ANDERSON | 201 E. OAK ST. | SUITE 1 | ARCADIA | FL | 34266 |  | 8634917507 |  | MUNICIPALITY | 25 | 0 | 24 | 2014-03-14 | 2019-02-21 | NC01 | 50
5 | DESOTO | SD |  | 6144879 | NONCOMMUNITY | CHLORINATION; AERATION FOR REMOVAL OF ANY SECONDARY CONTAMINANT, SULFIDE, OR ANY UNREGULATED CONTAMINANT; CORROSION CONTROL INHIBITOR ADDITION; HYPOCHLORINATION; IRON OR MANGANESE SEQUESTRATION; OR ULTRAVIOLET RADIATION. THE LEAD/CHIEF OPERATOR MUST BE CLASS D OR HIGHER. 50,000 GPD UP TO 0.25 MGD-STAFFING BY CLASS D OR HIGHER OPERATOR: 3 VISITS/WEEK ON NONCONSECUTIVE DAYS FOR A TOTAL OF 0.3 HOUR/WEEK. LESS THAN 50,000 GPD-STAFFING BY A CLASS D OR HIGHER OPERATOR: 2 VISITS/WEEK ON NONCONSECUTIVE DAYS FOR A TOTAL OF 0.2 HOUR/WEEK. THERE SHALL BE NO MORE THAN 5 DAYS BETWEEN THE LAST VISIT IN ONE WEEK AND THE FIRST VISIT IN THE NEXT WEEK. | N | Y | EL DORADO MAYA | 2233 E. HWY 70 |  | ARCADIA | FL | 34266 |  | 8634940092 |  | BENJAMIN BARRAGAN | JOSE IBARRA | 2233 SE HWY 70 |  | ARCADIA | FL | 34266 |  | 8633031085 |  | INVESTOR | 35 | 0 | 2 | 2014-02-07 | 2019-12-18 | NC01 | 50
5 | DESOTO | SD | hallelone@aol.com; nlmpq@aol.com | 6144880 | NONCOMMUNITY | CHLORINATION; AERATION FOR REMOVAL OF ANY SECONDARY CONTAMINANT, SULFIDE, OR ANY UNREGULATED CONTAMINANT; CORROSION CONTROL INHIBITOR ADDITION; HYPOCHLORINATION; IRON OR MANGANESE SEQUESTRATION; OR ULTRAVIOLET RADIATION. THE LEAD/CHIEF OPERATOR MUST BE CLASS D OR HIGHER. 50,000 GPD UP TO 0.25 MGD-STAFFING BY CLASS D OR HIGHER OPERATOR: 3 VISITS/WEEK ON NONCONSECUTIVE DAYS FOR A TOTAL OF 0.3 HOUR/WEEK. LESS THAN 50,000 GPD-STAFFING BY A CLASS D OR HIGHER OPERATOR: 2 VISITS/WEEK ON NONCONSECUTIVE DAYS FOR A TOTAL OF 0.2 HOUR/WEEK. THERE SHALL BE NO MORE THAN 5 DAYS BETWEEN THE LAST VISIT IN ONE WEEK AND THE FIRST VISIT IN THE NEXT WEEK. | N | Y | NEW LIFE MINISTRIES OF SW FLA. | 3126 N.W. ROUNDHOUSE |  | ARCADIA | FL | 34265 | 2240 | 8634911444 |  | KEN EVERHEART | KEN EVERHEART | P.O. BOX 2240 |  | ARCADIA | FL | 34265 | 2240 | 8634941444 |  | INVESTOR | 100 | 5000 | 7 | 2014-02-18 | 2019-02-21 | NC01 | 50
5 | DESOTO | SD |  | 6144883 | NONCOMMUNITY | CHLORINATION; AERATION FOR REMOVAL OF ANY SECONDARY CONTAMINANT, SULFIDE, OR ANY UNREGULATED CONTAMINANT; CORROSION CONTROL INHIBITOR ADDITION; HYPOCHLORINATION; IRON OR MANGANESE SEQUESTRATION; OR ULTRAVIOLET RADIATION. THE LEAD/CHIEF OPERATOR MUST BE CLASS D OR HIGHER. 50,000 GPD UP TO 0.25 MGD-STAFFING BY CLASS D OR HIGHER OPERATOR: 3 VISITS/WEEK ON NONCONSECUTIVE DAYS FOR A TOTAL OF 0.3 HOUR/WEEK. LESS THAN 50,000 GPD-STAFFING BY A CLASS D OR HIGHER OPERATOR: 2 VISITS/WEEK ON NONCONSECUTIVE DAYS FOR A TOTAL OF 0.2 HOUR/WEEK. THERE SHALL BE NO MORE THAN 5 DAYS BETWEEN THE LAST VISIT IN ONE WEEK AND THE FIRST VISIT IN THE NEXT WEEK. | N | Y | MCCASKILL LABOR CAMP(FMR LUCKY MUSE) | 2981-3075 MCCASKILL ST. |  | NOCATEE | FL | 34265 |  | 8635582208 |  | KIM CARLTON | JASON CARLTON | PO BOX 2119 |  | WAUCHULA | FL | 33873 |  | 8637736633 |  | INVESTOR | 160 | 10000 | 10 | 2014-01-17 | 2021-09-21 | NC01 | 50
5 | DESOTO | SD | OBH2003@HOTMAIL.COM | 6144884 | NONCOMMUNITY | CHLORINATION; AERATION FOR REMOVAL OF ANY SECONDARY CONTAMINANT, SULFIDE, OR ANY UNREGULATED CONTAMINANT; CORROSION CONTROL INHIBITOR ADDITION; HYPOCHLORINATION; IRON OR MANGANESE SEQUESTRATION; OR ULTRAVIOLET RADIATION. THE LEAD/CHIEF OPERATOR MUST BE CLASS D OR HIGHER. 50,000 GPD UP TO 0.25 MGD-STAFFING BY CLASS D OR HIGHER OPERATOR: 3 VISITS/WEEK ON NONCONSECUTIVE DAYS FOR A TOTAL OF 0.3 HOUR/WEEK. LESS THAN 50,000 GPD-STAFFING BY A CLASS D OR HIGHER OPERATOR: 2 VISITS/WEEK ON NONCONSECUTIVE DAYS FOR A TOTAL OF 0.2 HOUR/WEEK. THERE SHALL BE NO MORE THAN 5 DAYS BETWEEN THE LAST VISIT IN ONE WEEK AND THE FIRST VISIT IN THE NEXT WEEK. | N | Y | MCINTYRE APARTMENT INC | 4827 N.E MCINTYRE STREET |  | ARCADIA | FL | 34266 |  | 8639907000 |  | CARY MERCER | MCINTYRE APARTMENT INC. | 3403 S.E. LOVE JOY |  | ARCADIA | FL | 34266 |  | 8639907000 |  | INVESTOR | 96 | 0 | 12 | 2016-11-17 | 2021-09-21 | NC01 | 50
5 | DESOTO | SD |  | 6144886 | NONCOMMUNITY | CHLORINATION; AERATION FOR REMOVAL OF ANY SECONDARY CONTAMINANT, SULFIDE, OR ANY UNREGULATED CONTAMINANT; CORROSION CONTROL INHIBITOR ADDITION; HYPOCHLORINATION; IRON OR MANGANESE SEQUESTRATION; OR ULTRAVIOLET RADIATION. THE LEAD/CHIEF OPERATOR MUST BE CLASS D OR HIGHER. 50,000 GPD UP TO 0.25 MGD-STAFFING BY CLASS D OR HIGHER OPERATOR: 3 VISITS/WEEK ON NONCONSECUTIVE DAYS FOR A TOTAL OF 0.3 HOUR/WEEK. LESS THAN 50,000 GPD-STAFFING BY A CLASS D OR HIGHER OPERATOR: 2 VISITS/WEEK ON NONCONSECUTIVE DAYS FOR A TOTAL OF 0.2 HOUR/WEEK. THERE SHALL BE NO MORE THAN 5 DAYS BETWEEN THE LAST VISIT IN ONE WEEK AND THE FIRST VISIT IN THE NEXT WEEK. | N | Y | LL PROJECT, INC. | 2779 S.W. HILLSBOROUGH AVE. |  | ARCADIA | FL | 34266 |  | 8634945483 |  | CLAUDE CORRIVEAU | LISSETT CORRIVEAU | 2779 S.W. HILLS BOROUGH AVE. |  | ARCADIA | FL | 34266 |  | 8634945483 |  | INVESTOR | 54 | 0 | 10 | 2014-02-18 | 2019-03-06 | NC01 | 50
5 | DESOTO | SD | Strandm1@comcast.net | 6144892 | NONCOMMUNITY | CHLORINATION; AERATION FOR REMOVAL OF ANY SECONDARY CONTAMINANT, SULFIDE, OR ANY UNREGULATED CONTAMINANT; CORROSION CONTROL INHIBITOR ADDITION; HYPOCHLORINATION; IRON OR MANGANESE SEQUESTRATION; OR ULTRAVIOLET RADIATION. THE LEAD/CHIEF OPERATOR MUST BE CLASS D OR HIGHER. 50,000 GPD UP TO 0.25 MGD-STAFFING BY CLASS D OR HIGHER OPERATOR: 3 VISITS/WEEK ON NONCONSECUTIVE DAYS FOR A TOTAL OF 0.3 HOUR/WEEK. LESS THAN 50,000 GPD-STAFFING BY A CLASS D OR HIGHER OPERATOR: 2 VISITS/WEEK ON NONCONSECUTIVE DAYS FOR A TOTAL OF 0.2 HOUR/WEEK. THERE SHALL BE NO MORE THAN 5 DAYS BETWEEN THE LAST VISIT IN ONE WEEK AND THE FIRST VISIT IN THE NEXT WEEK. | N | Y | RAMIREZ LABOR CAMP | 1096 HANSEL AVE |  | ARCADIA | FL | 34265 |  | 8639901393 |  | BEN RAMIERZ | BEN RAMIERZ | P.O. BOX 1917 |  | ARCADIA | FL | 34265 |  | 8634942649 |  | INVESTOR | 40 | 10000 | 6 | 2014-02-13 | 2019-03-13 | NC01 | 50
5 | DESOTO | SD |  | 6144898 | COMMUNITY | CHLORINATION; AERATION FOR REMOVAL OF ANY SECONDARY CONTAMINANT, SULFIDE, OR ANY UNREGULATED CONTAMINANT; CORROSION CONTROL INHIBITOR ADDITION; HYPOCHLORINATION; IRON OR MANGANESE SEQUESTRATION; OR ULTRAVIOLET RADIATION. THE LEAD/CHIEF OPERATOR MUST BE CLASS C OR HIGHER. 5.0 MGD AND ABOVE-STAFFING BY CLASS C OR HIGHER OPERATOR: 6 HOURS/DAY FOR 5 DAYS/WEEK AND ONE VISIT ON EACH WEEKEND DAY. 3.0 MGD UP TO 5.0 MGD-STAFFING BY CLASS C OR HIGHER OPERATOR: 1 HOUR/DAY FOR 5 DAYS/WEEK AND ONE VISIT ON EACH WEEKEND DAY. 0.25 MGD UP TO 3.0 MGD-STAFFING BY CLASS C OR HIGHER OPERATOR: 5 VISITS/WEEK AND ONE VISIT EACH WEEKEND FOR A TOTAL OF 0.6 HOUR/WEEK. | Y | N | DESOTO COUNTY WATER SYSTEM | US HWY 17 S. |  | ARCADIA | FL | 34266 |  |  |  | Renee Reed | BERT WARNER | 2170 NE ROAN ST. |  | ARCADIA | FL | 34266 |  | 8634917500 |  | COUNTY | 4563 | 600000 | 94 | 2016-09-09 | 2021-09-15 | PC03 | 500
5 | DESOTO | SD |  | 6144899 | NONCOMMUNITY | CHLORINATION; AERATION FOR REMOVAL OF ANY SECONDARY CONTAMINANT, SULFIDE, OR ANY UNREGULATED CONTAMINANT; CORROSION CONTROL INHIBITOR ADDITION; HYPOCHLORINATION; IRON OR MANGANESE SEQUESTRATION; OR ULTRAVIOLET RADIATION. THE LEAD/CHIEF OPERATOR MUST BE CLASS D OR HIGHER. 50,000 GPD UP TO 0.25 MGD-STAFFING BY CLASS D OR HIGHER OPERATOR: 3 VISITS/WEEK ON NONCONSECUTIVE DAYS FOR A TOTAL OF 0.3 HOUR/WEEK. LESS THAN 50,000 GPD-STAFFING BY A CLASS D OR HIGHER OPERATOR: 2 VISITS/WEEK ON NONCONSECUTIVE DAYS FOR A TOTAL OF 0.2 HOUR/WEEK. THERE SHALL BE NO MORE THAN 5 DAYS BETWEEN THE LAST VISIT IN ONE WEEK AND THE FIRST VISIT IN THE NEXT WEEK. | N | Y | NEW DAY BAPTIST CHURCH | 3385 HWY 70 NW |  | ARCADIA | FL | 34265 |  | 8635588288 |  | JO EVANS | PASTOR KEN GALLOWAY | PO BOX 350 |  | ARCADIA | FL | 34265 |  | 8635588288 |  | OTHER | 350 | 3000 | 1 | 2014-03-21 | 2019-03-27 | NC01 | 50
5 | DESOTO | SD | carl@arcadiastockyard.com | 6144900 | NONCOMMUNITY | CHLORINATION; AERATION FOR REMOVAL OF ANY SECONDARY CONTAMINANT, SULFIDE, OR ANY UNREGULATED CONTAMINANT; CORROSION CONTROL INHIBITOR ADDITION; HYPOCHLORINATION; IRON OR MANGANESE SEQUESTRATION; OR ULTRAVIOLET RADIATION. THE LEAD/CHIEF OPERATOR MUST BE CLASS D OR HIGHER. 50,000 GPD UP TO 0.25 MGD-STAFFING BY CLASS D OR HIGHER OPERATOR: 3 VISITS/WEEK ON NONCONSECUTIVE DAYS FOR A TOTAL OF 0.3 HOUR/WEEK. LESS THAN 50,000 GPD-STAFFING BY A CLASS D OR HIGHER OPERATOR: 2 VISITS/WEEK ON NONCONSECUTIVE DAYS FOR A TOTAL OF 0.2 HOUR/WEEK. THERE SHALL BE NO MORE THAN 5 DAYS BETWEEN THE LAST VISIT IN ONE WEEK AND THE FIRST VISIT IN THE NEXT WEEK. | N | Y | ARCADIA STOCKYARD | 2719 NE EARNEST ST. |  | ARCADIA | FL | 34266 |  | 9414943737 |  | LIBBY MCKETTRICK | LIBBY MCKETTRICK | PO BOX 1418 |  | ARCADIA | FL | 34265 |  | 9414943737 |  | INVESTOR | 130 | 5000 | 3 | 2017-03-23 | 2016-12-20 | NC01 | 50
5 | DESOTO | SD | sorrells@embarqmail.com | 6144904 | NONTRANSIENT NONCOMMUNITY | MEMBRANE PROCESSES, INCLUDING ELECTRODIALYSIS, ELECTRODIALYSIS REVERSAL, MICROFILTRATION, ULTRAFILTRATION, NANOFILTRATION, AND REVERSE OSMOSIS. THE LEAD/CHIEF OPERATOR MUST BE CLASS C OR HIGHER. 0.5 MGD UP TO 1.0 MGD-STAFFING BY CLASS C OR HIGHER OPERATOR: 6 HOURS/DAY FOR 5 DAYS/WEEK AND ONE VISIT ON EACH WEEKEND DAY. 0.1 MGD UP TO 0.5 MGD-STAFFING BY CLASS C OR HIGHER OPERATOR: 3 HOURS/DAY FOR 5 DAYS/WEEK AND ONE VISIT ON EACH WEEKEND DAY. LESS THAN 0.1 MGD-STAFFING BY CLASS C OR HIGHER OPERATOR: 1 HOUR/DAY FOR 5 DAYS/WEEK AND ONE VISIT ON EACH WEEKEND DAY. | N | Y | PALOMA PROPERTIES, INC. | 2933 LIMESTONE HEIGHTS STREET |  | ARCADIA | FL | 34266 | 5360 |  |  | STEVE SORRELLS | STEVE SORRELLS | PO BOX 551 |  | ARCADIA | FL | 34265 |  | 8634944827 |  | INVESTOR | 400 | 44000 | 14 | 2014-02-13 | 2021-05-12 | NTNC | 100
5 | DESOTO | SD | sherrydiablo@yahoo.com | 6144907 | NONCOMMUNITY | CHLORINATION; AERATION FOR REMOVAL OF ANY SECONDARY CONTAMINANT, SULFIDE, OR ANY UNREGULATED CONTAMINANT; CORROSION CONTROL INHIBITOR ADDITION; HYPOCHLORINATION; IRON OR MANGANESE SEQUESTRATION; OR ULTRAVIOLET RADIATION. THE LEAD/CHIEF OPERATOR MUST BE CLASS D OR HIGHER. 50,000 GPD UP TO 0.25 MGD-STAFFING BY CLASS D OR HIGHER OPERATOR: 3 VISITS/WEEK ON NONCONSECUTIVE DAYS FOR A TOTAL OF 0.3 HOUR/WEEK. LESS THAN 50,000 GPD-STAFFING BY A CLASS D OR HIGHER OPERATOR: 2 VISITS/WEEK ON NONCONSECUTIVE DAYS FOR A TOTAL OF 0.2 HOUR/WEEK. THERE SHALL BE NO MORE THAN 5 DAYS BETWEEN THE LAST VISIT IN ONE WEEK AND THE FIRST VISIT IN THE NEXT WEEK. | N | Y | AMVETS POST 60 | 2846 SW HWY 17 |  | ARCADIA | FL | 34266 |  | 8634946996 |  | SHERRY JOHNSON | SHERRY JOHNSON | 2846 SW HWY 17 |  | ARCADIA | FL | 34266 |  | 8634944996 |  | UNKNOWN | 25 | 72000 | 1 | 2013-11-07 | 2019-03-05 | NC01 | 50
5 | DESOTO | SD | R.BAUMANN@DESOTOBOCC.COM | 6144908 | NONCOMMUNITY | CHLORINATION; AERATION FOR REMOVAL OF ANY SECONDARY CONTAMINANT, SULFIDE, OR ANY UNREGULATED CONTAMINANT; CORROSION CONTROL INHIBITOR ADDITION; HYPOCHLORINATION; IRON OR MANGANESE SEQUESTRATION; OR ULTRAVIOLET RADIATION. THE LEAD/CHIEF OPERATOR MUST BE CLASS D OR HIGHER. 50,000 GPD UP TO 0.25 MGD-STAFFING BY CLASS D OR HIGHER OPERATOR: 3 VISITS/WEEK ON NONCONSECUTIVE DAYS FOR A TOTAL OF 0.3 HOUR/WEEK. LESS THAN 50,000 GPD-STAFFING BY A CLASS D OR HIGHER OPERATOR: 2 VISITS/WEEK ON NONCONSECUTIVE DAYS FOR A TOTAL OF 0.2 HOUR/WEEK. THERE SHALL BE NO MORE THAN 5 DAYS BETWEEN THE LAST VISIT IN ONE WEEK AND THE FIRST VISIT IN THE NEXT WEEK. | N | Y | DEEP CREEK PARK | 9695 SW PEACE RIVER STREET |  | ARCADIA | FL | 34269 |  | 8634917507 |  | BOB BAUMANN | TARA ANDERSON | 201 E. OAK ST. | SUITE 1 | ARCADIA | FL | 34266 |  | 8634917507 |  | OTHER | 25 | 0 | 1 | 2015-10-23 | 2019-02-21 | NC01 | 50
6 | HARDEE | SWD | mike@fus1llc.com | 6250278 | COMMUNITY | CHLORINATION; AERATION FOR REMOVAL OF ANY SECONDARY CONTAMINANT, SULFIDE, OR ANY UNREGULATED CONTAMINANT; CORROSION CONTROL INHIBITOR ADDITION; HYPOCHLORINATION; IRON OR MANGANESE SEQUESTRATION; OR ULTRAVIOLET RADIATION. THE LEAD/CHIEF OPERATOR MUST BE CLASS D OR HIGHER. 50,000 GPD UP TO 0.25 MGD-STAFFING BY CLASS D OR HIGHER OPERATOR: 3 VISITS/WEEK ON NONCONSECUTIVE DAYS FOR A TOTAL OF 0.3 HOUR/WEEK. LESS THAN 50,000 GPD-STAFFING BY A CLASS D OR HIGHER OPERATOR: 2 VISITS/WEEK ON NONCONSECUTIVE DAYS FOR A TOTAL OF 0.2 HOUR/WEEK. THERE SHALL BE NO MORE THAN 5 DAYS BETWEEN THE LAST VISIT IN ONE WEEK AND THE FIRST VISIT IN THE NEXT WEEK. | N | Y | CHARLIE CREEK-THE VILLAGE OF | 6828 STATE ROAD 64 |  | ZOLFO SPRINGS | FL | 33890 |  | 8636991936 |  | MIKE SMALLRIDGE | MIKE SMALLRIDGE | 5911 TROUBLE CREEK ROAD |  | NEW PORT RICHEY | FL | 34652 |  | 3523027406 |  | INVESTOR | 138 | 133000 | 153 | 2017-11-08 | 2019-12-18 | DC05 | 500
6 | HARDEE | SWD | todd@cityofwauchula.com | 6250329 | COMMUNITY | MEMBRANE PROCESSES, INCLUDING ELECTRODIALYSIS, ELECTRODIALYSIS REVERSAL, MICROFILTRATION, ULTRAFILTRATION, NANOFILTRATION, AND REVERSE OSMOSIS 1.0 MGD UP TO 6.5 MGD. STAFFING BY CLASS C OR HIGHER OPERATOR: 16 HOURS/DAY FOR 7 DAYS/WEEK. THE LEAD/CHIEF OPERATOR MUST BE CLASS B OR HIGHER. | N | Y | WAUCHULA CITY WATER DEPARTMENT | 155 GRIFFIN ROAD |  | WAUCHULA | FL | 33873 |  | 8637730139 |  | JESSICA STORY | MR. TERRY ATCHLEY | CITY ADMINISTRATION BUILDING | 126 S. SEVENTH AVE. | WAUCHULA | FL | 33873 |  | 8637733535 |  | MUNICIPALITY | 5000 | 4320000 | 2421 | 2013-03-27 | 2019-12-12 | DC03 | 2000
6 | HARDEE | SWD |  | 6250332 | COMMUNITY | CHLORINATION; AERATION FOR REMOVAL OF ANY SECONDARY CONTAMINANT, SULFIDE, OR ANY UNREGULATED CONTAMINANT; CORROSION CONTROL INHIBITOR ADDITION; HYPOCHLORINATION; IRON OR MANGANESE SEQUESTRATION; OR ULTRAVIOLET RADIATION. THE LEAD/CHIEF OPERATOR MUST BE CLASS C OR HIGHER. 5.0 MGD AND ABOVE-STAFFING BY CLASS C OR HIGHER OPERATOR: 6 HOURS/DAY FOR 5 DAYS/WEEK AND ONE VISIT ON EACH WEEKEND DAY. 3.0 MGD UP TO 5.0 MGD-STAFFING BY CLASS C OR HIGHER OPERATOR: 1 HOUR/DAY FOR 5 DAYS/WEEK AND ONE VISIT ON EACH WEEKEND DAY. 0.25 MGD UP TO 3.0 MGD-STAFFING BY CLASS C OR HIGHER OPERATOR: 5 VISITS/WEEK AND ONE VISIT EACH WEEKEND FOR A TOTAL OF 0.6 HOUR/WEEK. | N | Y | ZOLFO SPRINGS, CITY OF | P O BOX 162 | 3210 US HWY 17 S | ZOLFO SPRINGS | FL | 33890 | 162 | 8637350405 |  |  | LINDA ROBERSON | P O BOX 162 |  | ZOLFO SPRINGS | FL | 33890 | 162 | 8637350405 | 224 | MUNICIPALITY | 1800 | 1801000 | 603 | 2019-05-21 | 2019-05-14 | DC03 | 2000
6 | HARDEE | SWD | sunfloridagroup@ureach.com (unknown) | 6251389 | NONCOMMUNITY | CHLORINATION; AERATION FOR REMOVAL OF ANY SECONDARY CONTAMINANT, SULFIDE, OR ANY UNREGULATED CONTAMINANT; CORROSION CONTROL INHIBITOR ADDITION; HYPOCHLORINATION; IRON OR MANGANESE SEQUESTRATION; OR ULTRAVIOLET RADIATION. THE LEAD/CHIEF OPERATOR MUST BE CLASS D OR HIGHER. 50,000 GPD UP TO 0.25 MGD-STAFFING BY CLASS D OR HIGHER OPERATOR: 3 VISITS/WEEK ON NONCONSECUTIVE DAYS FOR A TOTAL OF 0.3 HOUR/WEEK. LESS THAN 50,000 GPD-STAFFING BY A CLASS D OR HIGHER OPERATOR: 2 VISITS/WEEK ON NONCONSECUTIVE DAYS FOR A TOTAL OF 0.2 HOUR/WEEK. THERE SHALL BE NO MORE THAN 5 DAYS BETWEEN THE LAST VISIT IN ONE WEEK AND THE FIRST VISIT IN THE NEXT WEEK. | N | Y | PINE CONE MHP | 2460 PINE CONE RD. |  | WAUCHULA | FL | 33873 |  | 8637733483 |  | DUMITRU (MIKE) GROSU | DUMITRU GROSU | 2460 PINE CONE RD. |  | WAUCHULA | FL | 33873 |  | 8637733483 |  | INVESTOR | 250 | 43000 | 32 | 2016-03-18 | 2021-02-19 | NC01 | 50
6 | HARDEE | SWD | payroll@jgraciainc.com | 6251690 | NONCOMMUNITY | CHLORINATION; AERATION FOR REMOVAL OF ANY SECONDARY CONTAMINANT, SULFIDE, OR ANY UNREGULATED CONTAMINANT; CORROSION CONTROL INHIBITOR ADDITION; HYPOCHLORINATION; IRON OR MANGANESE SEQUESTRATION; OR ULTRAVIOLET RADIATION. THE LEAD/CHIEF OPERATOR MUST BE CLASS D OR HIGHER. 50,000 GPD UP TO 0.25 MGD-STAFFING BY CLASS D OR HIGHER OPERATOR: 3 VISITS/WEEK ON NONCONSECUTIVE DAYS FOR A TOTAL OF 0.3 HOUR/WEEK. LESS THAN 50,000 GPD-STAFFING BY A CLASS D OR HIGHER OPERATOR: 2 VISITS/WEEK ON NONCONSECUTIVE DAYS FOR A TOTAL OF 0.2 HOUR/WEEK. THERE SHALL BE NO MORE THAN 5 DAYS BETWEEN THE LAST VISIT IN ONE WEEK AND THE FIRST VISIT IN THE NEXT WEEK. | N | Y | WILL DUKE APARTMENTS (FKA SOUTHERN OAKS) | 157 WILL DUKES RD. |  | WAUCHULA | FL | 33873 |  | 8634507242 |  | JOSE GRACIA | JOSE GRACIA | 48 MEADOW WAY |  | FROSTPROOF | FL | 33843 |  | 9198682730 |  | INVESTOR | 25 | 1 | 7 | 2020-01-17 | 2019-12-12 | NC01 | 50
6 | HARDEE | SWD |  | 6251954 | COMMUNITY | ACTIVATED CARBON PROCESSES; DIATOMACEOUS EARTH FILTRATION; ION EXCHANGE FOR REMOVAL OF ANY PRIMARY CONTAMINANT; ION AND MANGANESE REMOVAL (OXIDATION, DETENTION, AND FILTRATION); OR SLOW SAND FILTRATION. LEAD/CHIEF OPERATOR MUST BE CLASS C OR HIGHER. 1.0 MGD UP TO 2.0 MGD-STAFFING BY CLASS C OR HIGHER OPERATOR: 6 HOURS/DAY FOR 5 DAYS/WEEK AND ONE VISIT ON EACH WEEKEND DAY. 0.5 MGD UP TO 1.0 MGD-STAFFING BY CLASS C OR HIGHER OPERATOR: 3 HOURS/DAY FOR 5 DAYS/WEEK AND ONE VISIT ON EACH WEEKEND DAY. 0.25 MGD UP TO 0.5 MGD-STAFFING BY CLASS C OR HIGHER OPERATOR: 1 HOUR/DAY FOR 5 DAYS/WEEK AND ONE VISIT ON EACH WEEKEND DAY. LESS THAN 0.25 MGD-STAFFING BY CLASS C OR HIGHER OPERATOR: 5 VISITS/WEEK AND ONE VISIT EACH WEEKEND FOR A TOTAL OF 1.8 HOURS/WEEK. | N | Y | PEACE RIVER HEIGHTS | CHAMBERLAIN BLVD. - PEACE RIVER HGTS S/D |  | WAUCHULA | FL | 33852 |  | 9419077470 |  |  | SAM CAIN, P.E. | 280 WEKIVA SPRINGS ROAD, SUITE 2070 |  | LONGWOOD | FL | 32779 |  | 4076296900 |  | INVESTOR | 250 | 129600 | 70 | 2010-06-23 | 2019-06-17 | DC051 | 100
6 | HARDEE | SWD |  | 6252022 | COMMUNITY | CHLORINATION; AERATION FOR REMOVAL OF ANY SECONDARY CONTAMINANT, SULFIDE, OR ANY UNREGULATED CONTAMINANT; CORROSION CONTROL INHIBITOR ADDITION; HYPOCHLORINATION; IRON OR MANGANESE SEQUESTRATION; OR ULTRAVIOLET RADIATION. THE LEAD/CHIEF OPERATOR MUST BE CLASS C OR HIGHER. 5.0 MGD AND ABOVE-STAFFING BY CLASS C OR HIGHER OPERATOR: 6 HOURS/DAY FOR 5 DAYS/WEEK AND ONE VISIT ON EACH WEEKEND DAY. 3.0 MGD UP TO 5.0 MGD-STAFFING BY CLASS C OR HIGHER OPERATOR: 1 HOUR/DAY FOR 5 DAYS/WEEK AND ONE VISIT ON EACH WEEKEND DAY. 0.25 MGD UP TO 3.0 MGD-STAFFING BY CLASS C OR HIGHER OPERATOR: 5 VISITS/WEEK AND ONE VISIT EACH WEEKEND FOR A TOTAL OF 0.6 HOUR/WEEK. | N | Y | BOWLING GREEN, CITY OF | 408 MAIN STREET WEST |  | BOWLING GREEN | FL | 33834 |  | 8633752255 |  | PATRICK HENRY | TIMOTHY DAY | PO BOX 608 |  | BOWLING GREEN | FL | 33834 |  | 8633752255 |  | MUNICIPALITY | 2940 | 2600000 | 830 | 2016-04-11 | 2019-06-06 | DC03 | 2000
6 | HARDEE | SWD | danny.weeks@hardeecounty.net | 6252030 | COMMUNITY | CHLORINATION; AERATION FOR REMOVAL OF ANY SECONDARY CONTAMINANT, SULFIDE, OR ANY UNREGULATED CONTAMINANT; CORROSION CONTROL INHIBITOR ADDITION; HYPOCHLORINATION; IRON OR MANGANESE SEQUESTRATION; OR ULTRAVIOLET RADIATION. THE LEAD/CHIEF OPERATOR MUST BE CLASS D OR HIGHER. 50,000 GPD UP TO 0.25 MGD-STAFFING BY CLASS D OR HIGHER OPERATOR: 3 VISITS/WEEK ON NONCONSECUTIVE DAYS FOR A TOTAL OF 0.3 HOUR/WEEK. LESS THAN 50,000 GPD-STAFFING BY A CLASS D OR HIGHER OPERATOR: 2 VISITS/WEEK ON NONCONSECUTIVE DAYS FOR A TOTAL OF 0.2 HOUR/WEEK. THERE SHALL BE NO MORE THAN 5 DAYS BETWEEN THE LAST VISIT IN ONE WEEK AND THE FIRST VISIT IN THE NEXT WEEK. | N | Y | RESTHAVEN | RT. 2, BOX 71 | 298 RESTHAVEN ROAD, ZOLFO SPRINGS | ZOLFO SPRINGS | FL | 33890 |  | 8637739810 |  | DANNY WEEKS | MARY L. CRAWLEY | PO BOX 215 |  | WAUCHULA | FL | 33873 |  |  |  | COUNTY | 34 | 1 | 2 | 2018-09-04 | 2021-02-18 | DC06 | 100
6 | HARDEE | SWD | dwalbritton@cfindustries.com | 6252045 | NONTRANSIENT NONCOMMUNITY | CHLORINATION; AERATION FOR REMOVAL OF ANY SECONDARY CONTAMINANT, SULFIDE, OR ANY UNREGULATED CONTAMINANT; CORROSION CONTROL INHIBITOR ADDITION; HYPOCHLORINATION; IRON OR MANGANESE SEQUESTRATION; OR ULTRAVIOLET RADIATION. THE LEAD/CHIEF OPERATOR MUST BE CLASS D OR HIGHER. 50,000 GPD UP TO 0.25 MGD-STAFFING BY CLASS D OR HIGHER OPERATOR: 3 VISITS/WEEK ON NONCONSECUTIVE DAYS FOR A TOTAL OF 0.3 HOUR/WEEK. LESS THAN 50,000 GPD-STAFFING BY A CLASS D OR HIGHER OPERATOR: 2 VISITS/WEEK ON NONCONSECUTIVE DAYS FOR A TOTAL OF 0.2 HOUR/WEEK. THERE SHALL BE NO MORE THAN 5 DAYS BETWEEN THE LAST VISIT IN ONE WEEK AND THE FIRST VISIT IN THE NEXT WEEK. | N | Y | MOSAIC FERTILIZER (NORTH PASTURE) | 6209 CR 663 |  | WAUCHULA | FL | 33834 | 6807 | 8633754321 | 254 |  | DAVID JELLERSON | 13830 CIRCA CROSSING DRIVE |  | LITHIA | FL | 33547 |  |  |  | INVESTOR | 90 | 144000 | 5 | 2015-11-05 | 2021-04-13 | NTNC | 100
6 | HARDEE | SWD | sheriecarrousel@aol.com | 6252308 | NONCOMMUNITY | CHLORINATION; AERATION FOR REMOVAL OF ANY SECONDARY CONTAMINANT, SULFIDE, OR ANY UNREGULATED CONTAMINANT; CORROSION CONTROL INHIBITOR ADDITION; HYPOCHLORINATION; IRON OR MANGANESE SEQUESTRATION; OR ULTRAVIOLET RADIATION. THE LEAD/CHIEF OPERATOR MUST BE CLASS D OR HIGHER. 50,000 GPD UP TO 0.25 MGD-STAFFING BY CLASS D OR HIGHER OPERATOR: 3 VISITS/WEEK ON NONCONSECUTIVE DAYS FOR A TOTAL OF 0.3 HOUR/WEEK. LESS THAN 50,000 GPD-STAFFING BY A CLASS D OR HIGHER OPERATOR: 2 VISITS/WEEK ON NONCONSECUTIVE DAYS FOR A TOTAL OF 0.2 HOUR/WEEK. THERE SHALL BE NO MORE THAN 5 DAYS BETWEEN THE LAST VISIT IN ONE WEEK AND THE FIRST VISIT IN THE NEXT WEEK. | N | Y | COLONIAL ARMS MOTEL | 2370 US HWY 17 N. |  | WAUCHULA | FL | 33873 |  | 8637739758 |  | SHERIE BATTEY | RODRIGO GUTIERREZ | 3764 EAST MAIN |  | WAUCHULA | FL | 33873 |  | 9103372769 |  | INVESTOR | 99 | 1 | 30 | 2019-06-06 | 2018-04-20 | NC01 | 50
6 | HARDEE | SWD | PEACERIVER_MGR@EQUITYLIFESTYLE.COM | 6254750 | NONTRANSIENT NONCOMMUNITY | CHLORINATION; AERATION FOR REMOVAL OF ANY SECONDARY CONTAMINANT, SULFIDE, OR ANY UNREGULATED CONTAMINANT; CORROSION CONTROL INHIBITOR ADDITION; HYPOCHLORINATION; IRON OR MANGANESE SEQUESTRATION; OR ULTRAVIOLET RADIATION. THE LEAD/CHIEF OPERATOR MUST BE CLASS D OR HIGHER. 50,000 GPD UP TO 0.25 MGD-STAFFING BY CLASS D OR HIGHER OPERATOR: 3 VISITS/WEEK ON NONCONSECUTIVE DAYS FOR A TOTAL OF 0.3 HOUR/WEEK. LESS THAN 50,000 GPD-STAFFING BY A CLASS D OR HIGHER OPERATOR: 2 VISITS/WEEK ON NONCONSECUTIVE DAYS FOR A TOTAL OF 0.2 HOUR/WEEK. THERE SHALL BE NO MORE THAN 5 DAYS BETWEEN THE LAST VISIT IN ONE WEEK AND THE FIRST VISIT IN THE NEXT WEEK. | N | Y | THOUSAND TRAILS | 2555 US HWY 17 S |  | WAUCHULA | FL | 33873 |  | 8637358888 |  | MARLUZ LOPEZ | LESLIE REGISTER | 4300 W CYPRESS | #400 | TAMPA | FL | 33607 |  | 8132825934 |  | INVESTOR | 50 | 76800 | 495 | 2018-06-12 | 2021-02-19 | NTNC | 100
6 | HARDEE | SWD | skpresortwauchula@gmail.com | 6254752 | NONTRANSIENT NONCOMMUNITY | CHLORINATION; AERATION FOR REMOVAL OF ANY SECONDARY CONTAMINANT, SULFIDE, OR ANY UNREGULATED CONTAMINANT; CORROSION CONTROL INHIBITOR ADDITION; HYPOCHLORINATION; IRON OR MANGANESE SEQUESTRATION; OR ULTRAVIOLET RADIATION. THE LEAD/CHIEF OPERATOR MUST BE CLASS C OR HIGHER. 5.0 MGD AND ABOVE-STAFFING BY CLASS C OR HIGHER OPERATOR: 6 HOURS/DAY FOR 5 DAYS/WEEK AND ONE VISIT ON EACH WEEKEND DAY. 3.0 MGD UP TO 5.0 MGD-STAFFING BY CLASS C OR HIGHER OPERATOR: 1 HOUR/DAY FOR 5 DAYS/WEEK AND ONE VISIT ON EACH WEEKEND DAY. 0.25 MGD UP TO 3.0 MGD-STAFFING BY CLASS C OR HIGHER OPERATOR: 5 VISITS/WEEK AND ONE VISIT EACH WEEKEND FOR A TOTAL OF 0.6 HOUR/WEEK. | N | Y | FLORIDA SKP RV RESORT | 2219 SKP WAY |  | WAUCHULA | FL | 33873 |  | 8637351499 |  |  | RAYMOND HODGKINS | 2219 SKP WAY |  | WAUCHULA | FL | 33873 |  | 8637351499 |  | INVESTOR | 250 | 1 | 127 | 2018-09-14 | 2021-03-09 | NTNC | 100
6 | HARDEE | SWD | brian@arcadiapalmsrvpark.com | 6254753 | NONTRANSIENT NONCOMMUNITY | CHLORINATION; AERATION FOR REMOVAL OF ANY SECONDARY CONTAMINANT, SULFIDE, OR ANY UNREGULATED CONTAMINANT; CORROSION CONTROL INHIBITOR ADDITION; HYPOCHLORINATION; IRON OR MANGANESE SEQUESTRATION; OR ULTRAVIOLET RADIATION. THE LEAD/CHIEF OPERATOR MUST BE CLASS D OR HIGHER. 50,000 GPD UP TO 0.25 MGD-STAFFING BY CLASS D OR HIGHER OPERATOR: 3 VISITS/WEEK ON NONCONSECUTIVE DAYS FOR A TOTAL OF 0.3 HOUR/WEEK. LESS THAN 50,000 GPD-STAFFING BY A CLASS D OR HIGHER OPERATOR: 2 VISITS/WEEK ON NONCONSECUTIVE DAYS FOR A TOTAL OF 0.2 HOUR/WEEK. THERE SHALL BE NO MORE THAN 5 DAYS BETWEEN THE LAST VISIT IN ONE WEEK AND THE FIRST VISIT IN THE NEXT WEEK. | N | Y | LITTLE CHARLIE RV PARK | P.O. BOX 366 | 1850 HEARD BRIDGE ROAD | WAUCHULA | FL | 33873 |  | 8637730088 |  | MIRANDA KRIDER | BRIAN SCHAPER | 1850 HEARD BRIDGE ROAD |  | WAUCHULA | FL | 33873 |  | 2607104074 |  | INVESTOR | 115 | 4000 | 195 | 2018-06-12 | 2021-03-09 | NTNC | 100
6 | HARDEE | SWD | CHRIS.JOHNSON@FDC.MYFLORIDA.COM | 6254754 | COMMUNITY | CHLORINATION; AERATION FOR REMOVAL OF ANY SECONDARY CONTAMINANT, SULFIDE, OR ANY UNREGULATED CONTAMINANT; CORROSION CONTROL INHIBITOR ADDITION; HYPOCHLORINATION; IRON OR MANGANESE SEQUESTRATION; OR ULTRAVIOLET RADIATION. THE LEAD/CHIEF OPERATOR MUST BE CLASS C OR HIGHER. 5.0 MGD AND ABOVE-STAFFING BY CLASS C OR HIGHER OPERATOR: 6 HOURS/DAY FOR 5 DAYS/WEEK AND ONE VISIT ON EACH WEEKEND DAY. 3.0 MGD UP TO 5.0 MGD-STAFFING BY CLASS C OR HIGHER OPERATOR: 1 HOUR/DAY FOR 5 DAYS/WEEK AND ONE VISIT ON EACH WEEKEND DAY. 0.25 MGD UP TO 3.0 MGD-STAFFING BY CLASS C OR HIGHER OPERATOR: 5 VISITS/WEEK AND ONE VISIT EACH WEEKEND FOR A TOTAL OF 0.6 HOUR/WEEK. | N | Y | HARDEE CORRECTIONAL INSTITUTE | 6901 STATE ROAD 62 |  | BOWLING GREEN | FL | 33834 |  | 8637673054 | 257 | CHRIS JOHNSON | [9 empty] | STATE | 1900 | 1440000 | 1 | 2018-02-21 | 2021-01-15 | DC03 | 2000
6 | HARDEE | SWD | BROOKSIDE@CAMPLINK.NET | 6254762 | COMMUNITY | ACTIVATED CARBON PROCESSES; DIATOMACEOUS EARTH FILTRATION; ION EXCHANGE FOR REMOVAL OF ANY PRIMARY CONTAMINANT; ION AND MANGANESE REMOVAL (OXIDATION, DETENTION, AND FILTRATION); OR SLOW SAND FILTRATION. LEAD/CHIEF OPERATOR MUST BE CLASS C OR HIGHER. 1.0 MGD UP TO 2.0 MGD-STAFFING BY CLASS C OR HIGHER OPERATOR: 6 HOURS/DAY FOR 5 DAYS/WEEK AND ONE VISIT ON EACH WEEKEND DAY. 0.5 MGD UP TO 1.0 MGD-STAFFING BY CLASS C OR HIGHER OPERATOR: 3 HOURS/DAY FOR 5 DAYS/WEEK AND ONE VISIT ON EACH WEEKEND DAY. 0.25 MGD UP TO 0.5 MGD-STAFFING BY CLASS C OR HIGHER OPERATOR: 1 HOUR/DAY FOR 5 DAYS/WEEK AND ONE VISIT ON EACH WEEKEND DAY. LESS THAN 0.25 MGD-STAFFING BY CLASS C OR HIGHER OPERATOR: 5 VISITS/WEEK AND ONE VISIT EACH WEEKEND FOR A TOTAL OF 1.8 HOURS/WEEK. | N | Y | BROOKSIDE BLUFF RV PARK | 7701 GOLF BLVD. |  | ZOLFO SPRINGS | FL | 33890 |  | 8637350011 |  | JERRY WILLIAMS | SUE BOONE | 7750 GOLF BOULEVARD |  | ZOLFO SPRINGS | FL | 33890 |  | 8637350011 |  | INVESTOR | 300 | 59700 | 100 | 2018-09-05 | 2021-04-29 | DC051 | 100
6 | HARDEE | SWD |  | 6254763 | NONCOMMUNITY | ACTIVATED CARBON PROCESSES; DIATOMACEOUS EARTH FILTRATION; ION EXCHANGE FOR REMOVAL OF ANY PRIMARY CONTAMINANT; ION AND MANGANESE REMOVAL (OXIDATION, DETENTION, AND FILTRATION); OR SLOW SAND FILTRATION. LEAD/CHIEF OPERATOR MUST BE CLASS C OR HIGHER. 1.0 MGD UP TO 2.0 MGD-STAFFING BY CLASS C OR HIGHER OPERATOR: 6 HOURS/DAY FOR 5 DAYS/WEEK AND ONE VISIT ON EACH WEEKEND DAY. 0.5 MGD UP TO 1.0 MGD-STAFFING BY CLASS C OR HIGHER OPERATOR: 3 HOURS/DAY FOR 5 DAYS/WEEK AND ONE VISIT ON EACH WEEKEND DAY. 0.25 MGD UP TO 0.5 MGD-STAFFING BY CLASS C OR HIGHER OPERATOR: 1 HOUR/DAY FOR 5 DAYS/WEEK AND ONE VISIT ON EACH WEEKEND DAY. LESS THAN 0.25 MGD-STAFFING BY CLASS C OR HIGHER OPERATOR: 5 VISITS/WEEK AND ONE VISIT EACH WEEKEND FOR A TOTAL OF 1.8 HOURS/WEEK. | N | Y | HARDEE POWER PARTNERS | 6695 CR 663CR 663 |  | BOWLING GREEN | FL | 33834 |  | 8136306562 | 225 | SHELDRON JOHNSON | TIM FROST | 6695 N. CR 663 |  | BOWLING GREEN | FL | 33834 | 6817 | 8633753266 | 231 | INVESTOR | 25 | 5000 | 2 | 2018-02-01 | 2018-01-11 | NC01 | 50
6 | HARDEE | SWD | Jackson.Mosley@dep.state.fl.us | 6254766 | NONCOMMUNITY | CHLORINATION; AERATION FOR REMOVAL OF ANY SECONDARY CONTAMINANT, SULFIDE, OR ANY UNREGULATED CONTAMINANT; CORROSION CONTROL INHIBITOR ADDITION; HYPOCHLORINATION; IRON OR MANGANESE SEQUESTRATION; OR ULTRAVIOLET RADIATION. THE LEAD/CHIEF OPERATOR MUST BE CLASS D OR HIGHER. 50,000 GPD UP TO 0.25 MGD-STAFFING BY CLASS D OR HIGHER OPERATOR: 3 VISITS/WEEK ON NONCONSECUTIVE DAYS FOR A TOTAL OF 0.3 HOUR/WEEK. LESS THAN 50,000 GPD-STAFFING BY A CLASS D OR HIGHER OPERATOR: 2 VISITS/WEEK ON NONCONSECUTIVE DAYS FOR A TOTAL OF 0.2 HOUR/WEEK. THERE SHALL BE NO MORE THAN 5 DAYS BETWEEN THE LAST VISIT IN ONE WEEK AND THE FIRST VISIT IN THE NEXT WEEK. | N | Y | PAYNES CREEK HISTORIC SITE | 888 LAKE BRANCH RD. |  | BOWLING GREEN | FL | 33834 |  | 8633754717 |  | DUSTIN ALLEN | EZELL GIVENS | 1843 S. TAMIAMI TRAIL |  | OSPREY | FL | 34229 |  | 9414835944 |  | DEP (STATE PARK OR STATE REC AREA) | 25 | 5000 | 7 | 2015-10-27 | 2019-11-19 | NC01 | 50
6 | HARDEE | SWD | lee.minear@preco.coop | 6254769 | NONTRANSIENT NONCOMMUNITY | CHLORINATION; AERATION FOR REMOVAL OF ANY SECONDARY CONTAMINANT, SULFIDE, OR ANY UNREGULATED CONTAMINANT; CORROSION CONTROL INHIBITOR ADDITION; HYPOCHLORINATION; IRON OR MANGANESE SEQUESTRATION; OR ULTRAVIOLET RADIATION. THE LEAD/CHIEF OPERATOR MUST BE CLASS D OR HIGHER. 50,000 GPD UP TO 0.25 MGD-STAFFING BY CLASS D OR HIGHER OPERATOR: 3 VISITS/WEEK ON NONCONSECUTIVE DAYS FOR A TOTAL OF 0.3 HOUR/WEEK. LESS THAN 50,000 GPD-STAFFING BY A CLASS D OR HIGHER OPERATOR: 2 VISITS/WEEK ON NONCONSECUTIVE DAYS FOR A TOTAL OF 0.2 HOUR/WEEK. THERE SHALL BE NO MORE THAN 5 DAYS BETWEEN THE LAST VISIT IN ONE WEEK AND THE FIRST VISIT IN THE NEXT WEEK. | N | Y | PEACE RIVER ELECTRIC-OPERATION | 220 KNIGHT ROAD |  | WAUCHULA | FL | 33873 |  | 8637674635 |  | LEE MINEAR | PEACE RIVER ELECTRIC CO-OP,INC | PO BOX 1310 |  | WAUCHULA | FL | 33873 |  | 8637674635 |  | OTHER | 30 | 10000 | 2 | 2018-06-12 | 2021-05-26 | NTNC | 100
6 | HARDEE | SWD | Tim.Bryant@finr.net | 6254774 | COMMUNITY | AERATION FOR REMOVAL OF ANY PRIMARY CONTAMINANT; ALKALINITY/PH ADJUSTMENT; CHLORAMIN ATION; CHLORINE DIOXIDE FOR OXIDATION OR DISINFECTION; FLUORIDATION; ION EXCHANGE FOR REMOVAL OF ANY SECONDARY CONTAMINANT, SULFIDE, OR ANY UNREGULATED CONTAMINANT; OR OZONATION LESS THAN 0.1 MGD. STAFFING BY A CLASS D OR HIGHER OPERATOR: 3 VISITS/WEEK ON NONCONSECUTIVE DAYS FOR A TOTAL OF 0.6 HOUR/WEEK. THE LEAD/CHIEF OPERATOR MUST BE CLASS D OR HIGHER. | N | Y | LAKESIDE NEUROLOGICAL (FKA F.I.N.R.) | P.O. BOX 1348 |  | WAUCHULA | FL | 33873 |  | 8637732857 |  | TIM BRYANT | TIM BRYANT | P.O. BOX 1348 |  | WAUCHULA | FL | 33873 |  | 8637810381 |  | OTHER | 300 | 76000 | 26 | 2016-04-01 | 2021-05-26 | DC051 | 100
6 | HARDEE | SWD |  | 6254777 | NONCOMMUNITY | CHLORINATION; AERATION FOR REMOVAL OF ANY SECONDARY CONTAMINANT, SULFIDE, OR ANY UNREGULATED CONTAMINANT; CORROSION CONTROL INHIBITOR ADDITION; HYPOCHLORINATION; IRON OR MANGANESE SEQUESTRATION; OR ULTRAVIOLET RADIATION. THE LEAD/CHIEF OPERATOR MUST BE CLASS D OR HIGHER. 50,000 GPD UP TO 0.25 MGD-STAFFING BY CLASS D OR HIGHER OPERATOR: 3 VISITS/WEEK ON NONCONSECUTIVE DAYS FOR A TOTAL OF 0.3 HOUR/WEEK. LESS THAN 50,000 GPD-STAFFING BY A CLASS D OR HIGHER OPERATOR: 2 VISITS/WEEK ON NONCONSECUTIVE DAYS FOR A TOTAL OF 0.2 HOUR/WEEK. THERE SHALL BE NO MORE THAN 5 DAYS BETWEEN THE LAST VISIT IN ONE WEEK AND THE FIRST VISIT IN THE NEXT WEEK. | N | Y | THE BLUFFS GOLF COURSE | 8037 US HWY 17 |  | ZOLFO SPRINGS | FL | 33890 |  | 8639934310 |  | BILL HARVEY | [9 empty] | INVESTOR | 25 | 1 | 1 | 2017-02-21 | 2021-10-06 | NC01 | 50
6 | HARDEE | SWD | No email | 6254778 | NONCOMMUNITY | CHLORINATION; AERATION FOR REMOVAL OF ANY SECONDARY CONTAMINANT, SULFIDE, OR ANY UNREGULATED CONTAMINANT; CORROSION CONTROL INHIBITOR ADDITION; HYPOCHLORINATION; IRON OR MANGANESE SEQUESTRATION; OR ULTRAVIOLET RADIATION. THE LEAD/CHIEF OPERATOR MUST BE CLASS D OR HIGHER. 50,000 GPD UP TO 0.25 MGD-STAFFING BY CLASS D OR HIGHER OPERATOR: 3 VISITS/WEEK ON NONCONSECUTIVE DAYS FOR A TOTAL OF 0.3 HOUR/WEEK. LESS THAN 50,000 GPD-STAFFING BY A CLASS D OR HIGHER OPERATOR: 2 VISITS/WEEK ON NONCONSECUTIVE DAYS FOR A TOTAL OF 0.2 HOUR/WEEK. THERE SHALL BE NO MORE THAN 5 DAYS BETWEEN THE LAST VISIT IN ONE WEEK AND THE FIRST VISIT IN THE NEXT WEEK. | N | Y | COUNTRY COOLER | 4636 S.R. 62 W |  | BOWLING GREEN | FL | 33834 |  | 8637736888 |  | LESTER ALTMAN | LESTER ALTMAN | 1065 KNOLLWOOD CIRCLE |  | WAUCHULA | FL | 33873 |  | 8637736888 |  | INVESTOR | 25 | 1 | 1 | 2015-04-03 | 2019-11-19 | NC01 | 50
6 | HARDEE | SWD |  | 6254782 | NONCOMMUNITY | CHLORINATION; AERATION FOR REMOVAL OF ANY SECONDARY CONTAMINANT, SULFIDE, OR ANY UNREGULATED CONTAMINANT; CORROSION CONTROL INHIBITOR ADDITION; HYPOCHLORINATION; IRON OR MANGANESE SEQUESTRATION; OR ULTRAVIOLET RADIATION. THE LEAD/CHIEF OPERATOR MUST BE CLASS D OR HIGHER. 50,000 GPD UP TO 0.25 MGD-STAFFING BY CLASS D OR HIGHER OPERATOR: 3 VISITS/WEEK ON NONCONSECUTIVE DAYS FOR A TOTAL OF 0.3 HOUR/WEEK. LESS THAN 50,000 GPD-STAFFING BY A CLASS D OR HIGHER OPERATOR: 2 VISITS/WEEK ON NONCONSECUTIVE DAYS FOR A TOTAL OF 0.2 HOUR/WEEK. THERE SHALL BE NO MORE THAN 5 DAYS BETWEEN THE LAST VISIT IN ONE WEEK AND THE FIRST VISIT IN THE NEXT WEEK. | N | Y | CRACKER TRAIL SNACK SHACK | 5196 SR 64 HWY |  | ONA | FL | 33865 |  | 8637351106 |  | MUHAMMED ICHMEN | MUHAMMED RAHMAN | 13056 VALEWOOD DRIVE |  | NAPLES | FL | 34119 |  | 8637351106 |  | INVESTOR | 25 | 1 | 2 | 2012-07-19 | 2018-02-27 | NC01 | 50
6 | HARDEE | SWD | castle@wildblue.net | 6254783 | NONCOMMUNITY | CHLORINATION; AERATION FOR REMOVAL OF ANY SECONDARY CONTAMINANT, SULFIDE, OR ANY UNREGULATED CONTAMINANT; CORROSION CONTROL INHIBITOR ADDITION; HYPOCHLORINATION; IRON OR MANGANESE SEQUESTRATION; OR ULTRAVIOLET RADIATION. THE LEAD/CHIEF OPERATOR MUST BE CLASS D OR HIGHER. 50,000 GPD UP TO 0.25 MGD-STAFFING BY CLASS D OR HIGHER OPERATOR: 3 VISITS/WEEK ON NONCONSECUTIVE DAYS FOR A TOTAL OF 0.3 HOUR/WEEK. LESS THAN 50,000 GPD-STAFFING BY A CLASS D OR HIGHER OPERATOR: 2 VISITS/WEEK ON NONCONSECUTIVE DAYS FOR A TOTAL OF 0.2 HOUR/WEEK. THERE SHALL BE NO MORE THAN 5 DAYS BETWEEN THE LAST VISIT IN ONE WEEK AND THE FIRST VISIT IN THE NEXT WEEK. | N | Y | SOLOMON'S CASTLE | 4533 SOLOMON ROAD |  | ONA | FL | 33865 |  | 8634946077 |  |  | HOWARD SOLOMON | 4533 SOLOMON ROAD |  | ONA | FL | 33865 |  | 8634946077 |  | INVESTOR | 25 | 1 | 2 | 2011-03-21 | 2021-12-14 | NC01 | 50
6 | HARDEE | SWD | lodge1487@mooseunits.org | 6254786 | NONCOMMUNITY | CHLORINATION; AERATION FOR REMOVAL OF ANY SECONDARY CONTAMINANT, SULFIDE, OR ANY UNREGULATED CONTAMINANT; CORROSION CONTROL INHIBITOR ADDITION; HYPOCHLORINATION; IRON OR MANGANESE SEQUESTRATION; OR ULTRAVIOLET RADIATION. THE LEAD/CHIEF OPERATOR MUST BE CLASS D OR HIGHER. 50,000 GPD UP TO 0.25 MGD-STAFFING BY CLASS D OR HIGHER OPERATOR: 3 VISITS/WEEK ON NONCONSECUTIVE DAYS FOR A TOTAL OF 0.3 HOUR/WEEK. LESS THAN 50,000 GPD-STAFFING BY A CLASS D OR HIGHER OPERATOR: 2 VISITS/WEEK ON NONCONSECUTIVE DAYS FOR A TOTAL OF 0.2 HOUR/WEEK. THERE SHALL BE NO MORE THAN 5 DAYS BETWEEN THE LAST VISIT IN ONE WEEK AND THE FIRST VISIT IN THE NEXT WEEK. | N | Y | WAUCHULA MOOSE LODGE # 1487 | 117 KING ROAD |  | WAUCHULA | FL | 33873 |  | 8637733574 |  |  | WAUCHULA MOOSE LODGE #1487 | 117 KING ROAD |  | WAUCHULA | FL | 33873 |  | 8637733820 |  | INVESTOR | 25 | 1 | 1 | 2017-03-31 | 2021-12-08 | NC01 | 50
6 | HARDEE | SWD | joyce@newhopewauchula.org | 6254787 | NONCOMMUNITY | CHLORINATION; AERATION FOR REMOVAL OF ANY SECONDARY CONTAMINANT, SULFIDE, OR ANY UNREGULATED CONTAMINANT; CORROSION CONTROL INHIBITOR ADDITION; HYPOCHLORINATION; IRON OR MANGANESE SEQUESTRATION; OR ULTRAVIOLET RADIATION. THE LEAD/CHIEF OPERATOR MUST BE CLASS D OR HIGHER. 50,000 GPD UP TO 0.25 MGD-STAFFING BY CLASS D OR HIGHER OPERATOR: 3 VISITS/WEEK ON NONCONSECUTIVE DAYS FOR A TOTAL OF 0.3 HOUR/WEEK. LESS THAN 50,000 GPD-STAFFING BY A CLASS D OR HIGHER OPERATOR: 2 VISITS/WEEK ON NONCONSECUTIVE DAYS FOR A TOTAL OF 0.2 HOUR/WEEK. THERE SHALL BE NO MORE THAN 5 DAYS BETWEEN THE LAST VISIT IN ONE WEEK AND THE FIRST VISIT IN THE NEXT WEEK. | N | Y | NEW HOPE BAPTIST CHURCH | 1999 S.R. 64 E. |  | WAUCHULA | FL | 33873 |  | 8637732101 |  | D'GEE HODGES | WINSTON SMITH | PO BOX 2437 |  | WAUCHULA | FL | 33873 |  | 8637732101 |  | INVESTOR | 200 | 7200 | 5 | 2012-10-08 | 2018-02-27 | NC01 | 50
6 | HARDEE | SWD | smokinjoesbarbecue13@gmail.com | 6254791 | NONCOMMUNITY | CHLORINATION; AERATION FOR REMOVAL OF ANY SECONDARY CONTAMINANT, SULFIDE, OR ANY UNREGULATED CONTAMINANT; CORROSION CONTROL INHIBITOR ADDITION; HYPOCHLORINATION; IRON OR MANGANESE SEQUESTRATION; OR ULTRAVIOLET RADIATION. THE LEAD/CHIEF OPERATOR MUST BE CLASS D OR HIGHER. 50,000 GPD UP TO 0.25 MGD-STAFFING BY CLASS D OR HIGHER OPERATOR: 3 VISITS/WEEK ON NONCONSECUTIVE DAYS FOR A TOTAL OF 0.3 HOUR/WEEK. LESS THAN 50,000 GPD-STAFFING BY A CLASS D OR HIGHER OPERATOR: 2 VISITS/WEEK ON NONCONSECUTIVE DAYS FOR A TOTAL OF 0.2 HOUR/WEEK. THERE SHALL BE NO MORE THAN 5 DAYS BETWEEN THE LAST VISIT IN ONE WEEK AND THE FIRST VISIT IN THE NEXT WEEK. | N | Y | SMOKIN' JOES BBQ & DINER (STATONS VIDEO) | 4050 HWY 17 |  | BOWLING GREEN | FL | 33834 |  | 8633754422 |  | JOE STATON | [9 empty] | INVESTOR | 25 | 1 | 1 | 2014-08-12 | 2021-12-21 | NC01 | 50
6 | HARDEE | SWD | dgw032546@gmail.com | 6254793 | NONCOMMUNITY | CHLORINATION; AERATION FOR REMOVAL OF ANY SECONDARY CONTAMINANT, SULFIDE, OR ANY UNREGULATED CONTAMINANT; CORROSION CONTROL INHIBITOR ADDITION; HYPOCHLORINATION; IRON OR MANGANESE SEQUESTRATION; OR ULTRAVIOLET RADIATION. THE LEAD/CHIEF OPERATOR MUST BE CLASS D OR HIGHER. 50,000 GPD UP TO 0.25 MGD-STAFFING BY CLASS D OR HIGHER OPERATOR: 3 VISITS/WEEK ON NONCONSECUTIVE DAYS FOR A TOTAL OF 0.3 HOUR/WEEK. LESS THAN 50,000 GPD-STAFFING BY A CLASS D OR HIGHER OPERATOR: 2 VISITS/WEEK ON NONCONSECUTIVE DAYS FOR A TOTAL OF 0.2 HOUR/WEEK. THERE SHALL BE NO MORE THAN 5 DAYS BETWEEN THE LAST VISIT IN ONE WEEK AND THE FIRST VISIT IN THE NEXT WEEK. | N | Y | KING FRIES / FT. GREEN SNACK SHACK | 4650 SR 62 |  | BOWLING GREEN | FL | 33834 |  | 8637730400 |  | DONNY WATERS | DONNY WATERS | 5994 RICH RD. |  | BOWLING GREEN | FL | 33834 |  | 8637730400 |  | INVESTOR | 25 | 2000 | 1 | 2020-01-23 | 2019-11-19 | NC01 | 50
6 | HARDEE | SWD |  | 6254794 | NONCOMMUNITY | CHLORINATION; AERATION FOR REMOVAL OF ANY SECONDARY CONTAMINANT, SULFIDE, OR ANY UNREGULATED CONTAMINANT; CORROSION CONTROL INHIBITOR ADDITION; HYPOCHLORINATION; IRON OR MANGANESE SEQUESTRATION; OR ULTRAVIOLET RADIATION. THE LEAD/CHIEF OPERATOR MUST BE CLASS D OR HIGHER. 50,000 GPD UP TO 0.25 MGD-STAFFING BY CLASS D OR HIGHER OPERATOR: 3 VISITS/WEEK ON NONCONSECUTIVE DAYS FOR A TOTAL OF 0.3 HOUR/WEEK. LESS THAN 50,000 GPD-STAFFING BY A CLASS D OR HIGHER OPERATOR: 2 VISITS/WEEK ON NONCONSECUTIVE DAYS FOR A TOTAL OF 0.2 HOUR/WEEK. THERE SHALL BE NO MORE THAN 5 DAYS BETWEEN THE LAST VISIT IN ONE WEEK AND THE FIRST VISIT IN THE NEXT WEEK. | N | Y | CHEVRON FOOD MART FKA ONA MARKET | 5111 SR 64 WEST |  | ONA | FL | 33865 |  | 8637734719 |  | MUHAMMED ICHMEN | [9 empty] | INVESTOR | 25 | 0 | 1 | 2017-02-02 | 2021-10-06 | NC01 | 50
6 | HARDEE | SWD | park.winter@hardeecounty.net; thomas.smith@hardeecounty.net; | 6254799 | COMMUNITY | CHLORINATION; AERATION FOR REMOVAL OF ANY SECONDARY CONTAMINANT, SULFIDE, OR ANY UNREGULATED CONTAMINANT; CORROSION CONTROL INHIBITOR ADDITION; HYPOCHLORINATION; IRON OR MANGANESE SEQUESTRATION; OR ULTRAVIOLET RADIATION. THE LEAD/CHIEF OPERATOR MUST BE CLASS C OR HIGHER. 5.0 MGD AND ABOVE-STAFFING BY CLASS C OR HIGHER OPERATOR: 6 HOURS/DAY FOR 5 DAYS/WEEK AND ONE VISIT ON EACH WEEKEND DAY. 3.0 MGD UP TO 5.0 MGD-STAFFING BY CLASS C OR HIGHER OPERATOR: 1 HOUR/DAY FOR 5 DAYS/WEEK AND ONE VISIT ON EACH WEEKEND DAY. 0.25 MGD UP TO 3.0 MGD-STAFFING BY CLASS C OR HIGHER OPERATOR: 5 VISITS/WEEK AND ONE VISIT EACH WEEKEND FOR A TOTAL OF 0.6 HOUR/WEEK. | N | Y | WAUCHULA HILLS (HARDEE COUNTY UTILITIES) | 325 STATE ROAD 62 |  | BOWLING GREEEN | FL | 33834 |  | 8637733465 |  |  | PARK WINTER | 412 W. ORANGE ST. | ROOM A-203 | WAUCHULA | FL | 33873 |  |  |  | COUNTY | 2415 | 440000 | 224 | 2016-08-24 | 2019-06-06 | DC04 | 1000
6 | HARDEE | SWD | vernon.myers@oldcastleapg.com | 6254803 | NONTRANSIENT NONCOMMUNITY | CHLORINATION; AERATION FOR REMOVAL OF ANY SECONDARY CONTAMINANT, SULFIDE, OR ANY UNREGULATED CONTAMINANT; CORROSION CONTROL INHIBITOR ADDITION; HYPOCHLORINATION; IRON OR MANGANESE SEQUESTRATION; OR ULTRAVIOLET RADIATION. THE LEAD/CHIEF OPERATOR MUST BE CLASS D OR HIGHER. 50,000 GPD UP TO 0.25 MGD-STAFFING BY CLASS D OR HIGHER OPERATOR: 3 VISITS/WEEK ON NONCONSECUTIVE DAYS FOR A TOTAL OF 0.3 HOUR/WEEK. LESS THAN 50,000 GPD-STAFFING BY A CLASS D OR HIGHER OPERATOR: 2 VISITS/WEEK ON NONCONSECUTIVE DAYS FOR A TOTAL OF 0.2 HOUR/WEEK. THERE SHALL BE NO MORE THAN 5 DAYS BETWEEN THE LAST VISIT IN ONE WEEK AND THE FIRST VISIT IN THE NEXT WEEK. | N | Y | OLD CASTLE LAWN & GARDEN | 6681 N. CR. 663 |  | BOWLING GREEN | FL | 33834 |  | 8633752600 |  | ROBERT WIMBLEY | ROBERT WIMBLEY | 6681 N. CR 663 |  | BOWLING GREEN | FL | 33834 |  | 8633752600 |  | INVESTOR | 45 | 10000 | 3 | 2013-08-29 | 2021-04-13 | NTNC | 100
6 | HARDEE | SWD | PRESCO1@COMCAST.NET | 6254805 | NONCOMMUNITY | CHLORINATION; AERATION FOR REMOVAL OF ANY SECONDARY CONTAMINANT, SULFIDE, OR ANY UNREGULATED CONTAMINANT; CORROSION CONTROL INHIBITOR ADDITION; HYPOCHLORINATION; IRON OR MANGANESE SEQUESTRATION; OR ULTRAVIOLET RADIATION. THE LEAD/CHIEF OPERATOR MUST BE CLASS D OR HIGHER. 50,000 GPD UP TO 0.25 MGD-STAFFING BY CLASS D OR HIGHER OPERATOR: 3 VISITS/WEEK ON NONCONSECUTIVE DAYS FOR A TOTAL OF 0.3 HOUR/WEEK. LESS THAN 50,000 GPD-STAFFING BY A CLASS D OR HIGHER OPERATOR: 2 VISITS/WEEK ON NONCONSECUTIVE DAYS FOR A TOTAL OF 0.2 HOUR/WEEK. THERE SHALL BE NO MORE THAN 5 DAYS BETWEEN THE LAST VISIT IN ONE WEEK AND THE FIRST VISIT IN THE NEXT WEEK. | N | Y | WAUCHULA SUNOCO STORE | 5121 S.R. 64 EAST |  | WAUCHULA | FL | 33873 |  | 8635199864 |  | MARUT PATEL | HITESH PATEL | 2481 S. KISSINGEN AVE. |  | BARTOW | FL | 33830 |  | 8635199864 |  | INVESTOR | 25 | 12960 | 1 | 2017-02-22 | 2021-12-08 | NC01 | 50
6 | HARDEE | SWD |  | 6254806 | NONCOMMUNITY | ACTIVATED CARBON PROCESSES; DIATOMACEOUS EARTH FILTRATION; ION EXCHANGE FOR REMOVAL OF ANY PRIMARY CONTAMINANT; ION AND MANGANESE REMOVAL (OXIDATION, DETENTION, AND FILTRATION); OR SLOW SAND FILTRATION. LEAD/CHIEF OPERATOR MUST BE CLASS C OR HIGHER. 1.0 MGD UP TO 2.0 MGD-STAFFING BY CLASS C OR HIGHER OPERATOR: 6 HOURS/DAY FOR 5 DAYS/WEEK AND ONE VISIT ON EACH WEEKEND DAY. 0.5 MGD UP TO 1.0 MGD-STAFFING BY CLASS C OR HIGHER OPERATOR: 3 HOURS/DAY FOR 5 DAYS/WEEK AND ONE VISIT ON EACH WEEKEND DAY. 0.25 MGD UP TO 0.5 MGD-STAFFING BY CLASS C OR HIGHER OPERATOR: 1 HOUR/DAY FOR 5 DAYS/WEEK AND ONE VISIT ON EACH WEEKEND DAY. LESS THAN 0.25 MGD-STAFFING BY CLASS C OR HIGHER OPERATOR: 5 VISITS/WEEK AND ONE VISIT EACH WEEKEND FOR A TOTAL OF 1.8 HOURS/WEEK. | N | N | MIDULLA GENERATING STATION - SEMINOLE E. | 6697 NORTH CR 663 (PLANT ADDRESS) |  | BOWLING GREEN | FL | 33834 |  | 8139630994 |  | JOSHUA HODGES | DAVID FERRENTINO | 6697 NORTH COUNTY ROAD 663 |  | BOWLING GREEN | FL | 33834 |  | 8137391283 |  | INVESTOR/LICENSED PUBLIC UTILITIES | 25 | 6000 | 3 | 2012-05-15 | 2021-10-06 | NC01 | 50
6 | HARDEE | SWD |  | 6254807 | NONCOMMUNITY | CHLORINATION; AERATION FOR REMOVAL OF ANY SECONDARY CONTAMINANT, SULFIDE, OR ANY UNREGULATED CONTAMINANT; CORROSION CONTROL INHIBITOR ADDITION; HYPOCHLORINATION; IRON OR MANGANESE SEQUESTRATION; OR ULTRAVIOLET RADIATION. THE LEAD/CHIEF OPERATOR MUST BE CLASS D OR HIGHER. 50,000 GPD UP TO 0.25 MGD-STAFFING BY CLASS D OR HIGHER OPERATOR: 3 VISITS/WEEK ON NONCONSECUTIVE DAYS FOR A TOTAL OF 0.3 HOUR/WEEK. LESS THAN 50,000 GPD-STAFFING BY A CLASS D OR HIGHER OPERATOR: 2 VISITS/WEEK ON NONCONSECUTIVE DAYS FOR A TOTAL OF 0.2 HOUR/WEEK. THERE SHALL BE NO MORE THAN 5 DAYS BETWEEN THE LAST VISIT IN ONE WEEK AND THE FIRST VISIT IN THE NEXT WEEK. | N | Y | HARDEE LAKES | 5502 OLLIE ROBERTS ROAD |  | BOWLING GREEN | FL | 33834 |  | 8637733419 |  |  | DANNY WEEKS | 205 HANCHEY RD |  | WAUCHULA | FL | 33873 |  | 8637733419 |  | MUNICIPALITY | 25 | 86400 | 1 | 2018-01-11 | 2018-01-11 | NC01 | 50
6 | HARDEE | SWD | rhonda@pantusoinc.com | 6254808 | NONTRANSIENT NONCOMMUNITY | ACTIVATED CARBON PROCESSES; DIATOMACEOUS EARTH FILTRATION; ION EXCHANGE FOR REMOVAL OF ANY PRIMARY CONTAMINANT; ION AND MANGANESE REMOVAL (OXIDATION, DETENTION, AND FILTRATION); OR SLOW SAND FILTRATION. LEAD/CHIEF OPERATOR MUST BE CLASS C OR HIGHER. 1.0 MGD UP TO 2.0 MGD-STAFFING BY CLASS C OR HIGHER OPERATOR: 6 HOURS/DAY FOR 5 DAYS/WEEK AND ONE VISIT ON EACH WEEKEND DAY. 0.5 MGD UP TO 1.0 MGD-STAFFING BY CLASS C OR HIGHER OPERATOR: 3 HOURS/DAY FOR 5 DAYS/WEEK AND ONE VISIT ON EACH WEEKEND DAY. 0.25 MGD UP TO 0.5 MGD-STAFFING BY CLASS C OR HIGHER OPERATOR: 1 HOUR/DAY FOR 5 DAYS/WEEK AND ONE VISIT ON EACH WEEKEND DAY. LESS THAN 0.25 MGD-STAFFING BY CLASS C OR HIGHER OPERATOR: 5 VISITS/WEEK AND ONE VISIT EACH WEEKEND FOR A TOTAL OF 1.8 HOURS/WEEK. | N | Y | PFH GROVE HOLDINGS, LLC. | EAST OF US 17 AND SOUTH OF SWEETWATER RD |  | ZOLFO SPRINGS | FL | 33890 |  | 7724618868 |  | RHONDA VINCENT | GEORGE PANTUSO | P.O. BOX 14049 |  | FORT PIERCE | FL | 34979 |  | 7724618868 |  | OTHER | 167 | 50400 | 12 | 2018-06-27 | 2021-04-29 | NTNC | 100
6 | HARDEE | SWD |  | 6254810 | NONTRANSIENT NONCOMMUNITY | CHLORINATION; AERATION FOR REMOVAL OF ANY SECONDARY CONTAMINANT, SULFIDE, OR ANY UNREGULATED CONTAMINANT; CORROSION CONTROL INHIBITOR ADDITION; HYPOCHLORINATION; IRON OR MANGANESE SEQUESTRATION; OR ULTRAVIOLET RADIATION. THE LEAD/CHIEF OPERATOR MUST BE CLASS D OR HIGHER. 50,000 GPD UP TO 0.25 MGD-STAFFING BY CLASS D OR HIGHER OPERATOR: 3 VISITS/WEEK ON NONCONSECUTIVE DAYS FOR A TOTAL OF 0.3 HOUR/WEEK. LESS THAN 50,000 GPD-STAFFING BY A CLASS D OR HIGHER OPERATOR: 2 VISITS/WEEK ON NONCONSECUTIVE DAYS FOR A TOTAL OF 0.2 HOUR/WEEK. THERE SHALL BE NO MORE THAN 5 DAYS BETWEEN THE LAST VISIT IN ONE WEEK AND THE FIRST VISIT IN THE NEXT WEEK. | N | Y | MOSAIC FERTILIZER LLC - ONA COMPOUND | 8426 SR 62 |  | BOWLING GREEN | FL | 33834 |  | 8634283939 |  | MOSAIC FERTILIZER, LLC | MOSAIC FERTILIZER, LLC | 13830 CIRCA CROSSING DRIVE |  | LITHIA | FL | 33547 |  | 8635006300 |  | OTHER | 250 | 0 | 6 |  | 2021-10-21 | NTNC | 100
6 | HERNANDO | SWD | Bigtreemhp@yahoo.com | 6270009 | COMMUNITY | CHLORINATION; AERATION FOR REMOVAL OF ANY SECONDARY CONTAMINANT, SULFIDE, OR ANY UNREGULATED CONTAMINANT; CORROSION CONTROL INHIBITOR ADDITION; HYPOCHLORINATION; IRON OR MANGANESE SEQUESTRATION; OR ULTRAVIOLET RADIATION. THE LEAD/CHIEF OPERATOR MUST BE CLASS C OR HIGHER. 5.0 MGD AND ABOVE-STAFFING BY CLASS C OR HIGHER OPERATOR: 6 HOURS/DAY FOR 5 DAYS/WEEK AND ONE VISIT ON EACH WEEKEND DAY. 3.0 MGD UP TO 5.0 MGD-STAFFING BY CLASS C OR HIGHER OPERATOR: 1 HOUR/DAY FOR 5 DAYS/WEEK AND ONE VISIT ON EACH WEEKEND DAY. 0.25 MGD UP TO 3.0 MGD-STAFFING BY CLASS C OR HIGHER OPERATOR: 5 VISITS/WEEK AND ONE VISIT EACH WEEKEND FOR A TOTAL OF 0.6 HOUR/WEEK. | N | Y | BIG TREE MOBILE HOME & RV VILLAGE | 6130 BROAD ST (US 41) |  | BROOKSVILLE | FL | 34601 |  | 3527964141 |  | RORY RYNIKER | KOSTAS (GUS) KAPOUSIS | 1662 SEABREEZE DR. |  | TARPON SPRINGS | FL | 34689 |  | 7272670808 |  | INVESTOR | 200 | 34560 | 99 | 2013-02-22 | 2020-10-29 | DC06 | 100
6 | HERNANDO | SWD | dpittman@asapcapital.com | 6270233 | NONCOMMUNITY | CHLORINATION; AERATION FOR REMOVAL OF ANY SECONDARY CONTAMINANT, SULFIDE, OR ANY UNREGULATED CONTAMINANT; CORROSION CONTROL INHIBITOR ADDITION; HYPOCHLORINATION; IRON OR MANGANESE SEQUESTRATION; OR ULTRAVIOLET RADIATION. THE LEAD/CHIEF OPERATOR MUST BE CLASS D OR HIGHER. 50,000 GPD UP TO 0.25 MGD-STAFFING BY CLASS D OR HIGHER OPERATOR: 3 VISITS/WEEK ON NONCONSECUTIVE DAYS FOR A TOTAL OF 0.3 HOUR/WEEK. LESS THAN 50,000 GPD-STAFFING BY A CLASS D OR HIGHER OPERATOR: 2 VISITS/WEEK ON NONCONSECUTIVE DAYS FOR A TOTAL OF 0.2 HOUR/WEEK. THERE SHALL BE NO MORE THAN 5 DAYS BETWEEN THE LAST VISIT IN ONE WEEK AND THE FIRST VISIT IN THE NEXT WEEK. | N | Y | TURPENTINE LAND LLC (FKA ECKERD ACADEMY) | 397 CULBREATH RD. |  | BROOKSVILLE | FL | 34602 |  |  |  | ANDREW PITTMAN | ANDREW PITTMAN | 1700 S. MACDILL AVE | SUITE 340 | TAMPA | FL | 33629 |  | 8133107525 |  | TRUST/COOPERATIVE | 25 | 1 | 16 | 2010-11-02 | 2019-11-19 | NC01 | 50
6 | HERNANDO | SWD | campawyle@bellsouth.net | 6270246 | COMMUNITY | CHLORINATION; AERATION FOR REMOVAL OF ANY SECONDARY CONTAMINANT, SULFIDE, OR ANY UNREGULATED CONTAMINANT; CORROSION CONTROL INHIBITOR ADDITION; HYPOCHLORINATION; IRON OR MANGANESE SEQUESTRATION; OR ULTRAVIOLET RADIATION. THE LEAD/CHIEF OPERATOR MUST BE CLASS D OR HIGHER. 50,000 GPD UP TO 0.25 MGD-STAFFING BY CLASS D OR HIGHER OPERATOR: 3 VISITS/WEEK ON NONCONSECUTIVE DAYS FOR A TOTAL OF 0.3 HOUR/WEEK. LESS THAN 50,000 GPD-STAFFING BY A CLASS D OR HIGHER OPERATOR: 2 VISITS/WEEK ON NONCONSECUTIVE DAYS FOR A TOTAL OF 0.2 HOUR/WEEK. THERE SHALL BE NO MORE THAN 5 DAYS BETWEEN THE LAST VISIT IN ONE WEEK AND THE FIRST VISIT IN THE NEXT WEEK. | N | Y | CAMP-A-WYLE LAKE RESORT | 9206 GRIZZLY BEAR LN. |  | WEEKI WACHEE | FL | 34613 |  | 3525962139 | [11 empty] | INVESTOR | 400 | 191000 | 205 | 2020-11-30 | 2020-10-29 | DC05 | 500
6 | HERNANDO | SWD | JHOWARD@CO.HERNANDO.FL.US | 6270269 | COMMUNITY | CHLORINATION; AERATION FOR REMOVAL OF ANY SECONDARY CONTAMINANT, SULFIDE, OR ANY UNREGULATED CONTAMINANT; CORROSION CONTROL INHIBITOR ADDITION; HYPOCHLORINATION; IRON OR MANGANESE SEQUESTRATION; OR ULTRAVIOLET RADIATION. THE LEAD/CHIEF OPERATOR MUST BE CLASS D OR HIGHER. 50,000 GPD UP TO 0.25 MGD-STAFFING BY CLASS D OR HIGHER OPERATOR: 3 VISITS/WEEK ON NONCONSECUTIVE DAYS FOR A TOTAL OF 0.3 HOUR/WEEK. LESS THAN 50,000 GPD-STAFFING BY A CLASS D OR HIGHER OPERATOR: 2 VISITS/WEEK ON NONCONSECUTIVE DAYS FOR A TOTAL OF 0.2 HOUR/WEEK. THERE SHALL BE NO MORE THAN 5 DAYS BETWEEN THE LAST VISIT IN ONE WEEK AND THE FIRST VISIT IN THE NEXT WEEK. | N | Y | HERNANDO CO UTL-CEDAR LN | 24230 BROWNING PLACE |  | BROOKSVILLE | FL | 34601 |  | 3527544490 |  | JOE FRETTO | LANDIS LEGG | 15400 WISCON RD. |  | BROOKSVILLE | FL | 34601 |  | 3527544037 |  | COUNTY | 368 | 583000 | 147 | 2011-10-11 | 2019-03-05 | DC04 | 1000
6 | HERNANDO | SWD | jfretto@co.hernando.fl.us | 6270291 | NONCOMMUNITY | CHLORINATION; AERATION FOR REMOVAL OF ANY SECONDARY CONTAMINANT, SULFIDE, OR ANY UNREGULATED CONTAMINANT; CORROSION CONTROL INHIBITOR ADDITION; HYPOCHLORINATION; IRON OR MANGANESE SEQUESTRATION; OR ULTRAVIOLET RADIATION. THE LEAD/CHIEF OPERATOR MUST BE CLASS D OR HIGHER. 50,000 GPD UP TO 0.25 MGD-STAFFING BY CLASS D OR HIGHER OPERATOR: 3 VISITS/WEEK ON NONCONSECUTIVE DAYS FOR A TOTAL OF 0.3 HOUR/WEEK. LESS THAN 50,000 GPD-STAFFING BY A CLASS D OR HIGHER OPERATOR: 2 VISITS/WEEK ON NONCONSECUTIVE DAYS FOR A TOTAL OF 0.2 HOUR/WEEK. THERE SHALL BE NO MORE THAN 5 DAYS BETWEEN THE LAST VISIT IN ONE WEEK AND THE FIRST VISIT IN THE NEXT WEEK. | N | Y | CHINSEGUT HILL | 22271 CHINSEGUT HILL ROAD |  | BROOKSVILLE | FL | 34601 |  | 3527544490 |  | JOE FRETTO | CRAIG W. BECKER | 1525 E. JEFFERSON ST. |  | BROOKSVILLE | FL | 34601 |  | 3527544029 |  | STATE | 25 | 28800 | 8 | 2010-06-11 | 2020-07-14 | NC01 | 50
6 | HERNANDO | SWD | jfretto@CO.HERNANDO.FL.US | 6270468 | COMMUNITY | CHLORINATION; AERATION FOR REMOVAL OF ANY SECONDARY CONTAMINANT, SULFIDE, OR ANY UNREGULATED CONTAMINANT; CORROSION CONTROL INHIBITOR ADDITION; HYPOCHLORINATION; IRON OR MANGANESE SEQUESTRATION; OR ULTRAVIOLET RADIATION. THE LEAD/CHIEF OPERATOR MUST BE CLASS C OR HIGHER. 5.0 MGD AND ABOVE-STAFFING BY CLASS C OR HIGHER OPERATOR: 6 HOURS/DAY FOR 5 DAYS/WEEK AND ONE VISIT ON EACH WEEKEND DAY. 3.0 MGD UP TO 5.0 MGD-STAFFING BY CLASS C OR HIGHER OPERATOR: 1 HOUR/DAY FOR 5 DAYS/WEEK AND ONE VISIT ON EACH WEEKEND DAY. 0.25 MGD UP TO 3.0 MGD-STAFFING BY CLASS C OR HIGHER OPERATOR: 5 VISITS/WEEK AND ONE VISIT EACH WEEKEND FOR A TOTAL OF 0.6 HOUR/WEEK. | N | Y | HERNANDO CO UTL-DOGWOOD EST | 23489 EPPLEY DR. |  | BROOKSVILLE | FL | 34601 |  | 3527544490 |  | JOE FRETTO | GORDON ONDERDONK, P.E. | 15365 CORTEZ BLVD |  | BROOKSVILLE | FL | 34613 |  | 3527544037 |  | COUNTY | 813 | 684000 | 325 | 2011-09-12 | 2019-03-05 | DC04 | 1000
6 | HERNANDO | SWD | edencs@tampabay.rr.com | 6270507 | NONTRANSIENT NONCOMMUNITY | CHLORINATION; AERATION FOR REMOVAL OF ANY SECONDARY CONTAMINANT, SULFIDE, OR ANY UNREGULATED CONTAMINANT; CORROSION CONTROL INHIBITOR ADDITION; HYPOCHLORINATION; IRON OR MANGANESE SEQUESTRATION; OR ULTRAVIOLET RADIATION. THE LEAD/CHIEF OPERATOR MUST BE CLASS D OR HIGHER. 50,000 GPD UP TO 0.25 MGD-STAFFING BY CLASS D OR HIGHER OPERATOR: 3 VISITS/WEEK ON NONCONSECUTIVE DAYS FOR A TOTAL OF 0.3 HOUR/WEEK. LESS THAN 50,000 GPD-STAFFING BY A CLASS D OR HIGHER OPERATOR: 2 VISITS/WEEK ON NONCONSECUTIVE DAYS FOR A TOTAL OF 0.2 HOUR/WEEK. THERE SHALL BE NO MORE THAN 5 DAYS BETWEEN THE LAST VISIT IN ONE WEEK AND THE FIRST VISIT IN THE NEXT WEEK. | N | Y | EDEN CHRISTIAN SCHOOL | 22308 LAKE LINDSEY ROAD |  | BROOKSVILLE | FL | 34601 |  | 3527961619 |  | BRENDA KING | BLANCHE AMSLER | 22308 LAKE LINDSEY ROAD |  | BROOKSVILLE | FL | 34601 |  | 3527961619 |  | OTHER | 99 | 1 | 4 | 2016-06-16 | 2018-12-07 | NTNC | 100
6 | HERNANDO | SWD | DAVIDT.SINGER@CEMEX.COM | 6270598 | NONTRANSIENT NONCOMMUNITY | CHLORINATION; AERATION FOR REMOVAL OF ANY SECONDARY CONTAMINANT, SULFIDE, OR ANY UNREGULATED CONTAMINANT; CORROSION CONTROL INHIBITOR ADDITION; HYPOCHLORINATION; IRON OR MANGANESE SEQUESTRATION; OR ULTRAVIOLET RADIATION. THE LEAD/CHIEF OPERATOR MUST BE CLASS D OR HIGHER. 50,000 GPD UP TO 0.25 MGD-STAFFING BY CLASS D OR HIGHER OPERATOR: 3 VISITS/WEEK ON NONCONSECUTIVE DAYS FOR A TOTAL OF 0.3 HOUR/WEEK. LESS THAN 50,000 GPD-STAFFING BY A CLASS D OR HIGHER OPERATOR: 2 VISITS/WEEK ON NONCONSECUTIVE DAYS FOR A TOTAL OF 0.2 HOUR/WEEK. THERE SHALL BE NO MORE THAN 5 DAYS BETWEEN THE LAST VISIT IN ONE WEEK AND THE FIRST VISIT IN THE NEXT WEEK. | N | Y | CEMEX CORPORATION (BROOKSVILLE NORTH) | 16301 PONCE DE LEON BLVD. |  | BROOKSVILLE | FL | 34614 |  | 3527997881 |  | DAVID T. SINGER | [9 empty] | INVESTOR | 115 | 30000 | 5 | 2014-08-24 | 2019-06-25 | NTNC | 100
6 | HERNANDO | SWD | MISHA8300@YAHOO.COM | 6270721 | NONCOMMUNITY | CHLORINATION; AERATION FOR REMOVAL OF ANY SECONDARY CONTAMINANT, SULFIDE, OR ANY UNREGULATED CONTAMINANT; CORROSION CONTROL INHIBITOR ADDITION; HYPOCHLORINATION; IRON OR MANGANESE SEQUESTRATION; OR ULTRAVIOLET RADIATION. THE LEAD/CHIEF OPERATOR MUST BE CLASS D OR HIGHER. 50,000 GPD UP TO 0.25 MGD-STAFFING BY CLASS D OR HIGHER OPERATOR: 3 VISITS/WEEK ON NONCONSECUTIVE DAYS FOR A TOTAL OF 0.3 HOUR/WEEK. LESS THAN 50,000 GPD-STAFFING BY A CLASS D OR HIGHER OPERATOR: 2 VISITS/WEEK ON NONCONSECUTIVE DAYS FOR A TOTAL OF 0.2 HOUR/WEEK. THERE SHALL BE NO MORE THAN 5 DAYS BETWEEN THE LAST VISIT IN ONE WEEK AND THE FIRST VISIT IN THE NEXT WEEK. | N | Y | BP GAS STATION | 478 BROAD STREET |  | MASARYKTOWN | FL | 34604 |  | 3527993570 |  | SANGITA PATEL | BHARAT PATEL | 478 BROAD ST. |  | MASARYKTOWN | FL | 34604 |  | 3527993570 |  | INVESTOR | 550 | 4000 | 3 | 2014-06-20 | 2019-11-19 | NC01 | 50
6 | HERNANDO | SWD | JFretto@co.hernando.fl.us | 6270752 | NONCOMMUNITY | CHLORINATION; AERATION FOR REMOVAL OF ANY SECONDARY CONTAMINANT, SULFIDE, OR ANY UNREGULATED CONTAMINANT; CORROSION CONTROL INHIBITOR ADDITION; HYPOCHLORINATION; IRON OR MANGANESE SEQUESTRATION; OR ULTRAVIOLET RADIATION. THE LEAD/CHIEF OPERATOR MUST BE CLASS D OR HIGHER. 50,000 GPD UP TO 0.25 MGD-STAFFING BY CLASS D OR HIGHER OPERATOR: 3 VISITS/WEEK ON NONCONSECUTIVE DAYS FOR A TOTAL OF 0.3 HOUR/WEEK. LESS THAN 50,000 GPD-STAFFING BY A CLASS D OR HIGHER OPERATOR: 2 VISITS/WEEK ON NONCONSECUTIVE DAYS FOR A TOTAL OF 0.2 HOUR/WEEK. THERE SHALL BE NO MORE THAN 5 DAYS BETWEEN THE LAST VISIT IN ONE WEEK AND THE FIRST VISIT IN THE NEXT WEEK. | N | Y | HERNANDO COUNTY CANNING CENTER | 15487 CITRUS WAY |  | BROOKSVILLE | FL | 34601 |  | 3527544037 |  | JOE FRETTO | LANDIS LEGG | 15400 WISCON RD. |  | BROOKSVILLE | FL | 34601 |  | 3527544037 |  | INVESTOR | 25 | 1 | 1 | 2011-10-11 | 2016-10-27 | NC01 | 50
6 | HERNANDO | SWD | SMCFARLAND@PSDM.COM | 6270766 | NONTRANSIENT NONCOMMUNITY | AERATION FOR REMOVAL OF ANY PRIMARY CONTAMINANT; ALKALINITY/PH ADJUSTMENT; CHLORAMIN ATION; CHLORINE DIOXIDE FOR OXIDATION OR DISINFECTION; FLUORIDATION; ION EXCHANGE FOR REMOVAL OF ANY SECONDARY CONTAMINANT, SULFIDE, OR ANY UNREGULATED CONTAMINANT; OR OZONATION LESS THAN 0.1 MGD. STAFFING BY A CLASS D OR HIGHER OPERATOR: 3 VISITS/WEEK ON NONCONSECUTIVE DAYS FOR A TOTAL OF 0.6 HOUR/WEEK. THE LEAD/CHIEF OPERATOR MUST BE CLASS D OR HIGHER. | N | Y | PACIFICA RIVER OAKS LLC | 22329 CORTEZ BLVD |  | BROOKSVILLE | FL | 34601 |  | 3527972115 |  | SARA MCFARLAND | PACIFICA RIVER OAKS LLC | 1775 HANCOCK STREET, SUITE 200 |  | SAN DIEGO | CA | 92110 |  |  |  | INVESTOR | 105 | 1 | 70 | 2014-09-16 | 2020-11-03 | NTNC | 100
6 | HERNANDO | SWD | WOODWIRTZ@GMAIL.COM | 6270851 | COMMUNITY | CHLORINATION; AERATION FOR REMOVAL OF ANY SECONDARY CONTAMINANT, SULFIDE, OR ANY UNREGULATED CONTAMINANT; CORROSION CONTROL INHIBITOR ADDITION; HYPOCHLORINATION; IRON OR MANGANESE SEQUESTRATION; OR ULTRAVIOLET RADIATION. THE LEAD/CHIEF OPERATOR MUST BE CLASS D OR HIGHER. 50,000 GPD UP TO 0.25 MGD-STAFFING BY CLASS D OR HIGHER OPERATOR: 3 VISITS/WEEK ON NONCONSECUTIVE DAYS FOR A TOTAL OF 0.3 HOUR/WEEK. LESS THAN 50,000 GPD-STAFFING BY A CLASS D OR HIGHER OPERATOR: 2 VISITS/WEEK ON NONCONSECUTIVE DAYS FOR A TOTAL OF 0.2 HOUR/WEEK. THERE SHALL BE NO MORE THAN 5 DAYS BETWEEN THE LAST VISIT IN ONE WEEK AND THE FIRST VISIT IN THE NEXT WEEK. | N | Y | IMPERIAL ESTATES MHP | 4182 ANGELICA AVE |  | BROOKSVILLE | FL | 34601 |  | 3527964760 |  | JAMES WIRTZ | JAMES WIRTZ | 4182 ANGELICA AVE |  | BROOKSVILLE | FL | 34601 |  | 3527964760 |  | INVESTOR | 250 | 302400 | 125 | 2020-05-26 | 2020-05-26 | DC051 | 100
6 | HERNANDO | SWD | JFretto@co.hernando.fl.us | 6270863 | NONCOMMUNITY | AERATION FOR REMOVAL OF ANY PRIMARY CONTAMINANT; ALKALINITY/PH ADJUSTMENT; CHLORAMIN ATION; CHLORINE DIOXIDE FOR OXIDATION OR DISINFECTION; FLUORIDATION; ION EXCHANGE FOR REMOVAL OF ANY SECONDARY CONTAMINANT, SULFIDE, OR ANY UNREGULATED CONTAMINANT; OR OZONATION LESS THAN 0.1 MGD. STAFFING BY A CLASS D OR HIGHER OPERATOR: 3 VISITS/WEEK ON NONCONSECUTIVE DAYS FOR A TOTAL OF 0.6 HOUR/WEEK. THE LEAD/CHIEF OPERATOR MUST BE CLASS D OR HIGHER. | N | Y | ISTACHATTA COMMUNITY CENTER | 16246 LINGLE ROAD |  | ISTACHATTA | FL | 34601 |  | 3527993697 |  | JOE FRETTO | MR. LANDIS LEGG | 15400 WISCON RD. |  | BROOKSVILLE | FL | 34601 |  | 3527544037 |  | OTHER | 25 | 1 | 2 | 2012-03-20 | 2017-10-12 | NC01 | 50
6 | HERNANDO | SWD | campadmin@lakewoodretreat.org | 6271011 | NONCOMMUNITY | CHLORINATION; AERATION FOR REMOVAL OF ANY SECONDARY CONTAMINANT, SULFIDE, OR ANY UNREGULATED CONTAMINANT; CORROSION CONTROL INHIBITOR ADDITION; HYPOCHLORINATION; IRON OR MANGANESE SEQUESTRATION; OR ULTRAVIOLET RADIATION. THE LEAD/CHIEF OPERATOR MUST BE CLASS D OR HIGHER. 50,000 GPD UP TO 0.25 MGD-STAFFING BY CLASS D OR HIGHER OPERATOR: 3 VISITS/WEEK ON NONCONSECUTIVE DAYS FOR A TOTAL OF 0.3 HOUR/WEEK. LESS THAN 50,000 GPD-STAFFING BY A CLASS D OR HIGHER OPERATOR: 2 VISITS/WEEK ON NONCONSECUTIVE DAYS FOR A TOTAL OF 0.2 HOUR/WEEK. THERE SHALL BE NO MORE THAN 5 DAYS BETWEEN THE LAST VISIT IN ONE WEEK AND THE FIRST VISIT IN THE NEXT WEEK. | N | Y | LAKEWOOD RETREAT | 25458 DAN BROWN HILL RD |  | BROOKSVILLE | FL | 34602 |  | 3527964097 |  | BRYAN SMITH | BUD GOODWIN | 25458 DAN BROWN HILL RD |  | BROOKSVILLE | FL | 34602 |  | 3527964097 |  | OTHER | 25 | 86000 | 65 | 2021-02-23 | 2020-10-30 | NC01 | 50
6 | HERNANDO | SWD | DLMIDKIFF1@GMAIL.COM | 6271142 | NONCOMMUNITY | CHLORINATION; AERATION FOR REMOVAL OF ANY SECONDARY CONTAMINANT, SULFIDE, OR ANY UNREGULATED CONTAMINANT; CORROSION CONTROL INHIBITOR ADDITION; HYPOCHLORINATION; IRON OR MANGANESE SEQUESTRATION; OR ULTRAVIOLET RADIATION. THE LEAD/CHIEF OPERATOR MUST BE CLASS D OR HIGHER. 50,000 GPD UP TO 0.25 MGD-STAFFING BY CLASS D OR HIGHER OPERATOR: 3 VISITS/WEEK ON NONCONSECUTIVE DAYS FOR A TOTAL OF 0.3 HOUR/WEEK. LESS THAN 50,000 GPD-STAFFING BY A CLASS D OR HIGHER OPERATOR: 2 VISITS/WEEK ON NONCONSECUTIVE DAYS FOR A TOTAL OF 0.2 HOUR/WEEK. THERE SHALL BE NO MORE THAN 5 DAYS BETWEEN THE LAST VISIT IN ONE WEEK AND THE FIRST VISIT IN THE NEXT WEEK. | N | Y | MIDKIFF WATER SYSTEM | 7256 LANDSDALE ST |  | BROOKSVILLE | FL | 34601 |  | 3524224744 |  | DAVID L. MIDKIFF | DAVID L. MIDKIFF | 7256 LANDSDALE ST. |  | BROOKSVILLE | FL | 34601 |  | 3524224744 |  | INVESTOR | 25 | 36000 | 25 | 2019-08-08 | 2018-12-17 | NC01 | 50
6 | HERNANDO | SWD | FLREB@TAMPABAY.RR.COM | 6271155 | NONCOMMUNITY | CHLORINATION; AERATION FOR REMOVAL OF ANY SECONDARY CONTAMINANT, SULFIDE, OR ANY UNREGULATED CONTAMINANT; CORROSION CONTROL INHIBITOR ADDITION; HYPOCHLORINATION; IRON OR MANGANESE SEQUESTRATION; OR ULTRAVIOLET RADIATION. THE LEAD/CHIEF OPERATOR MUST BE CLASS D OR HIGHER. 50,000 GPD UP TO 0.25 MGD-STAFFING BY CLASS D OR HIGHER OPERATOR: 3 VISITS/WEEK ON NONCONSECUTIVE DAYS FOR A TOTAL OF 0.3 HOUR/WEEK. LESS THAN 50,000 GPD-STAFFING BY A CLASS D OR HIGHER OPERATOR: 2 VISITS/WEEK ON NONCONSECUTIVE DAYS FOR A TOTAL OF 0.2 HOUR/WEEK. THERE SHALL BE NO MORE THAN 5 DAYS BETWEEN THE LAST VISIT IN ONE WEEK AND THE FIRST VISIT IN THE NEXT WEEK. | N | Y | MASARYKTOWN COMMUNITY CENTER | 539 LINCOLN AVENUE |  | MASARYKTOWN | FL | 34604 |  | 3523454818 |  | REBECCA ADAIR | REBECCA ADAIR | 539 LINCOLN AVE. |  | MASARYKTOWN | FL | 34604 |  | 3523454818 |  | OTHER | 25 | 1 | 1 | 2012-06-06 | 2017-04-04 | NC01 | 50
6 | HERNANDO | SWD | frontierpark@att.net | 6271171 | COMMUNITY | CHLORINATION; AERATION FOR REMOVAL OF ANY SECONDARY CONTAMINANT, SULFIDE, OR ANY UNREGULATED CONTAMINANT; CORROSION CONTROL INHIBITOR ADDITION; HYPOCHLORINATION; IRON OR MANGANESE SEQUESTRATION; OR ULTRAVIOLET RADIATION. THE LEAD/CHIEF OPERATOR MUST BE CLASS D OR HIGHER. 50,000 GPD UP TO 0.25 MGD-STAFFING BY CLASS D OR HIGHER OPERATOR: 3 VISITS/WEEK ON NONCONSECUTIVE DAYS FOR A TOTAL OF 0.3 HOUR/WEEK. LESS THAN 50,000 GPD-STAFFING BY A CLASS D OR HIGHER OPERATOR: 2 VISITS/WEEK ON NONCONSECUTIVE DAYS FOR A TOTAL OF 0.2 HOUR/WEEK. THERE SHALL BE NO MORE THAN 5 DAYS BETWEEN THE LAST VISIT IN ONE WEEK AND THE FIRST VISIT IN THE NEXT WEEK. | N | Y | FRONTIER CAMPGROUND | 15549 CORTEZ BLVD |  | BROOKSVILLE | FL | 34613 |  | 3527969988 |  |  | STEVE MCGLASHEN | 15549 CORTEZ BLVD |  | BROOKSVILLE | FL | 34613 |  | 3527969988 |  | INVESTOR | 225 | 144000 | 167 | 2016-12-28 | 2020-01-14 | DC051 | 100
6 | HERNANDO | SWD | BROWNDH48@COMCAST.NET | 6271281 | NONCOMMUNITY | CHLORINATION; AERATION FOR REMOVAL OF ANY SECONDARY CONTAMINANT, SULFIDE, OR ANY UNREGULATED CONTAMINANT; CORROSION CONTROL INHIBITOR ADDITION; HYPOCHLORINATION; IRON OR MANGANESE SEQUESTRATION; OR ULTRAVIOLET RADIATION. THE LEAD/CHIEF OPERATOR MUST BE CLASS D OR HIGHER. 50,000 GPD UP TO 0.25 MGD-STAFFING BY CLASS D OR HIGHER OPERATOR: 3 VISITS/WEEK ON NONCONSECUTIVE DAYS FOR A TOTAL OF 0.3 HOUR/WEEK. LESS THAN 50,000 GPD-STAFFING BY A CLASS D OR HIGHER OPERATOR: 2 VISITS/WEEK ON NONCONSECUTIVE DAYS FOR A TOTAL OF 0.2 HOUR/WEEK. THERE SHALL BE NO MORE THAN 5 DAYS BETWEEN THE LAST VISIT IN ONE WEEK AND THE FIRST VISIT IN THE NEXT WEEK. | N | Y | OAK MANOR MOBILE RANCH | 33194 MAUMEE TRACK |  | DADE CITY | FL | 33523 |  | 3525835199 |  | DENNIS BROWN | DENNIS BROWN | 33194 MAUMEE TRACK |  | DADE CITY | FL | 33523 |  | 3525835199 |  | INVESTOR | 42 | 79000 | 21 | 2015-06-04 | 2019-04-12 | NC01 | 50
6 | HERNANDO | SWD | richard@4000psi.com | 6271289 | NONCOMMUNITY | CHLORINATION; AERATION FOR REMOVAL OF ANY SECONDARY CONTAMINANT, SULFIDE, OR ANY UNREGULATED CONTAMINANT; CORROSION CONTROL INHIBITOR ADDITION; HYPOCHLORINATION; IRON OR MANGANESE SEQUESTRATION; OR ULTRAVIOLET RADIATION. THE LEAD/CHIEF OPERATOR MUST BE CLASS D OR HIGHER. 50,000 GPD UP TO 0.25 MGD-STAFFING BY CLASS D OR HIGHER OPERATOR: 3 VISITS/WEEK ON NONCONSECUTIVE DAYS FOR A TOTAL OF 0.3 HOUR/WEEK. LESS THAN 50,000 GPD-STAFFING BY A CLASS D OR HIGHER OPERATOR: 2 VISITS/WEEK ON NONCONSECUTIVE DAYS FOR A TOTAL OF 0.2 HOUR/WEEK. THERE SHALL BE NO MORE THAN 5 DAYS BETWEEN THE LAST VISIT IN ONE WEEK AND THE FIRST VISIT IN THE NEXT WEEK. | N | Y | TALL OAKS VILLAGE | 11811 BROAD STREET NORTH |  | BROOKSVILLE | FL | 34601 |  | 4077840522 |  | RICHARD KURTZ | RICHARD KURTZ | 11811 BROAD ST. NORTH | LOT 36 | BROOKSVILLE | FL | 34601 |  | 4077840522 |  | INVESTOR | 25 | 40000 | 41 | 2013-12-13 | 2021-06-17 | NC01 | 50
6 | HERNANDO | SWD |  | 6271440 | NONCOMMUNITY | CHLORINATION; AERATION FOR REMOVAL OF ANY SECONDARY CONTAMINANT, SULFIDE, OR ANY UNREGULATED CONTAMINANT; CORROSION CONTROL INHIBITOR ADDITION; HYPOCHLORINATION; IRON OR MANGANESE SEQUESTRATION; OR ULTRAVIOLET RADIATION. THE LEAD/CHIEF OPERATOR MUST BE CLASS D OR HIGHER. 50,000 GPD UP TO 0.25 MGD-STAFFING BY CLASS D OR HIGHER OPERATOR: 3 VISITS/WEEK ON NONCONSECUTIVE DAYS FOR A TOTAL OF 0.3 HOUR/WEEK. LESS THAN 50,000 GPD-STAFFING BY A CLASS D OR HIGHER OPERATOR: 2 VISITS/WEEK ON NONCONSECUTIVE DAYS FOR A TOTAL OF 0.2 HOUR/WEEK. THERE SHALL BE NO MORE THAN 5 DAYS BETWEEN THE LAST VISIT IN ONE WEEK AND THE FIRST VISIT IN THE NEXT WEEK. | N | Y | BLANCHES DELI | 25143 CORTEZ BLVD. |  | BROOKSVILLE | FL | 34601 |  | 3527966632 |  | BLANCHE BONE | [9 empty] | INVESTOR | 25 | 1 | 2 | 2017-03-03 | 2020-12-30 | NC01 | 50
6 | HERNANDO | SWD | ridgemanorcamp@embarqmail.com | 6271505 | NONTRANSIENT NONCOMMUNITY | CHLORINATION; AERATION FOR REMOVAL OF ANY SECONDARY CONTAMINANT, SULFIDE, OR ANY UNREGULATED CONTAMINANT; CORROSION CONTROL INHIBITOR ADDITION; HYPOCHLORINATION; IRON OR MANGANESE SEQUESTRATION; OR ULTRAVIOLET RADIATION. THE LEAD/CHIEF OPERATOR MUST BE CLASS D OR HIGHER. 50,000 GPD UP TO 0.25 MGD-STAFFING BY CLASS D OR HIGHER OPERATOR: 3 VISITS/WEEK ON NONCONSECUTIVE DAYS FOR A TOTAL OF 0.3 HOUR/WEEK. LESS THAN 50,000 GPD-STAFFING BY A CLASS D OR HIGHER OPERATOR: 2 VISITS/WEEK ON NONCONSECUTIVE DAYS FOR A TOTAL OF 0.2 HOUR/WEEK. THERE SHALL BE NO MORE THAN 5 DAYS BETWEEN THE LAST VISIT IN ONE WEEK AND THE FIRST VISIT IN THE NEXT WEEK. | N | Y | RIDGE MANOR CAMPGROUND | 33456 CORTEZ BLVD | (USE DADE CITY AS CITY FOR MAILING) | RIDGE MANOR (DADE CITY) | FL | 33523 |  | 3525832737 |  | ALISON WINTERROTH | GARY VAN BROEKHOVEN | 33456 CORTEZ BLVD |  | DADE CITY | FL | 33523 |  | 9999999999 |  | INVESTOR | 95 | 1 | 97 | 2016-06-13 | 2019-04-05 | NTNC | 100
6 | HERNANDO | SWD | JFRETTO@CO.HERNANDO.FL.US | 6271553 | COMMUNITY | CHLORINATION; AERATION FOR REMOVAL OF ANY SECONDARY CONTAMINANT, SULFIDE, OR ANY UNREGULATED CONTAMINANT; CORROSION CONTROL INHIBITOR ADDITION; HYPOCHLORINATION; IRON OR MANGANESE SEQUESTRATION; OR ULTRAVIOLET RADIATION. THE LEAD/CHIEF OPERATOR MUST BE CLASS D OR HIGHER. 50,000 GPD UP TO 0.25 MGD-STAFFING BY CLASS D OR HIGHER OPERATOR: 3 VISITS/WEEK ON NONCONSECUTIVE DAYS FOR A TOTAL OF 0.3 HOUR/WEEK. LESS THAN 50,000 GPD-STAFFING BY A CLASS D OR HIGHER OPERATOR: 2 VISITS/WEEK ON NONCONSECUTIVE DAYS FOR A TOTAL OF 0.2 HOUR/WEEK. THERE SHALL BE NO MORE THAN 5 DAYS BETWEEN THE LAST VISIT IN ONE WEEK AND THE FIRST VISIT IN THE NEXT WEEK. | N | Y | ROYAL OAKS | 21047 DANDY RD. |  | BROOKSVILLE | FL | 34601 |  | 3527544037 |  | JOE FRETTO | LANDIS LEGG | 15400 WISCON RD. |  | BROOKSVILLE | FL | 34601 |  | 3527544037 |  | INVESTOR | 185 | 150000 | 74 | 2011-09-12 | 2019-03-05 | DC052 | 100
6 | HERNANDO | SWD | kcothern@hotmail.com and kcothern@hotmail.com | 6271577 | NONCOMMUNITY | CHLORINATION; AERATION FOR REMOVAL OF ANY SECONDARY CONTAMINANT, SULFIDE, OR ANY UNREGULATED CONTAMINANT; CORROSION CONTROL INHIBITOR ADDITION; HYPOCHLORINATION; IRON OR MANGANESE SEQUESTRATION; OR ULTRAVIOLET RADIATION. THE LEAD/CHIEF OPERATOR MUST BE CLASS D OR HIGHER. 50,000 GPD UP TO 0.25 MGD-STAFFING BY CLASS D OR HIGHER OPERATOR: 3 VISITS/WEEK ON NONCONSECUTIVE DAYS FOR A TOTAL OF 0.3 HOUR/WEEK. LESS THAN 50,000 GPD-STAFFING BY A CLASS D OR HIGHER OPERATOR: 2 VISITS/WEEK ON NONCONSECUTIVE DAYS FOR A TOTAL OF 0.2 HOUR/WEEK. THERE SHALL BE NO MORE THAN 5 DAYS BETWEEN THE LAST VISIT IN ONE WEEK AND THE FIRST VISIT IN THE NEXT WEEK. | N | Y | SAIL INN | 6107 BROAD ST |  | BROOKSVILLE | FL | 34601 |  | 3527961877 |  | KAY COTHERN | KAY COTHERN | 6107 BROAD ST |  | BROOKSVILLE | FL | 34601 |  | 3524284733 |  | INVESTOR | 43 | 1 | 1 | 2016-02-16 | 2020-12-11 | NC01 | 50
6 | HERNANDO | SWD | rodgersjamess@bellsouth.net | 6271931 | NONCOMMUNITY | CHLORINATION; AERATION FOR REMOVAL OF ANY SECONDARY CONTAMINANT, SULFIDE, OR ANY UNREGULATED CONTAMINANT; CORROSION CONTROL INHIBITOR ADDITION; HYPOCHLORINATION; IRON OR MANGANESE SEQUESTRATION; OR ULTRAVIOLET RADIATION. THE LEAD/CHIEF OPERATOR MUST BE CLASS D OR HIGHER. 50,000 GPD UP TO 0.25 MGD-STAFFING BY CLASS D OR HIGHER OPERATOR: 3 VISITS/WEEK ON NONCONSECUTIVE DAYS FOR A TOTAL OF 0.3 HOUR/WEEK. LESS THAN 50,000 GPD-STAFFING BY A CLASS D OR HIGHER OPERATOR: 2 VISITS/WEEK ON NONCONSECUTIVE DAYS FOR A TOTAL OF 0.2 HOUR/WEEK. THERE SHALL BE NO MORE THAN 5 DAYS BETWEEN THE LAST VISIT IN ONE WEEK AND THE FIRST VISIT IN THE NEXT WEEK. | N | Y | WEEKI WACHEE SENIOR CITIZENS | 3357 SUSAN DRIVE |  | SPRING HILL | FL | 34606 |  | 3526830236 |  | JAMES ROGERS | JAMES ROGERS | 2410 COVINGTON ROAD |  | SPRING HILL | FL | 34608 |  | 3526830236 |  | INVESTOR | 30 | 3000 | 1 | 2015-03-04 | 2020-01-14 | NC01 | 50
6 | HERNANDO | SWD | manager@weekiwacheemh.com | 6271934 | COMMUNITY | CHLORINATION; AERATION FOR REMOVAL OF ANY SECONDARY CONTAMINANT, SULFIDE, OR ANY UNREGULATED CONTAMINANT; CORROSION CONTROL INHIBITOR ADDITION; HYPOCHLORINATION; IRON OR MANGANESE SEQUESTRATION; OR ULTRAVIOLET RADIATION. THE LEAD/CHIEF OPERATOR MUST BE CLASS C OR HIGHER. 5.0 MGD AND ABOVE-STAFFING BY CLASS C OR HIGHER OPERATOR: 6 HOURS/DAY FOR 5 DAYS/WEEK AND ONE VISIT ON EACH WEEKEND DAY. 3.0 MGD UP TO 5.0 MGD-STAFFING BY CLASS C OR HIGHER OPERATOR: 1 HOUR/DAY FOR 5 DAYS/WEEK AND ONE VISIT ON EACH WEEKEND DAY. 0.25 MGD UP TO 3.0 MGD-STAFFING BY CLASS C OR HIGHER OPERATOR: 5 VISITS/WEEK AND ONE VISIT EACH WEEKEND FOR A TOTAL OF 0.6 HOUR/WEEK. | N | Y | WEEKI WACHEE NORTH TP | 10401 AMITY AVE |  | BROOKSVILLE | FL | 34614 |  | 3525960300 |  | RICARDA RASHINSKI | RICARDA RASHINSKI | 2015 SPRING ROAD | SUITE 255 | OAK BROOK | IL | 60523 | 3943 |  |  | INVESTOR | 150 | 278000 | 180 | 2016-06-13 | 2019-04-12 | DC05 | 500
6 | HERNANDO | SWD | marcia.karcher@dep.state.fl.us | 6271935 | NONTRANSIENT NONCOMMUNITY | CHLORINATION; AERATION FOR REMOVAL OF ANY SECONDARY CONTAMINANT, SULFIDE, OR ANY UNREGULATED CONTAMINANT; CORROSION CONTROL INHIBITOR ADDITION; HYPOCHLORINATION; IRON OR MANGANESE SEQUESTRATION; OR ULTRAVIOLET RADIATION. THE LEAD/CHIEF OPERATOR MUST BE CLASS D OR HIGHER. 50,000 GPD UP TO 0.25 MGD-STAFFING BY CLASS D OR HIGHER OPERATOR: 3 VISITS/WEEK ON NONCONSECUTIVE DAYS FOR A TOTAL OF 0.3 HOUR/WEEK. LESS THAN 50,000 GPD-STAFFING BY A CLASS D OR HIGHER OPERATOR: 2 VISITS/WEEK ON NONCONSECUTIVE DAYS FOR A TOTAL OF 0.2 HOUR/WEEK. THERE SHALL BE NO MORE THAN 5 DAYS BETWEEN THE LAST VISIT IN ONE WEEK AND THE FIRST VISIT IN THE NEXT WEEK. | N | Y | WEEKI WACHEE SPRINGS ATTR | 6131 COMMERCIAL WAY |  | SPRINGHILL | FL | 34606 |  | 3525925656 | 19 | MARCIA J. KARCHER | ROBYN ANDERSON | 6131 COMMERCIAL WAY |  | SPRING HILL | FL | 34606 |  | 3525925656 | 19 | INVESTOR | 475 | 849000 | 20 | 2013-06-17 | 2019-06-18 | NTNC | 100
6 | HERNANDO | SWD | don@wesleyanvillage.org | 6271942 | COMMUNITY | NO TREATMENT--CONSECUTIVE SYSTEMS ONLY | N | Y | WESLEYAN VILLAGE | 23053 CORTEZ BLVD |  | BROOKSVILLE | FL | 34601 | 2798 | 3527991644 |  | GLADYS VAN DONKELAAR | DR DON MANESS | 23053 CORTEZ BLVD |  | BROOKSVILLE | FL | 34601 | 2798 | 3527991644 |  | OTHER | 488 | 0 | 275 | 2012-07-24 | 2021-02-10 | PC01 | 50
6 | HERNANDO | SWD | ERIC.SIEWERT@FRESHFROMFLORIDA.COM | 6271996 | NONTRANSIENT NONCOMMUNITY | CHLORINATION; AERATION FOR REMOVAL OF ANY SECONDARY CONTAMINANT, SULFIDE, OR ANY UNREGULATED CONTAMINANT; CORROSION CONTROL INHIBITOR ADDITION; HYPOCHLORINATION; IRON OR MANGANESE SEQUESTRATION; OR ULTRAVIOLET RADIATION. THE LEAD/CHIEF OPERATOR MUST BE CLASS D OR HIGHER. 50,000 GPD UP TO 0.25 MGD-STAFFING BY CLASS D OR HIGHER OPERATOR: 3 VISITS/WEEK ON NONCONSECUTIVE DAYS FOR A TOTAL OF 0.3 HOUR/WEEK. LESS THAN 50,000 GPD-STAFFING BY A CLASS D OR HIGHER OPERATOR: 2 VISITS/WEEK ON NONCONSECUTIVE DAYS FOR A TOTAL OF 0.2 HOUR/WEEK. THERE SHALL BE NO MORE THAN 5 DAYS BETWEEN THE LAST VISIT IN ONE WEEK AND THE FIRST VISIT IN THE NEXT WEEK. | N | Y | WSF-HEADQUARTERS | 15019 BROAD ST |  | BROOKSVILLE | FL | 34601 |  | 3527974152 |  | ERIC SIEWERT | [9 empty] | STATE | 35 | 2500 | 21 | 2012-06-12 | 2020-07-14 | NTNC | 100
6 | HERNANDO | SWD | Eric.Siewert@freshfromflorida.com | 6271997 | NONCOMMUNITY | CHLORINATION; AERATION FOR REMOVAL OF ANY SECONDARY CONTAMINANT, SULFIDE, OR ANY UNREGULATED CONTAMINANT; CORROSION CONTROL INHIBITOR ADDITION; HYPOCHLORINATION; IRON OR MANGANESE SEQUESTRATION; OR ULTRAVIOLET RADIATION. THE LEAD/CHIEF OPERATOR MUST BE CLASS D OR HIGHER. 50,000 GPD UP TO 0.25 MGD-STAFFING BY CLASS D OR HIGHER OPERATOR: 3 VISITS/WEEK ON NONCONSECUTIVE DAYS FOR A TOTAL OF 0.3 HOUR/WEEK. LESS THAN 50,000 GPD-STAFFING BY A CLASS D OR HIGHER OPERATOR: 2 VISITS/WEEK ON NONCONSECUTIVE DAYS FOR A TOTAL OF 0.2 HOUR/WEEK. THERE SHALL BE NO MORE THAN 5 DAYS BETWEEN THE LAST VISIT IN ONE WEEK AND THE FIRST VISIT IN THE NEXT WEEK. | N | Y | WSF-BUTTGENBACH MINE DAY USE | 6420 LAROSA |  | BROOKSVILLE | FL | 34601 |  | 3527974120 |  | STEVE NEWBERRY | STEVE NEWBERRY | 15019 BROAD ST |  | BROOKSVILLE | FL | 34601 |  | 3527974120 |  | STATE | 1000 | 1 | 8 | 2012-06-12 | 2017-10-26 | NC01 | 50
6 | HERNANDO | SWD | Eric.Siewert@freshfromflorida.com | 6271998 | NONCOMMUNITY | CHLORINATION; AERATION FOR REMOVAL OF ANY SECONDARY CONTAMINANT, SULFIDE, OR ANY UNREGULATED CONTAMINANT; CORROSION CONTROL INHIBITOR ADDITION; HYPOCHLORINATION; IRON OR MANGANESE SEQUESTRATION; OR ULTRAVIOLET RADIATION. THE LEAD/CHIEF OPERATOR MUST BE CLASS D OR HIGHER. 50,000 GPD UP TO 0.25 MGD-STAFFING BY CLASS D OR HIGHER OPERATOR: 3 VISITS/WEEK ON NONCONSECUTIVE DAYS FOR A TOTAL OF 0.3 HOUR/WEEK. LESS THAN 50,000 GPD-STAFFING BY A CLASS D OR HIGHER OPERATOR: 2 VISITS/WEEK ON NONCONSECUTIVE DAYS FOR A TOTAL OF 0.2 HOUR/WEEK. THERE SHALL BE NO MORE THAN 5 DAYS BETWEEN THE LAST VISIT IN ONE WEEK AND THE FIRST VISIT IN THE NEXT WEEK. | N | Y | WSF-BUTTGENBACH MINE CPG | 6420 LAROSA RD. |  | BROOKSVILLE | FL | 34601 |  | 3527974120 |  |  | STEVE NEWBERRY | 15019 BROAD ST |  | BROOKSVILLE | FL | 34601 |  | 3527974120 |  | STATE | 25 | 1 | 36 | 2014-04-28 | 2017-10-26 | NC01 | 50
6 | HERNANDO | SWD |  | 6271999 | NONCOMMUNITY | CHLORINATION; AERATION FOR REMOVAL OF ANY SECONDARY CONTAMINANT, SULFIDE, OR ANY UNREGULATED CONTAMINANT; CORROSION CONTROL INHIBITOR ADDITION; HYPOCHLORINATION; IRON OR MANGANESE SEQUESTRATION; OR ULTRAVIOLET RADIATION. THE LEAD/CHIEF OPERATOR MUST BE CLASS D OR HIGHER. 50,000 GPD UP TO 0.25 MGD-STAFFING BY CLASS D OR HIGHER OPERATOR: 3 VISITS/WEEK ON NONCONSECUTIVE DAYS FOR A TOTAL OF 0.3 HOUR/WEEK. LESS THAN 50,000 GPD-STAFFING BY A CLASS D OR HIGHER OPERATOR: 2 VISITS/WEEK ON NONCONSECUTIVE DAYS FOR A TOTAL OF 0.2 HOUR/WEEK. THERE SHALL BE NO MORE THAN 5 DAYS BETWEEN THE LAST VISIT IN ONE WEEK AND THE FIRST VISIT IN THE NEXT WEEK. | N | Y | WSF-CYPRESS GLEN CPG | 31472 HALLOCK RD. |  | BROOKSVILLE | FL | 34601 |  | 3527974120 |  | STEVE NEWBERRY | STEVE NEWBERRY | 15019 BROAD ST |  | BROOKSVILLE | FL | 34601 |  | 3527974120 |  | STATE | 750 | 1 | 23 | 2012-06-12 | 2017-10-26 | NC01 | 50
6 | HERNANDO | SWD | Eric.Siewert@freshfromflorida.com | 6272000 | NONCOMMUNITY | CHLORINATION; AERATION FOR REMOVAL OF ANY SECONDARY CONTAMINANT, SULFIDE, OR ANY UNREGULATED CONTAMINANT; CORROSION CONTROL INHIBITOR ADDITION; HYPOCHLORINATION; IRON OR MANGANESE SEQUESTRATION; OR ULTRAVIOLET RADIATION. THE LEAD/CHIEF OPERATOR MUST BE CLASS D OR HIGHER. 50,000 GPD UP TO 0.25 MGD-STAFFING BY CLASS D OR HIGHER OPERATOR: 3 VISITS/WEEK ON NONCONSECUTIVE DAYS FOR A TOTAL OF 0.3 HOUR/WEEK. LESS THAN 50,000 GPD-STAFFING BY A CLASS D OR HIGHER OPERATOR: 2 VISITS/WEEK ON NONCONSECUTIVE DAYS FOR A TOTAL OF 0.2 HOUR/WEEK. THERE SHALL BE NO MORE THAN 5 DAYS BETWEEN THE LAST VISIT IN ONE WEEK AND THE FIRST VISIT IN THE NEXT WEEK. | N | Y | WSF-SILVER LAKE CPG | 10080 CROOM RITAL RD. |  | BROOKSVILLE | FL | 34601 |  | 3527974120 |  |  | ERIC SIEWERT | 15019 BROAD ST |  | BROOKSVILLE | FL | 34601 |  | 3527974120 |  | STATE | 25 | 1 | 25 | 2012-06-12 | 2017-10-26 | NC01 | 50
6 | HERNANDO | SWD | Stephen.Newberry@freshfromflorida.com | 6272001 | NONCOMMUNITY | CHLORINATION; AERATION FOR REMOVAL OF ANY SECONDARY CONTAMINANT, SULFIDE, OR ANY UNREGULATED CONTAMINANT; CORROSION CONTROL INHIBITOR ADDITION; HYPOCHLORINATION; IRON OR MANGANESE SEQUESTRATION; OR ULTRAVIOLET RADIATION. THE LEAD/CHIEF OPERATOR MUST BE CLASS D OR HIGHER. 50,000 GPD UP TO 0.25 MGD-STAFFING BY CLASS D OR HIGHER OPERATOR: 3 VISITS/WEEK ON NONCONSECUTIVE DAYS FOR A TOTAL OF 0.3 HOUR/WEEK. LESS THAN 50,000 GPD-STAFFING BY A CLASS D OR HIGHER OPERATOR: 2 VISITS/WEEK ON NONCONSECUTIVE DAYS FOR A TOTAL OF 0.2 HOUR/WEEK. THERE SHALL BE NO MORE THAN 5 DAYS BETWEEN THE LAST VISIT IN ONE WEEK AND THE FIRST VISIT IN THE NEXT WEEK. | N | Y | WSF-ENVIRON. TRAINING CENTER | 24059 CHILDS RD. |  | BROOKSVILLE | FL | 34601 |  | 3527974120 |  |  | STEVE NEWBERRY | 15019 BROAD ST |  | BROOKSVILLE | FL | 34601 |  | 3527974120 |  | STATE | 100 | 20000 | 26 | 2012-06-12 | 2018-03-02 | NC01 | 50
6 | HERNANDO | SWD | Eric.Siewert@freshfromflorida.com | 6272002 | NONCOMMUNITY | CHLORINATION; AERATION FOR REMOVAL OF ANY SECONDARY CONTAMINANT, SULFIDE, OR ANY UNREGULATED CONTAMINANT; CORROSION CONTROL INHIBITOR ADDITION; HYPOCHLORINATION; IRON OR MANGANESE SEQUESTRATION; OR ULTRAVIOLET RADIATION. THE LEAD/CHIEF OPERATOR MUST BE CLASS D OR HIGHER. 50,000 GPD UP TO 0.25 MGD-STAFFING BY CLASS D OR HIGHER OPERATOR: 3 VISITS/WEEK ON NONCONSECUTIVE DAYS FOR A TOTAL OF 0.3 HOUR/WEEK. LESS THAN 50,000 GPD-STAFFING BY A CLASS D OR HIGHER OPERATOR: 2 VISITS/WEEK ON NONCONSECUTIVE DAYS FOR A TOTAL OF 0.2 HOUR/WEEK. THERE SHALL BE NO MORE THAN 5 DAYS BETWEEN THE LAST VISIT IN ONE WEEK AND THE FIRST VISIT IN THE NEXT WEEK. | N | Y | WSF-MCKETHAN LAKE | 15185 BROAD ST. |  | BROOKSVILLE | FL | 34601 |  | 3527974120 |  |  | STEVE NEWBERRY | 15019 BROAD ST |  | BROOKSVILLE | FL | 34601 |  | 3527974120 |  | STATE | 200 | 1 | 4 | 2012-06-12 | 2017-10-31 | NC01 | 50
6 | HERNANDO | SWD | TDOWNIN@CITYOFBROOKSVILLE.US | 6272180 | COMMUNITY | CHLORINATION; AERATION FOR REMOVAL OF ANY SECONDARY CONTAMINANT, SULFIDE, OR ANY UNREGULATED CONTAMINANT; CORROSION CONTROL INHIBITOR ADDITION; HYPOCHLORINATION; IRON OR MANGANESE SEQUESTRATION; OR ULTRAVIOLET RADIATION. THE LEAD/CHIEF OPERATOR MUST BE CLASS C OR HIGHER. 5.0 MGD AND ABOVE-STAFFING BY CLASS C OR HIGHER OPERATOR: 6 HOURS/DAY FOR 5 DAYS/WEEK AND ONE VISIT ON EACH WEEKEND DAY. 3.0 MGD UP TO 5.0 MGD-STAFFING BY CLASS C OR HIGHER OPERATOR: 1 HOUR/DAY FOR 5 DAYS/WEEK AND ONE VISIT ON EACH WEEKEND DAY. 0.25 MGD UP TO 3.0 MGD-STAFFING BY CLASS C OR HIGHER OPERATOR: 5 VISITS/WEEK AND ONE VISIT EACH WEEKEND FOR A TOTAL OF 0.6 HOUR/WEEK. | N | Y | BROOKSVILLE CITY OF | 600 S. BROOKSVILLE AVENUE |  | BROOKSVILLE | FL | 34601 |  | 3525445482 |  | Jeremy Burgess | TIMOTHY DOWNIN | 201 HOWELL AVE. |  | BROOKSVILLE | FL | 34601 |  | 3525403860 |  | MUNICIPALITY | 11500 | 5684000 | 5500 | 2014-02-07 | 2019-03-14 | DC02 | 4000
6 | HERNANDO | SWD | manager@holidayspringsrvresort.com | 6272213 | NONTRANSIENT NONCOMMUNITY | CHLORINATION; AERATION FOR REMOVAL OF ANY SECONDARY CONTAMINANT, SULFIDE, OR ANY UNREGULATED CONTAMINANT; CORROSION CONTROL INHIBITOR ADDITION; HYPOCHLORINATION; IRON OR MANGANESE SEQUESTRATION; OR ULTRAVIOLET RADIATION. THE LEAD/CHIEF OPERATOR MUST BE CLASS D OR HIGHER. 50,000 GPD UP TO 0.25 MGD-STAFFING BY CLASS D OR HIGHER OPERATOR: 3 VISITS/WEEK ON NONCONSECUTIVE DAYS FOR A TOTAL OF 0.3 HOUR/WEEK. LESS THAN 50,000 GPD-STAFFING BY A CLASS D OR HIGHER OPERATOR: 2 VISITS/WEEK ON NONCONSECUTIVE DAYS FOR A TOTAL OF 0.2 HOUR/WEEK. THERE SHALL BE NO MORE THAN 5 DAYS BETWEEN THE LAST VISIT IN ONE WEEK AND THE FIRST VISIT IN THE NEXT WEEK. | N | Y | HOLIDAY SPRINGS TRAV-L-PARK | 138 TRAVEL PARK DRIVE |  | SPRING HILL | FL | 34607 |  | 3526830034 |  | SUSAN REHKOPF | LAMONT GARBER | 138 TRAVEL PARK DRIVE |  | SPRING HILL | FL | 34607 |  | 4077408773 |  | INVESTOR | 280 | 100000 | 248 | 2019-05-08 | 2019-04-12 | NTNC | 100
6 | HERNANDO | SWD | Eric.Siewert@freshfromflorida.com | 6272259 | NONCOMMUNITY | CHLORINATION; AERATION FOR REMOVAL OF ANY SECONDARY CONTAMINANT, SULFIDE, OR ANY UNREGULATED CONTAMINANT; CORROSION CONTROL INHIBITOR ADDITION; HYPOCHLORINATION; IRON OR MANGANESE SEQUESTRATION; OR ULTRAVIOLET RADIATION. THE LEAD/CHIEF OPERATOR MUST BE CLASS D OR HIGHER. 50,000 GPD UP TO 0.25 MGD-STAFFING BY CLASS D OR HIGHER OPERATOR: 3 VISITS/WEEK ON NONCONSECUTIVE DAYS FOR A TOTAL OF 0.3 HOUR/WEEK. LESS THAN 50,000 GPD-STAFFING BY A CLASS D OR HIGHER OPERATOR: 2 VISITS/WEEK ON NONCONSECUTIVE DAYS FOR A TOTAL OF 0.2 HOUR/WEEK. THERE SHALL BE NO MORE THAN 5 DAYS BETWEEN THE LAST VISIT IN ONE WEEK AND THE FIRST VISIT IN THE NEXT WEEK. | N | Y | WSF-COL ROBINS PARK | 13000 BROAD ST. |  | BROOKSVILLE | FL | 34601 |  | 3527974120 |  |  | STEVE NEWBERRY | 15019 BROAD ST |  | BROOKSVILLE | FL | 34601 |  | 3527974120 |  | STATE | 200 | 1 | 3 | 2012-06-12 | 2017-10-31 | NC01 | 50
6 | HERNANDO | SWD | Eric.Siewert@freshfromflorida.com | 6272272 | NONCOMMUNITY | CHLORINATION; AERATION FOR REMOVAL OF ANY SECONDARY CONTAMINANT, SULFIDE, OR ANY UNREGULATED CONTAMINANT; CORROSION CONTROL INHIBITOR ADDITION; HYPOCHLORINATION; IRON OR MANGANESE SEQUESTRATION; OR ULTRAVIOLET RADIATION. THE LEAD/CHIEF OPERATOR MUST BE CLASS D OR HIGHER. 50,000 GPD UP TO 0.25 MGD-STAFFING BY CLASS D OR HIGHER OPERATOR: 3 VISITS/WEEK ON NONCONSECUTIVE DAYS FOR A TOTAL OF 0.3 HOUR/WEEK. LESS THAN 50,000 GPD-STAFFING BY A CLASS D OR HIGHER OPERATOR: 2 VISITS/WEEK ON NONCONSECUTIVE DAYS FOR A TOTAL OF 0.2 HOUR/WEEK. THERE SHALL BE NO MORE THAN 5 DAYS BETWEEN THE LAST VISIT IN ONE WEEK AND THE FIRST VISIT IN THE NEXT WEEK. | N | Y | WSF-CROOKED RIVER CPG | 31472 HALLOCK RD. |  | BROOKSVILLE | FL | 34601 |  | 3527974120 |  |  | STEVE NEWBERRY | 15019 BROAD ST |  | BROOKSVILLE | FL | 34601 |  | 3527974120 |  | STATE | 25 | 1 | 5 | 2012-06-12 | 2017-10-26 | NC01 | 50
6 | HERNANDO | SWD | cholidayoffice@bellsouth.net | 6272304 | COMMUNITY | ACTIVATED CARBON PROCESSES; DIATOMACEOUS EARTH FILTRATION; ION EXCHANGE FOR REMOVAL OF ANY PRIMARY CONTAMINANT; ION AND MANGANESE REMOVAL (OXIDATION, DETENTION, AND FILTRATION); OR SLOW SAND FILTRATION. LEAD/CHIEF OPERATOR MUST BE CLASS C OR HIGHER. 1.0 MGD UP TO 2.0 MGD-STAFFING BY CLASS C OR HIGHER OPERATOR: 6 HOURS/DAY FOR 5 DAYS/WEEK AND ONE VISIT ON EACH WEEKEND DAY. 0.5 MGD UP TO 1.0 MGD-STAFFING BY CLASS C OR HIGHER OPERATOR: 3 HOURS/DAY FOR 5 DAYS/WEEK AND ONE VISIT ON EACH WEEKEND DAY. 0.25 MGD UP TO 0.5 MGD-STAFFING BY CLASS C OR HIGHER OPERATOR: 1 HOUR/DAY FOR 5 DAYS/WEEK AND ONE VISIT ON EACH WEEKEND DAY. LESS THAN 0.25 MGD-STAFFING BY CLASS C OR HIGHER OPERATOR: 5 VISITS/WEEK AND ONE VISIT EACH WEEKEND FOR A TOTAL OF 1.8 HOURS/WEEK. | N | Y | CAMPER'S HOLIDAY | 2092 CULBREATH RD |  | BROOKSVILLE | FL | 34602 |  | 3527963707 |  | LEE ROOF | LARRY VAN-FOSSEN | 2092 CULBREATH RD. |  | BROOKSVILLE | FL | 34602 |  | 3526501845 |  | INVESTOR | 400 | 50400 | 362 | 2013-03-04 | 2019-03-05 | DC051 | 100
6 | HERNANDO | SWD | gregm.bridge@cemex.com | 6272431 | NONTRANSIENT NONCOMMUNITY | CHLORINATION; AERATION FOR REMOVAL OF ANY SECONDARY CONTAMINANT, SULFIDE, OR ANY UNREGULATED CONTAMINANT; CORROSION CONTROL INHIBITOR ADDITION; HYPOCHLORINATION; IRON OR MANGANESE SEQUESTRATION; OR ULTRAVIOLET RADIATION. THE LEAD/CHIEF OPERATOR MUST BE CLASS D OR HIGHER. 50,000 GPD UP TO 0.25 MGD-STAFFING BY CLASS D OR HIGHER OPERATOR: 3 VISITS/WEEK ON NONCONSECUTIVE DAYS FOR A TOTAL OF 0.3 HOUR/WEEK. LESS THAN 50,000 GPD-STAFFING BY A CLASS D OR HIGHER OPERATOR: 2 VISITS/WEEK ON NONCONSECUTIVE DAYS FOR A TOTAL OF 0.2 HOUR/WEEK. THERE SHALL BE NO MORE THAN 5 DAYS BETWEEN THE LAST VISIT IN ONE WEEK AND THE FIRST VISIT IN THE NEXT WEEK. | N | Y | CEMEX SOUTH BAGGING FKA FL POWER DEVEL. | 10311 CEMENT PLANT ROAD |  | BROOKSVILLE | FL | 34601 |  | 3527997881 | 104 | GREG BRIDGE | [9 empty] | INVESTOR | 150 | 1 | 2 | 2016-12-13 | 2020-04-14 | NTNC | 100
6 | HERNANDO | SWD | MGOLDMAN16@TAMPABAY.RR.COM | 6272434 | NONCOMMUNITY | CHLORINATION; AERATION FOR REMOVAL OF ANY SECONDARY CONTAMINANT, SULFIDE, OR ANY UNREGULATED CONTAMINANT; CORROSION CONTROL INHIBITOR ADDITION; HYPOCHLORINATION; IRON OR MANGANESE SEQUESTRATION; OR ULTRAVIOLET RADIATION. THE LEAD/CHIEF OPERATOR MUST BE CLASS D OR HIGHER. 50,000 GPD UP TO 0.25 MGD-STAFFING BY CLASS D OR HIGHER OPERATOR: 3 VISITS/WEEK ON NONCONSECUTIVE DAYS FOR A TOTAL OF 0.3 HOUR/WEEK. LESS THAN 50,000 GPD-STAFFING BY A CLASS D OR HIGHER OPERATOR: 2 VISITS/WEEK ON NONCONSECUTIVE DAYS FOR A TOTAL OF 0.2 HOUR/WEEK. THERE SHALL BE NO MORE THAN 5 DAYS BETWEEN THE LAST VISIT IN ONE WEEK AND THE FIRST VISIT IN THE NEXT WEEK. | N | Y | LAKE VILLAGE WATER SYSTEM | 22401 LAKE VILLAGE LANE |  | BROOKSVILLE | FL | 34601 |  | 3527994239 |  | MARTIN GOLDMAN | MARTIN GOLDMAN | 22401 LAKE VILLAGE LANE |  | BROOKSVILLE | FL | 34601 |  | 3523454264 |  | INVESTOR | 25 | 1 | 26 | 2012-10-23 | 2019-11-19 | NC01 | 50
6 | HERNANDO | SWD | airportfarmersfleamarket@gmail.com | 6272589 | NONCOMMUNITY | CHLORINATION; AERATION FOR REMOVAL OF ANY SECONDARY CONTAMINANT, SULFIDE, OR ANY UNREGULATED CONTAMINANT; CORROSION CONTROL INHIBITOR ADDITION; HYPOCHLORINATION; IRON OR MANGANESE SEQUESTRATION; OR ULTRAVIOLET RADIATION. THE LEAD/CHIEF OPERATOR MUST BE CLASS D OR HIGHER. 50,000 GPD UP TO 0.25 MGD-STAFFING BY CLASS D OR HIGHER OPERATOR: 3 VISITS/WEEK ON NONCONSECUTIVE DAYS FOR A TOTAL OF 0.3 HOUR/WEEK. LESS THAN 50,000 GPD-STAFFING BY A CLASS D OR HIGHER OPERATOR: 2 VISITS/WEEK ON NONCONSECUTIVE DAYS FOR A TOTAL OF 0.2 HOUR/WEEK. THERE SHALL BE NO MORE THAN 5 DAYS BETWEEN THE LAST VISIT IN ONE WEEK AND THE FIRST VISIT IN THE NEXT WEEK. | N | Y | AIRPORT FARMER'S AND FLEA MARKET | 17375 SPRING HILL DR |  | BROOKSVILLE | FL | 34604 |  | 3527960268 |  | JOE SPOTO | ANDY ORFITELLI | 17375 SPRING HILL DR. |  | BROOKSVILLE | FL | 34604 |  | 3527960268 |  | INVESTOR | 50 | 1 | 2 | 2010-06-15 | 2016-12-16 | NC01 | 50
6 | HERNANDO | SWD | RJURGENSEN@FLEETMAINTSVC.COM | 6272599 | NONCOMMUNITY | CHLORINATION; AERATION FOR REMOVAL OF ANY SECONDARY CONTAMINANT, SULFIDE, OR ANY UNREGULATED CONTAMINANT; CORROSION CONTROL INHIBITOR ADDITION; HYPOCHLORINATION; IRON OR MANGANESE SEQUESTRATION; OR ULTRAVIOLET RADIATION. THE LEAD/CHIEF OPERATOR MUST BE CLASS D OR HIGHER. 50,000 GPD UP TO 0.25 MGD-STAFFING BY CLASS D OR HIGHER OPERATOR: 3 VISITS/WEEK ON NONCONSECUTIVE DAYS FOR A TOTAL OF 0.3 HOUR/WEEK. LESS THAN 50,000 GPD-STAFFING BY A CLASS D OR HIGHER OPERATOR: 2 VISITS/WEEK ON NONCONSECUTIVE DAYS FOR A TOTAL OF 0.2 HOUR/WEEK. THERE SHALL BE NO MORE THAN 5 DAYS BETWEEN THE LAST VISIT IN ONE WEEK AND THE FIRST VISIT IN THE NEXT WEEK. | N | Y | COMMERCIAL CARRIER CORP. | 18820 CORTEZ BLVD. |  | BROOKSVILLE | FL | 34601 |  | 3522792765 |  | ROBERT JURGENSEN | BUDDY COLLINS | PO DRAWER 67 |  | AUBURNDALE | FL | 33823 |  | 8639656883 |  | INVESTOR | 25 | 1 | 1 | 2012-10-03 | 2018-03-27 | NC01 | 50
6 | HERNANDO | SWD | JKENNEDY@TANCINC.ORG | 6272605 | NONTRANSIENT NONCOMMUNITY | CHLORINATION; AERATION FOR REMOVAL OF ANY SECONDARY CONTAMINANT, SULFIDE, OR ANY UNREGULATED CONTAMINANT; CORROSION CONTROL INHIBITOR ADDITION; HYPOCHLORINATION; IRON OR MANGANESE SEQUESTRATION; OR ULTRAVIOLET RADIATION. THE LEAD/CHIEF OPERATOR MUST BE CLASS D OR HIGHER. 50,000 GPD UP TO 0.25 MGD-STAFFING BY CLASS D OR HIGHER OPERATOR: 3 VISITS/WEEK ON NONCONSECUTIVE DAYS FOR A TOTAL OF 0.3 HOUR/WEEK. LESS THAN 50,000 GPD-STAFFING BY A CLASS D OR HIGHER OPERATOR: 2 VISITS/WEEK ON NONCONSECUTIVE DAYS FOR A TOTAL OF 0.2 HOUR/WEEK. THERE SHALL BE NO MORE THAN 5 DAYS BETWEEN THE LAST VISIT IN ONE WEEK AND THE FIRST VISIT IN THE NEXT WEEK. | N | Y | ARC NATURE COAST, THE | 5283 NEFF LAKE ROAD |  | BROOKSVILLE | FL | 34601 | 8018 | 3525442322 | 123 | JIM KENNEDY | NAOMI BROOKS | 15782 LITTLE RANCH ROAD |  | SPRING HILL | FL | 34610 |  | 7276190708 |  | COUNTY | 25 | 1 | 3 | 2014-06-27 | 2021-02-10 | NTNC | 100
6 | HERNANDO | SWD | mt72493@yahoo.com | 6272609 | NONCOMMUNITY | CHLORINATION; AERATION FOR REMOVAL OF ANY SECONDARY CONTAMINANT, SULFIDE, OR ANY UNREGULATED CONTAMINANT; CORROSION CONTROL INHIBITOR ADDITION; HYPOCHLORINATION; IRON OR MANGANESE SEQUESTRATION; OR ULTRAVIOLET RADIATION. THE LEAD/CHIEF OPERATOR MUST BE CLASS D OR HIGHER. 50,000 GPD UP TO 0.25 MGD-STAFFING BY CLASS D OR HIGHER OPERATOR: 3 VISITS/WEEK ON NONCONSECUTIVE DAYS FOR A TOTAL OF 0.3 HOUR/WEEK. LESS THAN 50,000 GPD-STAFFING BY A CLASS D OR HIGHER OPERATOR: 2 VISITS/WEEK ON NONCONSECUTIVE DAYS FOR A TOTAL OF 0.2 HOUR/WEEK. THERE SHALL BE NO MORE THAN 5 DAYS BETWEEN THE LAST VISIT IN ONE WEEK AND THE FIRST VISIT IN THE NEXT WEEK. | N | Y | CAFE MASARYKTOWN | 398 BROAD ST |  | MASARYKTOWN | FL | 34604 |  | 3527542822 |  | MARIA TEJEDA | OSVALDO TEJEDA | 398 BROAD ST |  | LUTZ | FL | 33548 |  | 3527542822 |  | INVESTOR | 50 | 2000 | 2 | 2012-02-01 | 2017-01-31 | NC01 | 50
6 | HERNANDO | SWD | LODGE1676@MOOSEUNITS.ORG | 6272610 | NONCOMMUNITY | CHLORINATION; AERATION FOR REMOVAL OF ANY SECONDARY CONTAMINANT, SULFIDE, OR ANY UNREGULATED CONTAMINANT; CORROSION CONTROL INHIBITOR ADDITION; HYPOCHLORINATION; IRON OR MANGANESE SEQUESTRATION; OR ULTRAVIOLET RADIATION. THE LEAD/CHIEF OPERATOR MUST BE CLASS D OR HIGHER. 50,000 GPD UP TO 0.25 MGD-STAFFING BY CLASS D OR HIGHER OPERATOR: 3 VISITS/WEEK ON NONCONSECUTIVE DAYS FOR A TOTAL OF 0.3 HOUR/WEEK. LESS THAN 50,000 GPD-STAFFING BY A CLASS D OR HIGHER OPERATOR: 2 VISITS/WEEK ON NONCONSECUTIVE DAYS FOR A TOTAL OF 0.2 HOUR/WEEK. THERE SHALL BE NO MORE THAN 5 DAYS BETWEEN THE LAST VISIT IN ONE WEEK AND THE FIRST VISIT IN THE NEXT WEEK. | N | Y | LOYAL ORDER OF MOOSE 1676 | 17129 WISCON ROAD |  | BROOKSVILLE | FL | 34601 |  | 3527968371 |  | JANET GANDERTON | [9 empty] | INVESTOR | 25 | 36000 | 1 | 2011-05-27 | 2018-10-16 | NC01 | 50
6 | HERNANDO | SWD | ROBINRIPPEON@GMAIL.COM | 6272613 | NONCOMMUNITY | CHLORINATION; AERATION FOR REMOVAL OF ANY SECONDARY CONTAMINANT, SULFIDE, OR ANY UNREGULATED CONTAMINANT; CORROSION CONTROL INHIBITOR ADDITION; HYPOCHLORINATION; IRON OR MANGANESE SEQUESTRATION; OR ULTRAVIOLET RADIATION. THE LEAD/CHIEF OPERATOR MUST BE CLASS D OR HIGHER. 50,000 GPD UP TO 0.25 MGD-STAFFING BY CLASS D OR HIGHER OPERATOR: 3 VISITS/WEEK ON NONCONSECUTIVE DAYS FOR A TOTAL OF 0.3 HOUR/WEEK. LESS THAN 50,000 GPD-STAFFING BY A CLASS D OR HIGHER OPERATOR: 2 VISITS/WEEK ON NONCONSECUTIVE DAYS FOR A TOTAL OF 0.2 HOUR/WEEK. THERE SHALL BE NO MORE THAN 5 DAYS BETWEEN THE LAST VISIT IN ONE WEEK AND THE FIRST VISIT IN THE NEXT WEEK. | N | Y | SAND GARDENS | 16486 POINTVIEW ROAD |  | BROOKSVILLE | FL | 34601 |  | 8138745800 |  | ROBIN HENN | ROBIN HENN | 16486 POINTVIEW ROAD |  | BROOKSVILLE | FL | 34601 |  | 2404901141 |  | INVESTOR | 30 | 1 | 15 | 2011-07-15 | 2018-10-16 | NC01 | 50
6 | HERNANDO | SWD | m6springhil@incomepropertyinvestments.com | 6274327 | NONCOMMUNITY | CHLORINATION; AERATION FOR REMOVAL OF ANY SECONDARY CONTAMINANT, SULFIDE, OR ANY UNREGULATED CONTAMINANT; CORROSION CONTROL INHIBITOR ADDITION; HYPOCHLORINATION; IRON OR MANGANESE SEQUESTRATION; OR ULTRAVIOLET RADIATION. THE LEAD/CHIEF OPERATOR MUST BE CLASS D OR HIGHER. 50,000 GPD UP TO 0.25 MGD-STAFFING BY CLASS D OR HIGHER OPERATOR: 3 VISITS/WEEK ON NONCONSECUTIVE DAYS FOR A TOTAL OF 0.3 HOUR/WEEK. LESS THAN 50,000 GPD-STAFFING BY A CLASS D OR HIGHER OPERATOR: 2 VISITS/WEEK ON NONCONSECUTIVE DAYS FOR A TOTAL OF 0.2 HOUR/WEEK. THERE SHALL BE NO MORE THAN 5 DAYS BETWEEN THE LAST VISIT IN ONE WEEK AND THE FIRST VISIT IN THE NEXT WEEK. | N | Y | MOTEL 6 SPRING HILL | 6172 COMMERCIAL WAY |  | SPRING HILL | FL | 34606 |  | 3525962007 |  | THERESE WHITE | MR. KUMAR KONERU | 10807 LAUREL ST. | SUITE100 | RANCHO CUCAMONGA | CA | 91730 |  | 9095254040 |  | INVESTOR | 25 | 148000 | 1 | 2012-07-17 | 2020-07-28 | NC01 | 50
6 | HERNANDO | SWD |  | 6274496 | NONCOMMUNITY | CHLORINATION; AERATION FOR REMOVAL OF ANY SECONDARY CONTAMINANT, SULFIDE, OR ANY UNREGULATED CONTAMINANT; CORROSION CONTROL INHIBITOR ADDITION; HYPOCHLORINATION; IRON OR MANGANESE SEQUESTRATION; OR ULTRAVIOLET RADIATION. THE LEAD/CHIEF OPERATOR MUST BE CLASS D OR HIGHER. 50,000 GPD UP TO 0.25 MGD-STAFFING BY CLASS D OR HIGHER OPERATOR: 3 VISITS/WEEK ON NONCONSECUTIVE DAYS FOR A TOTAL OF 0.3 HOUR/WEEK. LESS THAN 50,000 GPD-STAFFING BY A CLASS D OR HIGHER OPERATOR: 2 VISITS/WEEK ON NONCONSECUTIVE DAYS FOR A TOTAL OF 0.2 HOUR/WEEK. THERE SHALL BE NO MORE THAN 5 DAYS BETWEEN THE LAST VISIT IN ONE WEEK AND THE FIRST VISIT IN THE NEXT WEEK. | N | Y | CHURCH OF GOD PROPHECY CAMP | 24165 DAN BROWN HILL RD |  | BROOKSVILLE | FL | 34602 |  | 3527968600 |  |  | TROY VERNON | 6001 MONARCH BLVD. |  | LEESBURG | FL | 34748 |  | 3523231321 |  | OTHER | 300 | 1 | 5 | 2015-05-15 | 2020-01-14 | NC01 | 50
6 | HERNANDO | SWD | LANDISL@CO.HERNANDO.FL.US | 6274501 | NONCOMMUNITY | CHLORINATION; AERATION FOR REMOVAL OF ANY SECONDARY CONTAMINANT, SULFIDE, OR ANY UNREGULATED CONTAMINANT; CORROSION CONTROL INHIBITOR ADDITION; HYPOCHLORINATION; IRON OR MANGANESE SEQUESTRATION; OR ULTRAVIOLET RADIATION. THE LEAD/CHIEF OPERATOR MUST BE CLASS D OR HIGHER. 50,000 GPD UP TO 0.25 MGD-STAFFING BY CLASS D OR HIGHER OPERATOR: 3 VISITS/WEEK ON NONCONSECUTIVE DAYS FOR A TOTAL OF 0.3 HOUR/WEEK. LESS THAN 50,000 GPD-STAFFING BY A CLASS D OR HIGHER OPERATOR: 2 VISITS/WEEK ON NONCONSECUTIVE DAYS FOR A TOTAL OF 0.2 HOUR/WEEK. THERE SHALL BE NO MORE THAN 5 DAYS BETWEEN THE LAST VISIT IN ONE WEEK AND THE FIRST VISIT IN THE NEXT WEEK. | N | Y | ERNIE WEAVER YOUTH PARK #1 | 19473 YOUTH DRIVE(US 98 NORTH) |  | BROOKSVILLE | FL | 34605 | 804 | 3527544490 |  | LANDIS LEGG | [9 empty] | OTHER | 25 | 1 | 1 | 2013-10-18 | 2020-10-07 | NC01 | 50
6 | HERNANDO | SWD | twhite183@tampabay.rr.com | 6274589 | NONCOMMUNITY | CHLORINATION; AERATION FOR REMOVAL OF ANY SECONDARY CONTAMINANT, SULFIDE, OR ANY UNREGULATED CONTAMINANT; CORROSION CONTROL INHIBITOR ADDITION; HYPOCHLORINATION; IRON OR MANGANESE SEQUESTRATION; OR ULTRAVIOLET RADIATION. THE LEAD/CHIEF OPERATOR MUST BE CLASS D OR HIGHER. 50,000 GPD UP TO 0.25 MGD-STAFFING BY CLASS D OR HIGHER OPERATOR: 3 VISITS/WEEK ON NONCONSECUTIVE DAYS FOR A TOTAL OF 0.3 HOUR/WEEK. LESS THAN 50,000 GPD-STAFFING BY A CLASS D OR HIGHER OPERATOR: 2 VISITS/WEEK ON NONCONSECUTIVE DAYS FOR A TOTAL OF 0.2 HOUR/WEEK. THERE SHALL BE NO MORE THAN 5 DAYS BETWEEN THE LAST VISIT IN ONE WEEK AND THE FIRST VISIT IN THE NEXT WEEK. | N | Y | T. H. WHITE | 15440 CORTEZ BLVD. |  | BROOKSVILLE | FL | 34613 |  | 3522799072 |  | THOMAS H. WHITE | THOMAS H. WHITE | 15440 CORTEZ BLVD. |  | BROOKSVILLE | FL | 34601 |  | 3522799072 |  | INVESTOR | 40 | 1 | 3 | 2012-06-06 | 2018-10-16 | NC01 | 50
6 | HERNANDO | SWD | BWFRANTZ@YAHOO.COM | 6274625 | NONCOMMUNITY | CHLORINATION; AERATION FOR REMOVAL OF ANY SECONDARY CONTAMINANT, SULFIDE, OR ANY UNREGULATED CONTAMINANT; CORROSION CONTROL INHIBITOR ADDITION; HYPOCHLORINATION; IRON OR MANGANESE SEQUESTRATION; OR ULTRAVIOLET RADIATION. THE LEAD/CHIEF OPERATOR MUST BE CLASS D OR HIGHER. 50,000 GPD UP TO 0.25 MGD-STAFFING BY CLASS D OR HIGHER OPERATOR: 3 VISITS/WEEK ON NONCONSECUTIVE DAYS FOR A TOTAL OF 0.3 HOUR/WEEK. LESS THAN 50,000 GPD-STAFFING BY A CLASS D OR HIGHER OPERATOR: 2 VISITS/WEEK ON NONCONSECUTIVE DAYS FOR A TOTAL OF 0.2 HOUR/WEEK. THERE SHALL BE NO MORE THAN 5 DAYS BETWEEN THE LAST VISIT IN ONE WEEK AND THE FIRST VISIT IN THE NEXT WEEK. | N | Y | SERTOMA YOUTH RANCH | 85 MYERS ROAD |  | BROOKSVILLE | FL | 34602 |  | 3527543082 |  | BETTY FRANTZ | [9 empty] | OTHER | 120 | 237000 | 109 | 2011-12-08 | 2017-05-31 | NC01 | 50
6 | HERNANDO | SWD | JIMOLESON7@GMAIL.COM | 6274627 | NONCOMMUNITY | CHLORINATION; AERATION FOR REMOVAL OF ANY SECONDARY CONTAMINANT, SULFIDE, OR ANY UNREGULATED CONTAMINANT; CORROSION CONTROL INHIBITOR ADDITION; HYPOCHLORINATION; IRON OR MANGANESE SEQUESTRATION; OR ULTRAVIOLET RADIATION. THE LEAD/CHIEF OPERATOR MUST BE CLASS D OR HIGHER. 50,000 GPD UP TO 0.25 MGD-STAFFING BY CLASS D OR HIGHER OPERATOR: 3 VISITS/WEEK ON NONCONSECUTIVE DAYS FOR A TOTAL OF 0.3 HOUR/WEEK. LESS THAN 50,000 GPD-STAFFING BY A CLASS D OR HIGHER OPERATOR: 2 VISITS/WEEK ON NONCONSECUTIVE DAYS FOR A TOTAL OF 0.2 HOUR/WEEK. THERE SHALL BE NO MORE THAN 5 DAYS BETWEEN THE LAST VISIT IN ONE WEEK AND THE FIRST VISIT IN THE NEXT WEEK. | N | Y | BOYETT'S GROVE SNACK STAND | 4355 SPRING LAKE HWY |  | BROOKSVILLE | FL | 34601 |  | 3527962289 |  | JIM OLESON | JIM OLESON | 4355 SPRING LAKE HWY |  | BROOKSVILLE | FL | 34601 |  | 3527962289 |  | INVESTOR | 25 | 1 | 3 | 2013-07-08 | 2017-08-14 | NC01 | 50
6 | HERNANDO | SWD | springhill@storagekingusa.com | 6274821 | NONTRANSIENT NONCOMMUNITY | CHLORINATION; AERATION FOR REMOVAL OF ANY SECONDARY CONTAMINANT, SULFIDE, OR ANY UNREGULATED CONTAMINANT; CORROSION CONTROL INHIBITOR ADDITION; HYPOCHLORINATION; IRON OR MANGANESE SEQUESTRATION; OR ULTRAVIOLET RADIATION. THE LEAD/CHIEF OPERATOR MUST BE CLASS D OR HIGHER. 50,000 GPD UP TO 0.25 MGD-STAFFING BY CLASS D OR HIGHER OPERATOR: 3 VISITS/WEEK ON NONCONSECUTIVE DAYS FOR A TOTAL OF 0.3 HOUR/WEEK. LESS THAN 50,000 GPD-STAFFING BY A CLASS D OR HIGHER OPERATOR: 2 VISITS/WEEK ON NONCONSECUTIVE DAYS FOR A TOTAL OF 0.2 HOUR/WEEK. THERE SHALL BE NO MORE THAN 5 DAYS BETWEEN THE LAST VISIT IN ONE WEEK AND THE FIRST VISIT IN THE NEXT WEEK. | N | Y | STORAGE KING USA | 3663 COMMERCIAL WAY |  | SPRING HILL | FL | 34606 |  | 3526863000 |  | LISA MARTIN | LISA MARTIN | 3663 COMMERCIAL WAY |  | SPRING HILL | FL | 34606 |  | 3526863000 |  | INVESTOR | 80 | 1 | 16 | 2012-05-04 | 2019-12-11 | NTNC | 100
6 | HERNANDO | SWD | JHEISLER@SPARTON.COM | 6274847 | NONTRANSIENT NONCOMMUNITY | CHLORINATION; AERATION FOR REMOVAL OF ANY SECONDARY CONTAMINANT, SULFIDE, OR ANY UNREGULATED CONTAMINANT; CORROSION CONTROL INHIBITOR ADDITION; HYPOCHLORINATION; IRON OR MANGANESE SEQUESTRATION; OR ULTRAVIOLET RADIATION. THE LEAD/CHIEF OPERATOR MUST BE CLASS D OR HIGHER. 50,000 GPD UP TO 0.25 MGD-STAFFING BY CLASS D OR HIGHER OPERATOR: 3 VISITS/WEEK ON NONCONSECUTIVE DAYS FOR A TOTAL OF 0.3 HOUR/WEEK. LESS THAN 50,000 GPD-STAFFING BY A CLASS D OR HIGHER OPERATOR: 2 VISITS/WEEK ON NONCONSECUTIVE DAYS FOR A TOTAL OF 0.2 HOUR/WEEK. THERE SHALL BE NO MORE THAN 5 DAYS BETWEEN THE LAST VISIT IN ONE WEEK AND THE FIRST VISIT IN THE NEXT WEEK. | N | Y | SPARTRONICS | 30167 POWER LINE RD |  | BROOKSVILLE | FL | 34602 |  | 3524424188 |  | JAMES HEISLER | [9 empty] | INVESTOR | 140 | 115200 | 2 | 2014-12-24 | 2021-04-27 | NTNC | 100
6 | HERNANDO | SWD | ceroc@att.net | 6274859 | COMMUNITY | CHLORINATION; AERATION FOR REMOVAL OF ANY SECONDARY CONTAMINANT, SULFIDE, OR ANY UNREGULATED CONTAMINANT; CORROSION CONTROL INHIBITOR ADDITION; HYPOCHLORINATION; IRON OR MANGANESE SEQUESTRATION; OR ULTRAVIOLET RADIATION. THE LEAD/CHIEF OPERATOR MUST BE CLASS D OR HIGHER. 50,000 GPD UP TO 0.25 MGD-STAFFING BY CLASS D OR HIGHER OPERATOR: 3 VISITS/WEEK ON NONCONSECUTIVE DAYS FOR A TOTAL OF 0.3 HOUR/WEEK. LESS THAN 50,000 GPD-STAFFING BY A CLASS D OR HIGHER OPERATOR: 2 VISITS/WEEK ON NONCONSECUTIVE DAYS FOR A TOTAL OF 0.2 HOUR/WEEK. THERE SHALL BE NO MORE THAN 5 DAYS BETWEEN THE LAST VISIT IN ONE WEEK AND THE FIRST VISIT IN THE NEXT WEEK. | N | Y | COUNTRYSIDE ESTATES | 7001 TALL OAKS LANE |  | BROOKSVILLE | FL | 34601 |  | 3527993932 |  | BILL EIKENBERRY | JERRY DYE | 7001 TALL OAKS LANE |  | BROOKSVILLE | FL | 34601 |  | 3527993932 |  | INVESTOR | 140 | 96000 | 70 | 2014-02-07 | 2021-02-10 | DC052 | 100
6 | HERNANDO | SWD | ohrtvasc@gmail.com (Pricilla Brown) | 6274861 | NONCOMMUNITY | CHLORINATION; AERATION FOR REMOVAL OF ANY SECONDARY CONTAMINANT, SULFIDE, OR ANY UNREGULATED CONTAMINANT; CORROSION CONTROL INHIBITOR ADDITION; HYPOCHLORINATION; IRON OR MANGANESE SEQUESTRATION; OR ULTRAVIOLET RADIATION. THE LEAD/CHIEF OPERATOR MUST BE CLASS D OR HIGHER. 50,000 GPD UP TO 0.25 MGD-STAFFING BY CLASS D OR HIGHER OPERATOR: 3 VISITS/WEEK ON NONCONSECUTIVE DAYS FOR A TOTAL OF 0.3 HOUR/WEEK. LESS THAN 50,000 GPD-STAFFING BY A CLASS D OR HIGHER OPERATOR: 2 VISITS/WEEK ON NONCONSECUTIVE DAYS FOR A TOTAL OF 0.2 HOUR/WEEK. THERE SHALL BE NO MORE THAN 5 DAYS BETWEEN THE LAST VISIT IN ONE WEEK AND THE FIRST VISIT IN THE NEXT WEEK. | N | Y | FLORIDA CARDIOLOGY GROUP | 15004 CORTEZ BLVD. | 15002-15010 CORTEZ BLVD | BROOKSVILLE | FL | 34613 |  | 3525964422 |  | CMS REAL ESTATE PARTNERS, LLC | CMS REAL ESTATE PARTNERS, LLC | 13740 OFFICE PARK CT., SUITE C |  | HUDSON | FL | 34667 |  | 7278628383 |  | INVESTOR | 25 | 1 | 2 | 2020-04-14 | 2020-01-14 | NC01 | 50
6 | HERNANDO | SWD | Brad_Nelson@equitylifestyle.com | 6274862 | NONTRANSIENT NONCOMMUNITY | CHLORINATION; AERATION FOR REMOVAL OF ANY SECONDARY CONTAMINANT, SULFIDE, OR ANY UNREGULATED CONTAMINANT; CORROSION CONTROL INHIBITOR ADDITION; HYPOCHLORINATION; IRON OR MANGANESE SEQUESTRATION; OR ULTRAVIOLET RADIATION. THE LEAD/CHIEF OPERATOR MUST BE CLASS D OR HIGHER. 50,000 GPD UP TO 0.25 MGD-STAFFING BY CLASS D OR HIGHER OPERATOR: 3 VISITS/WEEK ON NONCONSECUTIVE DAYS FOR A TOTAL OF 0.3 HOUR/WEEK. LESS THAN 50,000 GPD-STAFFING BY A CLASS D OR HIGHER OPERATOR: 2 VISITS/WEEK ON NONCONSECUTIVE DAYS FOR A TOTAL OF 0.2 HOUR/WEEK. THERE SHALL BE NO MORE THAN 5 DAYS BETWEEN THE LAST VISIT IN ONE WEEK AND THE FIRST VISIT IN THE NEXT WEEK. | N | Y | TOPICS RV TRAVEL TRAILER PARK | 13063 COUNTY LINE RD |  | SPRING HILL | FL | 34609 |  | 3527960625 |  | LESLIE REGISTER | BRAD NELSON | 5100 W. LEMON ST. | STE 308 | TAMPA | FL | 33609 |  |  |  | INVESTOR | 462 | 115000 | 231 | 2017-12-28 | 2020-05-26 | NTNC | 100
6 | HERNANDO | SWD | RCFLM1992@GMAIL.COM | 6274865 | NONCOMMUNITY | CHLORINATION; AERATION FOR REMOVAL OF ANY SECONDARY CONTAMINANT, SULFIDE, OR ANY UNREGULATED CONTAMINANT; CORROSION CONTROL INHIBITOR ADDITION; HYPOCHLORINATION; IRON OR MANGANESE SEQUESTRATION; OR ULTRAVIOLET RADIATION. THE LEAD/CHIEF OPERATOR MUST BE CLASS D OR HIGHER. 50,000 GPD UP TO 0.25 MGD-STAFFING BY CLASS D OR HIGHER OPERATOR: 3 VISITS/WEEK ON NONCONSECUTIVE DAYS FOR A TOTAL OF 0.3 HOUR/WEEK. LESS THAN 50,000 GPD-STAFFING BY A CLASS D OR HIGHER OPERATOR: 2 VISITS/WEEK ON NONCONSECUTIVE DAYS FOR A TOTAL OF 0.2 HOUR/WEEK. THERE SHALL BE NO MORE THAN 5 DAYS BETWEEN THE LAST VISIT IN ONE WEEK AND THE FIRST VISIT IN THE NEXT WEEK. | N | Y | MOUNTAIN PARK PLAZA | 18610 CORTEZ BLVD |  | BROOKSVILLE | FL | 34601 |  | 3525967568 |  | FILOMENA MORRONGIELLO | [9 empty] | INVESTOR | 55 | 1 | 1 | 2014-06-24 | 2020-11-03 | NC01 | 50
6 | HERNANDO | SWD | golfislandhomes@gmail.com | 6274866 | NONCOMMUNITY | CHLORINATION; AERATION FOR REMOVAL OF ANY SECONDARY CONTAMINANT, SULFIDE, OR ANY UNREGULATED CONTAMINANT; CORROSION CONTROL INHIBITOR ADDITION; HYPOCHLORINATION; IRON OR MANGANESE SEQUESTRATION; OR ULTRAVIOLET RADIATION. THE LEAD/CHIEF OPERATOR MUST BE CLASS D OR HIGHER. 50,000 GPD UP TO 0.25 MGD-STAFFING BY CLASS D OR HIGHER OPERATOR: 3 VISITS/WEEK ON NONCONSECUTIVE DAYS FOR A TOTAL OF 0.3 HOUR/WEEK. LESS THAN 50,000 GPD-STAFFING BY A CLASS D OR HIGHER OPERATOR: 2 VISITS/WEEK ON NONCONSECUTIVE DAYS FOR A TOTAL OF 0.2 HOUR/WEEK. THERE SHALL BE NO MORE THAN 5 DAYS BETWEEN THE LAST VISIT IN ONE WEEK AND THE FIRST VISIT IN THE NEXT WEEK. | N | Y | ISTACHATTA MOBILE HOME PARK | 28065 FREEWALT ST. |  | ISTACHATTA | FL | 34636 |  | 3527548687 |  | DAVID COWEN | BRYAN WRAGE | 808 GOLF ISLAND DR |  | APOLLO BEACH | FL | 33572 |  | 8132988349 |  | INVESTOR | 65 | 76000 | 25 | 2019-12-17 | 2019-12-17 | NC01 | 50
6 | HERNANDO | SWD | SOCIALBUTTERFLY6270@YAHOO.COM | 6274872 | NONCOMMUNITY | CHLORINATION; AERATION FOR REMOVAL OF ANY SECONDARY CONTAMINANT, SULFIDE, OR ANY UNREGULATED CONTAMINANT; CORROSION CONTROL INHIBITOR ADDITION; HYPOCHLORINATION; IRON OR MANGANESE SEQUESTRATION; OR ULTRAVIOLET RADIATION. THE LEAD/CHIEF OPERATOR MUST BE CLASS D OR HIGHER. 50,000 GPD UP TO 0.25 MGD-STAFFING BY CLASS D OR HIGHER OPERATOR: 3 VISITS/WEEK ON NONCONSECUTIVE DAYS FOR A TOTAL OF 0.3 HOUR/WEEK. LESS THAN 50,000 GPD-STAFFING BY A CLASS D OR HIGHER OPERATOR: 2 VISITS/WEEK ON NONCONSECUTIVE DAYS FOR A TOTAL OF 0.2 HOUR/WEEK. THERE SHALL BE NO MORE THAN 5 DAYS BETWEEN THE LAST VISIT IN ONE WEEK AND THE FIRST VISIT IN THE NEXT WEEK. | N | Y | SAND TRAP BAR & GRILL | 10508 NICASIO RD |  | BROOKSVILLE | FL | 34613 |  | 3525974379 |  | SANDRA HODGE | CHARLES SCHELAWSKE | 10508 NICASIO RD |  | BROOKSVILLE | FL | 34613 |  | 3525960850 |  | INVESTOR | 36 | 1 | 1 | 2012-06-21 | 2019-12-11 | NC01 | 50
6 | HERNANDO | SWD | PAMELA.BUCK@FMFACILITYMAINTENANCE.COM | 6274874 | NONCOMMUNITY | CHLORINATION; AERATION FOR REMOVAL OF ANY SECONDARY CONTAMINANT, SULFIDE, OR ANY UNREGULATED CONTAMINANT; CORROSION CONTROL INHIBITOR ADDITION; HYPOCHLORINATION; IRON OR MANGANESE SEQUESTRATION; OR ULTRAVIOLET RADIATION. THE LEAD/CHIEF OPERATOR MUST BE CLASS D OR HIGHER. 50,000 GPD UP TO 0.25 MGD-STAFFING BY CLASS D OR HIGHER OPERATOR: 3 VISITS/WEEK ON NONCONSECUTIVE DAYS FOR A TOTAL OF 0.3 HOUR/WEEK. LESS THAN 50,000 GPD-STAFFING BY A CLASS D OR HIGHER OPERATOR: 2 VISITS/WEEK ON NONCONSECUTIVE DAYS FOR A TOTAL OF 0.2 HOUR/WEEK. THERE SHALL BE NO MORE THAN 5 DAYS BETWEEN THE LAST VISIT IN ONE WEEK AND THE FIRST VISIT IN THE NEXT WEEK. | N | Y | 7-11 #35369 | 18226 POWELL RD |  | BROOKSVILLE | FL | 34609 |  | 9728286815 |  | PAMELA BUCK | PAMELA BUCK | 10 COLUMBUS BLVD. | FOURTH FLOOR | HARTFORD | CT | 6106 |  | 4074968168 |  | INVESTOR | 25 | 1 | 4 | 2011-10-18 | 2018-10-30 | NC01 | 50
6 | HERNANDO | SWD | dsoto@carenterprises.net | 6274876 | NONCOMMUNITY | CHLORINATION; AERATION FOR REMOVAL OF ANY SECONDARY CONTAMINANT, SULFIDE, OR ANY UNREGULATED CONTAMINANT; CORROSION CONTROL INHIBITOR ADDITION; HYPOCHLORINATION; IRON OR MANGANESE SEQUESTRATION; OR ULTRAVIOLET RADIATION. THE LEAD/CHIEF OPERATOR MUST BE CLASS D OR HIGHER. 50,000 GPD UP TO 0.25 MGD-STAFFING BY CLASS D OR HIGHER OPERATOR: 3 VISITS/WEEK ON NONCONSECUTIVE DAYS FOR A TOTAL OF 0.3 HOUR/WEEK. LESS THAN 50,000 GPD-STAFFING BY A CLASS D OR HIGHER OPERATOR: 2 VISITS/WEEK ON NONCONSECUTIVE DAYS FOR A TOTAL OF 0.2 HOUR/WEEK. THERE SHALL BE NO MORE THAN 5 DAYS BETWEEN THE LAST VISIT IN ONE WEEK AND THE FIRST VISIT IN THE NEXT WEEK. | N | Y | REBEL #828 | 75 BROAD ST |  | MASARYKTOWN | FL | 34609 |  | 9093944728 |  | JACK BROOKMEYER | RAWA ANABI | 1450 N BENSON AVE | SUITE A | UPLAND | CA | 91786 |  | 9093944728 |  | OTHER | 25 | 1 | 1 | 2012-08-24 | 2017-01-31 | NC01 | 50
6 | HERNANDO | SWD | jstrachan@ups.com | 6274877 | NONTRANSIENT NONCOMMUNITY | CHLORINATION; AERATION FOR REMOVAL OF ANY SECONDARY CONTAMINANT, SULFIDE, OR ANY UNREGULATED CONTAMINANT; CORROSION CONTROL INHIBITOR ADDITION; HYPOCHLORINATION; IRON OR MANGANESE SEQUESTRATION; OR ULTRAVIOLET RADIATION. THE LEAD/CHIEF OPERATOR MUST BE CLASS D OR HIGHER. 50,000 GPD UP TO 0.25 MGD-STAFFING BY CLASS D OR HIGHER OPERATOR: 3 VISITS/WEEK ON NONCONSECUTIVE DAYS FOR A TOTAL OF 0.3 HOUR/WEEK. LESS THAN 50,000 GPD-STAFFING BY A CLASS D OR HIGHER OPERATOR: 2 VISITS/WEEK ON NONCONSECUTIVE DAYS FOR A TOTAL OF 0.2 HOUR/WEEK. THERE SHALL BE NO MORE THAN 5 DAYS BETWEEN THE LAST VISIT IN ONE WEEK AND THE FIRST VISIT IN THE NEXT WEEK. | N | Y | UNITED PARCEL SERVICE | 7230 BROAD STREET |  | BROOKSVILLE | FL | 34601 |  | 9046938295 |  | JEFF STRACHAN | [9 empty] | OTHER | 135 | 1 | 1 | 2010-05-10 | 2021-04-27 | NTNC | 100
6 | HERNANDO | SWD | JGUZLAS45@YAHOO.COM | 6274883 | NONCOMMUNITY | CHLORINATION; AERATION FOR REMOVAL OF ANY SECONDARY CONTAMINANT, SULFIDE, OR ANY UNREGULATED CONTAMINANT; CORROSION CONTROL INHIBITOR ADDITION; HYPOCHLORINATION; IRON OR MANGANESE SEQUESTRATION; OR ULTRAVIOLET RADIATION. THE LEAD/CHIEF OPERATOR MUST BE CLASS D OR HIGHER. 50,000 GPD UP TO 0.25 MGD-STAFFING BY CLASS D OR HIGHER OPERATOR: 3 VISITS/WEEK ON NONCONSECUTIVE DAYS FOR A TOTAL OF 0.3 HOUR/WEEK. LESS THAN 50,000 GPD-STAFFING BY A CLASS D OR HIGHER OPERATOR: 2 VISITS/WEEK ON NONCONSECUTIVE DAYS FOR A TOTAL OF 0.2 HOUR/WEEK. THERE SHALL BE NO MORE THAN 5 DAYS BETWEEN THE LAST VISIT IN ONE WEEK AND THE FIRST VISIT IN THE NEXT WEEK. | N | Y | HAWKES NEST RV PARK | 11185 COMMERCIAL WAY |  | BROOKSVILLE | FL | 34614 |  | 3525967959 |  | CHARLES GRISSETT | JEFF GUZLAS | PO BOX 58 |  | LEMONT | IL | 60439 |  | 7084943464 |  | INVESTOR | 30 | 1 | 40 | 2015-08-17 | 2019-12-11 | NC01 | 50
6 | HERNANDO | SWD | FAITHBAPTIST352@AOL.COM | 6274884 | NONTRANSIENT NONCOMMUNITY | CHLORINATION; AERATION FOR REMOVAL OF ANY SECONDARY CONTAMINANT, SULFIDE, OR ANY UNREGULATED CONTAMINANT; CORROSION CONTROL INHIBITOR ADDITION; HYPOCHLORINATION; IRON OR MANGANESE SEQUESTRATION; OR ULTRAVIOLET RADIATION. THE LEAD/CHIEF OPERATOR MUST BE CLASS D OR HIGHER. 50,000 GPD UP TO 0.25 MGD-STAFFING BY CLASS D OR HIGHER OPERATOR: 3 VISITS/WEEK ON NONCONSECUTIVE DAYS FOR A TOTAL OF 0.3 HOUR/WEEK. LESS THAN 50,000 GPD-STAFFING BY A CLASS D OR HIGHER OPERATOR: 2 VISITS/WEEK ON NONCONSECUTIVE DAYS FOR A TOTAL OF 0.2 HOUR/WEEK. THERE SHALL BE NO MORE THAN 5 DAYS BETWEEN THE LAST VISIT IN ONE WEEK AND THE FIRST VISIT IN THE NEXT WEEK. | N | Y | FAITH BAPTIST CHURCH | 175 SPRINGTIME ST |  | SPRING HILL | FL | 34608 |  | 3526869350 |  | TIM GORDON | BARRY GORDON | 175 SPRINGTIME ST |  | SPRING HILL | FL | 34608 |  | 3526865060 |  | INVESTOR | 25 | 1 | 2 | 2015-01-26 | 2020-07-28 | NTNC | 100
6 | HERNANDO | SWD | DRBOFFICE@TAMPABAY.RR.COM | 6274886 | NONCOMMUNITY | CHLORINATION; AERATION FOR REMOVAL OF ANY SECONDARY CONTAMINANT, SULFIDE, OR ANY UNREGULATED CONTAMINANT; CORROSION CONTROL INHIBITOR ADDITION; HYPOCHLORINATION; IRON OR MANGANESE SEQUESTRATION; OR ULTRAVIOLET RADIATION. THE LEAD/CHIEF OPERATOR MUST BE CLASS D OR HIGHER. 50,000 GPD UP TO 0.25 MGD-STAFFING BY CLASS D OR HIGHER OPERATOR: 3 VISITS/WEEK ON NONCONSECUTIVE DAYS FOR A TOTAL OF 0.3 HOUR/WEEK. LESS THAN 50,000 GPD-STAFFING BY A CLASS D OR HIGHER OPERATOR: 2 VISITS/WEEK ON NONCONSECUTIVE DAYS FOR A TOTAL OF 0.2 HOUR/WEEK. THERE SHALL BE NO MORE THAN 5 DAYS BETWEEN THE LAST VISIT IN ONE WEEK AND THE FIRST VISIT IN THE NEXT WEEK. | N | Y | DR. JOHN BAKER:FOOT & ANKLE CARE CENTER | 6317-B SEALAWN DRIVE |  | SPRING HILL | FL | 34607 |  | 3525972223 |  | JOHN BAKER | [9 empty] | INVESTOR | 25 | 43200 | 1 | 2014-03-17 | 2017-04-04 | NC01 | 50
6 | HERNANDO | SWD | party@adventurecoastfunpark.com | 6274892 | NONCOMMUNITY | CHLORINATION; AERATION FOR REMOVAL OF ANY SECONDARY CONTAMINANT, SULFIDE, OR ANY UNREGULATED CONTAMINANT; CORROSION CONTROL INHIBITOR ADDITION; HYPOCHLORINATION; IRON OR MANGANESE SEQUESTRATION; OR ULTRAVIOLET RADIATION. THE LEAD/CHIEF OPERATOR MUST BE CLASS D OR HIGHER. 50,000 GPD UP TO 0.25 MGD-STAFFING BY CLASS D OR HIGHER OPERATOR: 3 VISITS/WEEK ON NONCONSECUTIVE DAYS FOR A TOTAL OF 0.3 HOUR/WEEK. LESS THAN 50,000 GPD-STAFFING BY A CLASS D OR HIGHER OPERATOR: 2 VISITS/WEEK ON NONCONSECUTIVE DAYS FOR A TOTAL OF 0.2 HOUR/WEEK. THERE SHALL BE NO MORE THAN 5 DAYS BETWEEN THE LAST VISIT IN ONE WEEK AND THE FIRST VISIT IN THE NEXT WEEK. | N | Y | ADVENTURE COAST FUN PARK | 9227 COUNTY LINE ROAD |  | SPRING HILL | FL | 34608 |  | 3525840219 |  | ROBERT GRANGE | [9 empty] | INVESTOR | 25 | 1 | 1 | 2016-06-02 | 2021-06-17 | NC01 | 50
6 | HERNANDO | SWD |  | 6277004 | NONCOMMUNITY | CHLORINATION; AERATION FOR REMOVAL OF ANY SECONDARY CONTAMINANT, SULFIDE, OR ANY UNREGULATED CONTAMINANT; CORROSION CONTROL INHIBITOR ADDITION; HYPOCHLORINATION; IRON OR MANGANESE SEQUESTRATION; OR ULTRAVIOLET RADIATION. THE LEAD/CHIEF OPERATOR MUST BE CLASS D OR HIGHER. 50,000 GPD UP TO 0.25 MGD-STAFFING BY CLASS D OR HIGHER OPERATOR: 3 VISITS/WEEK ON NONCONSECUTIVE DAYS FOR A TOTAL OF 0.3 HOUR/WEEK. LESS THAN 50,000 GPD-STAFFING BY A CLASS D OR HIGHER OPERATOR: 2 VISITS/WEEK ON NONCONSECUTIVE DAYS FOR A TOTAL OF 0.2 HOUR/WEEK. THERE SHALL BE NO MORE THAN 5 DAYS BETWEEN THE LAST VISIT IN ONE WEEK AND THE FIRST VISIT IN THE NEXT WEEK. | N | Y | DES CHAMPS CORNER (FKA RMG RETAL) | 15738 PONCE DE LEON BLVD |  | BROOKSVILLE | FL | 34601 |  | 3527968660 |  | DORRA DILLING | DORRA DILLING | 15738 PONCE DE LEON BLVD. |  | BROOKSVILLE | FL | 34601 |  | 2282387311 |  | INVESTOR | 25 | 1 | 1 | 2017-03-13 | 2017-02-03 | NC01 | 50
6 | HERNANDO | SWD | pmsplus@bellsouth.net | 6277005 | NONCOMMUNITY | CHLORINATION; AERATION FOR REMOVAL OF ANY SECONDARY CONTAMINANT, SULFIDE, OR ANY UNREGULATED CONTAMINANT; CORROSION CONTROL INHIBITOR ADDITION; HYPOCHLORINATION; IRON OR MANGANESE SEQUESTRATION; OR ULTRAVIOLET RADIATION. THE LEAD/CHIEF OPERATOR MUST BE CLASS D OR HIGHER. 50,000 GPD UP TO 0.25 MGD-STAFFING BY CLASS D OR HIGHER OPERATOR: 3 VISITS/WEEK ON NONCONSECUTIVE DAYS FOR A TOTAL OF 0.3 HOUR/WEEK. LESS THAN 50,000 GPD-STAFFING BY A CLASS D OR HIGHER OPERATOR: 2 VISITS/WEEK ON NONCONSECUTIVE DAYS FOR A TOTAL OF 0.2 HOUR/WEEK. THERE SHALL BE NO MORE THAN 5 DAYS BETWEEN THE LAST VISIT IN ONE WEEK AND THE FIRST VISIT IN THE NEXT WEEK. | N | Y | CANDLEWICK PLAZA | 3507 COMMERICAL WAY |  | SPRING HILL | FL | 34606 |  | 3526881036 |  | LINDA WILSON | LINDA WILSON | 3519 COMMERCIAL WAY |  | SPRING HILL | FL | 34606 |  | 3526881036 |  | INVESTOR | 25 | 1 | 11 | 2011-05-25 | 2017-10-18 | NC01 | 50
6 | HERNANDO | SWD | rgant@bellsouth.net | 6277011 | NONCOMMUNITY | CHLORINATION; AERATION FOR REMOVAL OF ANY SECONDARY CONTAMINANT, SULFIDE, OR ANY UNREGULATED CONTAMINANT; CORROSION CONTROL INHIBITOR ADDITION; HYPOCHLORINATION; IRON OR MANGANESE SEQUESTRATION; OR ULTRAVIOLET RADIATION. THE LEAD/CHIEF OPERATOR MUST BE CLASS D OR HIGHER. 50,000 GPD UP TO 0.25 MGD-STAFFING BY CLASS D OR HIGHER OPERATOR: 3 VISITS/WEEK ON NONCONSECUTIVE DAYS FOR A TOTAL OF 0.3 HOUR/WEEK. LESS THAN 50,000 GPD-STAFFING BY A CLASS D OR HIGHER OPERATOR: 2 VISITS/WEEK ON NONCONSECUTIVE DAYS FOR A TOTAL OF 0.2 HOUR/WEEK. THERE SHALL BE NO MORE THAN 5 DAYS BETWEEN THE LAST VISIT IN ONE WEEK AND THE FIRST VISIT IN THE NEXT WEEK. | N | Y | FIRST BAPT. CH. OF MASARYKTOWN | 269 ROOSEVELT AVENUE |  | MASARYKTOWN | FL | 34604 |  | 3527964076 |  | PASTOR ROBERT GANT | REV. ROBERT GANT | 15128 HANKLA ROAD |  | MASARYKTOWN | FL | 34604 |  | 3527964076 |  | OTHER | 25 | 1700 | 2 | 2014-07-14 | 2020-12-11 | NC01 | 50
6 | HERNANDO | SWD |  | 6277022 | NONCOMMUNITY | CHLORINATION; AERATION FOR REMOVAL OF ANY SECONDARY CONTAMINANT, SULFIDE, OR ANY UNREGULATED CONTAMINANT; CORROSION CONTROL INHIBITOR ADDITION; HYPOCHLORINATION; IRON OR MANGANESE SEQUESTRATION; OR ULTRAVIOLET RADIATION. THE LEAD/CHIEF OPERATOR MUST BE CLASS D OR HIGHER. 50,000 GPD UP TO 0.25 MGD-STAFFING BY CLASS D OR HIGHER OPERATOR: 3 VISITS/WEEK ON NONCONSECUTIVE DAYS FOR A TOTAL OF 0.3 HOUR/WEEK. LESS THAN 50,000 GPD-STAFFING BY A CLASS D OR HIGHER OPERATOR: 2 VISITS/WEEK ON NONCONSECUTIVE DAYS FOR A TOTAL OF 0.2 HOUR/WEEK. THERE SHALL BE NO MORE THAN 5 DAYS BETWEEN THE LAST VISIT IN ONE WEEK AND THE FIRST VISIT IN THE NEXT WEEK. | N | Y | CHRISTIAN FELLOWSHIP CHURCH | 7391 LYKES DUBLIN ROAD |  | BROOKSVILLE | FL | 34601 |  | 3527997855 |  | JAMES EDDIE ROBERTS | JAMES EDDIE ROBERTS | 7391 LYKES DUBLIN RD |  | BROOKSVILLE | FL | 34601 |  | 3523987180 |  | INVESTOR | 25 | 1 | 3 | 2018-10-24 | 2018-10-18 | NC01 | 50
6 | HERNANDO | SWD |  | 6277025 | NONCOMMUNITY | CHLORINATION; AERATION FOR REMOVAL OF ANY SECONDARY CONTAMINANT, SULFIDE, OR ANY UNREGULATED CONTAMINANT; CORROSION CONTROL INHIBITOR ADDITION; HYPOCHLORINATION; IRON OR MANGANESE SEQUESTRATION; OR ULTRAVIOLET RADIATION. THE LEAD/CHIEF OPERATOR MUST BE CLASS D OR HIGHER. 50,000 GPD UP TO 0.25 MGD-STAFFING BY CLASS D OR HIGHER OPERATOR: 3 VISITS/WEEK ON NONCONSECUTIVE DAYS FOR A TOTAL OF 0.3 HOUR/WEEK. LESS THAN 50,000 GPD-STAFFING BY A CLASS D OR HIGHER OPERATOR: 2 VISITS/WEEK ON NONCONSECUTIVE DAYS FOR A TOTAL OF 0.2 HOUR/WEEK. THERE SHALL BE NO MORE THAN 5 DAYS BETWEEN THE LAST VISIT IN ONE WEEK AND THE FIRST VISIT IN THE NEXT WEEK. | N | Y | ISTACHATTA CHURCH OF CHRIST | 28076 FREEWALT STREET |  | ISTACHATTA | FL | 34636 |  | 3527969774 |  | ALLEN MAYNARD | ALLEN MAYNARD | P.O. BOX 71 |  | ISTACHATTA | FL | 34636 |  | 3527969774 |  | INVESTOR | 25 | 1 | 2 | 2019-12-17 | 2019-12-17 | NC01 | 50
6 | HERNANDO | SWD | jamesp.morris@cemex.com | 6277026 | NONTRANSIENT NONCOMMUNITY | CHLORINATION; AERATION FOR REMOVAL OF ANY SECONDARY CONTAMINANT, SULFIDE, OR ANY UNREGULATED CONTAMINANT; CORROSION CONTROL INHIBITOR ADDITION; HYPOCHLORINATION; IRON OR MANGANESE SEQUESTRATION; OR ULTRAVIOLET RADIATION. THE LEAD/CHIEF OPERATOR MUST BE CLASS D OR HIGHER. 50,000 GPD UP TO 0.25 MGD-STAFFING BY CLASS D OR HIGHER OPERATOR: 3 VISITS/WEEK ON NONCONSECUTIVE DAYS FOR A TOTAL OF 0.3 HOUR/WEEK. LESS THAN 50,000 GPD-STAFFING BY A CLASS D OR HIGHER OPERATOR: 2 VISITS/WEEK ON NONCONSECUTIVE DAYS FOR A TOTAL OF 0.2 HOUR/WEEK. THERE SHALL BE NO MORE THAN 5 DAYS BETWEEN THE LAST VISIT IN ONE WEEK AND THE FIRST VISIT IN THE NEXT WEEK. | N | Y | CEMEX BROOKSVILLE QUARRY | 11430 CAMP MINE ROAD |  | BROOKSVILLE | FL | 34601 |  | 3523033563 | 104 | JAMES P. MORRIS | [9 empty] | AUTHORITY/COMMISSION/DISTRICT | 100 | 1 | 6 | 2014-08-21 | 2020-07-21 | NTNC | 100
6 | HERNANDO | SWD |  | 6277027 | NONCOMMUNITY | CHLORINATION; AERATION FOR REMOVAL OF ANY SECONDARY CONTAMINANT, SULFIDE, OR ANY UNREGULATED CONTAMINANT; CORROSION CONTROL INHIBITOR ADDITION; HYPOCHLORINATION; IRON OR MANGANESE SEQUESTRATION; OR ULTRAVIOLET RADIATION. THE LEAD/CHIEF OPERATOR MUST BE CLASS D OR HIGHER. 50,000 GPD UP TO 0.25 MGD-STAFFING BY CLASS D OR HIGHER OPERATOR: 3 VISITS/WEEK ON NONCONSECUTIVE DAYS FOR A TOTAL OF 0.3 HOUR/WEEK. LESS THAN 50,000 GPD-STAFFING BY A CLASS D OR HIGHER OPERATOR: 2 VISITS/WEEK ON NONCONSECUTIVE DAYS FOR A TOTAL OF 0.2 HOUR/WEEK. THERE SHALL BE NO MORE THAN 5 DAYS BETWEEN THE LAST VISIT IN ONE WEEK AND THE FIRST VISIT IN THE NEXT WEEK. | N | Y | THE HUB (FKA KEVIN'S WAY STATION) | 14445 PONCE DE LEON BLVD. |  | BROOKSVILLE | FL | 34601 |  |  |  | TRAVIS BAERMAN AND JERIANNE BAERMAN | [9 empty] | INVESTOR | 25 | 3100 | 1 | 2012-04-26 | 2018-12-17 | NC01 | 50
6 | HERNANDO | SWD | ELKBROOKSVILLE@GMAIL.COM | 6277030 | NONCOMMUNITY | CHLORINATION; AERATION FOR REMOVAL OF ANY SECONDARY CONTAMINANT, SULFIDE, OR ANY UNREGULATED CONTAMINANT; CORROSION CONTROL INHIBITOR ADDITION; HYPOCHLORINATION; IRON OR MANGANESE SEQUESTRATION; OR ULTRAVIOLET RADIATION. THE LEAD/CHIEF OPERATOR MUST BE CLASS D OR HIGHER. 50,000 GPD UP TO 0.25 MGD-STAFFING BY CLASS D OR HIGHER OPERATOR: 3 VISITS/WEEK ON NONCONSECUTIVE DAYS FOR A TOTAL OF 0.3 HOUR/WEEK. LESS THAN 50,000 GPD-STAFFING BY A CLASS D OR HIGHER OPERATOR: 2 VISITS/WEEK ON NONCONSECUTIVE DAYS FOR A TOTAL OF 0.2 HOUR/WEEK. THERE SHALL BE NO MORE THAN 5 DAYS BETWEEN THE LAST VISIT IN ONE WEEK AND THE FIRST VISIT IN THE NEXT WEEK. | N | Y | BROOKSVILLE LODGE #2582 | 13383 COUNTY LINE ROAD |  | MASARYKTOWN | FL | 34609 |  | 3527997148 |  | LARRY WHITE | LARRY WHITE | PO BOX 15397 |  | BROOKSVILLE | FL | 34604 |  | 3527997148 |  | TRUST/COOPERATIVE | 25 | 1 | 1 | 2012-10-11 | 2017-12-21 | NC01 | 50
6 | HERNANDO | SWD | KEVINPFARMER@GMAIL.COM | 6277031 | NONCOMMUNITY | CHLORINATION; AERATION FOR REMOVAL OF ANY SECONDARY CONTAMINANT, SULFIDE, OR ANY UNREGULATED CONTAMINANT; CORROSION CONTROL INHIBITOR ADDITION; HYPOCHLORINATION; IRON OR MANGANESE SEQUESTRATION; OR ULTRAVIOLET RADIATION. THE LEAD/CHIEF OPERATOR MUST BE CLASS D OR HIGHER. 50,000 GPD UP TO 0.25 MGD-STAFFING BY CLASS D OR HIGHER OPERATOR: 3 VISITS/WEEK ON NONCONSECUTIVE DAYS FOR A TOTAL OF 0.3 HOUR/WEEK. LESS THAN 50,000 GPD-STAFFING BY A CLASS D OR HIGHER OPERATOR: 2 VISITS/WEEK ON NONCONSECUTIVE DAYS FOR A TOTAL OF 0.2 HOUR/WEEK. THERE SHALL BE NO MORE THAN 5 DAYS BETWEEN THE LAST VISIT IN ONE WEEK AND THE FIRST VISIT IN THE NEXT WEEK. | N | Y | HIGHLANDS BAPTIST CHURCH | 7932 RIDGE ROAD |  | BROOKSVILLE | FL | 34613 |  | 3522320754 |  | KEVIN FARMER | KEVIN FARMER | 7932 RIDGE RD. |  | WEEKI WACHEE | FL | 34613 |  | 3525971965 |  | TRUST/COOPERATIVE | 25 | 1 | 1 | 2014-07-18 | 2021-06-17 | NC01 | 50
6 | HERNANDO | SWD | OConnorV@AutoNation.Com | 6277033 | NONTRANSIENT NONCOMMUNITY | CHLORINATION; AERATION FOR REMOVAL OF ANY SECONDARY CONTAMINANT, SULFIDE, OR ANY UNREGULATED CONTAMINANT; CORROSION CONTROL INHIBITOR ADDITION; HYPOCHLORINATION; IRON OR MANGANESE SEQUESTRATION; OR ULTRAVIOLET RADIATION. THE LEAD/CHIEF OPERATOR MUST BE CLASS D OR HIGHER. 50,000 GPD UP TO 0.25 MGD-STAFFING BY CLASS D OR HIGHER OPERATOR: 3 VISITS/WEEK ON NONCONSECUTIVE DAYS FOR A TOTAL OF 0.3 HOUR/WEEK. LESS THAN 50,000 GPD-STAFFING BY A CLASS D OR HIGHER OPERATOR: 2 VISITS/WEEK ON NONCONSECUTIVE DAYS FOR A TOTAL OF 0.2 HOUR/WEEK. THERE SHALL BE NO MORE THAN 5 DAYS BETWEEN THE LAST VISIT IN ONE WEEK AND THE FIRST VISIT IN THE NEXT WEEK. | N | Y | AUTONATION FORD BROOKSVILLE | 7200 BROAD STREET |  | BROOKSVILLE | FL | 34601 |  | 3527963525 |  | VERONICA O-CONNER | [9 empty] | INVESTOR | 70 | 1 | 1 | 2013-03-21 | 2021-02-10 | NTNC | 100
6 | HERNANDO | SWD | NAYTAMPATEL@YAHOO.COM | 6277036 | NONCOMMUNITY | CHLORINATION; AERATION FOR REMOVAL OF ANY SECONDARY CONTAMINANT, SULFIDE, OR ANY UNREGULATED CONTAMINANT; CORROSION CONTROL INHIBITOR ADDITION; HYPOCHLORINATION; IRON OR MANGANESE SEQUESTRATION; OR ULTRAVIOLET RADIATION. THE LEAD/CHIEF OPERATOR MUST BE CLASS D OR HIGHER. 50,000 GPD UP TO 0.25 MGD-STAFFING BY CLASS D OR HIGHER OPERATOR: 3 VISITS/WEEK ON NONCONSECUTIVE DAYS FOR A TOTAL OF 0.3 HOUR/WEEK. LESS THAN 50,000 GPD-STAFFING BY A CLASS D OR HIGHER OPERATOR: 2 VISITS/WEEK ON NONCONSECUTIVE DAYS FOR A TOTAL OF 0.2 HOUR/WEEK. THERE SHALL BE NO MORE THAN 5 DAYS BETWEEN THE LAST VISIT IN ONE WEEK AND THE FIRST VISIT IN THE NEXT WEEK. | N | Y | CAMPERS MINI MART | 2080 CULBREATH ROAD |  | BROOKSVILLE | FL | 34602 |  | 3527999508 |  | GARY PATEL | BAPA KRUPA BROOKSVILLE INC. | 2080 CULBREATH ROAD |  | BROOKSVILLE | FL | 34602 |  | 3527999508 |  | INVESTOR | 25 | 650 | 1 | 2017-03-03 | 2020-12-30 | NC01 | 50
6 | HERNANDO | SWD | OFFICE@GERICENTER.COM | 6277037 | NONCOMMUNITY | CHLORINATION; AERATION FOR REMOVAL OF ANY SECONDARY CONTAMINANT, SULFIDE, OR ANY UNREGULATED CONTAMINANT; CORROSION CONTROL INHIBITOR ADDITION; HYPOCHLORINATION; IRON OR MANGANESE SEQUESTRATION; OR ULTRAVIOLET RADIATION. THE LEAD/CHIEF OPERATOR MUST BE CLASS D OR HIGHER. 50,000 GPD UP TO 0.25 MGD-STAFFING BY CLASS D OR HIGHER OPERATOR: 3 VISITS/WEEK ON NONCONSECUTIVE DAYS FOR A TOTAL OF 0.3 HOUR/WEEK. LESS THAN 50,000 GPD-STAFFING BY A CLASS D OR HIGHER OPERATOR: 2 VISITS/WEEK ON NONCONSECUTIVE DAYS FOR A TOTAL OF 0.2 HOUR/WEEK. THERE SHALL BE NO MORE THAN 5 DAYS BETWEEN THE LAST VISIT IN ONE WEEK AND THE FIRST VISIT IN THE NEXT WEEK. | N | Y | SPRINGHILL MEDICAL CLINIC | 4655 KEYSVILLE AVENUE |  | SPRINGHILL | FL | 34608 |  | 3526880800 |  |  | JIMMY EDMUND | 7539 SPRING HILL DRIVE |  | SPRING HILL | FL | 34606 |  | 3526660790 |  | INVESTOR | 25 | 1 | 1 | 2012-06-06 | 2017-10-18 | NC01 | 50
6 | HERNANDO | SWD | Gina.Philhower@myfwc.com | 6277038 | NONCOMMUNITY | CHLORINATION; AERATION FOR REMOVAL OF ANY SECONDARY CONTAMINANT, SULFIDE, OR ANY UNREGULATED CONTAMINANT; CORROSION CONTROL INHIBITOR ADDITION; HYPOCHLORINATION; IRON OR MANGANESE SEQUESTRATION; OR ULTRAVIOLET RADIATION. THE LEAD/CHIEF OPERATOR MUST BE CLASS D OR HIGHER. 50,000 GPD UP TO 0.25 MGD-STAFFING BY CLASS D OR HIGHER OPERATOR: 3 VISITS/WEEK ON NONCONSECUTIVE DAYS FOR A TOTAL OF 0.3 HOUR/WEEK. LESS THAN 50,000 GPD-STAFFING BY A CLASS D OR HIGHER OPERATOR: 2 VISITS/WEEK ON NONCONSECUTIVE DAYS FOR A TOTAL OF 0.2 HOUR/WEEK. THERE SHALL BE NO MORE THAN 5 DAYS BETWEEN THE LAST VISIT IN ONE WEEK AND THE FIRST VISIT IN THE NEXT WEEK. | N | Y | CHINSEGUT NATURE CENTER | 23212 LAKE LINDSEY ROAD |  | BROOKSVILLE | FL | 34601 |  | 3527546722 |  | ASHLEY SCRUGGS | [9 empty] | STATE | 25 | 1 | 2 | 2012-10-23 | 2020-07-14 | NC01 | 50
6 | HERNANDO | SWD | ATFABCUTTING@HOTMAIL.COM | 6277039 | NONCOMMUNITY | CHLORINATION; AERATION FOR REMOVAL OF ANY SECONDARY CONTAMINANT, SULFIDE, OR ANY UNREGULATED CONTAMINANT; CORROSION CONTROL INHIBITOR ADDITION; HYPOCHLORINATION; IRON OR MANGANESE SEQUESTRATION; OR ULTRAVIOLET RADIATION. THE LEAD/CHIEF OPERATOR MUST BE CLASS D OR HIGHER. 50,000 GPD UP TO 0.25 MGD-STAFFING BY CLASS D OR HIGHER OPERATOR: 3 VISITS/WEEK ON NONCONSECUTIVE DAYS FOR A TOTAL OF 0.3 HOUR/WEEK. LESS THAN 50,000 GPD-STAFFING BY A CLASS D OR HIGHER OPERATOR: 2 VISITS/WEEK ON NONCONSECUTIVE DAYS FOR A TOTAL OF 0.2 HOUR/WEEK. THERE SHALL BE NO MORE THAN 5 DAYS BETWEEN THE LAST VISIT IN ONE WEEK AND THE FIRST VISIT IN THE NEXT WEEK. | N | Y | RIVER RATZ CAFE | 29295 LAKE LINDSEY ROAD |  | NOBLETON | FL | 34601 |  | 8134770020 |  | STEVE WALLER | FERRIS WALLER | PO BOX 129 |  | NOBLETON | FL | 34661 |  | 8134770020 |  | INVESTOR | 26 | 0 | 3 | 2014-07-03 | 2021-06-17 | NC01 | 50
6 | HERNANDO | SWD | efstathiossklavocenos@yahoo.com | 6277043 | NONCOMMUNITY | CHLORINATION; AERATION FOR REMOVAL OF ANY SECONDARY CONTAMINANT, SULFIDE, OR ANY UNREGULATED CONTAMINANT; CORROSION CONTROL INHIBITOR ADDITION; HYPOCHLORINATION; IRON OR MANGANESE SEQUESTRATION; OR ULTRAVIOLET RADIATION. THE LEAD/CHIEF OPERATOR MUST BE CLASS D OR HIGHER. 50,000 GPD UP TO 0.25 MGD-STAFFING BY CLASS D OR HIGHER OPERATOR: 3 VISITS/WEEK ON NONCONSECUTIVE DAYS FOR A TOTAL OF 0.3 HOUR/WEEK. LESS THAN 50,000 GPD-STAFFING BY A CLASS D OR HIGHER OPERATOR: 2 VISITS/WEEK ON NONCONSECUTIVE DAYS FOR A TOTAL OF 0.2 HOUR/WEEK. THERE SHALL BE NO MORE THAN 5 DAYS BETWEEN THE LAST VISIT IN ONE WEEK AND THE FIRST VISIT IN THE NEXT WEEK. | N | Y | JEHOVAH WITNESS OF WEEKI WACHEE | 8017 TOUCAN TRAIL |  | SPRING HILL | FL | 34606 |  | 3526869892 |  | STEVE SKLAVOUNOS | STEVE SKLAVOUNOS | 8017 TOUCAN TRAIL |  | SPRING HILL | FL | 34606 |  | 3525964970 |  | TRUST/COOPERATIVE | 25 | 1 | 1 | 2019-07-12 | 2019-04-12 | NC01 | 50
6 | HERNANDO | SWD | OFFICE@SPRINGLAKEUMC.COM | 6277046 | NONCOMMUNITY | CHLORINATION; AERATION FOR REMOVAL OF ANY SECONDARY CONTAMINANT, SULFIDE, OR ANY UNREGULATED CONTAMINANT; CORROSION CONTROL INHIBITOR ADDITION; HYPOCHLORINATION; IRON OR MANGANESE SEQUESTRATION; OR ULTRAVIOLET RADIATION. THE LEAD/CHIEF OPERATOR MUST BE CLASS D OR HIGHER. 50,000 GPD UP TO 0.25 MGD-STAFFING BY CLASS D OR HIGHER OPERATOR: 3 VISITS/WEEK ON NONCONSECUTIVE DAYS FOR A TOTAL OF 0.3 HOUR/WEEK. LESS THAN 50,000 GPD-STAFFING BY A CLASS D OR HIGHER OPERATOR: 2 VISITS/WEEK ON NONCONSECUTIVE DAYS FOR A TOTAL OF 0.2 HOUR/WEEK. THERE SHALL BE NO MORE THAN 5 DAYS BETWEEN THE LAST VISIT IN ONE WEEK AND THE FIRST VISIT IN THE NEXT WEEK. | N | Y | SPRING LAKE UNITED METHODIST | 4191 SPRING LAKE HIGHWAY |  | BROOKSVILLE | FL | 34601 |  | 3527997028 |  | REV. FRANK REYNOLDS | REV. FRANK REYNOLDS | 4191 SPRING LAKE HWY |  | BROOKSVILLE | FL | 34601 |  | 3527997028 |  | TRUST/COOPERATIVE | 25 | 1 | 3 | 2011-06-15 | 2020-07-21 | NC01 | 50
6 | HERNANDO | SWD |  | 6277047 | NONCOMMUNITY | CHLORINATION; AERATION FOR REMOVAL OF ANY SECONDARY CONTAMINANT, SULFIDE, OR ANY UNREGULATED CONTAMINANT; CORROSION CONTROL INHIBITOR ADDITION; HYPOCHLORINATION; IRON OR MANGANESE SEQUESTRATION; OR ULTRAVIOLET RADIATION. THE LEAD/CHIEF OPERATOR MUST BE CLASS D OR HIGHER. 50,000 GPD UP TO 0.25 MGD-STAFFING BY CLASS D OR HIGHER OPERATOR: 3 VISITS/WEEK ON NONCONSECUTIVE DAYS FOR A TOTAL OF 0.3 HOUR/WEEK. LESS THAN 50,000 GPD-STAFFING BY A CLASS D OR HIGHER OPERATOR: 2 VISITS/WEEK ON NONCONSECUTIVE DAYS FOR A TOTAL OF 0.2 HOUR/WEEK. THERE SHALL BE NO MORE THAN 5 DAYS BETWEEN THE LAST VISIT IN ONE WEEK AND THE FIRST VISIT IN THE NEXT WEEK. | N | Y | MT PLEASANT MIS BAPTIST CHURCH | 27064 CHURCH ROAD |  | BROOKSVILLE | FL | 34602 |  | 3527997978 |  | DELORES TAYLOR | DELORES TAYLOR | 27064 CHURCH ROAD |  | BROOKSVILLE | FL | 34602 |  | 3527994133 |  | TRUST/COOPERATIVE | 200 | 0 | 1 | 2013-10-01 | 2017-08-14 | NC01 | 50
6 | HERNANDO | SWD |  | 6277048 | NONCOMMUNITY | CHLORINATION; AERATION FOR REMOVAL OF ANY SECONDARY CONTAMINANT, SULFIDE, OR ANY UNREGULATED CONTAMINANT; CORROSION CONTROL INHIBITOR ADDITION; HYPOCHLORINATION; IRON OR MANGANESE SEQUESTRATION; OR ULTRAVIOLET RADIATION. THE LEAD/CHIEF OPERATOR MUST BE CLASS D OR HIGHER. 50,000 GPD UP TO 0.25 MGD-STAFFING BY CLASS D OR HIGHER OPERATOR: 3 VISITS/WEEK ON NONCONSECUTIVE DAYS FOR A TOTAL OF 0.3 HOUR/WEEK. LESS THAN 50,000 GPD-STAFFING BY A CLASS D OR HIGHER OPERATOR: 2 VISITS/WEEK ON NONCONSECUTIVE DAYS FOR A TOTAL OF 0.2 HOUR/WEEK. THERE SHALL BE NO MORE THAN 5 DAYS BETWEEN THE LAST VISIT IN ONE WEEK AND THE FIRST VISIT IN THE NEXT WEEK. | N | Y | ISTACHATTA BAPTIST CHURCH | 28075 MAGNON DRIVE |  | ISTACHATTA | FL | 34636 |  | 3526083047 |  | BILL SOUTHERN | LINDA LAUGHRIDGE | PO BOX 24 |  | ISTACHATTA | FL | 34636 |  | 3527935532 |  | TRUST/COOPERATIVE | 25 | 1 | 2 | 2015-05-13 | 2019-12-17 | NC01 | 50
6 | HERNANDO | SWD | gdale@billsdom.com | 6277053 | NONCOMMUNITY | CHLORINATION; AERATION FOR REMOVAL OF ANY SECONDARY CONTAMINANT, SULFIDE, OR ANY UNREGULATED CONTAMINANT; CORROSION CONTROL INHIBITOR ADDITION; HYPOCHLORINATION; IRON OR MANGANESE SEQUESTRATION; OR ULTRAVIOLET RADIATION. THE LEAD/CHIEF OPERATOR MUST BE CLASS D OR HIGHER. 50,000 GPD UP TO 0.25 MGD-STAFFING BY CLASS D OR HIGHER OPERATOR: 3 VISITS/WEEK ON NONCONSECUTIVE DAYS FOR A TOTAL OF 0.3 HOUR/WEEK. LESS THAN 50,000 GPD-STAFFING BY A CLASS D OR HIGHER OPERATOR: 2 VISITS/WEEK ON NONCONSECUTIVE DAYS FOR A TOTAL OF 0.2 HOUR/WEEK. THERE SHALL BE NO MORE THAN 5 DAYS BETWEEN THE LAST VISIT IN ONE WEEK AND THE FIRST VISIT IN THE NEXT WEEK. | N | Y | COMMUNITY BAPTIST CHURCH | 13132 CITRUS WAY |  | BROOKSVILLE | FL | 34614 |  | 3525973719 |  | DALE DAVIS | DALE DAVIS | 12436 OREGON RD. |  | WEEKI WACHEE | FL | 34614 |  | 3525973719 |  | TRUST/COOPERATIVE | 25 | 1 | 1 | 2012-04-26 | 2017-12-21 | NC01 | 50
6 | HERNANDO | SWD | caskeyje@yahoo.com | 6277054 | NONCOMMUNITY | CHLORINATION; AERATION FOR REMOVAL OF ANY SECONDARY CONTAMINANT, SULFIDE, OR ANY UNREGULATED CONTAMINANT; CORROSION CONTROL INHIBITOR ADDITION; HYPOCHLORINATION; IRON OR MANGANESE SEQUESTRATION; OR ULTRAVIOLET RADIATION. THE LEAD/CHIEF OPERATOR MUST BE CLASS D OR HIGHER. 50,000 GPD UP TO 0.25 MGD-STAFFING BY CLASS D OR HIGHER OPERATOR: 3 VISITS/WEEK ON NONCONSECUTIVE DAYS FOR A TOTAL OF 0.3 HOUR/WEEK. LESS THAN 50,000 GPD-STAFFING BY A CLASS D OR HIGHER OPERATOR: 2 VISITS/WEEK ON NONCONSECUTIVE DAYS FOR A TOTAL OF 0.2 HOUR/WEEK. THERE SHALL BE NO MORE THAN 5 DAYS BETWEEN THE LAST VISIT IN ONE WEEK AND THE FIRST VISIT IN THE NEXT WEEK. | N | Y | FIRST BAPTIST CHURCH OF GARDEN GROVE | 18131 STROMBERG AVE. |  | BROOKSVILLE | FL | 34604 |  | 3527962209 |  | JAMES CASKEY | JAMES CASKEY | 18131 STROMBERG AVE |  | BROOKSVILLE | FL | 34604 |  | 3527962209 |  | TRUST/COOPERATIVE | 25 | 1 | 2 | 2012-02-29 | 2019-11-19 | NC01 | 50
6 | HERNANDO | SWD | gracetabernacleibc@yahoo.com | 6277056 | NONCOMMUNITY | CHLORINATION; AERATION FOR REMOVAL OF ANY SECONDARY CONTAMINANT, SULFIDE, OR ANY UNREGULATED CONTAMINANT; CORROSION CONTROL INHIBITOR ADDITION; HYPOCHLORINATION; IRON OR MANGANESE SEQUESTRATION; OR ULTRAVIOLET RADIATION. THE LEAD/CHIEF OPERATOR MUST BE CLASS D OR HIGHER. 50,000 GPD UP TO 0.25 MGD-STAFFING BY CLASS D OR HIGHER OPERATOR: 3 VISITS/WEEK ON NONCONSECUTIVE DAYS FOR A TOTAL OF 0.3 HOUR/WEEK. LESS THAN 50,000 GPD-STAFFING BY A CLASS D OR HIGHER OPERATOR: 2 VISITS/WEEK ON NONCONSECUTIVE DAYS FOR A TOTAL OF 0.2 HOUR/WEEK. THERE SHALL BE NO MORE THAN 5 DAYS BETWEEN THE LAST VISIT IN ONE WEEK AND THE FIRST VISIT IN THE NEXT WEEK. | N | Y | INDEPENDENT BAPTIST CHURCH | 1661 W. JEFFERSON STREET |  | BROOKSVILLE | FL | 34601 |  | 3527967229 |  | DAVID CLEVENGER | DAVID CLEVENGER | PO BOX 10009 |  | BROOKSVILLE | FL | 34603 |  | 3527967229 |  | TRUST/COOPERATIVE | 25 | 1 | 1 | 2015-04-06 | 2020-04-14 | NC01 | 50
6 | HERNANDO | SWD | DONALDDROZD@GMAIL.COM | 6277057 | NONCOMMUNITY | CHLORINATION; AERATION FOR REMOVAL OF ANY SECONDARY CONTAMINANT, SULFIDE, OR ANY UNREGULATED CONTAMINANT; CORROSION CONTROL INHIBITOR ADDITION; HYPOCHLORINATION; IRON OR MANGANESE SEQUESTRATION; OR ULTRAVIOLET RADIATION. THE LEAD/CHIEF OPERATOR MUST BE CLASS D OR HIGHER. 50,000 GPD UP TO 0.25 MGD-STAFFING BY CLASS D OR HIGHER OPERATOR: 3 VISITS/WEEK ON NONCONSECUTIVE DAYS FOR A TOTAL OF 0.3 HOUR/WEEK. LESS THAN 50,000 GPD-STAFFING BY A CLASS D OR HIGHER OPERATOR: 2 VISITS/WEEK ON NONCONSECUTIVE DAYS FOR A TOTAL OF 0.2 HOUR/WEEK. THERE SHALL BE NO MORE THAN 5 DAYS BETWEEN THE LAST VISIT IN ONE WEEK AND THE FIRST VISIT IN THE NEXT WEEK. | N | Y | KINGDOM HALL JEHOVAH'S WITNESS | 6950 MITCHELL ROAD |  | BROOKSVILLE | FL | 34601 |  | 3527975418 |  | DONALD DROZD | DONALD DROZD | 31032 CASTLERIDGE DR. |  | BROOKSVILLE | FL | 34602 |  | 3527975418 |  | TRUST/COOPERATIVE | 25 | 1 | 1 | 2012-10-23 | 2021-01-21 | NC01 | 50
6 | HERNANDO | SWD | JFretto@co.hernando.fl.us | 6277059 | COMMUNITY | CHLORINATION; AERATION FOR REMOVAL OF ANY SECONDARY CONTAMINANT, SULFIDE, OR ANY UNREGULATED CONTAMINANT; CORROSION CONTROL INHIBITOR ADDITION; HYPOCHLORINATION; IRON OR MANGANESE SEQUESTRATION; OR ULTRAVIOLET RADIATION. THE LEAD/CHIEF OPERATOR MUST BE CLASS C OR HIGHER. 5.0 MGD AND ABOVE-STAFFING BY CLASS C OR HIGHER OPERATOR: 6 HOURS/DAY FOR 5 DAYS/WEEK AND ONE VISIT ON EACH WEEKEND DAY. 3.0 MGD UP TO 5.0 MGD-STAFFING BY CLASS C OR HIGHER OPERATOR: 1 HOUR/DAY FOR 5 DAYS/WEEK AND ONE VISIT ON EACH WEEKEND DAY. 0.25 MGD UP TO 3.0 MGD-STAFFING BY CLASS C OR HIGHER OPERATOR: 5 VISITS/WEEK AND ONE VISIT EACH WEEKEND FOR A TOTAL OF 0.6 HOUR/WEEK. | N | Y | HERNANDO CO UTL-WEST | 15400 WISCON ROAD |  | BROOKSVILLE | FL | 34601 |  | 3527544490 |  | Joseph Fretto | JOE FRETTO | 15400 WISCON RD. |  | BROOKSVILLE | FL | 34601 |  | 3527544814 |  | COUNTY | 135207 | 36869000 | 64570 | 2014-09-16 | 2018-11-27 | DC01 | 6000
6 | HERNANDO | SWD | jfretto@co.hernando.fl.us | 6277060 | COMMUNITY | CHLORINATION; AERATION FOR REMOVAL OF ANY SECONDARY CONTAMINANT, SULFIDE, OR ANY UNREGULATED CONTAMINANT; CORROSION CONTROL INHIBITOR ADDITION; HYPOCHLORINATION; IRON OR MANGANESE SEQUESTRATION; OR ULTRAVIOLET RADIATION. THE LEAD/CHIEF OPERATOR MUST BE CLASS C OR HIGHER. 5.0 MGD AND ABOVE-STAFFING BY CLASS C OR HIGHER OPERATOR: 6 HOURS/DAY FOR 5 DAYS/WEEK AND ONE VISIT ON EACH WEEKEND DAY. 3.0 MGD UP TO 5.0 MGD-STAFFING BY CLASS C OR HIGHER OPERATOR: 1 HOUR/DAY FOR 5 DAYS/WEEK AND ONE VISIT ON EACH WEEKEND DAY. 0.25 MGD UP TO 3.0 MGD-STAFFING BY CLASS C OR HIGHER OPERATOR: 5 VISITS/WEEK AND ONE VISIT EACH WEEKEND FOR A TOTAL OF 0.6 HOUR/WEEK. | N | Y | HERNANDO CO UTL-EAST | 15400 WISCON ROAD |  | BROOKSVILLE | FL | 34601 |  | 3527544814 |  | JOE FRETTO | LANDIS LEGG | 15400 WISCON RD. |  | BROOKSVILLE | FL | 34601 |  | 3527544037 |  | COUNTY | 8469 | 2590000 | 3798 | 2016-06-15 | 2019-05-22 | DC03 | 2000
6 | HERNANDO | SWD | joesanterelli@yahoo.com | 6277062 | NONCOMMUNITY | CHLORINATION; AERATION FOR REMOVAL OF ANY SECONDARY CONTAMINANT, SULFIDE, OR ANY UNREGULATED CONTAMINANT; CORROSION CONTROL INHIBITOR ADDITION; HYPOCHLORINATION; IRON OR MANGANESE SEQUESTRATION; OR ULTRAVIOLET RADIATION. THE LEAD/CHIEF OPERATOR MUST BE CLASS D OR HIGHER. 50,000 GPD UP TO 0.25 MGD-STAFFING BY CLASS D OR HIGHER OPERATOR: 3 VISITS/WEEK ON NONCONSECUTIVE DAYS FOR A TOTAL OF 0.3 HOUR/WEEK. LESS THAN 50,000 GPD-STAFFING BY A CLASS D OR HIGHER OPERATOR: 2 VISITS/WEEK ON NONCONSECUTIVE DAYS FOR A TOTAL OF 0.2 HOUR/WEEK. THERE SHALL BE NO MORE THAN 5 DAYS BETWEEN THE LAST VISIT IN ONE WEEK AND THE FIRST VISIT IN THE NEXT WEEK. | N | Y | HILLSIDE COMMUNITY CHURCH | 27440 CORTEZ BLVD |  | BROOKSVILLE | FL | 34602 |  | 3527990687 |  | CATHY KELLY | PASTOR JOE SANTERELLI | 27440 CORTEZ BLVD. |  | BROOKSVILLE | FL | 34602 |  | 3527998213 |  | INVESTOR | 25 | 1920 | 1 | 2011-09-19 | 2019-03-20 | NC01 | 50
6 | HERNANDO | SWD | courtcgcs@embarqmail.com | 6277063 | NONTRANSIENT NONCOMMUNITY | CHLORINATION; AERATION FOR REMOVAL OF ANY SECONDARY CONTAMINANT, SULFIDE, OR ANY UNREGULATED CONTAMINANT; CORROSION CONTROL INHIBITOR ADDITION; HYPOCHLORINATION; IRON OR MANGANESE SEQUESTRATION; OR ULTRAVIOLET RADIATION. THE LEAD/CHIEF OPERATOR MUST BE CLASS D OR HIGHER. 50,000 GPD UP TO 0.25 MGD-STAFFING BY CLASS D OR HIGHER OPERATOR: 3 VISITS/WEEK ON NONCONSECUTIVE DAYS FOR A TOTAL OF 0.3 HOUR/WEEK. LESS THAN 50,000 GPD-STAFFING BY A CLASS D OR HIGHER OPERATOR: 2 VISITS/WEEK ON NONCONSECUTIVE DAYS FOR A TOTAL OF 0.2 HOUR/WEEK. THERE SHALL BE NO MORE THAN 5 DAYS BETWEEN THE LAST VISIT IN ONE WEEK AND THE FIRST VISIT IN THE NEXT WEEK. | N | Y | WORLD WOODS GOLF CLUB | 17590 PONCE DE LEON BLVD. |  | BROOKSVILLE | FL | 34614 |  | 3526011986 |  | RICK KELSO | RICK KELSO | 17580 PONCE DE LEON BLVD. |  | BROOKSVILLE | FL | 34614 | 809 | 3527965500 |  | INVESTOR | 25 | 360000 | 14 | 2013-05-15 | 2019-06-18 | NTNC | 100
6 | HERNANDO | SWD | JFretto@co.hernando.fl.us | 6277064 | COMMUNITY | CHLORINATION; AERATION FOR REMOVAL OF ANY SECONDARY CONTAMINANT, SULFIDE, OR ANY UNREGULATED CONTAMINANT; CORROSION CONTROL INHIBITOR ADDITION; HYPOCHLORINATION; IRON OR MANGANESE SEQUESTRATION; OR ULTRAVIOLET RADIATION. THE LEAD/CHIEF OPERATOR MUST BE CLASS C OR HIGHER. 5.0 MGD AND ABOVE-STAFFING BY CLASS C OR HIGHER OPERATOR: 6 HOURS/DAY FOR 5 DAYS/WEEK AND ONE VISIT ON EACH WEEKEND DAY. 3.0 MGD UP TO 5.0 MGD-STAFFING BY CLASS C OR HIGHER OPERATOR: 1 HOUR/DAY FOR 5 DAYS/WEEK AND ONE VISIT ON EACH WEEKEND DAY. 0.25 MGD UP TO 3.0 MGD-STAFFING BY CLASS C OR HIGHER OPERATOR: 5 VISITS/WEEK AND ONE VISIT EACH WEEKEND FOR A TOTAL OF 0.6 HOUR/WEEK. | N | Y | SEVILLE WATER SYSTEM | 18200 SEVILLE CLUB HOUSE DR |  | BROOKSVILLE | FL | 34601 |  | 3527544490 |  | JOE FRETTO | [9 empty] | INVESTOR | 67 | 1512000 | 27 | 2013-07-31 | 2020-10-07 | DC03 | 2000
6 | HERNANDO | SWD | JFretto@co.hernando.fl.us | 6277070 | NONCOMMUNITY | CHLORINATION; AERATION FOR REMOVAL OF ANY SECONDARY CONTAMINANT, SULFIDE, OR ANY UNREGULATED CONTAMINANT; CORROSION CONTROL INHIBITOR ADDITION; HYPOCHLORINATION; IRON OR MANGANESE SEQUESTRATION; OR ULTRAVIOLET RADIATION. THE LEAD/CHIEF OPERATOR MUST BE CLASS D OR HIGHER. 50,000 GPD UP TO 0.25 MGD-STAFFING BY CLASS D OR HIGHER OPERATOR: 3 VISITS/WEEK ON NONCONSECUTIVE DAYS FOR A TOTAL OF 0.3 HOUR/WEEK. LESS THAN 50,000 GPD-STAFFING BY A CLASS D OR HIGHER OPERATOR: 2 VISITS/WEEK ON NONCONSECUTIVE DAYS FOR A TOTAL OF 0.2 HOUR/WEEK. THERE SHALL BE NO MORE THAN 5 DAYS BETWEEN THE LAST VISIT IN ONE WEEK AND THE FIRST VISIT IN THE NEXT WEEK. | N | Y | ERNIE WEAVER PARK #2 PRACTICE FIELD | 19473 YOUTH DRIVE |  | BROOKSVILLE | FL | 34601 | 804 | 3527544490 |  | JOE FRETTO | LANDIS LEGG | 15400 WISCON RD. |  | BROOKSVILLE | FL | 34601 |  | 3527544037 |  | OTHER | 25 | 8400 | 2 | 2015-10-14 | 2020-02-07 | NC01 | 50
6 | HERNANDO | SWD |  | 6277072 | NONCOMMUNITY | CHLORINATION; AERATION FOR REMOVAL OF ANY SECONDARY CONTAMINANT, SULFIDE, OR ANY UNREGULATED CONTAMINANT; CORROSION CONTROL INHIBITOR ADDITION; HYPOCHLORINATION; IRON OR MANGANESE SEQUESTRATION; OR ULTRAVIOLET RADIATION. THE LEAD/CHIEF OPERATOR MUST BE CLASS D OR HIGHER. 50,000 GPD UP TO 0.25 MGD-STAFFING BY CLASS D OR HIGHER OPERATOR: 3 VISITS/WEEK ON NONCONSECUTIVE DAYS FOR A TOTAL OF 0.3 HOUR/WEEK. LESS THAN 50,000 GPD-STAFFING BY A CLASS D OR HIGHER OPERATOR: 2 VISITS/WEEK ON NONCONSECUTIVE DAYS FOR A TOTAL OF 0.2 HOUR/WEEK. THERE SHALL BE NO MORE THAN 5 DAYS BETWEEN THE LAST VISIT IN ONE WEEK AND THE FIRST VISIT IN THE NEXT WEEK. | N | Y | OAK PARK II | 371 BROAD STREET |  | MASARYKTOWN | FL | 34604 | 7310 |  |  |  | YECHIEL MESHI-ZAHAV | 231 INDIAN ROCKS ROAD NORTH |  | BELLEAIR BLUFFS | FL | 33770 |  |  |  | INVESTOR | 25 | 1 | 3 | 2016-12-05 | 2021-01-21 | NC01 | 50
6 | HERNANDO | SWD | THEGATOR2@TAMPABAY.RR.COM | 6277073 | NONCOMMUNITY | CHLORINATION; AERATION FOR REMOVAL OF ANY SECONDARY CONTAMINANT, SULFIDE, OR ANY UNREGULATED CONTAMINANT; CORROSION CONTROL INHIBITOR ADDITION; HYPOCHLORINATION; IRON OR MANGANESE SEQUESTRATION; OR ULTRAVIOLET RADIATION. THE LEAD/CHIEF OPERATOR MUST BE CLASS D OR HIGHER. 50,000 GPD UP TO 0.25 MGD-STAFFING BY CLASS D OR HIGHER OPERATOR: 3 VISITS/WEEK ON NONCONSECUTIVE DAYS FOR A TOTAL OF 0.3 HOUR/WEEK. LESS THAN 50,000 GPD-STAFFING BY A CLASS D OR HIGHER OPERATOR: 2 VISITS/WEEK ON NONCONSECUTIVE DAYS FOR A TOTAL OF 0.2 HOUR/WEEK. THERE SHALL BE NO MORE THAN 5 DAYS BETWEEN THE LAST VISIT IN ONE WEEK AND THE FIRST VISIT IN THE NEXT WEEK. | N | Y | ZIRKEL ESTATES | 6095 ZIRKEL'S CIRCLE |  | BROOKSVILLE | FL | 34604 |  | 3523978152 |  | RON PHILLIPS | RON PHILLIPS | 6150 ZIRKEL CIRCLE |  | BROOKSVILLE | FL | 34604 |  | 3523978152 |  | INVESTOR | 27 | 1 | 16 | 2014-07-18 | 2020-08-04 | NC01 | 50
6 | HERNANDO | SWD | JFretto@co.hernando.fl.us | 6277076 | NONCOMMUNITY | CHLORINATION; AERATION FOR REMOVAL OF ANY SECONDARY CONTAMINANT, SULFIDE, OR ANY UNREGULATED CONTAMINANT; CORROSION CONTROL INHIBITOR ADDITION; HYPOCHLORINATION; IRON OR MANGANESE SEQUESTRATION; OR ULTRAVIOLET RADIATION. THE LEAD/CHIEF OPERATOR MUST BE CLASS D OR HIGHER. 50,000 GPD UP TO 0.25 MGD-STAFFING BY CLASS D OR HIGHER OPERATOR: 3 VISITS/WEEK ON NONCONSECUTIVE DAYS FOR A TOTAL OF 0.3 HOUR/WEEK. LESS THAN 50,000 GPD-STAFFING BY A CLASS D OR HIGHER OPERATOR: 2 VISITS/WEEK ON NONCONSECUTIVE DAYS FOR A TOTAL OF 0.2 HOUR/WEEK. THERE SHALL BE NO MORE THAN 5 DAYS BETWEEN THE LAST VISIT IN ONE WEEK AND THE FIRST VISIT IN THE NEXT WEEK. | N | Y | LAKE TOWNSEN REGIONAL PARK | 28011 LAKE LINDSEY ROAD |  | NOBELTON | FL | 34636 |  | 3527544490 |  | JOE FRETTO | LANDIS LEGG | 15400 WISCON ROAD |  | BROOKSVILLE | FL | 34601 |  | 3527544490 |  | OTHER | 25 | 1 | 2 | 2015-10-14 | 2020-02-07 | NC01 | 50
6 | HERNANDO | SWD | codysfishpond@yahoo.com | 6277078 | NONCOMMUNITY | CHLORINATION; AERATION FOR REMOVAL OF ANY SECONDARY CONTAMINANT, SULFIDE, OR ANY UNREGULATED CONTAMINANT; CORROSION CONTROL INHIBITOR ADDITION; HYPOCHLORINATION; IRON OR MANGANESE SEQUESTRATION; OR ULTRAVIOLET RADIATION. THE LEAD/CHIEF OPERATOR MUST BE CLASS D OR HIGHER. 50,000 GPD UP TO 0.25 MGD-STAFFING BY CLASS D OR HIGHER OPERATOR: 3 VISITS/WEEK ON NONCONSECUTIVE DAYS FOR A TOTAL OF 0.3 HOUR/WEEK. LESS THAN 50,000 GPD-STAFFING BY A CLASS D OR HIGHER OPERATOR: 2 VISITS/WEEK ON NONCONSECUTIVE DAYS FOR A TOTAL OF 0.2 HOUR/WEEK. THERE SHALL BE NO MORE THAN 5 DAYS BETWEEN THE LAST VISIT IN ONE WEEK AND THE FIRST VISIT IN THE NEXT WEEK. | N | Y | CODY'S CATFISH POND & RV PARK | 8588 OSTROM WAY |  | WEEKI WACHEE | FL | 34613 |  | 7084943464 |  | JEFF GUZLAS | JEFF GUZLAS | PO BOX 58 |  | LEMONT | IL | 60439 |  | 7084943464 |  | INVESTOR | 60 | 1 | 40 | 2012-05-10 | 2017-10-18 | NC01 | 50
6 | HERNANDO | SWD |  | 6277081 | NONCOMMUNITY | CHLORINATION; AERATION FOR REMOVAL OF ANY SECONDARY CONTAMINANT, SULFIDE, OR ANY UNREGULATED CONTAMINANT; CORROSION CONTROL INHIBITOR ADDITION; HYPOCHLORINATION; IRON OR MANGANESE SEQUESTRATION; OR ULTRAVIOLET RADIATION. THE LEAD/CHIEF OPERATOR MUST BE CLASS D OR HIGHER. 50,000 GPD UP TO 0.25 MGD-STAFFING BY CLASS D OR HIGHER OPERATOR: 3 VISITS/WEEK ON NONCONSECUTIVE DAYS FOR A TOTAL OF 0.3 HOUR/WEEK. LESS THAN 50,000 GPD-STAFFING BY A CLASS D OR HIGHER OPERATOR: 2 VISITS/WEEK ON NONCONSECUTIVE DAYS FOR A TOTAL OF 0.2 HOUR/WEEK. THERE SHALL BE NO MORE THAN 5 DAYS BETWEEN THE LAST VISIT IN ONE WEEK AND THE FIRST VISIT IN THE NEXT WEEK. | N | Y | ST ANDREW UKRANIAN CATHOLIC CHURCH | 8064 WEEPING WILLOW DR. |  | BROOKSVILLE | FL | 34613 |  | 3525962433 |  | MIKHAIL KOUTS | MIKHAIL KOUTS | 8064 WEEPING WILLOW ST. |  | BROOKSVILLE | FL | 34613 |  | 3526671621 |  | INVESTOR | 35 | 1 | 1 | 2012-06-06 | 2019-06-18 | NC01 | 50
6 | HERNANDO | SWD | mail@cbible.org | 6277082 | NONCOMMUNITY | CHLORINATION; AERATION FOR REMOVAL OF ANY SECONDARY CONTAMINANT, SULFIDE, OR ANY UNREGULATED CONTAMINANT; CORROSION CONTROL INHIBITOR ADDITION; HYPOCHLORINATION; IRON OR MANGANESE SEQUESTRATION; OR ULTRAVIOLET RADIATION. THE LEAD/CHIEF OPERATOR MUST BE CLASS D OR HIGHER. 50,000 GPD UP TO 0.25 MGD-STAFFING BY CLASS D OR HIGHER OPERATOR: 3 VISITS/WEEK ON NONCONSECUTIVE DAYS FOR A TOTAL OF 0.3 HOUR/WEEK. LESS THAN 50,000 GPD-STAFFING BY A CLASS D OR HIGHER OPERATOR: 2 VISITS/WEEK ON NONCONSECUTIVE DAYS FOR A TOTAL OF 0.2 HOUR/WEEK. THERE SHALL BE NO MORE THAN 5 DAYS BETWEEN THE LAST VISIT IN ONE WEEK AND THE FIRST VISIT IN THE NEXT WEEK. | N | Y | COMMUNITY BIBLE CHURCH | 5041 GRIFFIN RD. | PO BOX 10017, BROOKSVILLE FL 34603- | LING | FL | 34601 |  | 3527995462 |  | PASTOR JOEL HASTINGS | PASTOR JOEL HASTINGS | 5041 GRIFFIN RD. |  | BROOKSVILLE | FL | 34601 |  | 3527995462 |  | INVESTOR | 250 | 0 | 3 | 2019-08-09 | 2019-03-20 | NC01 | 50
6 | HERNANDO | SWD |  | 6277083 | NONTRANSIENT NONCOMMUNITY | ACTIVATED CARBON PROCESSES; DIATOMACEOUS EARTH FILTRATION; ION EXCHANGE FOR REMOVAL OF ANY PRIMARY CONTAMINANT; ION AND MANGANESE REMOVAL (OXIDATION, DETENTION, AND FILTRATION); OR SLOW SAND FILTRATION. LEAD/CHIEF OPERATOR MUST BE CLASS C OR HIGHER. 1.0 MGD UP TO 2.0 MGD-STAFFING BY CLASS C OR HIGHER OPERATOR: 6 HOURS/DAY FOR 5 DAYS/WEEK AND ONE VISIT ON EACH WEEKEND DAY. 0.5 MGD UP TO 1.0 MGD-STAFFING BY CLASS C OR HIGHER OPERATOR: 3 HOURS/DAY FOR 5 DAYS/WEEK AND ONE VISIT ON EACH WEEKEND DAY. 0.25 MGD UP TO 0.5 MGD-STAFFING BY CLASS C OR HIGHER OPERATOR: 1 HOUR/DAY FOR 5 DAYS/WEEK AND ONE VISIT ON EACH WEEKEND DAY. LESS THAN 0.25 MGD-STAFFING BY CLASS C OR HIGHER OPERATOR: 5 VISITS/WEEK AND ONE VISIT EACH WEEKEND FOR A TOTAL OF 1.8 HOURS/WEEK. | N | Y | CHALLENGE PROGRAM, THE | 201 CULBREATH RD |  | BROOKSVILLE | FL | 34602 |  | 3527995621 |  | PHIL KRUSE | [9 empty] | INVESTOR | 120 | 6800 | 7 | 2014-09-09 | 2020-01-14 | NTNC | 100
6 | HERNANDO | SWD | JFretto@co.hernando.fl.us | 6277084 | NONCOMMUNITY | CHLORINATION; AERATION FOR REMOVAL OF ANY SECONDARY CONTAMINANT, SULFIDE, OR ANY UNREGULATED CONTAMINANT; CORROSION CONTROL INHIBITOR ADDITION; HYPOCHLORINATION; IRON OR MANGANESE SEQUESTRATION; OR ULTRAVIOLET RADIATION. THE LEAD/CHIEF OPERATOR MUST BE CLASS D OR HIGHER. 50,000 GPD UP TO 0.25 MGD-STAFFING BY CLASS D OR HIGHER OPERATOR: 3 VISITS/WEEK ON NONCONSECUTIVE DAYS FOR A TOTAL OF 0.3 HOUR/WEEK. LESS THAN 50,000 GPD-STAFFING BY A CLASS D OR HIGHER OPERATOR: 2 VISITS/WEEK ON NONCONSECUTIVE DAYS FOR A TOTAL OF 0.2 HOUR/WEEK. THERE SHALL BE NO MORE THAN 5 DAYS BETWEEN THE LAST VISIT IN ONE WEEK AND THE FIRST VISIT IN THE NEXT WEEK. | N | Y | N.W. WASTE MGM'T FACILITY | 14450 LANDFILL RD. |  | BROOKSVILLE | FL | 34614 |  | 3527544188 |  | JOE FRETTO | [9 empty] | COUNTY | 33 | 66000 | 6 | 2015-10-13 | 2020-02-07 | NC01 | 50
6 | HERNANDO | SWD | pking@tampabay.rr.com | 6277085 | NONCOMMUNITY | CHLORINATION; AERATION FOR REMOVAL OF ANY SECONDARY CONTAMINANT, SULFIDE, OR ANY UNREGULATED CONTAMINANT; CORROSION CONTROL INHIBITOR ADDITION; HYPOCHLORINATION; IRON OR MANGANESE SEQUESTRATION; OR ULTRAVIOLET RADIATION. THE LEAD/CHIEF OPERATOR MUST BE CLASS D OR HIGHER. 50,000 GPD UP TO 0.25 MGD-STAFFING BY CLASS D OR HIGHER OPERATOR: 3 VISITS/WEEK ON NONCONSECUTIVE DAYS FOR A TOTAL OF 0.3 HOUR/WEEK. LESS THAN 50,000 GPD-STAFFING BY A CLASS D OR HIGHER OPERATOR: 2 VISITS/WEEK ON NONCONSECUTIVE DAYS FOR A TOTAL OF 0.2 HOUR/WEEK. THERE SHALL BE NO MORE THAN 5 DAYS BETWEEN THE LAST VISIT IN ONE WEEK AND THE FIRST VISIT IN THE NEXT WEEK. | N | Y | DEEP SOUTH BBQ | 7247 CEDAR LANE |  | BROOKSVILLE | FL | 34601 |  | 3527995060 |  | STEVE RODERICK | CLAY GEER | 11436 TIMBER LANE |  | BROOKSVILLE | FL | 34601 |  | 3527995060 |  | INVESTOR | 25 | 0 | 1 | 2015-04-15 | 2018-12-17 | NC01 | 50
6 | HERNANDO | SWD | DoYouBelieveInHim@yahoo.com | 6277087 | NONCOMMUNITY | CHLORINATION; AERATION FOR REMOVAL OF ANY SECONDARY CONTAMINANT, SULFIDE, OR ANY UNREGULATED CONTAMINANT; CORROSION CONTROL INHIBITOR ADDITION; HYPOCHLORINATION; IRON OR MANGANESE SEQUESTRATION; OR ULTRAVIOLET RADIATION. THE LEAD/CHIEF OPERATOR MUST BE CLASS D OR HIGHER. 50,000 GPD UP TO 0.25 MGD-STAFFING BY CLASS D OR HIGHER OPERATOR: 3 VISITS/WEEK ON NONCONSECUTIVE DAYS FOR A TOTAL OF 0.3 HOUR/WEEK. LESS THAN 50,000 GPD-STAFFING BY A CLASS D OR HIGHER OPERATOR: 2 VISITS/WEEK ON NONCONSECUTIVE DAYS FOR A TOTAL OF 0.2 HOUR/WEEK. THERE SHALL BE NO MORE THAN 5 DAYS BETWEEN THE LAST VISIT IN ONE WEEK AND THE FIRST VISIT IN THE NEXT WEEK. | N | Y | FIRST BAPTIST OF W.W. ACRES | 8092 TOUCAN TRAIL |  | SPRING HILL | FL | 34606 |  | 3526860747 |  | REV. RAYMOND WILLIS | [9 empty] | INVESTOR | 25 | 0 | 2 | 2011-05-26 | 2017-12-13 | NC01 | 50
6 | HERNANDO | SWD | BEREANG@MINDSPRING.COM | 6277088 | NONCOMMUNITY | CHLORINATION; AERATION FOR REMOVAL OF ANY SECONDARY CONTAMINANT, SULFIDE, OR ANY UNREGULATED CONTAMINANT; CORROSION CONTROL INHIBITOR ADDITION; HYPOCHLORINATION; IRON OR MANGANESE SEQUESTRATION; OR ULTRAVIOLET RADIATION. THE LEAD/CHIEF OPERATOR MUST BE CLASS D OR HIGHER. 50,000 GPD UP TO 0.25 MGD-STAFFING BY CLASS D OR HIGHER OPERATOR: 3 VISITS/WEEK ON NONCONSECUTIVE DAYS FOR A TOTAL OF 0.3 HOUR/WEEK. LESS THAN 50,000 GPD-STAFFING BY A CLASS D OR HIGHER OPERATOR: 2 VISITS/WEEK ON NONCONSECUTIVE DAYS FOR A TOTAL OF 0.2 HOUR/WEEK. THERE SHALL BE NO MORE THAN 5 DAYS BETWEEN THE LAST VISIT IN ONE WEEK AND THE FIRST VISIT IN THE NEXT WEEK. | N | Y | BEREAN ASSEMBLY CHURCH | 5241 BARCLAY AVE |  | SPRINGHILL | FL | 34609 |  | 3525973640 |  | GARY OSBORNE | REV. GARY OSBORNE | 5241 BARCLAY AVE |  | SPRINGHILL | FL | 34609 |  | 3525973640 |  | OTHER | 100 | 1350 | 1 | 2012-06-21 | 2019-06-18 | NC01 | 50
6 | HERNANDO | SWD | US Water | 6277090 | NONCOMMUNITY | CHLORINATION; AERATION FOR REMOVAL OF ANY SECONDARY CONTAMINANT, SULFIDE, OR ANY UNREGULATED CONTAMINANT; CORROSION CONTROL INHIBITOR ADDITION; HYPOCHLORINATION; IRON OR MANGANESE SEQUESTRATION; OR ULTRAVIOLET RADIATION. THE LEAD/CHIEF OPERATOR MUST BE CLASS D OR HIGHER. 50,000 GPD UP TO 0.25 MGD-STAFFING BY CLASS D OR HIGHER OPERATOR: 3 VISITS/WEEK ON NONCONSECUTIVE DAYS FOR A TOTAL OF 0.3 HOUR/WEEK. LESS THAN 50,000 GPD-STAFFING BY A CLASS D OR HIGHER OPERATOR: 2 VISITS/WEEK ON NONCONSECUTIVE DAYS FOR A TOTAL OF 0.2 HOUR/WEEK. THERE SHALL BE NO MORE THAN 5 DAYS BETWEEN THE LAST VISIT IN ONE WEEK AND THE FIRST VISIT IN THE NEXT WEEK. | N | Y | RING POWER | 14300 PONCE DE LEON BLVD. |  | BROOKSVILLE | FL | 34601 |  | 3527964978 |  | JOHN DUNCAN | BRIAN BROWN | 500 WORLD COMMERCE PKWY. |  | ST AUGUSTINE | FL | 32092 |  | 9044941417 |  | INVESTOR | 25 | 2000 | 2 | 2012-09-20 | 2019-06-25 | NC01 | 50
6 | HERNANDO | SWD | etin294@aol.com | 6277095 | NONCOMMUNITY | CHLORINATION; AERATION FOR REMOVAL OF ANY SECONDARY CONTAMINANT, SULFIDE, OR ANY UNREGULATED CONTAMINANT; CORROSION CONTROL INHIBITOR ADDITION; HYPOCHLORINATION; IRON OR MANGANESE SEQUESTRATION; OR ULTRAVIOLET RADIATION. THE LEAD/CHIEF OPERATOR MUST BE CLASS D OR HIGHER. 50,000 GPD UP TO 0.25 MGD-STAFFING BY CLASS D OR HIGHER OPERATOR: 3 VISITS/WEEK ON NONCONSECUTIVE DAYS FOR A TOTAL OF 0.3 HOUR/WEEK. LESS THAN 50,000 GPD-STAFFING BY A CLASS D OR HIGHER OPERATOR: 2 VISITS/WEEK ON NONCONSECUTIVE DAYS FOR A TOTAL OF 0.2 HOUR/WEEK. THERE SHALL BE NO MORE THAN 5 DAYS BETWEEN THE LAST VISIT IN ONE WEEK AND THE FIRST VISIT IN THE NEXT WEEK. | N | Y | LAKE LINDSAY MALL & DELI | 14351 SNOW MEMORIAL HWY. |  | BROOKSVILLE | FL | 34601 |  | 3525409955 |  | MELODY & ED TINCHER | [9 empty] | INVESTOR | 25 | 5000 | 1 | 2015-08-24 | 2019-11-19 | NC01 | 50
6 | HERNANDO | SWD | paff@pafflandscape.com | 6277096 | NONTRANSIENT NONCOMMUNITY | CHLORINATION; AERATION FOR REMOVAL OF ANY SECONDARY CONTAMINANT, SULFIDE, OR ANY UNREGULATED CONTAMINANT; CORROSION CONTROL INHIBITOR ADDITION; HYPOCHLORINATION; IRON OR MANGANESE SEQUESTRATION; OR ULTRAVIOLET RADIATION. THE LEAD/CHIEF OPERATOR MUST BE CLASS D OR HIGHER. 50,000 GPD UP TO 0.25 MGD-STAFFING BY CLASS D OR HIGHER OPERATOR: 3 VISITS/WEEK ON NONCONSECUTIVE DAYS FOR A TOTAL OF 0.3 HOUR/WEEK. LESS THAN 50,000 GPD-STAFFING BY A CLASS D OR HIGHER OPERATOR: 2 VISITS/WEEK ON NONCONSECUTIVE DAYS FOR A TOTAL OF 0.2 HOUR/WEEK. THERE SHALL BE NO MORE THAN 5 DAYS BETWEEN THE LAST VISIT IN ONE WEEK AND THE FIRST VISIT IN THE NEXT WEEK. | N | Y | PAFF LANDSCAPING, INC. | 6288 CALIFORNIA RD. |  | BROOKSVILLE | FL | 34604 |  | 3527966654 |  | NICK PAFF JR. | [9 empty] | INVESTOR | 38 | 5000 | 3 | 2012-05-10 | 2021-04-27 | NTNC | 100
6 | HERNANDO | SWD | Eric.Siewert@freshfromflorida.com | 6277097 | NONCOMMUNITY | CHLORINATION; AERATION FOR REMOVAL OF ANY SECONDARY CONTAMINANT, SULFIDE, OR ANY UNREGULATED CONTAMINANT; CORROSION CONTROL INHIBITOR ADDITION; HYPOCHLORINATION; IRON OR MANGANESE SEQUESTRATION; OR ULTRAVIOLET RADIATION. THE LEAD/CHIEF OPERATOR MUST BE CLASS D OR HIGHER. 50,000 GPD UP TO 0.25 MGD-STAFFING BY CLASS D OR HIGHER OPERATOR: 3 VISITS/WEEK ON NONCONSECUTIVE DAYS FOR A TOTAL OF 0.3 HOUR/WEEK. LESS THAN 50,000 GPD-STAFFING BY A CLASS D OR HIGHER OPERATOR: 2 VISITS/WEEK ON NONCONSECUTIVE DAYS FOR A TOTAL OF 0.2 HOUR/WEEK. THERE SHALL BE NO MORE THAN 5 DAYS BETWEEN THE LAST VISIT IN ONE WEEK AND THE FIRST VISIT IN THE NEXT WEEK. | N | Y | WSF-TUCKER HILL TRAILHEAD PARK | 26578 CROOM RD. |  | BROOKSVILLE | FL | 34601 |  | 3527974120 |  |  | ERIC SIEWERT | 15019 BROAD ST. |  | BROOKSVILLE | FL | 34601 |  | 3527974152 |  | COUNTY | 25 | 5000 | 3 | 2012-06-12 | 2017-10-31 | NC01 | 50
6 | HERNANDO | SWD | PAUL.HANNA17@YAHOO.COM | 6277098 | NONCOMMUNITY | CHLORINATION; AERATION FOR REMOVAL OF ANY SECONDARY CONTAMINANT, SULFIDE, OR ANY UNREGULATED CONTAMINANT; CORROSION CONTROL INHIBITOR ADDITION; HYPOCHLORINATION; IRON OR MANGANESE SEQUESTRATION; OR ULTRAVIOLET RADIATION. THE LEAD/CHIEF OPERATOR MUST BE CLASS D OR HIGHER. 50,000 GPD UP TO 0.25 MGD-STAFFING BY CLASS D OR HIGHER OPERATOR: 3 VISITS/WEEK ON NONCONSECUTIVE DAYS FOR A TOTAL OF 0.3 HOUR/WEEK. LESS THAN 50,000 GPD-STAFFING BY A CLASS D OR HIGHER OPERATOR: 2 VISITS/WEEK ON NONCONSECUTIVE DAYS FOR A TOTAL OF 0.2 HOUR/WEEK. THERE SHALL BE NO MORE THAN 5 DAYS BETWEEN THE LAST VISIT IN ONE WEEK AND THE FIRST VISIT IN THE NEXT WEEK. | N | Y | GULF COAST HOMING CLUB | 240 SPRINGTIME ST |  | SPRING HILL | FL | 34608 |  | 3526847734 |  | PAUL HANNA | GULF COAST HOMING CLUB | PO BOX 11133 |  | SPRING HILL | FL | 34610 |  | 3526847734 |  | INVESTOR | 60 | 1100 | 1 | 2012-05-10 | 2019-03-20 | NC01 | 50
6 | HERNANDO | SWD | BPSANBORN2002@YAHOO.COM | 6277099 | NONTRANSIENT NONCOMMUNITY | CHLORINATION; AERATION FOR REMOVAL OF ANY SECONDARY CONTAMINANT, SULFIDE, OR ANY UNREGULATED CONTAMINANT; CORROSION CONTROL INHIBITOR ADDITION; HYPOCHLORINATION; IRON OR MANGANESE SEQUESTRATION; OR ULTRAVIOLET RADIATION. THE LEAD/CHIEF OPERATOR MUST BE CLASS D OR HIGHER. 50,000 GPD UP TO 0.25 MGD-STAFFING BY CLASS D OR HIGHER OPERATOR: 3 VISITS/WEEK ON NONCONSECUTIVE DAYS FOR A TOTAL OF 0.3 HOUR/WEEK. LESS THAN 50,000 GPD-STAFFING BY A CLASS D OR HIGHER OPERATOR: 2 VISITS/WEEK ON NONCONSECUTIVE DAYS FOR A TOTAL OF 0.2 HOUR/WEEK. THERE SHALL BE NO MORE THAN 5 DAYS BETWEEN THE LAST VISIT IN ONE WEEK AND THE FIRST VISIT IN THE NEXT WEEK. | N | Y | HOLY TRINITY SEMINARY AND CHAPEL | 1000 SPRING LAKE HWY |  | BROOKSVILLE | FL | 34602 |  | 3527990541 |  | GREG BARNES | BISHOP DONALD SANBORN | 2850 PARENT AVE |  | WARREN | MI | 48092 |  | 5865583292 |  | OTHER | 45 | 4140 | 1 | 2017-08-23 | 2020-07-28 | NTNC | 100
6 | HERNANDO | SWD | ies@tampabay.rr.com | 6277100 | NONTRANSIENT NONCOMMUNITY | CHLORINATION; AERATION FOR REMOVAL OF ANY SECONDARY CONTAMINANT, SULFIDE, OR ANY UNREGULATED CONTAMINANT; CORROSION CONTROL INHIBITOR ADDITION; HYPOCHLORINATION; IRON OR MANGANESE SEQUESTRATION; OR ULTRAVIOLET RADIATION. THE LEAD/CHIEF OPERATOR MUST BE CLASS D OR HIGHER. 50,000 GPD UP TO 0.25 MGD-STAFFING BY CLASS D OR HIGHER OPERATOR: 3 VISITS/WEEK ON NONCONSECUTIVE DAYS FOR A TOTAL OF 0.3 HOUR/WEEK. LESS THAN 50,000 GPD-STAFFING BY A CLASS D OR HIGHER OPERATOR: 2 VISITS/WEEK ON NONCONSECUTIVE DAYS FOR A TOTAL OF 0.2 HOUR/WEEK. THERE SHALL BE NO MORE THAN 5 DAYS BETWEEN THE LAST VISIT IN ONE WEEK AND THE FIRST VISIT IN THE NEXT WEEK. | N | Y | MASSEY SERVICES INC | 1445 W. JEFFERSON ST. |  | BROOKSVILLE | FL | 34601 |  | 3527964095 |  | WILL SMITH | LINDA EWING | 315 GROVELAND ST. |  | ORLANDO | FL | 32804 |  | 4075716214 |  | INVESTOR | 35 | 5000 | 2 | 2012-06-21 | 2020-07-21 | NTNC | 100
6 | HERNANDO | SWD | gregm.bridge@cemex.com | 6277105 | NONTRANSIENT NONCOMMUNITY | CHLORINATION; AERATION FOR REMOVAL OF ANY SECONDARY CONTAMINANT, SULFIDE, OR ANY UNREGULATED CONTAMINANT; CORROSION CONTROL INHIBITOR ADDITION; HYPOCHLORINATION; IRON OR MANGANESE SEQUESTRATION; OR ULTRAVIOLET RADIATION. THE LEAD/CHIEF OPERATOR MUST BE CLASS D OR HIGHER. 50,000 GPD UP TO 0.25 MGD-STAFFING BY CLASS D OR HIGHER OPERATOR: 3 VISITS/WEEK ON NONCONSECUTIVE DAYS FOR A TOTAL OF 0.3 HOUR/WEEK. LESS THAN 50,000 GPD-STAFFING BY A CLASS D OR HIGHER OPERATOR: 2 VISITS/WEEK ON NONCONSECUTIVE DAYS FOR A TOTAL OF 0.2 HOUR/WEEK. THERE SHALL BE NO MORE THAN 5 DAYS BETWEEN THE LAST VISIT IN ONE WEEK AND THE FIRST VISIT IN THE NEXT WEEK. | N | Y | CEMEX SOUTH PLANT WAREHOUSE | 10311 CEMENT PLANT ROAD |  | BROOKSVILLE | FL | 34601 |  | 3527997881 | 104 | GREG BRIDGE | [9 empty] | UNKNOWN | 50 | 0 | 2 | 2015-11-10 | 2019-06-25 | NTNC | 100
6 | HERNANDO | SWD |  | 6277106 | NONCOMMUNITY | CHLORINATION; AERATION FOR REMOVAL OF ANY SECONDARY CONTAMINANT, SULFIDE, OR ANY UNREGULATED CONTAMINANT; CORROSION CONTROL INHIBITOR ADDITION; HYPOCHLORINATION; IRON OR MANGANESE SEQUESTRATION; OR ULTRAVIOLET RADIATION. THE LEAD/CHIEF OPERATOR MUST BE CLASS D OR HIGHER. 50,000 GPD UP TO 0.25 MGD-STAFFING BY CLASS D OR HIGHER OPERATOR: 3 VISITS/WEEK ON NONCONSECUTIVE DAYS FOR A TOTAL OF 0.3 HOUR/WEEK. LESS THAN 50,000 GPD-STAFFING BY A CLASS D OR HIGHER OPERATOR: 2 VISITS/WEEK ON NONCONSECUTIVE DAYS FOR A TOTAL OF 0.2 HOUR/WEEK. THERE SHALL BE NO MORE THAN 5 DAYS BETWEEN THE LAST VISIT IN ONE WEEK AND THE FIRST VISIT IN THE NEXT WEEK. | N | Y | MASARYKTOWN DOLLAR GENERAL | 399 BROAD STREET4 |  | MASARYKTOWN | FL | 34604 |  | 7607412111 |  |  | KRISTIN ELLIOTT | 100 MISSION RIDGE |  | GOODLETTSVILLE | TN | 37072 |  | 6158555365 |  | INVESTOR | 25 | 28800 | 1 | 2013-05-10 | 2017-01-31 | NC01 | 50
6 | HERNANDO | SWD | dculpeles@co.hernando.fl.us | 6277108 | NONCOMMUNITY | AERATION FOR REMOVAL OF ANY PRIMARY CONTAMINANT; ALKALINITY/PH ADJUSTMENT; CHLORAMIN ATION; CHLORINE DIOXIDE FOR OXIDATION OR DISINFECTION; FLUORIDATION; ION EXCHANGE FOR REMOVAL OF ANY SECONDARY CONTAMINANT, SULFIDE, OR ANY UNREGULATED CONTAMINANT; OR OZONATION LESS THAN 0.1 MGD. STAFFING BY A CLASS D OR HIGHER OPERATOR: 3 VISITS/WEEK ON NONCONSECUTIVE DAYS FOR A TOTAL OF 0.6 HOUR/WEEK. THE LEAD/CHIEF OPERATOR MUST BE CLASS D OR HIGHER. | N | Y | TREEUMPH BROOKSVILLE ZIPLINE PARK | 6440 CEDAR LANE |  | BROOKSVILLE | FL | 34601 |  | 3525404368 |  | DORIS CUPELES | DORIS CUPELES | 15365 CORTEZ BOULEVARD |  | BROOKSVILLE | FL | 34613 |  | 3525404368 |  | OTHER | 130 | 9999 | 1 |  | 2017-09-05 | NC01 | 50
6 | HERNANDO | SWD | danebbecke@bellsouth.net | 6277111 | NONCOMMUNITY | CHLORINATION; AERATION FOR REMOVAL OF ANY SECONDARY CONTAMINANT, SULFIDE, OR ANY UNREGULATED CONTAMINANT; CORROSION CONTROL INHIBITOR ADDITION; HYPOCHLORINATION; IRON OR MANGANESE SEQUESTRATION; OR ULTRAVIOLET RADIATION. THE LEAD/CHIEF OPERATOR MUST BE CLASS D OR HIGHER. 50,000 GPD UP TO 0.25 MGD-STAFFING BY CLASS D OR HIGHER OPERATOR: 3 VISITS/WEEK ON NONCONSECUTIVE DAYS FOR A TOTAL OF 0.3 HOUR/WEEK. LESS THAN 50,000 GPD-STAFFING BY A CLASS D OR HIGHER OPERATOR: 2 VISITS/WEEK ON NONCONSECUTIVE DAYS FOR A TOTAL OF 0.2 HOUR/WEEK. THERE SHALL BE NO MORE THAN 5 DAYS BETWEEN THE LAST VISIT IN ONE WEEK AND THE FIRST VISIT IN THE NEXT WEEK. | N | Y | D & S BLUEBERRIES | 19125 PHILLIPS ROAD |  | MASARYKTOWN | FL | 34604 |  | 3523090110 |  | DAN EBBECKE | DAN EBBECKE | 19125 PHILIPS ROAD |  | MASARYKTOWN | FL | 34604 |  | 3523090110 |  | INVESTOR | 25 | 0 | 1 |  | 2018-10-08 | NC01 | 50
6 | HERNANDO | SWD | coalkate@gmail.com | 6277112 | NONCOMMUNITY | CHLORINATION; AERATION FOR REMOVAL OF ANY SECONDARY CONTAMINANT, SULFIDE, OR ANY UNREGULATED CONTAMINANT; CORROSION CONTROL INHIBITOR ADDITION; HYPOCHLORINATION; IRON OR MANGANESE SEQUESTRATION; OR ULTRAVIOLET RADIATION. THE LEAD/CHIEF OPERATOR MUST BE CLASS D OR HIGHER. 50,000 GPD UP TO 0.25 MGD-STAFFING BY CLASS D OR HIGHER OPERATOR: 3 VISITS/WEEK ON NONCONSECUTIVE DAYS FOR A TOTAL OF 0.3 HOUR/WEEK. LESS THAN 50,000 GPD-STAFFING BY A CLASS D OR HIGHER OPERATOR: 2 VISITS/WEEK ON NONCONSECUTIVE DAYS FOR A TOTAL OF 0.2 HOUR/WEEK. THERE SHALL BE NO MORE THAN 5 DAYS BETWEEN THE LAST VISIT IN ONE WEEK AND THE FIRST VISIT IN THE NEXT WEEK. | N | Y | RON'S ROADSIDE GRILLE | 3220 BROAD STREET |  | BROOKSVILLE | FL | 34604 |  | 3527545005 |  | KATHLEEN GOSLINE | KATHLEEN GOSLINE | 2280 LEMA DRIVE |  | SPRING HILL | FL | 34609 |  | 3522383463 |  | INVESTOR | 25 | 7200 | 1 |  | 2019-05-10 | NC01 | 50
5 | HIGHLANDS | SD |  | 6280010 | NONTRANSIENT NONCOMMUNITY | AERATION FOR REMOVAL OF ANY PRIMARY CONTAMINANT; ALKALINITY/PH ADJUSTMENT; CHLORAMIN ATION; CHLORINE DIOXIDE FOR OXIDATION OR DISINFECTION; FLUORIDATION; ION EXCHANGE FOR REMOVAL OF ANY SECONDARY CONTAMINANT, SULFIDE, OR ANY UNREGULATED CONTAMINANT; OR OZONATION LESS THAN 0.1 MGD. STAFFING BY A CLASS D OR HIGHER OPERATOR: 3 VISITS/WEEK ON NONCONSECUTIVE DAYS FOR A TOTAL OF 0.6 HOUR/WEEK. THE LEAD/CHIEF OPERATOR MUST BE CLASS D OR HIGHER. | N | Y | ALPINE MOBILE HOME PARK | 18 CENTER STREET |  | LAKE PLACID | FL | 33852 |  | 8634659143 |  | GARY REED | GARY REED | 18 CENTER ST. |  | LAKE PLACID | FL | 33852 |  | 8635313634 |  | INVESTOR | 200 | 80000 | 100 | 2017-11-29 | 2020-05-28 | NTNC | 100
5 | HIGHLANDS | SD |  | 6280033 | NONCOMMUNITY | CHLORINATION; AERATION FOR REMOVAL OF ANY SECONDARY CONTAMINANT, SULFIDE, OR ANY UNREGULATED CONTAMINANT; CORROSION CONTROL INHIBITOR ADDITION; HYPOCHLORINATION; IRON OR MANGANESE SEQUESTRATION; OR ULTRAVIOLET RADIATION. THE LEAD/CHIEF OPERATOR MUST BE CLASS D OR HIGHER. 50,000 GPD UP TO 0.25 MGD-STAFFING BY CLASS D OR HIGHER OPERATOR: 3 VISITS/WEEK ON NONCONSECUTIVE DAYS FOR A TOTAL OF 0.3 HOUR/WEEK. LESS THAN 50,000 GPD-STAFFING BY A CLASS D OR HIGHER OPERATOR: 2 VISITS/WEEK ON NONCONSECUTIVE DAYS FOR A TOTAL OF 0.2 HOUR/WEEK. THERE SHALL BE NO MORE THAN 5 DAYS BETWEEN THE LAST VISIT IN ONE WEEK AND THE FIRST VISIT IN THE NEXT WEEK. | N | Y | CAMP N COMFORT | 2159 E. CAMP-N-COMFORT LANE |  | AVON PARK | FL | 33852 |  | 8633850346 |  | CAMP N COMFORT FLORIDA LLC | CAMP N COMFORT FLORIDA LLC | PO BOX 370188 |  | MIAMI | FL | 33137 |  | 3863618352 |  | INVESTOR | 60 | 8000 | 32 | 2014-01-16 | 2020-12-23 | NC01 | 50
5 | HIGHLANDS | SD |  | 6280049 | COMMUNITY | AERATION FOR REMOVAL OF ANY PRIMARY CONTAMINANT; ALKALINITY/PH ADJUSTMENT; CHLORAMIN ATION; CHLORINE DIOXIDE FOR OXIDATION OR DISINFECTION; FLUORIDATION; ION EXCHANGE FOR REMOVAL OF ANY SECONDARY CONTAMINANT, SULFIDE, OR ANY UNREGULATED CONTAMINANT; OR OZONATION. THE LEAD/CHIEF OPERATOR MUST BE CLASS C OR HIGHER. 5.0 MGD UP TO 10 MGD-STAFFING BY CLASS C OR HIGHER OPERATOR: 6 HOURS/DAY FOR 5 DAYS/WEEK AND ONE VISIT ON EACH WEEKEND DAY. 3.0 MGD UP TO 5.0 MGD-STAFFING BY CLASS C OR HIGHER OPERATOR: 3 HOURS/DAY FOR 5 DAYS/WEEK AND ONE VISIT ON EACH WEEKEND DAY. 1.0 MGD UP TO 3.0 MGD-STAFFING BY CLASS C OR HIGHER OPERATOR: 1 HOUR/DAY FOR 5 DAYS/WEEK AND ONE VISIT ON EACH WEEKEND DAY. 0.1 MGD UP TO 1.0 MGD-STAFFING BY CLASS C OR HIGHER OPERATOR: 5 VISITS/WEEK AND ONE VISIT EACH WEEKEND FOR A TOTAL OF 1.2 HOURS/WEEK. | N | Y | AVON PARK, CITY OF | 110 E MAIN STREET |  | AVON PARK | FL | 33825 |  | 8634524427 |  | RICKY HELMS | DAVID FLOWERS | 110 E MAIN ST. |  | AVON PARK | FL | 33825 |  | 8634524403 |  | MUNICIPALITY | 18561 | 8363400 | 7037 | 2019-09-10 | 2019-09-03 | DC02 | 4000
5 | HIGHLANDS | SD | trendell@uswatercorp.com | 6280064 | COMMUNITY | CHLORINATION; AERATION FOR REMOVAL OF ANY SECONDARY CONTAMINANT, SULFIDE, OR ANY UNREGULATED CONTAMINANT; CORROSION CONTROL INHIBITOR ADDITION; HYPOCHLORINATION; IRON OR MANGANESE SEQUESTRATION; OR ULTRAVIOLET RADIATION. THE LEAD/CHIEF OPERATOR MUST BE CLASS D OR HIGHER. 50,000 GPD UP TO 0.25 MGD-STAFFING BY CLASS D OR HIGHER OPERATOR: 3 VISITS/WEEK ON NONCONSECUTIVE DAYS FOR A TOTAL OF 0.3 HOUR/WEEK. LESS THAN 50,000 GPD-STAFFING BY A CLASS D OR HIGHER OPERATOR: 2 VISITS/WEEK ON NONCONSECUTIVE DAYS FOR A TOTAL OF 0.2 HOUR/WEEK. THERE SHALL BE NO MORE THAN 5 DAYS BETWEEN THE LAST VISIT IN ONE WEEK AND THE FIRST VISIT IN THE NEXT WEEK. | N | Y | LEISURE LAKES | END OF HILLCREST STREET |  | LAKE PLACID | FL | 33852 |  | 9419077420 |  | J GABAY | SHARON PURVIANCE | 4939 CROSS BAYOU BLVD. |  | NEW PORT RICHEY | FL | 34652 |  | 7279191548 |  | INVESTOR | 632 | 72000 | 276 | 2015-05-08 | 2020-06-11 | DC05 | 500
5 | HIGHLANDS | SD | bill@brantley.pro | 6280076 | NONCOMMUNITY | AERATION FOR REMOVAL OF ANY PRIMARY CONTAMINANT; ALKALINITY/PH ADJUSTMENT; CHLORAMIN ATION; CHLORINE DIOXIDE FOR OXIDATION OR DISINFECTION; FLUORIDATION; ION EXCHANGE FOR REMOVAL OF ANY SECONDARY CONTAMINANT, SULFIDE, OR ANY UNREGULATED CONTAMINANT; OR OZONATION LESS THAN 0.1 MGD. STAFFING BY A CLASS D OR HIGHER OPERATOR: 3 VISITS/WEEK ON NONCONSECUTIVE DAYS FOR A TOTAL OF 0.6 HOUR/WEEK. THE LEAD/CHIEF OPERATOR MUST BE CLASS D OR HIGHER. | N | Y | LAKESHORE MOTEL | 121 SUNSET DRIVE |  | LAKE PLACID | FL | 33852 |  | 8634652135 |  | BILL BRANTLEY | ARIN MORTON | 140 S. COMMERCE AVE. |  | SEBRING | FL | 33870 |  | 8634412659 |  | INVESTOR | 40 | 10000 | 26 | 2014-04-22 | 2019-05-22 | NC01 | 50
5 | HIGHLANDS | SD |  | 6280111 | NONCOMMUNITY | CHLORINATION; AERATION FOR REMOVAL OF ANY SECONDARY CONTAMINANT, SULFIDE, OR ANY UNREGULATED CONTAMINANT; CORROSION CONTROL INHIBITOR ADDITION; HYPOCHLORINATION; IRON OR MANGANESE SEQUESTRATION; OR ULTRAVIOLET RADIATION. THE LEAD/CHIEF OPERATOR MUST BE CLASS D OR HIGHER. 50,000 GPD UP TO 0.25 MGD-STAFFING BY CLASS D OR HIGHER OPERATOR: 3 VISITS/WEEK ON NONCONSECUTIVE DAYS FOR A TOTAL OF 0.3 HOUR/WEEK. LESS THAN 50,000 GPD-STAFFING BY A CLASS D OR HIGHER OPERATOR: 2 VISITS/WEEK ON NONCONSECUTIVE DAYS FOR A TOTAL OF 0.2 HOUR/WEEK. THERE SHALL BE NO MORE THAN 5 DAYS BETWEEN THE LAST VISIT IN ONE WEEK AND THE FIRST VISIT IN THE NEXT WEEK. | N | Y | LAKE JOSEPHINE HIGHLANDER, INC. | 11455 U.S. 27 SOUTH |  | SEBRING | FL | 33876 |  | 8636551735 |  | MIKE DURHAM | MIKE DURHAM | 11455 U.S. 27 SOUTH |  | SEBRING | FL | 33870 |  | 8636551735 |  | INVESTOR | 42 | 10000 | 20 | 2015-01-21 | 2020-08-11 | NC01 | 50
5 | HIGHLANDS | SD |  | 6280131 | NONCOMMUNITY | CHLORINATION; AERATION FOR REMOVAL OF ANY SECONDARY CONTAMINANT, SULFIDE, OR ANY UNREGULATED CONTAMINANT; CORROSION CONTROL INHIBITOR ADDITION; HYPOCHLORINATION; IRON OR MANGANESE SEQUESTRATION; OR ULTRAVIOLET RADIATION. THE LEAD/CHIEF OPERATOR MUST BE CLASS D OR HIGHER. 50,000 GPD UP TO 0.25 MGD-STAFFING BY CLASS D OR HIGHER OPERATOR: 3 VISITS/WEEK ON NONCONSECUTIVE DAYS FOR A TOTAL OF 0.3 HOUR/WEEK. LESS THAN 50,000 GPD-STAFFING BY A CLASS D OR HIGHER OPERATOR: 2 VISITS/WEEK ON NONCONSECUTIVE DAYS FOR A TOTAL OF 0.2 HOUR/WEEK. THERE SHALL BE NO MORE THAN 5 DAYS BETWEEN THE LAST VISIT IN ONE WEEK AND THE FIRST VISIT IN THE NEXT WEEK. | N | Y | HIGHLANDS HAMMOCK ST PK WTP #1 | 5931 HAMMOCK ROAD |  | SEBRING | FL | 33872 |  | 8633866094 |  |  | MORGAN TYRONE | 3900 COMMONWEALTH BLVD |  | TALLAHASSEE | FL | 32399 |  | 8633866094 |  | DEP (STATE PARK OR STATE REC AREA) | 100 | 33333 | 147 | 2016-03-25 | 2020-06-04 | NC01 | 50
5 | HIGHLANDS | SD |  | 6280136 | COMMUNITY | CHLORINATION; AERATION FOR REMOVAL OF ANY SECONDARY CONTAMINANT, SULFIDE, OR ANY UNREGULATED CONTAMINANT; CORROSION CONTROL INHIBITOR ADDITION; HYPOCHLORINATION; IRON OR MANGANESE SEQUESTRATION; OR ULTRAVIOLET RADIATION. THE LEAD/CHIEF OPERATOR MUST BE CLASS D OR HIGHER. 50,000 GPD UP TO 0.25 MGD-STAFFING BY CLASS D OR HIGHER OPERATOR: 3 VISITS/WEEK ON NONCONSECUTIVE DAYS FOR A TOTAL OF 0.3 HOUR/WEEK. LESS THAN 50,000 GPD-STAFFING BY A CLASS D OR HIGHER OPERATOR: 2 VISITS/WEEK ON NONCONSECUTIVE DAYS FOR A TOTAL OF 0.2 HOUR/WEEK. THERE SHALL BE NO MORE THAN 5 DAYS BETWEEN THE LAST VISIT IN ONE WEEK AND THE FIRST VISIT IN THE NEXT WEEK. | N | Y | LAKESIDE VILLAGE-AP | 1995 W. COUNTY LINE ROAD |  | AVON PARK | FL | 33825 |  | 9416393583 |  | D.J. | D.J. | 1995 W. COUNTY LINE ROAD |  | AVON PARK | FL | 33825 |  | 8638009640 |  | INVESTOR | 128 | 10000 | 40 | 2013-10-22 | 2019-02-26 | DC06 | 100
5 | HIGHLANDS | SD |  | 6280147 | NONCOMMUNITY | CHLORINATION; AERATION FOR REMOVAL OF ANY SECONDARY CONTAMINANT, SULFIDE, OR ANY UNREGULATED CONTAMINANT; CORROSION CONTROL INHIBITOR ADDITION; HYPOCHLORINATION; IRON OR MANGANESE SEQUESTRATION; OR ULTRAVIOLET RADIATION. THE LEAD/CHIEF OPERATOR MUST BE CLASS D OR HIGHER. 50,000 GPD UP TO 0.25 MGD-STAFFING BY CLASS D OR HIGHER OPERATOR: 3 VISITS/WEEK ON NONCONSECUTIVE DAYS FOR A TOTAL OF 0.3 HOUR/WEEK. LESS THAN 50,000 GPD-STAFFING BY A CLASS D OR HIGHER OPERATOR: 2 VISITS/WEEK ON NONCONSECUTIVE DAYS FOR A TOTAL OF 0.2 HOUR/WEEK. THERE SHALL BE NO MORE THAN 5 DAYS BETWEEN THE LAST VISIT IN ONE WEEK AND THE FIRST VISIT IN THE NEXT WEEK. | N | Y | LAKE LETTA RV PARK | 2455 S. LAKE LETTA DR |  | AVON PARK | FL | 33825 |  | 8634537700 |  | LAKE LETTA 1 PROPERTIES, LLC | LAKE LETTA 1 PROPERTIES, LLC | 1703 N THORNTON RD |  | CASA GRANDE | AZ | 85122 |  | 5208762772 |  | INVESTOR | 60 | 1000 | 36 | 2017-12-19 | 2016-10-27 | NC01 | 50
5 | HIGHLANDS | SD |  | 6280158 | COMMUNITY | CHLORINATION; AERATION FOR REMOVAL OF ANY SECONDARY CONTAMINANT, SULFIDE, OR ANY UNREGULATED CONTAMINANT; CORROSION CONTROL INHIBITOR ADDITION; HYPOCHLORINATION; IRON OR MANGANESE SEQUESTRATION; OR ULTRAVIOLET RADIATION. THE LEAD/CHIEF OPERATOR MUST BE CLASS D OR HIGHER. 50,000 GPD UP TO 0.25 MGD-STAFFING BY CLASS D OR HIGHER OPERATOR: 3 VISITS/WEEK ON NONCONSECUTIVE DAYS FOR A TOTAL OF 0.3 HOUR/WEEK. LESS THAN 50,000 GPD-STAFFING BY A CLASS D OR HIGHER OPERATOR: 2 VISITS/WEEK ON NONCONSECUTIVE DAYS FOR A TOTAL OF 0.2 HOUR/WEEK. THERE SHALL BE NO MORE THAN 5 DAYS BETWEEN THE LAST VISIT IN ONE WEEK AND THE FIRST VISIT IN THE NEXT WEEK. | N | Y | LAKE BONNET VILLAGE | 2900 E LAKE BONNET RD |  | AVON PARK | FL | 33825 |  | 8633857010 |  | RONALD MEDEMA | BYRON TOWNSEND | 2900 E. LAKE BONNET RD. |  | AVON PARK | FL | 33825 |  | 8633857010 |  | INVESTOR | 501 | 250000 | 351 | 2018-03-08 | 2020-12-14 | DC05 | 500
5 | HIGHLANDS | SD |  | 6280162 | COMMUNITY | CHLORINATION; AERATION FOR REMOVAL OF ANY SECONDARY CONTAMINANT, SULFIDE, OR ANY UNREGULATED CONTAMINANT; CORROSION CONTROL INHIBITOR ADDITION; HYPOCHLORINATION; IRON OR MANGANESE SEQUESTRATION; OR ULTRAVIOLET RADIATION. THE LEAD/CHIEF OPERATOR MUST BE CLASS C OR HIGHER. 5.0 MGD AND ABOVE-STAFFING BY CLASS C OR HIGHER OPERATOR: 6 HOURS/DAY FOR 5 DAYS/WEEK AND ONE VISIT ON EACH WEEKEND DAY. 3.0 MGD UP TO 5.0 MGD-STAFFING BY CLASS C OR HIGHER OPERATOR: 1 HOUR/DAY FOR 5 DAYS/WEEK AND ONE VISIT ON EACH WEEKEND DAY. 0.25 MGD UP TO 3.0 MGD-STAFFING BY CLASS C OR HIGHER OPERATOR: 5 VISITS/WEEK AND ONE VISIT EACH WEEKEND FOR A TOTAL OF 0.6 HOUR/WEEK. | N | Y | LAKE JOSEPHINE HEIGHTS | 1949 CANARY WAY |  | SEBRING | FL | 33875 |  | 8634650552 |  | J GABAY | SHARON PURVIANCE | 4939 CROSS BAYOU BLVD. |  | NEW PORT RICHEY | FL | 34652 |  | 7279191548 |  | INVESTOR | 1250 | 600000 | 536 | 2017-02-20 | 2020-01-29 | DC04 | 1000
5 | HIGHLANDS | SD |  | 6280167 | COMMUNITY | AERATION FOR REMOVAL OF ANY PRIMARY CONTAMINANT; ALKALINITY/PH ADJUSTMENT; CHLORAMIN ATION; CHLORINE DIOXIDE FOR OXIDATION OR DISINFECTION; FLUORIDATION; ION EXCHANGE FOR REMOVAL OF ANY SECONDARY CONTAMINANT, SULFIDE, OR ANY UNREGULATED CONTAMINANT; OR OZONATION LESS THAN 0.1 MGD. STAFFING BY A CLASS D OR HIGHER OPERATOR: 3 VISITS/WEEK ON NONCONSECUTIVE DAYS FOR A TOTAL OF 0.6 HOUR/WEEK. THE LEAD/CHIEF OPERATOR MUST BE CLASS D OR HIGHER. | N | Y | LAKESIDE VILLAGE MHP | 14 SANDY POINTE |  | LAKE PLACID | FL | 33852 |  | 8634651103 |  | JAMES SCOTT GADSDEN | JAMES SCOTT GADSDEN | PO BOX 945 |  | LAKE PLACID | FL | 33862 |  | 8634659900 |  | INVESTOR | 325 | 72000 | 240 | 2014-07-15 | 2019-05-22 | DC05 | 500
5 | HIGHLANDS | SD |  | 6280173 | NONCOMMUNITY | CHLORINATION; AERATION FOR REMOVAL OF ANY SECONDARY CONTAMINANT, SULFIDE, OR ANY UNREGULATED CONTAMINANT; CORROSION CONTROL INHIBITOR ADDITION; HYPOCHLORINATION; IRON OR MANGANESE SEQUESTRATION; OR ULTRAVIOLET RADIATION. THE LEAD/CHIEF OPERATOR MUST BE CLASS D OR HIGHER. 50,000 GPD UP TO 0.25 MGD-STAFFING BY CLASS D OR HIGHER OPERATOR: 3 VISITS/WEEK ON NONCONSECUTIVE DAYS FOR A TOTAL OF 0.3 HOUR/WEEK. LESS THAN 50,000 GPD-STAFFING BY A CLASS D OR HIGHER OPERATOR: 2 VISITS/WEEK ON NONCONSECUTIVE DAYS FOR A TOTAL OF 0.2 HOUR/WEEK. THERE SHALL BE NO MORE THAN 5 DAYS BETWEEN THE LAST VISIT IN ONE WEEK AND THE FIRST VISIT IN THE NEXT WEEK. | N | Y | HAPPY CHEF DINER | 1506 US 27 S |  | LAKE PLACID | FL | 33852 |  | 8638404877 |  | DENNIS MANN | DENNIS MANN | 1506 US 27 S |  | LAKE PLACID | FL | 33852 |  | 8638404877 |  | INVESTOR | 100 | 24000 | 1 | 2017-02-07 | 2017-02-07 | NC01 | 50
5 | HIGHLANDS | SD | John316@strato.net | 6280181 | COMMUNITY | CHLORINATION; AERATION FOR REMOVAL OF ANY SECONDARY CONTAMINANT, SULFIDE, OR ANY UNREGULATED CONTAMINANT; CORROSION CONTROL INHIBITOR ADDITION; HYPOCHLORINATION; IRON OR MANGANESE SEQUESTRATION; OR ULTRAVIOLET RADIATION. THE LEAD/CHIEF OPERATOR MUST BE CLASS D OR HIGHER. 50,000 GPD UP TO 0.25 MGD-STAFFING BY CLASS D OR HIGHER OPERATOR: 3 VISITS/WEEK ON NONCONSECUTIVE DAYS FOR A TOTAL OF 0.3 HOUR/WEEK. LESS THAN 50,000 GPD-STAFFING BY A CLASS D OR HIGHER OPERATOR: 2 VISITS/WEEK ON NONCONSECUTIVE DAYS FOR A TOTAL OF 0.2 HOUR/WEEK. THERE SHALL BE NO MORE THAN 5 DAYS BETWEEN THE LAST VISIT IN ONE WEEK AND THE FIRST VISIT IN THE NEXT WEEK. | N | Y | MARANATHA VILLAGE | MARANATHA BLVD & LUKE |  | SEBRING | FL | 33870 |  | 8633857897 |  |  | GERALD K. WEBBER | 11 MARANATHA BLVD |  | SEBRING | FL | 33870 |  | 8633857897 |  | INVESTOR | 400 | 190000 | 253 | 2013-12-03 | 2019-04-30 | DC05 | 500
5 | HIGHLANDS | SD |  | 6280222 | NONCOMMUNITY | CHLORINATION; AERATION FOR REMOVAL OF ANY SECONDARY CONTAMINANT, SULFIDE, OR ANY UNREGULATED CONTAMINANT; CORROSION CONTROL INHIBITOR ADDITION; HYPOCHLORINATION; IRON OR MANGANESE SEQUESTRATION; OR ULTRAVIOLET RADIATION. THE LEAD/CHIEF OPERATOR MUST BE CLASS D OR HIGHER. 50,000 GPD UP TO 0.25 MGD-STAFFING BY CLASS D OR HIGHER OPERATOR: 3 VISITS/WEEK ON NONCONSECUTIVE DAYS FOR A TOTAL OF 0.3 HOUR/WEEK. LESS THAN 50,000 GPD-STAFFING BY A CLASS D OR HIGHER OPERATOR: 2 VISITS/WEEK ON NONCONSECUTIVE DAYS FOR A TOTAL OF 0.2 HOUR/WEEK. THERE SHALL BE NO MORE THAN 5 DAYS BETWEEN THE LAST VISIT IN ONE WEEK AND THE FIRST VISIT IN THE NEXT WEEK. | N | Y | LAKE PLACID CAMPGROUND | 1801 U.S. 27 SOUTH |  | LAKE PLACID | FL | 33852 |  | 8634652934 |  |  | JOHN REID | 1801 U.S. 27 SOUTH |  | LAKE PLACID | FL | 33852 |  | 7274797788 |  | INVESTOR | 300 | 4000 | 140 | 2015-05-28 | 2020-08-21 | NC01 | 50
5 | HIGHLANDS | SD |  | 6280223 | COMMUNITY | CHLORINATION; AERATION FOR REMOVAL OF ANY SECONDARY CONTAMINANT, SULFIDE, OR ANY UNREGULATED CONTAMINANT; CORROSION CONTROL INHIBITOR ADDITION; HYPOCHLORINATION; IRON OR MANGANESE SEQUESTRATION; OR ULTRAVIOLET RADIATION. THE LEAD/CHIEF OPERATOR MUST BE CLASS C OR HIGHER. 5.0 MGD AND ABOVE-STAFFING BY CLASS C OR HIGHER OPERATOR: 6 HOURS/DAY FOR 5 DAYS/WEEK AND ONE VISIT ON EACH WEEKEND DAY. 3.0 MGD UP TO 5.0 MGD-STAFFING BY CLASS C OR HIGHER OPERATOR: 1 HOUR/DAY FOR 5 DAYS/WEEK AND ONE VISIT ON EACH WEEKEND DAY. 0.25 MGD UP TO 3.0 MGD-STAFFING BY CLASS C OR HIGHER OPERATOR: 5 VISITS/WEEK AND ONE VISIT EACH WEEKEND FOR A TOTAL OF 0.6 HOUR/WEEK. | N | Y | PLACID LAKES UTILITY INC | 410 WASHINGTON BLVD., NW |  | LAKE PLACID | FL | 33852 |  | 8634650345 |  | LAKE PLACID HOLDING COMPANY | LAKE PLACID HOLDING COMPANY | 410 WASHINGTON BLVD NW |  | LAKE PLACID | FL | 33852 |  | 8634650345 |  | INVESTOR | 4100 | 1104000 | 1800 | 2014-06-10 | 2020-12-23 | DC03 | 2000
5 | HIGHLANDS | SD |  | 6280250 | COMMUNITY | CHLORINATION; AERATION FOR REMOVAL OF ANY SECONDARY CONTAMINANT, SULFIDE, OR ANY UNREGULATED CONTAMINANT; CORROSION CONTROL INHIBITOR ADDITION; HYPOCHLORINATION; IRON OR MANGANESE SEQUESTRATION; OR ULTRAVIOLET RADIATION. THE LEAD/CHIEF OPERATOR MUST BE CLASS C OR HIGHER. 5.0 MGD AND ABOVE-STAFFING BY CLASS C OR HIGHER OPERATOR: 6 HOURS/DAY FOR 5 DAYS/WEEK AND ONE VISIT ON EACH WEEKEND DAY. 3.0 MGD UP TO 5.0 MGD-STAFFING BY CLASS C OR HIGHER OPERATOR: 1 HOUR/DAY FOR 5 DAYS/WEEK AND ONE VISIT ON EACH WEEKEND DAY. 0.25 MGD UP TO 3.0 MGD-STAFFING BY CLASS C OR HIGHER OPERATOR: 5 VISITS/WEEK AND ONE VISIT EACH WEEKEND FOR A TOTAL OF 0.6 HOUR/WEEK. | N | Y | SEBRING WATER & SEWER SYSTEM | 422 PARK STREET |  | SEBRING | FL | 33870 |  | 8634715113 |  | BOB BOGGUS | [9 empty] | MUNICIPALITY | 42640 | 14005600 | 17485 | 2020-04-30 | 2020-09-02 | DC01 | 6000
5 | HIGHLANDS | SD |  | 6280273 | COMMUNITY | CHLORINATION; AERATION FOR REMOVAL OF ANY SECONDARY CONTAMINANT, SULFIDE, OR ANY UNREGULATED CONTAMINANT; CORROSION CONTROL INHIBITOR ADDITION; HYPOCHLORINATION; IRON OR MANGANESE SEQUESTRATION; OR ULTRAVIOLET RADIATION. THE LEAD/CHIEF OPERATOR MUST BE CLASS D OR HIGHER. 50,000 GPD UP TO 0.25 MGD-STAFFING BY CLASS D OR HIGHER OPERATOR: 3 VISITS/WEEK ON NONCONSECUTIVE DAYS FOR A TOTAL OF 0.3 HOUR/WEEK. LESS THAN 50,000 GPD-STAFFING BY A CLASS D OR HIGHER OPERATOR: 2 VISITS/WEEK ON NONCONSECUTIVE DAYS FOR A TOTAL OF 0.2 HOUR/WEEK. THERE SHALL BE NO MORE THAN 5 DAYS BETWEEN THE LAST VISIT IN ONE WEEK AND THE FIRST VISIT IN THE NEXT WEEK. | N | Y | SUN-N-LAKES OF LAKE PLACID | 2163 US 27 SOUTH |  | LAKE PLACID | FL | 33852 |  | 4078691919 | 228 | MIKE WILSON | MIKE WILSON | 200 WEATHERSFIELD AVE. |  | ALTAMONTE SPRINGS | FL | 32714 |  | 4077745078 |  | INVESTOR | 378 | 288000 | 166 | 2019-08-13 | 2020-12-01 | DC05 | 500
5 | HIGHLANDS | SD |  | 6280274 | COMMUNITY | AERATION FOR REMOVAL OF ANY PRIMARY CONTAMINANT; ALKALINITY/PH ADJUSTMENT; CHLORAMIN ATION; CHLORINE DIOXIDE FOR OXIDATION OR DISINFECTION; FLUORIDATION; ION EXCHANGE FOR REMOVAL OF ANY SECONDARY CONTAMINANT, SULFIDE, OR ANY UNREGULATED CONTAMINANT; OR OZONATION. THE LEAD/CHIEF OPERATOR MUST BE CLASS C OR HIGHER. 5.0 MGD UP TO 10 MGD-STAFFING BY CLASS C OR HIGHER OPERATOR: 6 HOURS/DAY FOR 5 DAYS/WEEK AND ONE VISIT ON EACH WEEKEND DAY. 3.0 MGD UP TO 5.0 MGD-STAFFING BY CLASS C OR HIGHER OPERATOR: 3 HOURS/DAY FOR 5 DAYS/WEEK AND ONE VISIT ON EACH WEEKEND DAY. 1.0 MGD UP TO 3.0 MGD-STAFFING BY CLASS C OR HIGHER OPERATOR: 1 HOUR/DAY FOR 5 DAYS/WEEK AND ONE VISIT ON EACH WEEKEND DAY. 0.1 MGD UP TO 1.0 MGD-STAFFING BY CLASS C OR HIGHER OPERATOR: 5 VISITS/WEEK AND ONE VISIT EACH WEEKEND FOR A TOTAL OF 1.2 HOURS/WEEK. | N | Y | SUN N LAKES OF SEBRING WATER | 4217 COLUMBUS BLVD |  | SEBRING | FL | 33872 |  | 8633822196 |  | MIKE HURLEY | TANYA CANNADY | 5306 SUN N LAKES BLVD. |  | SEBRING | FL | 33872 |  | 8633822196 |  | INVESTOR | 7710 | 1500000 | 3315 | 2017-07-31 | 2020-06-11 | DC03 | 2000
5 | HIGHLANDS | SD |  | 6280286 | COMMUNITY | CHLORINATION; AERATION FOR REMOVAL OF ANY SECONDARY CONTAMINANT, SULFIDE, OR ANY UNREGULATED CONTAMINANT; CORROSION CONTROL INHIBITOR ADDITION; HYPOCHLORINATION; IRON OR MANGANESE SEQUESTRATION; OR ULTRAVIOLET RADIATION. THE LEAD/CHIEF OPERATOR MUST BE CLASS C OR HIGHER. 5.0 MGD AND ABOVE-STAFFING BY CLASS C OR HIGHER OPERATOR: 6 HOURS/DAY FOR 5 DAYS/WEEK AND ONE VISIT ON EACH WEEKEND DAY. 3.0 MGD UP TO 5.0 MGD-STAFFING BY CLASS C OR HIGHER OPERATOR: 1 HOUR/DAY FOR 5 DAYS/WEEK AND ONE VISIT ON EACH WEEKEND DAY. 0.25 MGD UP TO 3.0 MGD-STAFFING BY CLASS C OR HIGHER OPERATOR: 5 VISITS/WEEK AND ONE VISIT EACH WEEKEND FOR A TOTAL OF 0.6 HOUR/WEEK. | N | Y | LAKE PLACID, TOWN OF | 1069 US HWY 27 N |  | LAKE PLACID | FL | 33852 |  | 8636993747 |  | Joe Barber | [9 empty] | MUNICIPALITY | 4369 | 2912000 | 1700 | 2018-03-29 | 2020-12-01 | DC03 | 2000
5 | HIGHLANDS | SD | bhbandco@yahoo.com | 6280290 | NONTRANSIENT NONCOMMUNITY | CHLORINATION; AERATION FOR REMOVAL OF ANY SECONDARY CONTAMINANT, SULFIDE, OR ANY UNREGULATED CONTAMINANT; CORROSION CONTROL INHIBITOR ADDITION; HYPOCHLORINATION; IRON OR MANGANESE SEQUESTRATION; OR ULTRAVIOLET RADIATION. THE LEAD/CHIEF OPERATOR MUST BE CLASS D OR HIGHER. 50,000 GPD UP TO 0.25 MGD-STAFFING BY CLASS D OR HIGHER OPERATOR: 3 VISITS/WEEK ON NONCONSECUTIVE DAYS FOR A TOTAL OF 0.3 HOUR/WEEK. LESS THAN 50,000 GPD-STAFFING BY A CLASS D OR HIGHER OPERATOR: 2 VISITS/WEEK ON NONCONSECUTIVE DAYS FOR A TOTAL OF 0.2 HOUR/WEEK. THERE SHALL BE NO MORE THAN 5 DAYS BETWEEN THE LAST VISIT IN ONE WEEK AND THE FIRST VISIT IN THE NEXT WEEK. | N | Y | BRASWELL'S HERITAGE ESTATES | 2902 BRUCE LANE |  | SEBRING | FL | 33870 |  | 8633857034 |  | BRUCE BRASWELL | BRUCE BRASWELL | 2902 BRUCE LANE |  | SEBRING | FL | 33870 |  | 8633857034 |  | INVESTOR | 150 | 25000 | 94 | 2013-04-18 | 2019-05-20 | NTNC | 100
5 | HIGHLANDS | SD |  | 6280292 | NONCOMMUNITY | CHLORINATION; AERATION FOR REMOVAL OF ANY SECONDARY CONTAMINANT, SULFIDE, OR ANY UNREGULATED CONTAMINANT; CORROSION CONTROL INHIBITOR ADDITION; HYPOCHLORINATION; IRON OR MANGANESE SEQUESTRATION; OR ULTRAVIOLET RADIATION. THE LEAD/CHIEF OPERATOR MUST BE CLASS D OR HIGHER. 50,000 GPD UP TO 0.25 MGD-STAFFING BY CLASS D OR HIGHER OPERATOR: 3 VISITS/WEEK ON NONCONSECUTIVE DAYS FOR A TOTAL OF 0.3 HOUR/WEEK. LESS THAN 50,000 GPD-STAFFING BY A CLASS D OR HIGHER OPERATOR: 2 VISITS/WEEK ON NONCONSECUTIVE DAYS FOR A TOTAL OF 0.2 HOUR/WEEK. THERE SHALL BE NO MORE THAN 5 DAYS BETWEEN THE LAST VISIT IN ONE WEEK AND THE FIRST VISIT IN THE NEXT WEEK. | N | Y | THE GATOR SHACK | 4651 U.S. 98 |  | SEBRING | FL | 33870 |  | 8636556000 |  | LARRY GRANT | LARRY GRANT | 4651 US 98 |  | SEBRING | FL | 33870 |  | 8636556000 |  | INVESTOR | 400 | 10000 | 21 | 2014-04-23 | 2020-08-12 | NC01 | 50
5 | HIGHLANDS | SD |  | 6280296 | COMMUNITY | CHLORINATION; AERATION FOR REMOVAL OF ANY SECONDARY CONTAMINANT, SULFIDE, OR ANY UNREGULATED CONTAMINANT; CORROSION CONTROL INHIBITOR ADDITION; HYPOCHLORINATION; IRON OR MANGANESE SEQUESTRATION; OR ULTRAVIOLET RADIATION. THE LEAD/CHIEF OPERATOR MUST BE CLASS D OR HIGHER. 50,000 GPD UP TO 0.25 MGD-STAFFING BY CLASS D OR HIGHER OPERATOR: 3 VISITS/WEEK ON NONCONSECUTIVE DAYS FOR A TOTAL OF 0.3 HOUR/WEEK. LESS THAN 50,000 GPD-STAFFING BY A CLASS D OR HIGHER OPERATOR: 2 VISITS/WEEK ON NONCONSECUTIVE DAYS FOR A TOTAL OF 0.2 HOUR/WEEK. THERE SHALL BE NO MORE THAN 5 DAYS BETWEEN THE LAST VISIT IN ONE WEEK AND THE FIRST VISIT IN THE NEXT WEEK. | N | Y | TROPICAL HARBOR ESTATES | 690 RICKERT DRIVE |  | LAKE PLACID | FL | 33852 |  | 8634654112 |  | WAYNE RICKERT | WAYNE RICKERT | 5517 21ST AVE WEST | SUITE H | BRADENTON | FL | 34209 |  | 9417952261 |  | INVESTOR | 650 | 351000 | 438 | 2014-07-15 | 2019-04-01 | DC04 | 1000
5 | HIGHLANDS | SD |  | 6280304 | COMMUNITY | CHLORINATION; AERATION FOR REMOVAL OF ANY SECONDARY CONTAMINANT, SULFIDE, OR ANY UNREGULATED CONTAMINANT; CORROSION CONTROL INHIBITOR ADDITION; HYPOCHLORINATION; IRON OR MANGANESE SEQUESTRATION; OR ULTRAVIOLET RADIATION. THE LEAD/CHIEF OPERATOR MUST BE CLASS D OR HIGHER. 50,000 GPD UP TO 0.25 MGD-STAFFING BY CLASS D OR HIGHER OPERATOR: 3 VISITS/WEEK ON NONCONSECUTIVE DAYS FOR A TOTAL OF 0.3 HOUR/WEEK. LESS THAN 50,000 GPD-STAFFING BY A CLASS D OR HIGHER OPERATOR: 2 VISITS/WEEK ON NONCONSECUTIVE DAYS FOR A TOTAL OF 0.2 HOUR/WEEK. THERE SHALL BE NO MORE THAN 5 DAYS BETWEEN THE LAST VISIT IN ONE WEEK AND THE FIRST VISIT IN THE NEXT WEEK. | N | Y | LP WATER WORKS INC. | 100 SHORELINE DRIVE |  | LAKE PLACID | FL | 33852 |  | 8636991991 |  | RON DEROSSETT | GARY DEREMER | 4939 CROSS BAYOU BLVD. |  | NEW PORT RICHEY | FL | 34652 |  | 7278488292 |  | INVESTOR | 800 | 200000 | 440 | 2018-03-24 | 2020-11-19 | DC05 | 500
5 | HIGHLANDS | SD |  | 6284031 | NONCOMMUNITY | CHLORINATION; AERATION FOR REMOVAL OF ANY SECONDARY CONTAMINANT, SULFIDE, OR ANY UNREGULATED CONTAMINANT; CORROSION CONTROL INHIBITOR ADDITION; HYPOCHLORINATION; IRON OR MANGANESE SEQUESTRATION; OR ULTRAVIOLET RADIATION. THE LEAD/CHIEF OPERATOR MUST BE CLASS D OR HIGHER. 50,000 GPD UP TO 0.25 MGD-STAFFING BY CLASS D OR HIGHER OPERATOR: 3 VISITS/WEEK ON NONCONSECUTIVE DAYS FOR A TOTAL OF 0.3 HOUR/WEEK. LESS THAN 50,000 GPD-STAFFING BY A CLASS D OR HIGHER OPERATOR: 2 VISITS/WEEK ON NONCONSECUTIVE DAYS FOR A TOTAL OF 0.2 HOUR/WEEK. THERE SHALL BE NO MORE THAN 5 DAYS BETWEEN THE LAST VISIT IN ONE WEEK AND THE FIRST VISIT IN THE NEXT WEEK. | N | Y | LAKE GRASSY HOMESITES | 321 SR 29 |  | LAKE PLACID | FL | 33852 |  | 8634650552 |  |  | NORMAN PEKAR | 4E PALM CIRCLE |  | LAKE PLACID | FL | 33852 |  | 8634650552 |  | OTHER | 70 | 20000 | 35 | 2014-05-16 | 2019-05-20 | NC01 | 50
5 | HIGHLANDS | SD |  | 6284066 | NONCOMMUNITY | AERATION FOR REMOVAL OF ANY PRIMARY CONTAMINANT; ALKALINITY/PH ADJUSTMENT; CHLORAMIN ATION; CHLORINE DIOXIDE FOR OXIDATION OR DISINFECTION; FLUORIDATION; ION EXCHANGE FOR REMOVAL OF ANY SECONDARY CONTAMINANT, SULFIDE, OR ANY UNREGULATED CONTAMINANT; OR OZONATION LESS THAN 0.1 MGD. STAFFING BY A CLASS D OR HIGHER OPERATOR: 3 VISITS/WEEK ON NONCONSECUTIVE DAYS FOR A TOTAL OF 0.6 HOUR/WEEK. THE LEAD/CHIEF OPERATOR MUST BE CLASS D OR HIGHER. | N | Y | CIRCLE K #7451 | STATE ROAD 70 & U.S. 27 SOUTH |  | LAKE PLACID | FL | 33852 |  | 8634656570 |  |  | CHERYL BARROW | 3802 CORPOREX PARK DR. | STE 200 | TAMPA | FL | 33619 |  | 8139106878 |  | INVESTOR | 200 | 10000 | 1 | 2014-05-02 | 2020-09-01 | NC01 | 50
5 | HIGHLANDS | SD |  | 6284072 | NONCOMMUNITY | CHLORINATION; AERATION FOR REMOVAL OF ANY SECONDARY CONTAMINANT, SULFIDE, OR ANY UNREGULATED CONTAMINANT; CORROSION CONTROL INHIBITOR ADDITION; HYPOCHLORINATION; IRON OR MANGANESE SEQUESTRATION; OR ULTRAVIOLET RADIATION. THE LEAD/CHIEF OPERATOR MUST BE CLASS D OR HIGHER. 50,000 GPD UP TO 0.25 MGD-STAFFING BY CLASS D OR HIGHER OPERATOR: 3 VISITS/WEEK ON NONCONSECUTIVE DAYS FOR A TOTAL OF 0.3 HOUR/WEEK. LESS THAN 50,000 GPD-STAFFING BY A CLASS D OR HIGHER OPERATOR: 2 VISITS/WEEK ON NONCONSECUTIVE DAYS FOR A TOTAL OF 0.2 HOUR/WEEK. THERE SHALL BE NO MORE THAN 5 DAYS BETWEEN THE LAST VISIT IN ONE WEEK AND THE FIRST VISIT IN THE NEXT WEEK. | N | Y | DEE'S DINNER LAKE APARTMENTS | 2029 ARBUCKLE CREEK ROAD |  | SEBRING | FL | 33870 |  | 8633822221 |  | TURCABBITS LIMITED PARTNERSHIP | TURCABBITS LIMITED PARTNERSHIP | 11410 74TH AVE |  | SEMINOLE | FL | 33772 |  | 7274232053 |  | INVESTOR | 50 | 5000 | 23 | 2012-02-13 | 2016-12-15 | NC01 | 50
5 | HIGHLANDS | SD |  | 6284074 | COMMUNITY | CHLORINATION; AERATION FOR REMOVAL OF ANY SECONDARY CONTAMINANT, SULFIDE, OR ANY UNREGULATED CONTAMINANT; CORROSION CONTROL INHIBITOR ADDITION; HYPOCHLORINATION; IRON OR MANGANESE SEQUESTRATION; OR ULTRAVIOLET RADIATION. THE LEAD/CHIEF OPERATOR MUST BE CLASS C OR HIGHER. 5.0 MGD AND ABOVE-STAFFING BY CLASS C OR HIGHER OPERATOR: 6 HOURS/DAY FOR 5 DAYS/WEEK AND ONE VISIT ON EACH WEEKEND DAY. 3.0 MGD UP TO 5.0 MGD-STAFFING BY CLASS C OR HIGHER OPERATOR: 1 HOUR/DAY FOR 5 DAYS/WEEK AND ONE VISIT ON EACH WEEKEND DAY. 0.25 MGD UP TO 3.0 MGD-STAFFING BY CLASS C OR HIGHER OPERATOR: 5 VISITS/WEEK AND ONE VISIT EACH WEEKEND FOR A TOTAL OF 0.6 HOUR/WEEK. | N | Y | TOMOKA HEIGHTS | 1069 US HWY 27 N |  | LAKE PLACID | FL | 33852 |  | 8634026877 |  | JOE BARBER | LAURA LAWYER | 1069 US 27 NORTH |  | LAKE PLACID | FL | 33852 |  | 8636993747 |  | INVESTOR | 2670 | 1785000 | 1096 | 2016-04-21 | 2019-07-10 | DC03 | 2000
5 | HIGHLANDS | SD |  | 6284075 | COMMUNITY | CHLORINATION; AERATION FOR REMOVAL OF ANY SECONDARY CONTAMINANT, SULFIDE, OR ANY UNREGULATED CONTAMINANT; CORROSION CONTROL INHIBITOR ADDITION; HYPOCHLORINATION; IRON OR MANGANESE SEQUESTRATION; OR ULTRAVIOLET RADIATION. THE LEAD/CHIEF OPERATOR MUST BE CLASS C OR HIGHER. 5.0 MGD AND ABOVE-STAFFING BY CLASS C OR HIGHER OPERATOR: 6 HOURS/DAY FOR 5 DAYS/WEEK AND ONE VISIT ON EACH WEEKEND DAY. 3.0 MGD UP TO 5.0 MGD-STAFFING BY CLASS C OR HIGHER OPERATOR: 1 HOUR/DAY FOR 5 DAYS/WEEK AND ONE VISIT ON EACH WEEKEND DAY. 0.25 MGD UP TO 3.0 MGD-STAFFING BY CLASS C OR HIGHER OPERATOR: 5 VISITS/WEEK AND ONE VISIT EACH WEEKEND FOR A TOTAL OF 0.6 HOUR/WEEK. | N | Y | BUTTONWOOD BAY MHP | 10001 US 27 SOUTH |  | SEBRING | FL | 33876 |  | 8636551122 |  | ANGELA CUMMINS | TOM OBRANOVIC | 27777 FRANKLIN ROAD | SUITE 200 | SOUTHFIELD | MI | 48034 |  | 2482082500 |  | INVESTOR | 2000 | 542000 | 976 | 2016-10-19 | 2019-07-16 | DC04 | 1000
5 | HIGHLANDS | SD |  | 6284077 | COMMUNITY | CHLORINATION; AERATION FOR REMOVAL OF ANY SECONDARY CONTAMINANT, SULFIDE, OR ANY UNREGULATED CONTAMINANT; CORROSION CONTROL INHIBITOR ADDITION; HYPOCHLORINATION; IRON OR MANGANESE SEQUESTRATION; OR ULTRAVIOLET RADIATION. THE LEAD/CHIEF OPERATOR MUST BE CLASS D OR HIGHER. 50,000 GPD UP TO 0.25 MGD-STAFFING BY CLASS D OR HIGHER OPERATOR: 3 VISITS/WEEK ON NONCONSECUTIVE DAYS FOR A TOTAL OF 0.3 HOUR/WEEK. LESS THAN 50,000 GPD-STAFFING BY A CLASS D OR HIGHER OPERATOR: 2 VISITS/WEEK ON NONCONSECUTIVE DAYS FOR A TOTAL OF 0.2 HOUR/WEEK. THERE SHALL BE NO MORE THAN 5 DAYS BETWEEN THE LAST VISIT IN ONE WEEK AND THE FIRST VISIT IN THE NEXT WEEK. | N | Y | ORANGE BLOSSOM FELLOWSHIP | 1400 COUNTY ROAD 17A NORTH |  | AVON PARK | FL | 33825 |  | 8634520707 |  |  | THOMAS HERMIZ | 1400 CR 17A NORTH | LOT 53 | AVON PARK | FL | 33825 |  | 8634520707 |  | OTHER | 150 | 96000 | 84 | 2013-12-06 | 2019-06-06 | DC051 | 100
5 | HIGHLANDS | SD |  | 6284082 | NONTRANSIENT NONCOMMUNITY | CHLORINATION; AERATION FOR REMOVAL OF ANY SECONDARY CONTAMINANT, SULFIDE, OR ANY UNREGULATED CONTAMINANT; CORROSION CONTROL INHIBITOR ADDITION; HYPOCHLORINATION; IRON OR MANGANESE SEQUESTRATION; OR ULTRAVIOLET RADIATION. THE LEAD/CHIEF OPERATOR MUST BE CLASS D OR HIGHER. 50,000 GPD UP TO 0.25 MGD-STAFFING BY CLASS D OR HIGHER OPERATOR: 3 VISITS/WEEK ON NONCONSECUTIVE DAYS FOR A TOTAL OF 0.3 HOUR/WEEK. LESS THAN 50,000 GPD-STAFFING BY A CLASS D OR HIGHER OPERATOR: 2 VISITS/WEEK ON NONCONSECUTIVE DAYS FOR A TOTAL OF 0.2 HOUR/WEEK. THERE SHALL BE NO MORE THAN 5 DAYS BETWEEN THE LAST VISIT IN ONE WEEK AND THE FIRST VISIT IN THE NEXT WEEK. | N | Y | BONNET LAKE CAMPGROUND | 2825 S.R. 17 SOUTH |  | AVON PARK | FL | 33825 |  | 8633853700 |  | BONNET LAKE CAMPGROUND, LLC | BONNET LAKE CAMPGROUND, LLC | 812 SEYMOUR RD |  | BEAR | DE | 19701 |  | 3025591995 |  | INVESTOR | 280 | 15000 | 170 | 2017-06-06 | 2020-08-21 | NTNC | 100
5 | HIGHLANDS | SD |  | 6284089 | COMMUNITY | CHLORINATION; AERATION FOR REMOVAL OF ANY SECONDARY CONTAMINANT, SULFIDE, OR ANY UNREGULATED CONTAMINANT; CORROSION CONTROL INHIBITOR ADDITION; HYPOCHLORINATION; IRON OR MANGANESE SEQUESTRATION; OR ULTRAVIOLET RADIATION. THE LEAD/CHIEF OPERATOR MUST BE CLASS D OR HIGHER. 50,000 GPD UP TO 0.25 MGD-STAFFING BY CLASS D OR HIGHER OPERATOR: 3 VISITS/WEEK ON NONCONSECUTIVE DAYS FOR A TOTAL OF 0.3 HOUR/WEEK. LESS THAN 50,000 GPD-STAFFING BY A CLASS D OR HIGHER OPERATOR: 2 VISITS/WEEK ON NONCONSECUTIVE DAYS FOR A TOTAL OF 0.2 HOUR/WEEK. THERE SHALL BE NO MORE THAN 5 DAYS BETWEEN THE LAST VISIT IN ONE WEEK AND THE FIRST VISIT IN THE NEXT WEEK. | N | Y | MEADOWLAKE SUBDIVISION | 2 MEADOWLAKE CIRCLE SOUTH |  | LAKE PLACID | FL | 33852 |  | 8634653008 |  | KAREN DENNING | V HORNE | 2 MEADOWLAKE CIRCLE SOUTH |  | LAKE PLACID | FL | 33852 |  | 3059657411 |  | INVESTOR | 84 | 25000 | 37 | 2014-05-02 | 2019-07-15 | DC06 | 100
5 | HIGHLANDS | SD |  | 6284094 | NONCOMMUNITY | CHLORINATION; AERATION FOR REMOVAL OF ANY SECONDARY CONTAMINANT, SULFIDE, OR ANY UNREGULATED CONTAMINANT; CORROSION CONTROL INHIBITOR ADDITION; HYPOCHLORINATION; IRON OR MANGANESE SEQUESTRATION; OR ULTRAVIOLET RADIATION. THE LEAD/CHIEF OPERATOR MUST BE CLASS D OR HIGHER. 50,000 GPD UP TO 0.25 MGD-STAFFING BY CLASS D OR HIGHER OPERATOR: 3 VISITS/WEEK ON NONCONSECUTIVE DAYS FOR A TOTAL OF 0.3 HOUR/WEEK. LESS THAN 50,000 GPD-STAFFING BY A CLASS D OR HIGHER OPERATOR: 2 VISITS/WEEK ON NONCONSECUTIVE DAYS FOR A TOTAL OF 0.2 HOUR/WEEK. THERE SHALL BE NO MORE THAN 5 DAYS BETWEEN THE LAST VISIT IN ONE WEEK AND THE FIRST VISIT IN THE NEXT WEEK. | N | Y | LAKE PLACID CONFERENCE CENTER | 2665 PLACID VIEW DR |  | LAKE PLACID | FL | 33852 |  | 8634652197 |  | VANESSA SACKETT | VANESSA SACKETT | 2665 PLACID VIEW DRIVE |  | LAKE PLACID | FL | 33852 |  | 8634652197 |  | INVESTOR | 142 | 36000 | 10 | 2014-01-14 | 2016-12-15 | NC01 | 50
5 | HIGHLANDS | SD |  | 6284095 | NONCOMMUNITY | CHLORINATION; AERATION FOR REMOVAL OF ANY SECONDARY CONTAMINANT, SULFIDE, OR ANY UNREGULATED CONTAMINANT; CORROSION CONTROL INHIBITOR ADDITION; HYPOCHLORINATION; IRON OR MANGANESE SEQUESTRATION; OR ULTRAVIOLET RADIATION. THE LEAD/CHIEF OPERATOR MUST BE CLASS D OR HIGHER. 50,000 GPD UP TO 0.25 MGD-STAFFING BY CLASS D OR HIGHER OPERATOR: 3 VISITS/WEEK ON NONCONSECUTIVE DAYS FOR A TOTAL OF 0.3 HOUR/WEEK. LESS THAN 50,000 GPD-STAFFING BY A CLASS D OR HIGHER OPERATOR: 2 VISITS/WEEK ON NONCONSECUTIVE DAYS FOR A TOTAL OF 0.2 HOUR/WEEK. THERE SHALL BE NO MORE THAN 5 DAYS BETWEEN THE LAST VISIT IN ONE WEEK AND THE FIRST VISIT IN THE NEXT WEEK. | N | Y | QUAIL COVE SUBDIVISION | OFF LAKE JUNE ROAD | P.O. BOX 690 | LAKE PLACID | FL | 33862 |  | 8634656911 |  | JON GEITNER | JON GEITNER | PO BOX 690 |  | LAKE PLACID | FL | 33862 |  | 8636995467 |  | INVESTOR | 25 | 25000 | 16 | 2019-04-10 | 2020-09-01 | NC01 | 50
5 | HIGHLANDS | SD |  | 6284097 | COMMUNITY | CHLORINATION; AERATION FOR REMOVAL OF ANY SECONDARY CONTAMINANT, SULFIDE, OR ANY UNREGULATED CONTAMINANT; CORROSION CONTROL INHIBITOR ADDITION; HYPOCHLORINATION; IRON OR MANGANESE SEQUESTRATION; OR ULTRAVIOLET RADIATION. THE LEAD/CHIEF OPERATOR MUST BE CLASS D OR HIGHER. 50,000 GPD UP TO 0.25 MGD-STAFFING BY CLASS D OR HIGHER OPERATOR: 3 VISITS/WEEK ON NONCONSECUTIVE DAYS FOR A TOTAL OF 0.3 HOUR/WEEK. LESS THAN 50,000 GPD-STAFFING BY A CLASS D OR HIGHER OPERATOR: 2 VISITS/WEEK ON NONCONSECUTIVE DAYS FOR A TOTAL OF 0.2 HOUR/WEEK. THERE SHALL BE NO MORE THAN 5 DAYS BETWEEN THE LAST VISIT IN ONE WEEK AND THE FIRST VISIT IN THE NEXT WEEK. | N | Y | DEEANN LAKEFRONT ESTATES | 409 STEPHEN DRIVE |  | LAKE PLACID | FL | 33852 |  | 5025532084 |  | LES WABNITZ | LES WABNITZ | 409 STEVEN DR. |  | LAKE PLACID | FL | 33852 |  | 5025532084 |  | INVESTOR | 130 | 11000 | 70 | 2013-04-13 | 2020-09-01 | DC06 | 100
5 | HIGHLANDS | SD |  | 6284112 | NONCOMMUNITY | CHLORINATION; AERATION FOR REMOVAL OF ANY SECONDARY CONTAMINANT, SULFIDE, OR ANY UNREGULATED CONTAMINANT; CORROSION CONTROL INHIBITOR ADDITION; HYPOCHLORINATION; IRON OR MANGANESE SEQUESTRATION; OR ULTRAVIOLET RADIATION. THE LEAD/CHIEF OPERATOR MUST BE CLASS D OR HIGHER. 50,000 GPD UP TO 0.25 MGD-STAFFING BY CLASS D OR HIGHER OPERATOR: 3 VISITS/WEEK ON NONCONSECUTIVE DAYS FOR A TOTAL OF 0.3 HOUR/WEEK. LESS THAN 50,000 GPD-STAFFING BY A CLASS D OR HIGHER OPERATOR: 2 VISITS/WEEK ON NONCONSECUTIVE DAYS FOR A TOTAL OF 0.2 HOUR/WEEK. THERE SHALL BE NO MORE THAN 5 DAYS BETWEEN THE LAST VISIT IN ONE WEEK AND THE FIRST VISIT IN THE NEXT WEEK. | N | Y | 27 TRUCK STOP | 2758 US 27 SOUTH |  | LAKE PLACID | FL | 33852 |  | 5619005161 |  | Mohammad Azam | WAZID BAKSH | 2758 US 27 |  | LAKE PLACID | FL | 33852 |  |  |  | INVESTOR | 25 | 5000 | 1 | 2016-10-03 | 2020-09-01 | NC01 | 50
5 | HIGHLANDS | SD |  | 6284114 | COMMUNITY | CHLORINATION; AERATION FOR REMOVAL OF ANY SECONDARY CONTAMINANT, SULFIDE, OR ANY UNREGULATED CONTAMINANT; CORROSION CONTROL INHIBITOR ADDITION; HYPOCHLORINATION; IRON OR MANGANESE SEQUESTRATION; OR ULTRAVIOLET RADIATION. THE LEAD/CHIEF OPERATOR MUST BE CLASS D OR HIGHER. 50,000 GPD UP TO 0.25 MGD-STAFFING BY CLASS D OR HIGHER OPERATOR: 3 VISITS/WEEK ON NONCONSECUTIVE DAYS FOR A TOTAL OF 0.3 HOUR/WEEK. LESS THAN 50,000 GPD-STAFFING BY A CLASS D OR HIGHER OPERATOR: 2 VISITS/WEEK ON NONCONSECUTIVE DAYS FOR A TOTAL OF 0.2 HOUR/WEEK. THERE SHALL BE NO MORE THAN 5 DAYS BETWEEN THE LAST VISIT IN ONE WEEK AND THE FIRST VISIT IN THE NEXT WEEK. | N | Y | COUNTRY WALK UTILITIES, INC. | 29 LAKESIDE TRAIL |  | LAKE PLACID | FL | 33852 |  | 9045409765 |  |  | GARY DEREMER | 4939 CROSS BAYOU BLVD. |  | NEW PORT RICHEY | FL | 34652 |  | 7278488292 |  | INVESTOR | 167 | 100600 | 69 | 2021-07-13 | 2019-05-29 | DC051 | 100
6 | HILLSBOROUGH | SWHI |  | 6290017 | COMMUNITY | CHLORINATION; AERATION FOR REMOVAL OF ANY SECONDARY CONTAMINANT, SULFIDE, OR ANY UNREGULATED CONTAMINANT; CORROSION CONTROL INHIBITOR ADDITION; HYPOCHLORINATION; IRON OR MANGANESE SEQUESTRATION; OR ULTRAVIOLET RADIATION. THE LEAD/CHIEF OPERATOR MUST BE CLASS D OR HIGHER. 50,000 GPD UP TO 0.25 MGD-STAFFING BY CLASS D OR HIGHER OPERATOR: 3 VISITS/WEEK ON NONCONSECUTIVE DAYS FOR A TOTAL OF 0.3 HOUR/WEEK. LESS THAN 50,000 GPD-STAFFING BY A CLASS D OR HIGHER OPERATOR: 2 VISITS/WEEK ON NONCONSECUTIVE DAYS FOR A TOTAL OF 0.2 HOUR/WEEK. THERE SHALL BE NO MORE THAN 5 DAYS BETWEEN THE LAST VISIT IN ONE WEEK AND THE FIRST VISIT IN THE NEXT WEEK. | N | Y | THE WOODLANDS ON CLAY | 11010 CLAY PIT ROAD |  | TAMPA | FL | 33610 |  | 8135620032 |  | DEBBIE SMITH | BAR TAMPA, LLC | PO BOX 540264 |  | ORLANDO | FL | 32854 | 264 | 3525843108 |  | INVESTOR | 75 | 20000 | 31 | 2021-06-17 | 2021-05-04 | DC06 | 100
6 | HILLSBOROUGH | SWHI | ARTGRANDESTATES@GMAIL.COM | 6290047 | COMMUNITY | CHLORINATION; AERATION FOR REMOVAL OF ANY SECONDARY CONTAMINANT, SULFIDE, OR ANY UNREGULATED CONTAMINANT; CORROSION CONTROL INHIBITOR ADDITION; HYPOCHLORINATION; IRON OR MANGANESE SEQUESTRATION; OR ULTRAVIOLET RADIATION. THE LEAD/CHIEF OPERATOR MUST BE CLASS D OR HIGHER. 50,000 GPD UP TO 0.25 MGD-STAFFING BY CLASS D OR HIGHER OPERATOR: 3 VISITS/WEEK ON NONCONSECUTIVE DAYS FOR A TOTAL OF 0.3 HOUR/WEEK. LESS THAN 50,000 GPD-STAFFING BY A CLASS D OR HIGHER OPERATOR: 2 VISITS/WEEK ON NONCONSECUTIVE DAYS FOR A TOTAL OF 0.2 HOUR/WEEK. THERE SHALL BE NO MORE THAN 5 DAYS BETWEEN THE LAST VISIT IN ONE WEEK AND THE FIRST VISIT IN THE NEXT WEEK. | N | Y | PARKVIEW MHP | 10801 MAIN STREET |  | THONOTOSASSA | FL | 33592 |  | 8137606369 |  | ARTUR SELITSKIY | MHP TAMPA FAMILY LLC | 3500 PIEDMONT ROAD, SUITE 330 |  | ATLANTA | GA | 30305 |  | 6462673327 |  | INVESTOR | 60 | 19000 | 24 | 2021-11-05 | 2020-02-11 | DC06 | 100
6 | HILLSBOROUGH | SWHI |  | 6290075 | NONCOMMUNITY | CHLORINATION; AERATION FOR REMOVAL OF ANY SECONDARY CONTAMINANT, SULFIDE, OR ANY UNREGULATED CONTAMINANT; CORROSION CONTROL INHIBITOR ADDITION; HYPOCHLORINATION; IRON OR MANGANESE SEQUESTRATION; OR ULTRAVIOLET RADIATION. THE LEAD/CHIEF OPERATOR MUST BE CLASS D OR HIGHER. 50,000 GPD UP TO 0.25 MGD-STAFFING BY CLASS D OR HIGHER OPERATOR: 3 VISITS/WEEK ON NONCONSECUTIVE DAYS FOR A TOTAL OF 0.3 HOUR/WEEK. LESS THAN 50,000 GPD-STAFFING BY A CLASS D OR HIGHER OPERATOR: 2 VISITS/WEEK ON NONCONSECUTIVE DAYS FOR A TOTAL OF 0.2 HOUR/WEEK. THERE SHALL BE NO MORE THAN 5 DAYS BETWEEN THE LAST VISIT IN ONE WEEK AND THE FIRST VISIT IN THE NEXT WEEK. | N | Y | HCPRD/ANTIOCH COUNTY PARK | 8510 FRANKLIN ROAD |  | PLANT CITY | FL | 33565 |  | 8132725840 |  | CHRISTOPHER SANZ | HILLSBOROUGH CTY PARKS & RECREATION MU1 | PO BOX 1110 |  | TAMPA | FL | 33601 |  | 8132676439 |  | MUNICIPALITY | 300 | 50000 | 5 | 2020-03-05 | 2019-03-14 | NC01 | 50
6 | HILLSBOROUGH | SWHI |  | 6290086 | OTHER PUBLIC WATER SYSTEM | CHLORINATION; AERATION FOR REMOVAL OF ANY SECONDARY CONTAMINANT, SULFIDE, OR ANY UNREGULATED CONTAMINANT; CORROSION CONTROL INHIBITOR ADDITION; HYPOCHLORINATION; IRON OR MANGANESE SEQUESTRATION; OR ULTRAVIOLET RADIATION. THE LEAD/CHIEF OPERATOR MUST BE CLASS D OR HIGHER. 50,000 GPD UP TO 0.25 MGD-STAFFING BY CLASS D OR HIGHER OPERATOR: 3 VISITS/WEEK ON NONCONSECUTIVE DAYS FOR A TOTAL OF 0.3 HOUR/WEEK. LESS THAN 50,000 GPD-STAFFING BY A CLASS D OR HIGHER OPERATOR: 2 VISITS/WEEK ON NONCONSECUTIVE DAYS FOR A TOTAL OF 0.2 HOUR/WEEK. THERE SHALL BE NO MORE THAN 5 DAYS BETWEEN THE LAST VISIT IN ONE WEEK AND THE FIRST VISIT IN THE NEXT WEEK. | N | Y | CJ RENTALS | 15101 N. 15TH STREET |  | LUTZ | FL | 33549 |  | 8136797993 |  | DAVE JENNINGS | DAVE JENNINGS | PO BOX 1981 |  | LUTZ | FL | 33548 |  | 8136797993 |  | INVESTOR | 23 | 6500 | 13 | 2019-09-11 | 2018-01-31 | NAF | 0
6 | HILLSBOROUGH | SWHI |  | 6290097 | OTHER PUBLIC WATER SYSTEM | CHLORINATION; AERATION FOR REMOVAL OF ANY SECONDARY CONTAMINANT, SULFIDE, OR ANY UNREGULATED CONTAMINANT; CORROSION CONTROL INHIBITOR ADDITION; HYPOCHLORINATION; IRON OR MANGANESE SEQUESTRATION; OR ULTRAVIOLET RADIATION. THE LEAD/CHIEF OPERATOR MUST BE CLASS D OR HIGHER. 50,000 GPD UP TO 0.25 MGD-STAFFING BY CLASS D OR HIGHER OPERATOR: 3 VISITS/WEEK ON NONCONSECUTIVE DAYS FOR A TOTAL OF 0.3 HOUR/WEEK. LESS THAN 50,000 GPD-STAFFING BY A CLASS D OR HIGHER OPERATOR: 2 VISITS/WEEK ON NONCONSECUTIVE DAYS FOR A TOTAL OF 0.2 HOUR/WEEK. THERE SHALL BE NO MORE THAN 5 DAYS BETWEEN THE LAST VISIT IN ONE WEEK AND THE FIRST VISIT IN THE NEXT WEEK. | N | Y | B & W TP | 11301 MCMULLEN ROAD |  | TAMPA | FL | 33584 |  | 8136211133 |  | W DENTON | B & W TP | 501 S. VITCH ST |  | ARLINGTON | VA | 33584 |  | 8136211133 |  | INVESTOR | 20 | 38000 | 13 |  |  | NAF | 0
6 | HILLSBOROUGH | SWHI | INFO@HOPEWELLBAPTISTFL.ORG | 6290100 | NONCOMMUNITY | CHLORINATION; AERATION FOR REMOVAL OF ANY SECONDARY CONTAMINANT, SULFIDE, OR ANY UNREGULATED CONTAMINANT; CORROSION CONTROL INHIBITOR ADDITION; HYPOCHLORINATION; IRON OR MANGANESE SEQUESTRATION; OR ULTRAVIOLET RADIATION. THE LEAD/CHIEF OPERATOR MUST BE CLASS D OR HIGHER. 50,000 GPD UP TO 0.25 MGD-STAFFING BY CLASS D OR HIGHER OPERATOR: 3 VISITS/WEEK ON NONCONSECUTIVE DAYS FOR A TOTAL OF 0.3 HOUR/WEEK. LESS THAN 50,000 GPD-STAFFING BY A CLASS D OR HIGHER OPERATOR: 2 VISITS/WEEK ON NONCONSECUTIVE DAYS FOR A TOTAL OF 0.2 HOUR/WEEK. THERE SHALL BE NO MORE THAN 5 DAYS BETWEEN THE LAST VISIT IN ONE WEEK AND THE FIRST VISIT IN THE NEXT WEEK. | N | Y | HOPEWELL BAPTIST CHURCH | 6001 COUNTY ROAD 39 SOUTH |  | PLANT CITY | FL | 33567 |  | 8137373053 |  | STEVEN JONES | HOPEWELL BAPTIST CHRUCH | 6001 COUNTY ROAD 39 SOUTH |  | PLANT CITY | FL | 33567 |  | 8137373053 |  | OTHER | 175 | 1000 | 4 | 2019-07-25 | 2021-05-14 | NC01 | 50
6 | HILLSBOROUGH | SWHI |  | 6290101 | NONCOMMUNITY | CHLORINATION; AERATION FOR REMOVAL OF ANY SECONDARY CONTAMINANT, SULFIDE, OR ANY UNREGULATED CONTAMINANT; CORROSION CONTROL INHIBITOR ADDITION; HYPOCHLORINATION; IRON OR MANGANESE SEQUESTRATION; OR ULTRAVIOLET RADIATION. THE LEAD/CHIEF OPERATOR MUST BE CLASS D OR HIGHER. 50,000 GPD UP TO 0.25 MGD-STAFFING BY CLASS D OR HIGHER OPERATOR: 3 VISITS/WEEK ON NONCONSECUTIVE DAYS FOR A TOTAL OF 0.3 HOUR/WEEK. LESS THAN 50,000 GPD-STAFFING BY A CLASS D OR HIGHER OPERATOR: 2 VISITS/WEEK ON NONCONSECUTIVE DAYS FOR A TOTAL OF 0.2 HOUR/WEEK. THERE SHALL BE NO MORE THAN 5 DAYS BETWEEN THE LAST VISIT IN ONE WEEK AND THE FIRST VISIT IN THE NEXT WEEK. | N | Y | CHARLIES XPRESS MART | 2424 U.S. HIGHWAY 92 E. |  | PLANT CITY | FL | 33566 |  | 8137640363 |  | AHMAD AZIZ | CHARLIES EXPRESS MART | 2424 U.S. HIGHWAY 92 EAST |  | PLANT CITY | FL | 33566 |  | 8137640363 |  | INVESTOR | 100 | 2250 | 1 | 2019-08-08 | 2021-02-11 | NC01 | 50
6 | HILLSBOROUGH | SWHI |  | 6290109 | OTHER PUBLIC WATER SYSTEM | CHLORINATION; AERATION FOR REMOVAL OF ANY SECONDARY CONTAMINANT, SULFIDE, OR ANY UNREGULATED CONTAMINANT; CORROSION CONTROL INHIBITOR ADDITION; HYPOCHLORINATION; IRON OR MANGANESE SEQUESTRATION; OR ULTRAVIOLET RADIATION. THE LEAD/CHIEF OPERATOR MUST BE CLASS D OR HIGHER. 50,000 GPD UP TO 0.25 MGD-STAFFING BY CLASS D OR HIGHER OPERATOR: 3 VISITS/WEEK ON NONCONSECUTIVE DAYS FOR A TOTAL OF 0.3 HOUR/WEEK. LESS THAN 50,000 GPD-STAFFING BY A CLASS D OR HIGHER OPERATOR: 2 VISITS/WEEK ON NONCONSECUTIVE DAYS FOR A TOTAL OF 0.2 HOUR/WEEK. THERE SHALL BE NO MORE THAN 5 DAYS BETWEEN THE LAST VISIT IN ONE WEEK AND THE FIRST VISIT IN THE NEXT WEEK. | N | Y | JF WILLIAMS RMH | 15001 BALM WIMAUMA ROAD |  | WIMAUMA | FL | 34253 |  | 8136343653 |  | GRADY SWEAT | JF WILLIAMS | 16849 HWY 672 |  | LITHIA | FL | 33547 |  | 8136343653 |  | INVESTOR | 20 | 1000 | 1 | 2091-12-02 | 2091-12-02 | NAF | 0
6 | HILLSBOROUGH | SWHI | BDED84@HOTMAIL.COM | 6290112 | COMMUNITY | CHLORINATION; AERATION FOR REMOVAL OF ANY SECONDARY CONTAMINANT, SULFIDE, OR ANY UNREGULATED CONTAMINANT; CORROSION CONTROL INHIBITOR ADDITION; HYPOCHLORINATION; IRON OR MANGANESE SEQUESTRATION; OR ULTRAVIOLET RADIATION. THE LEAD/CHIEF OPERATOR MUST BE CLASS D OR HIGHER. 50,000 GPD UP TO 0.25 MGD-STAFFING BY CLASS D OR HIGHER OPERATOR: 3 VISITS/WEEK ON NONCONSECUTIVE DAYS FOR A TOTAL OF 0.3 HOUR/WEEK. LESS THAN 50,000 GPD-STAFFING BY A CLASS D OR HIGHER OPERATOR: 2 VISITS/WEEK ON NONCONSECUTIVE DAYS FOR A TOTAL OF 0.2 HOUR/WEEK. THERE SHALL BE NO MORE THAN 5 DAYS BETWEEN THE LAST VISIT IN ONE WEEK AND THE FIRST VISIT IN THE NEXT WEEK. | N | Y | VALRICO HILLS TRAILER PARK | 3942 STATE ROAD 60 |  | DOVER | FL | 33527 |  | 8136844770 |  | ELLIE DEESE | YARON M. DAVID | PO BOX 1643 |  | PINELLAS PARK | FL | 33780 |  | 7273866479 |  | INVESTOR | 162 | 36000 | 38 | 2019-07-09 | 2021-01-27 | DC06 | 100
6 | HILLSBOROUGH | SWHI | KRATZIT@AOL.COM | 6290116 | COMMUNITY | CHLORINATION; AERATION FOR REMOVAL OF ANY SECONDARY CONTAMINANT, SULFIDE, OR ANY UNREGULATED CONTAMINANT; CORROSION CONTROL INHIBITOR ADDITION; HYPOCHLORINATION; IRON OR MANGANESE SEQUESTRATION; OR ULTRAVIOLET RADIATION. THE LEAD/CHIEF OPERATOR MUST BE CLASS C OR HIGHER. 5.0 MGD AND ABOVE-STAFFING BY CLASS C OR HIGHER OPERATOR: 6 HOURS/DAY FOR 5 DAYS/WEEK AND ONE VISIT ON EACH WEEKEND DAY. 3.0 MGD UP TO 5.0 MGD-STAFFING BY CLASS C OR HIGHER OPERATOR: 1 HOUR/DAY FOR 5 DAYS/WEEK AND ONE VISIT ON EACH WEEKEND DAY. 0.25 MGD UP TO 3.0 MGD-STAFFING BY CLASS C OR HIGHER OPERATOR: 5 VISITS/WEEK AND ONE VISIT EACH WEEKEND FOR A TOTAL OF 0.6 HOUR/WEEK. | N | Y | WINDEMERE UTILITY | 17703 HANNA RD |  | LUTZ | FL | 33549 |  | 8139327322 |  | ROBERT C KRATZ, JR. | ROBERT C KRATZ INC DBA WINDEMERE UTILITY | PO BOX 17597 |  | TAMPA | FL | 33682 |  | 8139327322 |  | INVESTOR | 3080 | 680000 | 1014 | 2021-06-11 | 2020-04-08 | DC04 | 1000
6 | HILLSBOROUGH | SWHI |  | 6290127 | NONCOMMUNITY | CHLORINATION; AERATION FOR REMOVAL OF ANY SECONDARY CONTAMINANT, SULFIDE, OR ANY UNREGULATED CONTAMINANT; CORROSION CONTROL INHIBITOR ADDITION; HYPOCHLORINATION; IRON OR MANGANESE SEQUESTRATION; OR ULTRAVIOLET RADIATION. THE LEAD/CHIEF OPERATOR MUST BE CLASS D OR HIGHER. 50,000 GPD UP TO 0.25 MGD-STAFFING BY CLASS D OR HIGHER OPERATOR: 3 VISITS/WEEK ON NONCONSECUTIVE DAYS FOR A TOTAL OF 0.3 HOUR/WEEK. LESS THAN 50,000 GPD-STAFFING BY A CLASS D OR HIGHER OPERATOR: 2 VISITS/WEEK ON NONCONSECUTIVE DAYS FOR A TOTAL OF 0.2 HOUR/WEEK. THERE SHALL BE NO MORE THAN 5 DAYS BETWEEN THE LAST VISIT IN ONE WEEK AND THE FIRST VISIT IN THE NEXT WEEK. | N | Y | HCPRD/BEALSVILLE COUNTY PARK | 5009 NESMITH RD |  | PLANT CITY | FL | 33567 |  | 8132725840 |  | ROYCE JOHNSON | HILLSBOROUGH CTY PARKS & RECREATION MU2 | PO BOX 1110 |  | TAMPA | FL | 33601 |  | 8133526427 |  | COUNTY | 50 | 10000 | 5 | 2021-04-26 | 2019-05-02 | NC01 | 50
6 | HILLSBOROUGH | SWHI | THEOAKS@STEINERCOMMUNITIES.COM | 6290157 | COMMUNITY | CHLORINATION; AERATION FOR REMOVAL OF ANY SECONDARY CONTAMINANT, SULFIDE, OR ANY UNREGULATED CONTAMINANT; CORROSION CONTROL INHIBITOR ADDITION; HYPOCHLORINATION; IRON OR MANGANESE SEQUESTRATION; OR ULTRAVIOLET RADIATION. THE LEAD/CHIEF OPERATOR MUST BE CLASS D OR HIGHER. 50,000 GPD UP TO 0.25 MGD-STAFFING BY CLASS D OR HIGHER OPERATOR: 3 VISITS/WEEK ON NONCONSECUTIVE DAYS FOR A TOTAL OF 0.3 HOUR/WEEK. LESS THAN 50,000 GPD-STAFFING BY A CLASS D OR HIGHER OPERATOR: 2 VISITS/WEEK ON NONCONSECUTIVE DAYS FOR A TOTAL OF 0.2 HOUR/WEEK. THERE SHALL BE NO MORE THAN 5 DAYS BETWEEN THE LAST VISIT IN ONE WEEK AND THE FIRST VISIT IN THE NEXT WEEK. | N | Y | THE OAKS OF THONOTOSASSA MHP | 10321 MAIN ST. |  | THONOTOSASSA | FL | 33592 |  | 8139863651 |  | TOM WEST | STEINER COMMUNITIES | 401 S ALBANY AVE, FIREHOUSE #8 |  | TAMPA | FL | 33606 |  | 8133509399 |  | INVESTOR | 330 | 192000 | 176 | 2021-06-09 | 2019-01-23 | DC051 | 100
6 | HILLSBOROUGH | SWHI | razshiva@yahoo.com | 6290160 | NONCOMMUNITY | CHLORINATION; AERATION FOR REMOVAL OF ANY SECONDARY CONTAMINANT, SULFIDE, OR ANY UNREGULATED CONTAMINANT; CORROSION CONTROL INHIBITOR ADDITION; HYPOCHLORINATION; IRON OR MANGANESE SEQUESTRATION; OR ULTRAVIOLET RADIATION. THE LEAD/CHIEF OPERATOR MUST BE CLASS D OR HIGHER. 50,000 GPD UP TO 0.25 MGD-STAFFING BY CLASS D OR HIGHER OPERATOR: 3 VISITS/WEEK ON NONCONSECUTIVE DAYS FOR A TOTAL OF 0.3 HOUR/WEEK. LESS THAN 50,000 GPD-STAFFING BY A CLASS D OR HIGHER OPERATOR: 2 VISITS/WEEK ON NONCONSECUTIVE DAYS FOR A TOTAL OF 0.2 HOUR/WEEK. THERE SHALL BE NO MORE THAN 5 DAYS BETWEEN THE LAST VISIT IN ONE WEEK AND THE FIRST VISIT IN THE NEXT WEEK. | N | Y | CLUB 92 | 10101 US 92 E. |  | TAMPA | FL | 33610 |  | 5167210831 |  | SHIVA RAZAVI | 10101 E HWY 92 LLC | 5320 N FALKENBURG RD |  | TAMPA | FL | 33610 |  | 5167210831 |  | INVESTOR | 75 | 3030 | 1 | 2021-07-13 | 2019-09-25 | NC01 | 50
6 | HILLSBOROUGH | SWHI |  | 6290177 | OTHER PUBLIC WATER SYSTEM | CHLORINATION; AERATION FOR REMOVAL OF ANY SECONDARY CONTAMINANT, SULFIDE, OR ANY UNREGULATED CONTAMINANT; CORROSION CONTROL INHIBITOR ADDITION; HYPOCHLORINATION; IRON OR MANGANESE SEQUESTRATION; OR ULTRAVIOLET RADIATION. THE LEAD/CHIEF OPERATOR MUST BE CLASS D OR HIGHER. 50,000 GPD UP TO 0.25 MGD-STAFFING BY CLASS D OR HIGHER OPERATOR: 3 VISITS/WEEK ON NONCONSECUTIVE DAYS FOR A TOTAL OF 0.3 HOUR/WEEK. LESS THAN 50,000 GPD-STAFFING BY A CLASS D OR HIGHER OPERATOR: 2 VISITS/WEEK ON NONCONSECUTIVE DAYS FOR A TOTAL OF 0.2 HOUR/WEEK. THERE SHALL BE NO MORE THAN 5 DAYS BETWEEN THE LAST VISIT IN ONE WEEK AND THE FIRST VISIT IN THE NEXT WEEK. | N | Y | IMC BIG 4 MINING | 17428 FORT LONESOME RD |  | LITHIA | FL | 33830 |  | 8136343922 |  | LISA HARDY EXT 3650 | IMC FERTILITZERS | P.O. BOX 867 |  | BARTOW | FL | 33830 |  | 8136343922 |  | INVESTOR | 5 | 396000 | 9 |  | 2096-05-09 | NAF | 0
6 | HILLSBOROUGH | SWHI |  | 6290178 | OTHER PUBLIC WATER SYSTEM | CHLORINATION; AERATION FOR REMOVAL OF ANY SECONDARY CONTAMINANT, SULFIDE, OR ANY UNREGULATED CONTAMINANT; CORROSION CONTROL INHIBITOR ADDITION; HYPOCHLORINATION; IRON OR MANGANESE SEQUESTRATION; OR ULTRAVIOLET RADIATION. THE LEAD/CHIEF OPERATOR MUST BE CLASS D OR HIGHER. 50,000 GPD UP TO 0.25 MGD-STAFFING BY CLASS D OR HIGHER OPERATOR: 3 VISITS/WEEK ON NONCONSECUTIVE DAYS FOR A TOTAL OF 0.3 HOUR/WEEK. LESS THAN 50,000 GPD-STAFFING BY A CLASS D OR HIGHER OPERATOR: 2 VISITS/WEEK ON NONCONSECUTIVE DAYS FOR A TOTAL OF 0.2 HOUR/WEEK. THERE SHALL BE NO MORE THAN 5 DAYS BETWEEN THE LAST VISIT IN ONE WEEK AND THE FIRST VISIT IN THE NEXT WEEK. | N | Y | MEYER'S MHP-C | 6018 BLACKDAIRY ROAD |  | SEFFNER | FL | 33584 |  | 8136268013 |  | O R & D MEYER | R & D MEYER | 2830 ANTHONY STREET |  | TAMPA | FL | 33619 |  | 8136268013 |  | INVESTOR | 23 | 1000 | 13 |  | 2091-09-17 | NAF | 0
6 | HILLSBOROUGH | SWHI |  | 6290186 | COMMUNITY | CHLORINATION; AERATION FOR REMOVAL OF ANY SECONDARY CONTAMINANT, SULFIDE, OR ANY UNREGULATED CONTAMINANT; CORROSION CONTROL INHIBITOR ADDITION; HYPOCHLORINATION; IRON OR MANGANESE SEQUESTRATION; OR ULTRAVIOLET RADIATION. THE LEAD/CHIEF OPERATOR MUST BE CLASS D OR HIGHER. 50,000 GPD UP TO 0.25 MGD-STAFFING BY CLASS D OR HIGHER OPERATOR: 3 VISITS/WEEK ON NONCONSECUTIVE DAYS FOR A TOTAL OF 0.3 HOUR/WEEK. LESS THAN 50,000 GPD-STAFFING BY A CLASS D OR HIGHER OPERATOR: 2 VISITS/WEEK ON NONCONSECUTIVE DAYS FOR A TOTAL OF 0.2 HOUR/WEEK. THERE SHALL BE NO MORE THAN 5 DAYS BETWEEN THE LAST VISIT IN ONE WEEK AND THE FIRST VISIT IN THE NEXT WEEK. | N | Y | MOUNT CARMEL RIDGE | 113 SOUTH MT. CARMEL ROAD |  | BRANDON | FL | 33511 |  | 8136893824 |  | DALE NICKESON | MOUNT CARMEL LLC | 113 S MT CARMEL RD |  | BRANDON | FL | 33511 |  | 8136893824 |  | INVESTOR | 219 | 110000 | 127 | 2021-07-19 | 2020-11-13 | DC051 | 100
6 | HILLSBOROUGH | SWHI | ULTIMATEINVESTMENTS@CFL.RR.COM | 6290189 | COMMUNITY | CHLORINATION; AERATION FOR REMOVAL OF ANY SECONDARY CONTAMINANT, SULFIDE, OR ANY UNREGULATED CONTAMINANT; CORROSION CONTROL INHIBITOR ADDITION; HYPOCHLORINATION; IRON OR MANGANESE SEQUESTRATION; OR ULTRAVIOLET RADIATION. THE LEAD/CHIEF OPERATOR MUST BE CLASS D OR HIGHER. 50,000 GPD UP TO 0.25 MGD-STAFFING BY CLASS D OR HIGHER OPERATOR: 3 VISITS/WEEK ON NONCONSECUTIVE DAYS FOR A TOTAL OF 0.3 HOUR/WEEK. LESS THAN 50,000 GPD-STAFFING BY A CLASS D OR HIGHER OPERATOR: 2 VISITS/WEEK ON NONCONSECUTIVE DAYS FOR A TOTAL OF 0.2 HOUR/WEEK. THERE SHALL BE NO MORE THAN 5 DAYS BETWEEN THE LAST VISIT IN ONE WEEK AND THE FIRST VISIT IN THE NEXT WEEK. | N | Y | BRIARWOOD MOBILE HOME COMMUNITY | 4002 SMITH RYALS ROAD |  | PLANT CITY | FL | 33567 |  | 4079286002 |  | BILL OLEYAR | BRIARWOOD MOBILE HOME COMMUNITY LLC | 13506 SUMMERPORT VILLAGE PKWY, #802 |  | WINDERMERE | FL | 34786 |  | 4079286002 |  | INVESTOR | 275 | 49000 | 95 | 2021-10-27 | 2021-10-13 | DC06 | 100
6 | HILLSBOROUGH | SWHI |  | 6290190 | COMMUNITY | CHLORINATION; AERATION FOR REMOVAL OF ANY SECONDARY CONTAMINANT, SULFIDE, OR ANY UNREGULATED CONTAMINANT; CORROSION CONTROL INHIBITOR ADDITION; HYPOCHLORINATION; IRON OR MANGANESE SEQUESTRATION; OR ULTRAVIOLET RADIATION. THE LEAD/CHIEF OPERATOR MUST BE CLASS D OR HIGHER. 50,000 GPD UP TO 0.25 MGD-STAFFING BY CLASS D OR HIGHER OPERATOR: 3 VISITS/WEEK ON NONCONSECUTIVE DAYS FOR A TOTAL OF 0.3 HOUR/WEEK. LESS THAN 50,000 GPD-STAFFING BY A CLASS D OR HIGHER OPERATOR: 2 VISITS/WEEK ON NONCONSECUTIVE DAYS FOR A TOTAL OF 0.2 HOUR/WEEK. THERE SHALL BE NO MORE THAN 5 DAYS BETWEEN THE LAST VISIT IN ONE WEEK AND THE FIRST VISIT IN THE NEXT WEEK. | N | Y | MCN MOBILE HOME PARK | 3125 W HILLSBOROUGH AVE |  | TAMPA | FL | 33614 |  | 8135455263 |  | LARA MAGNESS | CHRIS LANGEE | 3125 W. HILLSBOROUGH AVE |  | TAMPA | FL | 33614 |  | 8135455263 |  | INVESTOR | 95 | 15000 | 65 | 2021-08-25 | 2021-07-14 | DC06 | 100
6 | HILLSBOROUGH | SWHI |  | 6290191 | OTHER PUBLIC WATER SYSTEM | CHLORINATION; AERATION FOR REMOVAL OF ANY SECONDARY CONTAMINANT, SULFIDE, OR ANY UNREGULATED CONTAMINANT; CORROSION CONTROL INHIBITOR ADDITION; HYPOCHLORINATION; IRON OR MANGANESE SEQUESTRATION; OR ULTRAVIOLET RADIATION. THE LEAD/CHIEF OPERATOR MUST BE CLASS D OR HIGHER. 50,000 GPD UP TO 0.25 MGD-STAFFING BY CLASS D OR HIGHER OPERATOR: 3 VISITS/WEEK ON NONCONSECUTIVE DAYS FOR A TOTAL OF 0.3 HOUR/WEEK. LESS THAN 50,000 GPD-STAFFING BY A CLASS D OR HIGHER OPERATOR: 2 VISITS/WEEK ON NONCONSECUTIVE DAYS FOR A TOTAL OF 0.2 HOUR/WEEK. THERE SHALL BE NO MORE THAN 5 DAYS BETWEEN THE LAST VISIT IN ONE WEEK AND THE FIRST VISIT IN THE NEXT WEEK. | N | Y | BROOK MOTEL | 11120 U S HWY 92 E |  | SEFFNER | FL | 33584 |  | 8136262672 |  | M.0. WOOD | MR & MRS WOOD | 11120 U. S. 92 E |  | SEFFNER | FL | 33584 |  | 8136262672 |  | INVESTOR | 20 | 2000 | 1 | 2092-03-09 | 2092-03-09 | NAF | 0
6 | HILLSBOROUGH | SWHI |  | 6290227 | COMMUNITY | CHLORINATION; AERATION FOR REMOVAL OF ANY SECONDARY CONTAMINANT, SULFIDE, OR ANY UNREGULATED CONTAMINANT; CORROSION CONTROL INHIBITOR ADDITION; HYPOCHLORINATION; IRON OR MANGANESE SEQUESTRATION; OR ULTRAVIOLET RADIATION. THE LEAD/CHIEF OPERATOR MUST BE CLASS D OR HIGHER. 50,000 GPD UP TO 0.25 MGD-STAFFING BY CLASS D OR HIGHER OPERATOR: 3 VISITS/WEEK ON NONCONSECUTIVE DAYS FOR A TOTAL OF 0.3 HOUR/WEEK. LESS THAN 50,000 GPD-STAFFING BY A CLASS D OR HIGHER OPERATOR: 2 VISITS/WEEK ON NONCONSECUTIVE DAYS FOR A TOTAL OF 0.2 HOUR/WEEK. THERE SHALL BE NO MORE THAN 5 DAYS BETWEEN THE LAST VISIT IN ONE WEEK AND THE FIRST VISIT IN THE NEXT WEEK. | N | Y | CAMELOT MHP | 11611 SIR LAWRENCE COURT |  | THONOTOSASSA | FL | 33592 |  | 8132633870 |  | CHAD COMINGORE | CHAD COMINGORE | 1971 W. LUMSDEN RD | SUITE 340 | BRANDON | FL | 33511 |  | 8132633870 |  | INVESTOR | 240 | 100000 | 120 | 2020-04-29 | 2021-04-19 | DC051 | 100
6 | HILLSBOROUGH | SWHI |  | 6290229 | NONCOMMUNITY | CHLORINATION; AERATION FOR REMOVAL OF ANY SECONDARY CONTAMINANT, SULFIDE, OR ANY UNREGULATED CONTAMINANT; CORROSION CONTROL INHIBITOR ADDITION; HYPOCHLORINATION; IRON OR MANGANESE SEQUESTRATION; OR ULTRAVIOLET RADIATION. THE LEAD/CHIEF OPERATOR MUST BE CLASS D OR HIGHER. 50,000 GPD UP TO 0.25 MGD-STAFFING BY CLASS D OR HIGHER OPERATOR: 3 VISITS/WEEK ON NONCONSECUTIVE DAYS FOR A TOTAL OF 0.3 HOUR/WEEK. LESS THAN 50,000 GPD-STAFFING BY A CLASS D OR HIGHER OPERATOR: 2 VISITS/WEEK ON NONCONSECUTIVE DAYS FOR A TOTAL OF 0.2 HOUR/WEEK. THERE SHALL BE NO MORE THAN 5 DAYS BETWEEN THE LAST VISIT IN ONE WEEK AND THE FIRST VISIT IN THE NEXT WEEK. | N | Y | HCPRD/CAMP BAYOU | 4140 24TH ST SE |  | RUSKIN | FL | 33570 |  | 8136418545 |  | ROSS DICKERSON | HILLSBOROUGH COUNTY CONSERVATION & ENVIRONMENTAL LANDS MGMNT | PO BOX 1110 |  | TAMPA | FL | 33601 |  | 8139876240 |  | INVESTOR | 150 | 9999 | 15 | 2019-08-14 | 2021-10-26 | NC01 | 50
6 | HILLSBOROUGH | SWHI | RJACKSON3434@GMAIL.COM | 6290251 | COMMUNITY | CHLORINATION; AERATION FOR REMOVAL OF ANY SECONDARY CONTAMINANT, SULFIDE, OR ANY UNREGULATED CONTAMINANT; CORROSION CONTROL INHIBITOR ADDITION; HYPOCHLORINATION; IRON OR MANGANESE SEQUESTRATION; OR ULTRAVIOLET RADIATION. THE LEAD/CHIEF OPERATOR MUST BE CLASS D OR HIGHER. 50,000 GPD UP TO 0.25 MGD-STAFFING BY CLASS D OR HIGHER OPERATOR: 3 VISITS/WEEK ON NONCONSECUTIVE DAYS FOR A TOTAL OF 0.3 HOUR/WEEK. LESS THAN 50,000 GPD-STAFFING BY A CLASS D OR HIGHER OPERATOR: 2 VISITS/WEEK ON NONCONSECUTIVE DAYS FOR A TOTAL OF 0.2 HOUR/WEEK. THERE SHALL BE NO MORE THAN 5 DAYS BETWEEN THE LAST VISIT IN ONE WEEK AND THE FIRST VISIT IN THE NEXT WEEK. | N | Y | PALMS OF LUTZ | 1510 148TH AVENUE |  | LUTZ | FL | 33549 |  | 8136954999 |  | RICHARD JACKSON | RICHARD JACKSON | PO BOX 273955 |  | TAMPA | FL | 33688 |  | 8136954999 |  | INVESTOR | 45 | 28000 | 19 | 2021-10-14 | 2021-09-23 | DC06 | 100
6 | HILLSBOROUGH | SWHI | ARTGRANDESTATES@GMAIL.COM | 6290256 | COMMUNITY | CHLORINATION; AERATION FOR REMOVAL OF ANY SECONDARY CONTAMINANT, SULFIDE, OR ANY UNREGULATED CONTAMINANT; CORROSION CONTROL INHIBITOR ADDITION; HYPOCHLORINATION; IRON OR MANGANESE SEQUESTRATION; OR ULTRAVIOLET RADIATION. THE LEAD/CHIEF OPERATOR MUST BE CLASS D OR HIGHER. 50,000 GPD UP TO 0.25 MGD-STAFFING BY CLASS D OR HIGHER OPERATOR: 3 VISITS/WEEK ON NONCONSECUTIVE DAYS FOR A TOTAL OF 0.3 HOUR/WEEK. LESS THAN 50,000 GPD-STAFFING BY A CLASS D OR HIGHER OPERATOR: 2 VISITS/WEEK ON NONCONSECUTIVE DAYS FOR A TOTAL OF 0.2 HOUR/WEEK. THERE SHALL BE NO MORE THAN 5 DAYS BETWEEN THE LAST VISIT IN ONE WEEK AND THE FIRST VISIT IN THE NEXT WEEK. | N | Y | CAROUSEL VILLAGE MHP | 5410 FALKENBERG RD |  | TAMPA | FL | 33610 |  | 8136260820 |  | ARTUR SELITSKIY | MHP TAMPA DELTA LLC | 3500 PIEDMONT ROAD, SUITE 330 |  | ATLANTA | GA | 30305 |  | 6462673327 |  | INVESTOR | 82 | 30000 | 46 | 2020-01-29 | 2021-08-11 | DC06 | 100
6 | HILLSBOROUGH | SWHI |  | 6290266 | NONTRANSIENT NONCOMMUNITY | CHLORINATION; AERATION FOR REMOVAL OF ANY SECONDARY CONTAMINANT, SULFIDE, OR ANY UNREGULATED CONTAMINANT; CORROSION CONTROL INHIBITOR ADDITION; HYPOCHLORINATION; IRON OR MANGANESE SEQUESTRATION; OR ULTRAVIOLET RADIATION. THE LEAD/CHIEF OPERATOR MUST BE CLASS D OR HIGHER. 50,000 GPD UP TO 0.25 MGD-STAFFING BY CLASS D OR HIGHER OPERATOR: 3 VISITS/WEEK ON NONCONSECUTIVE DAYS FOR A TOTAL OF 0.3 HOUR/WEEK. LESS THAN 50,000 GPD-STAFFING BY A CLASS D OR HIGHER OPERATOR: 2 VISITS/WEEK ON NONCONSECUTIVE DAYS FOR A TOTAL OF 0.2 HOUR/WEEK. THERE SHALL BE NO MORE THAN 5 DAYS BETWEEN THE LAST VISIT IN ONE WEEK AND THE FIRST VISIT IN THE NEXT WEEK. | N | Y | CAST-CRETE USA, INC | 6324 C.R. 579 |  | SEFFNER | FL | 33584 |  | 8136214641 |  | CRAIG PARRINO | CAST-CRETE USA, INC | 6324 COUNTY ROAD 579 |  | SEFFNER | FL | 33584 |  | 8136214641 | 128 | INVESTOR | 150 | 230000 | 4 | 2019-08-27 | 2019-07-30 | NTNC | 100
6 | HILLSBOROUGH | SWHI |  | 6290268 | OTHER PUBLIC WATER SYSTEM | CHLORINATION; AERATION FOR REMOVAL OF ANY SECONDARY CONTAMINANT, SULFIDE, OR ANY UNREGULATED CONTAMINANT; CORROSION CONTROL INHIBITOR ADDITION; HYPOCHLORINATION; IRON OR MANGANESE SEQUESTRATION; OR ULTRAVIOLET RADIATION. THE LEAD/CHIEF OPERATOR MUST BE CLASS D OR HIGHER. 50,000 GPD UP TO 0.25 MGD-STAFFING BY CLASS D OR HIGHER OPERATOR: 3 VISITS/WEEK ON NONCONSECUTIVE DAYS FOR A TOTAL OF 0.3 HOUR/WEEK. LESS THAN 50,000 GPD-STAFFING BY A CLASS D OR HIGHER OPERATOR: 2 VISITS/WEEK ON NONCONSECUTIVE DAYS FOR A TOTAL OF 0.2 HOUR/WEEK. THERE SHALL BE NO MORE THAN 5 DAYS BETWEEN THE LAST VISIT IN ONE WEEK AND THE FIRST VISIT IN THE NEXT WEEK. | N | Y | CEDAR GROVE TP | SHELL POINT ROAD AT CEDAR DR. |  | RUSKIN | FL | 33570 |  | 8136451000 |  |  | H.L. CULBREATH | 52 BAHAMA CIRCLE |  | TAMPA | FL | 33606 |  | 8136451000 |  | INVESTOR | 14 | 5200 | 9 |  | 2001-06-13 | NAF | 0
6 | HILLSBOROUGH | SWHI | CHALET@RHP-PROPERTIES.COM | 6290276 | COMMUNITY | CHLORINATION; AERATION FOR REMOVAL OF ANY SECONDARY CONTAMINANT, SULFIDE, OR ANY UNREGULATED CONTAMINANT; CORROSION CONTROL INHIBITOR ADDITION; HYPOCHLORINATION; IRON OR MANGANESE SEQUESTRATION; OR ULTRAVIOLET RADIATION. THE LEAD/CHIEF OPERATOR MUST BE CLASS D OR HIGHER. 50,000 GPD UP TO 0.25 MGD-STAFFING BY CLASS D OR HIGHER OPERATOR: 3 VISITS/WEEK ON NONCONSECUTIVE DAYS FOR A TOTAL OF 0.3 HOUR/WEEK. LESS THAN 50,000 GPD-STAFFING BY A CLASS D OR HIGHER OPERATOR: 2 VISITS/WEEK ON NONCONSECUTIVE DAYS FOR A TOTAL OF 0.2 HOUR/WEEK. THERE SHALL BE NO MORE THAN 5 DAYS BETWEEN THE LAST VISIT IN ONE WEEK AND THE FIRST VISIT IN THE NEXT WEEK. | N | Y | CHALET VILLAGE MHP | 14622 N. NEBRASKA AVENUE |  | TAMPA | FL | 33613 |  | 8139711350 |  | DLYAN BLUM | CHALET VILLAGE ASSOCIATES, LLC | 31200 NORTHWESTERN HWY |  | FARMINGTON HILLS | MI | 48334 |  | 2482402322 |  | INVESTOR | 130 | 35700 | 65 | 2019-06-28 | 2021-09-23 | DC06 | 100
6 | HILLSBOROUGH | SWHI | BILL.SUSANW@VERIZON.NET | 6290279 | COMMUNITY | CHLORINATION; AERATION FOR REMOVAL OF ANY SECONDARY CONTAMINANT, SULFIDE, OR ANY UNREGULATED CONTAMINANT; CORROSION CONTROL INHIBITOR ADDITION; HYPOCHLORINATION; IRON OR MANGANESE SEQUESTRATION; OR ULTRAVIOLET RADIATION. THE LEAD/CHIEF OPERATOR MUST BE CLASS D OR HIGHER. 50,000 GPD UP TO 0.25 MGD-STAFFING BY CLASS D OR HIGHER OPERATOR: 3 VISITS/WEEK ON NONCONSECUTIVE DAYS FOR A TOTAL OF 0.3 HOUR/WEEK. LESS THAN 50,000 GPD-STAFFING BY A CLASS D OR HIGHER OPERATOR: 2 VISITS/WEEK ON NONCONSECUTIVE DAYS FOR A TOTAL OF 0.2 HOUR/WEEK. THERE SHALL BE NO MORE THAN 5 DAYS BETWEEN THE LAST VISIT IN ONE WEEK AND THE FIRST VISIT IN THE NEXT WEEK. | N | Y | CHARLIES MHP | 10813 MAIN ST |  | THONOTOSASSA | FL | 33592 |  | 8139861483 |  | CHARLES HALASZ | CHARLES HALASZ | PO BOX 172 |  | THONOTOSASSA | FL | 33592 |  | 8139861483 |  | INVESTOR | 218 | 21600 | 109 | 2020-03-18 | 2021-04-19 | DC06 | 100
6 | HILLSBOROUGH | SWHI |  | 6290298 | COMMUNITY | CHLORINATION; AERATION FOR REMOVAL OF ANY SECONDARY CONTAMINANT, SULFIDE, OR ANY UNREGULATED CONTAMINANT; CORROSION CONTROL INHIBITOR ADDITION; HYPOCHLORINATION; IRON OR MANGANESE SEQUESTRATION; OR ULTRAVIOLET RADIATION. THE LEAD/CHIEF OPERATOR MUST BE CLASS D OR HIGHER. 50,000 GPD UP TO 0.25 MGD-STAFFING BY CLASS D OR HIGHER OPERATOR: 3 VISITS/WEEK ON NONCONSECUTIVE DAYS FOR A TOTAL OF 0.3 HOUR/WEEK. LESS THAN 50,000 GPD-STAFFING BY A CLASS D OR HIGHER OPERATOR: 2 VISITS/WEEK ON NONCONSECUTIVE DAYS FOR A TOTAL OF 0.2 HOUR/WEEK. THERE SHALL BE NO MORE THAN 5 DAYS BETWEEN THE LAST VISIT IN ONE WEEK AND THE FIRST VISIT IN THE NEXT WEEK. | N | Y | CHULAVISTA LANDINGS | 1734 WHEELHOUSE CIRCLE |  | RUSKIN | FL | 33570 |  | 8136451411 |  | DALE AND SHELLY GRAY | BLOOMFIELD-ST PETERSBURG PROP LLC | 146 2ND ST N STE 103 |  | ST PETERSBURG | FL | 33701 |  | 7278957775 |  | INVESTOR | 380 | 96000 | 244 | 2021-06-15 | 2021-04-06 | DC051 | 100
6 | HILLSBOROUGH | SWHI | ARTGRANDESTATES@GMAIL.COM | 6290309 | COMMUNITY | CHLORINATION; AERATION FOR REMOVAL OF ANY SECONDARY CONTAMINANT, SULFIDE, OR ANY UNREGULATED CONTAMINANT; CORROSION CONTROL INHIBITOR ADDITION; HYPOCHLORINATION; IRON OR MANGANESE SEQUESTRATION; OR ULTRAVIOLET RADIATION. THE LEAD/CHIEF OPERATOR MUST BE CLASS D OR HIGHER. 50,000 GPD UP TO 0.25 MGD-STAFFING BY CLASS D OR HIGHER OPERATOR: 3 VISITS/WEEK ON NONCONSECUTIVE DAYS FOR A TOTAL OF 0.3 HOUR/WEEK. LESS THAN 50,000 GPD-STAFFING BY A CLASS D OR HIGHER OPERATOR: 2 VISITS/WEEK ON NONCONSECUTIVE DAYS FOR A TOTAL OF 0.2 HOUR/WEEK. THERE SHALL BE NO MORE THAN 5 DAYS BETWEEN THE LAST VISIT IN ONE WEEK AND THE FIRST VISIT IN THE NEXT WEEK. | N | Y | CITRUS KNOLL MHP | 12714 CITRUS BLUFF DRIVE, LOT 26 |  | THONOTOSASSA | FL | 33592 |  | 8133984332 |  | ARTUR SELITSKIY | MHP TAMPA AIR, LLC | 3500 PIEDMONT ROAD, SUITE 330 |  | ATLANTA | GA | 30305 |  | 6462673327 |  | INVESTOR | 52 | 15000 | 26 | 2021-04-29 | 2021-03-17 | DC06 | 100
6 | HILLSBOROUGH | SWHI |  | 6290323 | COMMUNITY | CHLORINATION; AERATION FOR REMOVAL OF ANY SECONDARY CONTAMINANT, SULFIDE, OR ANY UNREGULATED CONTAMINANT; CORROSION CONTROL INHIBITOR ADDITION; HYPOCHLORINATION; IRON OR MANGANESE SEQUESTRATION; OR ULTRAVIOLET RADIATION. THE LEAD/CHIEF OPERATOR MUST BE CLASS C OR HIGHER. 5.0 MGD AND ABOVE-STAFFING BY CLASS C OR HIGHER OPERATOR: 6 HOURS/DAY FOR 5 DAYS/WEEK AND ONE VISIT ON EACH WEEKEND DAY. 3.0 MGD UP TO 5.0 MGD-STAFFING BY CLASS C OR HIGHER OPERATOR: 1 HOUR/DAY FOR 5 DAYS/WEEK AND ONE VISIT ON EACH WEEKEND DAY. 0.25 MGD UP TO 3.0 MGD-STAFFING BY CLASS C OR HIGHER OPERATOR: 5 VISITS/WEEK AND ONE VISIT EACH WEEKEND FOR A TOTAL OF 0.6 HOUR/WEEK. | N | Y | CITY OF PLANT CITY UTILITY | 1500 W. VICTORIA ST |  | PLANT CITY | FL | 33563 |  | 8137579191 |  | MIKE DARROW | CITY OF PLANT CITY | 1500 W VICTORIA ST |  | PLANT CITY | FL | 33563 |  | 8137579191 | 105 | CITY | 40000 | 15750000 | 14652 | 2021-10-20 | 2021-10-14 | DC01 | 6000
6 | HILLSBOROUGH | SWHI |  | 6290327 | COMMUNITY | CONVENTIONAL FILTRATION (COAGULATION, FLOCCULATION, SEDIMENTATION, AND FILTRATION); DIRECT FILTRATION, (COAGULATION AND FILTRATION); OR LIME SOFTENING 5.0 MGD AND ABOVE. STAFFING BY CLASS C OR HIGHER OPERATOR: 24 HOURS/DAY FOR 7 DAYS/WEEK. THE LEAD/CHIEF OPERATOR MUST BE CLASS A. | Y | Y | CITY OF TAMPA WATER DEPARTMENT | 7125 N. 30TH STREET | (DAVID L TIPPIN WTP) | TAMPA | FL | 33610 |  | 8132315255 |  | JOHN RING | CITY OF TAMPA WATER DEPARTMENT | 7125 N. 30TH STREET |  | TAMPA | FL | 33610 |  | 8132748663 |  | CITY | 717000 | 160000000 | 205466 | 2021-10-22 | 2021-12-10 | DC01 | 6000
6 | HILLSBOROUGH | SWHI | watsoned@hcflgov.net | 6290333 | COMMUNITY | NO TREATMENT--CONSECUTIVE SYSTEMS ONLY | Y | N | HCPUD/SEABOARD UTILITIES | 332 N FALKENBURG RD |  | TAMPA | FL | 33619 |  | 8136260342 |  | EDWARD WATSON | HILLSBOROUGH COUNTY BOCC | 925 E TWIGGS ST |  | TAMPA | FL | 33602 |  | 8133074754 |  | COUNTY | 13986 | 2099000 | 3660 | 2021-06-28 | 2020-03-09 | PC04 | 1000
6 | HILLSBOROUGH | SWHI | DEREK.MAPLES@SDHC.K12.FL.US | 6290369 | NONTRANSIENT NONCOMMUNITY | CHLORINATION; AERATION FOR REMOVAL OF ANY SECONDARY CONTAMINANT, SULFIDE, OR ANY UNREGULATED CONTAMINANT; CORROSION CONTROL INHIBITOR ADDITION; HYPOCHLORINATION; IRON OR MANGANESE SEQUESTRATION; OR ULTRAVIOLET RADIATION. THE LEAD/CHIEF OPERATOR MUST BE CLASS D OR HIGHER. 50,000 GPD UP TO 0.25 MGD-STAFFING BY CLASS D OR HIGHER OPERATOR: 3 VISITS/WEEK ON NONCONSECUTIVE DAYS FOR A TOTAL OF 0.3 HOUR/WEEK. LESS THAN 50,000 GPD-STAFFING BY A CLASS D OR HIGHER OPERATOR: 2 VISITS/WEEK ON NONCONSECUTIVE DAYS FOR A TOTAL OF 0.2 HOUR/WEEK. THERE SHALL BE NO MORE THAN 5 DAYS BETWEEN THE LAST VISIT IN ONE WEEK AND THE FIRST VISIT IN THE NEXT WEEK. | N | Y | HCS/CORK ELEMENTARY SCHOOL | 3501 NORTH CORK ROAD |  | PLANT CITY | FL | 33565 |  | 8137579353 |  | HILLSBOROUGH COUNTY SITES & UTILITIES | HILLSBOROUGH COUNTY SITES & UTILITIES | 3838 N. 50TH ST |  | TAMPA | FL | 33619 |  | 8136351181 |  | COUNTY | 825 | 35371 | 5 | 2021-07-26 | 2019-10-03 | NTNC | 100
6 | HILLSBOROUGH | SWHI |  | 6290370 | OTHER PUBLIC WATER SYSTEM | CHLORINATION; AERATION FOR REMOVAL OF ANY SECONDARY CONTAMINANT, SULFIDE, OR ANY UNREGULATED CONTAMINANT; CORROSION CONTROL INHIBITOR ADDITION; HYPOCHLORINATION; IRON OR MANGANESE SEQUESTRATION; OR ULTRAVIOLET RADIATION. THE LEAD/CHIEF OPERATOR MUST BE CLASS D OR HIGHER. 50,000 GPD UP TO 0.25 MGD-STAFFING BY CLASS D OR HIGHER OPERATOR: 3 VISITS/WEEK ON NONCONSECUTIVE DAYS FOR A TOTAL OF 0.3 HOUR/WEEK. LESS THAN 50,000 GPD-STAFFING BY A CLASS D OR HIGHER OPERATOR: 2 VISITS/WEEK ON NONCONSECUTIVE DAYS FOR A TOTAL OF 0.2 HOUR/WEEK. THERE SHALL BE NO MORE THAN 5 DAYS BETWEEN THE LAST VISIT IN ONE WEEK AND THE FIRST VISIT IN THE NEXT WEEK. | N | Y | CORONET MHP | CORONET S/O MEDULLA |  | PLANT CITY | FL | 33566 |  |  |  | OWNER | H.E. WATKINS | 808 W. REYNOLDS |  | PLANT CITY | FL | 33566 |  |  |  | INVESTOR | 20 | 19000 | 13 |  |  | NAF | 0
6 | HILLSBOROUGH | SWHI |  | 6290371 | OTHER PUBLIC WATER SYSTEM | AERATION FOR REMOVAL OF ANY PRIMARY CONTAMINANT; ALKALINITY/PH ADJUSTMENT; CHLORAMIN ATION; CHLORINE DIOXIDE FOR OXIDATION OR DISINFECTION; FLUORIDATION; ION EXCHANGE FOR REMOVAL OF ANY SECONDARY CONTAMINANT, SULFIDE, OR ANY UNREGULATED CONTAMINANT; OR OZONATION LESS THAN 0.1 MGD. STAFFING BY A CLASS D OR HIGHER OPERATOR: 3 VISITS/WEEK ON NONCONSECUTIVE DAYS FOR A TOTAL OF 0.6 HOUR/WEEK. THE LEAD/CHIEF OPERATOR MUST BE CLASS D OR HIGHER. | N | Y | CORONET INDUSTRIES | 4082 CORONET ROAD |  | PLANT CITY | FL | 33566 |  | 8137521161 |  | GARY SALA | CORONET INDUSTRIES INC. | PO BOX 760 |  | PLANT CITY | FL | 33564 |  | 8137521161 |  | INVESTOR | 9 | 25000 | 4 | 2001-11-28 | 2005-02-10 | NAF | 0
6 | HILLSBOROUGH | SWHI |  | 6290375 | OTHER PUBLIC WATER SYSTEM | CHLORINATION; AERATION FOR REMOVAL OF ANY SECONDARY CONTAMINANT, SULFIDE, OR ANY UNREGULATED CONTAMINANT; CORROSION CONTROL INHIBITOR ADDITION; HYPOCHLORINATION; IRON OR MANGANESE SEQUESTRATION; OR ULTRAVIOLET RADIATION. THE LEAD/CHIEF OPERATOR MUST BE CLASS D OR HIGHER. 50,000 GPD UP TO 0.25 MGD-STAFFING BY CLASS D OR HIGHER OPERATOR: 3 VISITS/WEEK ON NONCONSECUTIVE DAYS FOR A TOTAL OF 0.3 HOUR/WEEK. LESS THAN 50,000 GPD-STAFFING BY A CLASS D OR HIGHER OPERATOR: 2 VISITS/WEEK ON NONCONSECUTIVE DAYS FOR A TOTAL OF 0.2 HOUR/WEEK. THERE SHALL BE NO MORE THAN 5 DAYS BETWEEN THE LAST VISIT IN ONE WEEK AND THE FIRST VISIT IN THE NEXT WEEK. | N | Y | DESERET FARMS RMH #4 | P.O.BOX 1317 |  | RUSKIN | FL | 33570 |  |  |  | DON M. SLEIGHT | DESERET FARMS OF RUSKIN | U.S.41 S/O OLD SUN CITY |  | SUN CITY | FL | 33570 |  | 8136451390 |  | INVESTOR | 20 | 6000 | 1 | 2091-05-24 | 2092-02-19 | NAF | 0
6 | HILLSBOROUGH | SWHI |  | 6290383 | OTHER PUBLIC WATER SYSTEM | CHLORINATION; AERATION FOR REMOVAL OF ANY SECONDARY CONTAMINANT, SULFIDE, OR ANY UNREGULATED CONTAMINANT; CORROSION CONTROL INHIBITOR ADDITION; HYPOCHLORINATION; IRON OR MANGANESE SEQUESTRATION; OR ULTRAVIOLET RADIATION. THE LEAD/CHIEF OPERATOR MUST BE CLASS D OR HIGHER. 50,000 GPD UP TO 0.25 MGD-STAFFING BY CLASS D OR HIGHER OPERATOR: 3 VISITS/WEEK ON NONCONSECUTIVE DAYS FOR A TOTAL OF 0.3 HOUR/WEEK. LESS THAN 50,000 GPD-STAFFING BY A CLASS D OR HIGHER OPERATOR: 2 VISITS/WEEK ON NONCONSECUTIVE DAYS FOR A TOTAL OF 0.2 HOUR/WEEK. THERE SHALL BE NO MORE THAN 5 DAYS BETWEEN THE LAST VISIT IN ONE WEEK AND THE FIRST VISIT IN THE NEXT WEEK. | N | Y | COUNTRY GARDEN ESTATES MHP | 12715 MORRIS BRIDGE RD #4 |  | THONOTOSASSA | FL | 33592 |  | 8139863028 |  |  | COUNTRY GARDEN ESTATES MHP | 12715 MORRIS BRIDGE RD #4 |  | THONOTOSASSA | FL | 33592 |  | 8139863028 |  | INVESTOR | 13 | 1000 | 13 | 2091-02-04 | 2091-02-04 | NAF | 0
6 | HILLSBOROUGH | SWHI |  | 6290385 | OTHER PUBLIC WATER SYSTEM | CHLORINATION; AERATION FOR REMOVAL OF ANY SECONDARY CONTAMINANT, SULFIDE, OR ANY UNREGULATED CONTAMINANT; CORROSION CONTROL INHIBITOR ADDITION; HYPOCHLORINATION; IRON OR MANGANESE SEQUESTRATION; OR ULTRAVIOLET RADIATION. THE LEAD/CHIEF OPERATOR MUST BE CLASS D OR HIGHER. 50,000 GPD UP TO 0.25 MGD-STAFFING BY CLASS D OR HIGHER OPERATOR: 3 VISITS/WEEK ON NONCONSECUTIVE DAYS FOR A TOTAL OF 0.3 HOUR/WEEK. LESS THAN 50,000 GPD-STAFFING BY A CLASS D OR HIGHER OPERATOR: 2 VISITS/WEEK ON NONCONSECUTIVE DAYS FOR A TOTAL OF 0.2 HOUR/WEEK. THERE SHALL BE NO MORE THAN 5 DAYS BETWEEN THE LAST VISIT IN ONE WEEK AND THE FIRST VISIT IN THE NEXT WEEK. | N | Y | COUNTRY LANE MHP | 9512 RIPLEY RD |  | THONOTOSASSA | FL | 33592 |  | 8139863368 |  | CLEAVER | EARL & PHYLLIS BAUGH | 7803 113TH AVE |  | TEMPLE TERRACE | FL | 33617 |  | 8139863368 |  | INVESTOR | 24 | 1000 | 13 | 2091-07-23 | 2092-07-08 | NAF | 0
6 | HILLSBOROUGH | SWHI |  | 6290388 | COMMUNITY | CHLORINATION; AERATION FOR REMOVAL OF ANY SECONDARY CONTAMINANT, SULFIDE, OR ANY UNREGULATED CONTAMINANT; CORROSION CONTROL INHIBITOR ADDITION; HYPOCHLORINATION; IRON OR MANGANESE SEQUESTRATION; OR ULTRAVIOLET RADIATION. THE LEAD/CHIEF OPERATOR MUST BE CLASS C OR HIGHER. 5.0 MGD AND ABOVE-STAFFING BY CLASS C OR HIGHER OPERATOR: 6 HOURS/DAY FOR 5 DAYS/WEEK AND ONE VISIT ON EACH WEEKEND DAY. 3.0 MGD UP TO 5.0 MGD-STAFFING BY CLASS C OR HIGHER OPERATOR: 1 HOUR/DAY FOR 5 DAYS/WEEK AND ONE VISIT ON EACH WEEKEND DAY. 0.25 MGD UP TO 3.0 MGD-STAFFING BY CLASS C OR HIGHER OPERATOR: 5 VISITS/WEEK AND ONE VISIT EACH WEEKEND FOR A TOTAL OF 0.6 HOUR/WEEK. | Y | N | HCPUD/NORTHWEST UTILITIES | FAWN RIDGE/12950 FAWNRIDGE ROAD | LAKE PARK/17316 N. DALE MABRY | TAMPA | FL | 33626 |  | 8132643815 |  | MARK LEHIGH | HILLSBOROUGH COUNTY BOCC | 925 E TWIGGS ST |  | TAMPA | FL | 33602 |  | 8132093009 |  | COUNTY | 202326 | 56000000 | 55046 | 2021-11-16 | 2019-10-02 | PC06 | 4000
6 | HILLSBOROUGH | SWHI | ARTGRANDESTATES@GMAIL.COM | 6290392 | COMMUNITY | CHLORINATION; AERATION FOR REMOVAL OF ANY SECONDARY CONTAMINANT, SULFIDE, OR ANY UNREGULATED CONTAMINANT; CORROSION CONTROL INHIBITOR ADDITION; HYPOCHLORINATION; IRON OR MANGANESE SEQUESTRATION; OR ULTRAVIOLET RADIATION. THE LEAD/CHIEF OPERATOR MUST BE CLASS D OR HIGHER. 50,000 GPD UP TO 0.25 MGD-STAFFING BY CLASS D OR HIGHER OPERATOR: 3 VISITS/WEEK ON NONCONSECUTIVE DAYS FOR A TOTAL OF 0.3 HOUR/WEEK. LESS THAN 50,000 GPD-STAFFING BY A CLASS D OR HIGHER OPERATOR: 2 VISITS/WEEK ON NONCONSECUTIVE DAYS FOR A TOTAL OF 0.2 HOUR/WEEK. THERE SHALL BE NO MORE THAN 5 DAYS BETWEEN THE LAST VISIT IN ONE WEEK AND THE FIRST VISIT IN THE NEXT WEEK. | N | Y | COUNTRYSIDE MHP | 10107 MAIN ST |  | THONOTOSASSA | FL | 33592 |  | 8137606369 |  | ARTUR SELITSKIY | MHP TAMPA CLIFFS, LLC | 3500 PIEDMONT ROAD, SUITE 330 |  | ATLANTA | GA | 30305 |  | 6462673327 |  | INVESTOR | 50 | 10000 | 24 | 2021-10-07 | 2021-09-07 | DC06 | 100
6 | HILLSBOROUGH | SWHI | MILLERCONSULTING@VERIZON.NET | 6290401 | COMMUNITY | CHLORINATION; AERATION FOR REMOVAL OF ANY SECONDARY CONTAMINANT, SULFIDE, OR ANY UNREGULATED CONTAMINANT; CORROSION CONTROL INHIBITOR ADDITION; HYPOCHLORINATION; IRON OR MANGANESE SEQUESTRATION; OR ULTRAVIOLET RADIATION. THE LEAD/CHIEF OPERATOR MUST BE CLASS D OR HIGHER. 50,000 GPD UP TO 0.25 MGD-STAFFING BY CLASS D OR HIGHER OPERATOR: 3 VISITS/WEEK ON NONCONSECUTIVE DAYS FOR A TOTAL OF 0.3 HOUR/WEEK. LESS THAN 50,000 GPD-STAFFING BY A CLASS D OR HIGHER OPERATOR: 2 VISITS/WEEK ON NONCONSECUTIVE DAYS FOR A TOTAL OF 0.2 HOUR/WEEK. THERE SHALL BE NO MORE THAN 5 DAYS BETWEEN THE LAST VISIT IN ONE WEEK AND THE FIRST VISIT IN THE NEXT WEEK. | N | Y | CRENSHAW LK RD MHP | 17123 RICH-JO CIRCLE |  | LUTZ | FL | 33548 |  | 8139482111 |  | FRANK MILLER | FRANK MILLER | 17123 RICH-JO CIR |  | LUTZ | FL | 33548 |  | 8139482111 |  | INVESTOR | 36 | 16560 | 33 | 2021-11-19 | 2020-04-08 | DC06 | 100
6 | HILLSBOROUGH | SWHI |  | 6290406 | COMMUNITY | ACTIVATED CARBON PROCESSES; DIATOMACEOUS EARTH FILTRATION; ION EXCHANGE FOR REMOVAL OF ANY PRIMARY CONTAMINANT; ION AND MANGANESE REMOVAL (OXIDATION, DETENTION, AND FILTRATION); OR SLOW SAND FILTRATION. LEAD/CHIEF OPERATOR MUST BE CLASS C OR HIGHER. 1.0 MGD UP TO 2.0 MGD-STAFFING BY CLASS C OR HIGHER OPERATOR: 6 HOURS/DAY FOR 5 DAYS/WEEK AND ONE VISIT ON EACH WEEKEND DAY. 0.5 MGD UP TO 1.0 MGD-STAFFING BY CLASS C OR HIGHER OPERATOR: 3 HOURS/DAY FOR 5 DAYS/WEEK AND ONE VISIT ON EACH WEEKEND DAY. 0.25 MGD UP TO 0.5 MGD-STAFFING BY CLASS C OR HIGHER OPERATOR: 1 HOUR/DAY FOR 5 DAYS/WEEK AND ONE VISIT ON EACH WEEKEND DAY. LESS THAN 0.25 MGD-STAFFING BY CLASS C OR HIGHER OPERATOR: 5 VISITS/WEEK AND ONE VISIT EACH WEEKEND FOR A TOTAL OF 1.8 HOURS/WEEK. | N | Y | STRAWBERRY FIELDS MHP | 5106 WALLACE ROAD |  | PLANT CITY | FL | 33567 |  | 8134860995 |  | DESMOND SURUJBALI | DESMOND SURUJBALI | 912 SHOALS LANDING DR |  | BRANDON | FL | 33511 |  | 8134860995 |  | INVESTOR | 250 | 35000 | 70 | 2021-03-30 | 2020-05-06 | DC06 | 100
6 | HILLSBOROUGH | SWHI |  | 6290416 | COMMUNITY | CHLORINATION; AERATION FOR REMOVAL OF ANY SECONDARY CONTAMINANT, SULFIDE, OR ANY UNREGULATED CONTAMINANT; CORROSION CONTROL INHIBITOR ADDITION; HYPOCHLORINATION; IRON OR MANGANESE SEQUESTRATION; OR ULTRAVIOLET RADIATION. THE LEAD/CHIEF OPERATOR MUST BE CLASS D OR HIGHER. 50,000 GPD UP TO 0.25 MGD-STAFFING BY CLASS D OR HIGHER OPERATOR: 3 VISITS/WEEK ON NONCONSECUTIVE DAYS FOR A TOTAL OF 0.3 HOUR/WEEK. LESS THAN 50,000 GPD-STAFFING BY A CLASS D OR HIGHER OPERATOR: 2 VISITS/WEEK ON NONCONSECUTIVE DAYS FOR A TOTAL OF 0.2 HOUR/WEEK. THERE SHALL BE NO MORE THAN 5 DAYS BETWEEN THE LAST VISIT IN ONE WEEK AND THE FIRST VISIT IN THE NEXT WEEK. | N | Y | HCPUD/CYPRESS COVE SUBDIVISION | 18215 CYPRESS COVE LANE |  | LUTZ | FL | 33549 |  | 8136260342 |  | EDWARD WATSON | HILLSBOROUGH COUNTY PUBLIC UTILITIES DEPARTMENT | 925 E TWIGGS ST |  | TAMPA | FL | 33602 |  | 8132093009 |  | INVESTOR | 67 | 37156 | 28 | 2020-04-08 | 2021-07-26 | DC06 | 100
6 | HILLSBOROUGH | SWHI | UTILITIES@LAKESHOREMHC.COM | 6290430 | COMMUNITY | CHLORINATION; AERATION FOR REMOVAL OF ANY SECONDARY CONTAMINANT, SULFIDE, OR ANY UNREGULATED CONTAMINANT; CORROSION CONTROL INHIBITOR ADDITION; HYPOCHLORINATION; IRON OR MANGANESE SEQUESTRATION; OR ULTRAVIOLET RADIATION. THE LEAD/CHIEF OPERATOR MUST BE CLASS D OR HIGHER. 50,000 GPD UP TO 0.25 MGD-STAFFING BY CLASS D OR HIGHER OPERATOR: 3 VISITS/WEEK ON NONCONSECUTIVE DAYS FOR A TOTAL OF 0.3 HOUR/WEEK. LESS THAN 50,000 GPD-STAFFING BY A CLASS D OR HIGHER OPERATOR: 2 VISITS/WEEK ON NONCONSECUTIVE DAYS FOR A TOTAL OF 0.2 HOUR/WEEK. THERE SHALL BE NO MORE THAN 5 DAYS BETWEEN THE LAST VISIT IN ONE WEEK AND THE FIRST VISIT IN THE NEXT WEEK. | N | Y | CASA VERDE MANUFACTURED HOME COMMUNITY | 102 MAGNOLIA LANE |  | TAMPA | FL | 33610 |  | 8136213268 |  | JERRY FENSTERMAKER | CASA VERDE MHC, LLC | 8800 N. BRONX AVE 2ND FLOOR |  | SKOKIE | IL | 60077 |  | 8476260400 |  | INVESTOR | 1250 | 320000 | 442 | 2021-12-20 | 2021-09-03 | DC05 | 500
6 | HILLSBOROUGH | SWHI |  | 6290435 | OTHER PUBLIC WATER SYSTEM | CHLORINATION; AERATION FOR REMOVAL OF ANY SECONDARY CONTAMINANT, SULFIDE, OR ANY UNREGULATED CONTAMINANT; CORROSION CONTROL INHIBITOR ADDITION; HYPOCHLORINATION; IRON OR MANGANESE SEQUESTRATION; OR ULTRAVIOLET RADIATION. THE LEAD/CHIEF OPERATOR MUST BE CLASS D OR HIGHER. 50,000 GPD UP TO 0.25 MGD-STAFFING BY CLASS D OR HIGHER OPERATOR: 3 VISITS/WEEK ON NONCONSECUTIVE DAYS FOR A TOTAL OF 0.3 HOUR/WEEK. LESS THAN 50,000 GPD-STAFFING BY A CLASS D OR HIGHER OPERATOR: 2 VISITS/WEEK ON NONCONSECUTIVE DAYS FOR A TOTAL OF 0.2 HOUR/WEEK. THERE SHALL BE NO MORE THAN 5 DAYS BETWEEN THE LAST VISIT IN ONE WEEK AND THE FIRST VISIT IN THE NEXT WEEK. | N | Y | DAVIS MHP | 8830 CAUSEWAY BLVD |  | TAMPA | FL | 33619 |  | 8136264480 |  | TAMMY PORTER | T. PORTER | 8830 CAUSEWAY BLVD |  | TAMPA | FL | 33619 |  | 8136235005 |  | INVESTOR | 24 | 200 | 13 | 2091-12-17 | 2091-12-17 | NAF | 0
6 | HILLSBOROUGH | SWHI |  | 6290457 | NONCOMMUNITY | CHLORINATION; AERATION FOR REMOVAL OF ANY SECONDARY CONTAMINANT, SULFIDE, OR ANY UNREGULATED CONTAMINANT; CORROSION CONTROL INHIBITOR ADDITION; HYPOCHLORINATION; IRON OR MANGANESE SEQUESTRATION; OR ULTRAVIOLET RADIATION. THE LEAD/CHIEF OPERATOR MUST BE CLASS D OR HIGHER. 50,000 GPD UP TO 0.25 MGD-STAFFING BY CLASS D OR HIGHER OPERATOR: 3 VISITS/WEEK ON NONCONSECUTIVE DAYS FOR A TOTAL OF 0.3 HOUR/WEEK. LESS THAN 50,000 GPD-STAFFING BY A CLASS D OR HIGHER OPERATOR: 2 VISITS/WEEK ON NONCONSECUTIVE DAYS FOR A TOTAL OF 0.2 HOUR/WEEK. THERE SHALL BE NO MORE THAN 5 DAYS BETWEEN THE LAST VISIT IN ONE WEEK AND THE FIRST VISIT IN THE NEXT WEEK. | N | Y | DIAMOND HILL GOLF COURSE | 13115 SYDNEY ROAD |  | DOVER | FL | 33527 |  | 8136897219 |  | ELISHA SHIN | HAENG KU CHA | 13115 SYDNEY ROAD |  | DOVER | FL | 33527 |  | 8136897219 |  | INVESTOR | 250 | 192000 | 4 | 2021-07-13 | 2020-09-24 | NC01 | 50
6 | HILLSBOROUGH | SWHI |  | 6290474 | COMMUNITY | CHLORINATION; AERATION FOR REMOVAL OF ANY SECONDARY CONTAMINANT, SULFIDE, OR ANY UNREGULATED CONTAMINANT; CORROSION CONTROL INHIBITOR ADDITION; HYPOCHLORINATION; IRON OR MANGANESE SEQUESTRATION; OR ULTRAVIOLET RADIATION. THE LEAD/CHIEF OPERATOR MUST BE CLASS D OR HIGHER. 50,000 GPD UP TO 0.25 MGD-STAFFING BY CLASS D OR HIGHER OPERATOR: 3 VISITS/WEEK ON NONCONSECUTIVE DAYS FOR A TOTAL OF 0.3 HOUR/WEEK. LESS THAN 50,000 GPD-STAFFING BY A CLASS D OR HIGHER OPERATOR: 2 VISITS/WEEK ON NONCONSECUTIVE DAYS FOR A TOTAL OF 0.2 HOUR/WEEK. THERE SHALL BE NO MORE THAN 5 DAYS BETWEEN THE LAST VISIT IN ONE WEEK AND THE FIRST VISIT IN THE NEXT WEEK. | N | Y | TRIPLE T MHP | 10602 TAYLOR ROAD |  | THONOTOSASSA | FL | 33592 |  | 8138607907 |  | JAMES FAY | MHP TAMPA ISLAND, LLC | 3500 PIEDMONT ROAD, SUITE 330 |  | ATLANTA | GA | 30305 |  | 6462673327 |  | INVESTOR | 126 | 19000 | 28 | 2021-08-06 | 2021-07-14 | DC06 | 100
6 | HILLSBOROUGH | SWHI |  | 6290475 | NONTRANSIENT NONCOMMUNITY | CHLORINATION; AERATION FOR REMOVAL OF ANY SECONDARY CONTAMINANT, SULFIDE, OR ANY UNREGULATED CONTAMINANT; CORROSION CONTROL INHIBITOR ADDITION; HYPOCHLORINATION; IRON OR MANGANESE SEQUESTRATION; OR ULTRAVIOLET RADIATION. THE LEAD/CHIEF OPERATOR MUST BE CLASS D OR HIGHER. 50,000 GPD UP TO 0.25 MGD-STAFFING BY CLASS D OR HIGHER OPERATOR: 3 VISITS/WEEK ON NONCONSECUTIVE DAYS FOR A TOTAL OF 0.3 HOUR/WEEK. LESS THAN 50,000 GPD-STAFFING BY A CLASS D OR HIGHER OPERATOR: 2 VISITS/WEEK ON NONCONSECUTIVE DAYS FOR A TOTAL OF 0.2 HOUR/WEEK. THERE SHALL BE NO MORE THAN 5 DAYS BETWEEN THE LAST VISIT IN ONE WEEK AND THE FIRST VISIT IN THE NEXT WEEK. | N | Y | HCPRD/DOVER CTY PK | 2820 GALLAGHER RD. |  | DOVER | FL | 33527 |  | 8136353500 |  | ROYCE JOHNSON | HILLSBOROUGH CTY PARKS & RECREATION MU2 | PO BOX 1110 |  | TAMPA | FL | 33601 |  | 8133526427 |  | MUNICIPALITY | 75 | 14000 | 5 | 2021-02-24 | 2019-04-04 | NTNC | 100
6 | HILLSBOROUGH | SWHI | Derek.Maples@sdhc.k12.fl.us | 6290476 | NONTRANSIENT NONCOMMUNITY | CHLORINATION; AERATION FOR REMOVAL OF ANY SECONDARY CONTAMINANT, SULFIDE, OR ANY UNREGULATED CONTAMINANT; CORROSION CONTROL INHIBITOR ADDITION; HYPOCHLORINATION; IRON OR MANGANESE SEQUESTRATION; OR ULTRAVIOLET RADIATION. THE LEAD/CHIEF OPERATOR MUST BE CLASS D OR HIGHER. 50,000 GPD UP TO 0.25 MGD-STAFFING BY CLASS D OR HIGHER OPERATOR: 3 VISITS/WEEK ON NONCONSECUTIVE DAYS FOR A TOTAL OF 0.3 HOUR/WEEK. LESS THAN 50,000 GPD-STAFFING BY A CLASS D OR HIGHER OPERATOR: 2 VISITS/WEEK ON NONCONSECUTIVE DAYS FOR A TOTAL OF 0.2 HOUR/WEEK. THERE SHALL BE NO MORE THAN 5 DAYS BETWEEN THE LAST VISIT IN ONE WEEK AND THE FIRST VISIT IN THE NEXT WEEK. | N | Y | HCS/DOVER ELEMENTARY SCHOOL | 3035 NELSON AVENUE |  | DOVER | FL | 33527 |  | 8137579457 |  | HILLSBOROUGH COUNTY SITES & UTILITIES | HILLSBOROUGH COUNTY SITES & UTILITIES | 3838 N 50TH ST. |  | TAMPA | FL | 33619 |  | 8136351181 |  | COUNTY | 1010 | 49000 | 14 | 2021-09-28 | 2019-04-03 | NTNC | 100
6 | HILLSBOROUGH | SWHI |  | 6290477 | OTHER PUBLIC WATER SYSTEM | CHLORINATION; AERATION FOR REMOVAL OF ANY SECONDARY CONTAMINANT, SULFIDE, OR ANY UNREGULATED CONTAMINANT; CORROSION CONTROL INHIBITOR ADDITION; HYPOCHLORINATION; IRON OR MANGANESE SEQUESTRATION; OR ULTRAVIOLET RADIATION. THE LEAD/CHIEF OPERATOR MUST BE CLASS D OR HIGHER. 50,000 GPD UP TO 0.25 MGD-STAFFING BY CLASS D OR HIGHER OPERATOR: 3 VISITS/WEEK ON NONCONSECUTIVE DAYS FOR A TOTAL OF 0.3 HOUR/WEEK. LESS THAN 50,000 GPD-STAFFING BY A CLASS D OR HIGHER OPERATOR: 2 VISITS/WEEK ON NONCONSECUTIVE DAYS FOR A TOTAL OF 0.2 HOUR/WEEK. THERE SHALL BE NO MORE THAN 5 DAYS BETWEEN THE LAST VISIT IN ONE WEEK AND THE FIRST VISIT IN THE NEXT WEEK. | N | N | HILLS CTY FIRE STATION #230 | 3138 SYDNEY-DOVER RD. |  | DOVER | FL | 33527 |  | 8136216019 |  |  | HILLSBOROUGH CTY FIRE DEPT | 3210 S. 78TH ST. |  | TAMPA | FL | 33619 |  | 8136216019 |  | AUTHORITY/COMMISSION/DISTRICT | 20 | 1 | 5 | 2086-08-27 | 2086-08-27 | NAF | 0
6 | HILLSBOROUGH | SWHI | SWEETLIVINGINC@AOL.COM | 6290482 | COMMUNITY | CHLORINATION; AERATION FOR REMOVAL OF ANY SECONDARY CONTAMINANT, SULFIDE, OR ANY UNREGULATED CONTAMINANT; CORROSION CONTROL INHIBITOR ADDITION; HYPOCHLORINATION; IRON OR MANGANESE SEQUESTRATION; OR ULTRAVIOLET RADIATION. THE LEAD/CHIEF OPERATOR MUST BE CLASS D OR HIGHER. 50,000 GPD UP TO 0.25 MGD-STAFFING BY CLASS D OR HIGHER OPERATOR: 3 VISITS/WEEK ON NONCONSECUTIVE DAYS FOR A TOTAL OF 0.3 HOUR/WEEK. LESS THAN 50,000 GPD-STAFFING BY A CLASS D OR HIGHER OPERATOR: 2 VISITS/WEEK ON NONCONSECUTIVE DAYS FOR A TOTAL OF 0.2 HOUR/WEEK. THERE SHALL BE NO MORE THAN 5 DAYS BETWEEN THE LAST VISIT IN ONE WEEK AND THE FIRST VISIT IN THE NEXT WEEK. | N | Y | DUFFEY TRAILER PARK | 3505 SAM AUSTIN ROAD |  | PLANT CITY | FL | 33566 |  | 8137356641 |  | ANITA ROUSE | DESMOND SURUJBALI | 912 SHOALS LANDING DRIVE |  | BRANDON | FL | 33511 |  | 8134860995 |  | INVESTOR | 85 | 8050 | 24 | 2021-06-28 | 2021-05-24 | DC06 | 100
6 | HILLSBOROUGH | SWHI |  | 6290484 | OTHER PUBLIC WATER SYSTEM | CHLORINATION; AERATION FOR REMOVAL OF ANY SECONDARY CONTAMINANT, SULFIDE, OR ANY UNREGULATED CONTAMINANT; CORROSION CONTROL INHIBITOR ADDITION; HYPOCHLORINATION; IRON OR MANGANESE SEQUESTRATION; OR ULTRAVIOLET RADIATION. THE LEAD/CHIEF OPERATOR MUST BE CLASS D OR HIGHER. 50,000 GPD UP TO 0.25 MGD-STAFFING BY CLASS D OR HIGHER OPERATOR: 3 VISITS/WEEK ON NONCONSECUTIVE DAYS FOR A TOTAL OF 0.3 HOUR/WEEK. LESS THAN 50,000 GPD-STAFFING BY A CLASS D OR HIGHER OPERATOR: 2 VISITS/WEEK ON NONCONSECUTIVE DAYS FOR A TOTAL OF 0.2 HOUR/WEEK. THERE SHALL BE NO MORE THAN 5 DAYS BETWEEN THE LAST VISIT IN ONE WEEK AND THE FIRST VISIT IN THE NEXT WEEK. | N | Y | VEE'S ADULT MHP | 6011 DUNCAN RD |  | RIVERVIEW | FL | 33569 |  | 8136212873 |  |  | MR. DUNCAN | 6011 DUNCAN ROAD |  | RIVERVIEW | FL | 33569 |  | 8136212873 |  | INVESTOR | 12 | 1600 | 8 |  | 2091-12-16 | NAF | 0
6 | HILLSBOROUGH | SWHI |  | 6290494 | NONCOMMUNITY | CHLORINATION; AERATION FOR REMOVAL OF ANY SECONDARY CONTAMINANT, SULFIDE, OR ANY UNREGULATED CONTAMINANT; CORROSION CONTROL INHIBITOR ADDITION; HYPOCHLORINATION; IRON OR MANGANESE SEQUESTRATION; OR ULTRAVIOLET RADIATION. THE LEAD/CHIEF OPERATOR MUST BE CLASS D OR HIGHER. 50,000 GPD UP TO 0.25 MGD-STAFFING BY CLASS D OR HIGHER OPERATOR: 3 VISITS/WEEK ON NONCONSECUTIVE DAYS FOR A TOTAL OF 0.3 HOUR/WEEK. LESS THAN 50,000 GPD-STAFFING BY A CLASS D OR HIGHER OPERATOR: 2 VISITS/WEEK ON NONCONSECUTIVE DAYS FOR A TOTAL OF 0.2 HOUR/WEEK. THERE SHALL BE NO MORE THAN 5 DAYS BETWEEN THE LAST VISIT IN ONE WEEK AND THE FIRST VISIT IN THE NEXT WEEK. | N | Y | HCPRD/EARL SIMMONS PARK | 5936 CONNELL ROAD |  | PLANT CITY | FL | 33567 |  | 8132725840 |  | ROYCE JOHNSON | HILLSBOROUGH CTY PARKS & RECREATION MU2 | PO BOX 1110 |  | TAMPA | FL | 33601 |  | 8133526427 |  | COUNTY | 100 | 19000 | 2 | 2021-03-30 | 2019-04-04 | NC01 | 50
6 | HILLSBOROUGH | SWHI |  | 6290497 | COMMUNITY | NO TREATMENT--CONSECUTIVE SYSTEMS ONLY | Y | Y | HCPUD/EASTLAKE | CORNER OF CHELSEA ST AND KING ALFRED DR |  | TAMPA | FL | 33610 |  | 8136260342 |  | EDWARD WATSON | HILLSBOROUGH COUNTY BOCC | 925 E TWIGGS ST |  | TAMPA | FL | 33602 |  | 8132093009 |  | COUNTY | 2074 | 510000 | 872 | 2021-06-28 | 2020-03-27 | PC02 | 100
6 | HILLSBOROUGH | SWHI |  | 6290505 | COMMUNITY | CHLORINATION; AERATION FOR REMOVAL OF ANY SECONDARY CONTAMINANT, SULFIDE, OR ANY UNREGULATED CONTAMINANT; CORROSION CONTROL INHIBITOR ADDITION; HYPOCHLORINATION; IRON OR MANGANESE SEQUESTRATION; OR ULTRAVIOLET RADIATION. THE LEAD/CHIEF OPERATOR MUST BE CLASS D OR HIGHER. 50,000 GPD UP TO 0.25 MGD-STAFFING BY CLASS D OR HIGHER OPERATOR: 3 VISITS/WEEK ON NONCONSECUTIVE DAYS FOR A TOTAL OF 0.3 HOUR/WEEK. LESS THAN 50,000 GPD-STAFFING BY A CLASS D OR HIGHER OPERATOR: 2 VISITS/WEEK ON NONCONSECUTIVE DAYS FOR A TOTAL OF 0.2 HOUR/WEEK. THERE SHALL BE NO MORE THAN 5 DAYS BETWEEN THE LAST VISIT IN ONE WEEK AND THE FIRST VISIT IN THE NEXT WEEK. | N | Y | FAMILY RENTALS OF SEFFNER | 11416 US-92 |  | SEFFNER | FL | 33584 |  | 8137701176 |  | ARTUR SELITSKIY | MHP TAMPA FAMILY LLC | 3500 PIEDMONT ROAD, SUITE 330 |  | ATLANTA | GA | 30305 |  | 6462673327 |  | INVESTOR | 75 | 49900 | 31 | 2019-12-05 | 2021-09-21 | DC06 | 100
6 | HILLSBOROUGH | SWHI |  | 6290534 | NONCOMMUNITY | CHLORINATION; AERATION FOR REMOVAL OF ANY SECONDARY CONTAMINANT, SULFIDE, OR ANY UNREGULATED CONTAMINANT; CORROSION CONTROL INHIBITOR ADDITION; HYPOCHLORINATION; IRON OR MANGANESE SEQUESTRATION; OR ULTRAVIOLET RADIATION. THE LEAD/CHIEF OPERATOR MUST BE CLASS D OR HIGHER. 50,000 GPD UP TO 0.25 MGD-STAFFING BY CLASS D OR HIGHER OPERATOR: 3 VISITS/WEEK ON NONCONSECUTIVE DAYS FOR A TOTAL OF 0.3 HOUR/WEEK. LESS THAN 50,000 GPD-STAFFING BY A CLASS D OR HIGHER OPERATOR: 2 VISITS/WEEK ON NONCONSECUTIVE DAYS FOR A TOTAL OF 0.2 HOUR/WEEK. THERE SHALL BE NO MORE THAN 5 DAYS BETWEEN THE LAST VISIT IN ONE WEEK AND THE FIRST VISIT IN THE NEXT WEEK. | N | Y | HCPRD/EUREKA SPRINGS | 6400 EUREKA SPRINGS ROAD |  | TAMPA | FL | 33610 |  | 8137445536 |  | BILLY GRAHAM | HILLSBOROUGH COUNTY CONSERVATION & ENVIRONMENTAL LANDS MGMNT | PO BOX 1110 |  | TAMPA | FL | 33601 |  | 8132675940 |  | COUNTY | 100 | 10000 | 3 | 2017-05-30 | 2019-07-31 | NC01 | 50
6 | HILLSBOROUGH | SWHI | JIMMYERS007@GMAIL.COM | 6290548 | COMMUNITY | CHLORINATION; AERATION FOR REMOVAL OF ANY SECONDARY CONTAMINANT, SULFIDE, OR ANY UNREGULATED CONTAMINANT; CORROSION CONTROL INHIBITOR ADDITION; HYPOCHLORINATION; IRON OR MANGANESE SEQUESTRATION; OR ULTRAVIOLET RADIATION. THE LEAD/CHIEF OPERATOR MUST BE CLASS D OR HIGHER. 50,000 GPD UP TO 0.25 MGD-STAFFING BY CLASS D OR HIGHER OPERATOR: 3 VISITS/WEEK ON NONCONSECUTIVE DAYS FOR A TOTAL OF 0.3 HOUR/WEEK. LESS THAN 50,000 GPD-STAFFING BY A CLASS D OR HIGHER OPERATOR: 2 VISITS/WEEK ON NONCONSECUTIVE DAYS FOR A TOTAL OF 0.2 HOUR/WEEK. THERE SHALL BE NO MORE THAN 5 DAYS BETWEEN THE LAST VISIT IN ONE WEEK AND THE FIRST VISIT IN THE NEXT WEEK. | N | Y | HENRY GEORGE MOBILE HOME PARK | 8402 HENRY GEORGE ROAD |  | PLANT CITY | FL | 33567 |  |  |  | JIM AND STACY MYERS | MHP OPERATIONS INC | 801 WEST BAY DRIVE, SUITE 302 |  | LARGO | FL | 33770 |  | 8134773747 |  | INVESTOR | 40 | 28000 | 22 | 2020-04-23 | 2021-09-24 | DC06 | 100
6 | HILLSBOROUGH | SWHI |  | 6290590 | NONTRANSIENT NONCOMMUNITY | CHLORINATION; AERATION FOR REMOVAL OF ANY SECONDARY CONTAMINANT, SULFIDE, OR ANY UNREGULATED CONTAMINANT; CORROSION CONTROL INHIBITOR ADDITION; HYPOCHLORINATION; IRON OR MANGANESE SEQUESTRATION; OR ULTRAVIOLET RADIATION. THE LEAD/CHIEF OPERATOR MUST BE CLASS D OR HIGHER. 50,000 GPD UP TO 0.25 MGD-STAFFING BY CLASS D OR HIGHER OPERATOR: 3 VISITS/WEEK ON NONCONSECUTIVE DAYS FOR A TOTAL OF 0.3 HOUR/WEEK. LESS THAN 50,000 GPD-STAFFING BY A CLASS D OR HIGHER OPERATOR: 2 VISITS/WEEK ON NONCONSECUTIVE DAYS FOR A TOTAL OF 0.2 HOUR/WEEK. THERE SHALL BE NO MORE THAN 5 DAYS BETWEEN THE LAST VISIT IN ONE WEEK AND THE FIRST VISIT IN THE NEXT WEEK. | N | Y | FLORIDA ACECAPADERS INC. | 12315 SR 674 |  | LITHIA | FL | 33547 |  | 8137676765 |  | BOB KEMPKES | FLORIDA ACECAPADERS INC. | 12315 SR 674, LOT 61 |  | LITHIA | FL | 33547 |  | 9788087156 |  | INVESTOR | 156 | 30000 | 77 | 2021-06-30 | 2019-09-23 | NTNC | 100
6 | HILLSBOROUGH | SWHI | FLORIDALLPARK2@GMAIL.COM | 6290595 | COMMUNITY | CHLORINATION; AERATION FOR REMOVAL OF ANY SECONDARY CONTAMINANT, SULFIDE, OR ANY UNREGULATED CONTAMINANT; CORROSION CONTROL INHIBITOR ADDITION; HYPOCHLORINATION; IRON OR MANGANESE SEQUESTRATION; OR ULTRAVIOLET RADIATION. THE LEAD/CHIEF OPERATOR MUST BE CLASS D OR HIGHER. 50,000 GPD UP TO 0.25 MGD-STAFFING BY CLASS D OR HIGHER OPERATOR: 3 VISITS/WEEK ON NONCONSECUTIVE DAYS FOR A TOTAL OF 0.3 HOUR/WEEK. LESS THAN 50,000 GPD-STAFFING BY A CLASS D OR HIGHER OPERATOR: 2 VISITS/WEEK ON NONCONSECUTIVE DAYS FOR A TOTAL OF 0.2 HOUR/WEEK. THERE SHALL BE NO MORE THAN 5 DAYS BETWEEN THE LAST VISIT IN ONE WEEK AND THE FIRST VISIT IN THE NEXT WEEK. | N | Y | FLORIDA LIGHT & LIFE MHP | 5604 DEESON RD |  | LAKELAND | FL | 33810 |  | 8638587504 |  | STANLEY WELTON | FLORIDA LIGHT & LIFE MHP | 5604 DEESON RD |  | LAKELAND | FL | 33810 |  | 8638587504 |  | INVESTOR | 490 | 51250 | 270 | 2019-10-31 | 2021-08-27 | DC051 | 100
6 | HILLSBOROUGH | SWHI |  | 6290602 | OTHER PUBLIC WATER SYSTEM | CHLORINATION; AERATION FOR REMOVAL OF ANY SECONDARY CONTAMINANT, SULFIDE, OR ANY UNREGULATED CONTAMINANT; CORROSION CONTROL INHIBITOR ADDITION; HYPOCHLORINATION; IRON OR MANGANESE SEQUESTRATION; OR ULTRAVIOLET RADIATION. THE LEAD/CHIEF OPERATOR MUST BE CLASS D OR HIGHER. 50,000 GPD UP TO 0.25 MGD-STAFFING BY CLASS D OR HIGHER OPERATOR: 3 VISITS/WEEK ON NONCONSECUTIVE DAYS FOR A TOTAL OF 0.3 HOUR/WEEK. LESS THAN 50,000 GPD-STAFFING BY A CLASS D OR HIGHER OPERATOR: 2 VISITS/WEEK ON NONCONSECUTIVE DAYS FOR A TOTAL OF 0.2 HOUR/WEEK. THERE SHALL BE NO MORE THAN 5 DAYS BETWEEN THE LAST VISIT IN ONE WEEK AND THE FIRST VISIT IN THE NEXT WEEK. | N | Y | FLORIDA SANDS | 15204-13205 12TH & 13TH STS |  | TAMPA | FL | 33549 |  | 8139781502 |  | CHUCK KEMP | ROSEMARIE ADAM/HENRI DEMARTEL | 13205 N. 13TH STREET, #37 |  | LUTZ | FL | 33549 |  | 8136898001 |  | OTHER | 20 | 2000 | 12 | 2093-01-21 | 2093-01-21 | NAF | 0
6 | HILLSBOROUGH | SWHI |  | 6290607 | COMMUNITY | CHLORINATION; AERATION FOR REMOVAL OF ANY SECONDARY CONTAMINANT, SULFIDE, OR ANY UNREGULATED CONTAMINANT; CORROSION CONTROL INHIBITOR ADDITION; HYPOCHLORINATION; IRON OR MANGANESE SEQUESTRATION; OR ULTRAVIOLET RADIATION. THE LEAD/CHIEF OPERATOR MUST BE CLASS D OR HIGHER. 50,000 GPD UP TO 0.25 MGD-STAFFING BY CLASS D OR HIGHER OPERATOR: 3 VISITS/WEEK ON NONCONSECUTIVE DAYS FOR A TOTAL OF 0.3 HOUR/WEEK. LESS THAN 50,000 GPD-STAFFING BY A CLASS D OR HIGHER OPERATOR: 2 VISITS/WEEK ON NONCONSECUTIVE DAYS FOR A TOTAL OF 0.2 HOUR/WEEK. THERE SHALL BE NO MORE THAN 5 DAYS BETWEEN THE LAST VISIT IN ONE WEEK AND THE FIRST VISIT IN THE NEXT WEEK. | N | Y | FLYING CLOUD TP | 14205 N NEBRASKA AVE |  | TAMPA | FL | 33613 |  | 8139717192 |  | RAYMOND DENEYS | RAYMOND DENEYS | 14205 N NEBRASKA AVE |  | TAMPA | FL | 33613 |  | 8139717192 |  | INVESTOR | 60 | 25000 | 62 | 2021-10-18 | 2021-09-23 | DC06 | 100
6 | HILLSBOROUGH | SWHI |  | 6290631 | COMMUNITY | CHLORINATION; AERATION FOR REMOVAL OF ANY SECONDARY CONTAMINANT, SULFIDE, OR ANY UNREGULATED CONTAMINANT; CORROSION CONTROL INHIBITOR ADDITION; HYPOCHLORINATION; IRON OR MANGANESE SEQUESTRATION; OR ULTRAVIOLET RADIATION. THE LEAD/CHIEF OPERATOR MUST BE CLASS D OR HIGHER. 50,000 GPD UP TO 0.25 MGD-STAFFING BY CLASS D OR HIGHER OPERATOR: 3 VISITS/WEEK ON NONCONSECUTIVE DAYS FOR A TOTAL OF 0.3 HOUR/WEEK. LESS THAN 50,000 GPD-STAFFING BY A CLASS D OR HIGHER OPERATOR: 2 VISITS/WEEK ON NONCONSECUTIVE DAYS FOR A TOTAL OF 0.2 HOUR/WEEK. THERE SHALL BE NO MORE THAN 5 DAYS BETWEEN THE LAST VISIT IN ONE WEEK AND THE FIRST VISIT IN THE NEXT WEEK. | N | Y | GALAXY MHP | 5810 HIGHWAY 92 |  | PLANT CITY | FL | 33566 |  | 7273866479 |  | YARON DAVID | YARON DAVID | PO BOX 1643 |  | PINELLAS PARK | FL | 33780 |  | 7273866479 |  | INVESTOR | 80 | 12053 | 44 | 2021-02-18 | 2021-01-19 | DC06 | 100
6 | HILLSBOROUGH | SWHI |  | 6290641 | OTHER PUBLIC WATER SYSTEM | CHLORINATION; AERATION FOR REMOVAL OF ANY SECONDARY CONTAMINANT, SULFIDE, OR ANY UNREGULATED CONTAMINANT; CORROSION CONTROL INHIBITOR ADDITION; HYPOCHLORINATION; IRON OR MANGANESE SEQUESTRATION; OR ULTRAVIOLET RADIATION. THE LEAD/CHIEF OPERATOR MUST BE CLASS D OR HIGHER. 50,000 GPD UP TO 0.25 MGD-STAFFING BY CLASS D OR HIGHER OPERATOR: 3 VISITS/WEEK ON NONCONSECUTIVE DAYS FOR A TOTAL OF 0.3 HOUR/WEEK. LESS THAN 50,000 GPD-STAFFING BY A CLASS D OR HIGHER OPERATOR: 2 VISITS/WEEK ON NONCONSECUTIVE DAYS FOR A TOTAL OF 0.2 HOUR/WEEK. THERE SHALL BE NO MORE THAN 5 DAYS BETWEEN THE LAST VISIT IN ONE WEEK AND THE FIRST VISIT IN THE NEXT WEEK. | N | Y | GATES MHP | 322 #7 MORRIS BRIDGE RD |  | THONOTOSASSA | FL | 33592 |  | 8139882740 |  | SHIRLEY MCFARLAND | WILMA E GATES | 322 #7 MORRIS BRIDGE RD |  | THONOTOSASSA | FL | 33592 |  | 8139882740 |  | INVESTOR | 20 | 19000 | 13 | 2089-09-18 | 2081-11-22 | NAF | 0
6 | HILLSBOROUGH | SWHI |  | 6290648 | NONTRANSIENT NONCOMMUNITY | ACTIVATED CARBON PROCESSES; DIATOMACEOUS EARTH FILTRATION; ION EXCHANGE FOR REMOVAL OF ANY PRIMARY CONTAMINANT; ION AND MANGANESE REMOVAL (OXIDATION, DETENTION, AND FILTRATION); OR SLOW SAND FILTRATION. LEAD/CHIEF OPERATOR MUST BE CLASS C OR HIGHER. 1.0 MGD UP TO 2.0 MGD-STAFFING BY CLASS C OR HIGHER OPERATOR: 6 HOURS/DAY FOR 5 DAYS/WEEK AND ONE VISIT ON EACH WEEKEND DAY. 0.5 MGD UP TO 1.0 MGD-STAFFING BY CLASS C OR HIGHER OPERATOR: 3 HOURS/DAY FOR 5 DAYS/WEEK AND ONE VISIT ON EACH WEEKEND DAY. 0.25 MGD UP TO 0.5 MGD-STAFFING BY CLASS C OR HIGHER OPERATOR: 1 HOUR/DAY FOR 5 DAYS/WEEK AND ONE VISIT ON EACH WEEKEND DAY. LESS THAN 0.25 MGD-STAFFING BY CLASS C OR HIGHER OPERATOR: 5 VISITS/WEEK AND ONE VISIT EACH WEEKEND FOR A TOTAL OF 1.8 HOURS/WEEK. | N | Y | RIVER OAKS RV RESORT | 201 STEPHENS ROAD |  | RUSKIN | FL | 33570 |  | 8136452439 |  | WENDY MILENKEVICH | RIVER OAKS RV RESORT LLC | 10221 RIVER ROAD, SUITE 59831 |  | POTOMAC | MD | 20859 |  | 2028386471 |  | INVESTOR | 196 | 28000 | 98 | 2021-08-10 | 2019-10-08 | NTNC | 100
6 | HILLSBOROUGH | SWHI |  | 6290662 | OTHER PUBLIC WATER SYSTEM | CHLORINATION; AERATION FOR REMOVAL OF ANY SECONDARY CONTAMINANT, SULFIDE, OR ANY UNREGULATED CONTAMINANT; CORROSION CONTROL INHIBITOR ADDITION; HYPOCHLORINATION; IRON OR MANGANESE SEQUESTRATION; OR ULTRAVIOLET RADIATION. THE LEAD/CHIEF OPERATOR MUST BE CLASS D OR HIGHER. 50,000 GPD UP TO 0.25 MGD-STAFFING BY CLASS D OR HIGHER OPERATOR: 3 VISITS/WEEK ON NONCONSECUTIVE DAYS FOR A TOTAL OF 0.3 HOUR/WEEK. LESS THAN 50,000 GPD-STAFFING BY A CLASS D OR HIGHER OPERATOR: 2 VISITS/WEEK ON NONCONSECUTIVE DAYS FOR A TOTAL OF 0.2 HOUR/WEEK. THERE SHALL BE NO MORE THAN 5 DAYS BETWEEN THE LAST VISIT IN ONE WEEK AND THE FIRST VISIT IN THE NEXT WEEK. | N | Y | GILLUM MHP | 2205 MARTIN ROAD |  | DOVER | FL | 33527 |  | 8136899117 |  | JAMES GILLUM | JAMES GILLUM | MARTIN RD & DURANT RD |  | DOVER | FL | 33527 |  | 8136899117 |  | INVESTOR | 12 | 57000 | 7 | 2088-10-18 | 2088-10-18 | NAF | 0
6 | HILLSBOROUGH | SWHI |  | 6290685 | COMMUNITY | CHLORINATION; AERATION FOR REMOVAL OF ANY SECONDARY CONTAMINANT, SULFIDE, OR ANY UNREGULATED CONTAMINANT; CORROSION CONTROL INHIBITOR ADDITION; HYPOCHLORINATION; IRON OR MANGANESE SEQUESTRATION; OR ULTRAVIOLET RADIATION. THE LEAD/CHIEF OPERATOR MUST BE CLASS D OR HIGHER. 50,000 GPD UP TO 0.25 MGD-STAFFING BY CLASS D OR HIGHER OPERATOR: 3 VISITS/WEEK ON NONCONSECUTIVE DAYS FOR A TOTAL OF 0.3 HOUR/WEEK. LESS THAN 50,000 GPD-STAFFING BY A CLASS D OR HIGHER OPERATOR: 2 VISITS/WEEK ON NONCONSECUTIVE DAYS FOR A TOTAL OF 0.2 HOUR/WEEK. THERE SHALL BE NO MORE THAN 5 DAYS BETWEEN THE LAST VISIT IN ONE WEEK AND THE FIRST VISIT IN THE NEXT WEEK. | N | Y | SUNBURST RV PARK-TAMPA EAST | 12720 US HWY 92 EAST |  | DOVER | FL | 33527 |  | 8136592504 |  | RITA OWENS | SUN COMMUNITIES INC | 27777 FRANKLIN RD STE 200 |  | SOUTHFIELD | MI | 48034 |  | 2482082500 |  | INVESTOR | 300 | 139000 | 295 | 2021-09-21 | 2020-04-22 | DC051 | 100
6 | HILLSBOROUGH | SWHI |  | 6290696 | COMMUNITY | CHLORINATION; AERATION FOR REMOVAL OF ANY SECONDARY CONTAMINANT, SULFIDE, OR ANY UNREGULATED CONTAMINANT; CORROSION CONTROL INHIBITOR ADDITION; HYPOCHLORINATION; IRON OR MANGANESE SEQUESTRATION; OR ULTRAVIOLET RADIATION. THE LEAD/CHIEF OPERATOR MUST BE CLASS D OR HIGHER. 50,000 GPD UP TO 0.25 MGD-STAFFING BY CLASS D OR HIGHER OPERATOR: 3 VISITS/WEEK ON NONCONSECUTIVE DAYS FOR A TOTAL OF 0.3 HOUR/WEEK. LESS THAN 50,000 GPD-STAFFING BY A CLASS D OR HIGHER OPERATOR: 2 VISITS/WEEK ON NONCONSECUTIVE DAYS FOR A TOTAL OF 0.2 HOUR/WEEK. THERE SHALL BE NO MORE THAN 5 DAYS BETWEEN THE LAST VISIT IN ONE WEEK AND THE FIRST VISIT IN THE NEXT WEEK. | N | Y | GROVE MHC | 1518 CLEMENT ROAD |  | LUTZ | FL | 33549 |  | 8135059185 |  | RICHARD (RICK) CROSBY | CHARLES AND LISA PFEIFER | 180 E. 79TH ST 18B |  | NEW YORK | NY | 10075 |  | 6467690567 |  | INVESTOR | 68 | 21250 | 34 | 2021-06-24 | 2021-06-24 | DC06 | 100
6 | HILLSBOROUGH | SWHI | niceguyxox@aol.com | 6290722 | OTHER PUBLIC WATER SYSTEM | CHLORINATION; AERATION FOR REMOVAL OF ANY SECONDARY CONTAMINANT, SULFIDE, OR ANY UNREGULATED CONTAMINANT; CORROSION CONTROL INHIBITOR ADDITION; HYPOCHLORINATION; IRON OR MANGANESE SEQUESTRATION; OR ULTRAVIOLET RADIATION. THE LEAD/CHIEF OPERATOR MUST BE CLASS D OR HIGHER. 50,000 GPD UP TO 0.25 MGD-STAFFING BY CLASS D OR HIGHER OPERATOR: 3 VISITS/WEEK ON NONCONSECUTIVE DAYS FOR A TOTAL OF 0.3 HOUR/WEEK. LESS THAN 50,000 GPD-STAFFING BY A CLASS D OR HIGHER OPERATOR: 2 VISITS/WEEK ON NONCONSECUTIVE DAYS FOR A TOTAL OF 0.2 HOUR/WEEK. THERE SHALL BE NO MORE THAN 5 DAYS BETWEEN THE LAST VISIT IN ONE WEEK AND THE FIRST VISIT IN THE NEXT WEEK. | N | Y | HAPPY ACRES MHP | 10509 SYMMES RD |  | RIVERVIEW | FL | 33569 |  | 8136771441 |  | RICHARD OBERNE | RICHARD & FRAN OBERNE | 11622 GROVE ARCADE DRIVE |  | RIVERVIEW | FL | 33569 |  | 8136771441 |  | INVESTOR | 10 | 19000 | 14 | 2011-11-07 | 2009-09-14 | NAF | 0
6 | HILLSBOROUGH | SWHI |  | 6290727 | OTHER PUBLIC WATER SYSTEM | CHLORINATION; AERATION FOR REMOVAL OF ANY SECONDARY CONTAMINANT, SULFIDE, OR ANY UNREGULATED CONTAMINANT; CORROSION CONTROL INHIBITOR ADDITION; HYPOCHLORINATION; IRON OR MANGANESE SEQUESTRATION; OR ULTRAVIOLET RADIATION. THE LEAD/CHIEF OPERATOR MUST BE CLASS D OR HIGHER. 50,000 GPD UP TO 0.25 MGD-STAFFING BY CLASS D OR HIGHER OPERATOR: 3 VISITS/WEEK ON NONCONSECUTIVE DAYS FOR A TOTAL OF 0.3 HOUR/WEEK. LESS THAN 50,000 GPD-STAFFING BY A CLASS D OR HIGHER OPERATOR: 2 VISITS/WEEK ON NONCONSECUTIVE DAYS FOR A TOTAL OF 0.2 HOUR/WEEK. THERE SHALL BE NO MORE THAN 5 DAYS BETWEEN THE LAST VISIT IN ONE WEEK AND THE FIRST VISIT IN THE NEXT WEEK. | N | Y | HAPPY TIMES MHP | 5014 GARDEN LANE |  | TAMPA | FL | 33610 |  |  |  | W.P. HODGES | WILLIE P HODGES JR | 5014 GARDEN LANE |  | TAMPA | FL | 33610 |  |  |  | INVESTOR | 20 | 38000 | 13 | 2092-02-17 | 2092-02-17 | NAF | 0
6 | HILLSBOROUGH | SWHI |  | 6290728 | COMMUNITY | CHLORINATION; AERATION FOR REMOVAL OF ANY SECONDARY CONTAMINANT, SULFIDE, OR ANY UNREGULATED CONTAMINANT; CORROSION CONTROL INHIBITOR ADDITION; HYPOCHLORINATION; IRON OR MANGANESE SEQUESTRATION; OR ULTRAVIOLET RADIATION. THE LEAD/CHIEF OPERATOR MUST BE CLASS D OR HIGHER. 50,000 GPD UP TO 0.25 MGD-STAFFING BY CLASS D OR HIGHER OPERATOR: 3 VISITS/WEEK ON NONCONSECUTIVE DAYS FOR A TOTAL OF 0.3 HOUR/WEEK. LESS THAN 50,000 GPD-STAFFING BY A CLASS D OR HIGHER OPERATOR: 2 VISITS/WEEK ON NONCONSECUTIVE DAYS FOR A TOTAL OF 0.2 HOUR/WEEK. THERE SHALL BE NO MORE THAN 5 DAYS BETWEEN THE LAST VISIT IN ONE WEEK AND THE FIRST VISIT IN THE NEXT WEEK. | N | Y | HAPPY TRAVELER'S RVP | 9401 E FOWLER AVE |  | THONOTOSASSA | FL | 33592 |  | 8139863094 |  | HAPPY TRAVELER RV RESORT LLC | HAPPY TRAVELER RV RESORT LLC | 29605 US HWY 19, SUITE 130 |  | CLEARWATER | FL | 33761 |  | 3025591995 |  | INVESTOR | 300 | 159000 | 225 | 2021-01-29 | 2019-01-09 | DC051 | 100
6 | HILLSBOROUGH | SWHI |  | 6290731 | OTHER PUBLIC WATER SYSTEM | CHLORINATION; AERATION FOR REMOVAL OF ANY SECONDARY CONTAMINANT, SULFIDE, OR ANY UNREGULATED CONTAMINANT; CORROSION CONTROL INHIBITOR ADDITION; HYPOCHLORINATION; IRON OR MANGANESE SEQUESTRATION; OR ULTRAVIOLET RADIATION. THE LEAD/CHIEF OPERATOR MUST BE CLASS D OR HIGHER. 50,000 GPD UP TO 0.25 MGD-STAFFING BY CLASS D OR HIGHER OPERATOR: 3 VISITS/WEEK ON NONCONSECUTIVE DAYS FOR A TOTAL OF 0.3 HOUR/WEEK. LESS THAN 50,000 GPD-STAFFING BY A CLASS D OR HIGHER OPERATOR: 2 VISITS/WEEK ON NONCONSECUTIVE DAYS FOR A TOTAL OF 0.2 HOUR/WEEK. THERE SHALL BE NO MORE THAN 5 DAYS BETWEEN THE LAST VISIT IN ONE WEEK AND THE FIRST VISIT IN THE NEXT WEEK. | N | Y | LEISURE VILLAGE MHP | 4943 E HILLSBOROUGH AVE |  | TAMPA | FL | 33610 |  | 8139613628 |  | CALVIN & BETTY PAPPAN | HEINZ ZITTEE | 4943 E HILLSBOROUGH AVE |  | TAMPA | FL | 33610 |  | 8139613628 |  | INVESTOR | 20 | 19000 | 14 | 2089-06-13 | 2081-06-19 | NAF | 0
6 | HILLSBOROUGH | SWHI | artgrandestates@gmail.com | 6290740 | COMMUNITY | CHLORINATION; AERATION FOR REMOVAL OF ANY SECONDARY CONTAMINANT, SULFIDE, OR ANY UNREGULATED CONTAMINANT; CORROSION CONTROL INHIBITOR ADDITION; HYPOCHLORINATION; IRON OR MANGANESE SEQUESTRATION; OR ULTRAVIOLET RADIATION. THE LEAD/CHIEF OPERATOR MUST BE CLASS D OR HIGHER. 50,000 GPD UP TO 0.25 MGD-STAFFING BY CLASS D OR HIGHER OPERATOR: 3 VISITS/WEEK ON NONCONSECUTIVE DAYS FOR A TOTAL OF 0.3 HOUR/WEEK. LESS THAN 50,000 GPD-STAFFING BY A CLASS D OR HIGHER OPERATOR: 2 VISITS/WEEK ON NONCONSECUTIVE DAYS FOR A TOTAL OF 0.2 HOUR/WEEK. THERE SHALL BE NO MORE THAN 5 DAYS BETWEEN THE LAST VISIT IN ONE WEEK AND THE FIRST VISIT IN THE NEXT WEEK. | N | Y | MAGNOLIA TP | 10606 MAGNOLIA DR. |  | THONOTOSASSA | FL | 33592 |  | 8138080205 |  | ARTUR SELITSKIY | MHP TAMPA CLIFFS, LLC | 3500 PIEDMONT ROAD, SUITE 330 |  | ATLANTA | GA | 30305 |  | 6462673327 |  | INVESTOR | 30 | 19000 | 15 | 2021-08-25 | 2020-02-11 | DC06 | 100
6 | HILLSBOROUGH | SWHI |  | 6290741 | COMMUNITY | ACTIVATED CARBON PROCESSES; DIATOMACEOUS EARTH FILTRATION; ION EXCHANGE FOR REMOVAL OF ANY PRIMARY CONTAMINANT; ION AND MANGANESE REMOVAL (OXIDATION, DETENTION, AND FILTRATION); OR SLOW SAND FILTRATION. LEAD/CHIEF OPERATOR MUST BE CLASS C OR HIGHER. 1.0 MGD UP TO 2.0 MGD-STAFFING BY CLASS C OR HIGHER OPERATOR: 6 HOURS/DAY FOR 5 DAYS/WEEK AND ONE VISIT ON EACH WEEKEND DAY. 0.5 MGD UP TO 1.0 MGD-STAFFING BY CLASS C OR HIGHER OPERATOR: 3 HOURS/DAY FOR 5 DAYS/WEEK AND ONE VISIT ON EACH WEEKEND DAY. 0.25 MGD UP TO 0.5 MGD-STAFFING BY CLASS C OR HIGHER OPERATOR: 1 HOUR/DAY FOR 5 DAYS/WEEK AND ONE VISIT ON EACH WEEKEND DAY. LESS THAN 0.25 MGD-STAFFING BY CLASS C OR HIGHER OPERATOR: 5 VISITS/WEEK AND ONE VISIT EACH WEEKEND FOR A TOTAL OF 1.8 HOURS/WEEK. | N | Y | HAWAIIAN ISLES MHP | 4120 COCKROACH BAY ROAD |  | RUSKIN | FL | 33570 |  | 8136451098 |  | ROB JOHNSON | HAWAIIAN ISLES C/O WILDER CORPORATION | 513 N BELCHER ROAD |  | CLEARWATER | FL | 33765 |  | 7277992111 |  | INVESTOR | 250 | 240000 | 938 | 2021-10-08 | 2021-06-15 | DC05 | 500
6 | HILLSBOROUGH | SWHI |  | 6290758 | COMMUNITY | CHLORINATION; AERATION FOR REMOVAL OF ANY SECONDARY CONTAMINANT, SULFIDE, OR ANY UNREGULATED CONTAMINANT; CORROSION CONTROL INHIBITOR ADDITION; HYPOCHLORINATION; IRON OR MANGANESE SEQUESTRATION; OR ULTRAVIOLET RADIATION. THE LEAD/CHIEF OPERATOR MUST BE CLASS D OR HIGHER. 50,000 GPD UP TO 0.25 MGD-STAFFING BY CLASS D OR HIGHER OPERATOR: 3 VISITS/WEEK ON NONCONSECUTIVE DAYS FOR A TOTAL OF 0.3 HOUR/WEEK. LESS THAN 50,000 GPD-STAFFING BY A CLASS D OR HIGHER OPERATOR: 2 VISITS/WEEK ON NONCONSECUTIVE DAYS FOR A TOTAL OF 0.2 HOUR/WEEK. THERE SHALL BE NO MORE THAN 5 DAYS BETWEEN THE LAST VISIT IN ONE WEEK AND THE FIRST VISIT IN THE NEXT WEEK. | N | Y | HI PINES MOBILE HOME PARK | 12224 N. FLORIDA AVE. |  | TAMPA | FL | 33612 | 86 | 8139907530 |  | ROGER POULIN | ANTHONY HADOS | 10769 SW 82ND COURT |  | MIAMI | FL | 33156 |  | 3057945032 |  | INVESTOR | 72 | 18947 | 62 | 2019-10-14 | 2021-09-09 | DC06 | 100
6 | HILLSBOROUGH | SWHI | sfauerbach@hdcinc.org | 6290786 | NONTRANSIENT NONCOMMUNITY | CHLORINATION; AERATION FOR REMOVAL OF ANY SECONDARY CONTAMINANT, SULFIDE, OR ANY UNREGULATED CONTAMINANT; CORROSION CONTROL INHIBITOR ADDITION; HYPOCHLORINATION; IRON OR MANGANESE SEQUESTRATION; OR ULTRAVIOLET RADIATION. THE LEAD/CHIEF OPERATOR MUST BE CLASS D OR HIGHER. 50,000 GPD UP TO 0.25 MGD-STAFFING BY CLASS D OR HIGHER OPERATOR: 3 VISITS/WEEK ON NONCONSECUTIVE DAYS FOR A TOTAL OF 0.3 HOUR/WEEK. LESS THAN 50,000 GPD-STAFFING BY A CLASS D OR HIGHER OPERATOR: 2 VISITS/WEEK ON NONCONSECUTIVE DAYS FOR A TOTAL OF 0.2 HOUR/WEEK. THERE SHALL BE NO MORE THAN 5 DAYS BETWEEN THE LAST VISIT IN ONE WEEK AND THE FIRST VISIT IN THE NEXT WEEK. | N | Y | CJ WATERS CENTER (HDC) | 6612 STARK RD |  | SEFFNER | FL | 33584 |  | 8138726250 |  | STEPHANI FAUERBACH | C.J. WATERS CENTER (H.D.C.) | 3809 N. TAMPA ST |  | TAMPA | FL | 33603 |  | 8138726250 | 107 | STATE | 40 | 15000 | 4 | 2020-06-03 | 2020-11-19 | NTNC | 100
6 | HILLSBOROUGH | SWHI | lehighm@hillsboroughcounty.org | 6290787 | COMMUNITY | AERATION FOR REMOVAL OF ANY PRIMARY CONTAMINANT; ALKALINITY/PH ADJUSTMENT; CHLORAMIN ATION; CHLORINE DIOXIDE FOR OXIDATION OR DISINFECTION; FLUORIDATION; ION EXCHANGE FOR REMOVAL OF ANY SECONDARY CONTAMINANT, SULFIDE, OR ANY UNREGULATED CONTAMINANT; OR OZONATION 10 MGD AND ABOVE. STAFFING BY CLASS C OR HIGHER OPERATOR: 16 HOURS/DAY FOR 7 DAYS/WEEK. THE LEAD/CHIEF OPERATOR MUST BE CLASS B OR HIGHER. | Y | N | HCPUD/SOUTH-CENTRAL | 5402 LITHIA PINECREST ROAD | 9460 E COLUMBUS DR, TAMPA, FL 33619 | LITHIA | FL | 33547 |  | 8137445544 |  | MEL PARRISH-LITHIA PLANT NORRIS SHELLMAN-CENTRAL | HILLSBOROUGH COUNTY BOCC | 925 E TWIGGS ST |  | TAMPA | FL | 33602 |  | 8132093009 |  | COUNTY | 421362 | 82600000 | 125582 | 2021-12-08 | 2019-09-09 | PC06 | 4000
6 | HILLSBOROUGH | SWHI | Kyle.Easley@FloridaDEP.gov | 6290793 | NONCOMMUNITY | CHLORINATION; AERATION FOR REMOVAL OF ANY SECONDARY CONTAMINANT, SULFIDE, OR ANY UNREGULATED CONTAMINANT; CORROSION CONTROL INHIBITOR ADDITION; HYPOCHLORINATION; IRON OR MANGANESE SEQUESTRATION; OR ULTRAVIOLET RADIATION. THE LEAD/CHIEF OPERATOR MUST BE CLASS D OR HIGHER. 50,000 GPD UP TO 0.25 MGD-STAFFING BY CLASS D OR HIGHER OPERATOR: 3 VISITS/WEEK ON NONCONSECUTIVE DAYS FOR A TOTAL OF 0.3 HOUR/WEEK. LESS THAN 50,000 GPD-STAFFING BY A CLASS D OR HIGHER OPERATOR: 2 VISITS/WEEK ON NONCONSECUTIVE DAYS FOR A TOTAL OF 0.2 HOUR/WEEK. THERE SHALL BE NO MORE THAN 5 DAYS BETWEEN THE LAST VISIT IN ONE WEEK AND THE FIRST VISIT IN THE NEXT WEEK. | N | Y | HILLSBOROUGH RIVER STATE PARK | 15402 U.S. 301 NORTH |  | THONOTOSASSA | FL | 33592 |  | 8139876870 |  | KYLE EASLEY | DEPARTMENT OF ENVIRONMENTAL PROTECTION | 15402 US 301 N |  | THONOTOSASSA | FL | 33592 |  | 8139876771 |  | DEP (STATE PARK OR STATE REC AREA) | 1001 | 50000 | 134 | 2021-12-17 | 2019-02-20 | NC01 | 50
6 | HILLSBOROUGH | SWHI |  | 6290799 | OTHER PUBLIC WATER SYSTEM | CHLORINATION; AERATION FOR REMOVAL OF ANY SECONDARY CONTAMINANT, SULFIDE, OR ANY UNREGULATED CONTAMINANT; CORROSION CONTROL INHIBITOR ADDITION; HYPOCHLORINATION; IRON OR MANGANESE SEQUESTRATION; OR ULTRAVIOLET RADIATION. THE LEAD/CHIEF OPERATOR MUST BE CLASS D OR HIGHER. 50,000 GPD UP TO 0.25 MGD-STAFFING BY CLASS D OR HIGHER OPERATOR: 3 VISITS/WEEK ON NONCONSECUTIVE DAYS FOR A TOTAL OF 0.3 HOUR/WEEK. LESS THAN 50,000 GPD-STAFFING BY A CLASS D OR HIGHER OPERATOR: 2 VISITS/WEEK ON NONCONSECUTIVE DAYS FOR A TOTAL OF 0.2 HOUR/WEEK. THERE SHALL BE NO MORE THAN 5 DAYS BETWEEN THE LAST VISIT IN ONE WEEK AND THE FIRST VISIT IN THE NEXT WEEK. | N | Y | HILLTOP MHP-E | P.O.BOX 651 [9901 E FOWLER] |  | MANGO | FL | 34262 |  | 8139861918 |  | ARNOLD BEAM | CARLTON-CAMPBELL ENTERPRISES | 9901 E FOWLER D-9 |  | THONOTOSASSA | FL | 33592 |  | 8136217335 |  | INVESTOR | 24 | 21000 | 13 | 2090-12-17 | 2091-10-21 | NAF | 0
6 | HILLSBOROUGH | SWHI | ARTGRANDESTATES@GMAIL.COM | 6290800 | COMMUNITY | CHLORINATION; AERATION FOR REMOVAL OF ANY SECONDARY CONTAMINANT, SULFIDE, OR ANY UNREGULATED CONTAMINANT; CORROSION CONTROL INHIBITOR ADDITION; HYPOCHLORINATION; IRON OR MANGANESE SEQUESTRATION; OR ULTRAVIOLET RADIATION. THE LEAD/CHIEF OPERATOR MUST BE CLASS D OR HIGHER. 50,000 GPD UP TO 0.25 MGD-STAFFING BY CLASS D OR HIGHER OPERATOR: 3 VISITS/WEEK ON NONCONSECUTIVE DAYS FOR A TOTAL OF 0.3 HOUR/WEEK. LESS THAN 50,000 GPD-STAFFING BY A CLASS D OR HIGHER OPERATOR: 2 VISITS/WEEK ON NONCONSECUTIVE DAYS FOR A TOTAL OF 0.2 HOUR/WEEK. THERE SHALL BE NO MORE THAN 5 DAYS BETWEEN THE LAST VISIT IN ONE WEEK AND THE FIRST VISIT IN THE NEXT WEEK. | N | Y | HILLTOP MHP | 9915 US-92 |  | TAMPA | FL | 33610 |  | 8134476171 |  | ARTUR SELITSKIY | MHP TAMPA GARDENS LLC | 3500 PIEDMONT ROAD, SUITE 330 |  | ATLANTA | GA | 30305 |  | 6462673327 |  | INVESTOR | 82 | 19000 | 24 | 2020-01-29 | 2021-08-11 | DC06 | 100
6 | HILLSBOROUGH | SWHI | A49AC@AOL.COM | 6290847 | COMMUNITY | CHLORINATION; AERATION FOR REMOVAL OF ANY SECONDARY CONTAMINANT, SULFIDE, OR ANY UNREGULATED CONTAMINANT; CORROSION CONTROL INHIBITOR ADDITION; HYPOCHLORINATION; IRON OR MANGANESE SEQUESTRATION; OR ULTRAVIOLET RADIATION. THE LEAD/CHIEF OPERATOR MUST BE CLASS D OR HIGHER. 50,000 GPD UP TO 0.25 MGD-STAFFING BY CLASS D OR HIGHER OPERATOR: 3 VISITS/WEEK ON NONCONSECUTIVE DAYS FOR A TOTAL OF 0.3 HOUR/WEEK. LESS THAN 50,000 GPD-STAFFING BY A CLASS D OR HIGHER OPERATOR: 2 VISITS/WEEK ON NONCONSECUTIVE DAYS FOR A TOTAL OF 0.2 HOUR/WEEK. THERE SHALL BE NO MORE THAN 5 DAYS BETWEEN THE LAST VISIT IN ONE WEEK AND THE FIRST VISIT IN THE NEXT WEEK. | N | Y | LONE OAKS MOBILE ESTATES | 3811 SOUTH FRONTAGE ROAD |  | PLANT CITY | FL | 33566 |  | 8132950609 |  | JEFF ANDERSON | JEFF ANDERSON | PO BOX 4050 |  | PLANT CITY | FL | 33563 |  | 8132950609 |  | INVESTOR | 44 | 38000 | 18 | 2021-11-18 | 2019-03-07 | DC06 | 100
6 | HILLSBOROUGH | SWHI |  | 6290865 | OTHER PUBLIC WATER SYSTEM | CHLORINATION; AERATION FOR REMOVAL OF ANY SECONDARY CONTAMINANT, SULFIDE, OR ANY UNREGULATED CONTAMINANT; CORROSION CONTROL INHIBITOR ADDITION; HYPOCHLORINATION; IRON OR MANGANESE SEQUESTRATION; OR ULTRAVIOLET RADIATION. THE LEAD/CHIEF OPERATOR MUST BE CLASS D OR HIGHER. 50,000 GPD UP TO 0.25 MGD-STAFFING BY CLASS D OR HIGHER OPERATOR: 3 VISITS/WEEK ON NONCONSECUTIVE DAYS FOR A TOTAL OF 0.3 HOUR/WEEK. LESS THAN 50,000 GPD-STAFFING BY A CLASS D OR HIGHER OPERATOR: 2 VISITS/WEEK ON NONCONSECUTIVE DAYS FOR A TOTAL OF 0.2 HOUR/WEEK. THERE SHALL BE NO MORE THAN 5 DAYS BETWEEN THE LAST VISIT IN ONE WEEK AND THE FIRST VISIT IN THE NEXT WEEK. | N | Y | JOHNNY & JULIAS TP | RT 2 BOX 753 |  | TAMPA | FL | 33610 |  | 8136262626 |  | MANAGER | WILLIAMS | 514 OLD HILLSBOROUGH AVE. |  | SEFFNER | FL | 33584 |  | 8136548616 |  | INVESTOR | 20 | 19000 | 13 | 2090-10-30 | 2090-10-30 | NAF | 0
6 | HILLSBOROUGH | SWHI | EASTERNGENERALREALTY@YAHOO.COM | 6290937 | COMMUNITY | CHLORINATION; AERATION FOR REMOVAL OF ANY SECONDARY CONTAMINANT, SULFIDE, OR ANY UNREGULATED CONTAMINANT; CORROSION CONTROL INHIBITOR ADDITION; HYPOCHLORINATION; IRON OR MANGANESE SEQUESTRATION; OR ULTRAVIOLET RADIATION. THE LEAD/CHIEF OPERATOR MUST BE CLASS D OR HIGHER. 50,000 GPD UP TO 0.25 MGD-STAFFING BY CLASS D OR HIGHER OPERATOR: 3 VISITS/WEEK ON NONCONSECUTIVE DAYS FOR A TOTAL OF 0.3 HOUR/WEEK. LESS THAN 50,000 GPD-STAFFING BY A CLASS D OR HIGHER OPERATOR: 2 VISITS/WEEK ON NONCONSECUTIVE DAYS FOR A TOTAL OF 0.2 HOUR/WEEK. THERE SHALL BE NO MORE THAN 5 DAYS BETWEEN THE LAST VISIT IN ONE WEEK AND THE FIRST VISIT IN THE NEXT WEEK. | N | Y | KING RICHARD'S COURT MOBILE HOME PARK | 10306 BIG BEND ROAD |  | RIVERVIEW | FL | 33569 |  | 8136777758 |  | STEVE AND CAROL SUMMERS | TAMPA BAY COMMUNITIES | 1211 ORANGE AVE, STE 102 |  | WINTER PARK | FL | 32789 |  | 4077408773 |  | INVESTOR | 150 | 43000 | 116 | 2021-05-28 | 2021-06-17 | DC06 | 100
6 | HILLSBOROUGH | SWHI | DEREK.MAPLES@SDHC.K12.FL.US | 6290953 | NONTRANSIENT NONCOMMUNITY | CHLORINATION; AERATION FOR REMOVAL OF ANY SECONDARY CONTAMINANT, SULFIDE, OR ANY UNREGULATED CONTAMINANT; CORROSION CONTROL INHIBITOR ADDITION; HYPOCHLORINATION; IRON OR MANGANESE SEQUESTRATION; OR ULTRAVIOLET RADIATION. THE LEAD/CHIEF OPERATOR MUST BE CLASS D OR HIGHER. 50,000 GPD UP TO 0.25 MGD-STAFFING BY CLASS D OR HIGHER OPERATOR: 3 VISITS/WEEK ON NONCONSECUTIVE DAYS FOR A TOTAL OF 0.3 HOUR/WEEK. LESS THAN 50,000 GPD-STAFFING BY A CLASS D OR HIGHER OPERATOR: 2 VISITS/WEEK ON NONCONSECUTIVE DAYS FOR A TOTAL OF 0.2 HOUR/WEEK. THERE SHALL BE NO MORE THAN 5 DAYS BETWEEN THE LAST VISIT IN ONE WEEK AND THE FIRST VISIT IN THE NEXT WEEK. | N | Y | HCS/KNIGHTS ELEMENTARY SCHOOL | 4815 N. KEENE ROAD |  | PLANT CITY | FL | 33565 |  | 8137579333 |  | HILLSBOROUGH COUNTY SITES & UTILITIES | HILLSBOROUGH COUNTY SITES & UTILITIES | 3838 N 50TH ST |  | TAMPA | FL | 33619 |  | 8136351181 |  | COUNTY | 951 | 36000 | 6 | 2021-08-06 | 2019-09-13 | NTNC | 100
6 | HILLSBOROUGH | SWHI | TATERJOBAC@AOL.COM | 6290960 | COMMUNITY | ACTIVATED CARBON PROCESSES; DIATOMACEOUS EARTH FILTRATION; ION EXCHANGE FOR REMOVAL OF ANY PRIMARY CONTAMINANT; ION AND MANGANESE REMOVAL (OXIDATION, DETENTION, AND FILTRATION); OR SLOW SAND FILTRATION. LEAD/CHIEF OPERATOR MUST BE CLASS C OR HIGHER. 1.0 MGD UP TO 2.0 MGD-STAFFING BY CLASS C OR HIGHER OPERATOR: 6 HOURS/DAY FOR 5 DAYS/WEEK AND ONE VISIT ON EACH WEEKEND DAY. 0.5 MGD UP TO 1.0 MGD-STAFFING BY CLASS C OR HIGHER OPERATOR: 3 HOURS/DAY FOR 5 DAYS/WEEK AND ONE VISIT ON EACH WEEKEND DAY. 0.25 MGD UP TO 0.5 MGD-STAFFING BY CLASS C OR HIGHER OPERATOR: 1 HOUR/DAY FOR 5 DAYS/WEEK AND ONE VISIT ON EACH WEEKEND DAY. LESS THAN 0.25 MGD-STAFFING BY CLASS C OR HIGHER OPERATOR: 5 VISITS/WEEK AND ONE VISIT EACH WEEKEND FOR A TOTAL OF 1.8 HOURS/WEEK. | N | Y | LAZY ACRES MHP | 14011 N NEBRASKA AVE |  | TAMPA | FL | 33613 |  | 8135128994 |  | DANNY CONCEPCION | DEREK VICKERS | 10101 N. FLORIDA AVE |  | TAMPA | FL | 33612 |  | 5404307343 |  | INVESTOR | 50 | 20000 | 48 | 2021-09-23 | 2020-11-30 | DC06 | 100
6 | HILLSBOROUGH | SWHI |  | 6290997 | COMMUNITY | CHLORINATION; AERATION FOR REMOVAL OF ANY SECONDARY CONTAMINANT, SULFIDE, OR ANY UNREGULATED CONTAMINANT; CORROSION CONTROL INHIBITOR ADDITION; HYPOCHLORINATION; IRON OR MANGANESE SEQUESTRATION; OR ULTRAVIOLET RADIATION. THE LEAD/CHIEF OPERATOR MUST BE CLASS D OR HIGHER. 50,000 GPD UP TO 0.25 MGD-STAFFING BY CLASS D OR HIGHER OPERATOR: 3 VISITS/WEEK ON NONCONSECUTIVE DAYS FOR A TOTAL OF 0.3 HOUR/WEEK. LESS THAN 50,000 GPD-STAFFING BY A CLASS D OR HIGHER OPERATOR: 2 VISITS/WEEK ON NONCONSECUTIVE DAYS FOR A TOTAL OF 0.2 HOUR/WEEK. THERE SHALL BE NO MORE THAN 5 DAYS BETWEEN THE LAST VISIT IN ONE WEEK AND THE FIRST VISIT IN THE NEXT WEEK. | N | Y | LAKE ROSE VILLAGE | 14810 NORTH 19TH STREET |  | LUTZ | FL | 33549 |  | 8132203482 |  | EUGENE GRECO | EUGENE & JOSEPHINE GRECO | 501 N MORGAN ST #200 |  | TAMPA | FL | 33602 |  | 8132203482 |  | INVESTOR | 25 | 15000 | 60 | 2020-05-21 | 2021-06-24 | DC06 | 100
6 | HILLSBOROUGH | SWHI |  | 6291000 | OTHER PUBLIC WATER SYSTEM | CHLORINATION; AERATION FOR REMOVAL OF ANY SECONDARY CONTAMINANT, SULFIDE, OR ANY UNREGULATED CONTAMINANT; CORROSION CONTROL INHIBITOR ADDITION; HYPOCHLORINATION; IRON OR MANGANESE SEQUESTRATION; OR ULTRAVIOLET RADIATION. THE LEAD/CHIEF OPERATOR MUST BE CLASS D OR HIGHER. 50,000 GPD UP TO 0.25 MGD-STAFFING BY CLASS D OR HIGHER OPERATOR: 3 VISITS/WEEK ON NONCONSECUTIVE DAYS FOR A TOTAL OF 0.3 HOUR/WEEK. LESS THAN 50,000 GPD-STAFFING BY A CLASS D OR HIGHER OPERATOR: 2 VISITS/WEEK ON NONCONSECUTIVE DAYS FOR A TOTAL OF 0.2 HOUR/WEEK. THERE SHALL BE NO MORE THAN 5 DAYS BETWEEN THE LAST VISIT IN ONE WEEK AND THE FIRST VISIT IN THE NEXT WEEK. | N | Y | TRIANGLE FISH FARM | 2416 FORBES ROAD |  | PLANT CITY | FL | 33566 |  | 8139861728 |  | GREG WALLER | GREG WALLER | 9803 REYLINDA DRIVE |  | THONOTOSASSA | FL | 33592 |  | 8139549521 |  | INVESTOR | 20 | 500 | 1 | 2088-02-25 | 2088-02-23 | NAF | 0
6 | HILLSBOROUGH | SWHI |  | 6291018 | COMMUNITY | CHLORINATION; AERATION FOR REMOVAL OF ANY SECONDARY CONTAMINANT, SULFIDE, OR ANY UNREGULATED CONTAMINANT; CORROSION CONTROL INHIBITOR ADDITION; HYPOCHLORINATION; IRON OR MANGANESE SEQUESTRATION; OR ULTRAVIOLET RADIATION. THE LEAD/CHIEF OPERATOR MUST BE CLASS D OR HIGHER. 50,000 GPD UP TO 0.25 MGD-STAFFING BY CLASS D OR HIGHER OPERATOR: 3 VISITS/WEEK ON NONCONSECUTIVE DAYS FOR A TOTAL OF 0.3 HOUR/WEEK. LESS THAN 50,000 GPD-STAFFING BY A CLASS D OR HIGHER OPERATOR: 2 VISITS/WEEK ON NONCONSECUTIVE DAYS FOR A TOTAL OF 0.2 HOUR/WEEK. THERE SHALL BE NO MORE THAN 5 DAYS BETWEEN THE LAST VISIT IN ONE WEEK AND THE FIRST VISIT IN THE NEXT WEEK. | N | Y | CAX-LAKESHORE LLC | 15401 LAKESHORE VILLA ST |  | TAMPA | FL | 33613 |  | 8139611054 |  | DEANNA ARNOLD | SUN COMMUNITIES INC. | 27777 FRANKLIN ROAD | SUITE 200 | SOUTHFIELD | MI | 48034 |  | 2482082579 |  | INVESTOR | 590 | 315000 | 284 | 2021-10-14 | 2021-07-26 | DC05 | 500
6 | HILLSBOROUGH | SWHI |  | 6291023 | COMMUNITY | CHLORINATION; AERATION FOR REMOVAL OF ANY SECONDARY CONTAMINANT, SULFIDE, OR ANY UNREGULATED CONTAMINANT; CORROSION CONTROL INHIBITOR ADDITION; HYPOCHLORINATION; IRON OR MANGANESE SEQUESTRATION; OR ULTRAVIOLET RADIATION. THE LEAD/CHIEF OPERATOR MUST BE CLASS D OR HIGHER. 50,000 GPD UP TO 0.25 MGD-STAFFING BY CLASS D OR HIGHER OPERATOR: 3 VISITS/WEEK ON NONCONSECUTIVE DAYS FOR A TOTAL OF 0.3 HOUR/WEEK. LESS THAN 50,000 GPD-STAFFING BY A CLASS D OR HIGHER OPERATOR: 2 VISITS/WEEK ON NONCONSECUTIVE DAYS FOR A TOTAL OF 0.2 HOUR/WEEK. THERE SHALL BE NO MORE THAN 5 DAYS BETWEEN THE LAST VISIT IN ONE WEEK AND THE FIRST VISIT IN THE NEXT WEEK. | N | Y | PINE TREE VILLAGE MHP | 17124 N US HIGHWAY 41 |  | LUTZ | FL | 33549 |  | 8136000404 |  | ASHOK JAYAPALAN | CG HOMES LUTZ LLC | 2512 WILDLIFE RUN |  | LUTZ | FL | 33559 |  | 8136000404 |  | INVESTOR | 40 | 28000 | 30 | 2020-08-14 | 2021-07-01 | DC06 | 100
6 | HILLSBOROUGH | SWHI | morningstar@newbymanagement.com | 6291037 | COMMUNITY | CHLORINATION; AERATION FOR REMOVAL OF ANY SECONDARY CONTAMINANT, SULFIDE, OR ANY UNREGULATED CONTAMINANT; CORROSION CONTROL INHIBITOR ADDITION; HYPOCHLORINATION; IRON OR MANGANESE SEQUESTRATION; OR ULTRAVIOLET RADIATION. THE LEAD/CHIEF OPERATOR MUST BE CLASS D OR HIGHER. 50,000 GPD UP TO 0.25 MGD-STAFFING BY CLASS D OR HIGHER OPERATOR: 3 VISITS/WEEK ON NONCONSECUTIVE DAYS FOR A TOTAL OF 0.3 HOUR/WEEK. LESS THAN 50,000 GPD-STAFFING BY A CLASS D OR HIGHER OPERATOR: 2 VISITS/WEEK ON NONCONSECUTIVE DAYS FOR A TOTAL OF 0.2 HOUR/WEEK. THERE SHALL BE NO MORE THAN 5 DAYS BETWEEN THE LAST VISIT IN ONE WEEK AND THE FIRST VISIT IN THE NEXT WEEK. | N | Y | MORNINGSTAR MOBILE HOME PARK | 221 21ST SE |  | RUSKIN | FL | 33570 |  | 8139381450 |  | DANNY CONCEPCION | TAMPA SUN ESTATES 5 LLC | 10101 N FLORIDA AVE #67A |  | TAMPA | FL | 33612 |  | 5404307343 |  | INVESTOR | 87 | 12000 | 32 | 2021-05-07 | 2021-03-25 | DC06 | 100
6 | HILLSBOROUGH | SWHI |  | 6291057 | OTHER PUBLIC WATER SYSTEM | CHLORINATION; AERATION FOR REMOVAL OF ANY SECONDARY CONTAMINANT, SULFIDE, OR ANY UNREGULATED CONTAMINANT; CORROSION CONTROL INHIBITOR ADDITION; HYPOCHLORINATION; IRON OR MANGANESE SEQUESTRATION; OR ULTRAVIOLET RADIATION. THE LEAD/CHIEF OPERATOR MUST BE CLASS D OR HIGHER. 50,000 GPD UP TO 0.25 MGD-STAFFING BY CLASS D OR HIGHER OPERATOR: 3 VISITS/WEEK ON NONCONSECUTIVE DAYS FOR A TOTAL OF 0.3 HOUR/WEEK. LESS THAN 50,000 GPD-STAFFING BY A CLASS D OR HIGHER OPERATOR: 2 VISITS/WEEK ON NONCONSECUTIVE DAYS FOR A TOTAL OF 0.2 HOUR/WEEK. THERE SHALL BE NO MORE THAN 5 DAYS BETWEEN THE LAST VISIT IN ONE WEEK AND THE FIRST VISIT IN THE NEXT WEEK. | N | Y | WALDEN POND MHP | 8502 BOWLES RD |  | TAMPA | FL | 33610 |  | 8139856150 |  | LARRY HENSEL | LARRY HENSEL | 8502 BOWLES RD |  | TAMPA | FL | 33610 |  | 8139856150 |  | INVESTOR | 24 | 2000 | 13 | 2082-05-07 | 2091-11-12 | NAF | 0
6 | HILLSBOROUGH | SWHI |  | 6291073 | OTHER PUBLIC WATER SYSTEM | CHLORINATION; AERATION FOR REMOVAL OF ANY SECONDARY CONTAMINANT, SULFIDE, OR ANY UNREGULATED CONTAMINANT; CORROSION CONTROL INHIBITOR ADDITION; HYPOCHLORINATION; IRON OR MANGANESE SEQUESTRATION; OR ULTRAVIOLET RADIATION. THE LEAD/CHIEF OPERATOR MUST BE CLASS D OR HIGHER. 50,000 GPD UP TO 0.25 MGD-STAFFING BY CLASS D OR HIGHER OPERATOR: 3 VISITS/WEEK ON NONCONSECUTIVE DAYS FOR A TOTAL OF 0.3 HOUR/WEEK. LESS THAN 50,000 GPD-STAFFING BY A CLASS D OR HIGHER OPERATOR: 2 VISITS/WEEK ON NONCONSECUTIVE DAYS FOR A TOTAL OF 0.2 HOUR/WEEK. THERE SHALL BE NO MORE THAN 5 DAYS BETWEEN THE LAST VISIT IN ONE WEEK AND THE FIRST VISIT IN THE NEXT WEEK. | N | Y | LARISAY RMH | 3650 BETHLEHAM ROAD |  | DOVER | FL | 33527 |  |  |  | LILLIEMAY LARISAY | LARISEY RMH | 3605 BETHLEHAM ROAD |  | DOVER | FL | 33527 |  | 8136590766 |  | INVESTOR | 12 | 38000 | 1 | 2092-07-28 | 2092-07-28 | NAF | 0
6 | HILLSBOROUGH | SWHI |  | 6291082 | NONCOMMUNITY | CHLORINATION; AERATION FOR REMOVAL OF ANY SECONDARY CONTAMINANT, SULFIDE, OR ANY UNREGULATED CONTAMINANT; CORROSION CONTROL INHIBITOR ADDITION; HYPOCHLORINATION; IRON OR MANGANESE SEQUESTRATION; OR ULTRAVIOLET RADIATION. THE LEAD/CHIEF OPERATOR MUST BE CLASS D OR HIGHER. 50,000 GPD UP TO 0.25 MGD-STAFFING BY CLASS D OR HIGHER OPERATOR: 3 VISITS/WEEK ON NONCONSECUTIVE DAYS FOR A TOTAL OF 0.3 HOUR/WEEK. LESS THAN 50,000 GPD-STAFFING BY A CLASS D OR HIGHER OPERATOR: 2 VISITS/WEEK ON NONCONSECUTIVE DAYS FOR A TOTAL OF 0.2 HOUR/WEEK. THERE SHALL BE NO MORE THAN 5 DAYS BETWEEN THE LAST VISIT IN ONE WEEK AND THE FIRST VISIT IN THE NEXT WEEK. | N | Y | HCPRD/LITHIA SPRINGS | 3932 LITHIA SPRINGS DRIVE |  | VALRICO | FL | 33547 |  | 8137445572 |  | JASON CHILSON | HILLSBOROUGH COUNTY CONSERVATION & ENVIRONMENTAL LANDS MGMNT | PO BOX 1110 |  | TAMPA | FL | 33601 |  | 8132676349 |  | COUNTY | 1200 | 95000 | 45 | 2021-08-02 | 2019-02-05 | NC01 | 50
6 | HILLSBOROUGH | SWHI |  | 6291087 | COMMUNITY | CHLORINATION; AERATION FOR REMOVAL OF ANY SECONDARY CONTAMINANT, SULFIDE, OR ANY UNREGULATED CONTAMINANT; CORROSION CONTROL INHIBITOR ADDITION; HYPOCHLORINATION; IRON OR MANGANESE SEQUESTRATION; OR ULTRAVIOLET RADIATION. THE LEAD/CHIEF OPERATOR MUST BE CLASS D OR HIGHER. 50,000 GPD UP TO 0.25 MGD-STAFFING BY CLASS D OR HIGHER OPERATOR: 3 VISITS/WEEK ON NONCONSECUTIVE DAYS FOR A TOTAL OF 0.3 HOUR/WEEK. LESS THAN 50,000 GPD-STAFFING BY A CLASS D OR HIGHER OPERATOR: 2 VISITS/WEEK ON NONCONSECUTIVE DAYS FOR A TOTAL OF 0.2 HOUR/WEEK. THERE SHALL BE NO MORE THAN 5 DAYS BETWEEN THE LAST VISIT IN ONE WEEK AND THE FIRST VISIT IN THE NEXT WEEK. | N | Y | BEDROCK LITTLE MANATEE | 2821 GULF CITY RD. |  | RUSKIN | FL | 33570 | 60 | 8139165310 |  | DALE BENNETT | BEDROCK LITTLE MANATEE LLC | 1177 PRIMROSE PEAK DRIVE |  | RUSKIN | FL | 33570 |  | 8139065345 |  | INVESTOR | 140 | 72000 | 167 | 2021-07-16 | 2021-05-06 | DC051 | 100
6 | HILLSBOROUGH | SWHI |  | 6291088 | COMMUNITY | CHLORINATION; AERATION FOR REMOVAL OF ANY SECONDARY CONTAMINANT, SULFIDE, OR ANY UNREGULATED CONTAMINANT; CORROSION CONTROL INHIBITOR ADDITION; HYPOCHLORINATION; IRON OR MANGANESE SEQUESTRATION; OR ULTRAVIOLET RADIATION. THE LEAD/CHIEF OPERATOR MUST BE CLASS D OR HIGHER. 50,000 GPD UP TO 0.25 MGD-STAFFING BY CLASS D OR HIGHER OPERATOR: 3 VISITS/WEEK ON NONCONSECUTIVE DAYS FOR A TOTAL OF 0.3 HOUR/WEEK. LESS THAN 50,000 GPD-STAFFING BY A CLASS D OR HIGHER OPERATOR: 2 VISITS/WEEK ON NONCONSECUTIVE DAYS FOR A TOTAL OF 0.2 HOUR/WEEK. THERE SHALL BE NO MORE THAN 5 DAYS BETWEEN THE LAST VISIT IN ONE WEEK AND THE FIRST VISIT IN THE NEXT WEEK. | N | Y | LITTLE MANATEE SPRINGS MHP | 4337 HAMLIN WAY |  | WIMAUMA | FL | 33598 |  | 8136342395 |  | DEBI HOMER | HOMETOWN AMERICA LLC | 4337 HAMLIN WAY |  | WIMAUMA | FL | 33598 |  | 8136342395 |  | INVESTOR | 530 | 115000 | 265 | 2021-01-14 | 2019-12-10 | DC05 | 500
6 | HILLSBOROUGH | SWHI |  | 6291096 | COMMUNITY | CHLORINATION; AERATION FOR REMOVAL OF ANY SECONDARY CONTAMINANT, SULFIDE, OR ANY UNREGULATED CONTAMINANT; CORROSION CONTROL INHIBITOR ADDITION; HYPOCHLORINATION; IRON OR MANGANESE SEQUESTRATION; OR ULTRAVIOLET RADIATION. THE LEAD/CHIEF OPERATOR MUST BE CLASS D OR HIGHER. 50,000 GPD UP TO 0.25 MGD-STAFFING BY CLASS D OR HIGHER OPERATOR: 3 VISITS/WEEK ON NONCONSECUTIVE DAYS FOR A TOTAL OF 0.3 HOUR/WEEK. LESS THAN 50,000 GPD-STAFFING BY A CLASS D OR HIGHER OPERATOR: 2 VISITS/WEEK ON NONCONSECUTIVE DAYS FOR A TOTAL OF 0.2 HOUR/WEEK. THERE SHALL BE NO MORE THAN 5 DAYS BETWEEN THE LAST VISIT IN ONE WEEK AND THE FIRST VISIT IN THE NEXT WEEK. | N | Y | LIVINGSTON MHP | 15812 N. LIVINGSTON ROAD |  | LUTZ | FL | 33549 |  | 8137156091 |  | CHAD COMINGORE OR GLENN PEARSON | LIVINGSTON MHP | 1971 W LUMSDEN ROAD STE 340 |  | BRANDON | FL | 33511 |  | 8132633870 |  | INVESTOR | 130 | 20000 | 65 | 2021-08-11 | 2021-07-01 | DC06 | 100
6 | HILLSBOROUGH | SWHI | SHERIKIO@STONELEDGEMANOR.COM | 6291104 | COMMUNITY | AERATION FOR REMOVAL OF ANY PRIMARY CONTAMINANT; ALKALINITY/PH ADJUSTMENT; CHLORAMIN ATION; CHLORINE DIOXIDE FOR OXIDATION OR DISINFECTION; FLUORIDATION; ION EXCHANGE FOR REMOVAL OF ANY SECONDARY CONTAMINANT, SULFIDE, OR ANY UNREGULATED CONTAMINANT; OR OZONATION LESS THAN 0.1 MGD. STAFFING BY A CLASS D OR HIGHER OPERATOR: 3 VISITS/WEEK ON NONCONSECUTIVE DAYS FOR A TOTAL OF 0.6 HOUR/WEEK. THE LEAD/CHIEF OPERATOR MUST BE CLASS D OR HIGHER. | N | Y | STONE LEDGE MANOR | 12006 MCINTOSH ROAD |  | THONOTOSASSA | FL | 33592 |  | 8139867900 |  | SHERI KIO | VENICE GARDENS LLC | 12006 MCINTOSH RD |  | THONOTOSASSA | FL | 33592 |  | 8139867900 |  | INVESTOR | 68 | 49000 | 1 | 2021-11-09 | 2021-10-05 | DC06 | 100
6 | HILLSBOROUGH | SWHI |  | 6291106 | OTHER PUBLIC WATER SYSTEM | CHLORINATION; AERATION FOR REMOVAL OF ANY SECONDARY CONTAMINANT, SULFIDE, OR ANY UNREGULATED CONTAMINANT; CORROSION CONTROL INHIBITOR ADDITION; HYPOCHLORINATION; IRON OR MANGANESE SEQUESTRATION; OR ULTRAVIOLET RADIATION. THE LEAD/CHIEF OPERATOR MUST BE CLASS D OR HIGHER. 50,000 GPD UP TO 0.25 MGD-STAFFING BY CLASS D OR HIGHER OPERATOR: 3 VISITS/WEEK ON NONCONSECUTIVE DAYS FOR A TOTAL OF 0.3 HOUR/WEEK. LESS THAN 50,000 GPD-STAFFING BY A CLASS D OR HIGHER OPERATOR: 2 VISITS/WEEK ON NONCONSECUTIVE DAYS FOR A TOTAL OF 0.2 HOUR/WEEK. THERE SHALL BE NO MORE THAN 5 DAYS BETWEEN THE LAST VISIT IN ONE WEEK AND THE FIRST VISIT IN THE NEXT WEEK. | N | Y | LPJ MHP | BO 491 MORRIS BRIDGE RD. |  | THONOTOSASSA | FL | 33592 |  | 8139865693 |  | WILLIFORD JONES | WILLFORD JONES | RT 2 BOX 835 |  | THONOTOSASSA | FL | 33592 |  | 8139865693 |  | INVESTOR | 20 | 38000 | 13 | 2089-09-11 | 2081-05-08 | NAF | 0
6 | HILLSBOROUGH | SWHI |  | 6291111 | OTHER PUBLIC WATER SYSTEM | CHLORINATION; AERATION FOR REMOVAL OF ANY SECONDARY CONTAMINANT, SULFIDE, OR ANY UNREGULATED CONTAMINANT; CORROSION CONTROL INHIBITOR ADDITION; HYPOCHLORINATION; IRON OR MANGANESE SEQUESTRATION; OR ULTRAVIOLET RADIATION. THE LEAD/CHIEF OPERATOR MUST BE CLASS D OR HIGHER. 50,000 GPD UP TO 0.25 MGD-STAFFING BY CLASS D OR HIGHER OPERATOR: 3 VISITS/WEEK ON NONCONSECUTIVE DAYS FOR A TOTAL OF 0.3 HOUR/WEEK. LESS THAN 50,000 GPD-STAFFING BY A CLASS D OR HIGHER OPERATOR: 2 VISITS/WEEK ON NONCONSECUTIVE DAYS FOR A TOTAL OF 0.2 HOUR/WEEK. THERE SHALL BE NO MORE THAN 5 DAYS BETWEEN THE LAST VISIT IN ONE WEEK AND THE FIRST VISIT IN THE NEXT WEEK. | N | Y | LULORE MHP | RT2 BOX 1056E |  | TAMPA | FL | 33610 |  | 8136265346 |  | L.R. TANNER | L R TANNER | RT 2 BOX 1056E |  | TAMPA | FL | 33610 |  | 8136265346 |  | INVESTOR | 24 | 8000 | 13 |  |  | NAF | 0
6 | HILLSBOROUGH | SWHI |  | 6291135 | NONCOMMUNITY | CHLORINATION; AERATION FOR REMOVAL OF ANY SECONDARY CONTAMINANT, SULFIDE, OR ANY UNREGULATED CONTAMINANT; CORROSION CONTROL INHIBITOR ADDITION; HYPOCHLORINATION; IRON OR MANGANESE SEQUESTRATION; OR ULTRAVIOLET RADIATION. THE LEAD/CHIEF OPERATOR MUST BE CLASS D OR HIGHER. 50,000 GPD UP TO 0.25 MGD-STAFFING BY CLASS D OR HIGHER OPERATOR: 3 VISITS/WEEK ON NONCONSECUTIVE DAYS FOR A TOTAL OF 0.3 HOUR/WEEK. LESS THAN 50,000 GPD-STAFFING BY A CLASS D OR HIGHER OPERATOR: 2 VISITS/WEEK ON NONCONSECUTIVE DAYS FOR A TOTAL OF 0.2 HOUR/WEEK. THERE SHALL BE NO MORE THAN 5 DAYS BETWEEN THE LAST VISIT IN ONE WEEK AND THE FIRST VISIT IN THE NEXT WEEK. | N | Y | MANGO TP | 1500 CURRY STREET |  | BRANDON | FL | 33510 |  | 8135037688 |  | BILL HOLLAND | BECKY HOLLAND | PO BOX 432 |  | MANGO | FL | 33550 |  | 8135037688 |  | INVESTOR | 26 | 7800 | 20 | 2021-07-19 | 2020-11-16 | NC01 | 50
6 | HILLSBOROUGH | SWHI |  | 6291139 | COMMUNITY | CHLORINATION; AERATION FOR REMOVAL OF ANY SECONDARY CONTAMINANT, SULFIDE, OR ANY UNREGULATED CONTAMINANT; CORROSION CONTROL INHIBITOR ADDITION; HYPOCHLORINATION; IRON OR MANGANESE SEQUESTRATION; OR ULTRAVIOLET RADIATION. THE LEAD/CHIEF OPERATOR MUST BE CLASS D OR HIGHER. 50,000 GPD UP TO 0.25 MGD-STAFFING BY CLASS D OR HIGHER OPERATOR: 3 VISITS/WEEK ON NONCONSECUTIVE DAYS FOR A TOTAL OF 0.3 HOUR/WEEK. LESS THAN 50,000 GPD-STAFFING BY A CLASS D OR HIGHER OPERATOR: 2 VISITS/WEEK ON NONCONSECUTIVE DAYS FOR A TOTAL OF 0.2 HOUR/WEEK. THERE SHALL BE NO MORE THAN 5 DAYS BETWEEN THE LAST VISIT IN ONE WEEK AND THE FIRST VISIT IN THE NEXT WEEK. | N | Y | BUNGALOW OAKS | 13418 DOTTIE DR |  | TAMPA | FL | 33617 |  | 8139858589 |  | LATOYA FORRESTER | RESPARK BUNGALOW OAKS, LLC | 13418 DOTTIE DRIVE |  | TAMPA | FL | 33617 |  | 8139858589 |  | INVESTOR | 1344 | 272000 | 336 | 2021-11-03 | 2021-09-30 | DC05 | 500
6 | HILLSBOROUGH | SWHI |  | 6291153 | NONTRANSIENT NONCOMMUNITY | CHLORINATION; AERATION FOR REMOVAL OF ANY SECONDARY CONTAMINANT, SULFIDE, OR ANY UNREGULATED CONTAMINANT; CORROSION CONTROL INHIBITOR ADDITION; HYPOCHLORINATION; IRON OR MANGANESE SEQUESTRATION; OR ULTRAVIOLET RADIATION. THE LEAD/CHIEF OPERATOR MUST BE CLASS D OR HIGHER. 50,000 GPD UP TO 0.25 MGD-STAFFING BY CLASS D OR HIGHER OPERATOR: 3 VISITS/WEEK ON NONCONSECUTIVE DAYS FOR A TOTAL OF 0.3 HOUR/WEEK. LESS THAN 50,000 GPD-STAFFING BY A CLASS D OR HIGHER OPERATOR: 2 VISITS/WEEK ON NONCONSECUTIVE DAYS FOR A TOTAL OF 0.2 HOUR/WEEK. THERE SHALL BE NO MORE THAN 5 DAYS BETWEEN THE LAST VISIT IN ONE WEEK AND THE FIRST VISIT IN THE NEXT WEEK. | N | Y | MARY HELP OF CHRISTIANS CENTER | 6400 E. CHELSEA ST |  | TAMPA | FL | 33610 |  | 8136266191 |  | TOM CONROY | MARY HELP OF CHRISTIANS SCHOOL | 6400 E CHELSEA ST. |  | TAMPA | FL | 33610 |  | 8136266191 |  | OTHER | 400 | 232000 | 10 | 2021-09-17 | 2019-08-21 | NTNC | 100
6 | HILLSBOROUGH | SWHI |  | 6291170 | COMMUNITY | CHLORINATION; AERATION FOR REMOVAL OF ANY SECONDARY CONTAMINANT, SULFIDE, OR ANY UNREGULATED CONTAMINANT; CORROSION CONTROL INHIBITOR ADDITION; HYPOCHLORINATION; IRON OR MANGANESE SEQUESTRATION; OR ULTRAVIOLET RADIATION. THE LEAD/CHIEF OPERATOR MUST BE CLASS D OR HIGHER. 50,000 GPD UP TO 0.25 MGD-STAFFING BY CLASS D OR HIGHER OPERATOR: 3 VISITS/WEEK ON NONCONSECUTIVE DAYS FOR A TOTAL OF 0.3 HOUR/WEEK. LESS THAN 50,000 GPD-STAFFING BY A CLASS D OR HIGHER OPERATOR: 2 VISITS/WEEK ON NONCONSECUTIVE DAYS FOR A TOTAL OF 0.2 HOUR/WEEK. THERE SHALL BE NO MORE THAN 5 DAYS BETWEEN THE LAST VISIT IN ONE WEEK AND THE FIRST VISIT IN THE NEXT WEEK. | N | Y | DUNCAN'S MHP | 6505 COUNTY LINE ROAD |  | PLANT CITY | FL | 33567 |  | 8135451067 |  | MARLENE HORN | DUNCAN'S MHP | PO BOX 691 |  | BRANDON | FL | 33509 |  | 8134935455 |  | INVESTOR | 54 | 28000 | 17 | 2021-10-27 | 2021-09-09 | DC06 | 100
6 | HILLSBOROUGH | SWHI |  | 6291213 | COMMUNITY | CHLORINATION; AERATION FOR REMOVAL OF ANY SECONDARY CONTAMINANT, SULFIDE, OR ANY UNREGULATED CONTAMINANT; CORROSION CONTROL INHIBITOR ADDITION; HYPOCHLORINATION; IRON OR MANGANESE SEQUESTRATION; OR ULTRAVIOLET RADIATION. THE LEAD/CHIEF OPERATOR MUST BE CLASS D OR HIGHER. 50,000 GPD UP TO 0.25 MGD-STAFFING BY CLASS D OR HIGHER OPERATOR: 3 VISITS/WEEK ON NONCONSECUTIVE DAYS FOR A TOTAL OF 0.3 HOUR/WEEK. LESS THAN 50,000 GPD-STAFFING BY A CLASS D OR HIGHER OPERATOR: 2 VISITS/WEEK ON NONCONSECUTIVE DAYS FOR A TOTAL OF 0.2 HOUR/WEEK. THERE SHALL BE NO MORE THAN 5 DAYS BETWEEN THE LAST VISIT IN ONE WEEK AND THE FIRST VISIT IN THE NEXT WEEK. | N | Y | HIGHLAND OAKS MHC | 4943 E HILLSBOROUGH AVE |  | TAMPA | FL | 33610 |  | 8138982844 |  | LIZA CABALLERO | HIGHLAND OAKS MHC, LLC | 8800 N. BRONX AVE 2ND FLOOR |  | SKOKIE | IL | 60077 |  | 8476260400 |  | INVESTOR | 132 | 50000 | 81 | 2020-08-18 | 2021-09-17 | DC05 | 500
6 | HILLSBOROUGH | SWHI |  | 6291216 | OTHER PUBLIC WATER SYSTEM | CHLORINATION; AERATION FOR REMOVAL OF ANY SECONDARY CONTAMINANT, SULFIDE, OR ANY UNREGULATED CONTAMINANT; CORROSION CONTROL INHIBITOR ADDITION; HYPOCHLORINATION; IRON OR MANGANESE SEQUESTRATION; OR ULTRAVIOLET RADIATION. THE LEAD/CHIEF OPERATOR MUST BE CLASS D OR HIGHER. 50,000 GPD UP TO 0.25 MGD-STAFFING BY CLASS D OR HIGHER OPERATOR: 3 VISITS/WEEK ON NONCONSECUTIVE DAYS FOR A TOTAL OF 0.3 HOUR/WEEK. LESS THAN 50,000 GPD-STAFFING BY A CLASS D OR HIGHER OPERATOR: 2 VISITS/WEEK ON NONCONSECUTIVE DAYS FOR A TOTAL OF 0.2 HOUR/WEEK. THERE SHALL BE NO MORE THAN 5 DAYS BETWEEN THE LAST VISIT IN ONE WEEK AND THE FIRST VISIT IN THE NEXT WEEK. | N | Y | MORRIS MHP | 916 W US HWY 92 |  | SEFFNER | FL | 33584 |  | 8136893951 |  | VIRGINIA MORRIS | LAWRENCE & VIRGINIA MORRIS | 916 W US HWY 92 |  | SEFFNER | FL | 33584 |  | 8136893951 |  | INVESTOR | 23 | 1000 | 13 | 2089-03-15 | 2086-06-10 | NAF | 0
6 | HILLSBOROUGH | SWHI | Derek.Maples@sdhc.k12.fl.us | 6291250 | NONTRANSIENT NONCOMMUNITY | CHLORINATION; AERATION FOR REMOVAL OF ANY SECONDARY CONTAMINANT, SULFIDE, OR ANY UNREGULATED CONTAMINANT; CORROSION CONTROL INHIBITOR ADDITION; HYPOCHLORINATION; IRON OR MANGANESE SEQUESTRATION; OR ULTRAVIOLET RADIATION. THE LEAD/CHIEF OPERATOR MUST BE CLASS D OR HIGHER. 50,000 GPD UP TO 0.25 MGD-STAFFING BY CLASS D OR HIGHER OPERATOR: 3 VISITS/WEEK ON NONCONSECUTIVE DAYS FOR A TOTAL OF 0.3 HOUR/WEEK. LESS THAN 50,000 GPD-STAFFING BY A CLASS D OR HIGHER OPERATOR: 2 VISITS/WEEK ON NONCONSECUTIVE DAYS FOR A TOTAL OF 0.2 HOUR/WEEK. THERE SHALL BE NO MORE THAN 5 DAYS BETWEEN THE LAST VISIT IN ONE WEEK AND THE FIRST VISIT IN THE NEXT WEEK. | N | Y | HCS/NATURE'S CLASSROOM | 13100 VERGES RD |  | THONOTOSASSA | FL | 33592 |  | 8139876969 | 3 | HILLSBOROUGH COUNTY SITES & UTILITIES | HILLSBOROUGH COUNTY SITES & UTILITIES | 3838 N. 50TH ST |  | TAMPA | FL | 33619 |  | 8136351181 |  | COUNTY | 400 | 49000 | 7 | 2021-09-07 | 2019-02-20 | NTNC | 100
6 | HILLSBOROUGH | SWHI | KATSUTTER@YAHOO.COM | 6291251 | COMMUNITY | CHLORINATION; AERATION FOR REMOVAL OF ANY SECONDARY CONTAMINANT, SULFIDE, OR ANY UNREGULATED CONTAMINANT; CORROSION CONTROL INHIBITOR ADDITION; HYPOCHLORINATION; IRON OR MANGANESE SEQUESTRATION; OR ULTRAVIOLET RADIATION. THE LEAD/CHIEF OPERATOR MUST BE CLASS D OR HIGHER. 50,000 GPD UP TO 0.25 MGD-STAFFING BY CLASS D OR HIGHER OPERATOR: 3 VISITS/WEEK ON NONCONSECUTIVE DAYS FOR A TOTAL OF 0.3 HOUR/WEEK. LESS THAN 50,000 GPD-STAFFING BY A CLASS D OR HIGHER OPERATOR: 2 VISITS/WEEK ON NONCONSECUTIVE DAYS FOR A TOTAL OF 0.2 HOUR/WEEK. THERE SHALL BE NO MORE THAN 5 DAYS BETWEEN THE LAST VISIT IN ONE WEEK AND THE FIRST VISIT IN THE NEXT WEEK. | N | Y | HIDDEN OAKS MHP | 707 EAST 138TH AVENUE |  | TAMPA | FL | 33613 |  | 8139783501 |  | KATHERINE POGORZELSKI | ANTHONY SUTTER | 239 HALLIDAY PARK DR |  | TAMPA | FL | 33612 |  | 8135034580 |  | INVESTOR | 135 | 34000 | 74 | 2019-10-14 | 2020-09-23 | DC06 | 100
6 | HILLSBOROUGH | SWHI | NEPTUNEVILLAGE1@GMAIL.COM | 6291252 | COMMUNITY | MEMBRANE PROCESSES, INCLUDING ELECTRODIALYSIS, ELECTRODIALYSIS REVERSAL, MICROFILTRATION, ULTRAFILTRATION, NANOFILTRATION, AND REVERSE OSMOSIS. THE LEAD/CHIEF OPERATOR MUST BE CLASS C OR HIGHER. 0.5 MGD UP TO 1.0 MGD-STAFFING BY CLASS C OR HIGHER OPERATOR: 6 HOURS/DAY FOR 5 DAYS/WEEK AND ONE VISIT ON EACH WEEKEND DAY. 0.1 MGD UP TO 0.5 MGD-STAFFING BY CLASS C OR HIGHER OPERATOR: 3 HOURS/DAY FOR 5 DAYS/WEEK AND ONE VISIT ON EACH WEEKEND DAY. LESS THAN 0.1 MGD-STAFFING BY CLASS C OR HIGHER OPERATOR: 1 HOUR/DAY FOR 5 DAYS/WEEK AND ONE VISIT ON EACH WEEKEND DAY. | N | Y | NEPTUNE VILLAGE MHP | 2525 GULF CITY RD |  | RUSKIN | FL | 33570 |  | 8136456815 |  | SHERRY HINKLE & MIKE WILLIAMS | BLOOMFIELD-ST.PETERSBURG PROP., LLC. | 146 2ND ST NORTH STE 103 |  | ST. PETERSBURG | FL | 33701 |  | 7278957775 |  | INVESTOR | 244 | 42000 | 160 | 2021-08-12 | 2021-04-06 | DC06 | 100
6 | HILLSBOROUGH | SWHI |  | 6291270 | NONTRANSIENT NONCOMMUNITY | CHLORINATION; AERATION FOR REMOVAL OF ANY SECONDARY CONTAMINANT, SULFIDE, OR ANY UNREGULATED CONTAMINANT; CORROSION CONTROL INHIBITOR ADDITION; HYPOCHLORINATION; IRON OR MANGANESE SEQUESTRATION; OR ULTRAVIOLET RADIATION. THE LEAD/CHIEF OPERATOR MUST BE CLASS D OR HIGHER. 50,000 GPD UP TO 0.25 MGD-STAFFING BY CLASS D OR HIGHER OPERATOR: 3 VISITS/WEEK ON NONCONSECUTIVE DAYS FOR A TOTAL OF 0.3 HOUR/WEEK. LESS THAN 50,000 GPD-STAFFING BY A CLASS D OR HIGHER OPERATOR: 2 VISITS/WEEK ON NONCONSECUTIVE DAYS FOR A TOTAL OF 0.2 HOUR/WEEK. THERE SHALL BE NO MORE THAN 5 DAYS BETWEEN THE LAST VISIT IN ONE WEEK AND THE FIRST VISIT IN THE NEXT WEEK. | N | Y | HCPRD/NYE PARK | 630 SUNSET LANE |  | LUTZ | FL | 33549 |  | 8132643805 |  | CHRISTOPHER SANZ | HILLSBOROUGH CTY PARKS & RECREATION MU1 | PO BOX 1110 |  | TAMPA | FL | 33601 |  | 8132676439 |  | COUNTY | 100 | 5000 | 4 | 2021-10-14 | 2019-02-26 | NTNC | 100
6 | HILLSBOROUGH | SWHI |  | 6291276 | COMMUNITY | CHLORINATION; AERATION FOR REMOVAL OF ANY SECONDARY CONTAMINANT, SULFIDE, OR ANY UNREGULATED CONTAMINANT; CORROSION CONTROL INHIBITOR ADDITION; HYPOCHLORINATION; IRON OR MANGANESE SEQUESTRATION; OR ULTRAVIOLET RADIATION. THE LEAD/CHIEF OPERATOR MUST BE CLASS D OR HIGHER. 50,000 GPD UP TO 0.25 MGD-STAFFING BY CLASS D OR HIGHER OPERATOR: 3 VISITS/WEEK ON NONCONSECUTIVE DAYS FOR A TOTAL OF 0.3 HOUR/WEEK. LESS THAN 50,000 GPD-STAFFING BY A CLASS D OR HIGHER OPERATOR: 2 VISITS/WEEK ON NONCONSECUTIVE DAYS FOR A TOTAL OF 0.2 HOUR/WEEK. THERE SHALL BE NO MORE THAN 5 DAYS BETWEEN THE LAST VISIT IN ONE WEEK AND THE FIRST VISIT IN THE NEXT WEEK. | N | Y | PACIFICA MGM MHP LLC | 11606 HWY 579 |  | THONOTOSASSA | FL | 33592 |  | 8137089109 |  | SUSAN CABRERA | PACIFICA MGM MHP LLC | 11652 BIG SKY CIRCLE |  | THONOTOSASSA | FL | 33592 |  | 8137342397 |  | INVESTOR | 78 | 19000 | 37 | 2020-03-10 | 2021-07-14 | DC06 | 100
6 | HILLSBOROUGH | SWHI |  | 6291280 | COMMUNITY | CHLORINATION; AERATION FOR REMOVAL OF ANY SECONDARY CONTAMINANT, SULFIDE, OR ANY UNREGULATED CONTAMINANT; CORROSION CONTROL INHIBITOR ADDITION; HYPOCHLORINATION; IRON OR MANGANESE SEQUESTRATION; OR ULTRAVIOLET RADIATION. THE LEAD/CHIEF OPERATOR MUST BE CLASS D OR HIGHER. 50,000 GPD UP TO 0.25 MGD-STAFFING BY CLASS D OR HIGHER OPERATOR: 3 VISITS/WEEK ON NONCONSECUTIVE DAYS FOR A TOTAL OF 0.3 HOUR/WEEK. LESS THAN 50,000 GPD-STAFFING BY A CLASS D OR HIGHER OPERATOR: 2 VISITS/WEEK ON NONCONSECUTIVE DAYS FOR A TOTAL OF 0.2 HOUR/WEEK. THERE SHALL BE NO MORE THAN 5 DAYS BETWEEN THE LAST VISIT IN ONE WEEK AND THE FIRST VISIT IN THE NEXT WEEK. | N | Y | OAK HILL VILLAGE MHP | 101 OAKHILL RIDGE ROAD |  | VALRICO | FL | 33594 |  | 8136892532 |  | STEVEN E CORSETTI AND TOM CORSETTI | STEVEN E CORSETTI AND TOM CORSETTI | 11634 BITOLA DR |  | ODESSA | FL | 33556 |  | 7273725919 |  | INVESTOR | 320 | 250000 | 222 | 2021-08-27 | 2021-08-25 | DC05 | 500
6 | HILLSBOROUGH | SWHI | watsoned@hcflgov.net | 6291288 | COMMUNITY | NO TREATMENT--CONSECUTIVE SYSTEMS ONLY | N | Y | HCPUD/OAKVIEW ESTATES | 3004 JIM JOHNSON RD |  | PLANT CITY | FL | 33566 |  | 8137445544 |  | EDWARD WATSON | HILLSBOROUGH COUNTY BOCC | 925 E TWIGGS ST |  | TAMPA | FL | 33602 |  | 8132093009 |  | COUNTY | 646 | 80000 | 200 | 2021-08-27 | 2020-03-27 | PC02 | 100
6 | HILLSBOROUGH | SWHI |  | 6291304 | OTHER PUBLIC WATER SYSTEM | CHLORINATION; AERATION FOR REMOVAL OF ANY SECONDARY CONTAMINANT, SULFIDE, OR ANY UNREGULATED CONTAMINANT; CORROSION CONTROL INHIBITOR ADDITION; HYPOCHLORINATION; IRON OR MANGANESE SEQUESTRATION; OR ULTRAVIOLET RADIATION. THE LEAD/CHIEF OPERATOR MUST BE CLASS D OR HIGHER. 50,000 GPD UP TO 0.25 MGD-STAFFING BY CLASS D OR HIGHER OPERATOR: 3 VISITS/WEEK ON NONCONSECUTIVE DAYS FOR A TOTAL OF 0.3 HOUR/WEEK. LESS THAN 50,000 GPD-STAFFING BY A CLASS D OR HIGHER OPERATOR: 2 VISITS/WEEK ON NONCONSECUTIVE DAYS FOR A TOTAL OF 0.2 HOUR/WEEK. THERE SHALL BE NO MORE THAN 5 DAYS BETWEEN THE LAST VISIT IN ONE WEEK AND THE FIRST VISIT IN THE NEXT WEEK. | N | Y | ORANGE HILL MHP | RT2 BOX 568 |  | THONOTOSASSA | FL | 33592 |  | 8139888814 |  | R.W.STRICKLAND | T C STRICKLAND | HARNEY & TOM FOLSOM |  | THONOTOSASSA | FL | 33592 |  | 8139888814 |  | INVESTOR | 20 | 19000 | 13 | 2089-09-21 | 2091-11-15 | NAF | 0
6 | HILLSBOROUGH | SWHI |  | 6291341 | COMMUNITY | CHLORINATION; AERATION FOR REMOVAL OF ANY SECONDARY CONTAMINANT, SULFIDE, OR ANY UNREGULATED CONTAMINANT; CORROSION CONTROL INHIBITOR ADDITION; HYPOCHLORINATION; IRON OR MANGANESE SEQUESTRATION; OR ULTRAVIOLET RADIATION. THE LEAD/CHIEF OPERATOR MUST BE CLASS D OR HIGHER. 50,000 GPD UP TO 0.25 MGD-STAFFING BY CLASS D OR HIGHER OPERATOR: 3 VISITS/WEEK ON NONCONSECUTIVE DAYS FOR A TOTAL OF 0.3 HOUR/WEEK. LESS THAN 50,000 GPD-STAFFING BY A CLASS D OR HIGHER OPERATOR: 2 VISITS/WEEK ON NONCONSECUTIVE DAYS FOR A TOTAL OF 0.2 HOUR/WEEK. THERE SHALL BE NO MORE THAN 5 DAYS BETWEEN THE LAST VISIT IN ONE WEEK AND THE FIRST VISIT IN THE NEXT WEEK. | N | Y | PARADISE VILLAGE | 9304 PARADISE DRIVE |  | TAMPA | FL | 33610 |  | 8136212392 |  | AARON BRUCE | PARADISE VILLAGE MHC LLC | 8800 N BRONX AVE 2ND FLOOR |  | SKOKIE | IL | 60077 |  | 8476260400 | 234 | INVESTOR | 1228 | 200000 | 614 | 2021-08-12 | 2020-01-22 | DC05 | 500
6 | HILLSBOROUGH | SWHI |  | 6291366 | OTHER PUBLIC WATER SYSTEM | CHLORINATION; AERATION FOR REMOVAL OF ANY SECONDARY CONTAMINANT, SULFIDE, OR ANY UNREGULATED CONTAMINANT; CORROSION CONTROL INHIBITOR ADDITION; HYPOCHLORINATION; IRON OR MANGANESE SEQUESTRATION; OR ULTRAVIOLET RADIATION. THE LEAD/CHIEF OPERATOR MUST BE CLASS D OR HIGHER. 50,000 GPD UP TO 0.25 MGD-STAFFING BY CLASS D OR HIGHER OPERATOR: 3 VISITS/WEEK ON NONCONSECUTIVE DAYS FOR A TOTAL OF 0.3 HOUR/WEEK. LESS THAN 50,000 GPD-STAFFING BY A CLASS D OR HIGHER OPERATOR: 2 VISITS/WEEK ON NONCONSECUTIVE DAYS FOR A TOTAL OF 0.2 HOUR/WEEK. THERE SHALL BE NO MORE THAN 5 DAYS BETWEEN THE LAST VISIT IN ONE WEEK AND THE FIRST VISIT IN THE NEXT WEEK. | N | Y | PAWNEE PK | 10741 WILLIAMS RD |  | THONOTOSASSA | FL | 33592 |  | 8136211242 |  | GEORGE STREGENSKI | EARL BEHANNA | 10741 WILLIAMS RD LOT 7 |  | THONOTOSASSA | FL | 33592 |  | 8136211242 |  | INVESTOR | 24 | 28000 | 13 | 2091-10-07 | 2090-11-07 | NAF | 0
6 | HILLSBOROUGH | SWHI | mallorys@hcflgov.net | 6291372 | COMMUNITY | CHLORINATION; AERATION FOR REMOVAL OF ANY SECONDARY CONTAMINANT, SULFIDE, OR ANY UNREGULATED CONTAMINANT; CORROSION CONTROL INHIBITOR ADDITION; HYPOCHLORINATION; IRON OR MANGANESE SEQUESTRATION; OR ULTRAVIOLET RADIATION. THE LEAD/CHIEF OPERATOR MUST BE CLASS C OR HIGHER. 5.0 MGD AND ABOVE-STAFFING BY CLASS C OR HIGHER OPERATOR: 6 HOURS/DAY FOR 5 DAYS/WEEK AND ONE VISIT ON EACH WEEKEND DAY. 3.0 MGD UP TO 5.0 MGD-STAFFING BY CLASS C OR HIGHER OPERATOR: 1 HOUR/DAY FOR 5 DAYS/WEEK AND ONE VISIT ON EACH WEEKEND DAY. 0.25 MGD UP TO 3.0 MGD-STAFFING BY CLASS C OR HIGHER OPERATOR: 5 VISITS/WEEK AND ONE VISIT EACH WEEKEND FOR A TOTAL OF 0.6 HOUR/WEEK. | Y | N | HCPUD/PEBBLE CREEK SUBDIVISION | 19001 BRUCE B DOWNS BLVD. | BEHIND CHASE BANK | TAMPA | FL | 33647 |  | 8136266265 |  | EDWARD WATSON | HILLSBOROUGH COUNTY BOCC | 925 E TWIGGS ST |  | TAMPA | FL | 33602 |  | 8132093009 |  | INVESTOR | 5411 | 4040000 | 1419 | 2021-06-04 | 2019-11-25 | PC03 | 500
6 | HILLSBOROUGH | SWHI |  | 6291403 | NONTRANSIENT NONCOMMUNITY | CHLORINATION; AERATION FOR REMOVAL OF ANY SECONDARY CONTAMINANT, SULFIDE, OR ANY UNREGULATED CONTAMINANT; CORROSION CONTROL INHIBITOR ADDITION; HYPOCHLORINATION; IRON OR MANGANESE SEQUESTRATION; OR ULTRAVIOLET RADIATION. THE LEAD/CHIEF OPERATOR MUST BE CLASS D OR HIGHER. 50,000 GPD UP TO 0.25 MGD-STAFFING BY CLASS D OR HIGHER OPERATOR: 3 VISITS/WEEK ON NONCONSECUTIVE DAYS FOR A TOTAL OF 0.3 HOUR/WEEK. LESS THAN 50,000 GPD-STAFFING BY A CLASS D OR HIGHER OPERATOR: 2 VISITS/WEEK ON NONCONSECUTIVE DAYS FOR A TOTAL OF 0.2 HOUR/WEEK. THERE SHALL BE NO MORE THAN 5 DAYS BETWEEN THE LAST VISIT IN ONE WEEK AND THE FIRST VISIT IN THE NEXT WEEK. | N | Y | HCS/PINECREST ELEMENTARY | 7950 LITHIA PINECREST RD |  | LITHIA | FL | 33547 |  | 8132232311 |  | HILLSBOROUGH COUNTY SITES & UTILITIES | HILLSBOROUGH COUNTY SITES & UTILITIES | 3838 N. 50TH ST. |  | TAMPA | FL | 33619 |  | 8136351181 |  | COUNTY | 850 | 49000 | 2 | 2021-08-02 | 2019-08-26 | NTNC | 100
6 | HILLSBOROUGH | SWHI |  | 6291404 | NONCOMMUNITY | CHLORINATION; AERATION FOR REMOVAL OF ANY SECONDARY CONTAMINANT, SULFIDE, OR ANY UNREGULATED CONTAMINANT; CORROSION CONTROL INHIBITOR ADDITION; HYPOCHLORINATION; IRON OR MANGANESE SEQUESTRATION; OR ULTRAVIOLET RADIATION. THE LEAD/CHIEF OPERATOR MUST BE CLASS D OR HIGHER. 50,000 GPD UP TO 0.25 MGD-STAFFING BY CLASS D OR HIGHER OPERATOR: 3 VISITS/WEEK ON NONCONSECUTIVE DAYS FOR A TOTAL OF 0.3 HOUR/WEEK. LESS THAN 50,000 GPD-STAFFING BY A CLASS D OR HIGHER OPERATOR: 2 VISITS/WEEK ON NONCONSECUTIVE DAYS FOR A TOTAL OF 0.2 HOUR/WEEK. THERE SHALL BE NO MORE THAN 5 DAYS BETWEEN THE LAST VISIT IN ONE WEEK AND THE FIRST VISIT IN THE NEXT WEEK. | N | Y | HCPRD/PINECREST LITTLE LEAGUE | 9312 COUNTY ROAD 39 |  | LITHIA | FL | 33547 |  | 8132725840 |  | ROYCE JOHNSON | HILLSBOROUGH COUNTY PARKS & RECREATION | PO BOX 1110 |  | TAMPA | FL | 33601 |  | 8133526427 |  | COUNTY | 500 | 3000 | 3 | 2021-06-23 | 2020-01-13 | NC01 | 50
6 | HILLSBOROUGH | SWHI |  | 6291418 | NONCOMMUNITY | CHLORINATION; AERATION FOR REMOVAL OF ANY SECONDARY CONTAMINANT, SULFIDE, OR ANY UNREGULATED CONTAMINANT; CORROSION CONTROL INHIBITOR ADDITION; HYPOCHLORINATION; IRON OR MANGANESE SEQUESTRATION; OR ULTRAVIOLET RADIATION. THE LEAD/CHIEF OPERATOR MUST BE CLASS D OR HIGHER. 50,000 GPD UP TO 0.25 MGD-STAFFING BY CLASS D OR HIGHER OPERATOR: 3 VISITS/WEEK ON NONCONSECUTIVE DAYS FOR A TOTAL OF 0.3 HOUR/WEEK. LESS THAN 50,000 GPD-STAFFING BY A CLASS D OR HIGHER OPERATOR: 2 VISITS/WEEK ON NONCONSECUTIVE DAYS FOR A TOTAL OF 0.2 HOUR/WEEK. THERE SHALL BE NO MORE THAN 5 DAYS BETWEEN THE LAST VISIT IN ONE WEEK AND THE FIRST VISIT IN THE NEXT WEEK. | N | Y | HCPRD/EDWARD MEDARD PARK | 6140 TURKEY CREEK ROAD |  | PLANT CITY | FL | 33567 |  | 8137573802 |  | BILLY GRAHAM | HILLSBOROUGH COUNTY CONSERVATION & ENVIRONMENTAL LANDS MGMT | 15502 MORRIS BRIDGE ROAD |  | THONOTOSASSA | FL | 33592 |  | 8139876284 |  | COUNTY | 2500 | 92000 | 63 | 2021-04-29 | 2020-01-23 | NC01 | 50
6 | HILLSBOROUGH | SWHI | artgrandestates@gmail.com | 6291445 | COMMUNITY | CHLORINATION; AERATION FOR REMOVAL OF ANY SECONDARY CONTAMINANT, SULFIDE, OR ANY UNREGULATED CONTAMINANT; CORROSION CONTROL INHIBITOR ADDITION; HYPOCHLORINATION; IRON OR MANGANESE SEQUESTRATION; OR ULTRAVIOLET RADIATION. THE LEAD/CHIEF OPERATOR MUST BE CLASS D OR HIGHER. 50,000 GPD UP TO 0.25 MGD-STAFFING BY CLASS D OR HIGHER OPERATOR: 3 VISITS/WEEK ON NONCONSECUTIVE DAYS FOR A TOTAL OF 0.3 HOUR/WEEK. LESS THAN 50,000 GPD-STAFFING BY A CLASS D OR HIGHER OPERATOR: 2 VISITS/WEEK ON NONCONSECUTIVE DAYS FOR A TOTAL OF 0.2 HOUR/WEEK. THERE SHALL BE NO MORE THAN 5 DAYS BETWEEN THE LAST VISIT IN ONE WEEK AND THE FIRST VISIT IN THE NEXT WEEK. | N | Y | BLACK DAIRY ROAD TP | 6427 BLACK DAIRY ROAD |  | SEFFNER | FL | 33584 |  | 8137701176 |  | ARTUR SELITSKIY | MHP TAMPA AIR, LLC | 3500 PIEDMONT ROAD, SUITE 330 |  | ATLANTA | GA | 30305 |  | 8137701176 |  | INVESTOR | 80 | 81225 | 26 | 2021-08-25 | 2021-07-14 | DC051 | 100
6 | HILLSBOROUGH | SWHI |  | 6291454 | NONTRANSIENT NONCOMMUNITY | CHLORINATION; AERATION FOR REMOVAL OF ANY SECONDARY CONTAMINANT, SULFIDE, OR ANY UNREGULATED CONTAMINANT; CORROSION CONTROL INHIBITOR ADDITION; HYPOCHLORINATION; IRON OR MANGANESE SEQUESTRATION; OR ULTRAVIOLET RADIATION. THE LEAD/CHIEF OPERATOR MUST BE CLASS D OR HIGHER. 50,000 GPD UP TO 0.25 MGD-STAFFING BY CLASS D OR HIGHER OPERATOR: 3 VISITS/WEEK ON NONCONSECUTIVE DAYS FOR A TOTAL OF 0.3 HOUR/WEEK. LESS THAN 50,000 GPD-STAFFING BY A CLASS D OR HIGHER OPERATOR: 2 VISITS/WEEK ON NONCONSECUTIVE DAYS FOR A TOTAL OF 0.2 HOUR/WEEK. THERE SHALL BE NO MORE THAN 5 DAYS BETWEEN THE LAST VISIT IN ONE WEEK AND THE FIRST VISIT IN THE NEXT WEEK. | N | Y | MCGEE/EVERGLADES HARVESTING CAMP | 1206 MCGEE ROAD |  | PLANT CITY | FL | 33565 |  | 8136590400 |  | DAVID BARBER OR MICHELLE WILLIAMSON | MARCUS GLENN AND FRANCES WILLIAMSON | PO BOX 279 |  | DOVER | FL | 33527 |  | 8136590400 |  | INVESTOR | 100 | 24416 | 15 | 2021-10-04 | 2019-06-27 | NTNC | 100
6 | HILLSBOROUGH | SWHI | manager@ranchoaksmhp.com | 6291481 | COMMUNITY | CHLORINATION; AERATION FOR REMOVAL OF ANY SECONDARY CONTAMINANT, SULFIDE, OR ANY UNREGULATED CONTAMINANT; CORROSION CONTROL INHIBITOR ADDITION; HYPOCHLORINATION; IRON OR MANGANESE SEQUESTRATION; OR ULTRAVIOLET RADIATION. THE LEAD/CHIEF OPERATOR MUST BE CLASS D OR HIGHER. 50,000 GPD UP TO 0.25 MGD-STAFFING BY CLASS D OR HIGHER OPERATOR: 3 VISITS/WEEK ON NONCONSECUTIVE DAYS FOR A TOTAL OF 0.3 HOUR/WEEK. LESS THAN 50,000 GPD-STAFFING BY A CLASS D OR HIGHER OPERATOR: 2 VISITS/WEEK ON NONCONSECUTIVE DAYS FOR A TOTAL OF 0.2 HOUR/WEEK. THERE SHALL BE NO MORE THAN 5 DAYS BETWEEN THE LAST VISIT IN ONE WEEK AND THE FIRST VISIT IN THE NEXT WEEK. | N | Y | RANCH OAKS ESTATES | 11940 US HWY 301 NORTH |  | THONOTOSASSA | FL | 33592 |  | 8139863465 |  | ROSE-ANNE BYRD | RANCH OAKS ESTATES | 11940 US HWY 301 NORTH LOT 90 |  | THONOTOSASSA | FL | 33592 |  | 8139863465 |  | INVESTOR | 164 | 64560 | 82 | 2021-08-03 | 2021-06-15 | DC051 | 100
6 | HILLSBOROUGH | SWHI | MGROH61@GMAIL.COM | 6291483 | COMMUNITY | CHLORINATION; AERATION FOR REMOVAL OF ANY SECONDARY CONTAMINANT, SULFIDE, OR ANY UNREGULATED CONTAMINANT; CORROSION CONTROL INHIBITOR ADDITION; HYPOCHLORINATION; IRON OR MANGANESE SEQUESTRATION; OR ULTRAVIOLET RADIATION. THE LEAD/CHIEF OPERATOR MUST BE CLASS D OR HIGHER. 50,000 GPD UP TO 0.25 MGD-STAFFING BY CLASS D OR HIGHER OPERATOR: 3 VISITS/WEEK ON NONCONSECUTIVE DAYS FOR A TOTAL OF 0.3 HOUR/WEEK. LESS THAN 50,000 GPD-STAFFING BY A CLASS D OR HIGHER OPERATOR: 2 VISITS/WEEK ON NONCONSECUTIVE DAYS FOR A TOTAL OF 0.2 HOUR/WEEK. THERE SHALL BE NO MORE THAN 5 DAYS BETWEEN THE LAST VISIT IN ONE WEEK AND THE FIRST VISIT IN THE NEXT WEEK. | N | Y | RAY-MAR MHP | 12721 LYNN ROAD |  | TAMPA | FL | 33624 |  | 8137156091 |  | MARIA GROH | MARIA GROH | PO BOX 1931 |  | ZEPHYRHILLS | FL | 33539 |  | 8137156091 |  | INVESTOR | 89 | 10000 | 40 | 2022-01-07 | 2021-07-26 | DC06 | 100
6 | HILLSBOROUGH | SWHI |  | 6291521 | COMMUNITY | CHLORINATION; AERATION FOR REMOVAL OF ANY SECONDARY CONTAMINANT, SULFIDE, OR ANY UNREGULATED CONTAMINANT; CORROSION CONTROL INHIBITOR ADDITION; HYPOCHLORINATION; IRON OR MANGANESE SEQUESTRATION; OR ULTRAVIOLET RADIATION. THE LEAD/CHIEF OPERATOR MUST BE CLASS D OR HIGHER. 50,000 GPD UP TO 0.25 MGD-STAFFING BY CLASS D OR HIGHER OPERATOR: 3 VISITS/WEEK ON NONCONSECUTIVE DAYS FOR A TOTAL OF 0.3 HOUR/WEEK. LESS THAN 50,000 GPD-STAFFING BY A CLASS D OR HIGHER OPERATOR: 2 VISITS/WEEK ON NONCONSECUTIVE DAYS FOR A TOTAL OF 0.2 HOUR/WEEK. THERE SHALL BE NO MORE THAN 5 DAYS BETWEEN THE LAST VISIT IN ONE WEEK AND THE FIRST VISIT IN THE NEXT WEEK. | N | Y | RIVERSIDE MHP | 1501 SUSIE CIRCLE |  | RUSKIN | FL | 33570 |  | 8136452446 |  | BRIAN SWEAT | BRIAN SWEAT | 1501 SUSIE CIRCLE |  | RUSKIN | FL | 33570 |  | 8134170182 |  | INVESTOR | 40 | 28000 | 51 | 2021-05-07 | 2021-03-25 | DC06 | 100
6 | HILLSBOROUGH | SWHI |  | 6291524 | COMMUNITY | CHLORINATION; AERATION FOR REMOVAL OF ANY SECONDARY CONTAMINANT, SULFIDE, OR ANY UNREGULATED CONTAMINANT; CORROSION CONTROL INHIBITOR ADDITION; HYPOCHLORINATION; IRON OR MANGANESE SEQUESTRATION; OR ULTRAVIOLET RADIATION. THE LEAD/CHIEF OPERATOR MUST BE CLASS D OR HIGHER. 50,000 GPD UP TO 0.25 MGD-STAFFING BY CLASS D OR HIGHER OPERATOR: 3 VISITS/WEEK ON NONCONSECUTIVE DAYS FOR A TOTAL OF 0.3 HOUR/WEEK. LESS THAN 50,000 GPD-STAFFING BY A CLASS D OR HIGHER OPERATOR: 2 VISITS/WEEK ON NONCONSECUTIVE DAYS FOR A TOTAL OF 0.2 HOUR/WEEK. THERE SHALL BE NO MORE THAN 5 DAYS BETWEEN THE LAST VISIT IN ONE WEEK AND THE FIRST VISIT IN THE NEXT WEEK. | N | Y | RIVIERA MHP | 1015 NEPTUNE DR |  | RUSKIN | FL | 33570 |  | 8132307206 |  | RANDY ELLISON | LITTLE MANATEE RIVER PROPERTIES, LLC | PO BOX 1792 |  | RUSKIN | FL | 33575 |  | 8136134006 |  | INVESTOR | 25 | 48000 | 31 | 2022-01-18 | 2021-05-06 | DC06 | 100
6 | HILLSBOROUGH | SWHI |  | 6291529 | COMMUNITY | CHLORINATION; AERATION FOR REMOVAL OF ANY SECONDARY CONTAMINANT, SULFIDE, OR ANY UNREGULATED CONTAMINANT; CORROSION CONTROL INHIBITOR ADDITION; HYPOCHLORINATION; IRON OR MANGANESE SEQUESTRATION; OR ULTRAVIOLET RADIATION. THE LEAD/CHIEF OPERATOR MUST BE CLASS D OR HIGHER. 50,000 GPD UP TO 0.25 MGD-STAFFING BY CLASS D OR HIGHER OPERATOR: 3 VISITS/WEEK ON NONCONSECUTIVE DAYS FOR A TOTAL OF 0.3 HOUR/WEEK. LESS THAN 50,000 GPD-STAFFING BY A CLASS D OR HIGHER OPERATOR: 2 VISITS/WEEK ON NONCONSECUTIVE DAYS FOR A TOTAL OF 0.2 HOUR/WEEK. THERE SHALL BE NO MORE THAN 5 DAYS BETWEEN THE LAST VISIT IN ONE WEEK AND THE FIRST VISIT IN THE NEXT WEEK. | N | Y | GUTHRIES SUNSHINE PARK | 11930 HAZEN AVENUE |  | THONOTOSASSA | FL | 33592 |  | 8139861013 |  | MHP TAMPA CLIFFS, LLC | MHP TAMPA CLIFFS, LLC | 3500 PIEDMONT ROAD, SUITE 330 |  | ATLANTA | GA | 30305 |  | 6462673327 |  | INVESTOR | 40 | 6500 | 20 | 2021-05-24 | 2021-04-19 | DC06 | 100
6 | HILLSBOROUGH | SWHI | ROBINSONORANGEPARK@GMAIL.COM | 6291531 | COMMUNITY | CHLORINATION; AERATION FOR REMOVAL OF ANY SECONDARY CONTAMINANT, SULFIDE, OR ANY UNREGULATED CONTAMINANT; CORROSION CONTROL INHIBITOR ADDITION; HYPOCHLORINATION; IRON OR MANGANESE SEQUESTRATION; OR ULTRAVIOLET RADIATION. THE LEAD/CHIEF OPERATOR MUST BE CLASS D OR HIGHER. 50,000 GPD UP TO 0.25 MGD-STAFFING BY CLASS D OR HIGHER OPERATOR: 3 VISITS/WEEK ON NONCONSECUTIVE DAYS FOR A TOTAL OF 0.3 HOUR/WEEK. LESS THAN 50,000 GPD-STAFFING BY A CLASS D OR HIGHER OPERATOR: 2 VISITS/WEEK ON NONCONSECUTIVE DAYS FOR A TOTAL OF 0.2 HOUR/WEEK. THERE SHALL BE NO MORE THAN 5 DAYS BETWEEN THE LAST VISIT IN ONE WEEK AND THE FIRST VISIT IN THE NEXT WEEK. | N | Y | ROBINSON ORANGE MHP | 4120 HIGHWAY 92 WEST |  | PLANT CITY | FL | 33563 |  | 8135031539 |  | ROY ROBINSON | TG & LAVERNE ROBINSON FAMILY PARTNERSHIP LTD | 3603 BOOT BAY RD |  | PLANT CITY | FL | 33563 |  | 8135031539 |  | INVESTOR | 250 | 15000 | 109 | 2021-03-08 | 2021-02-04 | DC06 | 100
6 | HILLSBOROUGH | SWHI | DEREK.MAPLES@SDHC.K12.FL.US | 6291532 | NONTRANSIENT NONCOMMUNITY | CHLORINATION; AERATION FOR REMOVAL OF ANY SECONDARY CONTAMINANT, SULFIDE, OR ANY UNREGULATED CONTAMINANT; CORROSION CONTROL INHIBITOR ADDITION; HYPOCHLORINATION; IRON OR MANGANESE SEQUESTRATION; OR ULTRAVIOLET RADIATION. THE LEAD/CHIEF OPERATOR MUST BE CLASS D OR HIGHER. 50,000 GPD UP TO 0.25 MGD-STAFFING BY CLASS D OR HIGHER OPERATOR: 3 VISITS/WEEK ON NONCONSECUTIVE DAYS FOR A TOTAL OF 0.3 HOUR/WEEK. LESS THAN 50,000 GPD-STAFFING BY A CLASS D OR HIGHER OPERATOR: 2 VISITS/WEEK ON NONCONSECUTIVE DAYS FOR A TOTAL OF 0.2 HOUR/WEEK. THERE SHALL BE NO MORE THAN 5 DAYS BETWEEN THE LAST VISIT IN ONE WEEK AND THE FIRST VISIT IN THE NEXT WEEK. | N | Y | HCS/JS ROBINSON ELEMENTARY | 4801 TURKEY CREEK RD |  | PLANT CITY | FL | 33567 |  | 8137579424 |  | HILLSBOROUGH COUNTY SITES & UTILITIES | HILLSBOROUGH COUNTY SITES & UTILITIES | 3838 N. 50TH ST. |  | TAMPA | FL | 33619 |  | 8136351181 |  | COUNTY | 776 | 49000 | 12 | 2021-03-30 | 2019-09-18 | NTNC | 100
6 | HILLSBOROUGH | SWHI |  | 6291541 | COMMUNITY | NO TREATMENT--CONSECUTIVE SYSTEMS ONLY | Y | Y | FEATHEROCK MHP | 2200 HWY 60 E |  | VALRICO | FL | 33594 |  | 8136813773 |  | CHRISTOPHER WILLIS | EQUITY LIFESTYLE PROPERTIES INC. | PO BOX 8000 |  | MONSEY | NY | 10952 |  | 8453568390 | 122 | INVESTOR | 1044 | 500000 | 525 | 2019-08-27 | 2020-05-07 | PC02 | 100
6 | HILLSBOROUGH | SWHI | MSIRECI@SIRECIENTERPRISES.COM | 6291547 | COMMUNITY | CHLORINATION; AERATION FOR REMOVAL OF ANY SECONDARY CONTAMINANT, SULFIDE, OR ANY UNREGULATED CONTAMINANT; CORROSION CONTROL INHIBITOR ADDITION; HYPOCHLORINATION; IRON OR MANGANESE SEQUESTRATION; OR ULTRAVIOLET RADIATION. THE LEAD/CHIEF OPERATOR MUST BE CLASS D OR HIGHER. 50,000 GPD UP TO 0.25 MGD-STAFFING BY CLASS D OR HIGHER OPERATOR: 3 VISITS/WEEK ON NONCONSECUTIVE DAYS FOR A TOTAL OF 0.3 HOUR/WEEK. LESS THAN 50,000 GPD-STAFFING BY A CLASS D OR HIGHER OPERATOR: 2 VISITS/WEEK ON NONCONSECUTIVE DAYS FOR A TOTAL OF 0.2 HOUR/WEEK. THERE SHALL BE NO MORE THAN 5 DAYS BETWEEN THE LAST VISIT IN ONE WEEK AND THE FIRST VISIT IN THE NEXT WEEK. | N | Y | ROSEBROOK MHP | 3607 W BAKER STREET |  | PLANT CITY | FL | 33563 |  | 8135058886 |  | MATT SIRECI | 3607 ROSEBROOK LLC | 7924 BELL DRIVE |  | PORT RICHEY | FL | 34668 |  | 8135058886 |  | INVESTOR | 130 | 20000 | 30 | 2019-09-13 | 2021-03-18 | DC06 | 100
6 | HILLSBOROUGH | SWHI |  | 6291560 | OTHER PUBLIC WATER SYSTEM | CHLORINATION; AERATION FOR REMOVAL OF ANY SECONDARY CONTAMINANT, SULFIDE, OR ANY UNREGULATED CONTAMINANT; CORROSION CONTROL INHIBITOR ADDITION; HYPOCHLORINATION; IRON OR MANGANESE SEQUESTRATION; OR ULTRAVIOLET RADIATION. THE LEAD/CHIEF OPERATOR MUST BE CLASS D OR HIGHER. 50,000 GPD UP TO 0.25 MGD-STAFFING BY CLASS D OR HIGHER OPERATOR: 3 VISITS/WEEK ON NONCONSECUTIVE DAYS FOR A TOTAL OF 0.3 HOUR/WEEK. LESS THAN 50,000 GPD-STAFFING BY A CLASS D OR HIGHER OPERATOR: 2 VISITS/WEEK ON NONCONSECUTIVE DAYS FOR A TOTAL OF 0.2 HOUR/WEEK. THERE SHALL BE NO MORE THAN 5 DAYS BETWEEN THE LAST VISIT IN ONE WEEK AND THE FIRST VISIT IN THE NEXT WEEK. | N | Y | GROVE PARK | 11405 KNIGHTS-GRIFFEN ROAD |  | THONOTOSASSA | FL | 33592 |  |  |  | JOANNE WHALE | JOANNE WHALE | 11405 KNIGHTS-GRIFFEN ROAD |  | THONOTOSASSA | FL | 33592 |  | 8139862655 |  | INVESTOR | 24 | 9000 | 12 | 2090-08-29 | 2090-08-29 | NAF | 0
6 | HILLSBOROUGH | SWHI |  | 6291564 | OTHER PUBLIC WATER SYSTEM | CHLORINATION; AERATION FOR REMOVAL OF ANY SECONDARY CONTAMINANT, SULFIDE, OR ANY UNREGULATED CONTAMINANT; CORROSION CONTROL INHIBITOR ADDITION; HYPOCHLORINATION; IRON OR MANGANESE SEQUESTRATION; OR ULTRAVIOLET RADIATION. THE LEAD/CHIEF OPERATOR MUST BE CLASS D OR HIGHER. 50,000 GPD UP TO 0.25 MGD-STAFFING BY CLASS D OR HIGHER OPERATOR: 3 VISITS/WEEK ON NONCONSECUTIVE DAYS FOR A TOTAL OF 0.3 HOUR/WEEK. LESS THAN 50,000 GPD-STAFFING BY A CLASS D OR HIGHER OPERATOR: 2 VISITS/WEEK ON NONCONSECUTIVE DAYS FOR A TOTAL OF 0.2 HOUR/WEEK. THERE SHALL BE NO MORE THAN 5 DAYS BETWEEN THE LAST VISIT IN ONE WEEK AND THE FIRST VISIT IN THE NEXT WEEK. | N | Y | RUSTIC HAVEN MHP | P.O.BOX 651 |  | MANGO | FL | 34262 |  |  |  | LEE CARLTON | CARLTON-CAMPBELL ENTERPRISES | RT. 4 BOX 64E MUCK POND ROAD |  | SEFFNER | FL | 33584 |  | 8139861918 |  | INVESTOR | 20 | 19000 | 13 | 2092-01-14 | 2092-01-14 | NAF | 0
6 | HILLSBOROUGH | SWHI |  | 6291575 | OTHER PUBLIC WATER SYSTEM | ACTIVATED CARBON PROCESSES; DIATOMACEOUS EARTH FILTRATION; ION EXCHANGE FOR REMOVAL OF ANY PRIMARY CONTAMINANT; ION AND MANGANESE REMOVAL (OXIDATION, DETENTION, AND FILTRATION); OR SLOW SAND FILTRATION. LEAD/CHIEF OPERATOR MUST BE CLASS C OR HIGHER. 1.0 MGD UP TO 2.0 MGD-STAFFING BY CLASS C OR HIGHER OPERATOR: 6 HOURS/DAY FOR 5 DAYS/WEEK AND ONE VISIT ON EACH WEEKEND DAY. 0.5 MGD UP TO 1.0 MGD-STAFFING BY CLASS C OR HIGHER OPERATOR: 3 HOURS/DAY FOR 5 DAYS/WEEK AND ONE VISIT ON EACH WEEKEND DAY. 0.25 MGD UP TO 0.5 MGD-STAFFING BY CLASS C OR HIGHER OPERATOR: 1 HOUR/DAY FOR 5 DAYS/WEEK AND ONE VISIT ON EACH WEEKEND DAY. LESS THAN 0.25 MGD-STAFFING BY CLASS C OR HIGHER OPERATOR: 5 VISITS/WEEK AND ONE VISIT EACH WEEKEND FOR A TOTAL OF 1.8 HOURS/WEEK. | N | Y | SAFFOLD FARMS #1 | 23301 PACKING HOUSE RD |  | WIMAUMA | FL | 33598 |  | 8136330496 |  | SHELLEY SAFFOLD | SAFFOLD FARMS LLC | PO BOX 12 |  | WIMAUMA | FL | 33598 |  | 8136330496 |  | INVESTOR | 8 | 7500 | 8 | 2020-05-12 | 2018-09-14 | NAF | 0
6 | HILLSBOROUGH | SWHI |  | 6291581 | COMMUNITY | CHLORINATION; AERATION FOR REMOVAL OF ANY SECONDARY CONTAMINANT, SULFIDE, OR ANY UNREGULATED CONTAMINANT; CORROSION CONTROL INHIBITOR ADDITION; HYPOCHLORINATION; IRON OR MANGANESE SEQUESTRATION; OR ULTRAVIOLET RADIATION. THE LEAD/CHIEF OPERATOR MUST BE CLASS D OR HIGHER. 50,000 GPD UP TO 0.25 MGD-STAFFING BY CLASS D OR HIGHER OPERATOR: 3 VISITS/WEEK ON NONCONSECUTIVE DAYS FOR A TOTAL OF 0.3 HOUR/WEEK. LESS THAN 50,000 GPD-STAFFING BY A CLASS D OR HIGHER OPERATOR: 2 VISITS/WEEK ON NONCONSECUTIVE DAYS FOR A TOTAL OF 0.2 HOUR/WEEK. THERE SHALL BE NO MORE THAN 5 DAYS BETWEEN THE LAST VISIT IN ONE WEEK AND THE FIRST VISIT IN THE NEXT WEEK. | N | Y | HCPUD/SAN REMO SUBDIVISION | 18707 HANNA ROAD |  | LUTZ | FL | 33549 |  | 8136633251 |  | EDWARD WATSON | HILLSBOROUGH COUNTY BOCC | 925 E TWIGGS ST |  | TAMPA | FL | 33602 |  | 8132093009 |  | INVESTOR | 245 | 69900 | 86 | 2020-04-08 | 2021-07-26 | DC05 | 500
6 | HILLSBOROUGH | SWHI |  | 6291585 | OTHER PUBLIC WATER SYSTEM | CHLORINATION; AERATION FOR REMOVAL OF ANY SECONDARY CONTAMINANT, SULFIDE, OR ANY UNREGULATED CONTAMINANT; CORROSION CONTROL INHIBITOR ADDITION; HYPOCHLORINATION; IRON OR MANGANESE SEQUESTRATION; OR ULTRAVIOLET RADIATION. THE LEAD/CHIEF OPERATOR MUST BE CLASS D OR HIGHER. 50,000 GPD UP TO 0.25 MGD-STAFFING BY CLASS D OR HIGHER OPERATOR: 3 VISITS/WEEK ON NONCONSECUTIVE DAYS FOR A TOTAL OF 0.3 HOUR/WEEK. LESS THAN 50,000 GPD-STAFFING BY A CLASS D OR HIGHER OPERATOR: 2 VISITS/WEEK ON NONCONSECUTIVE DAYS FOR A TOTAL OF 0.2 HOUR/WEEK. THERE SHALL BE NO MORE THAN 5 DAYS BETWEEN THE LAST VISIT IN ONE WEEK AND THE FIRST VISIT IN THE NEXT WEEK. | N | Y | SANDYS MHP | 852 SKEWLER RD |  | THONOTOSASSA | FL | 33592 |  | 8139861370 |  | J.W.MORRIS | J.W.MORRIS | 9920 SKEWLEE RD |  | THONOTOSASSA | FL | 33592 |  | 8139861370 |  | INVESTOR | 20 | 19000 | 13 |  | 2091-11-08 | NAF | 0
6 | HILLSBOROUGH | SWHI |  | 6291597 | COMMUNITY | CHLORINATION; AERATION FOR REMOVAL OF ANY SECONDARY CONTAMINANT, SULFIDE, OR ANY UNREGULATED CONTAMINANT; CORROSION CONTROL INHIBITOR ADDITION; HYPOCHLORINATION; IRON OR MANGANESE SEQUESTRATION; OR ULTRAVIOLET RADIATION. THE LEAD/CHIEF OPERATOR MUST BE CLASS C OR HIGHER. 5.0 MGD AND ABOVE-STAFFING BY CLASS C OR HIGHER OPERATOR: 6 HOURS/DAY FOR 5 DAYS/WEEK AND ONE VISIT ON EACH WEEKEND DAY. 3.0 MGD UP TO 5.0 MGD-STAFFING BY CLASS C OR HIGHER OPERATOR: 1 HOUR/DAY FOR 5 DAYS/WEEK AND ONE VISIT ON EACH WEEKEND DAY. 0.25 MGD UP TO 3.0 MGD-STAFFING BY CLASS C OR HIGHER OPERATOR: 5 VISITS/WEEK AND ONE VISIT EACH WEEKEND FOR A TOTAL OF 0.6 HOUR/WEEK. | N | Y | RIVERSIDE GOLF COURSE COMMUNITY LLC | ONE PIER DRIVE |  | RUSKIN | FL | 33570 |  | 8136456000 |  | YOAN MORENO | SUN COMMUNITIES | 27777 FRANKLIN ROAD SUITE 200 |  | SOUTHFIELD | MI | 48034 |  | 2482082500 |  | INVESTOR | 1106 | 423000 | 550 | 2021-06-25 | 2019-05-31 | DC04 | 1000
6 | HILLSBOROUGH | SWHI |  | 6291605 | OTHER PUBLIC WATER SYSTEM | CHLORINATION; AERATION FOR REMOVAL OF ANY SECONDARY CONTAMINANT, SULFIDE, OR ANY UNREGULATED CONTAMINANT; CORROSION CONTROL INHIBITOR ADDITION; HYPOCHLORINATION; IRON OR MANGANESE SEQUESTRATION; OR ULTRAVIOLET RADIATION. THE LEAD/CHIEF OPERATOR MUST BE CLASS D OR HIGHER. 50,000 GPD UP TO 0.25 MGD-STAFFING BY CLASS D OR HIGHER OPERATOR: 3 VISITS/WEEK ON NONCONSECUTIVE DAYS FOR A TOTAL OF 0.3 HOUR/WEEK. LESS THAN 50,000 GPD-STAFFING BY A CLASS D OR HIGHER OPERATOR: 2 VISITS/WEEK ON NONCONSECUTIVE DAYS FOR A TOTAL OF 0.2 HOUR/WEEK. THERE SHALL BE NO MORE THAN 5 DAYS BETWEEN THE LAST VISIT IN ONE WEEK AND THE FIRST VISIT IN THE NEXT WEEK. | N | Y | SELF MOBILE HOME SITES | 4260 CASTLEWOOD DR |  | SEFFNER | FL | 33584 |  | 8136590545 |  | VIVIAN SELF | VIVIAN SELF | 4262 CASTLEWOOD RD |  | SEFFNER | FL | 33584 |  | 8136590545 |  | INVESTOR | 11 | 28000 | 10 | 2006-12-13 | 2006-10-25 | NAF | 0
6 | HILLSBOROUGH | SWHI |  | 6291610 | COMMUNITY | CHLORINATION; AERATION FOR REMOVAL OF ANY SECONDARY CONTAMINANT, SULFIDE, OR ANY UNREGULATED CONTAMINANT; CORROSION CONTROL INHIBITOR ADDITION; HYPOCHLORINATION; IRON OR MANGANESE SEQUESTRATION; OR ULTRAVIOLET RADIATION. THE LEAD/CHIEF OPERATOR MUST BE CLASS D OR HIGHER. 50,000 GPD UP TO 0.25 MGD-STAFFING BY CLASS D OR HIGHER OPERATOR: 3 VISITS/WEEK ON NONCONSECUTIVE DAYS FOR A TOTAL OF 0.3 HOUR/WEEK. LESS THAN 50,000 GPD-STAFFING BY A CLASS D OR HIGHER OPERATOR: 2 VISITS/WEEK ON NONCONSECUTIVE DAYS FOR A TOTAL OF 0.2 HOUR/WEEK. THERE SHALL BE NO MORE THAN 5 DAYS BETWEEN THE LAST VISIT IN ONE WEEK AND THE FIRST VISIT IN THE NEXT WEEK. | N | Y | SHADY GROVE MHP | 12966 MORRIS BRIDGE ROAD |  | THONOTOSASSA | FL | 33592 |  | 8135060874 |  | MARY CONTE | MHP TAMPA AIR LLC | 3500 PIEDMONT ROAD, SUITE 330 |  | ATLANTA | GA | 30305 |  | 6462673327 |  | INVESTOR | 42 | 7500 | 32 | 2020-03-25 | 2021-03-17 | DC06 | 100
6 | HILLSBOROUGH | SWHI |  | 6291612 | OTHER PUBLIC WATER SYSTEM | CHLORINATION; AERATION FOR REMOVAL OF ANY SECONDARY CONTAMINANT, SULFIDE, OR ANY UNREGULATED CONTAMINANT; CORROSION CONTROL INHIBITOR ADDITION; HYPOCHLORINATION; IRON OR MANGANESE SEQUESTRATION; OR ULTRAVIOLET RADIATION. THE LEAD/CHIEF OPERATOR MUST BE CLASS D OR HIGHER. 50,000 GPD UP TO 0.25 MGD-STAFFING BY CLASS D OR HIGHER OPERATOR: 3 VISITS/WEEK ON NONCONSECUTIVE DAYS FOR A TOTAL OF 0.3 HOUR/WEEK. LESS THAN 50,000 GPD-STAFFING BY A CLASS D OR HIGHER OPERATOR: 2 VISITS/WEEK ON NONCONSECUTIVE DAYS FOR A TOTAL OF 0.2 HOUR/WEEK. THERE SHALL BE NO MORE THAN 5 DAYS BETWEEN THE LAST VISIT IN ONE WEEK AND THE FIRST VISIT IN THE NEXT WEEK. | N | Y | SHADY OAK TP | 3804 N 301 HWY |  | TAMPA | FL | 33619 |  | 8136232322 |  | JORGE H. RUIZ | JORGE H. RUIZ | 3804 N HWY 301 |  | TAMPA | FL | 33619 |  | 8136232322 |  | INVESTOR | 2 | 1 | 1 | 2097-05-19 | 2097-05-19 | NAF | 0
6 | HILLSBOROUGH | SWHI |  | 6291652 | OTHER PUBLIC WATER SYSTEM | CHLORINATION; AERATION FOR REMOVAL OF ANY SECONDARY CONTAMINANT, SULFIDE, OR ANY UNREGULATED CONTAMINANT; CORROSION CONTROL INHIBITOR ADDITION; HYPOCHLORINATION; IRON OR MANGANESE SEQUESTRATION; OR ULTRAVIOLET RADIATION. THE LEAD/CHIEF OPERATOR MUST BE CLASS D OR HIGHER. 50,000 GPD UP TO 0.25 MGD-STAFFING BY CLASS D OR HIGHER OPERATOR: 3 VISITS/WEEK ON NONCONSECUTIVE DAYS FOR A TOTAL OF 0.3 HOUR/WEEK. LESS THAN 50,000 GPD-STAFFING BY A CLASS D OR HIGHER OPERATOR: 2 VISITS/WEEK ON NONCONSECUTIVE DAYS FOR A TOTAL OF 0.2 HOUR/WEEK. THERE SHALL BE NO MORE THAN 5 DAYS BETWEEN THE LAST VISIT IN ONE WEEK AND THE FIRST VISIT IN THE NEXT WEEK. | N | Y | SKYWOOD MHP | 4936 BAYWAY DR |  | TAMPA | FL | 33609 |  | 8136264137 |  | MANAGER | LYLE & PHYLLIS WANGELIN | SKYWOOD DR E/O VALRICO N/O 60. |  | TAMPA | FL | 33609 |  | 8136264137 |  | INVESTOR | 20 | 144000 | 13 | 2091-04-03 | 2091-04-03 | NAF | 0
6 | HILLSBOROUGH | SWHI |  | 6291681 | OTHER PUBLIC WATER SYSTEM | CHLORINATION; AERATION FOR REMOVAL OF ANY SECONDARY CONTAMINANT, SULFIDE, OR ANY UNREGULATED CONTAMINANT; CORROSION CONTROL INHIBITOR ADDITION; HYPOCHLORINATION; IRON OR MANGANESE SEQUESTRATION; OR ULTRAVIOLET RADIATION. THE LEAD/CHIEF OPERATOR MUST BE CLASS D OR HIGHER. 50,000 GPD UP TO 0.25 MGD-STAFFING BY CLASS D OR HIGHER OPERATOR: 3 VISITS/WEEK ON NONCONSECUTIVE DAYS FOR A TOTAL OF 0.3 HOUR/WEEK. LESS THAN 50,000 GPD-STAFFING BY A CLASS D OR HIGHER OPERATOR: 2 VISITS/WEEK ON NONCONSECUTIVE DAYS FOR A TOTAL OF 0.2 HOUR/WEEK. THERE SHALL BE NO MORE THAN 5 DAYS BETWEEN THE LAST VISIT IN ONE WEEK AND THE FIRST VISIT IN THE NEXT WEEK. | N | Y | SOUTHERN PINES MHP | 2975 SR 60 |  | VALRICO | FL | 33594 |  | 8136895146 |  | C.B.HAMLIN | C.B. & JACKIE HAMLIN | 2975 SR 60 |  | VALRICO | FL | 33594 |  | 8136895146 |  | INVESTOR | 18 | 5000 | 10 | 2002-08-02 | 2003-04-22 | NAF | 0
6 | HILLSBOROUGH | SWHI |  | 6291684 | COMMUNITY | CHLORINATION; AERATION FOR REMOVAL OF ANY SECONDARY CONTAMINANT, SULFIDE, OR ANY UNREGULATED CONTAMINANT; CORROSION CONTROL INHIBITOR ADDITION; HYPOCHLORINATION; IRON OR MANGANESE SEQUESTRATION; OR ULTRAVIOLET RADIATION. THE LEAD/CHIEF OPERATOR MUST BE CLASS C OR HIGHER. 5.0 MGD AND ABOVE-STAFFING BY CLASS C OR HIGHER OPERATOR: 6 HOURS/DAY FOR 5 DAYS/WEEK AND ONE VISIT ON EACH WEEKEND DAY. 3.0 MGD UP TO 5.0 MGD-STAFFING BY CLASS C OR HIGHER OPERATOR: 1 HOUR/DAY FOR 5 DAYS/WEEK AND ONE VISIT ON EACH WEEKEND DAY. 0.25 MGD UP TO 3.0 MGD-STAFFING BY CLASS C OR HIGHER OPERATOR: 5 VISITS/WEEK AND ONE VISIT EACH WEEKEND FOR A TOTAL OF 0.6 HOUR/WEEK. | N | Y | SPANISH MAIN TRAVEL RESORT | 12110 SPANISH MAIN RESORT TRAIL |  | THONOTOSASSA | FL | 33592 |  | 8139862415 |  | DANNY LYONS | SUN COMMUNITIES | 27777 FRANKLIN ROAD STE 200 |  | SOUTHFIELD | MI | 48034 |  | 2482082500 |  | INVESTOR | 284 | 384000 | 338 | 2021-06-17 | 2021-04-29 | DC04 | 1000
6 | HILLSBOROUGH | SWHI | sweetlivinginc@aol.com | 6291687 | COMMUNITY | CHLORINATION; AERATION FOR REMOVAL OF ANY SECONDARY CONTAMINANT, SULFIDE, OR ANY UNREGULATED CONTAMINANT; CORROSION CONTROL INHIBITOR ADDITION; HYPOCHLORINATION; IRON OR MANGANESE SEQUESTRATION; OR ULTRAVIOLET RADIATION. THE LEAD/CHIEF OPERATOR MUST BE CLASS D OR HIGHER. 50,000 GPD UP TO 0.25 MGD-STAFFING BY CLASS D OR HIGHER OPERATOR: 3 VISITS/WEEK ON NONCONSECUTIVE DAYS FOR A TOTAL OF 0.3 HOUR/WEEK. LESS THAN 50,000 GPD-STAFFING BY A CLASS D OR HIGHER OPERATOR: 2 VISITS/WEEK ON NONCONSECUTIVE DAYS FOR A TOTAL OF 0.2 HOUR/WEEK. THERE SHALL BE NO MORE THAN 5 DAYS BETWEEN THE LAST VISIT IN ONE WEEK AND THE FIRST VISIT IN THE NEXT WEEK. | N | Y | SPEER MHP | 1833 BRANCH FORBES ROAD |  | PLANT CITY | FL | 33565 | 5775 | 8137598744 |  | DESMOND SURUJBALI | DESMOND SURUJBALI | 912 SHOALS LANDING DRIVE |  | BRANDON | FL | 33511 |  | 8134860995 |  | INVESTOR | 270 | 72000 | 116 | 2020-11-02 | 2021-09-16 | DC051 | 100
6 | HILLSBOROUGH | SWHI |  | 6291698 | NONCOMMUNITY | CHLORINATION; AERATION FOR REMOVAL OF ANY SECONDARY CONTAMINANT, SULFIDE, OR ANY UNREGULATED CONTAMINANT; CORROSION CONTROL INHIBITOR ADDITION; HYPOCHLORINATION; IRON OR MANGANESE SEQUESTRATION; OR ULTRAVIOLET RADIATION. THE LEAD/CHIEF OPERATOR MUST BE CLASS D OR HIGHER. 50,000 GPD UP TO 0.25 MGD-STAFFING BY CLASS D OR HIGHER OPERATOR: 3 VISITS/WEEK ON NONCONSECUTIVE DAYS FOR A TOTAL OF 0.3 HOUR/WEEK. LESS THAN 50,000 GPD-STAFFING BY A CLASS D OR HIGHER OPERATOR: 2 VISITS/WEEK ON NONCONSECUTIVE DAYS FOR A TOTAL OF 0.2 HOUR/WEEK. THERE SHALL BE NO MORE THAN 5 DAYS BETWEEN THE LAST VISIT IN ONE WEEK AND THE FIRST VISIT IN THE NEXT WEEK. | N | Y | HCPRD/SPRINGHEAD COUNTY PARK | 3410 NESMITH ROAD |  | PLANT CITY | FL | 33566 |  | 8136358179 |  | ROYCE JOHNSON | HILLSBOROUGH CTY PARKS & RECREATION MU2 | PO BOX 1110 |  | TAMPA | FL | 33601 |  | 8133526427 |  | MUNICIPALITY | 75 | 1999 | 4 | 2021-05-14 | 2020-03-26 | NC01 | 50
6 | HILLSBOROUGH | SWHI |  | 6291702 | OTHER PUBLIC WATER SYSTEM | CHLORINATION; AERATION FOR REMOVAL OF ANY SECONDARY CONTAMINANT, SULFIDE, OR ANY UNREGULATED CONTAMINANT; CORROSION CONTROL INHIBITOR ADDITION; HYPOCHLORINATION; IRON OR MANGANESE SEQUESTRATION; OR ULTRAVIOLET RADIATION. THE LEAD/CHIEF OPERATOR MUST BE CLASS D OR HIGHER. 50,000 GPD UP TO 0.25 MGD-STAFFING BY CLASS D OR HIGHER OPERATOR: 3 VISITS/WEEK ON NONCONSECUTIVE DAYS FOR A TOTAL OF 0.3 HOUR/WEEK. LESS THAN 50,000 GPD-STAFFING BY A CLASS D OR HIGHER OPERATOR: 2 VISITS/WEEK ON NONCONSECUTIVE DAYS FOR A TOTAL OF 0.2 HOUR/WEEK. THERE SHALL BE NO MORE THAN 5 DAYS BETWEEN THE LAST VISIT IN ONE WEEK AND THE FIRST VISIT IN THE NEXT WEEK. | N | Y | SSJ MHP | 120 SKEW LEE RD |  | THONOTOSASSA | FL | 33592 |  | 8139862026 |  | WILLAFORD JONES | WILLAFORD JONES | 120 SKEWLEE RD |  | THONOTOSASSA | FL | 33592 |  | 8139862026 |  | INVESTOR | 20 | 38000 | 13 | 2091-11-08 | 2091-11-08 | NAF | 0
6 | HILLSBOROUGH | SWHI |  | 6291761 | COMMUNITY | CHLORINATION; AERATION FOR REMOVAL OF ANY SECONDARY CONTAMINANT, SULFIDE, OR ANY UNREGULATED CONTAMINANT; CORROSION CONTROL INHIBITOR ADDITION; HYPOCHLORINATION; IRON OR MANGANESE SEQUESTRATION; OR ULTRAVIOLET RADIATION. THE LEAD/CHIEF OPERATOR MUST BE CLASS D OR HIGHER. 50,000 GPD UP TO 0.25 MGD-STAFFING BY CLASS D OR HIGHER OPERATOR: 3 VISITS/WEEK ON NONCONSECUTIVE DAYS FOR A TOTAL OF 0.3 HOUR/WEEK. LESS THAN 50,000 GPD-STAFFING BY A CLASS D OR HIGHER OPERATOR: 2 VISITS/WEEK ON NONCONSECUTIVE DAYS FOR A TOTAL OF 0.2 HOUR/WEEK. THERE SHALL BE NO MORE THAN 5 DAYS BETWEEN THE LAST VISIT IN ONE WEEK AND THE FIRST VISIT IN THE NEXT WEEK. | N | Y | SUNRISE MHP | 18118 US 41 NORTH |  | LUTZ | FL | 33549 |  | 8139491010 |  | CRAIG MILLER | SUNRISE MHC, LLC | 8800 N BRONX AVE 2ND FLOOR |  | SKOKIE | IL | 60077 |  | 8476260400 | 224 | INVESTOR | 375 | 223000 | 168 | 2020-08-14 | 2021-01-25 | DC051 | 100
6 | HILLSBOROUGH | SWHI |  | 6291762 | NONTRANSIENT NONCOMMUNITY | CHLORINATION; AERATION FOR REMOVAL OF ANY SECONDARY CONTAMINANT, SULFIDE, OR ANY UNREGULATED CONTAMINANT; CORROSION CONTROL INHIBITOR ADDITION; HYPOCHLORINATION; IRON OR MANGANESE SEQUESTRATION; OR ULTRAVIOLET RADIATION. THE LEAD/CHIEF OPERATOR MUST BE CLASS D OR HIGHER. 50,000 GPD UP TO 0.25 MGD-STAFFING BY CLASS D OR HIGHER OPERATOR: 3 VISITS/WEEK ON NONCONSECUTIVE DAYS FOR A TOTAL OF 0.3 HOUR/WEEK. LESS THAN 50,000 GPD-STAFFING BY A CLASS D OR HIGHER OPERATOR: 2 VISITS/WEEK ON NONCONSECUTIVE DAYS FOR A TOTAL OF 0.2 HOUR/WEEK. THERE SHALL BE NO MORE THAN 5 DAYS BETWEEN THE LAST VISIT IN ONE WEEK AND THE FIRST VISIT IN THE NEXT WEEK. | N | Y | SUNSET UTILITIES | 18407 US 41 NORTH |  | LUTZ | FL | 33549 |  | 9544552822 |  | ANDY PEARLMAN | SUNSET UTILITIES, INC. | 506 S. DIXIE HWY |  | HALLANDALE | FL | 33009 |  | 9544552822 |  | INVESTOR | 110 | 48000 | 40 | 2021-06-11 | 2019-05-01 | NTNC | 100
6 | HILLSBOROUGH | SWHI | wspeer@tampabay.rr.com | 6291767 | COMMUNITY | CHLORINATION; AERATION FOR REMOVAL OF ANY SECONDARY CONTAMINANT, SULFIDE, OR ANY UNREGULATED CONTAMINANT; CORROSION CONTROL INHIBITOR ADDITION; HYPOCHLORINATION; IRON OR MANGANESE SEQUESTRATION; OR ULTRAVIOLET RADIATION. THE LEAD/CHIEF OPERATOR MUST BE CLASS D OR HIGHER. 50,000 GPD UP TO 0.25 MGD-STAFFING BY CLASS D OR HIGHER OPERATOR: 3 VISITS/WEEK ON NONCONSECUTIVE DAYS FOR A TOTAL OF 0.3 HOUR/WEEK. LESS THAN 50,000 GPD-STAFFING BY A CLASS D OR HIGHER OPERATOR: 2 VISITS/WEEK ON NONCONSECUTIVE DAYS FOR A TOTAL OF 0.2 HOUR/WEEK. THERE SHALL BE NO MORE THAN 5 DAYS BETWEEN THE LAST VISIT IN ONE WEEK AND THE FIRST VISIT IN THE NEXT WEEK. | N | Y | SUNSHINE TP | 5302 GLEN HARWELL RD |  | PLANT CITY | FL | 33566 |  | 8137572454 |  | CATHY SPEER | SUNSHINE TP | PO BOX 1863 |  | SEFFNER | FL | 33583 |  | 8137572454 |  | INVESTOR | 25 | 28800 | 17 | 2021-05-11 | 2021-04-15 | DC06 | 100
6 | HILLSBOROUGH | SWHI |  | 6291776 | COMMUNITY | CHLORINATION; AERATION FOR REMOVAL OF ANY SECONDARY CONTAMINANT, SULFIDE, OR ANY UNREGULATED CONTAMINANT; CORROSION CONTROL INHIBITOR ADDITION; HYPOCHLORINATION; IRON OR MANGANESE SEQUESTRATION; OR ULTRAVIOLET RADIATION. THE LEAD/CHIEF OPERATOR MUST BE CLASS D OR HIGHER. 50,000 GPD UP TO 0.25 MGD-STAFFING BY CLASS D OR HIGHER OPERATOR: 3 VISITS/WEEK ON NONCONSECUTIVE DAYS FOR A TOTAL OF 0.3 HOUR/WEEK. LESS THAN 50,000 GPD-STAFFING BY A CLASS D OR HIGHER OPERATOR: 2 VISITS/WEEK ON NONCONSECUTIVE DAYS FOR A TOTAL OF 0.2 HOUR/WEEK. THERE SHALL BE NO MORE THAN 5 DAYS BETWEEN THE LAST VISIT IN ONE WEEK AND THE FIRST VISIT IN THE NEXT WEEK. | N | Y | GARDEN SPRINGS MHP | 8207 BOWLES ROAD |  | TAMPA | FL | 33637 |  | 8132633870 |  | CHAD COMINGORE OR GLENN PEARSON | GARDEN SPRINGS MHP | 1971 W LUMSDEN ROAD | STE 340 | BRANDON | FL | 33511 |  | 8132633870 |  | INVESTOR | 40 | 7500 | 24 | 2021-12-17 | 2021-09-30 | DC06 | 100
6 | HILLSBOROUGH | SWHI |  | 6291781 | NONTRANSIENT NONCOMMUNITY | CHLORINATION; AERATION FOR REMOVAL OF ANY SECONDARY CONTAMINANT, SULFIDE, OR ANY UNREGULATED CONTAMINANT; CORROSION CONTROL INHIBITOR ADDITION; HYPOCHLORINATION; IRON OR MANGANESE SEQUESTRATION; OR ULTRAVIOLET RADIATION. THE LEAD/CHIEF OPERATOR MUST BE CLASS D OR HIGHER. 50,000 GPD UP TO 0.25 MGD-STAFFING BY CLASS D OR HIGHER OPERATOR: 3 VISITS/WEEK ON NONCONSECUTIVE DAYS FOR A TOTAL OF 0.3 HOUR/WEEK. LESS THAN 50,000 GPD-STAFFING BY A CLASS D OR HIGHER OPERATOR: 2 VISITS/WEEK ON NONCONSECUTIVE DAYS FOR A TOTAL OF 0.2 HOUR/WEEK. THERE SHALL BE NO MORE THAN 5 DAYS BETWEEN THE LAST VISIT IN ONE WEEK AND THE FIRST VISIT IN THE NEXT WEEK. | N | Y | TAMPA MARIA MHP | 5329 GARDEN LANE |  | TAMPA | FL | 33610 |  | 8136268489 |  | ARTUR SELITSKIY | MHP TAMPA BRIDGE LLC | 3500 PIEDMONT ROAD, SUITE 330 |  | ATLANTA | GA | 30305 |  | 6462673327 |  | INVESTOR | 32 | 10000 | 16 | 2021-10-14 | 2019-07-31 | NTNC | 100
6 | HILLSBOROUGH | SWHI |  | 6291791 | COMMUNITY | CONVENTIONAL FILTRATION (COAGULATION, FLOCCULATION, SEDIMENTATION, AND FILTRATION); DIRECT FILTRATION, (COAGULATION AND FILTRATION); OR LIME SOFTENING 5.0 MGD AND ABOVE. STAFFING BY CLASS C OR HIGHER OPERATOR: 24 HOURS/DAY FOR 7 DAYS/WEEK. THE LEAD/CHIEF OPERATOR MUST BE CLASS A. | N | Y | CITY OF TEMPLE TERRACE UTILITY | 6009 WHITEWAY DRIVE | 520 BELLE TERRA AVE | TEMPLE TERRACE | FL | 33617 |  | 8135066590 |  | JAMES NEVOLA | CITY OF TEMPLE TERRACE | 11210 N 53RD ST |  | TEMPLE TERRACE | FL | 33617 |  | 8135066592 |  | MUNICIPALITY | 31250 | 9000000 | 10062 | 2021-04-14 | 2021-11-16 | DC02 | 4000
6 | HILLSBOROUGH | SWHI |  | 6291794 | NONCOMMUNITY | CHLORINATION; AERATION FOR REMOVAL OF ANY SECONDARY CONTAMINANT, SULFIDE, OR ANY UNREGULATED CONTAMINANT; CORROSION CONTROL INHIBITOR ADDITION; HYPOCHLORINATION; IRON OR MANGANESE SEQUESTRATION; OR ULTRAVIOLET RADIATION. THE LEAD/CHIEF OPERATOR MUST BE CLASS D OR HIGHER. 50,000 GPD UP TO 0.25 MGD-STAFFING BY CLASS D OR HIGHER OPERATOR: 3 VISITS/WEEK ON NONCONSECUTIVE DAYS FOR A TOTAL OF 0.3 HOUR/WEEK. LESS THAN 50,000 GPD-STAFFING BY A CLASS D OR HIGHER OPERATOR: 2 VISITS/WEEK ON NONCONSECUTIVE DAYS FOR A TOTAL OF 0.2 HOUR/WEEK. THERE SHALL BE NO MORE THAN 5 DAYS BETWEEN THE LAST VISIT IN ONE WEEK AND THE FIRST VISIT IN THE NEXT WEEK. | N | Y | HCPRD/THATCHER COUNTY PARK | 111 ALAFIA CHURCH RD |  | LITHIA | FL | 33547 |  | 8139752160 |  | ROYCE JOHNSON | HILLSBOROUGH CTY PARKS & RECREATION MU2 | PO BOX 1110 |  | TAMPA | FL | 33601 |  | 8133526427 |  | COUNTY | 75 | 7200 | 1 | 2021-06-23 | 2020-03-11 | NC01 | 50
6 | HILLSBOROUGH | SWHI |  | 6291807 | OTHER PUBLIC WATER SYSTEM | CHLORINATION; AERATION FOR REMOVAL OF ANY SECONDARY CONTAMINANT, SULFIDE, OR ANY UNREGULATED CONTAMINANT; CORROSION CONTROL INHIBITOR ADDITION; HYPOCHLORINATION; IRON OR MANGANESE SEQUESTRATION; OR ULTRAVIOLET RADIATION. THE LEAD/CHIEF OPERATOR MUST BE CLASS D OR HIGHER. 50,000 GPD UP TO 0.25 MGD-STAFFING BY CLASS D OR HIGHER OPERATOR: 3 VISITS/WEEK ON NONCONSECUTIVE DAYS FOR A TOTAL OF 0.3 HOUR/WEEK. LESS THAN 50,000 GPD-STAFFING BY A CLASS D OR HIGHER OPERATOR: 2 VISITS/WEEK ON NONCONSECUTIVE DAYS FOR A TOTAL OF 0.2 HOUR/WEEK. THERE SHALL BE NO MORE THAN 5 DAYS BETWEEN THE LAST VISIT IN ONE WEEK AND THE FIRST VISIT IN THE NEXT WEEK. | N | Y | HILLS CTY FIRE/THONOTOSASSA | 11641 FLINT ST. |  | THONOTOSASSA | FL | 33592 |  | 8136216019 |  | ED GRAY | HILLSBOROUGH CTY FIRE DEPT | 3210 S. 78TH ST. |  | TAMPA | FL | 33619 |  | 8136216019 |  | COUNTY | 10 | 1000 | 1 | 2086-02-11 | 2092-05-18 | NAF | 0
6 | HILLSBOROUGH | SWHI |  | 6291810 | COMMUNITY | CHLORINATION; AERATION FOR REMOVAL OF ANY SECONDARY CONTAMINANT, SULFIDE, OR ANY UNREGULATED CONTAMINANT; CORROSION CONTROL INHIBITOR ADDITION; HYPOCHLORINATION; IRON OR MANGANESE SEQUESTRATION; OR ULTRAVIOLET RADIATION. THE LEAD/CHIEF OPERATOR MUST BE CLASS D OR HIGHER. 50,000 GPD UP TO 0.25 MGD-STAFFING BY CLASS D OR HIGHER OPERATOR: 3 VISITS/WEEK ON NONCONSECUTIVE DAYS FOR A TOTAL OF 0.3 HOUR/WEEK. LESS THAN 50,000 GPD-STAFFING BY A CLASS D OR HIGHER OPERATOR: 2 VISITS/WEEK ON NONCONSECUTIVE DAYS FOR A TOTAL OF 0.2 HOUR/WEEK. THERE SHALL BE NO MORE THAN 5 DAYS BETWEEN THE LAST VISIT IN ONE WEEK AND THE FIRST VISIT IN THE NEXT WEEK. | N | Y | CRAWFORD 3 B'S MHP | 4202 W HOLLOWAY RD |  | PLANT CITY | FL | 33567 |  | 8137371126 |  | JUANITA CRAWFORD | JUANITA CRAWFORD | 4202 W HOLLOWAY RD |  | PLANT CITY | FL | 33567 |  | 8137371126 |  | INVESTOR | 70 | 20000 | 35 | 2021-04-29 | 2020-05-06 | DC06 | 100
6 | HILLSBOROUGH | SWHI |  | 6291838 | OTHER PUBLIC WATER SYSTEM | CHLORINATION; AERATION FOR REMOVAL OF ANY SECONDARY CONTAMINANT, SULFIDE, OR ANY UNREGULATED CONTAMINANT; CORROSION CONTROL INHIBITOR ADDITION; HYPOCHLORINATION; IRON OR MANGANESE SEQUESTRATION; OR ULTRAVIOLET RADIATION. THE LEAD/CHIEF OPERATOR MUST BE CLASS D OR HIGHER. 50,000 GPD UP TO 0.25 MGD-STAFFING BY CLASS D OR HIGHER OPERATOR: 3 VISITS/WEEK ON NONCONSECUTIVE DAYS FOR A TOTAL OF 0.3 HOUR/WEEK. LESS THAN 50,000 GPD-STAFFING BY A CLASS D OR HIGHER OPERATOR: 2 VISITS/WEEK ON NONCONSECUTIVE DAYS FOR A TOTAL OF 0.2 HOUR/WEEK. THERE SHALL BE NO MORE THAN 5 DAYS BETWEEN THE LAST VISIT IN ONE WEEK AND THE FIRST VISIT IN THE NEXT WEEK. | N | Y | LARSONS MHP | 11301 MCMULLEN RD |  | RIVERVIEW | FL | 33569 |  | 8136770823 |  | MR LARSON | MR LARSON | 11301 MCMULLEN RD |  | RIVERVIEW | FL | 33569 |  | 8136770823 |  | INVESTOR | 20 | 38000 | 13 |  |  | NAF | 0
6 | HILLSBOROUGH | SWHI |  | 6291840 | COMMUNITY | CHLORINATION; AERATION FOR REMOVAL OF ANY SECONDARY CONTAMINANT, SULFIDE, OR ANY UNREGULATED CONTAMINANT; CORROSION CONTROL INHIBITOR ADDITION; HYPOCHLORINATION; IRON OR MANGANESE SEQUESTRATION; OR ULTRAVIOLET RADIATION. THE LEAD/CHIEF OPERATOR MUST BE CLASS D OR HIGHER. 50,000 GPD UP TO 0.25 MGD-STAFFING BY CLASS D OR HIGHER OPERATOR: 3 VISITS/WEEK ON NONCONSECUTIVE DAYS FOR A TOTAL OF 0.3 HOUR/WEEK. LESS THAN 50,000 GPD-STAFFING BY A CLASS D OR HIGHER OPERATOR: 2 VISITS/WEEK ON NONCONSECUTIVE DAYS FOR A TOTAL OF 0.2 HOUR/WEEK. THERE SHALL BE NO MORE THAN 5 DAYS BETWEEN THE LAST VISIT IN ONE WEEK AND THE FIRST VISIT IN THE NEXT WEEK. | N | Y | TOWN & COUNTRY MHP | 1221 N VALRICO RD |  | VALRICO | FL | 33594 |  | 8133813412 |  | CHAD COMINGORE | GLENN PEARSON | 1971 W. LUMSDEN RD STE 340 |  | BRANDON | FL | 33511 |  | 8134939334 |  | INVESTOR | 160 | 82000 | 68 | 2021-08-23 | 2020-11-13 | DC051 | 100
6 | HILLSBOROUGH | SWHI | SMYERSPI@GMAIL.COM | 6291847 | COMMUNITY | CHLORINATION; AERATION FOR REMOVAL OF ANY SECONDARY CONTAMINANT, SULFIDE, OR ANY UNREGULATED CONTAMINANT; CORROSION CONTROL INHIBITOR ADDITION; HYPOCHLORINATION; IRON OR MANGANESE SEQUESTRATION; OR ULTRAVIOLET RADIATION. THE LEAD/CHIEF OPERATOR MUST BE CLASS D OR HIGHER. 50,000 GPD UP TO 0.25 MGD-STAFFING BY CLASS D OR HIGHER OPERATOR: 3 VISITS/WEEK ON NONCONSECUTIVE DAYS FOR A TOTAL OF 0.3 HOUR/WEEK. LESS THAN 50,000 GPD-STAFFING BY A CLASS D OR HIGHER OPERATOR: 2 VISITS/WEEK ON NONCONSECUTIVE DAYS FOR A TOTAL OF 0.2 HOUR/WEEK. THERE SHALL BE NO MORE THAN 5 DAYS BETWEEN THE LAST VISIT IN ONE WEEK AND THE FIRST VISIT IN THE NEXT WEEK. | N | Y | STRAWBERRY PATCH MOBILE HOME PARK | 4101 US HIGHWAY 92 WEST |  | PLANT CITY | FL | 33567 |  | 8139676316 |  | VERONICA BERMUDEZ | MHP OPERATIONS | 801 W. BAY DRIVE, SUITE 302 |  | LARGO | FL | 33770 |  | 7273165334 |  | INVESTOR | 90 | 30000 | 32 | 2021-06-07 | 2021-03-18 | DC06 | 100
6 | HILLSBOROUGH | SWHI | dstone14@verizon.net | 6291852 | NONTRANSIENT NONCOMMUNITY | CHLORINATION; AERATION FOR REMOVAL OF ANY SECONDARY CONTAMINANT, SULFIDE, OR ANY UNREGULATED CONTAMINANT; CORROSION CONTROL INHIBITOR ADDITION; HYPOCHLORINATION; IRON OR MANGANESE SEQUESTRATION; OR ULTRAVIOLET RADIATION. THE LEAD/CHIEF OPERATOR MUST BE CLASS C OR HIGHER. 5.0 MGD AND ABOVE-STAFFING BY CLASS C OR HIGHER OPERATOR: 6 HOURS/DAY FOR 5 DAYS/WEEK AND ONE VISIT ON EACH WEEKEND DAY. 3.0 MGD UP TO 5.0 MGD-STAFFING BY CLASS C OR HIGHER OPERATOR: 1 HOUR/DAY FOR 5 DAYS/WEEK AND ONE VISIT ON EACH WEEKEND DAY. 0.25 MGD UP TO 3.0 MGD-STAFFING BY CLASS C OR HIGHER OPERATOR: 5 VISITS/WEEK AND ONE VISIT EACH WEEKEND FOR A TOTAL OF 0.6 HOUR/WEEK. | N | Y | TAMPA BAY FISHERIES INC | 3060 GALLAGHER ROAD |  | DOVER | FL | 33527 |  | 8137528883 |  | DENNIS STONE | TAMPA BAY FISHERIES INC | PO BOX 750 |  | DOVER | FL | 33527 |  | 8137528883 |  | INVESTOR | 400 | 270000 | 2 | 2021-08-16 | 2019-05-01 | NTNC | 100
6 | HILLSBOROUGH | SWHI | DEREK.MAPLES@SDHC.K12.FL.US | 6291864 | NONTRANSIENT NONCOMMUNITY | CHLORINATION; AERATION FOR REMOVAL OF ANY SECONDARY CONTAMINANT, SULFIDE, OR ANY UNREGULATED CONTAMINANT; CORROSION CONTROL INHIBITOR ADDITION; HYPOCHLORINATION; IRON OR MANGANESE SEQUESTRATION; OR ULTRAVIOLET RADIATION. THE LEAD/CHIEF OPERATOR MUST BE CLASS D OR HIGHER. 50,000 GPD UP TO 0.25 MGD-STAFFING BY CLASS D OR HIGHER OPERATOR: 3 VISITS/WEEK ON NONCONSECUTIVE DAYS FOR A TOTAL OF 0.3 HOUR/WEEK. LESS THAN 50,000 GPD-STAFFING BY A CLASS D OR HIGHER OPERATOR: 2 VISITS/WEEK ON NONCONSECUTIVE DAYS FOR A TOTAL OF 0.2 HOUR/WEEK. THERE SHALL BE NO MORE THAN 5 DAYS BETWEEN THE LAST VISIT IN ONE WEEK AND THE FIRST VISIT IN THE NEXT WEEK. | N | Y | HCS/TURKEY CREEK MIDDLE SCHOOL/FFA | 5009 S. TURKEY CREEK ROAD |  | PLANT CITY | FL | 33567 |  | 8137579442 |  | HILLSBOROUGH COUNTY SITES & UTILITIES | HILLSBOROUGH COUNTY SITES & UTILITIES | 3838 N. 50TH ST. |  | TAMPA | FL | 33619 |  | 8136351181 |  | COUNTY | 1112 | 61500 | 12 | 2021-05-04 | 2019-10-24 | NTNC | 100
6 | HILLSBOROUGH | SWHI |  | 6291870 | COMMUNITY | CHLORINATION; AERATION FOR REMOVAL OF ANY SECONDARY CONTAMINANT, SULFIDE, OR ANY UNREGULATED CONTAMINANT; CORROSION CONTROL INHIBITOR ADDITION; HYPOCHLORINATION; IRON OR MANGANESE SEQUESTRATION; OR ULTRAVIOLET RADIATION. THE LEAD/CHIEF OPERATOR MUST BE CLASS D OR HIGHER. 50,000 GPD UP TO 0.25 MGD-STAFFING BY CLASS D OR HIGHER OPERATOR: 3 VISITS/WEEK ON NONCONSECUTIVE DAYS FOR A TOTAL OF 0.3 HOUR/WEEK. LESS THAN 50,000 GPD-STAFFING BY A CLASS D OR HIGHER OPERATOR: 2 VISITS/WEEK ON NONCONSECUTIVE DAYS FOR A TOTAL OF 0.2 HOUR/WEEK. THERE SHALL BE NO MORE THAN 5 DAYS BETWEEN THE LAST VISIT IN ONE WEEK AND THE FIRST VISIT IN THE NEXT WEEK. | N | Y | TWIN PALMS MHP | 11520 US HWY 92 E |  | SEFFNER | FL | 33584 |  | 8137606369 |  | ARTUR SELITSKIY | MHP TAMPA AIR LLC | 3500 PIEDMONT ROAD, SUITE 330 |  | ATLANTA | GA | 30305 |  | 6462673327 |  | INVESTOR | 136 | 28800 | 39 | 2020-04-22 | 2021-09-21 | DC06 | 100
6 | HILLSBOROUGH | SWHI |  | 6291882 | COMMUNITY | CHLORINATION; AERATION FOR REMOVAL OF ANY SECONDARY CONTAMINANT, SULFIDE, OR ANY UNREGULATED CONTAMINANT; CORROSION CONTROL INHIBITOR ADDITION; HYPOCHLORINATION; IRON OR MANGANESE SEQUESTRATION; OR ULTRAVIOLET RADIATION. THE LEAD/CHIEF OPERATOR MUST BE CLASS C OR HIGHER. 5.0 MGD AND ABOVE-STAFFING BY CLASS C OR HIGHER OPERATOR: 6 HOURS/DAY FOR 5 DAYS/WEEK AND ONE VISIT ON EACH WEEKEND DAY. 3.0 MGD UP TO 5.0 MGD-STAFFING BY CLASS C OR HIGHER OPERATOR: 1 HOUR/DAY FOR 5 DAYS/WEEK AND ONE VISIT ON EACH WEEKEND DAY. 0.25 MGD UP TO 3.0 MGD-STAFFING BY CLASS C OR HIGHER OPERATOR: 5 VISITS/WEEK AND ONE VISIT EACH WEEKEND FOR A TOTAL OF 0.6 HOUR/WEEK. | N | Y | UNIVERSITY OF SOUTH FLORIDA | 4202 E. FOWLER AVENUE OPM100 |  | TAMPA | FL | 33620 |  | 8139742307 |  | CHRIS FLEISCHER | UNIVERSITY OF SOUTH FLORIDA | 4202 E FOWLER AVE OPM 100 |  | TAMPA | FL | 33620 |  | 8134809574 |  | STATE | 50000 | 3200000 | 199 | 2019-11-01 | 2019-05-31 | DC03 | 2000
6 | HILLSBOROUGH | SWHI |  | 6291960 | COMMUNITY | MEMBRANE PROCESSES, INCLUDING ELECTRODIALYSIS, ELECTRODIALYSIS REVERSAL, MICROFILTRATION, ULTRAFILTRATION, NANOFILTRATION, AND REVERSE OSMOSIS. THE LEAD/CHIEF OPERATOR MUST BE CLASS C OR HIGHER. 0.5 MGD UP TO 1.0 MGD-STAFFING BY CLASS C OR HIGHER OPERATOR: 6 HOURS/DAY FOR 5 DAYS/WEEK AND ONE VISIT ON EACH WEEKEND DAY. 0.1 MGD UP TO 0.5 MGD-STAFFING BY CLASS C OR HIGHER OPERATOR: 3 HOURS/DAY FOR 5 DAYS/WEEK AND ONE VISIT ON EACH WEEKEND DAY. LESS THAN 0.1 MGD-STAFFING BY CLASS C OR HIGHER OPERATOR: 1 HOUR/DAY FOR 5 DAYS/WEEK AND ONE VISIT ON EACH WEEKEND DAY. | N | Y | TAMPA SOUTH RV RESORT CAMPGROUND | 2900 US 41 SOUTH |  | RUSKIN | FL | 33570 |  | 8136451202 |  | TAMMY LAWLER | TAMPA SOUTH PROPERTIES, LLC | 2801 NORTH UNIVERSITY DRIVE, STE 306 |  | CORAL SPRINGS | FL | 33065 |  | 8136451202 |  | INVESTOR | 120 | 30000 | 126 | 2022-01-05 | 2021-03-25 | DC06 | 100
6 | HILLSBOROUGH | SWHI | SWEETLIVINGINC@AOL.COM | 6291969 | COMMUNITY | AERATION FOR REMOVAL OF ANY PRIMARY CONTAMINANT; ALKALINITY/PH ADJUSTMENT; CHLORAMIN ATION; CHLORINE DIOXIDE FOR OXIDATION OR DISINFECTION; FLUORIDATION; ION EXCHANGE FOR REMOVAL OF ANY SECONDARY CONTAMINANT, SULFIDE, OR ANY UNREGULATED CONTAMINANT; OR OZONATION LESS THAN 0.1 MGD. STAFFING BY A CLASS D OR HIGHER OPERATOR: 3 VISITS/WEEK ON NONCONSECUTIVE DAYS FOR A TOTAL OF 0.6 HOUR/WEEK. THE LEAD/CHIEF OPERATOR MUST BE CLASS D OR HIGHER. | N | Y | PINE OAKS MHP | 212 DOGWOOD DR |  | PLANT CITY | FL | 33565 |  | 8134860995 |  | DESMOND SURUJBALI | DESMOND SURUJBALI | 912 SHOALS LANDING DR |  | BRANDON | FL | 33511 |  | 8134860995 |  | INVESTOR | 312 | 75000 | 104 | 2021-08-30 | 2020-11-19 | DC05 | 500
6 | HILLSBOROUGH | SWHI |  | 6291984 | COMMUNITY | CHLORINATION; AERATION FOR REMOVAL OF ANY SECONDARY CONTAMINANT, SULFIDE, OR ANY UNREGULATED CONTAMINANT; CORROSION CONTROL INHIBITOR ADDITION; HYPOCHLORINATION; IRON OR MANGANESE SEQUESTRATION; OR ULTRAVIOLET RADIATION. THE LEAD/CHIEF OPERATOR MUST BE CLASS D OR HIGHER. 50,000 GPD UP TO 0.25 MGD-STAFFING BY CLASS D OR HIGHER OPERATOR: 3 VISITS/WEEK ON NONCONSECUTIVE DAYS FOR A TOTAL OF 0.3 HOUR/WEEK. LESS THAN 50,000 GPD-STAFFING BY A CLASS D OR HIGHER OPERATOR: 2 VISITS/WEEK ON NONCONSECUTIVE DAYS FOR A TOTAL OF 0.2 HOUR/WEEK. THERE SHALL BE NO MORE THAN 5 DAYS BETWEEN THE LAST VISIT IN ONE WEEK AND THE FIRST VISIT IN THE NEXT WEEK. | N | Y | SUN CITY MOBILE HOME PARK | 5116 STATE ROAD 674 |  | WIMAUMA | FL | 33598 |  | 8136459496 |  | DONALD ELETON | SUN CITY MHP | 5116 STATE ROAD 674 |  | WIMAUMA | FL | 33598 |  | 8136459496 |  | INVESTOR | 94 | 7500 | 78 | 2020-04-13 | 2021-02-25 | DC06 | 100
6 | HILLSBOROUGH | SWHI | twest@STEINERCOMMUNITIES.COM | 6291988 | COMMUNITY | CHLORINATION; AERATION FOR REMOVAL OF ANY SECONDARY CONTAMINANT, SULFIDE, OR ANY UNREGULATED CONTAMINANT; CORROSION CONTROL INHIBITOR ADDITION; HYPOCHLORINATION; IRON OR MANGANESE SEQUESTRATION; OR ULTRAVIOLET RADIATION. THE LEAD/CHIEF OPERATOR MUST BE CLASS D OR HIGHER. 50,000 GPD UP TO 0.25 MGD-STAFFING BY CLASS D OR HIGHER OPERATOR: 3 VISITS/WEEK ON NONCONSECUTIVE DAYS FOR A TOTAL OF 0.3 HOUR/WEEK. LESS THAN 50,000 GPD-STAFFING BY A CLASS D OR HIGHER OPERATOR: 2 VISITS/WEEK ON NONCONSECUTIVE DAYS FOR A TOTAL OF 0.2 HOUR/WEEK. THERE SHALL BE NO MORE THAN 5 DAYS BETWEEN THE LAST VISIT IN ONE WEEK AND THE FIRST VISIT IN THE NEXT WEEK. | N | Y | WINDWARD KNOLL MHP | 12415 THONOTOSASSA ROAD |  | THONOTOSASSA | FL | 33592 |  | 8139862525 |  | TOM WEST | STEINER COMMUNITIES | 401 S ALBANY AVE |  | TAMPA | FL | 33606 |  | 8133509399 |  | INVESTOR | 248 | 130000 | 149 | 2021-12-10 | 2021-07-22 | DC05 | 500
6 | HILLSBOROUGH | SWHI |  | 6292073 | OTHER PUBLIC WATER SYSTEM | CHLORINATION; AERATION FOR REMOVAL OF ANY SECONDARY CONTAMINANT, SULFIDE, OR ANY UNREGULATED CONTAMINANT; CORROSION CONTROL INHIBITOR ADDITION; HYPOCHLORINATION; IRON OR MANGANESE SEQUESTRATION; OR ULTRAVIOLET RADIATION. THE LEAD/CHIEF OPERATOR MUST BE CLASS D OR HIGHER. 50,000 GPD UP TO 0.25 MGD-STAFFING BY CLASS D OR HIGHER OPERATOR: 3 VISITS/WEEK ON NONCONSECUTIVE DAYS FOR A TOTAL OF 0.3 HOUR/WEEK. LESS THAN 50,000 GPD-STAFFING BY A CLASS D OR HIGHER OPERATOR: 2 VISITS/WEEK ON NONCONSECUTIVE DAYS FOR A TOTAL OF 0.2 HOUR/WEEK. THERE SHALL BE NO MORE THAN 5 DAYS BETWEEN THE LAST VISIT IN ONE WEEK AND THE FIRST VISIT IN THE NEXT WEEK. | N | Y | CENTRO AUSTURIANO HOSPITAL | 1302 21ST AVENUE |  | TAMPA | FL | 33605 |  | 8132474771 |  | IGNASIO FERNANDEZ | CENTRO AUSTURIANO HOSPITAL | 1302 21ST AVENUE |  | TAMPA | FL | 33605 |  | 8132474771 |  | INVESTOR | 20 | 1 | 1 | 2086-09-15 | 2086-09-15 | NAF | 0
6 | HILLSBOROUGH | SWHI |  | 6292080 | COMMUNITY | CHLORINATION; AERATION FOR REMOVAL OF ANY SECONDARY CONTAMINANT, SULFIDE, OR ANY UNREGULATED CONTAMINANT; CORROSION CONTROL INHIBITOR ADDITION; HYPOCHLORINATION; IRON OR MANGANESE SEQUESTRATION; OR ULTRAVIOLET RADIATION. THE LEAD/CHIEF OPERATOR MUST BE CLASS D OR HIGHER. 50,000 GPD UP TO 0.25 MGD-STAFFING BY CLASS D OR HIGHER OPERATOR: 3 VISITS/WEEK ON NONCONSECUTIVE DAYS FOR A TOTAL OF 0.3 HOUR/WEEK. LESS THAN 50,000 GPD-STAFFING BY A CLASS D OR HIGHER OPERATOR: 2 VISITS/WEEK ON NONCONSECUTIVE DAYS FOR A TOTAL OF 0.2 HOUR/WEEK. THERE SHALL BE NO MORE THAN 5 DAYS BETWEEN THE LAST VISIT IN ONE WEEK AND THE FIRST VISIT IN THE NEXT WEEK. | N | Y | 42ND STREET APARTMENTS | 14606 N 42ND STREET NORTH |  | TAMPA | FL | 33613 |  | 8138667000 |  | JANET NERVALZ | RIFAI PROPERTIES LLC | 16201 SONSOLES DE AVILA |  | TAMPA | FL | 33613 |  | 8136506255 |  | INVESTOR | 160 | 34000 | 75 | 2021-11-04 | 2021-10-11 | DC06 | 100
6 | HILLSBOROUGH | SWHI | watsoned@hcflgov.net | 6292081 | COMMUNITY | NO TREATMENT--CONSECUTIVE SYSTEMS ONLY | Y | N | HCPUD/HERSHEL HEIGHTS | 5103 KIRBY STREET |  | TAMPA | FL | 33617 |  | 8136260342 |  | EDWARD WATSON | HILLSBOROUGH COUNTY BOCC | 925 E TWIGGS ST |  | TAMPA | FL | 33602 |  | 8132093009 |  | INVESTOR | 780 | 235000 | 332 | 2021-06-28 | 2020-03-13 | PC02 | 100
6 | HILLSBOROUGH | SWHI |  | 6292087 | OTHER PUBLIC WATER SYSTEM | NO TREATMENT--CONSECUTIVE SYSTEMS ONLY | N | Y | OAKLEAF MANOR (ACLF) | 2312 132ND AVE |  | TAMPA | FL | 33612 |  | 8139777515 |  | CITY OF TAMPA | JAMES KIRBY | 2312 E. 132ND AVENUE |  | TAMPA | FL | 33612 |  | 8139777515 |  | INVESTOR | 20 | 1 | 1 |  | 2083-01-26 | NAF | 0
6 | HILLSBOROUGH | SWHI | rentfirstmgr@gmail.com | 6292089 | COMMUNITY | CHLORINATION; AERATION FOR REMOVAL OF ANY SECONDARY CONTAMINANT, SULFIDE, OR ANY UNREGULATED CONTAMINANT; CORROSION CONTROL INHIBITOR ADDITION; HYPOCHLORINATION; IRON OR MANGANESE SEQUESTRATION; OR ULTRAVIOLET RADIATION. THE LEAD/CHIEF OPERATOR MUST BE CLASS D OR HIGHER. 50,000 GPD UP TO 0.25 MGD-STAFFING BY CLASS D OR HIGHER OPERATOR: 3 VISITS/WEEK ON NONCONSECUTIVE DAYS FOR A TOTAL OF 0.3 HOUR/WEEK. LESS THAN 50,000 GPD-STAFFING BY A CLASS D OR HIGHER OPERATOR: 2 VISITS/WEEK ON NONCONSECUTIVE DAYS FOR A TOTAL OF 0.2 HOUR/WEEK. THERE SHALL BE NO MORE THAN 5 DAYS BETWEEN THE LAST VISIT IN ONE WEEK AND THE FIRST VISIT IN THE NEXT WEEK. | N | Y | LA CASA MIA | 12301 N. 11TH STREET |  | TAMPA | FL | 33612 |  | 8139710341 |  | KELLY PUTTONEN | GATTI PARTNERS LLC | 701 S. HOWARD AVE SUITE #106-329 |  | TAMPA | FL | 33606 |  | 8139710341 |  | INVESTOR | 55 | 15000 | 30 | 2019-10-14 | 2021-09-09 | DC06 | 100
6 | HILLSBOROUGH | SWHI |  | 6292096 | COMMUNITY | CHLORINATION; AERATION FOR REMOVAL OF ANY SECONDARY CONTAMINANT, SULFIDE, OR ANY UNREGULATED CONTAMINANT; CORROSION CONTROL INHIBITOR ADDITION; HYPOCHLORINATION; IRON OR MANGANESE SEQUESTRATION; OR ULTRAVIOLET RADIATION. THE LEAD/CHIEF OPERATOR MUST BE CLASS D OR HIGHER. 50,000 GPD UP TO 0.25 MGD-STAFFING BY CLASS D OR HIGHER OPERATOR: 3 VISITS/WEEK ON NONCONSECUTIVE DAYS FOR A TOTAL OF 0.3 HOUR/WEEK. LESS THAN 50,000 GPD-STAFFING BY A CLASS D OR HIGHER OPERATOR: 2 VISITS/WEEK ON NONCONSECUTIVE DAYS FOR A TOTAL OF 0.2 HOUR/WEEK. THERE SHALL BE NO MORE THAN 5 DAYS BETWEEN THE LAST VISIT IN ONE WEEK AND THE FIRST VISIT IN THE NEXT WEEK. | N | Y | SPRINGTREE APTS | 8701 SPRINGTREE DRIVE |  | TAMPA | FL | 33637 |  | 8139889111 |  | DEBRA FOUNTAIN OR EVONNE RASADO | REALCAN INVESTMENTS LLC | 10410 DAVIS RD |  | TAMPA | FL | 33637 |  | 8139889111 |  | INVESTOR | 52 | 15000 | 29 | 2019-08-21 | 2021-10-11 | DC06 | 100
6 | HILLSBOROUGH | SWHI |  | 6292099 | COMMUNITY | CHLORINATION; AERATION FOR REMOVAL OF ANY SECONDARY CONTAMINANT, SULFIDE, OR ANY UNREGULATED CONTAMINANT; CORROSION CONTROL INHIBITOR ADDITION; HYPOCHLORINATION; IRON OR MANGANESE SEQUESTRATION; OR ULTRAVIOLET RADIATION. THE LEAD/CHIEF OPERATOR MUST BE CLASS D OR HIGHER. 50,000 GPD UP TO 0.25 MGD-STAFFING BY CLASS D OR HIGHER OPERATOR: 3 VISITS/WEEK ON NONCONSECUTIVE DAYS FOR A TOTAL OF 0.3 HOUR/WEEK. LESS THAN 50,000 GPD-STAFFING BY A CLASS D OR HIGHER OPERATOR: 2 VISITS/WEEK ON NONCONSECUTIVE DAYS FOR A TOTAL OF 0.2 HOUR/WEEK. THERE SHALL BE NO MORE THAN 5 DAYS BETWEEN THE LAST VISIT IN ONE WEEK AND THE FIRST VISIT IN THE NEXT WEEK. | N | Y | TERRACE SQUARE APTS | 12213 N. 59TH STREET |  | TAMPA | FL | 33617 |  | 3122036493 |  | JENNIE LOUIS | WOSHI TERRACE SQUARE APARTMENTS, LLC | 501 234TH PLACE NORTHEAST |  | SAMMAMISH | WA | 98074 |  | 4255333890 |  | INVESTOR | 45 | 4866 | 26 | 2021-09-30 | 2021-09-30 | DC06 | 100
6 | HILLSBOROUGH | SWHI |  | 6292125 | NONTRANSIENT NONCOMMUNITY | CHLORINATION; AERATION FOR REMOVAL OF ANY SECONDARY CONTAMINANT, SULFIDE, OR ANY UNREGULATED CONTAMINANT; CORROSION CONTROL INHIBITOR ADDITION; HYPOCHLORINATION; IRON OR MANGANESE SEQUESTRATION; OR ULTRAVIOLET RADIATION. THE LEAD/CHIEF OPERATOR MUST BE CLASS D OR HIGHER. 50,000 GPD UP TO 0.25 MGD-STAFFING BY CLASS D OR HIGHER OPERATOR: 3 VISITS/WEEK ON NONCONSECUTIVE DAYS FOR A TOTAL OF 0.3 HOUR/WEEK. LESS THAN 50,000 GPD-STAFFING BY A CLASS D OR HIGHER OPERATOR: 2 VISITS/WEEK ON NONCONSECUTIVE DAYS FOR A TOTAL OF 0.2 HOUR/WEEK. THERE SHALL BE NO MORE THAN 5 DAYS BETWEEN THE LAST VISIT IN ONE WEEK AND THE FIRST VISIT IN THE NEXT WEEK. | N | Y | ACADEMY OF TAMPA INC | 1206 E 124TH AVE |  | TAMPA | FL | 33612 |  | 8139100593 |  | SEIRRA BAKER | HUSAIN SALEH | PO BOX 290620 |  | TAMPA | FL | 33687 |  | 8139926158 |  | INVESTOR | 58 | 5000 | 1 | 2021-12-22 | 2019-09-24 | NTNC | 100
6 | HILLSBOROUGH | SWHI | FRSTCLSS773@AOL.COM | 6292126 | NONTRANSIENT NONCOMMUNITY | CHLORINATION; AERATION FOR REMOVAL OF ANY SECONDARY CONTAMINANT, SULFIDE, OR ANY UNREGULATED CONTAMINANT; CORROSION CONTROL INHIBITOR ADDITION; HYPOCHLORINATION; IRON OR MANGANESE SEQUESTRATION; OR ULTRAVIOLET RADIATION. THE LEAD/CHIEF OPERATOR MUST BE CLASS D OR HIGHER. 50,000 GPD UP TO 0.25 MGD-STAFFING BY CLASS D OR HIGHER OPERATOR: 3 VISITS/WEEK ON NONCONSECUTIVE DAYS FOR A TOTAL OF 0.3 HOUR/WEEK. LESS THAN 50,000 GPD-STAFFING BY A CLASS D OR HIGHER OPERATOR: 2 VISITS/WEEK ON NONCONSECUTIVE DAYS FOR A TOTAL OF 0.2 HOUR/WEEK. THERE SHALL BE NO MORE THAN 5 DAYS BETWEEN THE LAST VISIT IN ONE WEEK AND THE FIRST VISIT IN THE NEXT WEEK. | N | Y | B & G DAYCARE & KINDERGARTEN | 14419 HIGHWAY 574 |  | DOVER | FL | 33527 |  | 8136590904 |  | NAOMI WRIGHT & LORA BROWN | NAOMI WRIGHT | PO BOX 31 |  | DOVER | FL | 33527 |  | 8137653548 |  | INVESTOR | 50 | 3600 | 1 | 2021-03-02 | 2019-05-07 | NTNC | 100
6 | HILLSBOROUGH | SWHI |  | 6292131 | NONTRANSIENT NONCOMMUNITY | CHLORINATION; AERATION FOR REMOVAL OF ANY SECONDARY CONTAMINANT, SULFIDE, OR ANY UNREGULATED CONTAMINANT; CORROSION CONTROL INHIBITOR ADDITION; HYPOCHLORINATION; IRON OR MANGANESE SEQUESTRATION; OR ULTRAVIOLET RADIATION. THE LEAD/CHIEF OPERATOR MUST BE CLASS D OR HIGHER. 50,000 GPD UP TO 0.25 MGD-STAFFING BY CLASS D OR HIGHER OPERATOR: 3 VISITS/WEEK ON NONCONSECUTIVE DAYS FOR A TOTAL OF 0.3 HOUR/WEEK. LESS THAN 50,000 GPD-STAFFING BY A CLASS D OR HIGHER OPERATOR: 2 VISITS/WEEK ON NONCONSECUTIVE DAYS FOR A TOTAL OF 0.2 HOUR/WEEK. THERE SHALL BE NO MORE THAN 5 DAYS BETWEEN THE LAST VISIT IN ONE WEEK AND THE FIRST VISIT IN THE NEXT WEEK. | N | Y | CARROLLWOOD VILLAGE DAYCARE | 4405 EHRLICH ROAD |  | TAMPA | FL | 33624 |  | 8139611021 |  | RACHEL PEEK | DIANE PEEK | 4405 EHRLICH RD |  | TAMPA | FL | 33624 |  | 8139611021 |  | INVESTOR | 38 | 7500 | 1 | 2021-09-16 | 2019-10-09 | NTNC | 100
6 | HILLSBOROUGH | SWHI |  | 6292133 | OTHER PUBLIC WATER SYSTEM | CHLORINATION; AERATION FOR REMOVAL OF ANY SECONDARY CONTAMINANT, SULFIDE, OR ANY UNREGULATED CONTAMINANT; CORROSION CONTROL INHIBITOR ADDITION; HYPOCHLORINATION; IRON OR MANGANESE SEQUESTRATION; OR ULTRAVIOLET RADIATION. THE LEAD/CHIEF OPERATOR MUST BE CLASS D OR HIGHER. 50,000 GPD UP TO 0.25 MGD-STAFFING BY CLASS D OR HIGHER OPERATOR: 3 VISITS/WEEK ON NONCONSECUTIVE DAYS FOR A TOTAL OF 0.3 HOUR/WEEK. LESS THAN 50,000 GPD-STAFFING BY A CLASS D OR HIGHER OPERATOR: 2 VISITS/WEEK ON NONCONSECUTIVE DAYS FOR A TOTAL OF 0.2 HOUR/WEEK. THERE SHALL BE NO MORE THAN 5 DAYS BETWEEN THE LAST VISIT IN ONE WEEK AND THE FIRST VISIT IN THE NEXT WEEK. | N | Y | HCPRD/EAST POINT CONSTRUCTION | 5288 EUREKA SPRINGS RD |  | TAMPA | FL | 33610 |  | 8137445763 |  | JODI BRUNDAGE | HILLSBOROUGH CTY PKS&REC DEPT | 1101 E RIVER COVE |  | TAMPA | FL | 33604 |  | 8132725840 |  | COUNTY | 14 | 800 | 3 |  | 2094-02-08 | NAF | 0
6 | HILLSBOROUGH | SWHI | MA@RCMA.ORG | 6292137 | NONTRANSIENT NONCOMMUNITY | CHLORINATION; AERATION FOR REMOVAL OF ANY SECONDARY CONTAMINANT, SULFIDE, OR ANY UNREGULATED CONTAMINANT; CORROSION CONTROL INHIBITOR ADDITION; HYPOCHLORINATION; IRON OR MANGANESE SEQUESTRATION; OR ULTRAVIOLET RADIATION. THE LEAD/CHIEF OPERATOR MUST BE CLASS D OR HIGHER. 50,000 GPD UP TO 0.25 MGD-STAFFING BY CLASS D OR HIGHER OPERATOR: 3 VISITS/WEEK ON NONCONSECUTIVE DAYS FOR A TOTAL OF 0.3 HOUR/WEEK. LESS THAN 50,000 GPD-STAFFING BY A CLASS D OR HIGHER OPERATOR: 2 VISITS/WEEK ON NONCONSECUTIVE DAYS FOR A TOTAL OF 0.2 HOUR/WEEK. THERE SHALL BE NO MORE THAN 5 DAYS BETWEEN THE LAST VISIT IN ONE WEEK AND THE FIRST VISIT IN THE NEXT WEEK. | N | Y | RCMA SAM ALLEN CDC | 2701 DE MONTMOLLIN ROAD |  | PLANT CITY | FL | 33565 |  | 8137077000 |  | MIGUELITA ABAD ALMAZO | RCMA/IMMOKALEE OFFICE | 402 W MAIN STREET |  | IMMOKALEE | FL | 34142 |  | 2396583600 |  | STATE | 73 | 1500 | 2 | 2021-01-20 | 2021-01-07 | NTNC | 100
6 | HILLSBOROUGH | SWHI | MARIADR@RCMA.ORG | 6292143 | NONTRANSIENT NONCOMMUNITY | CHLORINATION; AERATION FOR REMOVAL OF ANY SECONDARY CONTAMINANT, SULFIDE, OR ANY UNREGULATED CONTAMINANT; CORROSION CONTROL INHIBITOR ADDITION; HYPOCHLORINATION; IRON OR MANGANESE SEQUESTRATION; OR ULTRAVIOLET RADIATION. THE LEAD/CHIEF OPERATOR MUST BE CLASS D OR HIGHER. 50,000 GPD UP TO 0.25 MGD-STAFFING BY CLASS D OR HIGHER OPERATOR: 3 VISITS/WEEK ON NONCONSECUTIVE DAYS FOR A TOTAL OF 0.3 HOUR/WEEK. LESS THAN 50,000 GPD-STAFFING BY A CLASS D OR HIGHER OPERATOR: 2 VISITS/WEEK ON NONCONSECUTIVE DAYS FOR A TOTAL OF 0.2 HOUR/WEEK. THERE SHALL BE NO MORE THAN 5 DAYS BETWEEN THE LAST VISIT IN ONE WEEK AND THE FIRST VISIT IN THE NEXT WEEK. | N | Y | PLANT CITY RCMA MIGRANT CENTER | 1402 W. KNIGHTS GRIFFIN ROAD |  | PLANT CITY | FL | 33565 |  | 8137077006 |  | MARIA DRAGUSTINOVIS | RCMA/PLANT CITY OFFICE | 1402 W. KNIGHTS GRIFFIN ROAD |  | PLANT CITY | FL | 33565 |  | 8137077011 |  | COUNTY | 75 | 7500 | 1 | 2021-11-22 | 2019-04-25 | NTNC | 100
6 | HILLSBOROUGH | SWHI |  | 6292150 | NONCOMMUNITY | CHLORINATION; AERATION FOR REMOVAL OF ANY SECONDARY CONTAMINANT, SULFIDE, OR ANY UNREGULATED CONTAMINANT; CORROSION CONTROL INHIBITOR ADDITION; HYPOCHLORINATION; IRON OR MANGANESE SEQUESTRATION; OR ULTRAVIOLET RADIATION. THE LEAD/CHIEF OPERATOR MUST BE CLASS D OR HIGHER. 50,000 GPD UP TO 0.25 MGD-STAFFING BY CLASS D OR HIGHER OPERATOR: 3 VISITS/WEEK ON NONCONSECUTIVE DAYS FOR A TOTAL OF 0.3 HOUR/WEEK. LESS THAN 50,000 GPD-STAFFING BY A CLASS D OR HIGHER OPERATOR: 2 VISITS/WEEK ON NONCONSECUTIVE DAYS FOR A TOTAL OF 0.2 HOUR/WEEK. THERE SHALL BE NO MORE THAN 5 DAYS BETWEEN THE LAST VISIT IN ONE WEEK AND THE FIRST VISIT IN THE NEXT WEEK. | N | Y | FIRST BAPTIST CHURCH OF LUTZ SANCTUARY | 18116 US HWY 41 NORTH |  | LUTZ | FL | 33549 |  | 8139497495 |  | PAUL VAHUE | FIRST BAPTIST CHURCH OF LUTZ HOLDING CO. | 18116 US HWY 41 NORTH |  | LUTZ | FL | 33549 |  | 8139497495 |  | OTHER | 500 | 5000 | 3 | 2021-10-18 | 2020-02-05 | NC01 | 50
6 | HILLSBOROUGH | SWHI |  | 6292159 | NONTRANSIENT NONCOMMUNITY | CHLORINATION; AERATION FOR REMOVAL OF ANY SECONDARY CONTAMINANT, SULFIDE, OR ANY UNREGULATED CONTAMINANT; CORROSION CONTROL INHIBITOR ADDITION; HYPOCHLORINATION; IRON OR MANGANESE SEQUESTRATION; OR ULTRAVIOLET RADIATION. THE LEAD/CHIEF OPERATOR MUST BE CLASS D OR HIGHER. 50,000 GPD UP TO 0.25 MGD-STAFFING BY CLASS D OR HIGHER OPERATOR: 3 VISITS/WEEK ON NONCONSECUTIVE DAYS FOR A TOTAL OF 0.3 HOUR/WEEK. LESS THAN 50,000 GPD-STAFFING BY A CLASS D OR HIGHER OPERATOR: 2 VISITS/WEEK ON NONCONSECUTIVE DAYS FOR A TOTAL OF 0.2 HOUR/WEEK. THERE SHALL BE NO MORE THAN 5 DAYS BETWEEN THE LAST VISIT IN ONE WEEK AND THE FIRST VISIT IN THE NEXT WEEK. | N | Y | A LITTLE KIDS ACADEMY | 11105 E US 92 |  | SEFFNER | FL | 33584 |  | 8136264864 |  | JASMINE BROWN | DAY CARES OF FLORIDA LLC | 11105 E US HIGHWAY 92 |  | SEFFNER | FL | 33584 |  | 7274921242 |  | INVESTOR | 55 | 1600 | 3 | 2021-11-15 | 2019-07-30 | NTNC | 100
6 | HILLSBOROUGH | SWHI |  | 6292165 | NONCOMMUNITY | CHLORINATION; AERATION FOR REMOVAL OF ANY SECONDARY CONTAMINANT, SULFIDE, OR ANY UNREGULATED CONTAMINANT; CORROSION CONTROL INHIBITOR ADDITION; HYPOCHLORINATION; IRON OR MANGANESE SEQUESTRATION; OR ULTRAVIOLET RADIATION. THE LEAD/CHIEF OPERATOR MUST BE CLASS D OR HIGHER. 50,000 GPD UP TO 0.25 MGD-STAFFING BY CLASS D OR HIGHER OPERATOR: 3 VISITS/WEEK ON NONCONSECUTIVE DAYS FOR A TOTAL OF 0.3 HOUR/WEEK. LESS THAN 50,000 GPD-STAFFING BY A CLASS D OR HIGHER OPERATOR: 2 VISITS/WEEK ON NONCONSECUTIVE DAYS FOR A TOTAL OF 0.2 HOUR/WEEK. THERE SHALL BE NO MORE THAN 5 DAYS BETWEEN THE LAST VISIT IN ONE WEEK AND THE FIRST VISIT IN THE NEXT WEEK. | N | Y | TRANSFORMING LIFE CHURCH | 3805 TURKEY CREEK ROAD |  | PLANT CITY | FL | 33567 |  | 8137545372 |  | MILLIE RODRIGUEZ | TRANSFORMING LIFE CHURCH | 3805 TURKEY CREEK ROAD |  | PLANT CITY | FL | 33567 |  | 8137545372 |  | OTHER | 150 | 2500 | 3 | 2021-05-25 | 2020-03-12 | NC01 | 50
6 | HILLSBOROUGH | SWHI |  | 6292166 | NONCOMMUNITY | CHLORINATION; AERATION FOR REMOVAL OF ANY SECONDARY CONTAMINANT, SULFIDE, OR ANY UNREGULATED CONTAMINANT; CORROSION CONTROL INHIBITOR ADDITION; HYPOCHLORINATION; IRON OR MANGANESE SEQUESTRATION; OR ULTRAVIOLET RADIATION. THE LEAD/CHIEF OPERATOR MUST BE CLASS D OR HIGHER. 50,000 GPD UP TO 0.25 MGD-STAFFING BY CLASS D OR HIGHER OPERATOR: 3 VISITS/WEEK ON NONCONSECUTIVE DAYS FOR A TOTAL OF 0.3 HOUR/WEEK. LESS THAN 50,000 GPD-STAFFING BY A CLASS D OR HIGHER OPERATOR: 2 VISITS/WEEK ON NONCONSECUTIVE DAYS FOR A TOTAL OF 0.2 HOUR/WEEK. THERE SHALL BE NO MORE THAN 5 DAYS BETWEEN THE LAST VISIT IN ONE WEEK AND THE FIRST VISIT IN THE NEXT WEEK. | N | Y | HCPRD/TURKEY CREEK PARK (FOOTBALL) | 5937 CONNELL ROAD |  | PLANT CITY | FL | 33567 |  | 8132725840 |  | ROYCE JOHNSON | HILLSBOROUGH CTY PARKS & RECREATION MU2 | PO BOX 1110 |  | TAMPA | FL | 33601 |  | 8137445763 |  | COUNTY | 600 | 36000 | 4 | 2021-04-29 | 2020-12-03 | NC01 | 50
6 | HILLSBOROUGH | SWHI |  | 6292230 | OTHER PUBLIC WATER SYSTEM | CHLORINATION; AERATION FOR REMOVAL OF ANY SECONDARY CONTAMINANT, SULFIDE, OR ANY UNREGULATED CONTAMINANT; CORROSION CONTROL INHIBITOR ADDITION; HYPOCHLORINATION; IRON OR MANGANESE SEQUESTRATION; OR ULTRAVIOLET RADIATION. THE LEAD/CHIEF OPERATOR MUST BE CLASS D OR HIGHER. 50,000 GPD UP TO 0.25 MGD-STAFFING BY CLASS D OR HIGHER OPERATOR: 3 VISITS/WEEK ON NONCONSECUTIVE DAYS FOR A TOTAL OF 0.3 HOUR/WEEK. LESS THAN 50,000 GPD-STAFFING BY A CLASS D OR HIGHER OPERATOR: 2 VISITS/WEEK ON NONCONSECUTIVE DAYS FOR A TOTAL OF 0.2 HOUR/WEEK. THERE SHALL BE NO MORE THAN 5 DAYS BETWEEN THE LAST VISIT IN ONE WEEK AND THE FIRST VISIT IN THE NEXT WEEK. | N | Y | ENVIRONMENTAL ASSOC INC | 11602 N 51ST ST |  | TAMPA | FL | 33612 |  | 8139858565 |  |  | ENVIRONMENTAL ASSOC INC | 11602 N 51ST ST |  | TAMPA | FL | 33612 |  | 8139858565 |  | INVESTOR | 20 | 1 | 1 | 2081-02-16 | 2081-02-16 | NAF | 0
6 | HILLSBOROUGH | SWHI |  | 6292231 | NONCOMMUNITY | CHLORINATION; AERATION FOR REMOVAL OF ANY SECONDARY CONTAMINANT, SULFIDE, OR ANY UNREGULATED CONTAMINANT; CORROSION CONTROL INHIBITOR ADDITION; HYPOCHLORINATION; IRON OR MANGANESE SEQUESTRATION; OR ULTRAVIOLET RADIATION. THE LEAD/CHIEF OPERATOR MUST BE CLASS D OR HIGHER. 50,000 GPD UP TO 0.25 MGD-STAFFING BY CLASS D OR HIGHER OPERATOR: 3 VISITS/WEEK ON NONCONSECUTIVE DAYS FOR A TOTAL OF 0.3 HOUR/WEEK. LESS THAN 50,000 GPD-STAFFING BY A CLASS D OR HIGHER OPERATOR: 2 VISITS/WEEK ON NONCONSECUTIVE DAYS FOR A TOTAL OF 0.2 HOUR/WEEK. THERE SHALL BE NO MORE THAN 5 DAYS BETWEEN THE LAST VISIT IN ONE WEEK AND THE FIRST VISIT IN THE NEXT WEEK. | N | Y | THE VILLAGE SHOPPING CENTER | 8709 GUNN HWY |  | ODESSA | FL | 33556 |  | 8132370529 |  | DIMITRI ARTZIBUSHEV | CONSTANTIN ARTZIBUSHEV | 1525 W. HILLSBOROUGH AVE |  | TAMPA | FL | 33603 |  | 8132370529 |  | INVESTOR | 100 | 10000 | 3 | 2022-01-07 | 2020-04-08 | NC01 | 50
6 | HILLSBOROUGH | SWHI |  | 6292232 | NONCOMMUNITY | CHLORINATION; AERATION FOR REMOVAL OF ANY SECONDARY CONTAMINANT, SULFIDE, OR ANY UNREGULATED CONTAMINANT; CORROSION CONTROL INHIBITOR ADDITION; HYPOCHLORINATION; IRON OR MANGANESE SEQUESTRATION; OR ULTRAVIOLET RADIATION. THE LEAD/CHIEF OPERATOR MUST BE CLASS D OR HIGHER. 50,000 GPD UP TO 0.25 MGD-STAFFING BY CLASS D OR HIGHER OPERATOR: 3 VISITS/WEEK ON NONCONSECUTIVE DAYS FOR A TOTAL OF 0.3 HOUR/WEEK. LESS THAN 50,000 GPD-STAFFING BY A CLASS D OR HIGHER OPERATOR: 2 VISITS/WEEK ON NONCONSECUTIVE DAYS FOR A TOTAL OF 0.2 HOUR/WEEK. THERE SHALL BE NO MORE THAN 5 DAYS BETWEEN THE LAST VISIT IN ONE WEEK AND THE FIRST VISIT IN THE NEXT WEEK. | N | Y | CIRCLE K #7556 | 204 W 60 HWY |  | PLANT CITY | FL | 33567 |  | 8137375101 |  | STEVEN (EDDIE) CLARK | CIRCLE K STORES, INC. | 3802 CORPOREX PARK DR, SUITE 200 |  | TAMPA | FL | 33619 |  | 8139106878 |  | INVESTOR | 100 | 7500 | 1 | 2021-07-22 | 2020-05-06 | NC01 | 50
6 | HILLSBOROUGH | SWHI |  | 6292233 | NONCOMMUNITY | CHLORINATION; AERATION FOR REMOVAL OF ANY SECONDARY CONTAMINANT, SULFIDE, OR ANY UNREGULATED CONTAMINANT; CORROSION CONTROL INHIBITOR ADDITION; HYPOCHLORINATION; IRON OR MANGANESE SEQUESTRATION; OR ULTRAVIOLET RADIATION. THE LEAD/CHIEF OPERATOR MUST BE CLASS D OR HIGHER. 50,000 GPD UP TO 0.25 MGD-STAFFING BY CLASS D OR HIGHER OPERATOR: 3 VISITS/WEEK ON NONCONSECUTIVE DAYS FOR A TOTAL OF 0.3 HOUR/WEEK. LESS THAN 50,000 GPD-STAFFING BY A CLASS D OR HIGHER OPERATOR: 2 VISITS/WEEK ON NONCONSECUTIVE DAYS FOR A TOTAL OF 0.2 HOUR/WEEK. THERE SHALL BE NO MORE THAN 5 DAYS BETWEEN THE LAST VISIT IN ONE WEEK AND THE FIRST VISIT IN THE NEXT WEEK. | N | Y | LITTLE FOOD STORE | 18130 HWY 301 SOUTH |  | WIMAUMA | FL | 33598 |  | 8136338327 |  | OLGA HERRERA | LITTLE FOOD STORE | 18130 US HWY 301 SOUTH |  | WIMAUMA | FL | 33598 |  | 8136338327 |  | INVESTOR | 100 | 19440 | 1 | 2021-10-07 | 2021-09-08 | NC01 | 50
6 | HILLSBOROUGH | SWHI |  | 6292234 | OTHER PUBLIC WATER SYSTEM | CHLORINATION; AERATION FOR REMOVAL OF ANY SECONDARY CONTAMINANT, SULFIDE, OR ANY UNREGULATED CONTAMINANT; CORROSION CONTROL INHIBITOR ADDITION; HYPOCHLORINATION; IRON OR MANGANESE SEQUESTRATION; OR ULTRAVIOLET RADIATION. THE LEAD/CHIEF OPERATOR MUST BE CLASS D OR HIGHER. 50,000 GPD UP TO 0.25 MGD-STAFFING BY CLASS D OR HIGHER OPERATOR: 3 VISITS/WEEK ON NONCONSECUTIVE DAYS FOR A TOTAL OF 0.3 HOUR/WEEK. LESS THAN 50,000 GPD-STAFFING BY A CLASS D OR HIGHER OPERATOR: 2 VISITS/WEEK ON NONCONSECUTIVE DAYS FOR A TOTAL OF 0.2 HOUR/WEEK. THERE SHALL BE NO MORE THAN 5 DAYS BETWEEN THE LAST VISIT IN ONE WEEK AND THE FIRST VISIT IN THE NEXT WEEK. | N | Y | FLORIDA BEVERAGE DRIVE THRU | 14239 N FLORIDA |  | TAMPA | FL | 33612 |  |  |  |  | MICHELE JONES | 14239 N FLORIDA |  | TAMPA | FL | 33612 |  |  |  | INVESTOR | 20 | 400 | 1 | 2088-06-22 | 2088-06-22 | NAF | 0
6 | HILLSBOROUGH | SWHI |  | 6292235 | COMMUNITY | CHLORINATION; AERATION FOR REMOVAL OF ANY SECONDARY CONTAMINANT, SULFIDE, OR ANY UNREGULATED CONTAMINANT; CORROSION CONTROL INHIBITOR ADDITION; HYPOCHLORINATION; IRON OR MANGANESE SEQUESTRATION; OR ULTRAVIOLET RADIATION. THE LEAD/CHIEF OPERATOR MUST BE CLASS D OR HIGHER. 50,000 GPD UP TO 0.25 MGD-STAFFING BY CLASS D OR HIGHER OPERATOR: 3 VISITS/WEEK ON NONCONSECUTIVE DAYS FOR A TOTAL OF 0.3 HOUR/WEEK. LESS THAN 50,000 GPD-STAFFING BY A CLASS D OR HIGHER OPERATOR: 2 VISITS/WEEK ON NONCONSECUTIVE DAYS FOR A TOTAL OF 0.2 HOUR/WEEK. THERE SHALL BE NO MORE THAN 5 DAYS BETWEEN THE LAST VISIT IN ONE WEEK AND THE FIRST VISIT IN THE NEXT WEEK. | N | Y | MEGCHAD MHP | 602 W. KEYSVILLE RD |  | PLANT CITY | FL | 33567 |  | 8134773747 |  | JIM AND STACY MYERS | MHP OPERATIONS INC | 801 WEST BAY DRIVE, SUITE 302 |  | LARGO | FL | 33770 |  | 7273165334 |  | INVESTOR | 75 | 18000 | 21 | 2021-09-24 | 2021-09-24 | DC06 | 100
6 | HILLSBOROUGH | SWHI |  | 6292240 | OTHER PUBLIC WATER SYSTEM | CHLORINATION; AERATION FOR REMOVAL OF ANY SECONDARY CONTAMINANT, SULFIDE, OR ANY UNREGULATED CONTAMINANT; CORROSION CONTROL INHIBITOR ADDITION; HYPOCHLORINATION; IRON OR MANGANESE SEQUESTRATION; OR ULTRAVIOLET RADIATION. THE LEAD/CHIEF OPERATOR MUST BE CLASS D OR HIGHER. 50,000 GPD UP TO 0.25 MGD-STAFFING BY CLASS D OR HIGHER OPERATOR: 3 VISITS/WEEK ON NONCONSECUTIVE DAYS FOR A TOTAL OF 0.3 HOUR/WEEK. LESS THAN 50,000 GPD-STAFFING BY A CLASS D OR HIGHER OPERATOR: 2 VISITS/WEEK ON NONCONSECUTIVE DAYS FOR A TOTAL OF 0.2 HOUR/WEEK. THERE SHALL BE NO MORE THAN 5 DAYS BETWEEN THE LAST VISIT IN ONE WEEK AND THE FIRST VISIT IN THE NEXT WEEK. | N | Y | NIGHT MOVES II | 14975 N NEBRASKA |  | TAMPA | FL | 33613 |  | 8139102772 |  | JOSEPH PERROTTA | JOSEPH PERROTTA | 1635 BROOKSBEND DR |  | WESLEY CHAPEL | FL | 33609 |  | 8137480111 |  | INVESTOR | 20 | 10000 | 1 | 2015-03-06 | 2008-10-15 | NAF | 0
6 | HILLSBOROUGH | SWHI |  | 6292241 | NONTRANSIENT NONCOMMUNITY | CHLORINATION; AERATION FOR REMOVAL OF ANY SECONDARY CONTAMINANT, SULFIDE, OR ANY UNREGULATED CONTAMINANT; CORROSION CONTROL INHIBITOR ADDITION; HYPOCHLORINATION; IRON OR MANGANESE SEQUESTRATION; OR ULTRAVIOLET RADIATION. THE LEAD/CHIEF OPERATOR MUST BE CLASS D OR HIGHER. 50,000 GPD UP TO 0.25 MGD-STAFFING BY CLASS D OR HIGHER OPERATOR: 3 VISITS/WEEK ON NONCONSECUTIVE DAYS FOR A TOTAL OF 0.3 HOUR/WEEK. LESS THAN 50,000 GPD-STAFFING BY A CLASS D OR HIGHER OPERATOR: 2 VISITS/WEEK ON NONCONSECUTIVE DAYS FOR A TOTAL OF 0.2 HOUR/WEEK. THERE SHALL BE NO MORE THAN 5 DAYS BETWEEN THE LAST VISIT IN ONE WEEK AND THE FIRST VISIT IN THE NEXT WEEK. | N | Y | LUTZ LEARNING CENTER | 621 SUNSET LANE |  | LUTZ | FL | 33549 |  | 8139493484 |  | ELAINE PEVERELL | LUTZ LEARNING CENTER | 621 SUNSET LANE |  | LUTZ | FL | 33549 |  | 8139493484 |  | INVESTOR | 115 | 2500 | 1 | 2021-11-19 | 2019-05-20 | NTNC | 100
6 | HILLSBOROUGH | SWHI |  | 6292449 | OTHER PUBLIC WATER SYSTEM | CHLORINATION; AERATION FOR REMOVAL OF ANY SECONDARY CONTAMINANT, SULFIDE, OR ANY UNREGULATED CONTAMINANT; CORROSION CONTROL INHIBITOR ADDITION; HYPOCHLORINATION; IRON OR MANGANESE SEQUESTRATION; OR ULTRAVIOLET RADIATION. THE LEAD/CHIEF OPERATOR MUST BE CLASS D OR HIGHER. 50,000 GPD UP TO 0.25 MGD-STAFFING BY CLASS D OR HIGHER OPERATOR: 3 VISITS/WEEK ON NONCONSECUTIVE DAYS FOR A TOTAL OF 0.3 HOUR/WEEK. LESS THAN 50,000 GPD-STAFFING BY A CLASS D OR HIGHER OPERATOR: 2 VISITS/WEEK ON NONCONSECUTIVE DAYS FOR A TOTAL OF 0.2 HOUR/WEEK. THERE SHALL BE NO MORE THAN 5 DAYS BETWEEN THE LAST VISIT IN ONE WEEK AND THE FIRST VISIT IN THE NEXT WEEK. | N | Y | BARTON DUPLEXES | P O BOX 482 |  | LUTZ | FL | 33549 |  | 8139494192 |  | CLARENE & RONALD BARTON | CLARENE & RONALD BARTON | 1205-07 139TH AVE. |  | TAMPA | FL | 33612 |  | 8139494192 |  | INVESTOR | 14 | 1000 | 4 | 2081-05-07 | 2081-05-07 | NAF | 0
6 | HILLSBOROUGH | SWHI |  | 6292456 | OTHER PUBLIC WATER SYSTEM | CHLORINATION; AERATION FOR REMOVAL OF ANY SECONDARY CONTAMINANT, SULFIDE, OR ANY UNREGULATED CONTAMINANT; CORROSION CONTROL INHIBITOR ADDITION; HYPOCHLORINATION; IRON OR MANGANESE SEQUESTRATION; OR ULTRAVIOLET RADIATION. THE LEAD/CHIEF OPERATOR MUST BE CLASS D OR HIGHER. 50,000 GPD UP TO 0.25 MGD-STAFFING BY CLASS D OR HIGHER OPERATOR: 3 VISITS/WEEK ON NONCONSECUTIVE DAYS FOR A TOTAL OF 0.3 HOUR/WEEK. LESS THAN 50,000 GPD-STAFFING BY A CLASS D OR HIGHER OPERATOR: 2 VISITS/WEEK ON NONCONSECUTIVE DAYS FOR A TOTAL OF 0.2 HOUR/WEEK. THERE SHALL BE NO MORE THAN 5 DAYS BETWEEN THE LAST VISIT IN ONE WEEK AND THE FIRST VISIT IN THE NEXT WEEK. | N | Y | PLEASANT MANOR ACLF | 6929 W. DURANT RD |  | PLANT CITY | FL | 33566 |  | 8137371736 |  | HARMON HINSON | MONROE HINSON | RT 4 BOX 422 |  | PLANT CITY | FL | 33566 |  | 8137371736 |  | INVESTOR | 24 | 1 | 1 | 2090-08-27 | 2091-11-26 | NAF | 0
6 | HILLSBOROUGH | SWHI |  | 6292462 | OTHER PUBLIC WATER SYSTEM | CHLORINATION; AERATION FOR REMOVAL OF ANY SECONDARY CONTAMINANT, SULFIDE, OR ANY UNREGULATED CONTAMINANT; CORROSION CONTROL INHIBITOR ADDITION; HYPOCHLORINATION; IRON OR MANGANESE SEQUESTRATION; OR ULTRAVIOLET RADIATION. THE LEAD/CHIEF OPERATOR MUST BE CLASS D OR HIGHER. 50,000 GPD UP TO 0.25 MGD-STAFFING BY CLASS D OR HIGHER OPERATOR: 3 VISITS/WEEK ON NONCONSECUTIVE DAYS FOR A TOTAL OF 0.3 HOUR/WEEK. LESS THAN 50,000 GPD-STAFFING BY A CLASS D OR HIGHER OPERATOR: 2 VISITS/WEEK ON NONCONSECUTIVE DAYS FOR A TOTAL OF 0.2 HOUR/WEEK. THERE SHALL BE NO MORE THAN 5 DAYS BETWEEN THE LAST VISIT IN ONE WEEK AND THE FIRST VISIT IN THE NEXT WEEK. | N | Y | AMERICAN BANK STATIONERY | 404 N.FRONTAGE RD |  | PLANT CITY | FL | 33566 |  |  |  | MARY BILLINGSLEY | AMERICAN BANK STA. | 404 N.FRONTAGE RD |  | PLANT CITY | FL | 33566 |  | 8132235599 |  | INVESTOR | 20 | 1 | 1 |  |  | NAF | 0
6 | HILLSBOROUGH | SWHI |  | 6292463 | OTHER PUBLIC WATER SYSTEM | CHLORINATION; AERATION FOR REMOVAL OF ANY SECONDARY CONTAMINANT, SULFIDE, OR ANY UNREGULATED CONTAMINANT; CORROSION CONTROL INHIBITOR ADDITION; HYPOCHLORINATION; IRON OR MANGANESE SEQUESTRATION; OR ULTRAVIOLET RADIATION. THE LEAD/CHIEF OPERATOR MUST BE CLASS D OR HIGHER. 50,000 GPD UP TO 0.25 MGD-STAFFING BY CLASS D OR HIGHER OPERATOR: 3 VISITS/WEEK ON NONCONSECUTIVE DAYS FOR A TOTAL OF 0.3 HOUR/WEEK. LESS THAN 50,000 GPD-STAFFING BY A CLASS D OR HIGHER OPERATOR: 2 VISITS/WEEK ON NONCONSECUTIVE DAYS FOR A TOTAL OF 0.2 HOUR/WEEK. THERE SHALL BE NO MORE THAN 5 DAYS BETWEEN THE LAST VISIT IN ONE WEEK AND THE FIRST VISIT IN THE NEXT WEEK. | N | Y | PROSOURCE ONE | 4144 HIGHWAY 39 NORTH |  | NORTH PLANT CITY | FL | 33565 |  | 8137521177 |  | PERRY HOLLEY | PROSOURCE ONE | 4094 PAUL BUCHMAN HIGHWAY |  | PLANT CITY | FL | 33565 |  | 8137521177 |  | INVESTOR | 18 | 3000 | 2 | 2002-04-09 | 2002-03-26 | NAF | 0
6 | HILLSBOROUGH | SWHI |  | 6292464 | OTHER PUBLIC WATER SYSTEM | CHLORINATION; AERATION FOR REMOVAL OF ANY SECONDARY CONTAMINANT, SULFIDE, OR ANY UNREGULATED CONTAMINANT; CORROSION CONTROL INHIBITOR ADDITION; HYPOCHLORINATION; IRON OR MANGANESE SEQUESTRATION; OR ULTRAVIOLET RADIATION. THE LEAD/CHIEF OPERATOR MUST BE CLASS D OR HIGHER. 50,000 GPD UP TO 0.25 MGD-STAFFING BY CLASS D OR HIGHER OPERATOR: 3 VISITS/WEEK ON NONCONSECUTIVE DAYS FOR A TOTAL OF 0.3 HOUR/WEEK. LESS THAN 50,000 GPD-STAFFING BY A CLASS D OR HIGHER OPERATOR: 2 VISITS/WEEK ON NONCONSECUTIVE DAYS FOR A TOTAL OF 0.2 HOUR/WEEK. THERE SHALL BE NO MORE THAN 5 DAYS BETWEEN THE LAST VISIT IN ONE WEEK AND THE FIRST VISIT IN THE NEXT WEEK. | N | Y | BAY CONCRETE | 2409 ORIENT ROAD |  | TAMPA | FL | 33610 |  | 8136263121 |  |  | FLA MINING MATERIALS | P O BOX 5328 |  | TAMPA | FL | 33675 |  | 8136263121 |  | INVESTOR | 20 | 1 | 3 | 2083-03-16 | 2083-03-16 | NAF | 0
6 | HILLSBOROUGH | SWHI |  | 6292467 | OTHER PUBLIC WATER SYSTEM | CHLORINATION; AERATION FOR REMOVAL OF ANY SECONDARY CONTAMINANT, SULFIDE, OR ANY UNREGULATED CONTAMINANT; CORROSION CONTROL INHIBITOR ADDITION; HYPOCHLORINATION; IRON OR MANGANESE SEQUESTRATION; OR ULTRAVIOLET RADIATION. THE LEAD/CHIEF OPERATOR MUST BE CLASS D OR HIGHER. 50,000 GPD UP TO 0.25 MGD-STAFFING BY CLASS D OR HIGHER OPERATOR: 3 VISITS/WEEK ON NONCONSECUTIVE DAYS FOR A TOTAL OF 0.3 HOUR/WEEK. LESS THAN 50,000 GPD-STAFFING BY A CLASS D OR HIGHER OPERATOR: 2 VISITS/WEEK ON NONCONSECUTIVE DAYS FOR A TOTAL OF 0.2 HOUR/WEEK. THERE SHALL BE NO MORE THAN 5 DAYS BETWEEN THE LAST VISIT IN ONE WEEK AND THE FIRST VISIT IN THE NEXT WEEK. | N | Y | MOSAIC PHOSPHATES CO-FORT LONESOME MINE | 14305 FT. LONESOME MINE ROAD |  | LITHIA | FL | 33547 |  | 8136343922 |  | DAVID B. JELLERSON | MOSAIC FERTILIZER, LLC | 13830 CIRCA CROSSING DR. |  | LITHIA | FL | 33547 |  | 8135006474 |  | INVESTOR | 10 | 10000 | 1 |  | 2007-07-25 | NAF | 0
6 | HILLSBOROUGH | SWHI |  | 6292471 | NONTRANSIENT NONCOMMUNITY | CHLORINATION; AERATION FOR REMOVAL OF ANY SECONDARY CONTAMINANT, SULFIDE, OR ANY UNREGULATED CONTAMINANT; CORROSION CONTROL INHIBITOR ADDITION; HYPOCHLORINATION; IRON OR MANGANESE SEQUESTRATION; OR ULTRAVIOLET RADIATION. THE LEAD/CHIEF OPERATOR MUST BE CLASS D OR HIGHER. 50,000 GPD UP TO 0.25 MGD-STAFFING BY CLASS D OR HIGHER OPERATOR: 3 VISITS/WEEK ON NONCONSECUTIVE DAYS FOR A TOTAL OF 0.3 HOUR/WEEK. LESS THAN 50,000 GPD-STAFFING BY A CLASS D OR HIGHER OPERATOR: 2 VISITS/WEEK ON NONCONSECUTIVE DAYS FOR A TOTAL OF 0.2 HOUR/WEEK. THERE SHALL BE NO MORE THAN 5 DAYS BETWEEN THE LAST VISIT IN ONE WEEK AND THE FIRST VISIT IN THE NEXT WEEK. | N | Y | MOSAIC PLANT CITY | 10608 PAUL BUCHMAN HIGHWAY |  | PLANT CITY | FL | 33565 |  | 8133645639 |  | KRISTI FARRELL | MOSAIC FERTILIZER, LLC | 13830 CIRCA CROSSING DR |  | LITHIA | FL | 33547 |  | 8637520489 |  | INVESTOR | 60 | 160000 | 10 | 2021-06-14 | 2020-09-28 | NTNC | 100
6 | HILLSBOROUGH | SWHI |  | 6292476 | NONCOMMUNITY | CHLORINATION; AERATION FOR REMOVAL OF ANY SECONDARY CONTAMINANT, SULFIDE, OR ANY UNREGULATED CONTAMINANT; CORROSION CONTROL INHIBITOR ADDITION; HYPOCHLORINATION; IRON OR MANGANESE SEQUESTRATION; OR ULTRAVIOLET RADIATION. THE LEAD/CHIEF OPERATOR MUST BE CLASS D OR HIGHER. 50,000 GPD UP TO 0.25 MGD-STAFFING BY CLASS D OR HIGHER OPERATOR: 3 VISITS/WEEK ON NONCONSECUTIVE DAYS FOR A TOTAL OF 0.3 HOUR/WEEK. LESS THAN 50,000 GPD-STAFFING BY A CLASS D OR HIGHER OPERATOR: 2 VISITS/WEEK ON NONCONSECUTIVE DAYS FOR A TOTAL OF 0.2 HOUR/WEEK. THERE SHALL BE NO MORE THAN 5 DAYS BETWEEN THE LAST VISIT IN ONE WEEK AND THE FIRST VISIT IN THE NEXT WEEK. | N | Y | 8910 EXECUTIVE CENTER I | 8910 N DALE MABRY HWY |  | TAMPA | FL | 33614 |  | 8139613711 |  | BILL CHURCHILL | 8910 EXECUTIVE CTR LTD | PO BOX 270004 |  | TAMPA | FL | 33688 |  | 8139613711 |  | INVESTOR | 30 | 1999 | 1 | 2019-12-18 | 2021-05-06 | NC01 | 50
6 | HILLSBOROUGH | SWHI |  | 6292478 | NONCOMMUNITY | CHLORINATION; AERATION FOR REMOVAL OF ANY SECONDARY CONTAMINANT, SULFIDE, OR ANY UNREGULATED CONTAMINANT; CORROSION CONTROL INHIBITOR ADDITION; HYPOCHLORINATION; IRON OR MANGANESE SEQUESTRATION; OR ULTRAVIOLET RADIATION. THE LEAD/CHIEF OPERATOR MUST BE CLASS D OR HIGHER. 50,000 GPD UP TO 0.25 MGD-STAFFING BY CLASS D OR HIGHER OPERATOR: 3 VISITS/WEEK ON NONCONSECUTIVE DAYS FOR A TOTAL OF 0.3 HOUR/WEEK. LESS THAN 50,000 GPD-STAFFING BY A CLASS D OR HIGHER OPERATOR: 2 VISITS/WEEK ON NONCONSECUTIVE DAYS FOR A TOTAL OF 0.2 HOUR/WEEK. THERE SHALL BE NO MORE THAN 5 DAYS BETWEEN THE LAST VISIT IN ONE WEEK AND THE FIRST VISIT IN THE NEXT WEEK. | N | Y | FAT WILLIE'S FISH CAMP | 1912 FRONT ST |  | VALRICO | FL | 33594 |  | 8133732623 |  | CHRISTIAN PATE | FAT WILLIE'S FISH CAMP | 1912 MAIN STREET |  | VALRICO | FL | 33594 |  | 8133732623 |  | INVESTOR | 455 | 15000 | 1 | 2021-04-26 | 2020-05-13 | NC01 | 50
6 | HILLSBOROUGH | SWHI |  | 6292479 | NONCOMMUNITY | CHLORINATION; AERATION FOR REMOVAL OF ANY SECONDARY CONTAMINANT, SULFIDE, OR ANY UNREGULATED CONTAMINANT; CORROSION CONTROL INHIBITOR ADDITION; HYPOCHLORINATION; IRON OR MANGANESE SEQUESTRATION; OR ULTRAVIOLET RADIATION. THE LEAD/CHIEF OPERATOR MUST BE CLASS D OR HIGHER. 50,000 GPD UP TO 0.25 MGD-STAFFING BY CLASS D OR HIGHER OPERATOR: 3 VISITS/WEEK ON NONCONSECUTIVE DAYS FOR A TOTAL OF 0.3 HOUR/WEEK. LESS THAN 50,000 GPD-STAFFING BY A CLASS D OR HIGHER OPERATOR: 2 VISITS/WEEK ON NONCONSECUTIVE DAYS FOR A TOTAL OF 0.2 HOUR/WEEK. THERE SHALL BE NO MORE THAN 5 DAYS BETWEEN THE LAST VISIT IN ONE WEEK AND THE FIRST VISIT IN THE NEXT WEEK. | N | Y | DRAGON EXPRESS | 2101 E FLETCHER AVENUE |  | TAMPA | FL | 33612 |  | 8135580808 |  | WEI | LIU & HSU, INC | 2101 E. FLETCHER AVE |  | TAMPA | FL | 33612 |  | 8135580808 |  | INVESTOR | 100 | 5000 | 1 | 2022-01-05 | 2021-11-10 | NC01 | 50
6 | HILLSBOROUGH | SWHI |  | 6292554 | NONTRANSIENT NONCOMMUNITY | CHLORINATION; AERATION FOR REMOVAL OF ANY SECONDARY CONTAMINANT, SULFIDE, OR ANY UNREGULATED CONTAMINANT; CORROSION CONTROL INHIBITOR ADDITION; HYPOCHLORINATION; IRON OR MANGANESE SEQUESTRATION; OR ULTRAVIOLET RADIATION. THE LEAD/CHIEF OPERATOR MUST BE CLASS D OR HIGHER. 50,000 GPD UP TO 0.25 MGD-STAFFING BY CLASS D OR HIGHER OPERATOR: 3 VISITS/WEEK ON NONCONSECUTIVE DAYS FOR A TOTAL OF 0.3 HOUR/WEEK. LESS THAN 50,000 GPD-STAFFING BY A CLASS D OR HIGHER OPERATOR: 2 VISITS/WEEK ON NONCONSECUTIVE DAYS FOR A TOTAL OF 0.2 HOUR/WEEK. THERE SHALL BE NO MORE THAN 5 DAYS BETWEEN THE LAST VISIT IN ONE WEEK AND THE FIRST VISIT IN THE NEXT WEEK. | N | Y | TAMPA WAREHOUSE | 6422 HARNEY RD |  | TAMPA | FL | 33610 |  | 8133519387 |  | RYAN FADER | NAI PARTNERS | 1360 POST OAK BLVD SUITE 1900 |  | HOUSTON | TX | 77056 |  | 2816877379 |  | INVESTOR | 100 | 50000 | 3 | 2019-06-10 | 2019-04-22 | NTNC | 100
6 | HILLSBOROUGH | SWHI |  | 6292561 | OTHER PUBLIC WATER SYSTEM | CHLORINATION; AERATION FOR REMOVAL OF ANY SECONDARY CONTAMINANT, SULFIDE, OR ANY UNREGULATED CONTAMINANT; CORROSION CONTROL INHIBITOR ADDITION; HYPOCHLORINATION; IRON OR MANGANESE SEQUESTRATION; OR ULTRAVIOLET RADIATION. THE LEAD/CHIEF OPERATOR MUST BE CLASS D OR HIGHER. 50,000 GPD UP TO 0.25 MGD-STAFFING BY CLASS D OR HIGHER OPERATOR: 3 VISITS/WEEK ON NONCONSECUTIVE DAYS FOR A TOTAL OF 0.3 HOUR/WEEK. LESS THAN 50,000 GPD-STAFFING BY A CLASS D OR HIGHER OPERATOR: 2 VISITS/WEEK ON NONCONSECUTIVE DAYS FOR A TOTAL OF 0.2 HOUR/WEEK. THERE SHALL BE NO MORE THAN 5 DAYS BETWEEN THE LAST VISIT IN ONE WEEK AND THE FIRST VISIT IN THE NEXT WEEK. | N | Y | MOTEL 301 | 3411 N HWY 301 |  | TAMPA | FL | 33619 |  | 8136263612 |  | JITENDRA PATEL | JITENDRA PATEL | 3411 N. HWY 301 |  | TAMPA | FL | 33619 |  | 8136263612 |  | INVESTOR | 20 | 2500 | 4 | 2005-09-08 | 2009-06-29 | NAF | 0
6 | HILLSBOROUGH | SWHI |  | 6292566 | NONCOMMUNITY | ACTIVATED CARBON PROCESSES; DIATOMACEOUS EARTH FILTRATION; ION EXCHANGE FOR REMOVAL OF ANY PRIMARY CONTAMINANT; ION AND MANGANESE REMOVAL (OXIDATION, DETENTION, AND FILTRATION); OR SLOW SAND FILTRATION. LEAD/CHIEF OPERATOR MUST BE CLASS C OR HIGHER. 1.0 MGD UP TO 2.0 MGD-STAFFING BY CLASS C OR HIGHER OPERATOR: 6 HOURS/DAY FOR 5 DAYS/WEEK AND ONE VISIT ON EACH WEEKEND DAY. 0.5 MGD UP TO 1.0 MGD-STAFFING BY CLASS C OR HIGHER OPERATOR: 3 HOURS/DAY FOR 5 DAYS/WEEK AND ONE VISIT ON EACH WEEKEND DAY. 0.25 MGD UP TO 0.5 MGD-STAFFING BY CLASS C OR HIGHER OPERATOR: 1 HOUR/DAY FOR 5 DAYS/WEEK AND ONE VISIT ON EACH WEEKEND DAY. LESS THAN 0.25 MGD-STAFFING BY CLASS C OR HIGHER OPERATOR: 5 VISITS/WEEK AND ONE VISIT EACH WEEKEND FOR A TOTAL OF 1.8 HOURS/WEEK. | N | Y | GREAT EXPRESSIONS | 1620 HWY 60 |  | VALRICO | FL | 33594 |  | 8136814874 |  | TEQUILA OLIVER | DR. L. THOMAS SCHWARTZ | 201 4TH ST SOUTH UNIT 822 |  | SAINT PETERSBURG | FL | 33701 |  | 7273603595 |  | INVESTOR | 55 | 3000 | 1 | 2021-07-13 | 2020-11-13 | NC01 | 50
6 | HILLSBOROUGH | SWHI | KATSUTTER@YAHOO.COM | 6292643 | COMMUNITY | CHLORINATION; AERATION FOR REMOVAL OF ANY SECONDARY CONTAMINANT, SULFIDE, OR ANY UNREGULATED CONTAMINANT; CORROSION CONTROL INHIBITOR ADDITION; HYPOCHLORINATION; IRON OR MANGANESE SEQUESTRATION; OR ULTRAVIOLET RADIATION. THE LEAD/CHIEF OPERATOR MUST BE CLASS D OR HIGHER. 50,000 GPD UP TO 0.25 MGD-STAFFING BY CLASS D OR HIGHER OPERATOR: 3 VISITS/WEEK ON NONCONSECUTIVE DAYS FOR A TOTAL OF 0.3 HOUR/WEEK. LESS THAN 50,000 GPD-STAFFING BY A CLASS D OR HIGHER OPERATOR: 2 VISITS/WEEK ON NONCONSECUTIVE DAYS FOR A TOTAL OF 0.2 HOUR/WEEK. THERE SHALL BE NO MORE THAN 5 DAYS BETWEEN THE LAST VISIT IN ONE WEEK AND THE FIRST VISIT IN THE NEXT WEEK. | N | Y | REGENCY OAKS | 12407 N 11TH ST. |  | TAMPA | FL | 33612 |  | 8139710238 |  | KATHERINE POGORZELSKI | ANTHONY SUTTER | 239 HALLIDAY PARK DR |  | TAMPA | FL | 33612 |  | 8139322228 |  | INVESTOR | 58 | 20000 | 29 | 2021-11-19 | 2021-09-09 | DC06 | 100
6 | HILLSBOROUGH | SWHI | ARTGRANDESTATES@GMAIL.COM | 6292645 | COMMUNITY | CHLORINATION; AERATION FOR REMOVAL OF ANY SECONDARY CONTAMINANT, SULFIDE, OR ANY UNREGULATED CONTAMINANT; CORROSION CONTROL INHIBITOR ADDITION; HYPOCHLORINATION; IRON OR MANGANESE SEQUESTRATION; OR ULTRAVIOLET RADIATION. THE LEAD/CHIEF OPERATOR MUST BE CLASS D OR HIGHER. 50,000 GPD UP TO 0.25 MGD-STAFFING BY CLASS D OR HIGHER OPERATOR: 3 VISITS/WEEK ON NONCONSECUTIVE DAYS FOR A TOTAL OF 0.3 HOUR/WEEK. LESS THAN 50,000 GPD-STAFFING BY A CLASS D OR HIGHER OPERATOR: 2 VISITS/WEEK ON NONCONSECUTIVE DAYS FOR A TOTAL OF 0.2 HOUR/WEEK. THERE SHALL BE NO MORE THAN 5 DAYS BETWEEN THE LAST VISIT IN ONE WEEK AND THE FIRST VISIT IN THE NEXT WEEK. | N | Y | RIVERBREEZE MHP | 4804 CLEWIS AVE |  | TAMPA | FL | 33610 |  | 8134476171 |  | ARTUR SELITSKIY | MHP TAMPA BRIDGE, LLC. | 3500 PIEDMONT ROAD, SUITE 330 |  | ATLANTA | GA | 30305 |  | 6462673327 |  | INVESTOR | 30 | 7500 | 30 | 2021-09-14 | 2021-08-06 | DC06 | 100
6 | HILLSBOROUGH | SWHI |  | 6292647 | COMMUNITY | CHLORINATION; AERATION FOR REMOVAL OF ANY SECONDARY CONTAMINANT, SULFIDE, OR ANY UNREGULATED CONTAMINANT; CORROSION CONTROL INHIBITOR ADDITION; HYPOCHLORINATION; IRON OR MANGANESE SEQUESTRATION; OR ULTRAVIOLET RADIATION. THE LEAD/CHIEF OPERATOR MUST BE CLASS D OR HIGHER. 50,000 GPD UP TO 0.25 MGD-STAFFING BY CLASS D OR HIGHER OPERATOR: 3 VISITS/WEEK ON NONCONSECUTIVE DAYS FOR A TOTAL OF 0.3 HOUR/WEEK. LESS THAN 50,000 GPD-STAFFING BY A CLASS D OR HIGHER OPERATOR: 2 VISITS/WEEK ON NONCONSECUTIVE DAYS FOR A TOTAL OF 0.2 HOUR/WEEK. THERE SHALL BE NO MORE THAN 5 DAYS BETWEEN THE LAST VISIT IN ONE WEEK AND THE FIRST VISIT IN THE NEXT WEEK. | N | Y | WHISPERING PINES PARK | 5507 BAPTIST CHURCH ROAD |  | TAMPA | FL | 33610 |  | 8136202400 |  | CINDY ROBBINS | MHP TAMPA DELTA, LLC | 3500 PIEDMONT ROAD, SUITE 330 |  | ATLANTA | GA | 30305 |  | 6262673327 |  | INVESTOR | 44 | 18000 | 21 | 2021-07-13 | 2020-01-28 | DC06 | 100
6 | HILLSBOROUGH | SWHI | rowens@suncommunities.com | 6292648 | NONTRANSIENT NONCOMMUNITY | CHLORINATION; AERATION FOR REMOVAL OF ANY SECONDARY CONTAMINANT, SULFIDE, OR ANY UNREGULATED CONTAMINANT; CORROSION CONTROL INHIBITOR ADDITION; HYPOCHLORINATION; IRON OR MANGANESE SEQUESTRATION; OR ULTRAVIOLET RADIATION. THE LEAD/CHIEF OPERATOR MUST BE CLASS D OR HIGHER. 50,000 GPD UP TO 0.25 MGD-STAFFING BY CLASS D OR HIGHER OPERATOR: 3 VISITS/WEEK ON NONCONSECUTIVE DAYS FOR A TOTAL OF 0.3 HOUR/WEEK. LESS THAN 50,000 GPD-STAFFING BY A CLASS D OR HIGHER OPERATOR: 2 VISITS/WEEK ON NONCONSECUTIVE DAYS FOR A TOTAL OF 0.2 HOUR/WEEK. THERE SHALL BE NO MORE THAN 5 DAYS BETWEEN THE LAST VISIT IN ONE WEEK AND THE FIRST VISIT IN THE NEXT WEEK. | N | Y | TAMPA EAST RV RESORT | 12870 US 92 EAST |  | DOVER | FL | 33527 |  | 8136590002 |  | RITA OWENS | SUN COMMUNITIES INC | 27777 FRANKLIN RD STE 200 |  | SOUTHFIELD | MI | 48034 |  | 2482082500 |  | INVESTOR | 216 | 21000 | 176 | 2021-08-11 | 2019-06-11 | NTNC | 100
6 | HILLSBOROUGH | SWHI |  | 6292649 | OTHER PUBLIC WATER SYSTEM | CHLORINATION; AERATION FOR REMOVAL OF ANY SECONDARY CONTAMINANT, SULFIDE, OR ANY UNREGULATED CONTAMINANT; CORROSION CONTROL INHIBITOR ADDITION; HYPOCHLORINATION; IRON OR MANGANESE SEQUESTRATION; OR ULTRAVIOLET RADIATION. THE LEAD/CHIEF OPERATOR MUST BE CLASS D OR HIGHER. 50,000 GPD UP TO 0.25 MGD-STAFFING BY CLASS D OR HIGHER OPERATOR: 3 VISITS/WEEK ON NONCONSECUTIVE DAYS FOR A TOTAL OF 0.3 HOUR/WEEK. LESS THAN 50,000 GPD-STAFFING BY A CLASS D OR HIGHER OPERATOR: 2 VISITS/WEEK ON NONCONSECUTIVE DAYS FOR A TOTAL OF 0.2 HOUR/WEEK. THERE SHALL BE NO MORE THAN 5 DAYS BETWEEN THE LAST VISIT IN ONE WEEK AND THE FIRST VISIT IN THE NEXT WEEK. | N | Y | MG TRAILER PARK | 14701 LIVINGSTON AVE |  | LUTZ | FL | 33549 |  | 8132203482 |  | EUGENE GRECO | EUGENE GRECO | 501 N MORGAN ST #200 |  | TAMPA | FL | 33602 |  | 8132203482 |  | INVESTOR | 5 | 10000 | 50 | 2011-12-08 | 2012-02-27 | NAF | 0
6 | HILLSBOROUGH | SWHI | artgrandestates@gmail.com | 6292653 | COMMUNITY | CHLORINATION; AERATION FOR REMOVAL OF ANY SECONDARY CONTAMINANT, SULFIDE, OR ANY UNREGULATED CONTAMINANT; CORROSION CONTROL INHIBITOR ADDITION; HYPOCHLORINATION; IRON OR MANGANESE SEQUESTRATION; OR ULTRAVIOLET RADIATION. THE LEAD/CHIEF OPERATOR MUST BE CLASS D OR HIGHER. 50,000 GPD UP TO 0.25 MGD-STAFFING BY CLASS D OR HIGHER OPERATOR: 3 VISITS/WEEK ON NONCONSECUTIVE DAYS FOR A TOTAL OF 0.3 HOUR/WEEK. LESS THAN 50,000 GPD-STAFFING BY A CLASS D OR HIGHER OPERATOR: 2 VISITS/WEEK ON NONCONSECUTIVE DAYS FOR A TOTAL OF 0.2 HOUR/WEEK. THERE SHALL BE NO MORE THAN 5 DAYS BETWEEN THE LAST VISIT IN ONE WEEK AND THE FIRST VISIT IN THE NEXT WEEK. | N | Y | LARRET MHP | 6028 BLACK DAIRY ROAD |  | SEFFNER | FL | 33584 |  | 8137701176 |  | ARTUR SELITSKIY | MHP TAMPA ESTATES LLC | 3500 PIEDMONT ROAD, SUITE 330 |  | ATLANTA | GA | 30305 |  | 6462673327 |  | INVESTOR | 50 | 5000 | 25 | 2021-10-25 | 2021-10-05 | DC06 | 100
6 | HILLSBOROUGH | SWHI | CSPEER@LAKESHOREMHC.COM | 6292654 | COMMUNITY | CHLORINATION; AERATION FOR REMOVAL OF ANY SECONDARY CONTAMINANT, SULFIDE, OR ANY UNREGULATED CONTAMINANT; CORROSION CONTROL INHIBITOR ADDITION; HYPOCHLORINATION; IRON OR MANGANESE SEQUESTRATION; OR ULTRAVIOLET RADIATION. THE LEAD/CHIEF OPERATOR MUST BE CLASS D OR HIGHER. 50,000 GPD UP TO 0.25 MGD-STAFFING BY CLASS D OR HIGHER OPERATOR: 3 VISITS/WEEK ON NONCONSECUTIVE DAYS FOR A TOTAL OF 0.3 HOUR/WEEK. LESS THAN 50,000 GPD-STAFFING BY A CLASS D OR HIGHER OPERATOR: 2 VISITS/WEEK ON NONCONSECUTIVE DAYS FOR A TOTAL OF 0.2 HOUR/WEEK. THERE SHALL BE NO MORE THAN 5 DAYS BETWEEN THE LAST VISIT IN ONE WEEK AND THE FIRST VISIT IN THE NEXT WEEK. | N | Y | OAKBROOK MHP | 4404 S.R. 574 |  | PLANT CITY | FL | 33563 |  | 8137529099 |  | CHRIS SPEER | OAKBROOK MHC LLC | 4404 S.R. 574 |  | PLANT CITY | FL | 33563 |  | 8137529099 |  | INVESTOR | 400 | 130000 | 165 | 2021-11-15 | 2021-08-25 | DC05 | 500
6 | HILLSBOROUGH | SWHI | STRAWBERRYSQUAREDANCE@GMAIL.COM | 6292655 | COMMUNITY | CHLORINATION; AERATION FOR REMOVAL OF ANY SECONDARY CONTAMINANT, SULFIDE, OR ANY UNREGULATED CONTAMINANT; CORROSION CONTROL INHIBITOR ADDITION; HYPOCHLORINATION; IRON OR MANGANESE SEQUESTRATION; OR ULTRAVIOLET RADIATION. THE LEAD/CHIEF OPERATOR MUST BE CLASS D OR HIGHER. 50,000 GPD UP TO 0.25 MGD-STAFFING BY CLASS D OR HIGHER OPERATOR: 3 VISITS/WEEK ON NONCONSECUTIVE DAYS FOR A TOTAL OF 0.3 HOUR/WEEK. LESS THAN 50,000 GPD-STAFFING BY A CLASS D OR HIGHER OPERATOR: 2 VISITS/WEEK ON NONCONSECUTIVE DAYS FOR A TOTAL OF 0.2 HOUR/WEEK. THERE SHALL BE NO MORE THAN 5 DAYS BETWEEN THE LAST VISIT IN ONE WEEK AND THE FIRST VISIT IN THE NEXT WEEK. | N | Y | STRAWBERRY SQUARE MHP | 4401 PROMENADE BLVD. |  | PLANT CITY | FL | 33563 |  | 8137520491 |  | PATRICIA STEWART | STRAWBERRY SQUARE INC | 4401 PROMENADE BLVD. |  | PLANT CITY | FL | 33563 |  | 8137520491 |  | INVESTOR | 200 | 50000 | 150 | 2020-05-22 | 2021-05-24 | DC05 | 500
6 | HILLSBOROUGH | SWHI |  | 6292656 | OTHER PUBLIC WATER SYSTEM | CHLORINATION; AERATION FOR REMOVAL OF ANY SECONDARY CONTAMINANT, SULFIDE, OR ANY UNREGULATED CONTAMINANT; CORROSION CONTROL INHIBITOR ADDITION; HYPOCHLORINATION; IRON OR MANGANESE SEQUESTRATION; OR ULTRAVIOLET RADIATION. THE LEAD/CHIEF OPERATOR MUST BE CLASS D OR HIGHER. 50,000 GPD UP TO 0.25 MGD-STAFFING BY CLASS D OR HIGHER OPERATOR: 3 VISITS/WEEK ON NONCONSECUTIVE DAYS FOR A TOTAL OF 0.3 HOUR/WEEK. LESS THAN 50,000 GPD-STAFFING BY A CLASS D OR HIGHER OPERATOR: 2 VISITS/WEEK ON NONCONSECUTIVE DAYS FOR A TOTAL OF 0.2 HOUR/WEEK. THERE SHALL BE NO MORE THAN 5 DAYS BETWEEN THE LAST VISIT IN ONE WEEK AND THE FIRST VISIT IN THE NEXT WEEK. | N | Y | REGAL MHP | DURANT ROAD |  | DOVER | FL | 33527 |  | 8136890484 |  | C.H. GRAY | CAROL SLOM | 4528 FALCON RIDGE DRIVE |  | SARASOTA | FL | 34233 |  | 8136262831 |  | INVESTOR | 24 | 12000 | 13 | 2092-05-12 | 2092-05-12 | NAF | 0
6 | HILLSBOROUGH | SWHI |  | 6292658 | NONTRANSIENT NONCOMMUNITY | CHLORINATION; AERATION FOR REMOVAL OF ANY SECONDARY CONTAMINANT, SULFIDE, OR ANY UNREGULATED CONTAMINANT; CORROSION CONTROL INHIBITOR ADDITION; HYPOCHLORINATION; IRON OR MANGANESE SEQUESTRATION; OR ULTRAVIOLET RADIATION. THE LEAD/CHIEF OPERATOR MUST BE CLASS D OR HIGHER. 50,000 GPD UP TO 0.25 MGD-STAFFING BY CLASS D OR HIGHER OPERATOR: 3 VISITS/WEEK ON NONCONSECUTIVE DAYS FOR A TOTAL OF 0.3 HOUR/WEEK. LESS THAN 50,000 GPD-STAFFING BY A CLASS D OR HIGHER OPERATOR: 2 VISITS/WEEK ON NONCONSECUTIVE DAYS FOR A TOTAL OF 0.2 HOUR/WEEK. THERE SHALL BE NO MORE THAN 5 DAYS BETWEEN THE LAST VISIT IN ONE WEEK AND THE FIRST VISIT IN THE NEXT WEEK. | N | Y | LEARNING GATE #207 | 207 LUTZ LAKE FERN ROAD |  | LUTZ | FL | 33548 | 4202 | 8139092700 |  | MICHELLE MASON | LEARNING GATE COMMUNITY SCHOOL | 16215 HANNA ROAD |  | LUTZ | FL | 33549 |  | 8139484190 |  | INVESTOR | 198 | 4000 | 2 | 2021-12-06 | 2021-11-10 | NTNC | 100
6 | HILLSBOROUGH | SWHI |  | 6292660 | NONTRANSIENT NONCOMMUNITY | CHLORINATION; AERATION FOR REMOVAL OF ANY SECONDARY CONTAMINANT, SULFIDE, OR ANY UNREGULATED CONTAMINANT; CORROSION CONTROL INHIBITOR ADDITION; HYPOCHLORINATION; IRON OR MANGANESE SEQUESTRATION; OR ULTRAVIOLET RADIATION. THE LEAD/CHIEF OPERATOR MUST BE CLASS D OR HIGHER. 50,000 GPD UP TO 0.25 MGD-STAFFING BY CLASS D OR HIGHER OPERATOR: 3 VISITS/WEEK ON NONCONSECUTIVE DAYS FOR A TOTAL OF 0.3 HOUR/WEEK. LESS THAN 50,000 GPD-STAFFING BY A CLASS D OR HIGHER OPERATOR: 2 VISITS/WEEK ON NONCONSECUTIVE DAYS FOR A TOTAL OF 0.2 HOUR/WEEK. THERE SHALL BE NO MORE THAN 5 DAYS BETWEEN THE LAST VISIT IN ONE WEEK AND THE FIRST VISIT IN THE NEXT WEEK. | N | Y | HCPRD/STERLING HEIGHTS PARK | 11706 WILLIAMS ROAD |  | THONOTOSASSA | FL | 33592 |  | 8139876212 |  | CHRIS SANZ | HILLSBOROUGH CTY PARKS & RECREATION MU 1 | PO BOX 1110 |  | TAMPA | FL | 33610 |  | 8132676439 |  | COUNTY | 55 | 5000 | 3 | 2021-09-27 | 2019-02-20 | NTNC | 100
6 | HILLSBOROUGH | SWHI | meisterpay@gmail.com | 6292662 | NONTRANSIENT NONCOMMUNITY | CHLORINATION; AERATION FOR REMOVAL OF ANY SECONDARY CONTAMINANT, SULFIDE, OR ANY UNREGULATED CONTAMINANT; CORROSION CONTROL INHIBITOR ADDITION; HYPOCHLORINATION; IRON OR MANGANESE SEQUESTRATION; OR ULTRAVIOLET RADIATION. THE LEAD/CHIEF OPERATOR MUST BE CLASS D OR HIGHER. 50,000 GPD UP TO 0.25 MGD-STAFFING BY CLASS D OR HIGHER OPERATOR: 3 VISITS/WEEK ON NONCONSECUTIVE DAYS FOR A TOTAL OF 0.3 HOUR/WEEK. LESS THAN 50,000 GPD-STAFFING BY A CLASS D OR HIGHER OPERATOR: 2 VISITS/WEEK ON NONCONSECUTIVE DAYS FOR A TOTAL OF 0.2 HOUR/WEEK. THERE SHALL BE NO MORE THAN 5 DAYS BETWEEN THE LAST VISIT IN ONE WEEK AND THE FIRST VISIT IN THE NEXT WEEK. | N | Y | FOX'S CORNER | 16820 GUNN HWY. |  | ODESSA | FL | 33556 |  | 8139338122 |  | SCOTT MEISTER | MEISTER PROPERTY MANAGEMENT LTD | 3407 W. BUSCH BLVD |  | TAMPA | FL | 33618 |  | 8139338122 |  | INVESTOR | 25 | 5000 | 8 | 2021-05-11 | 2019-05-08 | NTNC | 100
6 | HILLSBOROUGH | SWHI | IMAGOODMOM4@YAHOO.COM | 6292755 | COMMUNITY | CHLORINATION; AERATION FOR REMOVAL OF ANY SECONDARY CONTAMINANT, SULFIDE, OR ANY UNREGULATED CONTAMINANT; CORROSION CONTROL INHIBITOR ADDITION; HYPOCHLORINATION; IRON OR MANGANESE SEQUESTRATION; OR ULTRAVIOLET RADIATION. THE LEAD/CHIEF OPERATOR MUST BE CLASS D OR HIGHER. 50,000 GPD UP TO 0.25 MGD-STAFFING BY CLASS D OR HIGHER OPERATOR: 3 VISITS/WEEK ON NONCONSECUTIVE DAYS FOR A TOTAL OF 0.3 HOUR/WEEK. LESS THAN 50,000 GPD-STAFFING BY A CLASS D OR HIGHER OPERATOR: 2 VISITS/WEEK ON NONCONSECUTIVE DAYS FOR A TOTAL OF 0.2 HOUR/WEEK. THERE SHALL BE NO MORE THAN 5 DAYS BETWEEN THE LAST VISIT IN ONE WEEK AND THE FIRST VISIT IN THE NEXT WEEK. | N | Y | RAINBOW ROCK MHP | 1150 FLETCHER LANE |  | PLANT CITY | FL | 33563 |  | 8138567582 |  | KAY VANCE | RAINBOW CITY LLC | 9012 NE 117TH PL |  | KIRKLAND | WA | 98034 |  | 4258206563 |  | INVESTOR | 75 | 35000 | 83 | 2020-04-16 | 2021-02-04 | DC06 | 100
6 | HILLSBOROUGH | SWHI | JLMACE@WCCFL.CC | 6292786 | COMMUNITY | CHLORINATION; AERATION FOR REMOVAL OF ANY SECONDARY CONTAMINANT, SULFIDE, OR ANY UNREGULATED CONTAMINANT; CORROSION CONTROL INHIBITOR ADDITION; HYPOCHLORINATION; IRON OR MANGANESE SEQUESTRATION; OR ULTRAVIOLET RADIATION. THE LEAD/CHIEF OPERATOR MUST BE CLASS D OR HIGHER. 50,000 GPD UP TO 0.25 MGD-STAFFING BY CLASS D OR HIGHER OPERATOR: 3 VISITS/WEEK ON NONCONSECUTIVE DAYS FOR A TOTAL OF 0.3 HOUR/WEEK. LESS THAN 50,000 GPD-STAFFING BY A CLASS D OR HIGHER OPERATOR: 2 VISITS/WEEK ON NONCONSECUTIVE DAYS FOR A TOTAL OF 0.2 HOUR/WEEK. THERE SHALL BE NO MORE THAN 5 DAYS BETWEEN THE LAST VISIT IN ONE WEEK AND THE FIRST VISIT IN THE NEXT WEEK. | N | Y | CHURCH OF GOD CAMPGROUND | 5408 STATE ROAD 674 |  | WIMAUMA | FL | 33598 |  | 8136347537 |  | JERRY MACE | CHURCH OF GOD | PO BOX 630 |  | WIMAUMA | FL | 33598 |  | 8136347537 |  | OTHER | 80 | 101500 | 349 | 2021-04-23 | 2021-02-25 | DC051 | 100
6 | HILLSBOROUGH | SWHI |  | 6292787 | COMMUNITY | CHLORINATION; AERATION FOR REMOVAL OF ANY SECONDARY CONTAMINANT, SULFIDE, OR ANY UNREGULATED CONTAMINANT; CORROSION CONTROL INHIBITOR ADDITION; HYPOCHLORINATION; IRON OR MANGANESE SEQUESTRATION; OR ULTRAVIOLET RADIATION. THE LEAD/CHIEF OPERATOR MUST BE CLASS D OR HIGHER. 50,000 GPD UP TO 0.25 MGD-STAFFING BY CLASS D OR HIGHER OPERATOR: 3 VISITS/WEEK ON NONCONSECUTIVE DAYS FOR A TOTAL OF 0.3 HOUR/WEEK. LESS THAN 50,000 GPD-STAFFING BY A CLASS D OR HIGHER OPERATOR: 2 VISITS/WEEK ON NONCONSECUTIVE DAYS FOR A TOTAL OF 0.2 HOUR/WEEK. THERE SHALL BE NO MORE THAN 5 DAYS BETWEEN THE LAST VISIT IN ONE WEEK AND THE FIRST VISIT IN THE NEXT WEEK. | N | Y | CRYSTAL-KAY MOBILE HOME PARK | 2712 14TH AVE SE |  | RUSKIN | FL | 33570 |  | 8136451415 |  | SYBIL MORRIS | CRYSTAL KAY TP | PO BOX 153 |  | RUSKIN | FL | 33575 |  | 8136451415 |  | INVESTOR | 50 | 5000 | 24 | 2021-05-07 | 2020-03-30 | DC06 | 100
6 | HILLSBOROUGH | SWHI |  | 6292788 | OTHER PUBLIC WATER SYSTEM | CHLORINATION; AERATION FOR REMOVAL OF ANY SECONDARY CONTAMINANT, SULFIDE, OR ANY UNREGULATED CONTAMINANT; CORROSION CONTROL INHIBITOR ADDITION; HYPOCHLORINATION; IRON OR MANGANESE SEQUESTRATION; OR ULTRAVIOLET RADIATION. THE LEAD/CHIEF OPERATOR MUST BE CLASS D OR HIGHER. 50,000 GPD UP TO 0.25 MGD-STAFFING BY CLASS D OR HIGHER OPERATOR: 3 VISITS/WEEK ON NONCONSECUTIVE DAYS FOR A TOTAL OF 0.3 HOUR/WEEK. LESS THAN 50,000 GPD-STAFFING BY A CLASS D OR HIGHER OPERATOR: 2 VISITS/WEEK ON NONCONSECUTIVE DAYS FOR A TOTAL OF 0.2 HOUR/WEEK. THERE SHALL BE NO MORE THAN 5 DAYS BETWEEN THE LAST VISIT IN ONE WEEK AND THE FIRST VISIT IN THE NEXT WEEK. | N | Y | TERRACE ACRES APTS | 10402 WILLIAMS RD. |  | THONOTOSASSA | FL | 33592 |  | 8133122540 |  | TOM WALTON | TOM WALTON | 408 SILVER HILL DR |  | VALRICO | FL | 33594 |  | 8133122540 |  | INVESTOR | 14 | 5000 | 12 | 2012-11-08 | 2012-12-10 | NAF | 0
6 | HILLSBOROUGH | SWHI |  | 6292804 | OTHER PUBLIC WATER SYSTEM | CHLORINATION; AERATION FOR REMOVAL OF ANY SECONDARY CONTAMINANT, SULFIDE, OR ANY UNREGULATED CONTAMINANT; CORROSION CONTROL INHIBITOR ADDITION; HYPOCHLORINATION; IRON OR MANGANESE SEQUESTRATION; OR ULTRAVIOLET RADIATION. THE LEAD/CHIEF OPERATOR MUST BE CLASS D OR HIGHER. 50,000 GPD UP TO 0.25 MGD-STAFFING BY CLASS D OR HIGHER OPERATOR: 3 VISITS/WEEK ON NONCONSECUTIVE DAYS FOR A TOTAL OF 0.3 HOUR/WEEK. LESS THAN 50,000 GPD-STAFFING BY A CLASS D OR HIGHER OPERATOR: 2 VISITS/WEEK ON NONCONSECUTIVE DAYS FOR A TOTAL OF 0.2 HOUR/WEEK. THERE SHALL BE NO MORE THAN 5 DAYS BETWEEN THE LAST VISIT IN ONE WEEK AND THE FIRST VISIT IN THE NEXT WEEK. | N | Y | FLORIDA VEAL PROCESSORS | SR 674 |  | WIMAUMA | FL | 33598 |  |  |  | MANAGER | FLORIDA VIAL PROCESSORS | P.O. BOX 1469 |  | WIMAUMA | FL | 33598 |  | 8136345545 |  | INVESTOR | 20 | 1 | 1 | 2090-07-17 | 2092-05-26 | NAF | 0
6 | HILLSBOROUGH | SWHI |  | 6292806 | NONCOMMUNITY | CHLORINATION; AERATION FOR REMOVAL OF ANY SECONDARY CONTAMINANT, SULFIDE, OR ANY UNREGULATED CONTAMINANT; CORROSION CONTROL INHIBITOR ADDITION; HYPOCHLORINATION; IRON OR MANGANESE SEQUESTRATION; OR ULTRAVIOLET RADIATION. THE LEAD/CHIEF OPERATOR MUST BE CLASS D OR HIGHER. 50,000 GPD UP TO 0.25 MGD-STAFFING BY CLASS D OR HIGHER OPERATOR: 3 VISITS/WEEK ON NONCONSECUTIVE DAYS FOR A TOTAL OF 0.3 HOUR/WEEK. LESS THAN 50,000 GPD-STAFFING BY A CLASS D OR HIGHER OPERATOR: 2 VISITS/WEEK ON NONCONSECUTIVE DAYS FOR A TOTAL OF 0.2 HOUR/WEEK. THERE SHALL BE NO MORE THAN 5 DAYS BETWEEN THE LAST VISIT IN ONE WEEK AND THE FIRST VISIT IN THE NEXT WEEK. | N | Y | FORT LONESOME GROCERY | 13231 STATE ROAD 674 |  | LITHIA | FL | 33547 |  | 8136344212 |  | NARENDRA A. PATEL | JANVI LLC | 13231 SR 674 |  | LITHIA | FL | 33547 |  | 8136344212 |  | INVESTOR | 100 | 1500 | 1 | 2021-06-23 | 2020-10-07 | NC01 | 50
6 | HILLSBOROUGH | SWHI |  | 6292812 | OTHER PUBLIC WATER SYSTEM | CHLORINATION; AERATION FOR REMOVAL OF ANY SECONDARY CONTAMINANT, SULFIDE, OR ANY UNREGULATED CONTAMINANT; CORROSION CONTROL INHIBITOR ADDITION; HYPOCHLORINATION; IRON OR MANGANESE SEQUESTRATION; OR ULTRAVIOLET RADIATION. THE LEAD/CHIEF OPERATOR MUST BE CLASS D OR HIGHER. 50,000 GPD UP TO 0.25 MGD-STAFFING BY CLASS D OR HIGHER OPERATOR: 3 VISITS/WEEK ON NONCONSECUTIVE DAYS FOR A TOTAL OF 0.3 HOUR/WEEK. LESS THAN 50,000 GPD-STAFFING BY A CLASS D OR HIGHER OPERATOR: 2 VISITS/WEEK ON NONCONSECUTIVE DAYS FOR A TOTAL OF 0.2 HOUR/WEEK. THERE SHALL BE NO MORE THAN 5 DAYS BETWEEN THE LAST VISIT IN ONE WEEK AND THE FIRST VISIT IN THE NEXT WEEK. | N | Y | MR POOL INC | 911 SKIPPER RD |  | TAMPA | FL | 33613 |  |  |  | STEVE SELAK | STEVE SELAK | 911 SKIPPER ROAD |  | TAMPA | FL | 33613 |  | 8139788172 |  | INVESTOR | 20 | 1 | 1 | 2087-01-14 | 2087-01-14 | NAF | 0
6 | HILLSBOROUGH | SWHI | HITHEM.ABDEL@YAHOO.COM | 6292817 | NONCOMMUNITY | CHLORINATION; AERATION FOR REMOVAL OF ANY SECONDARY CONTAMINANT, SULFIDE, OR ANY UNREGULATED CONTAMINANT; CORROSION CONTROL INHIBITOR ADDITION; HYPOCHLORINATION; IRON OR MANGANESE SEQUESTRATION; OR ULTRAVIOLET RADIATION. THE LEAD/CHIEF OPERATOR MUST BE CLASS D OR HIGHER. 50,000 GPD UP TO 0.25 MGD-STAFFING BY CLASS D OR HIGHER OPERATOR: 3 VISITS/WEEK ON NONCONSECUTIVE DAYS FOR A TOTAL OF 0.3 HOUR/WEEK. LESS THAN 50,000 GPD-STAFFING BY A CLASS D OR HIGHER OPERATOR: 2 VISITS/WEEK ON NONCONSECUTIVE DAYS FOR A TOTAL OF 0.2 HOUR/WEEK. THERE SHALL BE NO MORE THAN 5 DAYS BETWEEN THE LAST VISIT IN ONE WEEK AND THE FIRST VISIT IN THE NEXT WEEK. | N | Y | KWIK PAK FOOD MART | 14650 STATE ROAD 574 |  | DOVER | FL | 33527 |  | 8136592114 |  | HITHEM ABDEL | MIKE ABDEL | 14650 STATE ROAD 574 |  | DOVER | FL | 33527 |  | 8137162213 |  | INVESTOR | 100 | 1999 | 1 | 2021-03-02 | 2020-02-13 | NC01 | 50
6 | HILLSBOROUGH | SWHI |  | 6292820 | OTHER PUBLIC WATER SYSTEM | CHLORINATION; AERATION FOR REMOVAL OF ANY SECONDARY CONTAMINANT, SULFIDE, OR ANY UNREGULATED CONTAMINANT; CORROSION CONTROL INHIBITOR ADDITION; HYPOCHLORINATION; IRON OR MANGANESE SEQUESTRATION; OR ULTRAVIOLET RADIATION. THE LEAD/CHIEF OPERATOR MUST BE CLASS D OR HIGHER. 50,000 GPD UP TO 0.25 MGD-STAFFING BY CLASS D OR HIGHER OPERATOR: 3 VISITS/WEEK ON NONCONSECUTIVE DAYS FOR A TOTAL OF 0.3 HOUR/WEEK. LESS THAN 50,000 GPD-STAFFING BY A CLASS D OR HIGHER OPERATOR: 2 VISITS/WEEK ON NONCONSECUTIVE DAYS FOR A TOTAL OF 0.2 HOUR/WEEK. THERE SHALL BE NO MORE THAN 5 DAYS BETWEEN THE LAST VISIT IN ONE WEEK AND THE FIRST VISIT IN THE NEXT WEEK. | N | Y | FERGUSON ENTERPRISES INC | P.O. BOX 370012 |  | TAMPA | FL | 33697 |  |  |  | TOM BEASLEY | FERGUSON ENTERPRISES | 15445 N. NEBRASKA AVE. |  | LUTZ | FL | 33549 |  | 8139725555 |  | INVESTOR | 20 | 1 | 1 | 2084-07-11 | 2084-07-11 | NAF | 0
6 | HILLSBOROUGH | SWHI |  | 6292821 | NONCOMMUNITY | CHLORINATION; AERATION FOR REMOVAL OF ANY SECONDARY CONTAMINANT, SULFIDE, OR ANY UNREGULATED CONTAMINANT; CORROSION CONTROL INHIBITOR ADDITION; HYPOCHLORINATION; IRON OR MANGANESE SEQUESTRATION; OR ULTRAVIOLET RADIATION. THE LEAD/CHIEF OPERATOR MUST BE CLASS D OR HIGHER. 50,000 GPD UP TO 0.25 MGD-STAFFING BY CLASS D OR HIGHER OPERATOR: 3 VISITS/WEEK ON NONCONSECUTIVE DAYS FOR A TOTAL OF 0.3 HOUR/WEEK. LESS THAN 50,000 GPD-STAFFING BY A CLASS D OR HIGHER OPERATOR: 2 VISITS/WEEK ON NONCONSECUTIVE DAYS FOR A TOTAL OF 0.2 HOUR/WEEK. THERE SHALL BE NO MORE THAN 5 DAYS BETWEEN THE LAST VISIT IN ONE WEEK AND THE FIRST VISIT IN THE NEXT WEEK. | N | Y | PRIMETIME FOOD STORE #18 | 3185 NORTH DOVER ROAD |  | DOVER | FL | 33527 |  | 8137522757 |  | ALPESH BHARUCHA | PRIME TIME FOOD STORE | 3185 NORTH DOVER RD |  | DOVER | FL | 33527 |  | 8137522757 |  | INVESTOR | 75 | 2000 | 2 | 2021-04-09 | 2019-03-19 | NC01 | 50
6 | HILLSBOROUGH | SWHI |  | 6292825 | NONCOMMUNITY | CHLORINATION; AERATION FOR REMOVAL OF ANY SECONDARY CONTAMINANT, SULFIDE, OR ANY UNREGULATED CONTAMINANT; CORROSION CONTROL INHIBITOR ADDITION; HYPOCHLORINATION; IRON OR MANGANESE SEQUESTRATION; OR ULTRAVIOLET RADIATION. THE LEAD/CHIEF OPERATOR MUST BE CLASS D OR HIGHER. 50,000 GPD UP TO 0.25 MGD-STAFFING BY CLASS D OR HIGHER OPERATOR: 3 VISITS/WEEK ON NONCONSECUTIVE DAYS FOR A TOTAL OF 0.3 HOUR/WEEK. LESS THAN 50,000 GPD-STAFFING BY A CLASS D OR HIGHER OPERATOR: 2 VISITS/WEEK ON NONCONSECUTIVE DAYS FOR A TOTAL OF 0.2 HOUR/WEEK. THERE SHALL BE NO MORE THAN 5 DAYS BETWEEN THE LAST VISIT IN ONE WEEK AND THE FIRST VISIT IN THE NEXT WEEK. | N | Y | RUSKIN DRIVE IN | 5011 HIGHWAY 41 NORTH |  | RUSKIN | FL | 33572 |  | 8136451455 |  | TED FREIWALD | JOHN THEODORE FREIWALD | 5011 HIGHWAY 41 NORTH |  | RUSKIN | FL | 33572 |  | 8136106604 |  | INVESTOR | 75 | 5000 | 2 | 2021-11-01 | 2020-11-10 | NC01 | 50
6 | HILLSBOROUGH | SWHI | TAJTAMPA@YAHOO.COM | 6292827 | NONCOMMUNITY | CHLORINATION; AERATION FOR REMOVAL OF ANY SECONDARY CONTAMINANT, SULFIDE, OR ANY UNREGULATED CONTAMINANT; CORROSION CONTROL INHIBITOR ADDITION; HYPOCHLORINATION; IRON OR MANGANESE SEQUESTRATION; OR ULTRAVIOLET RADIATION. THE LEAD/CHIEF OPERATOR MUST BE CLASS D OR HIGHER. 50,000 GPD UP TO 0.25 MGD-STAFFING BY CLASS D OR HIGHER OPERATOR: 3 VISITS/WEEK ON NONCONSECUTIVE DAYS FOR A TOTAL OF 0.3 HOUR/WEEK. LESS THAN 50,000 GPD-STAFFING BY A CLASS D OR HIGHER OPERATOR: 2 VISITS/WEEK ON NONCONSECUTIVE DAYS FOR A TOTAL OF 0.2 HOUR/WEEK. THERE SHALL BE NO MORE THAN 5 DAYS BETWEEN THE LAST VISIT IN ONE WEEK AND THE FIRST VISIT IN THE NEXT WEEK. | N | Y | SEFFNER SHOPPING PALACE | 11505 DR MARTIN LUTHER KING, JR. BLVD |  | MANGO | FL | 33647 | 56 | 8134388757 |  | RAMESH KUMAR | RAMESH KUMAR | 18118 EMERALD BAY ST |  | TAMPA | FL | 33647 |  | 8133806192 |  | INVESTOR | 200 | 2500 | 2 | 2021-07-27 | 2020-08-12 | NC01 | 50
6 | HILLSBOROUGH | SWHI |  | 6292828 | OTHER PUBLIC WATER SYSTEM | CHLORINATION; AERATION FOR REMOVAL OF ANY SECONDARY CONTAMINANT, SULFIDE, OR ANY UNREGULATED CONTAMINANT; CORROSION CONTROL INHIBITOR ADDITION; HYPOCHLORINATION; IRON OR MANGANESE SEQUESTRATION; OR ULTRAVIOLET RADIATION. THE LEAD/CHIEF OPERATOR MUST BE CLASS D OR HIGHER. 50,000 GPD UP TO 0.25 MGD-STAFFING BY CLASS D OR HIGHER OPERATOR: 3 VISITS/WEEK ON NONCONSECUTIVE DAYS FOR A TOTAL OF 0.3 HOUR/WEEK. LESS THAN 50,000 GPD-STAFFING BY A CLASS D OR HIGHER OPERATOR: 2 VISITS/WEEK ON NONCONSECUTIVE DAYS FOR A TOTAL OF 0.2 HOUR/WEEK. THERE SHALL BE NO MORE THAN 5 DAYS BETWEEN THE LAST VISIT IN ONE WEEK AND THE FIRST VISIT IN THE NEXT WEEK. | N | Y | JIM SCRATCH & DENT | 304 HWY 574 E |  | SEFFNER | FL | 33584 |  | 8136849946 |  |  | JAMES MORROW, JR | 304 HWY 574 E |  | SEFFNER | FL | 33584 |  | 8136849946 |  | INVESTOR | 20 | 1 | 1 | 2090-02-15 | 2090-02-15 | NAF | 0
6 | HILLSBOROUGH | SWHI | ritarose4@gmail.com | 6292829 | NONCOMMUNITY | CHLORINATION; AERATION FOR REMOVAL OF ANY SECONDARY CONTAMINANT, SULFIDE, OR ANY UNREGULATED CONTAMINANT; CORROSION CONTROL INHIBITOR ADDITION; HYPOCHLORINATION; IRON OR MANGANESE SEQUESTRATION; OR ULTRAVIOLET RADIATION. THE LEAD/CHIEF OPERATOR MUST BE CLASS D OR HIGHER. 50,000 GPD UP TO 0.25 MGD-STAFFING BY CLASS D OR HIGHER OPERATOR: 3 VISITS/WEEK ON NONCONSECUTIVE DAYS FOR A TOTAL OF 0.3 HOUR/WEEK. LESS THAN 50,000 GPD-STAFFING BY A CLASS D OR HIGHER OPERATOR: 2 VISITS/WEEK ON NONCONSECUTIVE DAYS FOR A TOTAL OF 0.2 HOUR/WEEK. THERE SHALL BE NO MORE THAN 5 DAYS BETWEEN THE LAST VISIT IN ONE WEEK AND THE FIRST VISIT IN THE NEXT WEEK. | N | Y | SUNNY FOOD STORE | 1202 SKIPPER RD |  | TAMPA | FL | 33613 |  | 8133174974 |  | MINAL PATEL | ANIL PATEL | 13704 N NEBRASKA AVE |  | TAMPA | FL | 33613 |  | 8133851965 |  | INVESTOR | 75 | 3420 | 2 | 2021-06-09 | 2020-07-27 | NC01 | 50
6 | HILLSBOROUGH | SWHI |  | 6292831 | NONCOMMUNITY | CHLORINATION; AERATION FOR REMOVAL OF ANY SECONDARY CONTAMINANT, SULFIDE, OR ANY UNREGULATED CONTAMINANT; CORROSION CONTROL INHIBITOR ADDITION; HYPOCHLORINATION; IRON OR MANGANESE SEQUESTRATION; OR ULTRAVIOLET RADIATION. THE LEAD/CHIEF OPERATOR MUST BE CLASS D OR HIGHER. 50,000 GPD UP TO 0.25 MGD-STAFFING BY CLASS D OR HIGHER OPERATOR: 3 VISITS/WEEK ON NONCONSECUTIVE DAYS FOR A TOTAL OF 0.3 HOUR/WEEK. LESS THAN 50,000 GPD-STAFFING BY A CLASS D OR HIGHER OPERATOR: 2 VISITS/WEEK ON NONCONSECUTIVE DAYS FOR A TOTAL OF 0.2 HOUR/WEEK. THERE SHALL BE NO MORE THAN 5 DAYS BETWEEN THE LAST VISIT IN ONE WEEK AND THE FIRST VISIT IN THE NEXT WEEK. | N | Y | CIRCLE K #7074 | 11755 CR 579 |  | THONOTOSASSA | FL | 33592 |  | 8139863956 |  | CHERYL BARROW | CIRCLE K STORES, INC. | 3802 CORPOREX PARK DR SUITE 200 |  | TAMPA | FL | 33619 |  | 8139106878 |  | INVESTOR | 100 | 2500 | 1 | 2021-11-05 | 2019-01-23 | NC01 | 50
6 | HILLSBOROUGH | SWHI |  | 6292833 | NONCOMMUNITY | CHLORINATION; AERATION FOR REMOVAL OF ANY SECONDARY CONTAMINANT, SULFIDE, OR ANY UNREGULATED CONTAMINANT; CORROSION CONTROL INHIBITOR ADDITION; HYPOCHLORINATION; IRON OR MANGANESE SEQUESTRATION; OR ULTRAVIOLET RADIATION. THE LEAD/CHIEF OPERATOR MUST BE CLASS D OR HIGHER. 50,000 GPD UP TO 0.25 MGD-STAFFING BY CLASS D OR HIGHER OPERATOR: 3 VISITS/WEEK ON NONCONSECUTIVE DAYS FOR A TOTAL OF 0.3 HOUR/WEEK. LESS THAN 50,000 GPD-STAFFING BY A CLASS D OR HIGHER OPERATOR: 2 VISITS/WEEK ON NONCONSECUTIVE DAYS FOR A TOTAL OF 0.2 HOUR/WEEK. THERE SHALL BE NO MORE THAN 5 DAYS BETWEEN THE LAST VISIT IN ONE WEEK AND THE FIRST VISIT IN THE NEXT WEEK. | N | Y | JAY'S MINIMART | 11606 WILLIAMS ROAD |  | THONOTOSASSA | FL | 33592 |  | 8139869220 |  | RIFFAT HUSSAIN | RIFFAT HUSSAIN | 11606 WILLIAMS ROAD |  | THONOTOSASSA | FL | 33592 |  | 9544152170 |  | INVESTOR | 100 | 1500 | 2 | 2021-07-19 | 2021-01-14 | NC01 | 50
6 | HILLSBOROUGH | SWHI |  | 6292834 | NONCOMMUNITY | CHLORINATION; AERATION FOR REMOVAL OF ANY SECONDARY CONTAMINANT, SULFIDE, OR ANY UNREGULATED CONTAMINANT; CORROSION CONTROL INHIBITOR ADDITION; HYPOCHLORINATION; IRON OR MANGANESE SEQUESTRATION; OR ULTRAVIOLET RADIATION. THE LEAD/CHIEF OPERATOR MUST BE CLASS D OR HIGHER. 50,000 GPD UP TO 0.25 MGD-STAFFING BY CLASS D OR HIGHER OPERATOR: 3 VISITS/WEEK ON NONCONSECUTIVE DAYS FOR A TOTAL OF 0.3 HOUR/WEEK. LESS THAN 50,000 GPD-STAFFING BY A CLASS D OR HIGHER OPERATOR: 2 VISITS/WEEK ON NONCONSECUTIVE DAYS FOR A TOTAL OF 0.2 HOUR/WEEK. THERE SHALL BE NO MORE THAN 5 DAYS BETWEEN THE LAST VISIT IN ONE WEEK AND THE FIRST VISIT IN THE NEXT WEEK. | N | Y | CIRCLE K #7108 | 10401 MCINTOSH ROAD |  | THONOTOSASSA | FL | 33592 |  | 8139863355 |  | CHERYL BARROW | CIRCLE K STORES, INC. | 3802 CORPOREX PARK DR, SUITE 200 |  | TAMPA | FL | 33619 |  | 8139106878 |  | INVESTOR | 100 | 2500 | 1 | 2021-12-03 | 2019-12-06 | NC01 | 50
6 | HILLSBOROUGH | SWHI |  | 6292835 | NONCOMMUNITY | CHLORINATION; AERATION FOR REMOVAL OF ANY SECONDARY CONTAMINANT, SULFIDE, OR ANY UNREGULATED CONTAMINANT; CORROSION CONTROL INHIBITOR ADDITION; HYPOCHLORINATION; IRON OR MANGANESE SEQUESTRATION; OR ULTRAVIOLET RADIATION. THE LEAD/CHIEF OPERATOR MUST BE CLASS D OR HIGHER. 50,000 GPD UP TO 0.25 MGD-STAFFING BY CLASS D OR HIGHER OPERATOR: 3 VISITS/WEEK ON NONCONSECUTIVE DAYS FOR A TOTAL OF 0.3 HOUR/WEEK. LESS THAN 50,000 GPD-STAFFING BY A CLASS D OR HIGHER OPERATOR: 2 VISITS/WEEK ON NONCONSECUTIVE DAYS FOR A TOTAL OF 0.2 HOUR/WEEK. THERE SHALL BE NO MORE THAN 5 DAYS BETWEEN THE LAST VISIT IN ONE WEEK AND THE FIRST VISIT IN THE NEXT WEEK. | N | Y | CIRCLE K #7112 | 12850 MORRIS BRIDGE ROAD |  | THONOTOSASSA | FL | 33592 |  | 8139862677 |  | CHERYL BARROW | CIRCLE K STORES, INC | 3802 CORPOREX PARK DR SUITE 200 |  | TAMPA | FL | 33619 |  | 8139106878 |  | INVESTOR | 600 | 2500 | 1 | 2019-01-17 | 2021-09-07 | NC01 | 50
6 | HILLSBOROUGH | SWHI |  | 6292836 | NONCOMMUNITY | CHLORINATION; AERATION FOR REMOVAL OF ANY SECONDARY CONTAMINANT, SULFIDE, OR ANY UNREGULATED CONTAMINANT; CORROSION CONTROL INHIBITOR ADDITION; HYPOCHLORINATION; IRON OR MANGANESE SEQUESTRATION; OR ULTRAVIOLET RADIATION. THE LEAD/CHIEF OPERATOR MUST BE CLASS D OR HIGHER. 50,000 GPD UP TO 0.25 MGD-STAFFING BY CLASS D OR HIGHER OPERATOR: 3 VISITS/WEEK ON NONCONSECUTIVE DAYS FOR A TOTAL OF 0.3 HOUR/WEEK. LESS THAN 50,000 GPD-STAFFING BY A CLASS D OR HIGHER OPERATOR: 2 VISITS/WEEK ON NONCONSECUTIVE DAYS FOR A TOTAL OF 0.2 HOUR/WEEK. THERE SHALL BE NO MORE THAN 5 DAYS BETWEEN THE LAST VISIT IN ONE WEEK AND THE FIRST VISIT IN THE NEXT WEEK. | N | Y | PRESCO FOOD STORE #66 | 11931 HWY 301 NORTH |  | THONOTOSASSA | FL | 33592 |  | 8139864986 |  | UPENDRE (TONY) PATEL | PRESCO FOOD STORE #66 | 11931 HWY. 301 NORTH |  | THONOTOSASSA | FL | 33592 |  | 8139864986 |  | INVESTOR | 100 | 2500 | 1 | 2021-12-27 | 2021-11-05 | NC01 | 50
6 | HILLSBOROUGH | SWHI |  | 6292840 | NONCOMMUNITY | CHLORINATION; AERATION FOR REMOVAL OF ANY SECONDARY CONTAMINANT, SULFIDE, OR ANY UNREGULATED CONTAMINANT; CORROSION CONTROL INHIBITOR ADDITION; HYPOCHLORINATION; IRON OR MANGANESE SEQUESTRATION; OR ULTRAVIOLET RADIATION. THE LEAD/CHIEF OPERATOR MUST BE CLASS D OR HIGHER. 50,000 GPD UP TO 0.25 MGD-STAFFING BY CLASS D OR HIGHER OPERATOR: 3 VISITS/WEEK ON NONCONSECUTIVE DAYS FOR A TOTAL OF 0.3 HOUR/WEEK. LESS THAN 50,000 GPD-STAFFING BY A CLASS D OR HIGHER OPERATOR: 2 VISITS/WEEK ON NONCONSECUTIVE DAYS FOR A TOTAL OF 0.2 HOUR/WEEK. THERE SHALL BE NO MORE THAN 5 DAYS BETWEEN THE LAST VISIT IN ONE WEEK AND THE FIRST VISIT IN THE NEXT WEEK. | N | Y | CIRCLE K #7187 | 7202 KNIGHTS GRIFFIN ROAD |  | PLANT CITY | FL | 33565 |  | 8139865730 |  | CHERYL BARROW | CIRCLE K STORES, INC. | 3802 CORPOREX PARK DR, SUITE 200 |  | TAMPA | FL | 33619 |  | 8139106878 |  | INVESTOR | 100 | 1020 | 1 | 2020-11-30 | 2020-11-02 | NC01 | 50
6 | HILLSBOROUGH | SWHI |  | 6292842 | NONCOMMUNITY | CHLORINATION; AERATION FOR REMOVAL OF ANY SECONDARY CONTAMINANT, SULFIDE, OR ANY UNREGULATED CONTAMINANT; CORROSION CONTROL INHIBITOR ADDITION; HYPOCHLORINATION; IRON OR MANGANESE SEQUESTRATION; OR ULTRAVIOLET RADIATION. THE LEAD/CHIEF OPERATOR MUST BE CLASS D OR HIGHER. 50,000 GPD UP TO 0.25 MGD-STAFFING BY CLASS D OR HIGHER OPERATOR: 3 VISITS/WEEK ON NONCONSECUTIVE DAYS FOR A TOTAL OF 0.3 HOUR/WEEK. LESS THAN 50,000 GPD-STAFFING BY A CLASS D OR HIGHER OPERATOR: 2 VISITS/WEEK ON NONCONSECUTIVE DAYS FOR A TOTAL OF 0.2 HOUR/WEEK. THERE SHALL BE NO MORE THAN 5 DAYS BETWEEN THE LAST VISIT IN ONE WEEK AND THE FIRST VISIT IN THE NEXT WEEK. | N | Y | CITGO SEFFNER #699 | 11305 US 92 E. |  | SEFFNER | FL | 33584 |  | 8136226648 |  | SAM PATEL | CITGO SEFFNER #699 | 11305 US 92 E. |  | SEFFNER | FL | 33584 |  | 8136226648 |  | INVESTOR | 100 | 5000 | 1 | 2021-01-04 | 2020-11-16 | NC01 | 50
6 | HILLSBOROUGH | SWHI |  | 6292846 | NONCOMMUNITY | CHLORINATION; AERATION FOR REMOVAL OF ANY SECONDARY CONTAMINANT, SULFIDE, OR ANY UNREGULATED CONTAMINANT; CORROSION CONTROL INHIBITOR ADDITION; HYPOCHLORINATION; IRON OR MANGANESE SEQUESTRATION; OR ULTRAVIOLET RADIATION. THE LEAD/CHIEF OPERATOR MUST BE CLASS D OR HIGHER. 50,000 GPD UP TO 0.25 MGD-STAFFING BY CLASS D OR HIGHER OPERATOR: 3 VISITS/WEEK ON NONCONSECUTIVE DAYS FOR A TOTAL OF 0.3 HOUR/WEEK. LESS THAN 50,000 GPD-STAFFING BY A CLASS D OR HIGHER OPERATOR: 2 VISITS/WEEK ON NONCONSECUTIVE DAYS FOR A TOTAL OF 0.2 HOUR/WEEK. THERE SHALL BE NO MORE THAN 5 DAYS BETWEEN THE LAST VISIT IN ONE WEEK AND THE FIRST VISIT IN THE NEXT WEEK. | N | Y | CAMP DOROTHY THOMAS | 16119 BOYETTE RD |  | RIVERVIEW | FL | 33569 |  | 9897085000 |  | STEVE HUEGEL | GIRL SCOUTS OF WEST CENTRAL FLORIDA | 4610 EISENHOWER BLVD |  | TAMPA | FL | 33634 |  | 8132621777 |  | OTHER | 190 | 45000 | 14 | 2021-10-26 | 2020-11-19 | NC01 | 50
6 | HILLSBOROUGH | SWHI | rotarycampflorida@verizon.net | 6292847 | NONCOMMUNITY | CHLORINATION; AERATION FOR REMOVAL OF ANY SECONDARY CONTAMINANT, SULFIDE, OR ANY UNREGULATED CONTAMINANT; CORROSION CONTROL INHIBITOR ADDITION; HYPOCHLORINATION; IRON OR MANGANESE SEQUESTRATION; OR ULTRAVIOLET RADIATION. THE LEAD/CHIEF OPERATOR MUST BE CLASS D OR HIGHER. 50,000 GPD UP TO 0.25 MGD-STAFFING BY CLASS D OR HIGHER OPERATOR: 3 VISITS/WEEK ON NONCONSECUTIVE DAYS FOR A TOTAL OF 0.3 HOUR/WEEK. LESS THAN 50,000 GPD-STAFFING BY A CLASS D OR HIGHER OPERATOR: 2 VISITS/WEEK ON NONCONSECUTIVE DAYS FOR A TOTAL OF 0.2 HOUR/WEEK. THERE SHALL BE NO MORE THAN 5 DAYS BETWEEN THE LAST VISIT IN ONE WEEK AND THE FIRST VISIT IN THE NEXT WEEK. | N | Y | ROTARY'S CAMP FLORIDA | 1915 CAMP FLORIDA RD |  | BRANDON | FL | 33510 |  | 8136544042 |  | TONY MOLINA | ROTARY'S CAMP FLORIDA INC | PO BOX 1027 |  | BRANDON | FL | 33509 |  | 8136544042 |  | INVESTOR | 130 | 10000 | 10 | 2021-07-19 | 2020-11-13 | NC01 | 50
6 | HILLSBOROUGH | SWHI |  | 6292848 | NONCOMMUNITY | CHLORINATION; AERATION FOR REMOVAL OF ANY SECONDARY CONTAMINANT, SULFIDE, OR ANY UNREGULATED CONTAMINANT; CORROSION CONTROL INHIBITOR ADDITION; HYPOCHLORINATION; IRON OR MANGANESE SEQUESTRATION; OR ULTRAVIOLET RADIATION. THE LEAD/CHIEF OPERATOR MUST BE CLASS D OR HIGHER. 50,000 GPD UP TO 0.25 MGD-STAFFING BY CLASS D OR HIGHER OPERATOR: 3 VISITS/WEEK ON NONCONSECUTIVE DAYS FOR A TOTAL OF 0.3 HOUR/WEEK. LESS THAN 50,000 GPD-STAFFING BY A CLASS D OR HIGHER OPERATOR: 2 VISITS/WEEK ON NONCONSECUTIVE DAYS FOR A TOTAL OF 0.2 HOUR/WEEK. THERE SHALL BE NO MORE THAN 5 DAYS BETWEEN THE LAST VISIT IN ONE WEEK AND THE FIRST VISIT IN THE NEXT WEEK. | N | Y | OLD MCMICKY'S FARM | 9612 CRESCENT DRIVE |  | ODESSA | FL | 33556 |  | 8139201948 |  | MICHELLE STEPHENS | RALPH ZUCKERMAN | 9612 CRESCENT DRIVE |  | ODESSA | FL | 33556 |  | 7276395468 |  | INVESTOR | 100 | 5000 | 1 | 2021-05-14 | 2019-05-08 | NC01 | 50
6 | HILLSBOROUGH | SWHI |  | 6292849 | NONCOMMUNITY | CHLORINATION; AERATION FOR REMOVAL OF ANY SECONDARY CONTAMINANT, SULFIDE, OR ANY UNREGULATED CONTAMINANT; CORROSION CONTROL INHIBITOR ADDITION; HYPOCHLORINATION; IRON OR MANGANESE SEQUESTRATION; OR ULTRAVIOLET RADIATION. THE LEAD/CHIEF OPERATOR MUST BE CLASS D OR HIGHER. 50,000 GPD UP TO 0.25 MGD-STAFFING BY CLASS D OR HIGHER OPERATOR: 3 VISITS/WEEK ON NONCONSECUTIVE DAYS FOR A TOTAL OF 0.3 HOUR/WEEK. LESS THAN 50,000 GPD-STAFFING BY A CLASS D OR HIGHER OPERATOR: 2 VISITS/WEEK ON NONCONSECUTIVE DAYS FOR A TOTAL OF 0.2 HOUR/WEEK. THERE SHALL BE NO MORE THAN 5 DAYS BETWEEN THE LAST VISIT IN ONE WEEK AND THE FIRST VISIT IN THE NEXT WEEK. | N | Y | CAMP OWEN J BROREIN | 16901 BOY SCOUT ROAD |  | ODESSA | FL | 33556 |  | 8138722691 |  | FRANK MARION | GULF RIDGE COUNCIL | 13228 N CENTRAL AVE |  | TAMPA | FL | 33612 |  | 8138722691 |  | OTHER | 150 | 10000 | 45 | 2019-12-19 | 2020-09-23 | NC01 | 50
6 | HILLSBOROUGH | SWHI |  | 6292850 | NONCOMMUNITY | CHLORINATION; AERATION FOR REMOVAL OF ANY SECONDARY CONTAMINANT, SULFIDE, OR ANY UNREGULATED CONTAMINANT; CORROSION CONTROL INHIBITOR ADDITION; HYPOCHLORINATION; IRON OR MANGANESE SEQUESTRATION; OR ULTRAVIOLET RADIATION. THE LEAD/CHIEF OPERATOR MUST BE CLASS D OR HIGHER. 50,000 GPD UP TO 0.25 MGD-STAFFING BY CLASS D OR HIGHER OPERATOR: 3 VISITS/WEEK ON NONCONSECUTIVE DAYS FOR A TOTAL OF 0.3 HOUR/WEEK. LESS THAN 50,000 GPD-STAFFING BY A CLASS D OR HIGHER OPERATOR: 2 VISITS/WEEK ON NONCONSECUTIVE DAYS FOR A TOTAL OF 0.2 HOUR/WEEK. THERE SHALL BE NO MORE THAN 5 DAYS BETWEEN THE LAST VISIT IN ONE WEEK AND THE FIRST VISIT IN THE NEXT WEEK. | N | Y | CEDARKIRK RECREATION CAMP | 1920 STREETMAN DR |  | LITHIA | FL | 33547 |  | 8136854224 |  | KEVIN TAYLOR | PRESBYTERIAN CAMP & CONFERENCE MINISTRY | 1920 STREETMAN DR |  | LITHIA | FL | 33547 |  | 8136854224 | 7 | OTHER | 380 | 10000 | 22 | 2021-08-02 | 2020-11-10 | NC01 | 50
6 | HILLSBOROUGH | SWHI |  | 6292853 | OTHER PUBLIC WATER SYSTEM | CHLORINATION; AERATION FOR REMOVAL OF ANY SECONDARY CONTAMINANT, SULFIDE, OR ANY UNREGULATED CONTAMINANT; CORROSION CONTROL INHIBITOR ADDITION; HYPOCHLORINATION; IRON OR MANGANESE SEQUESTRATION; OR ULTRAVIOLET RADIATION. THE LEAD/CHIEF OPERATOR MUST BE CLASS D OR HIGHER. 50,000 GPD UP TO 0.25 MGD-STAFFING BY CLASS D OR HIGHER OPERATOR: 3 VISITS/WEEK ON NONCONSECUTIVE DAYS FOR A TOTAL OF 0.3 HOUR/WEEK. LESS THAN 50,000 GPD-STAFFING BY A CLASS D OR HIGHER OPERATOR: 2 VISITS/WEEK ON NONCONSECUTIVE DAYS FOR A TOTAL OF 0.2 HOUR/WEEK. THERE SHALL BE NO MORE THAN 5 DAYS BETWEEN THE LAST VISIT IN ONE WEEK AND THE FIRST VISIT IN THE NEXT WEEK. | N | Y | PAUL GUAGLIARDO INC | 330 PAULS DR |  | BRANDON | FL | 33511 |  |  |  | JOHN GUAGLIARDO | PAUL GUAGLIARDO | 330 PAULS DR |  | BRANDON | FL | 33511 |  |  |  | INVESTOR | 20 | 800 | 13 | 2084-05-22 | 2084-05-22 | NAF | 0
6 | HILLSBOROUGH | SWHI |  | 6292855 | NONCOMMUNITY | CHLORINATION; AERATION FOR REMOVAL OF ANY SECONDARY CONTAMINANT, SULFIDE, OR ANY UNREGULATED CONTAMINANT; CORROSION CONTROL INHIBITOR ADDITION; HYPOCHLORINATION; IRON OR MANGANESE SEQUESTRATION; OR ULTRAVIOLET RADIATION. THE LEAD/CHIEF OPERATOR MUST BE CLASS D OR HIGHER. 50,000 GPD UP TO 0.25 MGD-STAFFING BY CLASS D OR HIGHER OPERATOR: 3 VISITS/WEEK ON NONCONSECUTIVE DAYS FOR A TOTAL OF 0.3 HOUR/WEEK. LESS THAN 50,000 GPD-STAFFING BY A CLASS D OR HIGHER OPERATOR: 2 VISITS/WEEK ON NONCONSECUTIVE DAYS FOR A TOTAL OF 0.2 HOUR/WEEK. THERE SHALL BE NO MORE THAN 5 DAYS BETWEEN THE LAST VISIT IN ONE WEEK AND THE FIRST VISIT IN THE NEXT WEEK. | N | Y | ONE STOP SHOP | 5320 N. FALKENBURG ROAD |  | TAMPA | FL | 33610 |  | 8136227610 |  | SHIVA RAZAVI | SHIVA RAZAVI | 5320 N FALKENBURG ROAD |  | TAMPA | FL | 33610 |  | 8136227610 |  | INVESTOR | 120 | 1999 | 1 | 2021-07-13 | 2020-01-29 | NC01 | 50
6 | HILLSBOROUGH | SWHI |  | 6292857 | NONCOMMUNITY | CHLORINATION; AERATION FOR REMOVAL OF ANY SECONDARY CONTAMINANT, SULFIDE, OR ANY UNREGULATED CONTAMINANT; CORROSION CONTROL INHIBITOR ADDITION; HYPOCHLORINATION; IRON OR MANGANESE SEQUESTRATION; OR ULTRAVIOLET RADIATION. THE LEAD/CHIEF OPERATOR MUST BE CLASS D OR HIGHER. 50,000 GPD UP TO 0.25 MGD-STAFFING BY CLASS D OR HIGHER OPERATOR: 3 VISITS/WEEK ON NONCONSECUTIVE DAYS FOR A TOTAL OF 0.3 HOUR/WEEK. LESS THAN 50,000 GPD-STAFFING BY A CLASS D OR HIGHER OPERATOR: 2 VISITS/WEEK ON NONCONSECUTIVE DAYS FOR A TOTAL OF 0.2 HOUR/WEEK. THERE SHALL BE NO MORE THAN 5 DAYS BETWEEN THE LAST VISIT IN ONE WEEK AND THE FIRST VISIT IN THE NEXT WEEK. | N | Y | CIRCLE K #7202 | 10520 SR 39 |  | LITHIA | FL | 33547 |  | 8137373332 |  | STEVEN (EDDIE) CLARK | CIRCLE K STORES, INC. | 3802 CORPOREX PARK DR, SUITE 200 |  | TAMPA | FL | 33619 |  | 9195661549 |  | INVESTOR | 100 | 1750 | 1 | 2021-06-23 | 2020-11-10 | NC01 | 50
6 | HILLSBOROUGH | SWHI |  | 6292859 | NONCOMMUNITY | CHLORINATION; AERATION FOR REMOVAL OF ANY SECONDARY CONTAMINANT, SULFIDE, OR ANY UNREGULATED CONTAMINANT; CORROSION CONTROL INHIBITOR ADDITION; HYPOCHLORINATION; IRON OR MANGANESE SEQUESTRATION; OR ULTRAVIOLET RADIATION. THE LEAD/CHIEF OPERATOR MUST BE CLASS D OR HIGHER. 50,000 GPD UP TO 0.25 MGD-STAFFING BY CLASS D OR HIGHER OPERATOR: 3 VISITS/WEEK ON NONCONSECUTIVE DAYS FOR A TOTAL OF 0.3 HOUR/WEEK. LESS THAN 50,000 GPD-STAFFING BY A CLASS D OR HIGHER OPERATOR: 2 VISITS/WEEK ON NONCONSECUTIVE DAYS FOR A TOTAL OF 0.2 HOUR/WEEK. THERE SHALL BE NO MORE THAN 5 DAYS BETWEEN THE LAST VISIT IN ONE WEEK AND THE FIRST VISIT IN THE NEXT WEEK. | N | Y | EL QUIJOTE BAR & GRILL | 6110 CAUSEWAY BLVD |  | TAMPA | FL | 33619 |  | 8136447836 |  | LAZ PRODUCTIONS, LLC | LAZ PRODUCTIONS, LLC | 6110 CAUSEWAY BLVD |  | TAMPA | FL | 33619 |  | 8136447836 |  | INVESTOR | 100 | 4000 | 1 | 2019-09-16 | 2019-02-14 | NC01 | 50
6 | HILLSBOROUGH | SWHI |  | 6292861 | NONCOMMUNITY | CHLORINATION; AERATION FOR REMOVAL OF ANY SECONDARY CONTAMINANT, SULFIDE, OR ANY UNREGULATED CONTAMINANT; CORROSION CONTROL INHIBITOR ADDITION; HYPOCHLORINATION; IRON OR MANGANESE SEQUESTRATION; OR ULTRAVIOLET RADIATION. THE LEAD/CHIEF OPERATOR MUST BE CLASS D OR HIGHER. 50,000 GPD UP TO 0.25 MGD-STAFFING BY CLASS D OR HIGHER OPERATOR: 3 VISITS/WEEK ON NONCONSECUTIVE DAYS FOR A TOTAL OF 0.3 HOUR/WEEK. LESS THAN 50,000 GPD-STAFFING BY A CLASS D OR HIGHER OPERATOR: 2 VISITS/WEEK ON NONCONSECUTIVE DAYS FOR A TOTAL OF 0.2 HOUR/WEEK. THERE SHALL BE NO MORE THAN 5 DAYS BETWEEN THE LAST VISIT IN ONE WEEK AND THE FIRST VISIT IN THE NEXT WEEK. | N | Y | MARY'S MIRACLE RESTAURANT | 10203 US 92 |  | TAMPA | FL | 33610 |  | 8136219300 |  | DEB CRENSHAW CAPRON | MARY'S MIRACLE RESTAURANT | 10203 E. HWY 92 |  | TAMPA | FL | 33610 |  | 8134438975 |  | INVESTOR | 75 | 5000 | 10 | 2019-12-18 | 2019-10-30 | NC01 | 50
6 | HILLSBOROUGH | SWHI | grandprixtampagm@gmail.com | 6292973 | NONCOMMUNITY | CHLORINATION; AERATION FOR REMOVAL OF ANY SECONDARY CONTAMINANT, SULFIDE, OR ANY UNREGULATED CONTAMINANT; CORROSION CONTROL INHIBITOR ADDITION; HYPOCHLORINATION; IRON OR MANGANESE SEQUESTRATION; OR ULTRAVIOLET RADIATION. THE LEAD/CHIEF OPERATOR MUST BE CLASS D OR HIGHER. 50,000 GPD UP TO 0.25 MGD-STAFFING BY CLASS D OR HIGHER OPERATOR: 3 VISITS/WEEK ON NONCONSECUTIVE DAYS FOR A TOTAL OF 0.3 HOUR/WEEK. LESS THAN 50,000 GPD-STAFFING BY A CLASS D OR HIGHER OPERATOR: 2 VISITS/WEEK ON NONCONSECUTIVE DAYS FOR A TOTAL OF 0.2 HOUR/WEEK. THERE SHALL BE NO MORE THAN 5 DAYS BETWEEN THE LAST VISIT IN ONE WEEK AND THE FIRST VISIT IN THE NEXT WEEK. | N | Y | GRAND PRIX TAMPA | 14320 N NEBRASKA AVE. |  | TAMPA | FL | 33613 |  | 8139776272 |  | SHANE LYNCH | GRAND PRIX TAMPA LLC | 14320 N. NEBRASKA AVE |  | TAMPA | FL | 33613 |  | 8139776272 |  | INVESTOR | 135 | 5000 | 3 | 2021-09-23 | 2020-11-30 | NC01 | 50
6 | HILLSBOROUGH | SWHI |  | 6292983 | OTHER PUBLIC WATER SYSTEM | CHLORINATION; AERATION FOR REMOVAL OF ANY SECONDARY CONTAMINANT, SULFIDE, OR ANY UNREGULATED CONTAMINANT; CORROSION CONTROL INHIBITOR ADDITION; HYPOCHLORINATION; IRON OR MANGANESE SEQUESTRATION; OR ULTRAVIOLET RADIATION. THE LEAD/CHIEF OPERATOR MUST BE CLASS D OR HIGHER. 50,000 GPD UP TO 0.25 MGD-STAFFING BY CLASS D OR HIGHER OPERATOR: 3 VISITS/WEEK ON NONCONSECUTIVE DAYS FOR A TOTAL OF 0.3 HOUR/WEEK. LESS THAN 50,000 GPD-STAFFING BY A CLASS D OR HIGHER OPERATOR: 2 VISITS/WEEK ON NONCONSECUTIVE DAYS FOR A TOTAL OF 0.2 HOUR/WEEK. THERE SHALL BE NO MORE THAN 5 DAYS BETWEEN THE LAST VISIT IN ONE WEEK AND THE FIRST VISIT IN THE NEXT WEEK. | N | Y | DEL RIO MOTEL & TP | 11302 RT 301 N |  | THONOTOSASSA | FL | 33592 |  |  |  | JIM BOWDEN | JIM BOWDEN | P.O.BOX 2865 |  | RIVERVIEW | FL | 33569 |  | 8132926767 |  | INVESTOR | 50 | 2500 | 14 | 2001-03-22 | 2002-07-15 | NAF | 0
6 | HILLSBOROUGH | SWHI |  | 6292985 | OTHER PUBLIC WATER SYSTEM | CHLORINATION; AERATION FOR REMOVAL OF ANY SECONDARY CONTAMINANT, SULFIDE, OR ANY UNREGULATED CONTAMINANT; CORROSION CONTROL INHIBITOR ADDITION; HYPOCHLORINATION; IRON OR MANGANESE SEQUESTRATION; OR ULTRAVIOLET RADIATION. THE LEAD/CHIEF OPERATOR MUST BE CLASS D OR HIGHER. 50,000 GPD UP TO 0.25 MGD-STAFFING BY CLASS D OR HIGHER OPERATOR: 3 VISITS/WEEK ON NONCONSECUTIVE DAYS FOR A TOTAL OF 0.3 HOUR/WEEK. LESS THAN 50,000 GPD-STAFFING BY A CLASS D OR HIGHER OPERATOR: 2 VISITS/WEEK ON NONCONSECUTIVE DAYS FOR A TOTAL OF 0.2 HOUR/WEEK. THERE SHALL BE NO MORE THAN 5 DAYS BETWEEN THE LAST VISIT IN ONE WEEK AND THE FIRST VISIT IN THE NEXT WEEK. | N | Y | WHISKEY RIVER SALOON | 11301 U.S. HWY 301 N. |  | THONOTOSASSA | FL | 33592 |  | 8139867800 |  | JOHN SANCHEZ | DIRTY BULL INC. | 5718 ADAMO DR. EAST . |  | TAMPA | FL | 33619 |  | 8136309401 |  | INVESTOR | 24 | 3000 | 1 | 2098-01-29 | 2003-03-18 | NAF | 0
6 | HILLSBOROUGH | SWHI |  | 6292987 | NONCOMMUNITY | CHLORINATION; AERATION FOR REMOVAL OF ANY SECONDARY CONTAMINANT, SULFIDE, OR ANY UNREGULATED CONTAMINANT; CORROSION CONTROL INHIBITOR ADDITION; HYPOCHLORINATION; IRON OR MANGANESE SEQUESTRATION; OR ULTRAVIOLET RADIATION. THE LEAD/CHIEF OPERATOR MUST BE CLASS D OR HIGHER. 50,000 GPD UP TO 0.25 MGD-STAFFING BY CLASS D OR HIGHER OPERATOR: 3 VISITS/WEEK ON NONCONSECUTIVE DAYS FOR A TOTAL OF 0.3 HOUR/WEEK. LESS THAN 50,000 GPD-STAFFING BY A CLASS D OR HIGHER OPERATOR: 2 VISITS/WEEK ON NONCONSECUTIVE DAYS FOR A TOTAL OF 0.2 HOUR/WEEK. THERE SHALL BE NO MORE THAN 5 DAYS BETWEEN THE LAST VISIT IN ONE WEEK AND THE FIRST VISIT IN THE NEXT WEEK. | N | Y | 7-ELEVEN STORE #32702 | 12902 NEWSOME RD |  | DOVER | FL | 33527 |  | 8136593990 |  | MICHAEL O'SULLIVAN | CORPORATION SEVEN ELEVEN | P.O. BOX 219088 |  | DALLAS | TX | 75221 |  | 4074968168 |  | INVESTOR | 100 | 3200 | 1 | 2021-12-22 | 2021-10-29 | NC01 | 50
6 | HILLSBOROUGH | SWHI |  | 6292991 | OTHER PUBLIC WATER SYSTEM | CHLORINATION; AERATION FOR REMOVAL OF ANY SECONDARY CONTAMINANT, SULFIDE, OR ANY UNREGULATED CONTAMINANT; CORROSION CONTROL INHIBITOR ADDITION; HYPOCHLORINATION; IRON OR MANGANESE SEQUESTRATION; OR ULTRAVIOLET RADIATION. THE LEAD/CHIEF OPERATOR MUST BE CLASS D OR HIGHER. 50,000 GPD UP TO 0.25 MGD-STAFFING BY CLASS D OR HIGHER OPERATOR: 3 VISITS/WEEK ON NONCONSECUTIVE DAYS FOR A TOTAL OF 0.3 HOUR/WEEK. LESS THAN 50,000 GPD-STAFFING BY A CLASS D OR HIGHER OPERATOR: 2 VISITS/WEEK ON NONCONSECUTIVE DAYS FOR A TOTAL OF 0.2 HOUR/WEEK. THERE SHALL BE NO MORE THAN 5 DAYS BETWEEN THE LAST VISIT IN ONE WEEK AND THE FIRST VISIT IN THE NEXT WEEK. | N | Y | TEAM WORK LABOR | 12918 N. NEBRASKA AVENUE |  | TAMPA | FL | 33612 |  | 8139788326 |  | NORMA | PENELOPE L. SELLERS | 1515 IDLEHOUR DRIVE |  | TUCKER | GA | 30084 |  | 4044511420 |  | INVESTOR | 5 | 1000 | 1 | 2097-07-30 | 2093-10-28 | NAF | 0
6 | HILLSBOROUGH | SWHI |  | 6292993 | OTHER PUBLIC WATER SYSTEM | CHLORINATION; AERATION FOR REMOVAL OF ANY SECONDARY CONTAMINANT, SULFIDE, OR ANY UNREGULATED CONTAMINANT; CORROSION CONTROL INHIBITOR ADDITION; HYPOCHLORINATION; IRON OR MANGANESE SEQUESTRATION; OR ULTRAVIOLET RADIATION. THE LEAD/CHIEF OPERATOR MUST BE CLASS D OR HIGHER. 50,000 GPD UP TO 0.25 MGD-STAFFING BY CLASS D OR HIGHER OPERATOR: 3 VISITS/WEEK ON NONCONSECUTIVE DAYS FOR A TOTAL OF 0.3 HOUR/WEEK. LESS THAN 50,000 GPD-STAFFING BY A CLASS D OR HIGHER OPERATOR: 2 VISITS/WEEK ON NONCONSECUTIVE DAYS FOR A TOTAL OF 0.2 HOUR/WEEK. THERE SHALL BE NO MORE THAN 5 DAYS BETWEEN THE LAST VISIT IN ONE WEEK AND THE FIRST VISIT IN THE NEXT WEEK. | N | Y | VILLAGE PANTRY, THE | P.O.DRAWER D |  | VALRICO | FL | 33594 |  |  |  | J.D.RYALES | J D RYALES | 107 VALRICO RD |  | VALRICO | FL | 33594 |  |  |  | INVESTOR | 20 | 800 | 1 |  |  | NAF | 0
6 | HILLSBOROUGH | SWHI |  | 6292996 | NONCOMMUNITY | CHLORINATION; AERATION FOR REMOVAL OF ANY SECONDARY CONTAMINANT, SULFIDE, OR ANY UNREGULATED CONTAMINANT; CORROSION CONTROL INHIBITOR ADDITION; HYPOCHLORINATION; IRON OR MANGANESE SEQUESTRATION; OR ULTRAVIOLET RADIATION. THE LEAD/CHIEF OPERATOR MUST BE CLASS D OR HIGHER. 50,000 GPD UP TO 0.25 MGD-STAFFING BY CLASS D OR HIGHER OPERATOR: 3 VISITS/WEEK ON NONCONSECUTIVE DAYS FOR A TOTAL OF 0.3 HOUR/WEEK. LESS THAN 50,000 GPD-STAFFING BY A CLASS D OR HIGHER OPERATOR: 2 VISITS/WEEK ON NONCONSECUTIVE DAYS FOR A TOTAL OF 0.2 HOUR/WEEK. THERE SHALL BE NO MORE THAN 5 DAYS BETWEEN THE LAST VISIT IN ONE WEEK AND THE FIRST VISIT IN THE NEXT WEEK. | N | Y | RIGHTWAY FOODS | 1930 S US HIGHWAY 41 |  | RUSKIN | FL | 33570 |  | 8136453424 |  | ROY JOHN | RIGHT WAY FOODS- KNP LIMITED CORP | 1930 S US HIGHWAY 41 |  | RUSKIN | FL | 33570 |  | 8136453424 |  | INVESTOR | 100 | 8000 | 1 | 2021-03-25 | 2020-06-24 | NC01 | 50
6 | HILLSBOROUGH | SWHI | delifoodstore5110@gmail.com | 6292998 | NONCOMMUNITY | CHLORINATION; AERATION FOR REMOVAL OF ANY SECONDARY CONTAMINANT, SULFIDE, OR ANY UNREGULATED CONTAMINANT; CORROSION CONTROL INHIBITOR ADDITION; HYPOCHLORINATION; IRON OR MANGANESE SEQUESTRATION; OR ULTRAVIOLET RADIATION. THE LEAD/CHIEF OPERATOR MUST BE CLASS D OR HIGHER. 50,000 GPD UP TO 0.25 MGD-STAFFING BY CLASS D OR HIGHER OPERATOR: 3 VISITS/WEEK ON NONCONSECUTIVE DAYS FOR A TOTAL OF 0.3 HOUR/WEEK. LESS THAN 50,000 GPD-STAFFING BY A CLASS D OR HIGHER OPERATOR: 2 VISITS/WEEK ON NONCONSECUTIVE DAYS FOR A TOTAL OF 0.2 HOUR/WEEK. THERE SHALL BE NO MORE THAN 5 DAYS BETWEEN THE LAST VISIT IN ONE WEEK AND THE FIRST VISIT IN THE NEXT WEEK. | N | Y | DELI FOOD STORE | 5110 U.S. 92 |  | PLANT CITY | FL | 33563 |  | 8137547648 |  | SHAHIN | DELI FOOD STORE | 5110 U.S. HIGHWAY 92 WEST |  | PLANT CITY | FL | 33563 |  | 8636696738 |  | INVESTOR | 350 | 1999 | 2 | 2019-05-02 | 2021-03-08 | NC01 | 50
6 | HILLSBOROUGH | SWHI |  | 6293001 | OTHER PUBLIC WATER SYSTEM | CHLORINATION; AERATION FOR REMOVAL OF ANY SECONDARY CONTAMINANT, SULFIDE, OR ANY UNREGULATED CONTAMINANT; CORROSION CONTROL INHIBITOR ADDITION; HYPOCHLORINATION; IRON OR MANGANESE SEQUESTRATION; OR ULTRAVIOLET RADIATION. THE LEAD/CHIEF OPERATOR MUST BE CLASS D OR HIGHER. 50,000 GPD UP TO 0.25 MGD-STAFFING BY CLASS D OR HIGHER OPERATOR: 3 VISITS/WEEK ON NONCONSECUTIVE DAYS FOR A TOTAL OF 0.3 HOUR/WEEK. LESS THAN 50,000 GPD-STAFFING BY A CLASS D OR HIGHER OPERATOR: 2 VISITS/WEEK ON NONCONSECUTIVE DAYS FOR A TOTAL OF 0.2 HOUR/WEEK. THERE SHALL BE NO MORE THAN 5 DAYS BETWEEN THE LAST VISIT IN ONE WEEK AND THE FIRST VISIT IN THE NEXT WEEK. | N | Y | AUTO PARTS STORE | 17102 US 41 |  | LUTZ | FL | 33549 |  |  |  | PASCO TESTING | FRIENDLY FOOD STORE | 17102 US 41 |  | LUTZ | FL | 33549 |  | 8139481105 |  | INVESTOR | 20 | 800 | 2 | 2092-03-17 | 2093-02-23 | NAF | 0
6 | HILLSBOROUGH | SWHI |  | 6293005 | OTHER PUBLIC WATER SYSTEM | CHLORINATION; AERATION FOR REMOVAL OF ANY SECONDARY CONTAMINANT, SULFIDE, OR ANY UNREGULATED CONTAMINANT; CORROSION CONTROL INHIBITOR ADDITION; HYPOCHLORINATION; IRON OR MANGANESE SEQUESTRATION; OR ULTRAVIOLET RADIATION. THE LEAD/CHIEF OPERATOR MUST BE CLASS D OR HIGHER. 50,000 GPD UP TO 0.25 MGD-STAFFING BY CLASS D OR HIGHER OPERATOR: 3 VISITS/WEEK ON NONCONSECUTIVE DAYS FOR A TOTAL OF 0.3 HOUR/WEEK. LESS THAN 50,000 GPD-STAFFING BY A CLASS D OR HIGHER OPERATOR: 2 VISITS/WEEK ON NONCONSECUTIVE DAYS FOR A TOTAL OF 0.2 HOUR/WEEK. THERE SHALL BE NO MORE THAN 5 DAYS BETWEEN THE LAST VISIT IN ONE WEEK AND THE FIRST VISIT IN THE NEXT WEEK. | N | Y | GET-A-WAY CAMPERS | 6215 N. DALE MABRY HWY |  | TAMPA | FL | 33614 |  |  |  |  | GET-A-WAY CAMPERS | 6215 N. DALE MABRY HWY |  | TAMPA | FL | 33614 |  |  |  | INVESTOR | 20 | 800 | 2 | 2093-03-29 | 2085-02-06 | NAF | 0
6 | HILLSBOROUGH | SWHI |  | 6293008 | NONCOMMUNITY | CHLORINATION; AERATION FOR REMOVAL OF ANY SECONDARY CONTAMINANT, SULFIDE, OR ANY UNREGULATED CONTAMINANT; CORROSION CONTROL INHIBITOR ADDITION; HYPOCHLORINATION; IRON OR MANGANESE SEQUESTRATION; OR ULTRAVIOLET RADIATION. THE LEAD/CHIEF OPERATOR MUST BE CLASS D OR HIGHER. 50,000 GPD UP TO 0.25 MGD-STAFFING BY CLASS D OR HIGHER OPERATOR: 3 VISITS/WEEK ON NONCONSECUTIVE DAYS FOR A TOTAL OF 0.3 HOUR/WEEK. LESS THAN 50,000 GPD-STAFFING BY A CLASS D OR HIGHER OPERATOR: 2 VISITS/WEEK ON NONCONSECUTIVE DAYS FOR A TOTAL OF 0.2 HOUR/WEEK. THERE SHALL BE NO MORE THAN 5 DAYS BETWEEN THE LAST VISIT IN ONE WEEK AND THE FIRST VISIT IN THE NEXT WEEK. | N | Y | LA FIESTA & TACO BUENO INC | 14670 MARTIN LUTHER KING BLVD |  | DOVER | FL | 33527 |  | 8137163230 |  | FERAS ABDEL | FERAS ABDEL | 14670 MARTIN LUTHER KING BLVD |  | DOVER | FL | 33527 |  | 8137163230 |  | INVESTOR | 75 | 2500 | 1 | 2021-04-09 | 2019-02-07 | NC01 | 50
6 | HILLSBOROUGH | SWHI | ANGELOS.CHEVRON11@GMAIL.COM | 6293043 | NONCOMMUNITY | CHLORINATION; AERATION FOR REMOVAL OF ANY SECONDARY CONTAMINANT, SULFIDE, OR ANY UNREGULATED CONTAMINANT; CORROSION CONTROL INHIBITOR ADDITION; HYPOCHLORINATION; IRON OR MANGANESE SEQUESTRATION; OR ULTRAVIOLET RADIATION. THE LEAD/CHIEF OPERATOR MUST BE CLASS D OR HIGHER. 50,000 GPD UP TO 0.25 MGD-STAFFING BY CLASS D OR HIGHER OPERATOR: 3 VISITS/WEEK ON NONCONSECUTIVE DAYS FOR A TOTAL OF 0.3 HOUR/WEEK. LESS THAN 50,000 GPD-STAFFING BY A CLASS D OR HIGHER OPERATOR: 2 VISITS/WEEK ON NONCONSECUTIVE DAYS FOR A TOTAL OF 0.2 HOUR/WEEK. THERE SHALL BE NO MORE THAN 5 DAYS BETWEEN THE LAST VISIT IN ONE WEEK AND THE FIRST VISIT IN THE NEXT WEEK. | N | Y | ANGELO'S CHEVRON | 101 W. HIGHWAY 60 |  | PLANT CITY | FL | 33567 |  | 8137371907 |  | CYRIAC MATTHEW | VETTUS FIVE, INC | 101 W. HIGHWAY 60 |  | PLANT CITY | FL | 33567 |  | 8137371907 |  | INVESTOR | 100 | 5000 | 3 | 2021-05-14 | 2021-05-14 | NC01 | 50
6 | HILLSBOROUGH | SWHI | PATELKAUSHIK1961@HOTMAIL.COM | 6293044 | NONCOMMUNITY | CHLORINATION; AERATION FOR REMOVAL OF ANY SECONDARY CONTAMINANT, SULFIDE, OR ANY UNREGULATED CONTAMINANT; CORROSION CONTROL INHIBITOR ADDITION; HYPOCHLORINATION; IRON OR MANGANESE SEQUESTRATION; OR ULTRAVIOLET RADIATION. THE LEAD/CHIEF OPERATOR MUST BE CLASS D OR HIGHER. 50,000 GPD UP TO 0.25 MGD-STAFFING BY CLASS D OR HIGHER OPERATOR: 3 VISITS/WEEK ON NONCONSECUTIVE DAYS FOR A TOTAL OF 0.3 HOUR/WEEK. LESS THAN 50,000 GPD-STAFFING BY A CLASS D OR HIGHER OPERATOR: 2 VISITS/WEEK ON NONCONSECUTIVE DAYS FOR A TOTAL OF 0.2 HOUR/WEEK. THERE SHALL BE NO MORE THAN 5 DAYS BETWEEN THE LAST VISIT IN ONE WEEK AND THE FIRST VISIT IN THE NEXT WEEK. | N | Y | URVI FOOD STORE | 3590 JAMES REDMAN PARKWAY |  | PLANT CITY | FL | 33566 |  | 8137542399 |  | KEN PATEL | GANESH LLC | 3590 JAMES REDMAN PARKWAY |  | PLANT CITY | FL | 33566 |  | 8137542399 |  | INVESTOR | 100 | 2500 | 1 | 2021-05-14 | 2019-04-11 | NC01 | 50
6 | HILLSBOROUGH | SWHI | NIRSHAID@AOL.COM | 6293046 | NONCOMMUNITY | CHLORINATION; AERATION FOR REMOVAL OF ANY SECONDARY CONTAMINANT, SULFIDE, OR ANY UNREGULATED CONTAMINANT; CORROSION CONTROL INHIBITOR ADDITION; HYPOCHLORINATION; IRON OR MANGANESE SEQUESTRATION; OR ULTRAVIOLET RADIATION. THE LEAD/CHIEF OPERATOR MUST BE CLASS D OR HIGHER. 50,000 GPD UP TO 0.25 MGD-STAFFING BY CLASS D OR HIGHER OPERATOR: 3 VISITS/WEEK ON NONCONSECUTIVE DAYS FOR A TOTAL OF 0.3 HOUR/WEEK. LESS THAN 50,000 GPD-STAFFING BY A CLASS D OR HIGHER OPERATOR: 2 VISITS/WEEK ON NONCONSECUTIVE DAYS FOR A TOTAL OF 0.2 HOUR/WEEK. THERE SHALL BE NO MORE THAN 5 DAYS BETWEEN THE LAST VISIT IN ONE WEEK AND THE FIRST VISIT IN THE NEXT WEEK. | N | Y | TURKEY CREEK QUICK MART | 6049 S.R. HWY 60 |  | PLANT CITY | FL | 33567 |  | 8133556532 |  | MIKE IRSHAID | TURKEY CREEK QUICK MART | 6049 S.R. HWY 60 |  | PLANT CITY | FL | 33567 |  | 8133556532 |  | INVESTOR | 100 | 5000 | 1 | 2020-04-23 | 2021-04-15 | NC01 | 50
6 | HILLSBOROUGH | SWHI |  | 6293047 | NONCOMMUNITY | CHLORINATION; AERATION FOR REMOVAL OF ANY SECONDARY CONTAMINANT, SULFIDE, OR ANY UNREGULATED CONTAMINANT; CORROSION CONTROL INHIBITOR ADDITION; HYPOCHLORINATION; IRON OR MANGANESE SEQUESTRATION; OR ULTRAVIOLET RADIATION. THE LEAD/CHIEF OPERATOR MUST BE CLASS D OR HIGHER. 50,000 GPD UP TO 0.25 MGD-STAFFING BY CLASS D OR HIGHER OPERATOR: 3 VISITS/WEEK ON NONCONSECUTIVE DAYS FOR A TOTAL OF 0.3 HOUR/WEEK. LESS THAN 50,000 GPD-STAFFING BY A CLASS D OR HIGHER OPERATOR: 2 VISITS/WEEK ON NONCONSECUTIVE DAYS FOR A TOTAL OF 0.2 HOUR/WEEK. THERE SHALL BE NO MORE THAN 5 DAYS BETWEEN THE LAST VISIT IN ONE WEEK AND THE FIRST VISIT IN THE NEXT WEEK. | N | Y | CIRCLE K #7358 | 1121 SPARKMAN ROAD |  | PLANT CITY | FL | 33566 |  | 8139105314 |  | STEVEN (EDDIE) CLARK | CIRCLE K STORES, INC. | 3802 CORPOREX PARK DR, SUITE 200 |  | TAMPA | FL | 33619 |  | 8139105357 |  | INVESTOR | 100 | 5000 | 1 | 2021-03-26 | 2021-03-24 | NC01 | 50
6 | HILLSBOROUGH | SWHI |  | 6293048 | NONCOMMUNITY | CHLORINATION; AERATION FOR REMOVAL OF ANY SECONDARY CONTAMINANT, SULFIDE, OR ANY UNREGULATED CONTAMINANT; CORROSION CONTROL INHIBITOR ADDITION; HYPOCHLORINATION; IRON OR MANGANESE SEQUESTRATION; OR ULTRAVIOLET RADIATION. THE LEAD/CHIEF OPERATOR MUST BE CLASS D OR HIGHER. 50,000 GPD UP TO 0.25 MGD-STAFFING BY CLASS D OR HIGHER OPERATOR: 3 VISITS/WEEK ON NONCONSECUTIVE DAYS FOR A TOTAL OF 0.3 HOUR/WEEK. LESS THAN 50,000 GPD-STAFFING BY A CLASS D OR HIGHER OPERATOR: 2 VISITS/WEEK ON NONCONSECUTIVE DAYS FOR A TOTAL OF 0.2 HOUR/WEEK. THERE SHALL BE NO MORE THAN 5 DAYS BETWEEN THE LAST VISIT IN ONE WEEK AND THE FIRST VISIT IN THE NEXT WEEK. | N | Y | PN FOODS | 14739 SYDNEY ROAD |  | DOVER | FL | 33527 |  | 8136590498 |  | ALPESH PATEL | PN FOODS | 14739 SYDNEY RD |  | DOVER | FL | 33527 |  | 8136590498 |  | INVESTOR | 100 | 1500 | 1 | 2021-04-09 | 2019-07-09 | NC01 | 50
6 | HILLSBOROUGH | SWHI |  | 6293051 | NONCOMMUNITY | CHLORINATION; AERATION FOR REMOVAL OF ANY SECONDARY CONTAMINANT, SULFIDE, OR ANY UNREGULATED CONTAMINANT; CORROSION CONTROL INHIBITOR ADDITION; HYPOCHLORINATION; IRON OR MANGANESE SEQUESTRATION; OR ULTRAVIOLET RADIATION. THE LEAD/CHIEF OPERATOR MUST BE CLASS D OR HIGHER. 50,000 GPD UP TO 0.25 MGD-STAFFING BY CLASS D OR HIGHER OPERATOR: 3 VISITS/WEEK ON NONCONSECUTIVE DAYS FOR A TOTAL OF 0.3 HOUR/WEEK. LESS THAN 50,000 GPD-STAFFING BY A CLASS D OR HIGHER OPERATOR: 2 VISITS/WEEK ON NONCONSECUTIVE DAYS FOR A TOTAL OF 0.2 HOUR/WEEK. THERE SHALL BE NO MORE THAN 5 DAYS BETWEEN THE LAST VISIT IN ONE WEEK AND THE FIRST VISIT IN THE NEXT WEEK. | N | Y | RICK'S CUSTOM MEATS | 10252 HWY 39 S. |  | LITHIA | FL | 33547 |  | 8137376776 |  | RICK SHIRLEY | RICK'S CUSTOM MEATS | 10252 HWY 39 S |  | LITHIA | FL | 33547 |  | 8137376776 |  | INVESTOR | 100 | 5000 | 5 | 2021-03-16 | 2020-05-12 | NC01 | 50
6 | HILLSBOROUGH | SWHI |  | 6293055 | NONCOMMUNITY | CHLORINATION; AERATION FOR REMOVAL OF ANY SECONDARY CONTAMINANT, SULFIDE, OR ANY UNREGULATED CONTAMINANT; CORROSION CONTROL INHIBITOR ADDITION; HYPOCHLORINATION; IRON OR MANGANESE SEQUESTRATION; OR ULTRAVIOLET RADIATION. THE LEAD/CHIEF OPERATOR MUST BE CLASS D OR HIGHER. 50,000 GPD UP TO 0.25 MGD-STAFFING BY CLASS D OR HIGHER OPERATOR: 3 VISITS/WEEK ON NONCONSECUTIVE DAYS FOR A TOTAL OF 0.3 HOUR/WEEK. LESS THAN 50,000 GPD-STAFFING BY A CLASS D OR HIGHER OPERATOR: 2 VISITS/WEEK ON NONCONSECUTIVE DAYS FOR A TOTAL OF 0.2 HOUR/WEEK. THERE SHALL BE NO MORE THAN 5 DAYS BETWEEN THE LAST VISIT IN ONE WEEK AND THE FIRST VISIT IN THE NEXT WEEK. | N | Y | SEVEN STAR GROCERY | 11211 LITHIA PINECREST RD. |  | LITHIA | FL | 33547 |  | 8137371085 |  | MOHAMMED ALAM | SHAFIQ CHAUDHRY | PO BOX 879 |  | LITHIA | FL | 33547 |  | 8137670561 |  | INVESTOR | 100 | 2400 | 3 | 2021-03-19 | 2020-01-09 | NC01 | 50
6 | HILLSBOROUGH | SWHI |  | 6293068 | NONCOMMUNITY | CHLORINATION; AERATION FOR REMOVAL OF ANY SECONDARY CONTAMINANT, SULFIDE, OR ANY UNREGULATED CONTAMINANT; CORROSION CONTROL INHIBITOR ADDITION; HYPOCHLORINATION; IRON OR MANGANESE SEQUESTRATION; OR ULTRAVIOLET RADIATION. THE LEAD/CHIEF OPERATOR MUST BE CLASS D OR HIGHER. 50,000 GPD UP TO 0.25 MGD-STAFFING BY CLASS D OR HIGHER OPERATOR: 3 VISITS/WEEK ON NONCONSECUTIVE DAYS FOR A TOTAL OF 0.3 HOUR/WEEK. LESS THAN 50,000 GPD-STAFFING BY A CLASS D OR HIGHER OPERATOR: 2 VISITS/WEEK ON NONCONSECUTIVE DAYS FOR A TOTAL OF 0.2 HOUR/WEEK. THERE SHALL BE NO MORE THAN 5 DAYS BETWEEN THE LAST VISIT IN ONE WEEK AND THE FIRST VISIT IN THE NEXT WEEK. | N | Y | 301 HOUSE INCORPORATED | 8601 BOWLES RD |  | TAMPA | FL | 33637 |  | 8136013113 |  | SUE ZIMMERMAN | 301 HOUSE INCORPORATED | 8601 BOWLES RD |  | TAMPA | FL | 33637 |  | 8136013113 |  | OTHER | 30 | 5000 | 2 | 2021-11-04 | 2021-09-30 | NC01 | 50
6 | HILLSBOROUGH | SWHI |  | 6293069 | OTHER PUBLIC WATER SYSTEM | CHLORINATION; AERATION FOR REMOVAL OF ANY SECONDARY CONTAMINANT, SULFIDE, OR ANY UNREGULATED CONTAMINANT; CORROSION CONTROL INHIBITOR ADDITION; HYPOCHLORINATION; IRON OR MANGANESE SEQUESTRATION; OR ULTRAVIOLET RADIATION. THE LEAD/CHIEF OPERATOR MUST BE CLASS D OR HIGHER. 50,000 GPD UP TO 0.25 MGD-STAFFING BY CLASS D OR HIGHER OPERATOR: 3 VISITS/WEEK ON NONCONSECUTIVE DAYS FOR A TOTAL OF 0.3 HOUR/WEEK. LESS THAN 50,000 GPD-STAFFING BY A CLASS D OR HIGHER OPERATOR: 2 VISITS/WEEK ON NONCONSECUTIVE DAYS FOR A TOTAL OF 0.2 HOUR/WEEK. THERE SHALL BE NO MORE THAN 5 DAYS BETWEEN THE LAST VISIT IN ONE WEEK AND THE FIRST VISIT IN THE NEXT WEEK. | N | Y | MOSAIC FERTILIZER LLC - HOPEWELL PLANT | 6811 HIGHWAY 39 SOUTH |  | PLANT CITY | FL | 33567 |  | 8636884375 |  | WILLIAM (BILLY) LAND | MOSAIC FERTILIZER, LLC | 13830 CIRCA CROSSING DR. |  | LITHIA | FL | 33547 |  | 8135006300 |  | INVESTOR | 15 | 5000 | 4 | 2011-04-12 | 2010-06-09 | NAF | 0
6 | HILLSBOROUGH | SWHI |  | 6293070 | NONTRANSIENT NONCOMMUNITY | CHLORINATION; AERATION FOR REMOVAL OF ANY SECONDARY CONTAMINANT, SULFIDE, OR ANY UNREGULATED CONTAMINANT; CORROSION CONTROL INHIBITOR ADDITION; HYPOCHLORINATION; IRON OR MANGANESE SEQUESTRATION; OR ULTRAVIOLET RADIATION. THE LEAD/CHIEF OPERATOR MUST BE CLASS D OR HIGHER. 50,000 GPD UP TO 0.25 MGD-STAFFING BY CLASS D OR HIGHER OPERATOR: 3 VISITS/WEEK ON NONCONSECUTIVE DAYS FOR A TOTAL OF 0.3 HOUR/WEEK. LESS THAN 50,000 GPD-STAFFING BY A CLASS D OR HIGHER OPERATOR: 2 VISITS/WEEK ON NONCONSECUTIVE DAYS FOR A TOTAL OF 0.2 HOUR/WEEK. THERE SHALL BE NO MORE THAN 5 DAYS BETWEEN THE LAST VISIT IN ONE WEEK AND THE FIRST VISIT IN THE NEXT WEEK. | N | Y | MOSAIC FERTILIZER LLC-4 CORNERS MINE | 11200 CR 37 |  | BRADLEY | FL | 33835 |  | 8135006300 |  | AMY YOUNG | MOSAIC FERTILIZER, LLC | 13830 CIRCA CROSSING DR. |  | LITHIA | FL | 33547 |  | 8634283939 |  | INVESTOR | 250 | 60000 | 6 | 2021-07-01 | 2021-05-18 | NTNC | 100
6 | HILLSBOROUGH | SWHI |  | 6293300 | NONTRANSIENT NONCOMMUNITY | ACTIVATED CARBON PROCESSES; DIATOMACEOUS EARTH FILTRATION; ION EXCHANGE FOR REMOVAL OF ANY PRIMARY CONTAMINANT; ION AND MANGANESE REMOVAL (OXIDATION, DETENTION, AND FILTRATION); OR SLOW SAND FILTRATION. LEAD/CHIEF OPERATOR MUST BE CLASS C OR HIGHER. 1.0 MGD UP TO 2.0 MGD-STAFFING BY CLASS C OR HIGHER OPERATOR: 6 HOURS/DAY FOR 5 DAYS/WEEK AND ONE VISIT ON EACH WEEKEND DAY. 0.5 MGD UP TO 1.0 MGD-STAFFING BY CLASS C OR HIGHER OPERATOR: 3 HOURS/DAY FOR 5 DAYS/WEEK AND ONE VISIT ON EACH WEEKEND DAY. 0.25 MGD UP TO 0.5 MGD-STAFFING BY CLASS C OR HIGHER OPERATOR: 1 HOUR/DAY FOR 5 DAYS/WEEK AND ONE VISIT ON EACH WEEKEND DAY. LESS THAN 0.25 MGD-STAFFING BY CLASS C OR HIGHER OPERATOR: 5 VISITS/WEEK AND ONE VISIT EACH WEEKEND FOR A TOTAL OF 1.8 HOURS/WEEK. | N | Y | SPEEDLING INC #1 NURSERY | 3440 COCKROACH BAY ROAD |  | RUSKIN | FL | 33570 |  | 8136452122 |  | BRANDON PALMER | SPEEDLING INC #1 | PO BOX 2543 |  | SUN CITY | FL | 33586 |  | 8137277114 |  | INVESTOR | 60 | 5000 | 2 | 2021-09-07 | 2019-03-13 | NTNC | 100
6 | HILLSBOROUGH | SWHI |  | 6294000 | NONCOMMUNITY | CHLORINATION; AERATION FOR REMOVAL OF ANY SECONDARY CONTAMINANT, SULFIDE, OR ANY UNREGULATED CONTAMINANT; CORROSION CONTROL INHIBITOR ADDITION; HYPOCHLORINATION; IRON OR MANGANESE SEQUESTRATION; OR ULTRAVIOLET RADIATION. THE LEAD/CHIEF OPERATOR MUST BE CLASS D OR HIGHER. 50,000 GPD UP TO 0.25 MGD-STAFFING BY CLASS D OR HIGHER OPERATOR: 3 VISITS/WEEK ON NONCONSECUTIVE DAYS FOR A TOTAL OF 0.3 HOUR/WEEK. LESS THAN 50,000 GPD-STAFFING BY A CLASS D OR HIGHER OPERATOR: 2 VISITS/WEEK ON NONCONSECUTIVE DAYS FOR A TOTAL OF 0.2 HOUR/WEEK. THERE SHALL BE NO MORE THAN 5 DAYS BETWEEN THE LAST VISIT IN ONE WEEK AND THE FIRST VISIT IN THE NEXT WEEK. | N | Y | GIT N GO MARKET | 6912 E. CAUSEWAY BLVD. |  | TAMPA | FL | 33619 |  | 8136227646 |  | ABE SABAGH | GIT N GO MARKET | 6912 E CAUSEWAY BLVD |  | TAMPA | FL | 33619 |  | 8136227646 |  | INVESTOR | 100 | 3500 | 1 | 2021-02-08 | 2020-10-14 | NC01 | 50
6 | HILLSBOROUGH | SWHI |  | 6294172 | COMMUNITY | ACTIVATED CARBON PROCESSES; DIATOMACEOUS EARTH FILTRATION; ION EXCHANGE FOR REMOVAL OF ANY PRIMARY CONTAMINANT; ION AND MANGANESE REMOVAL (OXIDATION, DETENTION, AND FILTRATION); OR SLOW SAND FILTRATION. LEAD/CHIEF OPERATOR MUST BE CLASS C OR HIGHER. 1.0 MGD UP TO 2.0 MGD-STAFFING BY CLASS C OR HIGHER OPERATOR: 6 HOURS/DAY FOR 5 DAYS/WEEK AND ONE VISIT ON EACH WEEKEND DAY. 0.5 MGD UP TO 1.0 MGD-STAFFING BY CLASS C OR HIGHER OPERATOR: 3 HOURS/DAY FOR 5 DAYS/WEEK AND ONE VISIT ON EACH WEEKEND DAY. 0.25 MGD UP TO 0.5 MGD-STAFFING BY CLASS C OR HIGHER OPERATOR: 1 HOUR/DAY FOR 5 DAYS/WEEK AND ONE VISIT ON EACH WEEKEND DAY. LESS THAN 0.25 MGD-STAFFING BY CLASS C OR HIGHER OPERATOR: 5 VISITS/WEEK AND ONE VISIT EACH WEEKEND FOR A TOTAL OF 1.8 HOURS/WEEK. | N | Y | GREEN OAKS MHP | 12001 US 301 N |  | THONOTOSASSA | FL | 33592 |  | 8132394755 |  | ARTUR SELITSKIY | MHP TAMPA CLIFFS LLC | 3500 PIEDMONT ROAD, SUITE 330 |  | ATLANTA | GA | 30305 |  | 6462673327 |  | INVESTOR | 62 | 5000 | 33 | 2021-10-12 | 2021-06-15 | DC06 | 100
6 | HILLSBOROUGH | SWHI |  | 6294332 | OTHER PUBLIC WATER SYSTEM | CHLORINATION; AERATION FOR REMOVAL OF ANY SECONDARY CONTAMINANT, SULFIDE, OR ANY UNREGULATED CONTAMINANT; CORROSION CONTROL INHIBITOR ADDITION; HYPOCHLORINATION; IRON OR MANGANESE SEQUESTRATION; OR ULTRAVIOLET RADIATION. THE LEAD/CHIEF OPERATOR MUST BE CLASS D OR HIGHER. 50,000 GPD UP TO 0.25 MGD-STAFFING BY CLASS D OR HIGHER OPERATOR: 3 VISITS/WEEK ON NONCONSECUTIVE DAYS FOR A TOTAL OF 0.3 HOUR/WEEK. LESS THAN 50,000 GPD-STAFFING BY A CLASS D OR HIGHER OPERATOR: 2 VISITS/WEEK ON NONCONSECUTIVE DAYS FOR A TOTAL OF 0.2 HOUR/WEEK. THERE SHALL BE NO MORE THAN 5 DAYS BETWEEN THE LAST VISIT IN ONE WEEK AND THE FIRST VISIT IN THE NEXT WEEK. | N | Y | CANOE COVE APTS | 5619 E. 130TH ST |  | TAMPA | FL | 33610 |  | 8132387880 |  | NED GEORGE | NED GEORGE C/O:CANOE COVE | 3503 E. HILLSBOROUGH AVE |  | TAMPA | FL | 33610 |  | 8139889449 |  | INVESTOR | 20 | 4500 | 10 | 2090-08-20 | 2092-04-07 | NAF | 0
6 | HILLSBOROUGH | SWHI | susim2002@yahoo.com | 6294333 | OTHER PUBLIC WATER SYSTEM | CHLORINATION; AERATION FOR REMOVAL OF ANY SECONDARY CONTAMINANT, SULFIDE, OR ANY UNREGULATED CONTAMINANT; CORROSION CONTROL INHIBITOR ADDITION; HYPOCHLORINATION; IRON OR MANGANESE SEQUESTRATION; OR ULTRAVIOLET RADIATION. THE LEAD/CHIEF OPERATOR MUST BE CLASS D OR HIGHER. 50,000 GPD UP TO 0.25 MGD-STAFFING BY CLASS D OR HIGHER OPERATOR: 3 VISITS/WEEK ON NONCONSECUTIVE DAYS FOR A TOTAL OF 0.3 HOUR/WEEK. LESS THAN 50,000 GPD-STAFFING BY A CLASS D OR HIGHER OPERATOR: 2 VISITS/WEEK ON NONCONSECUTIVE DAYS FOR A TOTAL OF 0.2 HOUR/WEEK. THERE SHALL BE NO MORE THAN 5 DAYS BETWEEN THE LAST VISIT IN ONE WEEK AND THE FIRST VISIT IN THE NEXT WEEK. | N | Y | GOLDEN OAKS APTS | 9317 GOLDENROD ROAD |  | THONOTOSASSA | FL | 33592 |  | 8136893079 |  | SUE SIMPSON | SUE SIMPSON | 105 VALLEY CIRCLE |  | BRANDON | FL | 33510 |  | 8136893079 |  | INVESTOR | 24 | 15000 | 10 | 2012-05-14 | 2012-05-10 | NAF | 0
6 | HILLSBOROUGH | SWHI |  | 6294338 | OTHER PUBLIC WATER SYSTEM | CHLORINATION; AERATION FOR REMOVAL OF ANY SECONDARY CONTAMINANT, SULFIDE, OR ANY UNREGULATED CONTAMINANT; CORROSION CONTROL INHIBITOR ADDITION; HYPOCHLORINATION; IRON OR MANGANESE SEQUESTRATION; OR ULTRAVIOLET RADIATION. THE LEAD/CHIEF OPERATOR MUST BE CLASS D OR HIGHER. 50,000 GPD UP TO 0.25 MGD-STAFFING BY CLASS D OR HIGHER OPERATOR: 3 VISITS/WEEK ON NONCONSECUTIVE DAYS FOR A TOTAL OF 0.3 HOUR/WEEK. LESS THAN 50,000 GPD-STAFFING BY A CLASS D OR HIGHER OPERATOR: 2 VISITS/WEEK ON NONCONSECUTIVE DAYS FOR A TOTAL OF 0.2 HOUR/WEEK. THERE SHALL BE NO MORE THAN 5 DAYS BETWEEN THE LAST VISIT IN ONE WEEK AND THE FIRST VISIT IN THE NEXT WEEK. | N | Y | TAMPA INT REAL APTS | P.O. BOX 22211 |  | TAMPA | FL | 33622 |  |  |  | ANDREA INVESTMENTS PROPERTIES | ANDRES INVESTMENTS | 14511-13 18TH ST |  | TAMPA | FL | 33612 |  | 8139350284 |  | INVESTOR | 20 | 1 | 1 | 2086-06-03 | 2086-06-03 | NAF | 0
6 | HILLSBOROUGH | SWHI |  | 6294339 | OTHER PUBLIC WATER SYSTEM | CHLORINATION; AERATION FOR REMOVAL OF ANY SECONDARY CONTAMINANT, SULFIDE, OR ANY UNREGULATED CONTAMINANT; CORROSION CONTROL INHIBITOR ADDITION; HYPOCHLORINATION; IRON OR MANGANESE SEQUESTRATION; OR ULTRAVIOLET RADIATION. THE LEAD/CHIEF OPERATOR MUST BE CLASS D OR HIGHER. 50,000 GPD UP TO 0.25 MGD-STAFFING BY CLASS D OR HIGHER OPERATOR: 3 VISITS/WEEK ON NONCONSECUTIVE DAYS FOR A TOTAL OF 0.3 HOUR/WEEK. LESS THAN 50,000 GPD-STAFFING BY A CLASS D OR HIGHER OPERATOR: 2 VISITS/WEEK ON NONCONSECUTIVE DAYS FOR A TOTAL OF 0.2 HOUR/WEEK. THERE SHALL BE NO MORE THAN 5 DAYS BETWEEN THE LAST VISIT IN ONE WEEK AND THE FIRST VISIT IN THE NEXT WEEK. | N | Y | GRACELAND MHP | 6010 WILLIAMS RD |  | SEFFNER | FL | 33584 |  | 8134533735 |  | KEN MOHAMMED | GRACELAND MHP | 901 WINCHESTER LANE |  | VALRICO | FL | 33594 |  | 8134533735 |  | INVESTOR | 22 | 5000 | 14 | 2005-06-07 | 2008-08-06 | NAF | 0
6 | HILLSBOROUGH | SWHI |  | 6294342 | NONCOMMUNITY | CHLORINATION; AERATION FOR REMOVAL OF ANY SECONDARY CONTAMINANT, SULFIDE, OR ANY UNREGULATED CONTAMINANT; CORROSION CONTROL INHIBITOR ADDITION; HYPOCHLORINATION; IRON OR MANGANESE SEQUESTRATION; OR ULTRAVIOLET RADIATION. THE LEAD/CHIEF OPERATOR MUST BE CLASS D OR HIGHER. 50,000 GPD UP TO 0.25 MGD-STAFFING BY CLASS D OR HIGHER OPERATOR: 3 VISITS/WEEK ON NONCONSECUTIVE DAYS FOR A TOTAL OF 0.3 HOUR/WEEK. LESS THAN 50,000 GPD-STAFFING BY A CLASS D OR HIGHER OPERATOR: 2 VISITS/WEEK ON NONCONSECUTIVE DAYS FOR A TOTAL OF 0.2 HOUR/WEEK. THERE SHALL BE NO MORE THAN 5 DAYS BETWEEN THE LAST VISIT IN ONE WEEK AND THE FIRST VISIT IN THE NEXT WEEK. | N | Y | BIGFOOT ON THE RIVER | 7201 N 41ST ST |  | TAMPA | FL | 33604 |  | 8134105063 |  | SALEH BELHAJ | SALEH BELHAJ | 7201 N 41ST ST |  | TAMPA | FL | 33604 |  | 8134105063 |  | INVESTOR | 30 | 1999 | 1 | 2021-06-09 | 2019-03-26 | NC01 | 50
6 | HILLSBOROUGH | SWHI |  | 6294343 | COMMUNITY | CHLORINATION; AERATION FOR REMOVAL OF ANY SECONDARY CONTAMINANT, SULFIDE, OR ANY UNREGULATED CONTAMINANT; CORROSION CONTROL INHIBITOR ADDITION; HYPOCHLORINATION; IRON OR MANGANESE SEQUESTRATION; OR ULTRAVIOLET RADIATION. THE LEAD/CHIEF OPERATOR MUST BE CLASS D OR HIGHER. 50,000 GPD UP TO 0.25 MGD-STAFFING BY CLASS D OR HIGHER OPERATOR: 3 VISITS/WEEK ON NONCONSECUTIVE DAYS FOR A TOTAL OF 0.3 HOUR/WEEK. LESS THAN 50,000 GPD-STAFFING BY A CLASS D OR HIGHER OPERATOR: 2 VISITS/WEEK ON NONCONSECUTIVE DAYS FOR A TOTAL OF 0.2 HOUR/WEEK. THERE SHALL BE NO MORE THAN 5 DAYS BETWEEN THE LAST VISIT IN ONE WEEK AND THE FIRST VISIT IN THE NEXT WEEK. | N | Y | HOLLY COURT I | 13613 N. 20TH ST |  | TAMPA | FL | 33613 |  | 7276120245 |  | DAN PEPPER | HILLSIDE 5155 LLC | 850 N DUPAGE AVE | SUITE 3 | LOMBARD | IL | 60148 |  | 8132301992 |  | INVESTOR | 40 | 5000 | 20 | 2021-12-06 | 2021-08-05 | DC06 | 100
6 | HILLSBOROUGH | SWHI |  | 6294344 | COMMUNITY | CHLORINATION; AERATION FOR REMOVAL OF ANY SECONDARY CONTAMINANT, SULFIDE, OR ANY UNREGULATED CONTAMINANT; CORROSION CONTROL INHIBITOR ADDITION; HYPOCHLORINATION; IRON OR MANGANESE SEQUESTRATION; OR ULTRAVIOLET RADIATION. THE LEAD/CHIEF OPERATOR MUST BE CLASS D OR HIGHER. 50,000 GPD UP TO 0.25 MGD-STAFFING BY CLASS D OR HIGHER OPERATOR: 3 VISITS/WEEK ON NONCONSECUTIVE DAYS FOR A TOTAL OF 0.3 HOUR/WEEK. LESS THAN 50,000 GPD-STAFFING BY A CLASS D OR HIGHER OPERATOR: 2 VISITS/WEEK ON NONCONSECUTIVE DAYS FOR A TOTAL OF 0.2 HOUR/WEEK. THERE SHALL BE NO MORE THAN 5 DAYS BETWEEN THE LAST VISIT IN ONE WEEK AND THE FIRST VISIT IN THE NEXT WEEK. | N | Y | HOLLY COURT II | 13609 N. 20TH ST. |  | TAMPA | FL | 33613 |  | 7276120245 |  | DAN PEPPER | HILLSIDE 5155 LLC | 850 N DUPAGE AVE | SUITE 3 | LOMBARD | IL | 60148 |  | 8132301992 |  | INVESTOR | 35 | 5000 | 15 | 2021-08-06 | 2021-08-05 | DC06 | 100
6 | HILLSBOROUGH | SWHI |  | 6294346 | NONCOMMUNITY | CHLORINATION; AERATION FOR REMOVAL OF ANY SECONDARY CONTAMINANT, SULFIDE, OR ANY UNREGULATED CONTAMINANT; CORROSION CONTROL INHIBITOR ADDITION; HYPOCHLORINATION; IRON OR MANGANESE SEQUESTRATION; OR ULTRAVIOLET RADIATION. THE LEAD/CHIEF OPERATOR MUST BE CLASS D OR HIGHER. 50,000 GPD UP TO 0.25 MGD-STAFFING BY CLASS D OR HIGHER OPERATOR: 3 VISITS/WEEK ON NONCONSECUTIVE DAYS FOR A TOTAL OF 0.3 HOUR/WEEK. LESS THAN 50,000 GPD-STAFFING BY A CLASS D OR HIGHER OPERATOR: 2 VISITS/WEEK ON NONCONSECUTIVE DAYS FOR A TOTAL OF 0.2 HOUR/WEEK. THERE SHALL BE NO MORE THAN 5 DAYS BETWEEN THE LAST VISIT IN ONE WEEK AND THE FIRST VISIT IN THE NEXT WEEK. | N | Y | PRESCO FOOD STORE #1 | 2409 WEST TRAPNELL ROAD |  | PLANT CITY | FL | 33567 |  | 8137544469 |  | ALPESH BHORUCHA | HAAZ INVESTMENTS TWO, LLC | 730 W. COLONIAL DR |  | ORLANDO | FL | 32804 |  | 4074232371 |  | INVESTOR | 100 | 1000 | 1 | 2021-04-29 | 2020-03-19 | NC01 | 50
6 | HILLSBOROUGH | SWHI |  | 6294380 | NONCOMMUNITY | CHLORINATION; AERATION FOR REMOVAL OF ANY SECONDARY CONTAMINANT, SULFIDE, OR ANY UNREGULATED CONTAMINANT; CORROSION CONTROL INHIBITOR ADDITION; HYPOCHLORINATION; IRON OR MANGANESE SEQUESTRATION; OR ULTRAVIOLET RADIATION. THE LEAD/CHIEF OPERATOR MUST BE CLASS D OR HIGHER. 50,000 GPD UP TO 0.25 MGD-STAFFING BY CLASS D OR HIGHER OPERATOR: 3 VISITS/WEEK ON NONCONSECUTIVE DAYS FOR A TOTAL OF 0.3 HOUR/WEEK. LESS THAN 50,000 GPD-STAFFING BY A CLASS D OR HIGHER OPERATOR: 2 VISITS/WEEK ON NONCONSECUTIVE DAYS FOR A TOTAL OF 0.2 HOUR/WEEK. THERE SHALL BE NO MORE THAN 5 DAYS BETWEEN THE LAST VISIT IN ONE WEEK AND THE FIRST VISIT IN THE NEXT WEEK. | N | Y | THE LATIN SPOT | 19017 N. US HWY 41 |  | LUTZ | FL | 33549 |  | 8135276969 |  | VICKY TOLENTNO | VICKY TOLENTNO | 19017 N US HWY 41 |  | LUTZ | FL | 33549 |  | 8135276969 |  | INVESTOR | 75 | 2500 | 1 | 2021-12-06 | 2021-12-02 | NC01 | 50
6 | HILLSBOROUGH | SWHI |  | 6294386 | OTHER PUBLIC WATER SYSTEM | CHLORINATION; AERATION FOR REMOVAL OF ANY SECONDARY CONTAMINANT, SULFIDE, OR ANY UNREGULATED CONTAMINANT; CORROSION CONTROL INHIBITOR ADDITION; HYPOCHLORINATION; IRON OR MANGANESE SEQUESTRATION; OR ULTRAVIOLET RADIATION. THE LEAD/CHIEF OPERATOR MUST BE CLASS D OR HIGHER. 50,000 GPD UP TO 0.25 MGD-STAFFING BY CLASS D OR HIGHER OPERATOR: 3 VISITS/WEEK ON NONCONSECUTIVE DAYS FOR A TOTAL OF 0.3 HOUR/WEEK. LESS THAN 50,000 GPD-STAFFING BY A CLASS D OR HIGHER OPERATOR: 2 VISITS/WEEK ON NONCONSECUTIVE DAYS FOR A TOTAL OF 0.2 HOUR/WEEK. THERE SHALL BE NO MORE THAN 5 DAYS BETWEEN THE LAST VISIT IN ONE WEEK AND THE FIRST VISIT IN THE NEXT WEEK. | N | Y | ANGELS UNAWARE | 4910 W. LINEBAUGH AVE. |  | TAMPA | FL | 33624 |  | 8139492729 |  | ROSS OBANION | ANGELS UNAWARE | 17020 LIVINGSTON AVE |  | TAMPA | FL | 33549 |  | 8139492729 |  | INVESTOR | 20 | 1000 | 1 | 2091-12-05 | 2091-01-07 | NAF | 0
6 | HILLSBOROUGH | SWHI |  | 6294388 | OTHER PUBLIC WATER SYSTEM | CHLORINATION; AERATION FOR REMOVAL OF ANY SECONDARY CONTAMINANT, SULFIDE, OR ANY UNREGULATED CONTAMINANT; CORROSION CONTROL INHIBITOR ADDITION; HYPOCHLORINATION; IRON OR MANGANESE SEQUESTRATION; OR ULTRAVIOLET RADIATION. THE LEAD/CHIEF OPERATOR MUST BE CLASS D OR HIGHER. 50,000 GPD UP TO 0.25 MGD-STAFFING BY CLASS D OR HIGHER OPERATOR: 3 VISITS/WEEK ON NONCONSECUTIVE DAYS FOR A TOTAL OF 0.3 HOUR/WEEK. LESS THAN 50,000 GPD-STAFFING BY A CLASS D OR HIGHER OPERATOR: 2 VISITS/WEEK ON NONCONSECUTIVE DAYS FOR A TOTAL OF 0.2 HOUR/WEEK. THERE SHALL BE NO MORE THAN 5 DAYS BETWEEN THE LAST VISIT IN ONE WEEK AND THE FIRST VISIT IN THE NEXT WEEK. | N | Y | WATSON CT | P O BOX 18211 |  | TAMPA | FL | 33609 |  |  |  | O D WATSON (CO -D.ADAMS) | DON & JULIE WATSON | 1201-08 15 ST |  | TAMPA | FL | 33549 |  |  |  | INVESTOR | 20 | 1 | 4 | 2081-09-21 | 2081-09-21 | NAF | 0
6 | HILLSBOROUGH | SWHI |  | 6294389 | NONCOMMUNITY | CHLORINATION; AERATION FOR REMOVAL OF ANY SECONDARY CONTAMINANT, SULFIDE, OR ANY UNREGULATED CONTAMINANT; CORROSION CONTROL INHIBITOR ADDITION; HYPOCHLORINATION; IRON OR MANGANESE SEQUESTRATION; OR ULTRAVIOLET RADIATION. THE LEAD/CHIEF OPERATOR MUST BE CLASS D OR HIGHER. 50,000 GPD UP TO 0.25 MGD-STAFFING BY CLASS D OR HIGHER OPERATOR: 3 VISITS/WEEK ON NONCONSECUTIVE DAYS FOR A TOTAL OF 0.3 HOUR/WEEK. LESS THAN 50,000 GPD-STAFFING BY A CLASS D OR HIGHER OPERATOR: 2 VISITS/WEEK ON NONCONSECUTIVE DAYS FOR A TOTAL OF 0.2 HOUR/WEEK. THERE SHALL BE NO MORE THAN 5 DAYS BETWEEN THE LAST VISIT IN ONE WEEK AND THE FIRST VISIT IN THE NEXT WEEK. | N | Y | VALRICO FOOD STORE | 1703 NORTH VALRICO ROAD |  | DOVER | FL | 33527 |  | 8136544985 |  | ANIL JOSEPH | VALRICO FOOD STORE, INC. | 1703 NORTH VALRICO ROAD |  | DOVER | FL | 33527 |  | 8136544985 |  | INVESTOR | 150 | 750 | 1 | 2021-07-07 | 2020-11-16 | NC01 | 50
6 | HILLSBOROUGH | SWHI |  | 6294394 | OTHER PUBLIC WATER SYSTEM | CHLORINATION; AERATION FOR REMOVAL OF ANY SECONDARY CONTAMINANT, SULFIDE, OR ANY UNREGULATED CONTAMINANT; CORROSION CONTROL INHIBITOR ADDITION; HYPOCHLORINATION; IRON OR MANGANESE SEQUESTRATION; OR ULTRAVIOLET RADIATION. THE LEAD/CHIEF OPERATOR MUST BE CLASS D OR HIGHER. 50,000 GPD UP TO 0.25 MGD-STAFFING BY CLASS D OR HIGHER OPERATOR: 3 VISITS/WEEK ON NONCONSECUTIVE DAYS FOR A TOTAL OF 0.3 HOUR/WEEK. LESS THAN 50,000 GPD-STAFFING BY A CLASS D OR HIGHER OPERATOR: 2 VISITS/WEEK ON NONCONSECUTIVE DAYS FOR A TOTAL OF 0.2 HOUR/WEEK. THERE SHALL BE NO MORE THAN 5 DAYS BETWEEN THE LAST VISIT IN ONE WEEK AND THE FIRST VISIT IN THE NEXT WEEK. | N | Y | TAMPA HAMS/LOPEZ FEEDS | 17723 LIVINGSTON AVE |  | LUTZ | FL | 33549 |  | 8139496952 |  | MARIO OLAZABAL | DIEZ ROBERT | 17723 LIVINGSTON AVE |  | LUTZ | FL | 33549 |  | 8139496952 |  | INVESTOR | 5 | 1 | 2 | 2090-08-30 | 2090-08-30 | NAF | 0
6 | HILLSBOROUGH | SWHI |  | 6294399 | OTHER PUBLIC WATER SYSTEM | CHLORINATION; AERATION FOR REMOVAL OF ANY SECONDARY CONTAMINANT, SULFIDE, OR ANY UNREGULATED CONTAMINANT; CORROSION CONTROL INHIBITOR ADDITION; HYPOCHLORINATION; IRON OR MANGANESE SEQUESTRATION; OR ULTRAVIOLET RADIATION. THE LEAD/CHIEF OPERATOR MUST BE CLASS D OR HIGHER. 50,000 GPD UP TO 0.25 MGD-STAFFING BY CLASS D OR HIGHER OPERATOR: 3 VISITS/WEEK ON NONCONSECUTIVE DAYS FOR A TOTAL OF 0.3 HOUR/WEEK. LESS THAN 50,000 GPD-STAFFING BY A CLASS D OR HIGHER OPERATOR: 2 VISITS/WEEK ON NONCONSECUTIVE DAYS FOR A TOTAL OF 0.2 HOUR/WEEK. THERE SHALL BE NO MORE THAN 5 DAYS BETWEEN THE LAST VISIT IN ONE WEEK AND THE FIRST VISIT IN THE NEXT WEEK. | N | Y | UPHOLSTERY SHOP | 17402 N HWY US 41 |  | LUTZ | FL | 33549 |  |  |  | AL SPOKAS | UPHOLSTERY SHOP | 17402 N HWY US 41 |  | LUTZ | FL | 33549 |  |  |  | INVESTOR | 8 | 1000 | 2 | 2097-09-05 | 2096-08-13 | NAF | 0
6 | HILLSBOROUGH | SWHI |  | 6294409 | COMMUNITY | CHLORINATION; AERATION FOR REMOVAL OF ANY SECONDARY CONTAMINANT, SULFIDE, OR ANY UNREGULATED CONTAMINANT; CORROSION CONTROL INHIBITOR ADDITION; HYPOCHLORINATION; IRON OR MANGANESE SEQUESTRATION; OR ULTRAVIOLET RADIATION. THE LEAD/CHIEF OPERATOR MUST BE CLASS D OR HIGHER. 50,000 GPD UP TO 0.25 MGD-STAFFING BY CLASS D OR HIGHER OPERATOR: 3 VISITS/WEEK ON NONCONSECUTIVE DAYS FOR A TOTAL OF 0.3 HOUR/WEEK. LESS THAN 50,000 GPD-STAFFING BY A CLASS D OR HIGHER OPERATOR: 2 VISITS/WEEK ON NONCONSECUTIVE DAYS FOR A TOTAL OF 0.2 HOUR/WEEK. THERE SHALL BE NO MORE THAN 5 DAYS BETWEEN THE LAST VISIT IN ONE WEEK AND THE FIRST VISIT IN THE NEXT WEEK. | N | Y | THE OASIS AT GRANDFIELD | 9400 GRANDFIELD AVE |  | THONOTOSASSA | FL | 33592 |  | 8136005090 | 108 | TOM NOVAK | OLI-4 INC | PO BOX 2487 |  | EATON PARK | FL | 33840 |  | 8636987858 |  | INVESTOR | 48 | 10000 | 24 | 2021-07-23 | 2021-07-22 | DC06 | 100
6 | HILLSBOROUGH | SWHI |  | 6294411 | OTHER PUBLIC WATER SYSTEM | CHLORINATION; AERATION FOR REMOVAL OF ANY SECONDARY CONTAMINANT, SULFIDE, OR ANY UNREGULATED CONTAMINANT; CORROSION CONTROL INHIBITOR ADDITION; HYPOCHLORINATION; IRON OR MANGANESE SEQUESTRATION; OR ULTRAVIOLET RADIATION. THE LEAD/CHIEF OPERATOR MUST BE CLASS D OR HIGHER. 50,000 GPD UP TO 0.25 MGD-STAFFING BY CLASS D OR HIGHER OPERATOR: 3 VISITS/WEEK ON NONCONSECUTIVE DAYS FOR A TOTAL OF 0.3 HOUR/WEEK. LESS THAN 50,000 GPD-STAFFING BY A CLASS D OR HIGHER OPERATOR: 2 VISITS/WEEK ON NONCONSECUTIVE DAYS FOR A TOTAL OF 0.2 HOUR/WEEK. THERE SHALL BE NO MORE THAN 5 DAYS BETWEEN THE LAST VISIT IN ONE WEEK AND THE FIRST VISIT IN THE NEXT WEEK. | N | Y | WOODFERN APTS | 11725 14TH AV |  | TAMPA | FL | 33612 |  |  |  | TRANSUNIVERSITY, INC. | PROGRESSIVE CORP. | 509-10 (RT. 2) GOLDENROD ROAD |  | THONOTOSASSA | FL | 33592 |  |  |  | INVESTOR | 16 | 1 | 4 | 2081-06-26 | 2081-06-26 | NAF | 0
6 | HILLSBOROUGH | SWHI |  | 6294413 | OTHER PUBLIC WATER SYSTEM | CHLORINATION; AERATION FOR REMOVAL OF ANY SECONDARY CONTAMINANT, SULFIDE, OR ANY UNREGULATED CONTAMINANT; CORROSION CONTROL INHIBITOR ADDITION; HYPOCHLORINATION; IRON OR MANGANESE SEQUESTRATION; OR ULTRAVIOLET RADIATION. THE LEAD/CHIEF OPERATOR MUST BE CLASS D OR HIGHER. 50,000 GPD UP TO 0.25 MGD-STAFFING BY CLASS D OR HIGHER OPERATOR: 3 VISITS/WEEK ON NONCONSECUTIVE DAYS FOR A TOTAL OF 0.3 HOUR/WEEK. LESS THAN 50,000 GPD-STAFFING BY A CLASS D OR HIGHER OPERATOR: 2 VISITS/WEEK ON NONCONSECUTIVE DAYS FOR A TOTAL OF 0.2 HOUR/WEEK. THERE SHALL BE NO MORE THAN 5 DAYS BETWEEN THE LAST VISIT IN ONE WEEK AND THE FIRST VISIT IN THE NEXT WEEK. | N | Y | VAKOLO I APTS | 4236 E. BUSCH BLVD |  | TAMPA | FL | 33617 |  | 8139885446 |  | JON C. BOLTON | PROGRESSIVE CORP | RT 2 BOX 25-B |  | THONOTOSASSA | FL | 33592 |  | 8139885446 |  | INVESTOR | 20 | 1 | 5 | 2081-10-15 | 2081-10-15 | NAF | 0
6 | HILLSBOROUGH | SWHI |  | 6294542 | OTHER PUBLIC WATER SYSTEM | CHLORINATION; AERATION FOR REMOVAL OF ANY SECONDARY CONTAMINANT, SULFIDE, OR ANY UNREGULATED CONTAMINANT; CORROSION CONTROL INHIBITOR ADDITION; HYPOCHLORINATION; IRON OR MANGANESE SEQUESTRATION; OR ULTRAVIOLET RADIATION. THE LEAD/CHIEF OPERATOR MUST BE CLASS D OR HIGHER. 50,000 GPD UP TO 0.25 MGD-STAFFING BY CLASS D OR HIGHER OPERATOR: 3 VISITS/WEEK ON NONCONSECUTIVE DAYS FOR A TOTAL OF 0.3 HOUR/WEEK. LESS THAN 50,000 GPD-STAFFING BY A CLASS D OR HIGHER OPERATOR: 2 VISITS/WEEK ON NONCONSECUTIVE DAYS FOR A TOTAL OF 0.2 HOUR/WEEK. THERE SHALL BE NO MORE THAN 5 DAYS BETWEEN THE LAST VISIT IN ONE WEEK AND THE FIRST VISIT IN THE NEXT WEEK. | N | Y | BRACEWELL TRAILER PARK | 5102 MARTIN LUTHER KING BLVD (HWY 574) |  | PLANT CITY | FL | 33567 |  | 8137526473 |  | TERRY BALLARD (COMBO #2172) | TERRY & DAPHNE BALLARD | 407 VIRGINIA AVENUE |  | PLANT CITY | FL | 33566 |  | 8137526473 |  | INVESTOR | 12 | 10000 | 8 | 2004-01-15 | 2003-08-12 | NAF | 0
6 | HILLSBOROUGH | SWHI |  | 6294543 | OTHER PUBLIC WATER SYSTEM | CHLORINATION; AERATION FOR REMOVAL OF ANY SECONDARY CONTAMINANT, SULFIDE, OR ANY UNREGULATED CONTAMINANT; CORROSION CONTROL INHIBITOR ADDITION; HYPOCHLORINATION; IRON OR MANGANESE SEQUESTRATION; OR ULTRAVIOLET RADIATION. THE LEAD/CHIEF OPERATOR MUST BE CLASS D OR HIGHER. 50,000 GPD UP TO 0.25 MGD-STAFFING BY CLASS D OR HIGHER OPERATOR: 3 VISITS/WEEK ON NONCONSECUTIVE DAYS FOR A TOTAL OF 0.3 HOUR/WEEK. LESS THAN 50,000 GPD-STAFFING BY A CLASS D OR HIGHER OPERATOR: 2 VISITS/WEEK ON NONCONSECUTIVE DAYS FOR A TOTAL OF 0.2 HOUR/WEEK. THERE SHALL BE NO MORE THAN 5 DAYS BETWEEN THE LAST VISIT IN ONE WEEK AND THE FIRST VISIT IN THE NEXT WEEK. | N | Y | BRANCH RANCH RESTAURANT | 5121 THONOTOSASSA ROAD |  | NORTH PLANT CITY | FL | 33565 |  | 8137521957 |  | MICHAEL & JUDY TRAUNER | MICHAEL & JUDY TRAUNER | PO BOX 2012 |  | PLANT CITY | FL | 33564 |  | 8137521957 |  | INVESTOR | 10 | 10000 | 3 | 2007-03-13 | 2005-01-27 | NAF | 0
6 | HILLSBOROUGH | SWHI |  | 6294544 | OTHER PUBLIC WATER SYSTEM | CHLORINATION; AERATION FOR REMOVAL OF ANY SECONDARY CONTAMINANT, SULFIDE, OR ANY UNREGULATED CONTAMINANT; CORROSION CONTROL INHIBITOR ADDITION; HYPOCHLORINATION; IRON OR MANGANESE SEQUESTRATION; OR ULTRAVIOLET RADIATION. THE LEAD/CHIEF OPERATOR MUST BE CLASS D OR HIGHER. 50,000 GPD UP TO 0.25 MGD-STAFFING BY CLASS D OR HIGHER OPERATOR: 3 VISITS/WEEK ON NONCONSECUTIVE DAYS FOR A TOTAL OF 0.3 HOUR/WEEK. LESS THAN 50,000 GPD-STAFFING BY A CLASS D OR HIGHER OPERATOR: 2 VISITS/WEEK ON NONCONSECUTIVE DAYS FOR A TOTAL OF 0.2 HOUR/WEEK. THERE SHALL BE NO MORE THAN 5 DAYS BETWEEN THE LAST VISIT IN ONE WEEK AND THE FIRST VISIT IN THE NEXT WEEK. | N | Y | SINGLETON PACKING CORP | 5024 UCETA RD |  | TAMPA | FL | 33619 |  | 8132471171 |  |  | SINGLETON PACKING CORP | 5024 UCETA RD |  | TAMPA | FL | 33619 |  | 8132471171 |  | INVESTOR | 20 | 600000 | 1 | 2082-02-23 | 2082-02-23 | NAF | 0
6 | HILLSBOROUGH | SWHI | shaker_sameh@yahoo.com | 6294552 | COMMUNITY | CHLORINATION; AERATION FOR REMOVAL OF ANY SECONDARY CONTAMINANT, SULFIDE, OR ANY UNREGULATED CONTAMINANT; CORROSION CONTROL INHIBITOR ADDITION; HYPOCHLORINATION; IRON OR MANGANESE SEQUESTRATION; OR ULTRAVIOLET RADIATION. THE LEAD/CHIEF OPERATOR MUST BE CLASS D OR HIGHER. 50,000 GPD UP TO 0.25 MGD-STAFFING BY CLASS D OR HIGHER OPERATOR: 3 VISITS/WEEK ON NONCONSECUTIVE DAYS FOR A TOTAL OF 0.3 HOUR/WEEK. LESS THAN 50,000 GPD-STAFFING BY A CLASS D OR HIGHER OPERATOR: 2 VISITS/WEEK ON NONCONSECUTIVE DAYS FOR A TOTAL OF 0.2 HOUR/WEEK. THERE SHALL BE NO MORE THAN 5 DAYS BETWEEN THE LAST VISIT IN ONE WEEK AND THE FIRST VISIT IN THE NEXT WEEK. | N | Y | CASITA BELLA | 13802 N. 21ST STREET |  | TAMPA | FL | 33613 |  | 7182233470 |  | SAMEH SHAKER | SHAKER INVESTMENT LLC | PO BOX 5704 |  | CLEARWATER | FL | 33758 |  | 7182233470 |  | INVESTOR | 32 | 5000 | 16 | 2021-11-10 | 2021-08-05 | DC06 | 100
6 | HILLSBOROUGH | SWHI |  | 6294562 | OTHER PUBLIC WATER SYSTEM | CHLORINATION; AERATION FOR REMOVAL OF ANY SECONDARY CONTAMINANT, SULFIDE, OR ANY UNREGULATED CONTAMINANT; CORROSION CONTROL INHIBITOR ADDITION; HYPOCHLORINATION; IRON OR MANGANESE SEQUESTRATION; OR ULTRAVIOLET RADIATION. THE LEAD/CHIEF OPERATOR MUST BE CLASS D OR HIGHER. 50,000 GPD UP TO 0.25 MGD-STAFFING BY CLASS D OR HIGHER OPERATOR: 3 VISITS/WEEK ON NONCONSECUTIVE DAYS FOR A TOTAL OF 0.3 HOUR/WEEK. LESS THAN 50,000 GPD-STAFFING BY A CLASS D OR HIGHER OPERATOR: 2 VISITS/WEEK ON NONCONSECUTIVE DAYS FOR A TOTAL OF 0.2 HOUR/WEEK. THERE SHALL BE NO MORE THAN 5 DAYS BETWEEN THE LAST VISIT IN ONE WEEK AND THE FIRST VISIT IN THE NEXT WEEK. | N | Y | TRANSGLOBAL FROZEN FOODS | 5806 N. OCCIDENT ROAD |  | TAMPA | FL | 33614 |  |  |  | MAC CHEN | TRANSGLOBAL FROZEN FOODS | 5806 OCCIDENT ROAD |  | TAMPA | FL | 33614 |  | 8138851528 |  | INVESTOR | 25 | 1 | 1 | 2082-03-19 | 2082-03-19 | NAF | 0
6 | HILLSBOROUGH | SWHI |  | 6294567 | OTHER PUBLIC WATER SYSTEM | CHLORINATION; AERATION FOR REMOVAL OF ANY SECONDARY CONTAMINANT, SULFIDE, OR ANY UNREGULATED CONTAMINANT; CORROSION CONTROL INHIBITOR ADDITION; HYPOCHLORINATION; IRON OR MANGANESE SEQUESTRATION; OR ULTRAVIOLET RADIATION. THE LEAD/CHIEF OPERATOR MUST BE CLASS D OR HIGHER. 50,000 GPD UP TO 0.25 MGD-STAFFING BY CLASS D OR HIGHER OPERATOR: 3 VISITS/WEEK ON NONCONSECUTIVE DAYS FOR A TOTAL OF 0.3 HOUR/WEEK. LESS THAN 50,000 GPD-STAFFING BY A CLASS D OR HIGHER OPERATOR: 2 VISITS/WEEK ON NONCONSECUTIVE DAYS FOR A TOTAL OF 0.2 HOUR/WEEK. THERE SHALL BE NO MORE THAN 5 DAYS BETWEEN THE LAST VISIT IN ONE WEEK AND THE FIRST VISIT IN THE NEXT WEEK. | N | Y | VARIETY SEAFOOD INC | 4410 W CREST AVE |  | TAMPA | FL | 33614 |  | 8138724411 |  | KIRK CABBAGE | VARIETY SEAFOOD INC | 4410 W CREST AVE |  | TAMPA | FL | 33614 |  | 8138724411 |  | INVESTOR | 10 | 1 | 1 | 2086-01-08 | 2091-10-28 | NAF | 0
6 | HILLSBOROUGH | SWHI |  | 6294568 | NONCOMMUNITY | CHLORINATION; AERATION FOR REMOVAL OF ANY SECONDARY CONTAMINANT, SULFIDE, OR ANY UNREGULATED CONTAMINANT; CORROSION CONTROL INHIBITOR ADDITION; HYPOCHLORINATION; IRON OR MANGANESE SEQUESTRATION; OR ULTRAVIOLET RADIATION. THE LEAD/CHIEF OPERATOR MUST BE CLASS D OR HIGHER. 50,000 GPD UP TO 0.25 MGD-STAFFING BY CLASS D OR HIGHER OPERATOR: 3 VISITS/WEEK ON NONCONSECUTIVE DAYS FOR A TOTAL OF 0.3 HOUR/WEEK. LESS THAN 50,000 GPD-STAFFING BY A CLASS D OR HIGHER OPERATOR: 2 VISITS/WEEK ON NONCONSECUTIVE DAYS FOR A TOTAL OF 0.2 HOUR/WEEK. THERE SHALL BE NO MORE THAN 5 DAYS BETWEEN THE LAST VISIT IN ONE WEEK AND THE FIRST VISIT IN THE NEXT WEEK. | N | Y | JT'S ROAD HOUSE BAR | 13609 N FLORIDA AVE |  | TAMPA | FL | 33613 |  | 8133041268 |  | THOMAS HALES OR SHANE COPE | THOMAS HALES AND SHANE COPE | 13609 N FLORIDA AVENUE |  | TAMPA | FL | 33613 |  | 8133041268 |  | INVESTOR | 30 | 3500 | 1 | 2022-01-01 | 2019-09-24 | NC01 | 50
6 | HILLSBOROUGH | SWHI |  | 6294575 | NONTRANSIENT NONCOMMUNITY | CHLORINATION; AERATION FOR REMOVAL OF ANY SECONDARY CONTAMINANT, SULFIDE, OR ANY UNREGULATED CONTAMINANT; CORROSION CONTROL INHIBITOR ADDITION; HYPOCHLORINATION; IRON OR MANGANESE SEQUESTRATION; OR ULTRAVIOLET RADIATION. THE LEAD/CHIEF OPERATOR MUST BE CLASS D OR HIGHER. 50,000 GPD UP TO 0.25 MGD-STAFFING BY CLASS D OR HIGHER OPERATOR: 3 VISITS/WEEK ON NONCONSECUTIVE DAYS FOR A TOTAL OF 0.3 HOUR/WEEK. LESS THAN 50,000 GPD-STAFFING BY A CLASS D OR HIGHER OPERATOR: 2 VISITS/WEEK ON NONCONSECUTIVE DAYS FOR A TOTAL OF 0.2 HOUR/WEEK. THERE SHALL BE NO MORE THAN 5 DAYS BETWEEN THE LAST VISIT IN ONE WEEK AND THE FIRST VISIT IN THE NEXT WEEK. | N | Y | TIMS MEMORIAL DBA LUTZ COMMUNITY CHURCH | 601 SUNSET LANE |  | LUTZ | FL | 33549 |  | 8139491239 |  | DANIELLE VOLINSKY | TIMS MEMORIAL DBA LUTZ COMMUNITY CHURCH | 601 SUNSET LANE |  | LUTZ | FL | 33549 |  | 8139491239 |  | OTHER | 100 | 2000 | 4 | 2021-11-19 | 2019-05-01 | NTNC | 100
6 | HILLSBOROUGH | SWHI |  | 6294576 | OTHER PUBLIC WATER SYSTEM | CHLORINATION; AERATION FOR REMOVAL OF ANY SECONDARY CONTAMINANT, SULFIDE, OR ANY UNREGULATED CONTAMINANT; CORROSION CONTROL INHIBITOR ADDITION; HYPOCHLORINATION; IRON OR MANGANESE SEQUESTRATION; OR ULTRAVIOLET RADIATION. THE LEAD/CHIEF OPERATOR MUST BE CLASS D OR HIGHER. 50,000 GPD UP TO 0.25 MGD-STAFFING BY CLASS D OR HIGHER OPERATOR: 3 VISITS/WEEK ON NONCONSECUTIVE DAYS FOR A TOTAL OF 0.3 HOUR/WEEK. LESS THAN 50,000 GPD-STAFFING BY A CLASS D OR HIGHER OPERATOR: 2 VISITS/WEEK ON NONCONSECUTIVE DAYS FOR A TOTAL OF 0.2 HOUR/WEEK. THERE SHALL BE NO MORE THAN 5 DAYS BETWEEN THE LAST VISIT IN ONE WEEK AND THE FIRST VISIT IN THE NEXT WEEK. | N | Y | S & S MHP | 206 S PARSONS |  | SEFFNER | FL | 33584 |  | 8136890234 |  | DOMENICO | WILLIAM & DEBORAH SWANSON | 11441 JEFFERSON |  | THONO | FL | 33592 |  | 8136890234 |  | INVESTOR | 23 | 500 | 13 | 2091-11-08 | 2091-11-08 | NAF | 0
6 | HILLSBOROUGH | SWHI |  | 6294581 | NONCOMMUNITY | CHLORINATION; AERATION FOR REMOVAL OF ANY SECONDARY CONTAMINANT, SULFIDE, OR ANY UNREGULATED CONTAMINANT; CORROSION CONTROL INHIBITOR ADDITION; HYPOCHLORINATION; IRON OR MANGANESE SEQUESTRATION; OR ULTRAVIOLET RADIATION. THE LEAD/CHIEF OPERATOR MUST BE CLASS D OR HIGHER. 50,000 GPD UP TO 0.25 MGD-STAFFING BY CLASS D OR HIGHER OPERATOR: 3 VISITS/WEEK ON NONCONSECUTIVE DAYS FOR A TOTAL OF 0.3 HOUR/WEEK. LESS THAN 50,000 GPD-STAFFING BY A CLASS D OR HIGHER OPERATOR: 2 VISITS/WEEK ON NONCONSECUTIVE DAYS FOR A TOTAL OF 0.2 HOUR/WEEK. THERE SHALL BE NO MORE THAN 5 DAYS BETWEEN THE LAST VISIT IN ONE WEEK AND THE FIRST VISIT IN THE NEXT WEEK. | N | Y | ODESSA CITGO | 18820 GUNN HWY. |  | ODESSA | FL | 33556 |  | 8137497513 |  | YASER ALHAJJAJI | YASER ALHAJJAJI | 18820 GUNN HWY |  | ODESSA | FL | 33556 |  | 5109444445 |  | INVESTOR | 55 | 2000 | 1 | 2021-05-14 | 2020-11-24 | NC01 | 50
6 | HILLSBOROUGH | SWHI |  | 6294583 | OTHER PUBLIC WATER SYSTEM | CHLORINATION; AERATION FOR REMOVAL OF ANY SECONDARY CONTAMINANT, SULFIDE, OR ANY UNREGULATED CONTAMINANT; CORROSION CONTROL INHIBITOR ADDITION; HYPOCHLORINATION; IRON OR MANGANESE SEQUESTRATION; OR ULTRAVIOLET RADIATION. THE LEAD/CHIEF OPERATOR MUST BE CLASS D OR HIGHER. 50,000 GPD UP TO 0.25 MGD-STAFFING BY CLASS D OR HIGHER OPERATOR: 3 VISITS/WEEK ON NONCONSECUTIVE DAYS FOR A TOTAL OF 0.3 HOUR/WEEK. LESS THAN 50,000 GPD-STAFFING BY A CLASS D OR HIGHER OPERATOR: 2 VISITS/WEEK ON NONCONSECUTIVE DAYS FOR A TOTAL OF 0.2 HOUR/WEEK. THERE SHALL BE NO MORE THAN 5 DAYS BETWEEN THE LAST VISIT IN ONE WEEK AND THE FIRST VISIT IN THE NEXT WEEK. | N | Y | CORK HARDWARE STORE | 3217 NORTH CORK RD. |  | PLANT CITY | FL | 33565 |  | 8137545291 |  | GENE LYONS | GENE LYONS | 3217 NORTH CORK RD. |  | PLANT CITY | FL | 33565 |  | 8137545291 |  | INVESTOR | 20 | 1 | 1 | 2086-01-22 | 2092-03-11 | NAF | 0
6 | HILLSBOROUGH | SWHI |  | 6294591 | NONCOMMUNITY | CHLORINATION; AERATION FOR REMOVAL OF ANY SECONDARY CONTAMINANT, SULFIDE, OR ANY UNREGULATED CONTAMINANT; CORROSION CONTROL INHIBITOR ADDITION; HYPOCHLORINATION; IRON OR MANGANESE SEQUESTRATION; OR ULTRAVIOLET RADIATION. THE LEAD/CHIEF OPERATOR MUST BE CLASS D OR HIGHER. 50,000 GPD UP TO 0.25 MGD-STAFFING BY CLASS D OR HIGHER OPERATOR: 3 VISITS/WEEK ON NONCONSECUTIVE DAYS FOR A TOTAL OF 0.3 HOUR/WEEK. LESS THAN 50,000 GPD-STAFFING BY A CLASS D OR HIGHER OPERATOR: 2 VISITS/WEEK ON NONCONSECUTIVE DAYS FOR A TOTAL OF 0.2 HOUR/WEEK. THERE SHALL BE NO MORE THAN 5 DAYS BETWEEN THE LAST VISIT IN ONE WEEK AND THE FIRST VISIT IN THE NEXT WEEK. | N | Y | THE FOUNTAIN EXECUTIVE PLAZA | 10802 MAIN STREET |  | THONOTOSASSA | FL | 33592 |  | 8132451901 |  | OLUKAY OGUNDIPE | THE FOUNTAIN LLC | 10919 CORY LAKE DR |  | TAMPA | FL | 33647 |  | 8135034858 |  | INVESTOR | 30 | 2500 | 2 | 2020-04-01 | 2021-11-05 | NC01 | 50
6 | HILLSBOROUGH | SWHI |  | 6294596 | NONCOMMUNITY | CHLORINATION; AERATION FOR REMOVAL OF ANY SECONDARY CONTAMINANT, SULFIDE, OR ANY UNREGULATED CONTAMINANT; CORROSION CONTROL INHIBITOR ADDITION; HYPOCHLORINATION; IRON OR MANGANESE SEQUESTRATION; OR ULTRAVIOLET RADIATION. THE LEAD/CHIEF OPERATOR MUST BE CLASS D OR HIGHER. 50,000 GPD UP TO 0.25 MGD-STAFFING BY CLASS D OR HIGHER OPERATOR: 3 VISITS/WEEK ON NONCONSECUTIVE DAYS FOR A TOTAL OF 0.3 HOUR/WEEK. LESS THAN 50,000 GPD-STAFFING BY A CLASS D OR HIGHER OPERATOR: 2 VISITS/WEEK ON NONCONSECUTIVE DAYS FOR A TOTAL OF 0.2 HOUR/WEEK. THERE SHALL BE NO MORE THAN 5 DAYS BETWEEN THE LAST VISIT IN ONE WEEK AND THE FIRST VISIT IN THE NEXT WEEK. | N | Y | MIRROR LAKE PLAZA | 11803 DR MARTIN LUTHER KING, JR. BLVD |  | SEFFNER | FL | 33584 |  | 8135981971 |  | KIM FLORES | ROCWELL HIGHVIEW LLC | 1918 W CASS STREET |  | TAMPA | FL | 33606 |  | 8134175928 |  | INVESTOR | 100 | 10410 | 3 | 2021-08-26 | 2021-08-06 | NC01 | 50
6 | HILLSBOROUGH | SWHI | mmccormick74@gmail.com | 6294597 | NONCOMMUNITY | CHLORINATION; AERATION FOR REMOVAL OF ANY SECONDARY CONTAMINANT, SULFIDE, OR ANY UNREGULATED CONTAMINANT; CORROSION CONTROL INHIBITOR ADDITION; HYPOCHLORINATION; IRON OR MANGANESE SEQUESTRATION; OR ULTRAVIOLET RADIATION. THE LEAD/CHIEF OPERATOR MUST BE CLASS D OR HIGHER. 50,000 GPD UP TO 0.25 MGD-STAFFING BY CLASS D OR HIGHER OPERATOR: 3 VISITS/WEEK ON NONCONSECUTIVE DAYS FOR A TOTAL OF 0.3 HOUR/WEEK. LESS THAN 50,000 GPD-STAFFING BY A CLASS D OR HIGHER OPERATOR: 2 VISITS/WEEK ON NONCONSECUTIVE DAYS FOR A TOTAL OF 0.2 HOUR/WEEK. THERE SHALL BE NO MORE THAN 5 DAYS BETWEEN THE LAST VISIT IN ONE WEEK AND THE FIRST VISIT IN THE NEXT WEEK. | N | Y | MCCORMICK SKI SCHOOL | 2020 MCCORMICK LAKES WAY |  | SEFFNER | FL | 33584 | 2415 | 8136814441 |  | MICHAEL MCCORMICK | MCCORMICK SKI SCHOOL | 2020 MCCORMICK LAKES WAY |  | SEFFNER | FL | 33584 |  | 8136814441 |  | INVESTOR | 30 | 10620 | 36 | 2021-09-07 | 2021-07-14 | NC01 | 50
6 | HILLSBOROUGH | SWHI |  | 6294598 | OTHER PUBLIC WATER SYSTEM | CHLORINATION; AERATION FOR REMOVAL OF ANY SECONDARY CONTAMINANT, SULFIDE, OR ANY UNREGULATED CONTAMINANT; CORROSION CONTROL INHIBITOR ADDITION; HYPOCHLORINATION; IRON OR MANGANESE SEQUESTRATION; OR ULTRAVIOLET RADIATION. THE LEAD/CHIEF OPERATOR MUST BE CLASS D OR HIGHER. 50,000 GPD UP TO 0.25 MGD-STAFFING BY CLASS D OR HIGHER OPERATOR: 3 VISITS/WEEK ON NONCONSECUTIVE DAYS FOR A TOTAL OF 0.3 HOUR/WEEK. LESS THAN 50,000 GPD-STAFFING BY A CLASS D OR HIGHER OPERATOR: 2 VISITS/WEEK ON NONCONSECUTIVE DAYS FOR A TOTAL OF 0.2 HOUR/WEEK. THERE SHALL BE NO MORE THAN 5 DAYS BETWEEN THE LAST VISIT IN ONE WEEK AND THE FIRST VISIT IN THE NEXT WEEK. | N | Y | RITZ ADULT CARE CTR | 11012 E US 92 |  | SEFFNER | FL | 33584 |  | 8136269086 |  |  | MYRLE RITZ | 11012 E US 92 |  | SEFFNER | FL | 33584 |  | 8136269086 |  | INVESTOR | 12 | 1 | 3 |  | 2096-07-05 | NAF | 0
6 | HILLSBOROUGH | SWHI |  | 6294612 | COMMUNITY | CHLORINATION; AERATION FOR REMOVAL OF ANY SECONDARY CONTAMINANT, SULFIDE, OR ANY UNREGULATED CONTAMINANT; CORROSION CONTROL INHIBITOR ADDITION; HYPOCHLORINATION; IRON OR MANGANESE SEQUESTRATION; OR ULTRAVIOLET RADIATION. THE LEAD/CHIEF OPERATOR MUST BE CLASS D OR HIGHER. 50,000 GPD UP TO 0.25 MGD-STAFFING BY CLASS D OR HIGHER OPERATOR: 3 VISITS/WEEK ON NONCONSECUTIVE DAYS FOR A TOTAL OF 0.3 HOUR/WEEK. LESS THAN 50,000 GPD-STAFFING BY A CLASS D OR HIGHER OPERATOR: 2 VISITS/WEEK ON NONCONSECUTIVE DAYS FOR A TOTAL OF 0.2 HOUR/WEEK. THERE SHALL BE NO MORE THAN 5 DAYS BETWEEN THE LAST VISIT IN ONE WEEK AND THE FIRST VISIT IN THE NEXT WEEK. | N | Y | RIVER PALM RV RESORT | 14910 DEAD RIVER RD |  | THONOTOSASSA | FL | 33592 |  | 8139864456 |  | MIKE BENNET | RIVER PALM RV RESORT LLC | 29605 US HWY 19, SUITE 130 |  | CLEARWATER | FL | 33761 |  | 8139864456 |  | INVESTOR | 600 | 30000 | 302 | 2021-08-25 | 2019-03-07 | DC06 | 100
6 | HILLSBOROUGH | SWHI |  | 6294616 | OTHER PUBLIC WATER SYSTEM | CHLORINATION; AERATION FOR REMOVAL OF ANY SECONDARY CONTAMINANT, SULFIDE, OR ANY UNREGULATED CONTAMINANT; CORROSION CONTROL INHIBITOR ADDITION; HYPOCHLORINATION; IRON OR MANGANESE SEQUESTRATION; OR ULTRAVIOLET RADIATION. THE LEAD/CHIEF OPERATOR MUST BE CLASS D OR HIGHER. 50,000 GPD UP TO 0.25 MGD-STAFFING BY CLASS D OR HIGHER OPERATOR: 3 VISITS/WEEK ON NONCONSECUTIVE DAYS FOR A TOTAL OF 0.3 HOUR/WEEK. LESS THAN 50,000 GPD-STAFFING BY A CLASS D OR HIGHER OPERATOR: 2 VISITS/WEEK ON NONCONSECUTIVE DAYS FOR A TOTAL OF 0.2 HOUR/WEEK. THERE SHALL BE NO MORE THAN 5 DAYS BETWEEN THE LAST VISIT IN ONE WEEK AND THE FIRST VISIT IN THE NEXT WEEK. | N | Y | GENERAL RENTAL/LIBERTY BAPTIST | 915 SR 574 |  | SEFFNER | FL | 33584 |  |  |  | GENE SHRACK | REP.: BRAD GASQUE III | 4508 EISENH0WER BLVD. |  | TAMPA | FL | 33615 |  | 8138845276 |  | INVESTOR | 10 | 1 | 2 | 2083-04-19 | 2083-04-19 | NAF | 0
6 | HILLSBOROUGH | SWHI |  | 6294617 | NONCOMMUNITY | CHLORINATION; AERATION FOR REMOVAL OF ANY SECONDARY CONTAMINANT, SULFIDE, OR ANY UNREGULATED CONTAMINANT; CORROSION CONTROL INHIBITOR ADDITION; HYPOCHLORINATION; IRON OR MANGANESE SEQUESTRATION; OR ULTRAVIOLET RADIATION. THE LEAD/CHIEF OPERATOR MUST BE CLASS D OR HIGHER. 50,000 GPD UP TO 0.25 MGD-STAFFING BY CLASS D OR HIGHER OPERATOR: 3 VISITS/WEEK ON NONCONSECUTIVE DAYS FOR A TOTAL OF 0.3 HOUR/WEEK. LESS THAN 50,000 GPD-STAFFING BY A CLASS D OR HIGHER OPERATOR: 2 VISITS/WEEK ON NONCONSECUTIVE DAYS FOR A TOTAL OF 0.2 HOUR/WEEK. THERE SHALL BE NO MORE THAN 5 DAYS BETWEEN THE LAST VISIT IN ONE WEEK AND THE FIRST VISIT IN THE NEXT WEEK. | N | Y | JOANNE'S FAMILY RESTAURANT | 10625 PAUL BUCHMAN HWY |  | PLANT CITY | FL | 33565 |  | 8137823838 |  | JOANNE CRABTREE | JOANNE CRABTREE | 1505 LORETTA COURT |  | BRANDON | FL | 33511 |  | 8137823838 |  | INVESTOR | 100 | 5000 | 1 | 2021-03-26 | 2021-03-25 | NC01 | 50
6 | HILLSBOROUGH | SWHI |  | 6294618 | NONCOMMUNITY | CHLORINATION; AERATION FOR REMOVAL OF ANY SECONDARY CONTAMINANT, SULFIDE, OR ANY UNREGULATED CONTAMINANT; CORROSION CONTROL INHIBITOR ADDITION; HYPOCHLORINATION; IRON OR MANGANESE SEQUESTRATION; OR ULTRAVIOLET RADIATION. THE LEAD/CHIEF OPERATOR MUST BE CLASS D OR HIGHER. 50,000 GPD UP TO 0.25 MGD-STAFFING BY CLASS D OR HIGHER OPERATOR: 3 VISITS/WEEK ON NONCONSECUTIVE DAYS FOR A TOTAL OF 0.3 HOUR/WEEK. LESS THAN 50,000 GPD-STAFFING BY A CLASS D OR HIGHER OPERATOR: 2 VISITS/WEEK ON NONCONSECUTIVE DAYS FOR A TOTAL OF 0.2 HOUR/WEEK. THERE SHALL BE NO MORE THAN 5 DAYS BETWEEN THE LAST VISIT IN ONE WEEK AND THE FIRST VISIT IN THE NEXT WEEK. | N | Y | FIRST BAPTIST CHURCH OF LUTZ-OFFICES | 18116 US HWY 41 NORTH |  | LUTZ | FL | 33549 |  | 8139497495 |  | PAUL VAHUE | FIRST BAPTIST CHURCH OF LUTZ HOLDING CO. | 18116 US HWY 41 NORTH |  | LUTZ | FL | 33549 |  | 8139497495 |  | INVESTOR | 100 | 15000 | 2 | 2021-10-18 | 2020-02-05 | NC01 | 50
6 | HILLSBOROUGH | SWHI |  | 6294629 | OTHER PUBLIC WATER SYSTEM | CHLORINATION; AERATION FOR REMOVAL OF ANY SECONDARY CONTAMINANT, SULFIDE, OR ANY UNREGULATED CONTAMINANT; CORROSION CONTROL INHIBITOR ADDITION; HYPOCHLORINATION; IRON OR MANGANESE SEQUESTRATION; OR ULTRAVIOLET RADIATION. THE LEAD/CHIEF OPERATOR MUST BE CLASS D OR HIGHER. 50,000 GPD UP TO 0.25 MGD-STAFFING BY CLASS D OR HIGHER OPERATOR: 3 VISITS/WEEK ON NONCONSECUTIVE DAYS FOR A TOTAL OF 0.3 HOUR/WEEK. LESS THAN 50,000 GPD-STAFFING BY A CLASS D OR HIGHER OPERATOR: 2 VISITS/WEEK ON NONCONSECUTIVE DAYS FOR A TOTAL OF 0.2 HOUR/WEEK. THERE SHALL BE NO MORE THAN 5 DAYS BETWEEN THE LAST VISIT IN ONE WEEK AND THE FIRST VISIT IN THE NEXT WEEK. | N | Y | SPANISH PARADISE TP | HWY 301 N/O BIG BEND RD, |  | RIVERVIEW | FL | 33300 |  |  |  | GUY SUTTON | GUY SUTTON | P O BOX 335 |  | WIMAUMA | FL | 33598 |  |  |  | INVESTOR | 20 | 1 | 1 | 2086-01-23 | 2086-01-23 | NAF | 0
6 | HILLSBOROUGH | SWHI |  | 6294714 | COMMUNITY | CHLORINATION; AERATION FOR REMOVAL OF ANY SECONDARY CONTAMINANT, SULFIDE, OR ANY UNREGULATED CONTAMINANT; CORROSION CONTROL INHIBITOR ADDITION; HYPOCHLORINATION; IRON OR MANGANESE SEQUESTRATION; OR ULTRAVIOLET RADIATION. THE LEAD/CHIEF OPERATOR MUST BE CLASS D OR HIGHER. 50,000 GPD UP TO 0.25 MGD-STAFFING BY CLASS D OR HIGHER OPERATOR: 3 VISITS/WEEK ON NONCONSECUTIVE DAYS FOR A TOTAL OF 0.3 HOUR/WEEK. LESS THAN 50,000 GPD-STAFFING BY A CLASS D OR HIGHER OPERATOR: 2 VISITS/WEEK ON NONCONSECUTIVE DAYS FOR A TOTAL OF 0.2 HOUR/WEEK. THERE SHALL BE NO MORE THAN 5 DAYS BETWEEN THE LAST VISIT IN ONE WEEK AND THE FIRST VISIT IN THE NEXT WEEK. | N | Y | THE PALMS AT DOVER MHP | 5230 STATE ROAD 60 |  | DOVER | FL | 33527 | 86 | 8137606369 |  | WADE HALDANE | PALMS AT DOVER MHP LLC | PO B0X 1002 |  | MANGO | FL | 33550 |  | 8137606369 |  | INVESTOR | 114 | 55000 | 123 | 2021-11-10 | 2021-04-15 | DC05 | 500
6 | HILLSBOROUGH | SWHI | SILVERDOLLAR_MGR@EQUITYLIFESTYLE.COM | 6294733 | COMMUNITY | CHLORINATION; AERATION FOR REMOVAL OF ANY SECONDARY CONTAMINANT, SULFIDE, OR ANY UNREGULATED CONTAMINANT; CORROSION CONTROL INHIBITOR ADDITION; HYPOCHLORINATION; IRON OR MANGANESE SEQUESTRATION; OR ULTRAVIOLET RADIATION. THE LEAD/CHIEF OPERATOR MUST BE CLASS D OR HIGHER. 50,000 GPD UP TO 0.25 MGD-STAFFING BY CLASS D OR HIGHER OPERATOR: 3 VISITS/WEEK ON NONCONSECUTIVE DAYS FOR A TOTAL OF 0.3 HOUR/WEEK. LESS THAN 50,000 GPD-STAFFING BY A CLASS D OR HIGHER OPERATOR: 2 VISITS/WEEK ON NONCONSECUTIVE DAYS FOR A TOTAL OF 0.2 HOUR/WEEK. THERE SHALL BE NO MORE THAN 5 DAYS BETWEEN THE LAST VISIT IN ONE WEEK AND THE FIRST VISIT IN THE NEXT WEEK. | N | Y | SILVER DOLLAR GOLF CLUB | 12515 SILVER DOLLAR ROAD |  | ODESSA | FL | 33556 |  | 8139204185 |  | KEN ROSS | EQUITY LIFESTYLE PROPERTIES | PO BOX 8000 |  | MONSEY | NY | 10952 |  | 8453568390 | 122 | INVESTOR | 660 | 170000 | 303 | 2021-08-06 | 2020-03-13 | DC05 | 500
6 | HILLSBOROUGH | SWHI | YARICUERVO17@GMAIL.COM | 6294756 | NONTRANSIENT NONCOMMUNITY | CHLORINATION; AERATION FOR REMOVAL OF ANY SECONDARY CONTAMINANT, SULFIDE, OR ANY UNREGULATED CONTAMINANT; CORROSION CONTROL INHIBITOR ADDITION; HYPOCHLORINATION; IRON OR MANGANESE SEQUESTRATION; OR ULTRAVIOLET RADIATION. THE LEAD/CHIEF OPERATOR MUST BE CLASS D OR HIGHER. 50,000 GPD UP TO 0.25 MGD-STAFFING BY CLASS D OR HIGHER OPERATOR: 3 VISITS/WEEK ON NONCONSECUTIVE DAYS FOR A TOTAL OF 0.3 HOUR/WEEK. LESS THAN 50,000 GPD-STAFFING BY A CLASS D OR HIGHER OPERATOR: 2 VISITS/WEEK ON NONCONSECUTIVE DAYS FOR A TOTAL OF 0.2 HOUR/WEEK. THERE SHALL BE NO MORE THAN 5 DAYS BETWEEN THE LAST VISIT IN ONE WEEK AND THE FIRST VISIT IN THE NEXT WEEK. | N | Y | SMART STEPS ACADEMY | 9653 WILSKY BLVD. |  | TAMPA | FL | 33615 |  | 8139646233 |  | YARISSLEY CUERVO | YARISSLEY CUERVO | 9653 WILSKY BLVD |  | TAMPA | FL | 33615 |  | 8139646233 |  | INVESTOR | 75 | 5000 | 1 | 2021-09-16 | 2019-10-23 | NTNC | 100
6 | HILLSBOROUGH | SWHI |  | 6294757 | NONCOMMUNITY | CHLORINATION; AERATION FOR REMOVAL OF ANY SECONDARY CONTAMINANT, SULFIDE, OR ANY UNREGULATED CONTAMINANT; CORROSION CONTROL INHIBITOR ADDITION; HYPOCHLORINATION; IRON OR MANGANESE SEQUESTRATION; OR ULTRAVIOLET RADIATION. THE LEAD/CHIEF OPERATOR MUST BE CLASS D OR HIGHER. 50,000 GPD UP TO 0.25 MGD-STAFFING BY CLASS D OR HIGHER OPERATOR: 3 VISITS/WEEK ON NONCONSECUTIVE DAYS FOR A TOTAL OF 0.3 HOUR/WEEK. LESS THAN 50,000 GPD-STAFFING BY A CLASS D OR HIGHER OPERATOR: 2 VISITS/WEEK ON NONCONSECUTIVE DAYS FOR A TOTAL OF 0.2 HOUR/WEEK. THERE SHALL BE NO MORE THAN 5 DAYS BETWEEN THE LAST VISIT IN ONE WEEK AND THE FIRST VISIT IN THE NEXT WEEK. | N | Y | APEC FOODS LLC | 701 E BEARSS AVE |  | TAMPA | FL | 33613 |  | 8136310760 |  | BILLY MCKNIGHT | APEC FOODS LLC | 1201 OAKFIELD DR |  | BRANDON | FL | 33509 |  | 8139241334 |  | INVESTOR | 150 | 2020 | 1 | 2021-09-23 | 2020-07-27 | NC01 | 50
6 | HILLSBOROUGH | SWHI |  | 6294775 | COMMUNITY | CHLORINATION; AERATION FOR REMOVAL OF ANY SECONDARY CONTAMINANT, SULFIDE, OR ANY UNREGULATED CONTAMINANT; CORROSION CONTROL INHIBITOR ADDITION; HYPOCHLORINATION; IRON OR MANGANESE SEQUESTRATION; OR ULTRAVIOLET RADIATION. THE LEAD/CHIEF OPERATOR MUST BE CLASS D OR HIGHER. 50,000 GPD UP TO 0.25 MGD-STAFFING BY CLASS D OR HIGHER OPERATOR: 3 VISITS/WEEK ON NONCONSECUTIVE DAYS FOR A TOTAL OF 0.3 HOUR/WEEK. LESS THAN 50,000 GPD-STAFFING BY A CLASS D OR HIGHER OPERATOR: 2 VISITS/WEEK ON NONCONSECUTIVE DAYS FOR A TOTAL OF 0.2 HOUR/WEEK. THERE SHALL BE NO MORE THAN 5 DAYS BETWEEN THE LAST VISIT IN ONE WEEK AND THE FIRST VISIT IN THE NEXT WEEK. | N | Y | MANATEE RV RUSKIN LLC | 5050 MANATEE CREEK BLVD |  | RUSKIN | FL | 33570 |  | 8136457652 |  | KELLIE-ANNE URIEGAS | MANTEE RV RUSKIN LLC | 5050 MANATEE CREEK BLVD |  | RUSKIN | FL | 33570 |  | 8136101289 |  | INVESTOR | 66 | 60000 | 343 | 2020-03-06 | 2021-07-28 | DC051 | 100
6 | HILLSBOROUGH | SWHI |  | 6294792 | COMMUNITY | CHLORINATION; AERATION FOR REMOVAL OF ANY SECONDARY CONTAMINANT, SULFIDE, OR ANY UNREGULATED CONTAMINANT; CORROSION CONTROL INHIBITOR ADDITION; HYPOCHLORINATION; IRON OR MANGANESE SEQUESTRATION; OR ULTRAVIOLET RADIATION. THE LEAD/CHIEF OPERATOR MUST BE CLASS D OR HIGHER. 50,000 GPD UP TO 0.25 MGD-STAFFING BY CLASS D OR HIGHER OPERATOR: 3 VISITS/WEEK ON NONCONSECUTIVE DAYS FOR A TOTAL OF 0.3 HOUR/WEEK. LESS THAN 50,000 GPD-STAFFING BY A CLASS D OR HIGHER OPERATOR: 2 VISITS/WEEK ON NONCONSECUTIVE DAYS FOR A TOTAL OF 0.2 HOUR/WEEK. THERE SHALL BE NO MORE THAN 5 DAYS BETWEEN THE LAST VISIT IN ONE WEEK AND THE FIRST VISIT IN THE NEXT WEEK. | N | Y | SOUTHERN AIRE RVP | 10511 FLORENCE RD |  | THONOTOSASSA | FL | 33592 |  | 8139861596 |  | BOBBI SMITH | SOUTHERN AIRE C/O WILDER CORPORATION | 513 N BELCHER ROAD |  | CLEARWATER | FL | 33765 |  | 7277992111 |  | INVESTOR | 100 | 50000 | 450 | 2021-07-15 | 2020-01-08 | DC051 | 100
6 | HILLSBOROUGH | SWHI |  | 6294819 | OTHER PUBLIC WATER SYSTEM | CHLORINATION; AERATION FOR REMOVAL OF ANY SECONDARY CONTAMINANT, SULFIDE, OR ANY UNREGULATED CONTAMINANT; CORROSION CONTROL INHIBITOR ADDITION; HYPOCHLORINATION; IRON OR MANGANESE SEQUESTRATION; OR ULTRAVIOLET RADIATION. THE LEAD/CHIEF OPERATOR MUST BE CLASS D OR HIGHER. 50,000 GPD UP TO 0.25 MGD-STAFFING BY CLASS D OR HIGHER OPERATOR: 3 VISITS/WEEK ON NONCONSECUTIVE DAYS FOR A TOTAL OF 0.3 HOUR/WEEK. LESS THAN 50,000 GPD-STAFFING BY A CLASS D OR HIGHER OPERATOR: 2 VISITS/WEEK ON NONCONSECUTIVE DAYS FOR A TOTAL OF 0.2 HOUR/WEEK. THERE SHALL BE NO MORE THAN 5 DAYS BETWEEN THE LAST VISIT IN ONE WEEK AND THE FIRST VISIT IN THE NEXT WEEK. | N | Y | GOSPEL ASSEMBLY CHRISTIAN SCH | 5014 E BUSCH BLVD |  | TAMPA | FL | 33617 |  | 8139886546 |  |  | GOSPEL ASSEMBLY CHRISTIAN SCH | 5014 E BUSCH BLVD |  | TAMPA | FL | 33617 |  | 8139886546 |  | OTHER | 20 | 1 | 1 | 2089-11-27 | 2089-11-27 | NAF | 0
6 | HILLSBOROUGH | SWHI |  | 6294820 | OTHER PUBLIC WATER SYSTEM | CHLORINATION; AERATION FOR REMOVAL OF ANY SECONDARY CONTAMINANT, SULFIDE, OR ANY UNREGULATED CONTAMINANT; CORROSION CONTROL INHIBITOR ADDITION; HYPOCHLORINATION; IRON OR MANGANESE SEQUESTRATION; OR ULTRAVIOLET RADIATION. THE LEAD/CHIEF OPERATOR MUST BE CLASS D OR HIGHER. 50,000 GPD UP TO 0.25 MGD-STAFFING BY CLASS D OR HIGHER OPERATOR: 3 VISITS/WEEK ON NONCONSECUTIVE DAYS FOR A TOTAL OF 0.3 HOUR/WEEK. LESS THAN 50,000 GPD-STAFFING BY A CLASS D OR HIGHER OPERATOR: 2 VISITS/WEEK ON NONCONSECUTIVE DAYS FOR A TOTAL OF 0.2 HOUR/WEEK. THERE SHALL BE NO MORE THAN 5 DAYS BETWEEN THE LAST VISIT IN ONE WEEK AND THE FIRST VISIT IN THE NEXT WEEK. | N | Y | TRINITY ASSEMBLY OF GOD DC CTR | P O BOX 216 |  | LUTZ | FL | 33549 |  | 8139966284 |  | FLORIDA ENVIRONMENTAL SERVICES | TRINITY ASSEMBLY OF GOD DC CTR | P O BOX 216 |  | LUTZ | FL | 33549 |  | 8139491912 |  | OTHER | 20 | 2000 | 2 | 2086-11-20 | 2086-11-20 | NAF | 0
6 | HILLSBOROUGH | SWHI |  | 6294843 | OTHER PUBLIC WATER SYSTEM | CHLORINATION; AERATION FOR REMOVAL OF ANY SECONDARY CONTAMINANT, SULFIDE, OR ANY UNREGULATED CONTAMINANT; CORROSION CONTROL INHIBITOR ADDITION; HYPOCHLORINATION; IRON OR MANGANESE SEQUESTRATION; OR ULTRAVIOLET RADIATION. THE LEAD/CHIEF OPERATOR MUST BE CLASS D OR HIGHER. 50,000 GPD UP TO 0.25 MGD-STAFFING BY CLASS D OR HIGHER OPERATOR: 3 VISITS/WEEK ON NONCONSECUTIVE DAYS FOR A TOTAL OF 0.3 HOUR/WEEK. LESS THAN 50,000 GPD-STAFFING BY A CLASS D OR HIGHER OPERATOR: 2 VISITS/WEEK ON NONCONSECUTIVE DAYS FOR A TOTAL OF 0.2 HOUR/WEEK. THERE SHALL BE NO MORE THAN 5 DAYS BETWEEN THE LAST VISIT IN ONE WEEK AND THE FIRST VISIT IN THE NEXT WEEK. | N | Y | SEMINOLE RESERVATION | 7409 E. HILLSBOROUGH AVE. |  | TAMPA | FL | 33610 |  | 8136235299 |  | BRET ZIGLER | SEMINOLE ECONOMIC DEVELPOMENT | 7409 E. HILLSBOROUGH AVE. |  | TAMPA | FL | 33610 |  | 8136235299 |  | INVESTOR | 20 | 1 | 14 | 2092-03-26 | 2091-12-18 | NAF | 0
6 | HILLSBOROUGH | SWHI | office@gracechristianschool.com | 6294846 | NONTRANSIENT NONCOMMUNITY | CHLORINATION; AERATION FOR REMOVAL OF ANY SECONDARY CONTAMINANT, SULFIDE, OR ANY UNREGULATED CONTAMINANT; CORROSION CONTROL INHIBITOR ADDITION; HYPOCHLORINATION; IRON OR MANGANESE SEQUESTRATION; OR ULTRAVIOLET RADIATION. THE LEAD/CHIEF OPERATOR MUST BE CLASS D OR HIGHER. 50,000 GPD UP TO 0.25 MGD-STAFFING BY CLASS D OR HIGHER OPERATOR: 3 VISITS/WEEK ON NONCONSECUTIVE DAYS FOR A TOTAL OF 0.3 HOUR/WEEK. LESS THAN 50,000 GPD-STAFFING BY A CLASS D OR HIGHER OPERATOR: 2 VISITS/WEEK ON NONCONSECUTIVE DAYS FOR A TOTAL OF 0.2 HOUR/WEEK. THERE SHALL BE NO MORE THAN 5 DAYS BETWEEN THE LAST VISIT IN ONE WEEK AND THE FIRST VISIT IN THE NEXT WEEK. | N | Y | GRACE COMMUNITY CHURCH - WEST | 1425 N VALRICO ROAD |  | VALRICO | FL | 33594 |  | 8136899781 |  | BARRY A. MCKEEN | GRACE COMMUNITY CHURCH | PO BOX 843 |  | BRANDON | FL | 33509 |  | 8136899781 |  | INVESTOR | 200 | 16200 | 2 | 2021-07-13 | 2019-10-16 | NTNC | 100
6 | HILLSBOROUGH | SWHI |  | 6294850 | COMMUNITY | CHLORINATION; AERATION FOR REMOVAL OF ANY SECONDARY CONTAMINANT, SULFIDE, OR ANY UNREGULATED CONTAMINANT; CORROSION CONTROL INHIBITOR ADDITION; HYPOCHLORINATION; IRON OR MANGANESE SEQUESTRATION; OR ULTRAVIOLET RADIATION. THE LEAD/CHIEF OPERATOR MUST BE CLASS C OR HIGHER. 5.0 MGD AND ABOVE-STAFFING BY CLASS C OR HIGHER OPERATOR: 6 HOURS/DAY FOR 5 DAYS/WEEK AND ONE VISIT ON EACH WEEKEND DAY. 3.0 MGD UP TO 5.0 MGD-STAFFING BY CLASS C OR HIGHER OPERATOR: 1 HOUR/DAY FOR 5 DAYS/WEEK AND ONE VISIT ON EACH WEEKEND DAY. 0.25 MGD UP TO 3.0 MGD-STAFFING BY CLASS C OR HIGHER OPERATOR: 5 VISITS/WEEK AND ONE VISIT EACH WEEKEND FOR A TOTAL OF 0.6 HOUR/WEEK. | N | Y | MEADOWS OF COUNTRYWOOD | 745 ARBOR ESTATES WAY |  | PLANT CITY | FL | 33565 |  | 8137521674 |  | AMBER NELSON | EQUITY LIFESTYLE PROPERTIES, INC | PO BOX 8000 |  | MONSEY | NY | 10952 |  | 8453568390 | 122 | INVESTOR | 2342 | 999000 | 1391 | 2021-08-27 | 2020-02-24 | DC04 | 1000
6 | HILLSBOROUGH | SWHI | LODGE1741@MOOSEUNITS.ORG | 6294853 | NONCOMMUNITY | CHLORINATION; AERATION FOR REMOVAL OF ANY SECONDARY CONTAMINANT, SULFIDE, OR ANY UNREGULATED CONTAMINANT; CORROSION CONTROL INHIBITOR ADDITION; HYPOCHLORINATION; IRON OR MANGANESE SEQUESTRATION; OR ULTRAVIOLET RADIATION. THE LEAD/CHIEF OPERATOR MUST BE CLASS D OR HIGHER. 50,000 GPD UP TO 0.25 MGD-STAFFING BY CLASS D OR HIGHER OPERATOR: 3 VISITS/WEEK ON NONCONSECUTIVE DAYS FOR A TOTAL OF 0.3 HOUR/WEEK. LESS THAN 50,000 GPD-STAFFING BY A CLASS D OR HIGHER OPERATOR: 2 VISITS/WEEK ON NONCONSECUTIVE DAYS FOR A TOTAL OF 0.2 HOUR/WEEK. THERE SHALL BE NO MORE THAN 5 DAYS BETWEEN THE LAST VISIT IN ONE WEEK AND THE FIRST VISIT IN THE NEXT WEEK. | N | Y | MOOSE LODGE #1741, N HILLSBOROUGH | 8908 LAKE SUNSET DR |  | TAMPA | FL | 33626 |  | 8139203357 |  | LIGUORI (SAL) SALADIN | MOOSE LODGE #1741 | 8908 LAKE SUNSET DRIVE |  | TAMPA | FL | 33626 |  | 8139203357 |  | INVESTOR | 150 | 4240 | 1 | 2019-12-05 | 2021-06-30 | NC01 | 50
6 | HILLSBOROUGH | SWHI |  | 6294856 | COMMUNITY | CHLORINATION; AERATION FOR REMOVAL OF ANY SECONDARY CONTAMINANT, SULFIDE, OR ANY UNREGULATED CONTAMINANT; CORROSION CONTROL INHIBITOR ADDITION; HYPOCHLORINATION; IRON OR MANGANESE SEQUESTRATION; OR ULTRAVIOLET RADIATION. THE LEAD/CHIEF OPERATOR MUST BE CLASS D OR HIGHER. 50,000 GPD UP TO 0.25 MGD-STAFFING BY CLASS D OR HIGHER OPERATOR: 3 VISITS/WEEK ON NONCONSECUTIVE DAYS FOR A TOTAL OF 0.3 HOUR/WEEK. LESS THAN 50,000 GPD-STAFFING BY A CLASS D OR HIGHER OPERATOR: 2 VISITS/WEEK ON NONCONSECUTIVE DAYS FOR A TOTAL OF 0.2 HOUR/WEEK. THERE SHALL BE NO MORE THAN 5 DAYS BETWEEN THE LAST VISIT IN ONE WEEK AND THE FIRST VISIT IN THE NEXT WEEK. | N | Y | EASTFIELD SLOPES CONDO ASSOC | 9529 FIELDVIEW CR. |  | THONOTOSASSA | FL | 33592 |  | 8139866177 |  | RON STYERS | EASTFIELD SLOPES CONDO ASSOC | 9519 FIELDVIEW CR |  | THONOTOSASSA | FL | 33592 |  | 8139866177 |  | INVESTOR | 300 | 75000 | 112 | 2021-12-15 | 2021-09-27 | DC051 | 100
6 | HILLSBOROUGH | SWHI |  | 6294857 | OTHER PUBLIC WATER SYSTEM | CHLORINATION; AERATION FOR REMOVAL OF ANY SECONDARY CONTAMINANT, SULFIDE, OR ANY UNREGULATED CONTAMINANT; CORROSION CONTROL INHIBITOR ADDITION; HYPOCHLORINATION; IRON OR MANGANESE SEQUESTRATION; OR ULTRAVIOLET RADIATION. THE LEAD/CHIEF OPERATOR MUST BE CLASS D OR HIGHER. 50,000 GPD UP TO 0.25 MGD-STAFFING BY CLASS D OR HIGHER OPERATOR: 3 VISITS/WEEK ON NONCONSECUTIVE DAYS FOR A TOTAL OF 0.3 HOUR/WEEK. LESS THAN 50,000 GPD-STAFFING BY A CLASS D OR HIGHER OPERATOR: 2 VISITS/WEEK ON NONCONSECUTIVE DAYS FOR A TOTAL OF 0.2 HOUR/WEEK. THERE SHALL BE NO MORE THAN 5 DAYS BETWEEN THE LAST VISIT IN ONE WEEK AND THE FIRST VISIT IN THE NEXT WEEK. | N | Y | JOHN'S ROAD PROPERTIES | 505 E. JACKSON ST. SUITE 220 |  | TAMPA | FL | 33602 |  | 8132240228 |  | GEORGE LEVIN "LEVEEN" | JOHN'S ROAD PROPERTIES | 505 E. JACKSON ST., SUITE 220 |  | TAMPA | FL | 33602 |  | 8138454149 |  | INVESTOR | 20 | 1 | 1 | 2090-10-24 | 2090-10-24 | NAF | 0
6 | HILLSBOROUGH | SWHI |  | 6294864 | OTHER PUBLIC WATER SYSTEM | CHLORINATION; AERATION FOR REMOVAL OF ANY SECONDARY CONTAMINANT, SULFIDE, OR ANY UNREGULATED CONTAMINANT; CORROSION CONTROL INHIBITOR ADDITION; HYPOCHLORINATION; IRON OR MANGANESE SEQUESTRATION; OR ULTRAVIOLET RADIATION. THE LEAD/CHIEF OPERATOR MUST BE CLASS D OR HIGHER. 50,000 GPD UP TO 0.25 MGD-STAFFING BY CLASS D OR HIGHER OPERATOR: 3 VISITS/WEEK ON NONCONSECUTIVE DAYS FOR A TOTAL OF 0.3 HOUR/WEEK. LESS THAN 50,000 GPD-STAFFING BY A CLASS D OR HIGHER OPERATOR: 2 VISITS/WEEK ON NONCONSECUTIVE DAYS FOR A TOTAL OF 0.2 HOUR/WEEK. THERE SHALL BE NO MORE THAN 5 DAYS BETWEEN THE LAST VISIT IN ONE WEEK AND THE FIRST VISIT IN THE NEXT WEEK. | N | Y | BLOOMINGDALE GC MAINT BLDG | 1802 NATURES WAY BLVD |  | VALRICO | FL | 33594 |  |  |  | TERRY HALEY | CLUB CONCEPTS, INC | 1802 NATURES WAY BLVD |  | VALRICO | FL | 33594 |  | 8136854105 |  | INVESTOR | 8 | 1 | 1 | 2090-02-13 | 2090-02-13 | NAF | 0
6 | HILLSBOROUGH | SWHI |  | 6294865 | NONTRANSIENT NONCOMMUNITY | CHLORINATION; AERATION FOR REMOVAL OF ANY SECONDARY CONTAMINANT, SULFIDE, OR ANY UNREGULATED CONTAMINANT; CORROSION CONTROL INHIBITOR ADDITION; HYPOCHLORINATION; IRON OR MANGANESE SEQUESTRATION; OR ULTRAVIOLET RADIATION. THE LEAD/CHIEF OPERATOR MUST BE CLASS D OR HIGHER. 50,000 GPD UP TO 0.25 MGD-STAFFING BY CLASS D OR HIGHER OPERATOR: 3 VISITS/WEEK ON NONCONSECUTIVE DAYS FOR A TOTAL OF 0.3 HOUR/WEEK. LESS THAN 50,000 GPD-STAFFING BY A CLASS D OR HIGHER OPERATOR: 2 VISITS/WEEK ON NONCONSECUTIVE DAYS FOR A TOTAL OF 0.2 HOUR/WEEK. THERE SHALL BE NO MORE THAN 5 DAYS BETWEEN THE LAST VISIT IN ONE WEEK AND THE FIRST VISIT IN THE NEXT WEEK. | N | Y | CROSS ROADS BAPTIST CHURCH OF LITHIA | 10405 COUNTY RD 39 |  | LITHIA | FL | 33547 |  | 8137372003 |  | LYNNETTE O'NEAL | FIRST BAPTIST CHURCH OF LITHIA DC | PO BOX 75 |  | LITHIA | FL | 33547 |  | 8137371121 |  | OTHER | 40 | 5000 | 1 | 2021-03-16 | 2019-04-09 | NTNC | 100
6 | HILLSBOROUGH | SWHI |  | 6294867 | OTHER PUBLIC WATER SYSTEM | CHLORINATION; AERATION FOR REMOVAL OF ANY SECONDARY CONTAMINANT, SULFIDE, OR ANY UNREGULATED CONTAMINANT; CORROSION CONTROL INHIBITOR ADDITION; HYPOCHLORINATION; IRON OR MANGANESE SEQUESTRATION; OR ULTRAVIOLET RADIATION. THE LEAD/CHIEF OPERATOR MUST BE CLASS D OR HIGHER. 50,000 GPD UP TO 0.25 MGD-STAFFING BY CLASS D OR HIGHER OPERATOR: 3 VISITS/WEEK ON NONCONSECUTIVE DAYS FOR A TOTAL OF 0.3 HOUR/WEEK. LESS THAN 50,000 GPD-STAFFING BY A CLASS D OR HIGHER OPERATOR: 2 VISITS/WEEK ON NONCONSECUTIVE DAYS FOR A TOTAL OF 0.2 HOUR/WEEK. THERE SHALL BE NO MORE THAN 5 DAYS BETWEEN THE LAST VISIT IN ONE WEEK AND THE FIRST VISIT IN THE NEXT WEEK. | N | Y | ATLANTIC FOOD MART | 8407 N US HWY 301 |  | TAMPA | FL | 33637 |  | 8139890091 |  | WASIM ISMAIL | KING'S ATLANTIC INC | 8407 N US HWY 301 |  | TAMPA | FL | 33637 |  | 8139890091 |  | INVESTOR | 15 | 5000 | 3 | 2009-02-26 | 2008-10-08 | NAF | 0
6 | HILLSBOROUGH | SWHI |  | 6294868 | OTHER PUBLIC WATER SYSTEM | CHLORINATION; AERATION FOR REMOVAL OF ANY SECONDARY CONTAMINANT, SULFIDE, OR ANY UNREGULATED CONTAMINANT; CORROSION CONTROL INHIBITOR ADDITION; HYPOCHLORINATION; IRON OR MANGANESE SEQUESTRATION; OR ULTRAVIOLET RADIATION. THE LEAD/CHIEF OPERATOR MUST BE CLASS D OR HIGHER. 50,000 GPD UP TO 0.25 MGD-STAFFING BY CLASS D OR HIGHER OPERATOR: 3 VISITS/WEEK ON NONCONSECUTIVE DAYS FOR A TOTAL OF 0.3 HOUR/WEEK. LESS THAN 50,000 GPD-STAFFING BY A CLASS D OR HIGHER OPERATOR: 2 VISITS/WEEK ON NONCONSECUTIVE DAYS FOR A TOTAL OF 0.2 HOUR/WEEK. THERE SHALL BE NO MORE THAN 5 DAYS BETWEEN THE LAST VISIT IN ONE WEEK AND THE FIRST VISIT IN THE NEXT WEEK. | N | Y | SCHLEMAN BROTHERS PLUMBING CO | 14929 N NEBRASKA |  | TAMPA | FL | 33613 |  | 8139717523 |  | ROY / KENNETH SCHLEMAN | SCHLEMAN BROTHERS | 14929 N NEBRASKA |  | TAMPA | FL | 33613 |  | 8139717691 |  | INVESTOR | 20 | 1 | 2 | 2090-04-24 | 2090-04-24 | NAF | 0
6 | HILLSBOROUGH | SWHI |  | 6294873 | OTHER PUBLIC WATER SYSTEM | CHLORINATION; AERATION FOR REMOVAL OF ANY SECONDARY CONTAMINANT, SULFIDE, OR ANY UNREGULATED CONTAMINANT; CORROSION CONTROL INHIBITOR ADDITION; HYPOCHLORINATION; IRON OR MANGANESE SEQUESTRATION; OR ULTRAVIOLET RADIATION. THE LEAD/CHIEF OPERATOR MUST BE CLASS D OR HIGHER. 50,000 GPD UP TO 0.25 MGD-STAFFING BY CLASS D OR HIGHER OPERATOR: 3 VISITS/WEEK ON NONCONSECUTIVE DAYS FOR A TOTAL OF 0.3 HOUR/WEEK. LESS THAN 50,000 GPD-STAFFING BY A CLASS D OR HIGHER OPERATOR: 2 VISITS/WEEK ON NONCONSECUTIVE DAYS FOR A TOTAL OF 0.2 HOUR/WEEK. THERE SHALL BE NO MORE THAN 5 DAYS BETWEEN THE LAST VISIT IN ONE WEEK AND THE FIRST VISIT IN THE NEXT WEEK. | N | Y | MELWEB SIGNS | 8108 US HWY 301 |  | TAMPA | FL | 33610 |  |  |  | MANAGER | MELWEB SIGNS | 8108 US HWY 301 |  | TAMPA | FL | 33610 |  |  |  | INVESTOR | 20 | 5500 | 1 | 2090-05-17 | 2090-05-17 | NAF | 0
6 | HILLSBOROUGH | SWHI |  | 6294879 | NONCOMMUNITY | CHLORINATION; AERATION FOR REMOVAL OF ANY SECONDARY CONTAMINANT, SULFIDE, OR ANY UNREGULATED CONTAMINANT; CORROSION CONTROL INHIBITOR ADDITION; HYPOCHLORINATION; IRON OR MANGANESE SEQUESTRATION; OR ULTRAVIOLET RADIATION. THE LEAD/CHIEF OPERATOR MUST BE CLASS D OR HIGHER. 50,000 GPD UP TO 0.25 MGD-STAFFING BY CLASS D OR HIGHER OPERATOR: 3 VISITS/WEEK ON NONCONSECUTIVE DAYS FOR A TOTAL OF 0.3 HOUR/WEEK. LESS THAN 50,000 GPD-STAFFING BY A CLASS D OR HIGHER OPERATOR: 2 VISITS/WEEK ON NONCONSECUTIVE DAYS FOR A TOTAL OF 0.2 HOUR/WEEK. THERE SHALL BE NO MORE THAN 5 DAYS BETWEEN THE LAST VISIT IN ONE WEEK AND THE FIRST VISIT IN THE NEXT WEEK. | N | Y | 301 GRILL/WAGON WHEEL TR PK | 12464 US 301 N |  | THONOTOSASSA | FL | 33592 |  | 8139862796 |  | LEON GERALD (JERRY) OLIVER | LEON GERALD (JERRY) OLIVER | 12464 US 301 N |  | THONOTOSASSA | FL | 33592 |  | 8137142052 |  | INVESTOR | 27 | 5500 | 8 | 2020-04-07 | 2021-11-05 | NC01 | 50
6 | HILLSBOROUGH | SWHI |  | 6294881 | NONCOMMUNITY | CHLORINATION; AERATION FOR REMOVAL OF ANY SECONDARY CONTAMINANT, SULFIDE, OR ANY UNREGULATED CONTAMINANT; CORROSION CONTROL INHIBITOR ADDITION; HYPOCHLORINATION; IRON OR MANGANESE SEQUESTRATION; OR ULTRAVIOLET RADIATION. THE LEAD/CHIEF OPERATOR MUST BE CLASS D OR HIGHER. 50,000 GPD UP TO 0.25 MGD-STAFFING BY CLASS D OR HIGHER OPERATOR: 3 VISITS/WEEK ON NONCONSECUTIVE DAYS FOR A TOTAL OF 0.3 HOUR/WEEK. LESS THAN 50,000 GPD-STAFFING BY A CLASS D OR HIGHER OPERATOR: 2 VISITS/WEEK ON NONCONSECUTIVE DAYS FOR A TOTAL OF 0.2 HOUR/WEEK. THERE SHALL BE NO MORE THAN 5 DAYS BETWEEN THE LAST VISIT IN ONE WEEK AND THE FIRST VISIT IN THE NEXT WEEK. | N | Y | MASONIC PARK & YOUTH CAMP | 18050 US 301 SOUTH |  | WIMAUMA | FL | 33598 |  | 8136341220 |  | DAVID BRIGHAM | MASONIC PARK & YOUTH CAMP | 18050 US 301 SOUTH |  | WIMAUMA | FL | 33598 |  | 8136341220 |  | OTHER | 108 | 44000 | 100 | 2021-04-23 | 2020-09-17 | NC01 | 50
6 | HILLSBOROUGH | SWHI |  | 6294883 | OTHER PUBLIC WATER SYSTEM | CHLORINATION; AERATION FOR REMOVAL OF ANY SECONDARY CONTAMINANT, SULFIDE, OR ANY UNREGULATED CONTAMINANT; CORROSION CONTROL INHIBITOR ADDITION; HYPOCHLORINATION; IRON OR MANGANESE SEQUESTRATION; OR ULTRAVIOLET RADIATION. THE LEAD/CHIEF OPERATOR MUST BE CLASS D OR HIGHER. 50,000 GPD UP TO 0.25 MGD-STAFFING BY CLASS D OR HIGHER OPERATOR: 3 VISITS/WEEK ON NONCONSECUTIVE DAYS FOR A TOTAL OF 0.3 HOUR/WEEK. LESS THAN 50,000 GPD-STAFFING BY A CLASS D OR HIGHER OPERATOR: 2 VISITS/WEEK ON NONCONSECUTIVE DAYS FOR A TOTAL OF 0.2 HOUR/WEEK. THERE SHALL BE NO MORE THAN 5 DAYS BETWEEN THE LAST VISIT IN ONE WEEK AND THE FIRST VISIT IN THE NEXT WEEK. | N | Y | GODS SEVEN ACRES | 702 SUNDANCE |  | WIMAUMA | FL | 33598 |  |  |  | REV KING | REV W L KING | 702 SUNDANCE |  | WIMAUMA | FL | 33598 |  |  |  | OTHER | 20 | 1 | 26 | 2091-12-10 | 2091-12-10 | NAF | 0
6 | HILLSBOROUGH | SWHI |  | 6294884 | OTHER PUBLIC WATER SYSTEM | CHLORINATION; AERATION FOR REMOVAL OF ANY SECONDARY CONTAMINANT, SULFIDE, OR ANY UNREGULATED CONTAMINANT; CORROSION CONTROL INHIBITOR ADDITION; HYPOCHLORINATION; IRON OR MANGANESE SEQUESTRATION; OR ULTRAVIOLET RADIATION. THE LEAD/CHIEF OPERATOR MUST BE CLASS D OR HIGHER. 50,000 GPD UP TO 0.25 MGD-STAFFING BY CLASS D OR HIGHER OPERATOR: 3 VISITS/WEEK ON NONCONSECUTIVE DAYS FOR A TOTAL OF 0.3 HOUR/WEEK. LESS THAN 50,000 GPD-STAFFING BY A CLASS D OR HIGHER OPERATOR: 2 VISITS/WEEK ON NONCONSECUTIVE DAYS FOR A TOTAL OF 0.2 HOUR/WEEK. THERE SHALL BE NO MORE THAN 5 DAYS BETWEEN THE LAST VISIT IN ONE WEEK AND THE FIRST VISIT IN THE NEXT WEEK. | N | Y | RUSKIN VEG CORP | 1915 US 41 |  | RUSKIN | FL | 33570 |  | 8136453264 |  | DONALD SNYDER | RUSKIN VEG CORP | P O BOX 668 |  | RUSKIN | FL | 33570 |  | 8136453264 |  | OTHER | 10 | 12000 | 2 | 2003-07-15 | 2002-08-12 | NAF | 0
6 | HILLSBOROUGH | SWHI | AUTUMNLEAFACADEMY@YAHOO.COM | 6294885 | NONTRANSIENT NONCOMMUNITY | CHLORINATION; AERATION FOR REMOVAL OF ANY SECONDARY CONTAMINANT, SULFIDE, OR ANY UNREGULATED CONTAMINANT; CORROSION CONTROL INHIBITOR ADDITION; HYPOCHLORINATION; IRON OR MANGANESE SEQUESTRATION; OR ULTRAVIOLET RADIATION. THE LEAD/CHIEF OPERATOR MUST BE CLASS D OR HIGHER. 50,000 GPD UP TO 0.25 MGD-STAFFING BY CLASS D OR HIGHER OPERATOR: 3 VISITS/WEEK ON NONCONSECUTIVE DAYS FOR A TOTAL OF 0.3 HOUR/WEEK. LESS THAN 50,000 GPD-STAFFING BY A CLASS D OR HIGHER OPERATOR: 2 VISITS/WEEK ON NONCONSECUTIVE DAYS FOR A TOTAL OF 0.2 HOUR/WEEK. THERE SHALL BE NO MORE THAN 5 DAYS BETWEEN THE LAST VISIT IN ONE WEEK AND THE FIRST VISIT IN THE NEXT WEEK. | N | Y | AUTUMN LEAF ACADEMY | 3007 SOUTH DANIELS ROAD |  | PLANT CITY | FL | 33566 |  | 8137524561 |  | DAVID AND DIANNA HINKLEY | AUTUMN LEAF ACADEMY INC | 3007 SOUTH DANIELS ROAD |  | PLANT CITY | FL | 33566 |  | 8137524561 |  | INVESTOR | 94 | 2500 | 1 | 2021-05-18 | 2019-10-10 | NTNC | 100
6 | HILLSBOROUGH | SWHI |  | 6294891 | NONCOMMUNITY | CHLORINATION; AERATION FOR REMOVAL OF ANY SECONDARY CONTAMINANT, SULFIDE, OR ANY UNREGULATED CONTAMINANT; CORROSION CONTROL INHIBITOR ADDITION; HYPOCHLORINATION; IRON OR MANGANESE SEQUESTRATION; OR ULTRAVIOLET RADIATION. THE LEAD/CHIEF OPERATOR MUST BE CLASS D OR HIGHER. 50,000 GPD UP TO 0.25 MGD-STAFFING BY CLASS D OR HIGHER OPERATOR: 3 VISITS/WEEK ON NONCONSECUTIVE DAYS FOR A TOTAL OF 0.3 HOUR/WEEK. LESS THAN 50,000 GPD-STAFFING BY A CLASS D OR HIGHER OPERATOR: 2 VISITS/WEEK ON NONCONSECUTIVE DAYS FOR A TOTAL OF 0.2 HOUR/WEEK. THERE SHALL BE NO MORE THAN 5 DAYS BETWEEN THE LAST VISIT IN ONE WEEK AND THE FIRST VISIT IN THE NEXT WEEK. | N | Y | EASTBAY RACEWAY PARK | 6311 BURTS RD |  | TAMPA | FL | 33619 |  | 8136777223 |  | JANET KNIGHT | 2VHL PROMOTIONAL, INC | 6311 BURTS RD |  | TAMPA | FL | 33619 |  | 8136777223 |  | INVESTOR | 1000 | 28800 | 9 | 2020-11-02 | 2019-11-07 | NC01 | 50
6 | HILLSBOROUGH | SWHI |  | 6294893 | NONCOMMUNITY | CHLORINATION; AERATION FOR REMOVAL OF ANY SECONDARY CONTAMINANT, SULFIDE, OR ANY UNREGULATED CONTAMINANT; CORROSION CONTROL INHIBITOR ADDITION; HYPOCHLORINATION; IRON OR MANGANESE SEQUESTRATION; OR ULTRAVIOLET RADIATION. THE LEAD/CHIEF OPERATOR MUST BE CLASS D OR HIGHER. 50,000 GPD UP TO 0.25 MGD-STAFFING BY CLASS D OR HIGHER OPERATOR: 3 VISITS/WEEK ON NONCONSECUTIVE DAYS FOR A TOTAL OF 0.3 HOUR/WEEK. LESS THAN 50,000 GPD-STAFFING BY A CLASS D OR HIGHER OPERATOR: 2 VISITS/WEEK ON NONCONSECUTIVE DAYS FOR A TOTAL OF 0.2 HOUR/WEEK. THERE SHALL BE NO MORE THAN 5 DAYS BETWEEN THE LAST VISIT IN ONE WEEK AND THE FIRST VISIT IN THE NEXT WEEK. | N | Y | FOE/BRANDON AERIE #3566 | 1810 FRONT ST |  | VALRICO | FL | 33594 |  | 8136854173 |  | EDDIE WALLACE | FRATERNAL ORDER OF EAGLES | PO BOX 411 |  | VALRICO | FL | 33594 |  | 8136854173 |  | OTHER | 25 | 2500 | 1 | 2021-07-13 | 2020-11-13 | NC01 | 50
6 | HILLSBOROUGH | SWHI | JIMC@ODESSACHRISTIANSCHOOL.ORG | 6294894 | NONTRANSIENT NONCOMMUNITY | CHLORINATION; AERATION FOR REMOVAL OF ANY SECONDARY CONTAMINANT, SULFIDE, OR ANY UNREGULATED CONTAMINANT; CORROSION CONTROL INHIBITOR ADDITION; HYPOCHLORINATION; IRON OR MANGANESE SEQUESTRATION; OR ULTRAVIOLET RADIATION. THE LEAD/CHIEF OPERATOR MUST BE CLASS D OR HIGHER. 50,000 GPD UP TO 0.25 MGD-STAFFING BY CLASS D OR HIGHER OPERATOR: 3 VISITS/WEEK ON NONCONSECUTIVE DAYS FOR A TOTAL OF 0.3 HOUR/WEEK. LESS THAN 50,000 GPD-STAFFING BY A CLASS D OR HIGHER OPERATOR: 2 VISITS/WEEK ON NONCONSECUTIVE DAYS FOR A TOTAL OF 0.2 HOUR/WEEK. THERE SHALL BE NO MORE THAN 5 DAYS BETWEEN THE LAST VISIT IN ONE WEEK AND THE FIRST VISIT IN THE NEXT WEEK. | N | Y | ODESSA CHRISTIAN SCHOOL | 19521 MICHIGAN AVE |  | ODESSA | FL | 33556 |  | 8137921825 |  | JIM OR ERIN CIULLA | ATTENTION HOME INC | PO BOX 945 |  | SAFETY HARBOR | FL | 34695 |  | 7274219172 |  | INVESTOR | 250 | 3750 | 10 | 2021-05-14 | 2019-03-04 | NTNC | 100
6 | HILLSBOROUGH | SWHI |  | 6294896 | NONCOMMUNITY | CHLORINATION; AERATION FOR REMOVAL OF ANY SECONDARY CONTAMINANT, SULFIDE, OR ANY UNREGULATED CONTAMINANT; CORROSION CONTROL INHIBITOR ADDITION; HYPOCHLORINATION; IRON OR MANGANESE SEQUESTRATION; OR ULTRAVIOLET RADIATION. THE LEAD/CHIEF OPERATOR MUST BE CLASS D OR HIGHER. 50,000 GPD UP TO 0.25 MGD-STAFFING BY CLASS D OR HIGHER OPERATOR: 3 VISITS/WEEK ON NONCONSECUTIVE DAYS FOR A TOTAL OF 0.3 HOUR/WEEK. LESS THAN 50,000 GPD-STAFFING BY A CLASS D OR HIGHER OPERATOR: 2 VISITS/WEEK ON NONCONSECUTIVE DAYS FOR A TOTAL OF 0.2 HOUR/WEEK. THERE SHALL BE NO MORE THAN 5 DAYS BETWEEN THE LAST VISIT IN ONE WEEK AND THE FIRST VISIT IN THE NEXT WEEK. | N | Y | HCPRD/BALM PARK | 14747 BALM WIMAUMA ROAD |  | BALM | FL | 33598 |  | 8132725840 |  | ROYCE JOHNSON & BRUCE HARVEY | HILLSBOROUGH CTY PARKS & RECREATION MU2 | PO BOX 1110 |  | TAMPA | FL | 33601 |  | 8133526427 |  | COUNTY | 75 | 2000 | 2 | 2021-04-08 | 2020-06-17 | NC01 | 50
6 | HILLSBOROUGH | SWHI |  | 6294897 | OTHER PUBLIC WATER SYSTEM | CHLORINATION; AERATION FOR REMOVAL OF ANY SECONDARY CONTAMINANT, SULFIDE, OR ANY UNREGULATED CONTAMINANT; CORROSION CONTROL INHIBITOR ADDITION; HYPOCHLORINATION; IRON OR MANGANESE SEQUESTRATION; OR ULTRAVIOLET RADIATION. THE LEAD/CHIEF OPERATOR MUST BE CLASS D OR HIGHER. 50,000 GPD UP TO 0.25 MGD-STAFFING BY CLASS D OR HIGHER OPERATOR: 3 VISITS/WEEK ON NONCONSECUTIVE DAYS FOR A TOTAL OF 0.3 HOUR/WEEK. LESS THAN 50,000 GPD-STAFFING BY A CLASS D OR HIGHER OPERATOR: 2 VISITS/WEEK ON NONCONSECUTIVE DAYS FOR A TOTAL OF 0.2 HOUR/WEEK. THERE SHALL BE NO MORE THAN 5 DAYS BETWEEN THE LAST VISIT IN ONE WEEK AND THE FIRST VISIT IN THE NEXT WEEK. | N | Y | FLORIDA EQUIP RENTAL | 14751 N NEBRASKA AVE |  | TAMPA | FL | 33612 |  |  |  | CARY BURCHAM | FLORIDA EQUIP RENTAL | 14751 N NEBRASKA |  | TAMPA | FL | 33612 |  |  |  | INVESTOR | 20 | 1 | 1 | 2084-06-01 | 2084-06-01 | NAF | 0
6 | HILLSBOROUGH | SWHI |  | 6294899 | OTHER PUBLIC WATER SYSTEM | CHLORINATION; AERATION FOR REMOVAL OF ANY SECONDARY CONTAMINANT, SULFIDE, OR ANY UNREGULATED CONTAMINANT; CORROSION CONTROL INHIBITOR ADDITION; HYPOCHLORINATION; IRON OR MANGANESE SEQUESTRATION; OR ULTRAVIOLET RADIATION. THE LEAD/CHIEF OPERATOR MUST BE CLASS D OR HIGHER. 50,000 GPD UP TO 0.25 MGD-STAFFING BY CLASS D OR HIGHER OPERATOR: 3 VISITS/WEEK ON NONCONSECUTIVE DAYS FOR A TOTAL OF 0.3 HOUR/WEEK. LESS THAN 50,000 GPD-STAFFING BY A CLASS D OR HIGHER OPERATOR: 2 VISITS/WEEK ON NONCONSECUTIVE DAYS FOR A TOTAL OF 0.2 HOUR/WEEK. THERE SHALL BE NO MORE THAN 5 DAYS BETWEEN THE LAST VISIT IN ONE WEEK AND THE FIRST VISIT IN THE NEXT WEEK. | N | Y | DO DO'S SALES INC | P.O.BOX 98 |  | SEFFNER | FL | 33584 |  |  |  | MIKE GUNN | DO DO'S SALES INC | 602 HIGHLAND AVE |  | SEFFNER | FL | 33584 |  |  |  | INVESTOR | 20 | 3500 | 1 | 2085-11-26 | 2085-11-26 | NAF | 0
6 | HILLSBOROUGH | SWHI |  | 6294905 | NONTRANSIENT NONCOMMUNITY | CHLORINATION; AERATION FOR REMOVAL OF ANY SECONDARY CONTAMINANT, SULFIDE, OR ANY UNREGULATED CONTAMINANT; CORROSION CONTROL INHIBITOR ADDITION; HYPOCHLORINATION; IRON OR MANGANESE SEQUESTRATION; OR ULTRAVIOLET RADIATION. THE LEAD/CHIEF OPERATOR MUST BE CLASS D OR HIGHER. 50,000 GPD UP TO 0.25 MGD-STAFFING BY CLASS D OR HIGHER OPERATOR: 3 VISITS/WEEK ON NONCONSECUTIVE DAYS FOR A TOTAL OF 0.3 HOUR/WEEK. LESS THAN 50,000 GPD-STAFFING BY A CLASS D OR HIGHER OPERATOR: 2 VISITS/WEEK ON NONCONSECUTIVE DAYS FOR A TOTAL OF 0.2 HOUR/WEEK. THERE SHALL BE NO MORE THAN 5 DAYS BETWEEN THE LAST VISIT IN ONE WEEK AND THE FIRST VISIT IN THE NEXT WEEK. | N | Y | CARROLLWOOD BUSINESS PK | 9267 LAZY LANE |  | TAMPA | FL | 33614 |  | 8136378888 |  | DEBBIE MONEYPENNY | CARROLLWOOD BUSINESS PK LTD | PO BOX 25531 |  | TAMPA | FL | 33622 |  | 8136378888 |  | INVESTOR | 84 | 8000 | 6 | 2021-06-23 | 2019-05-29 | NTNC | 100
6 | HILLSBOROUGH | SWHI |  | 6294907 | NONTRANSIENT NONCOMMUNITY | CHLORINATION; AERATION FOR REMOVAL OF ANY SECONDARY CONTAMINANT, SULFIDE, OR ANY UNREGULATED CONTAMINANT; CORROSION CONTROL INHIBITOR ADDITION; HYPOCHLORINATION; IRON OR MANGANESE SEQUESTRATION; OR ULTRAVIOLET RADIATION. THE LEAD/CHIEF OPERATOR MUST BE CLASS D OR HIGHER. 50,000 GPD UP TO 0.25 MGD-STAFFING BY CLASS D OR HIGHER OPERATOR: 3 VISITS/WEEK ON NONCONSECUTIVE DAYS FOR A TOTAL OF 0.3 HOUR/WEEK. LESS THAN 50,000 GPD-STAFFING BY A CLASS D OR HIGHER OPERATOR: 2 VISITS/WEEK ON NONCONSECUTIVE DAYS FOR A TOTAL OF 0.2 HOUR/WEEK. THERE SHALL BE NO MORE THAN 5 DAYS BETWEEN THE LAST VISIT IN ONE WEEK AND THE FIRST VISIT IN THE NEXT WEEK. | N | Y | BUSINESS ENTERPRISE PARK | 9420 LAZY LANE |  | TAMPA | FL | 33614 |  | 8139275483 |  | PAUL FRALEIGH | BUSINESS ENTERPRISE PARK LLC | 9420 LAZY LANE BOX F |  | TAMPA | FL | 33614 |  | 8139275483 |  | INVESTOR | 50 | 5000 | 5 | 2021-06-09 | 2019-05-29 | NTNC | 100
6 | HILLSBOROUGH | SWHI |  | 6294908 | OTHER PUBLIC WATER SYSTEM | CHLORINATION; AERATION FOR REMOVAL OF ANY SECONDARY CONTAMINANT, SULFIDE, OR ANY UNREGULATED CONTAMINANT; CORROSION CONTROL INHIBITOR ADDITION; HYPOCHLORINATION; IRON OR MANGANESE SEQUESTRATION; OR ULTRAVIOLET RADIATION. THE LEAD/CHIEF OPERATOR MUST BE CLASS D OR HIGHER. 50,000 GPD UP TO 0.25 MGD-STAFFING BY CLASS D OR HIGHER OPERATOR: 3 VISITS/WEEK ON NONCONSECUTIVE DAYS FOR A TOTAL OF 0.3 HOUR/WEEK. LESS THAN 50,000 GPD-STAFFING BY A CLASS D OR HIGHER OPERATOR: 2 VISITS/WEEK ON NONCONSECUTIVE DAYS FOR A TOTAL OF 0.2 HOUR/WEEK. THERE SHALL BE NO MORE THAN 5 DAYS BETWEEN THE LAST VISIT IN ONE WEEK AND THE FIRST VISIT IN THE NEXT WEEK. | N | Y | PEN LUMBER & HARDWARE | P O BOX 151097 |  | TAMPA | FL | 33614 |  |  |  | LA CHAPELLE | PEN LUMBER & HARDWARE | LAZY LANE |  | TAMPA | FL | 33614 |  | 8138792526 |  | INVESTOR | 20 | 1 | 1 | 2084-08-08 | 2084-08-08 | NAF | 0
6 | HILLSBOROUGH | SWHI |  | 6294912 | OTHER PUBLIC WATER SYSTEM | CHLORINATION; AERATION FOR REMOVAL OF ANY SECONDARY CONTAMINANT, SULFIDE, OR ANY UNREGULATED CONTAMINANT; CORROSION CONTROL INHIBITOR ADDITION; HYPOCHLORINATION; IRON OR MANGANESE SEQUESTRATION; OR ULTRAVIOLET RADIATION. THE LEAD/CHIEF OPERATOR MUST BE CLASS D OR HIGHER. 50,000 GPD UP TO 0.25 MGD-STAFFING BY CLASS D OR HIGHER OPERATOR: 3 VISITS/WEEK ON NONCONSECUTIVE DAYS FOR A TOTAL OF 0.3 HOUR/WEEK. LESS THAN 50,000 GPD-STAFFING BY A CLASS D OR HIGHER OPERATOR: 2 VISITS/WEEK ON NONCONSECUTIVE DAYS FOR A TOTAL OF 0.2 HOUR/WEEK. THERE SHALL BE NO MORE THAN 5 DAYS BETWEEN THE LAST VISIT IN ONE WEEK AND THE FIRST VISIT IN THE NEXT WEEK. | N | Y | NATURAL HEALTH FOODS | 14401 N FLORIDA |  | TAMPA | FL | 33612 |  |  |  | REYEN HALL | REYEN HALL | 14401 N FLORIDA AVE |  | TAMPA | FL | 33612 |  |  |  | INVESTOR | 20 | 2500 | 1 | 2084-07-25 | 2084-07-25 | NAF | 0
6 | HILLSBOROUGH | SWHI |  | 6294913 | NONCOMMUNITY | CHLORINATION; AERATION FOR REMOVAL OF ANY SECONDARY CONTAMINANT, SULFIDE, OR ANY UNREGULATED CONTAMINANT; CORROSION CONTROL INHIBITOR ADDITION; HYPOCHLORINATION; IRON OR MANGANESE SEQUESTRATION; OR ULTRAVIOLET RADIATION. THE LEAD/CHIEF OPERATOR MUST BE CLASS D OR HIGHER. 50,000 GPD UP TO 0.25 MGD-STAFFING BY CLASS D OR HIGHER OPERATOR: 3 VISITS/WEEK ON NONCONSECUTIVE DAYS FOR A TOTAL OF 0.3 HOUR/WEEK. LESS THAN 50,000 GPD-STAFFING BY A CLASS D OR HIGHER OPERATOR: 2 VISITS/WEEK ON NONCONSECUTIVE DAYS FOR A TOTAL OF 0.2 HOUR/WEEK. THERE SHALL BE NO MORE THAN 5 DAYS BETWEEN THE LAST VISIT IN ONE WEEK AND THE FIRST VISIT IN THE NEXT WEEK. | N | Y | THONOTOSASSA CHURCH OF GOD | 11702 TAYLOR RD |  | THONOTOSASSA | FL | 33592 |  | 8139861916 |  | THONOTOSASSA CHURCH OF GOD | THONOTOSASSA CHURCH OF GOD | 11702 TAYLOR RD |  | THONOTOSASSA | FL | 33592 |  | 8139861916 |  | OTHER | 65 | 20000 | 3 | 2021-03-10 | 2019-03-07 | NC01 | 50
6 | HILLSBOROUGH | SWHI |  | 6294915 | OTHER PUBLIC WATER SYSTEM | CHLORINATION; AERATION FOR REMOVAL OF ANY SECONDARY CONTAMINANT, SULFIDE, OR ANY UNREGULATED CONTAMINANT; CORROSION CONTROL INHIBITOR ADDITION; HYPOCHLORINATION; IRON OR MANGANESE SEQUESTRATION; OR ULTRAVIOLET RADIATION. THE LEAD/CHIEF OPERATOR MUST BE CLASS D OR HIGHER. 50,000 GPD UP TO 0.25 MGD-STAFFING BY CLASS D OR HIGHER OPERATOR: 3 VISITS/WEEK ON NONCONSECUTIVE DAYS FOR A TOTAL OF 0.3 HOUR/WEEK. LESS THAN 50,000 GPD-STAFFING BY A CLASS D OR HIGHER OPERATOR: 2 VISITS/WEEK ON NONCONSECUTIVE DAYS FOR A TOTAL OF 0.2 HOUR/WEEK. THERE SHALL BE NO MORE THAN 5 DAYS BETWEEN THE LAST VISIT IN ONE WEEK AND THE FIRST VISIT IN THE NEXT WEEK. | N | Y | SOUTH BRANDON BAPT CHURCH | 4929 BELL SHOALS RD |  | VALRICO | FL | 33594 |  | 8136811045 |  | AL BROWDER | SOUTH BRANDON BAPT CHURCH | 4929 BELL SHOALS RD |  | BRANDON | FL | 33511 |  | 8136811045 |  | OTHER | 20 | 1 | 1 | 2086-09-02 | 2086-09-02 | NAF | 0
6 | HILLSBOROUGH | SWHI |  | 6294919 | OTHER PUBLIC WATER SYSTEM | CHLORINATION; AERATION FOR REMOVAL OF ANY SECONDARY CONTAMINANT, SULFIDE, OR ANY UNREGULATED CONTAMINANT; CORROSION CONTROL INHIBITOR ADDITION; HYPOCHLORINATION; IRON OR MANGANESE SEQUESTRATION; OR ULTRAVIOLET RADIATION. THE LEAD/CHIEF OPERATOR MUST BE CLASS D OR HIGHER. 50,000 GPD UP TO 0.25 MGD-STAFFING BY CLASS D OR HIGHER OPERATOR: 3 VISITS/WEEK ON NONCONSECUTIVE DAYS FOR A TOTAL OF 0.3 HOUR/WEEK. LESS THAN 50,000 GPD-STAFFING BY A CLASS D OR HIGHER OPERATOR: 2 VISITS/WEEK ON NONCONSECUTIVE DAYS FOR A TOTAL OF 0.2 HOUR/WEEK. THERE SHALL BE NO MORE THAN 5 DAYS BETWEEN THE LAST VISIT IN ONE WEEK AND THE FIRST VISIT IN THE NEXT WEEK. | N | Y | FLORIDA UTILITY TRAILERS | 7808 US 301 N |  | TAMPA | FL | 33610 |  |  |  | LLOYD BRUCE | FLORIDA UTILITY TRAILERS | 7808 US 301 N |  | TAMPA | FL | 33610 |  | 8139858546 |  | INVESTOR | 20 | 2020 | 1 | 2084-07-17 | 2084-07-17 | NAF | 0
6 | HILLSBOROUGH | SWHI |  | 6294920 | OTHER PUBLIC WATER SYSTEM | CHLORINATION; AERATION FOR REMOVAL OF ANY SECONDARY CONTAMINANT, SULFIDE, OR ANY UNREGULATED CONTAMINANT; CORROSION CONTROL INHIBITOR ADDITION; HYPOCHLORINATION; IRON OR MANGANESE SEQUESTRATION; OR ULTRAVIOLET RADIATION. THE LEAD/CHIEF OPERATOR MUST BE CLASS D OR HIGHER. 50,000 GPD UP TO 0.25 MGD-STAFFING BY CLASS D OR HIGHER OPERATOR: 3 VISITS/WEEK ON NONCONSECUTIVE DAYS FOR A TOTAL OF 0.3 HOUR/WEEK. LESS THAN 50,000 GPD-STAFFING BY A CLASS D OR HIGHER OPERATOR: 2 VISITS/WEEK ON NONCONSECUTIVE DAYS FOR A TOTAL OF 0.2 HOUR/WEEK. THERE SHALL BE NO MORE THAN 5 DAYS BETWEEN THE LAST VISIT IN ONE WEEK AND THE FIRST VISIT IN THE NEXT WEEK. | N | Y | FLORIDA WEST COAST CARPENTERS | 7930 US 301 N |  | TAMPA | FL | 33610 |  |  |  | LARRY JONES | FLORIDA WEST COAST CARPENTERS | 3930 US 301 N |  | TAMPA | FL | 33610 |  | 8139883997 |  | OTHER | 20 | 3000 | 2 | 2084-07-19 | 2084-07-19 | NAF | 0
6 | HILLSBOROUGH | SWHI |  | 6294921 | NONCOMMUNITY | CHLORINATION; AERATION FOR REMOVAL OF ANY SECONDARY CONTAMINANT, SULFIDE, OR ANY UNREGULATED CONTAMINANT; CORROSION CONTROL INHIBITOR ADDITION; HYPOCHLORINATION; IRON OR MANGANESE SEQUESTRATION; OR ULTRAVIOLET RADIATION. THE LEAD/CHIEF OPERATOR MUST BE CLASS D OR HIGHER. 50,000 GPD UP TO 0.25 MGD-STAFFING BY CLASS D OR HIGHER OPERATOR: 3 VISITS/WEEK ON NONCONSECUTIVE DAYS FOR A TOTAL OF 0.3 HOUR/WEEK. LESS THAN 50,000 GPD-STAFFING BY A CLASS D OR HIGHER OPERATOR: 2 VISITS/WEEK ON NONCONSECUTIVE DAYS FOR A TOTAL OF 0.2 HOUR/WEEK. THERE SHALL BE NO MORE THAN 5 DAYS BETWEEN THE LAST VISIT IN ONE WEEK AND THE FIRST VISIT IN THE NEXT WEEK. | N | Y | GULF COAST THERMO KING | 7802 N US HIGHWAY 301 |  | TAMPA | FL | 33637 |  | 8139858502 |  | FRANK WILLIAMS | GULF COAST THERMO KING | 5803 BRECKENRIDGE PARKWAY, SUITE A |  | TAMPA | FL | 33610 |  | 8139858502 |  | INVESTOR | 30 | 2500 | 1 | 2021-12-15 | 2021-10-21 | NC01 | 50
6 | HILLSBOROUGH | SWHI |  | 6294924 | NONCOMMUNITY | CHLORINATION; AERATION FOR REMOVAL OF ANY SECONDARY CONTAMINANT, SULFIDE, OR ANY UNREGULATED CONTAMINANT; CORROSION CONTROL INHIBITOR ADDITION; HYPOCHLORINATION; IRON OR MANGANESE SEQUESTRATION; OR ULTRAVIOLET RADIATION. THE LEAD/CHIEF OPERATOR MUST BE CLASS D OR HIGHER. 50,000 GPD UP TO 0.25 MGD-STAFFING BY CLASS D OR HIGHER OPERATOR: 3 VISITS/WEEK ON NONCONSECUTIVE DAYS FOR A TOTAL OF 0.3 HOUR/WEEK. LESS THAN 50,000 GPD-STAFFING BY A CLASS D OR HIGHER OPERATOR: 2 VISITS/WEEK ON NONCONSECUTIVE DAYS FOR A TOTAL OF 0.2 HOUR/WEEK. THERE SHALL BE NO MORE THAN 5 DAYS BETWEEN THE LAST VISIT IN ONE WEEK AND THE FIRST VISIT IN THE NEXT WEEK. | N | Y | THE WHITE OAK COTTAGE | 10530 SOUTH COUNTY RD 39 |  | LITHIA | FL | 33547 |  | 8136500054 |  | SHAUNESSY DOBISH | THE WHITE OAK COTTAGE, LLC | 10522 COUNTY ROAD 39 |  | LITHIA | FL | 33547 |  | 8136500054 |  | INVESTOR | 150 | 1315 | 1 | 2021-03-16 | 2019-12-04 | NC01 | 50
6 | HILLSBOROUGH | SWHI | KHALIL_MK@YAHOO.COM | 6294928 | NONCOMMUNITY | CHLORINATION; AERATION FOR REMOVAL OF ANY SECONDARY CONTAMINANT, SULFIDE, OR ANY UNREGULATED CONTAMINANT; CORROSION CONTROL INHIBITOR ADDITION; HYPOCHLORINATION; IRON OR MANGANESE SEQUESTRATION; OR ULTRAVIOLET RADIATION. THE LEAD/CHIEF OPERATOR MUST BE CLASS D OR HIGHER. 50,000 GPD UP TO 0.25 MGD-STAFFING BY CLASS D OR HIGHER OPERATOR: 3 VISITS/WEEK ON NONCONSECUTIVE DAYS FOR A TOTAL OF 0.3 HOUR/WEEK. LESS THAN 50,000 GPD-STAFFING BY A CLASS D OR HIGHER OPERATOR: 2 VISITS/WEEK ON NONCONSECUTIVE DAYS FOR A TOTAL OF 0.2 HOUR/WEEK. THERE SHALL BE NO MORE THAN 5 DAYS BETWEEN THE LAST VISIT IN ONE WEEK AND THE FIRST VISIT IN THE NEXT WEEK. | N | Y | 18901 N DALE MABRY HIGHWAY LLC | 18901 N DALE MABRY |  | LUTZ | FL | 33548 |  | 8134285153 |  | HAMID GHANNAD | 18901 N DALE MABRY HIGHWAY LLC | 15429 N FLORIDA AVE |  | TAMPA | FL | 33613 |  | 8136255644 |  | INVESTOR | 100 | 5000 | 1 | 2021-03-11 | 2020-02-27 | NC01 | 50
6 | HILLSBOROUGH | SWHI |  | 6294929 | NONCOMMUNITY | CHLORINATION; AERATION FOR REMOVAL OF ANY SECONDARY CONTAMINANT, SULFIDE, OR ANY UNREGULATED CONTAMINANT; CORROSION CONTROL INHIBITOR ADDITION; HYPOCHLORINATION; IRON OR MANGANESE SEQUESTRATION; OR ULTRAVIOLET RADIATION. THE LEAD/CHIEF OPERATOR MUST BE CLASS D OR HIGHER. 50,000 GPD UP TO 0.25 MGD-STAFFING BY CLASS D OR HIGHER OPERATOR: 3 VISITS/WEEK ON NONCONSECUTIVE DAYS FOR A TOTAL OF 0.3 HOUR/WEEK. LESS THAN 50,000 GPD-STAFFING BY A CLASS D OR HIGHER OPERATOR: 2 VISITS/WEEK ON NONCONSECUTIVE DAYS FOR A TOTAL OF 0.2 HOUR/WEEK. THERE SHALL BE NO MORE THAN 5 DAYS BETWEEN THE LAST VISIT IN ONE WEEK AND THE FIRST VISIT IN THE NEXT WEEK. | N | Y | SPEEDWAY #6545 | 18431 LIVINGSTON AVE |  | LUTZ | FL | 33549 |  | 8139491385 |  | JOE JUDY | SPEEDWAY LLC | PO BOX 1580 |  | SPRINGFIELD | OH | 45501 |  | 9378636870 |  | INVESTOR | 400 | 2100 | 1 | 2021-06-23 | 2020-09-16 | NC01 | 50
6 | HILLSBOROUGH | SWHI |  | 6294930 | OTHER PUBLIC WATER SYSTEM | CHLORINATION; AERATION FOR REMOVAL OF ANY SECONDARY CONTAMINANT, SULFIDE, OR ANY UNREGULATED CONTAMINANT; CORROSION CONTROL INHIBITOR ADDITION; HYPOCHLORINATION; IRON OR MANGANESE SEQUESTRATION; OR ULTRAVIOLET RADIATION. THE LEAD/CHIEF OPERATOR MUST BE CLASS D OR HIGHER. 50,000 GPD UP TO 0.25 MGD-STAFFING BY CLASS D OR HIGHER OPERATOR: 3 VISITS/WEEK ON NONCONSECUTIVE DAYS FOR A TOTAL OF 0.3 HOUR/WEEK. LESS THAN 50,000 GPD-STAFFING BY A CLASS D OR HIGHER OPERATOR: 2 VISITS/WEEK ON NONCONSECUTIVE DAYS FOR A TOTAL OF 0.2 HOUR/WEEK. THERE SHALL BE NO MORE THAN 5 DAYS BETWEEN THE LAST VISIT IN ONE WEEK AND THE FIRST VISIT IN THE NEXT WEEK. | N | Y | TILE CONNECTION, THE | 5906 JOHNS RD |  | TAMPA | FL | 33634 |  |  |  | MARIA FAND | EMTS INC | 5906 JOHNS RD |  | TAMPA | FL | 33634 |  |  |  | INVESTOR | 20 | 3000 | 1 | 2090-09-05 | 2090-09-05 | NAF | 0
6 | HILLSBOROUGH | SWHI |  | 6294933 | OTHER PUBLIC WATER SYSTEM | CHLORINATION; AERATION FOR REMOVAL OF ANY SECONDARY CONTAMINANT, SULFIDE, OR ANY UNREGULATED CONTAMINANT; CORROSION CONTROL INHIBITOR ADDITION; HYPOCHLORINATION; IRON OR MANGANESE SEQUESTRATION; OR ULTRAVIOLET RADIATION. THE LEAD/CHIEF OPERATOR MUST BE CLASS D OR HIGHER. 50,000 GPD UP TO 0.25 MGD-STAFFING BY CLASS D OR HIGHER OPERATOR: 3 VISITS/WEEK ON NONCONSECUTIVE DAYS FOR A TOTAL OF 0.3 HOUR/WEEK. LESS THAN 50,000 GPD-STAFFING BY A CLASS D OR HIGHER OPERATOR: 2 VISITS/WEEK ON NONCONSECUTIVE DAYS FOR A TOTAL OF 0.2 HOUR/WEEK. THERE SHALL BE NO MORE THAN 5 DAYS BETWEEN THE LAST VISIT IN ONE WEEK AND THE FIRST VISIT IN THE NEXT WEEK. | N | Y | TAMPA BAY ANIMAL MEDICAL CTR | 3816 W HUMPHREY |  | TAMPA | FL | 33614 |  |  |  | S A LADUE | S A LADUE | 3816 W HUMPHREY |  | TAMPA | FL | 33614 |  | 8139336609 |  | INVESTOR | 20 | 1 | 2 | 2084-08-16 | 2084-08-16 | NAF | 0
6 | HILLSBOROUGH | SWHI |  | 6294934 | OTHER PUBLIC WATER SYSTEM | CHLORINATION; AERATION FOR REMOVAL OF ANY SECONDARY CONTAMINANT, SULFIDE, OR ANY UNREGULATED CONTAMINANT; CORROSION CONTROL INHIBITOR ADDITION; HYPOCHLORINATION; IRON OR MANGANESE SEQUESTRATION; OR ULTRAVIOLET RADIATION. THE LEAD/CHIEF OPERATOR MUST BE CLASS D OR HIGHER. 50,000 GPD UP TO 0.25 MGD-STAFFING BY CLASS D OR HIGHER OPERATOR: 3 VISITS/WEEK ON NONCONSECUTIVE DAYS FOR A TOTAL OF 0.3 HOUR/WEEK. LESS THAN 50,000 GPD-STAFFING BY A CLASS D OR HIGHER OPERATOR: 2 VISITS/WEEK ON NONCONSECUTIVE DAYS FOR A TOTAL OF 0.2 HOUR/WEEK. THERE SHALL BE NO MORE THAN 5 DAYS BETWEEN THE LAST VISIT IN ONE WEEK AND THE FIRST VISIT IN THE NEXT WEEK. | N | Y | BLASTERS INC | 7813 PROFESSIONAL PLACE |  | TAMPA | FL | 33610 |  |  |  | TOM | FREDERICK A BOOS | 7813 PROFESSIONAL PLACE |  | TAMPA | FL | 33610 |  | 8139854500 |  | INVESTOR | 20 | 1 | 1 | 2084-08-29 | 2092-08-11 | NAF | 0
6 | HILLSBOROUGH | SWHI |  | 6294936 | OTHER PUBLIC WATER SYSTEM | CHLORINATION; AERATION FOR REMOVAL OF ANY SECONDARY CONTAMINANT, SULFIDE, OR ANY UNREGULATED CONTAMINANT; CORROSION CONTROL INHIBITOR ADDITION; HYPOCHLORINATION; IRON OR MANGANESE SEQUESTRATION; OR ULTRAVIOLET RADIATION. THE LEAD/CHIEF OPERATOR MUST BE CLASS D OR HIGHER. 50,000 GPD UP TO 0.25 MGD-STAFFING BY CLASS D OR HIGHER OPERATOR: 3 VISITS/WEEK ON NONCONSECUTIVE DAYS FOR A TOTAL OF 0.3 HOUR/WEEK. LESS THAN 50,000 GPD-STAFFING BY A CLASS D OR HIGHER OPERATOR: 2 VISITS/WEEK ON NONCONSECUTIVE DAYS FOR A TOTAL OF 0.2 HOUR/WEEK. THERE SHALL BE NO MORE THAN 5 DAYS BETWEEN THE LAST VISIT IN ONE WEEK AND THE FIRST VISIT IN THE NEXT WEEK. | N | Y | RALPH'S AUTO SERV & SAND SHOP | US HWY 92 & GALLAGHER RD |  | DOVER | FL | 33527 |  |  |  | RALPH CRIBBS | RALPH CRIBBS | 13095 HWY 92 |  | DOVER | FL | 33527 |  | 8136591302 |  | INVESTOR | 20 | 1 | 1 | 2090-04-17 | 2084-12-04 | NAF | 0
6 | HILLSBOROUGH | SWHI |  | 6294938 | OTHER PUBLIC WATER SYSTEM | CHLORINATION; AERATION FOR REMOVAL OF ANY SECONDARY CONTAMINANT, SULFIDE, OR ANY UNREGULATED CONTAMINANT; CORROSION CONTROL INHIBITOR ADDITION; HYPOCHLORINATION; IRON OR MANGANESE SEQUESTRATION; OR ULTRAVIOLET RADIATION. THE LEAD/CHIEF OPERATOR MUST BE CLASS D OR HIGHER. 50,000 GPD UP TO 0.25 MGD-STAFFING BY CLASS D OR HIGHER OPERATOR: 3 VISITS/WEEK ON NONCONSECUTIVE DAYS FOR A TOTAL OF 0.3 HOUR/WEEK. LESS THAN 50,000 GPD-STAFFING BY A CLASS D OR HIGHER OPERATOR: 2 VISITS/WEEK ON NONCONSECUTIVE DAYS FOR A TOTAL OF 0.2 HOUR/WEEK. THERE SHALL BE NO MORE THAN 5 DAYS BETWEEN THE LAST VISIT IN ONE WEEK AND THE FIRST VISIT IN THE NEXT WEEK. | N | Y | METTS RUPP INC | 7805 PROFESSIONAL PLACE |  | TAMPA | FL | 33610 |  |  |  | RUPP | BOB RUPP | 7805 PROFESSIONAL PLACE |  | TAMPA | FL | 33610 |  |  |  | INVESTOR | 20 | 1 | 1 | 2084-12-21 | 2084-12-21 | NAF | 0
6 | HILLSBOROUGH | SWHI | drichards@allarearoofing.com | 6294940 | OTHER PUBLIC WATER SYSTEM | CHLORINATION; AERATION FOR REMOVAL OF ANY SECONDARY CONTAMINANT, SULFIDE, OR ANY UNREGULATED CONTAMINANT; CORROSION CONTROL INHIBITOR ADDITION; HYPOCHLORINATION; IRON OR MANGANESE SEQUESTRATION; OR ULTRAVIOLET RADIATION. THE LEAD/CHIEF OPERATOR MUST BE CLASS D OR HIGHER. 50,000 GPD UP TO 0.25 MGD-STAFFING BY CLASS D OR HIGHER OPERATOR: 3 VISITS/WEEK ON NONCONSECUTIVE DAYS FOR A TOTAL OF 0.3 HOUR/WEEK. LESS THAN 50,000 GPD-STAFFING BY A CLASS D OR HIGHER OPERATOR: 2 VISITS/WEEK ON NONCONSECUTIVE DAYS FOR A TOTAL OF 0.2 HOUR/WEEK. THERE SHALL BE NO MORE THAN 5 DAYS BETWEEN THE LAST VISIT IN ONE WEEK AND THE FIRST VISIT IN THE NEXT WEEK. | N | Y | ALL AREA ROOFING | 1820 N 57TH STREET |  | TAMPA | FL | 33619 |  | 8132477663 |  | DOUG RICHARDS | ALL AREA ROOFING | 1820 N. 57TH ST. |  | TAMPA | FL | 33619 |  | 8132477663 |  | INVESTOR | 10 | 1999 | 1 | 2019-08-21 | 2017-09-27 | NAF | 0
6 | HILLSBOROUGH | SWHI |  | 6294942 | OTHER PUBLIC WATER SYSTEM | CHLORINATION; AERATION FOR REMOVAL OF ANY SECONDARY CONTAMINANT, SULFIDE, OR ANY UNREGULATED CONTAMINANT; CORROSION CONTROL INHIBITOR ADDITION; HYPOCHLORINATION; IRON OR MANGANESE SEQUESTRATION; OR ULTRAVIOLET RADIATION. THE LEAD/CHIEF OPERATOR MUST BE CLASS D OR HIGHER. 50,000 GPD UP TO 0.25 MGD-STAFFING BY CLASS D OR HIGHER OPERATOR: 3 VISITS/WEEK ON NONCONSECUTIVE DAYS FOR A TOTAL OF 0.3 HOUR/WEEK. LESS THAN 50,000 GPD-STAFFING BY A CLASS D OR HIGHER OPERATOR: 2 VISITS/WEEK ON NONCONSECUTIVE DAYS FOR A TOTAL OF 0.2 HOUR/WEEK. THERE SHALL BE NO MORE THAN 5 DAYS BETWEEN THE LAST VISIT IN ONE WEEK AND THE FIRST VISIT IN THE NEXT WEEK. | N | Y | CAUSEWAY GASOLINE & BEER | 7511 CAUSEWAY BLVD |  | TAMPA | FL | 33619 |  |  |  | L CUEVA | LETTY CUEVA | 7511 CAUSEWAY BLVD |  | TAMPA | FL | 33619 |  | 8136210031 |  | INVESTOR | 20 | 1 | 1 | 2086-03-14 | 2086-03-14 | NAF | 0
6 | HILLSBOROUGH | SWHI |  | 6294944 | OTHER PUBLIC WATER SYSTEM | CHLORINATION; AERATION FOR REMOVAL OF ANY SECONDARY CONTAMINANT, SULFIDE, OR ANY UNREGULATED CONTAMINANT; CORROSION CONTROL INHIBITOR ADDITION; HYPOCHLORINATION; IRON OR MANGANESE SEQUESTRATION; OR ULTRAVIOLET RADIATION. THE LEAD/CHIEF OPERATOR MUST BE CLASS D OR HIGHER. 50,000 GPD UP TO 0.25 MGD-STAFFING BY CLASS D OR HIGHER OPERATOR: 3 VISITS/WEEK ON NONCONSECUTIVE DAYS FOR A TOTAL OF 0.3 HOUR/WEEK. LESS THAN 50,000 GPD-STAFFING BY A CLASS D OR HIGHER OPERATOR: 2 VISITS/WEEK ON NONCONSECUTIVE DAYS FOR A TOTAL OF 0.2 HOUR/WEEK. THERE SHALL BE NO MORE THAN 5 DAYS BETWEEN THE LAST VISIT IN ONE WEEK AND THE FIRST VISIT IN THE NEXT WEEK. | N | Y | REMODA ROSE GARDEN | RT 2 BOX 587 |  | LUTZ | FL | 33549 |  |  |  | OWNER | HARVER PROPERTIES | 810 CRENSHAW LAKE RD |  | LUTZ | FL | 33549 |  | 8139493830 |  | INVESTOR | 20 | 1 | 1 | 2084-12-20 | 2084-12-20 | NAF | 0
6 | HILLSBOROUGH | SWHI |  | 6294945 | OTHER PUBLIC WATER SYSTEM | CHLORINATION; AERATION FOR REMOVAL OF ANY SECONDARY CONTAMINANT, SULFIDE, OR ANY UNREGULATED CONTAMINANT; CORROSION CONTROL INHIBITOR ADDITION; HYPOCHLORINATION; IRON OR MANGANESE SEQUESTRATION; OR ULTRAVIOLET RADIATION. THE LEAD/CHIEF OPERATOR MUST BE CLASS D OR HIGHER. 50,000 GPD UP TO 0.25 MGD-STAFFING BY CLASS D OR HIGHER OPERATOR: 3 VISITS/WEEK ON NONCONSECUTIVE DAYS FOR A TOTAL OF 0.3 HOUR/WEEK. LESS THAN 50,000 GPD-STAFFING BY A CLASS D OR HIGHER OPERATOR: 2 VISITS/WEEK ON NONCONSECUTIVE DAYS FOR A TOTAL OF 0.2 HOUR/WEEK. THERE SHALL BE NO MORE THAN 5 DAYS BETWEEN THE LAST VISIT IN ONE WEEK AND THE FIRST VISIT IN THE NEXT WEEK. | N | Y | GRIFFEN DEWATERING | 7810 PROFESSIONAL PLACE |  | TAMPA | FL | 33610 |  |  |  | JACK NEWTON | GRIFFEN DEWATERING | 7810 PROFESSIONAL PLACE |  | TAMPA | FL | 33610 |  | 8139858788 |  | INVESTOR | 20 | 1 | 1 | 2084-12-21 | 2084-12-21 | NAF | 0
6 | HILLSBOROUGH | SWHI |  | 6294946 | OTHER PUBLIC WATER SYSTEM | CHLORINATION; AERATION FOR REMOVAL OF ANY SECONDARY CONTAMINANT, SULFIDE, OR ANY UNREGULATED CONTAMINANT; CORROSION CONTROL INHIBITOR ADDITION; HYPOCHLORINATION; IRON OR MANGANESE SEQUESTRATION; OR ULTRAVIOLET RADIATION. THE LEAD/CHIEF OPERATOR MUST BE CLASS D OR HIGHER. 50,000 GPD UP TO 0.25 MGD-STAFFING BY CLASS D OR HIGHER OPERATOR: 3 VISITS/WEEK ON NONCONSECUTIVE DAYS FOR A TOTAL OF 0.3 HOUR/WEEK. LESS THAN 50,000 GPD-STAFFING BY A CLASS D OR HIGHER OPERATOR: 2 VISITS/WEEK ON NONCONSECUTIVE DAYS FOR A TOTAL OF 0.2 HOUR/WEEK. THERE SHALL BE NO MORE THAN 5 DAYS BETWEEN THE LAST VISIT IN ONE WEEK AND THE FIRST VISIT IN THE NEXT WEEK. | N | Y | ANTIOCH FEED & FARM SUPPLY | 12650 N. MCINTOSH RD. |  | THONOTOSASSA | FL | 33592 |  | 8139865611 |  | CRYSTAL NORIEGA | THOMAS A. SEITZ | 12650 N. MCINTOSH RD. |  | THONOTOSASSA | FL | 33592 |  | 8139865611 |  | INVESTOR | 100 | 1500 | 3 | 2010-01-14 | 2009-05-27 | NAF | 0
6 | HILLSBOROUGH | SWHI | julie.marie@pennenga.com | 6294948 | NONCOMMUNITY | CHLORINATION; AERATION FOR REMOVAL OF ANY SECONDARY CONTAMINANT, SULFIDE, OR ANY UNREGULATED CONTAMINANT; CORROSION CONTROL INHIBITOR ADDITION; HYPOCHLORINATION; IRON OR MANGANESE SEQUESTRATION; OR ULTRAVIOLET RADIATION. THE LEAD/CHIEF OPERATOR MUST BE CLASS D OR HIGHER. 50,000 GPD UP TO 0.25 MGD-STAFFING BY CLASS D OR HIGHER OPERATOR: 3 VISITS/WEEK ON NONCONSECUTIVE DAYS FOR A TOTAL OF 0.3 HOUR/WEEK. LESS THAN 50,000 GPD-STAFFING BY A CLASS D OR HIGHER OPERATOR: 2 VISITS/WEEK ON NONCONSECUTIVE DAYS FOR A TOTAL OF 0.2 HOUR/WEEK. THERE SHALL BE NO MORE THAN 5 DAYS BETWEEN THE LAST VISIT IN ONE WEEK AND THE FIRST VISIT IN THE NEXT WEEK. | N | Y | HEROES' PARADISE INC | 733 KNOWLES RD |  | BRANDON | FL | 33511 |  | 8136616526 |  | JULIE M. PENNENGA | HEROES' PARADISE INC | 733 KNOWLES RD |  | BRANDON | FL | 33511 |  | 8139578846 |  | INVESTOR | 50 | 1440 | 1 | 2021-01-29 | 2019-06-19 | NC01 | 50
6 | HILLSBOROUGH | SWHI | TNCPASTOR@TAMPABAY.RR.COM | 6294951 | NONTRANSIENT NONCOMMUNITY | CHLORINATION; AERATION FOR REMOVAL OF ANY SECONDARY CONTAMINANT, SULFIDE, OR ANY UNREGULATED CONTAMINANT; CORROSION CONTROL INHIBITOR ADDITION; HYPOCHLORINATION; IRON OR MANGANESE SEQUESTRATION; OR ULTRAVIOLET RADIATION. THE LEAD/CHIEF OPERATOR MUST BE CLASS D OR HIGHER. 50,000 GPD UP TO 0.25 MGD-STAFFING BY CLASS D OR HIGHER OPERATOR: 3 VISITS/WEEK ON NONCONSECUTIVE DAYS FOR A TOTAL OF 0.3 HOUR/WEEK. LESS THAN 50,000 GPD-STAFFING BY A CLASS D OR HIGHER OPERATOR: 2 VISITS/WEEK ON NONCONSECUTIVE DAYS FOR A TOTAL OF 0.2 HOUR/WEEK. THERE SHALL BE NO MORE THAN 5 DAYS BETWEEN THE LAST VISIT IN ONE WEEK AND THE FIRST VISIT IN THE NEXT WEEK. | N | Y | TOWN & COUNTRY CHURCH OF NAZARENE | 9910 WILSKY BLVD |  | TAMPA | FL | 33615 |  | 8138840971 |  | JUANITA BUCHANAN | TOWN & CTRY CHURCH OF NAZARENE | 9910 WILSKY BLVD |  | TAMPA | FL | 33615 |  | 8138840971 |  | INVESTOR | 65 | 4500 | 2 | 2021-09-16 | 2019-10-23 | NTNC | 100
6 | HILLSBOROUGH | SWHI |  | 6294953 | NONCOMMUNITY | CHLORINATION; AERATION FOR REMOVAL OF ANY SECONDARY CONTAMINANT, SULFIDE, OR ANY UNREGULATED CONTAMINANT; CORROSION CONTROL INHIBITOR ADDITION; HYPOCHLORINATION; IRON OR MANGANESE SEQUESTRATION; OR ULTRAVIOLET RADIATION. THE LEAD/CHIEF OPERATOR MUST BE CLASS D OR HIGHER. 50,000 GPD UP TO 0.25 MGD-STAFFING BY CLASS D OR HIGHER OPERATOR: 3 VISITS/WEEK ON NONCONSECUTIVE DAYS FOR A TOTAL OF 0.3 HOUR/WEEK. LESS THAN 50,000 GPD-STAFFING BY A CLASS D OR HIGHER OPERATOR: 2 VISITS/WEEK ON NONCONSECUTIVE DAYS FOR A TOTAL OF 0.2 HOUR/WEEK. THERE SHALL BE NO MORE THAN 5 DAYS BETWEEN THE LAST VISIT IN ONE WEEK AND THE FIRST VISIT IN THE NEXT WEEK. | N | Y | ECONOMIZER IGA | 14720 HIGHWAY 574 |  | DOVER | FL | 33527 |  | 8136590602 |  | JOSE MARTINEZ AND SERGIO RAMOS AND PORFIRIO RAMOS | RAYMA LLC | 14720 HIGHWAY 574 |  | DOVER | FL | 33527 |  | 8136592902 |  | INVESTOR | 100 | 28350 | 1 | 2021-04-09 | 2020-02-20 | NC01 | 50
6 | HILLSBOROUGH | SWHI | PASTORKEVINWYNNE@YAHOO.COM | 6294955 | NONCOMMUNITY | CHLORINATION; AERATION FOR REMOVAL OF ANY SECONDARY CONTAMINANT, SULFIDE, OR ANY UNREGULATED CONTAMINANT; CORROSION CONTROL INHIBITOR ADDITION; HYPOCHLORINATION; IRON OR MANGANESE SEQUESTRATION; OR ULTRAVIOLET RADIATION. THE LEAD/CHIEF OPERATOR MUST BE CLASS D OR HIGHER. 50,000 GPD UP TO 0.25 MGD-STAFFING BY CLASS D OR HIGHER OPERATOR: 3 VISITS/WEEK ON NONCONSECUTIVE DAYS FOR A TOTAL OF 0.3 HOUR/WEEK. LESS THAN 50,000 GPD-STAFFING BY A CLASS D OR HIGHER OPERATOR: 2 VISITS/WEEK ON NONCONSECUTIVE DAYS FOR A TOTAL OF 0.2 HOUR/WEEK. THERE SHALL BE NO MORE THAN 5 DAYS BETWEEN THE LAST VISIT IN ONE WEEK AND THE FIRST VISIT IN THE NEXT WEEK. | N | Y | FIRST BAPTIST CHURCH OF DURANT, INC. | 7725 TURKEY CREEK ROAD |  | PLANT CITY | FL | 33567 |  | 8137372556 |  | KEVIN WYNNE | FIRST BAPTIST CHURCH OF DURANT, INC. | PO BOX 277 |  | DURANT | FL | 33530 |  | 8137372556 |  | INVESTOR | 50 | 1999 | 2 | 2019-08-02 | 2021-09-24 | NC01 | 50
6 | HILLSBOROUGH | SWHI | ACHAUDHR@TAMPABAY.RR.COM | 6294956 | NONTRANSIENT NONCOMMUNITY | CHLORINATION; AERATION FOR REMOVAL OF ANY SECONDARY CONTAMINANT, SULFIDE, OR ANY UNREGULATED CONTAMINANT; CORROSION CONTROL INHIBITOR ADDITION; HYPOCHLORINATION; IRON OR MANGANESE SEQUESTRATION; OR ULTRAVIOLET RADIATION. THE LEAD/CHIEF OPERATOR MUST BE CLASS D OR HIGHER. 50,000 GPD UP TO 0.25 MGD-STAFFING BY CLASS D OR HIGHER OPERATOR: 3 VISITS/WEEK ON NONCONSECUTIVE DAYS FOR A TOTAL OF 0.3 HOUR/WEEK. LESS THAN 50,000 GPD-STAFFING BY A CLASS D OR HIGHER OPERATOR: 2 VISITS/WEEK ON NONCONSECUTIVE DAYS FOR A TOTAL OF 0.2 HOUR/WEEK. THERE SHALL BE NO MORE THAN 5 DAYS BETWEEN THE LAST VISIT IN ONE WEEK AND THE FIRST VISIT IN THE NEXT WEEK. | N | Y | SEVEN STAR FOOD STORE | 8494 CR 39 SOUTH |  | PLANT CITY | FL | 33567 |  | 8137371974 |  | MD N ISLAM | AJ & IS AFFILIATES INC | 1482 SILVER LEAF DRIVE |  | LAKELAND | FL | 33813 |  | 8636403223 |  | INVESTOR | 36 | 4250 | 3 | 2021-07-22 | 2019-08-02 | NTNC | 100
6 | HILLSBOROUGH | SWHI |  | 6294994 | NONTRANSIENT NONCOMMUNITY | CHLORINATION; AERATION FOR REMOVAL OF ANY SECONDARY CONTAMINANT, SULFIDE, OR ANY UNREGULATED CONTAMINANT; CORROSION CONTROL INHIBITOR ADDITION; HYPOCHLORINATION; IRON OR MANGANESE SEQUESTRATION; OR ULTRAVIOLET RADIATION. THE LEAD/CHIEF OPERATOR MUST BE CLASS D OR HIGHER. 50,000 GPD UP TO 0.25 MGD-STAFFING BY CLASS D OR HIGHER OPERATOR: 3 VISITS/WEEK ON NONCONSECUTIVE DAYS FOR A TOTAL OF 0.3 HOUR/WEEK. LESS THAN 50,000 GPD-STAFFING BY A CLASS D OR HIGHER OPERATOR: 2 VISITS/WEEK ON NONCONSECUTIVE DAYS FOR A TOTAL OF 0.2 HOUR/WEEK. THERE SHALL BE NO MORE THAN 5 DAYS BETWEEN THE LAST VISIT IN ONE WEEK AND THE FIRST VISIT IN THE NEXT WEEK. | N | Y | M & G BERRY FARMS LABOR CAMP | 2091 HARE FAMILY LANE |  | DOVER | FL | 33527 |  | 8134781831 |  | GRISELDA CHAVEZ | MARTIN CHAVEZ AND GRISELDA CHAVEZ | 15630 SYDNEY ROAD |  | DOVER | FL | 33527 |  | 8134781831 |  | INVESTOR | 80 | 5000 | 10 | 2021-09-14 | 2019-06-21 | NTNC | 100
6 | HILLSBOROUGH | SWHI |  | 6294996 | OTHER PUBLIC WATER SYSTEM | CHLORINATION; AERATION FOR REMOVAL OF ANY SECONDARY CONTAMINANT, SULFIDE, OR ANY UNREGULATED CONTAMINANT; CORROSION CONTROL INHIBITOR ADDITION; HYPOCHLORINATION; IRON OR MANGANESE SEQUESTRATION; OR ULTRAVIOLET RADIATION. THE LEAD/CHIEF OPERATOR MUST BE CLASS D OR HIGHER. 50,000 GPD UP TO 0.25 MGD-STAFFING BY CLASS D OR HIGHER OPERATOR: 3 VISITS/WEEK ON NONCONSECUTIVE DAYS FOR A TOTAL OF 0.3 HOUR/WEEK. LESS THAN 50,000 GPD-STAFFING BY A CLASS D OR HIGHER OPERATOR: 2 VISITS/WEEK ON NONCONSECUTIVE DAYS FOR A TOTAL OF 0.2 HOUR/WEEK. THERE SHALL BE NO MORE THAN 5 DAYS BETWEEN THE LAST VISIT IN ONE WEEK AND THE FIRST VISIT IN THE NEXT WEEK. | N | Y | GOLDEN EAGLES WAREHOUSE | 7816 N. DALE MABRY HWY. |  | TAMPA | FL | 33614 |  |  |  | PATTY ANN LOVENGREEN | GOLDEN EAGLES MOTOR CYCLE CLUB | 6304 W. LINEBAUGH AVE. |  | TAMPA | FL | 33614 |  | 8138856028 |  | COUNTY | 20 | 1000 | 1 | 2085-03-20 | 2085-03-20 | NAF | 0
6 | HILLSBOROUGH | SWHI | TMFP@ATT.NET | 6294998 | NONTRANSIENT NONCOMMUNITY | CHLORINATION; AERATION FOR REMOVAL OF ANY SECONDARY CONTAMINANT, SULFIDE, OR ANY UNREGULATED CONTAMINANT; CORROSION CONTROL INHIBITOR ADDITION; HYPOCHLORINATION; IRON OR MANGANESE SEQUESTRATION; OR ULTRAVIOLET RADIATION. THE LEAD/CHIEF OPERATOR MUST BE CLASS D OR HIGHER. 50,000 GPD UP TO 0.25 MGD-STAFFING BY CLASS D OR HIGHER OPERATOR: 3 VISITS/WEEK ON NONCONSECUTIVE DAYS FOR A TOTAL OF 0.3 HOUR/WEEK. LESS THAN 50,000 GPD-STAFFING BY A CLASS D OR HIGHER OPERATOR: 2 VISITS/WEEK ON NONCONSECUTIVE DAYS FOR A TOTAL OF 0.2 HOUR/WEEK. THERE SHALL BE NO MORE THAN 5 DAYS BETWEEN THE LAST VISIT IN ONE WEEK AND THE FIRST VISIT IN THE NEXT WEEK. | N | Y | SPACETTES | 9212 LAZY LANE |  | TAMPA | FL | 33614 |  | 8139323440 |  | CYNTHIA WHEELER | THE MOSER FAMILY PARTNERSHIP, L.P. | PO BOX 684433 |  | MARIETTA | GA | 30068 |  | 7709561886 |  | INVESTOR | 60 | 2500 | 2 | 2021-06-23 | 2019-05-29 | NTNC | 100
6 | HILLSBOROUGH | SWHI |  | 6295004 | OTHER PUBLIC WATER SYSTEM | CHLORINATION; AERATION FOR REMOVAL OF ANY SECONDARY CONTAMINANT, SULFIDE, OR ANY UNREGULATED CONTAMINANT; CORROSION CONTROL INHIBITOR ADDITION; HYPOCHLORINATION; IRON OR MANGANESE SEQUESTRATION; OR ULTRAVIOLET RADIATION. THE LEAD/CHIEF OPERATOR MUST BE CLASS D OR HIGHER. 50,000 GPD UP TO 0.25 MGD-STAFFING BY CLASS D OR HIGHER OPERATOR: 3 VISITS/WEEK ON NONCONSECUTIVE DAYS FOR A TOTAL OF 0.3 HOUR/WEEK. LESS THAN 50,000 GPD-STAFFING BY A CLASS D OR HIGHER OPERATOR: 2 VISITS/WEEK ON NONCONSECUTIVE DAYS FOR A TOTAL OF 0.2 HOUR/WEEK. THERE SHALL BE NO MORE THAN 5 DAYS BETWEEN THE LAST VISIT IN ONE WEEK AND THE FIRST VISIT IN THE NEXT WEEK. | N | Y | FRANK CORL | 209 GROVEWOOD AVE. |  | THONOTOSASSA | FL | 33592 |  |  |  | FRANK CORL | FRANK CORL | 209 GROVEWOOD AVE. |  | THONOTOSASSA | FL | 33592 |  | 8139864487 |  | INVESTOR | 20 | 1 | 6 | 2085-02-27 | 2085-02-27 | NAF | 0
6 | HILLSBOROUGH | SWHI | MISSY@GRIMESPRODUCE.COM | 6295006 | NONTRANSIENT NONCOMMUNITY | CHLORINATION; AERATION FOR REMOVAL OF ANY SECONDARY CONTAMINANT, SULFIDE, OR ANY UNREGULATED CONTAMINANT; CORROSION CONTROL INHIBITOR ADDITION; HYPOCHLORINATION; IRON OR MANGANESE SEQUESTRATION; OR ULTRAVIOLET RADIATION. THE LEAD/CHIEF OPERATOR MUST BE CLASS D OR HIGHER. 50,000 GPD UP TO 0.25 MGD-STAFFING BY CLASS D OR HIGHER OPERATOR: 3 VISITS/WEEK ON NONCONSECUTIVE DAYS FOR A TOTAL OF 0.3 HOUR/WEEK. LESS THAN 50,000 GPD-STAFFING BY A CLASS D OR HIGHER OPERATOR: 2 VISITS/WEEK ON NONCONSECUTIVE DAYS FOR A TOTAL OF 0.2 HOUR/WEEK. THERE SHALL BE NO MORE THAN 5 DAYS BETWEEN THE LAST VISIT IN ONE WEEK AND THE FIRST VISIT IN THE NEXT WEEK. | N | Y | CIRCLE G PLATT MLC | 4411 PLATT ROAD |  | PLANT CITY | FL | 33565 |  | 8137522037 |  | MELISSA GRIMES | CHARLES GRIMES JR | PO BOX 2367 |  | PLANT CITY | FL | 33564 |  | 8137522037 |  | INVESTOR | 31 | 15000 | 6 | 2021-09-15 | 2019-06-21 | NTNC | 100
6 | HILLSBOROUGH | SWHI |  | 6295010 | NONTRANSIENT NONCOMMUNITY | CHLORINATION; AERATION FOR REMOVAL OF ANY SECONDARY CONTAMINANT, SULFIDE, OR ANY UNREGULATED CONTAMINANT; CORROSION CONTROL INHIBITOR ADDITION; HYPOCHLORINATION; IRON OR MANGANESE SEQUESTRATION; OR ULTRAVIOLET RADIATION. THE LEAD/CHIEF OPERATOR MUST BE CLASS D OR HIGHER. 50,000 GPD UP TO 0.25 MGD-STAFFING BY CLASS D OR HIGHER OPERATOR: 3 VISITS/WEEK ON NONCONSECUTIVE DAYS FOR A TOTAL OF 0.3 HOUR/WEEK. LESS THAN 50,000 GPD-STAFFING BY A CLASS D OR HIGHER OPERATOR: 2 VISITS/WEEK ON NONCONSECUTIVE DAYS FOR A TOTAL OF 0.2 HOUR/WEEK. THERE SHALL BE NO MORE THAN 5 DAYS BETWEEN THE LAST VISIT IN ONE WEEK AND THE FIRST VISIT IN THE NEXT WEEK. | N | Y | SYDNEY DOVER ROAD CAMP | 2626 SYDNEY DOVER ROAD |  | DOVER | FL | 33527 |  | 8136593913 |  | ANDY BROWNLEE | FLORIDA PACIFIC FARMS LLC | 3932 MOORES LAKE RD |  | DOVER | FL | 33527 |  | 8136593913 |  | INVESTOR | 63 | 15800 | 14 | 2021-08-19 | 2019-06-19 | NTNC | 100
6 | HILLSBOROUGH | SWHI |  | 6295011 | OTHER PUBLIC WATER SYSTEM | CHLORINATION; AERATION FOR REMOVAL OF ANY SECONDARY CONTAMINANT, SULFIDE, OR ANY UNREGULATED CONTAMINANT; CORROSION CONTROL INHIBITOR ADDITION; HYPOCHLORINATION; IRON OR MANGANESE SEQUESTRATION; OR ULTRAVIOLET RADIATION. THE LEAD/CHIEF OPERATOR MUST BE CLASS D OR HIGHER. 50,000 GPD UP TO 0.25 MGD-STAFFING BY CLASS D OR HIGHER OPERATOR: 3 VISITS/WEEK ON NONCONSECUTIVE DAYS FOR A TOTAL OF 0.3 HOUR/WEEK. LESS THAN 50,000 GPD-STAFFING BY A CLASS D OR HIGHER OPERATOR: 2 VISITS/WEEK ON NONCONSECUTIVE DAYS FOR A TOTAL OF 0.2 HOUR/WEEK. THERE SHALL BE NO MORE THAN 5 DAYS BETWEEN THE LAST VISIT IN ONE WEEK AND THE FIRST VISIT IN THE NEXT WEEK. | N | Y | HARELL MHP, GASTON | RT4 BOX 896 |  | DOVER | FL | 33527 |  |  |  | GASTON HARRELL | HARRELL | N/O WALDEN SHEFFIELD RD. |  | PLANT CITY | FL | 33566 |  | 8136592562 |  | INVESTOR | 24 | 1 | 6 | 2085-04-09 | 2085-04-09 | NAF | 0
6 | HILLSBOROUGH | SWHI |  | 6295012 | NONTRANSIENT NONCOMMUNITY | CHLORINATION; AERATION FOR REMOVAL OF ANY SECONDARY CONTAMINANT, SULFIDE, OR ANY UNREGULATED CONTAMINANT; CORROSION CONTROL INHIBITOR ADDITION; HYPOCHLORINATION; IRON OR MANGANESE SEQUESTRATION; OR ULTRAVIOLET RADIATION. THE LEAD/CHIEF OPERATOR MUST BE CLASS D OR HIGHER. 50,000 GPD UP TO 0.25 MGD-STAFFING BY CLASS D OR HIGHER OPERATOR: 3 VISITS/WEEK ON NONCONSECUTIVE DAYS FOR A TOTAL OF 0.3 HOUR/WEEK. LESS THAN 50,000 GPD-STAFFING BY A CLASS D OR HIGHER OPERATOR: 2 VISITS/WEEK ON NONCONSECUTIVE DAYS FOR A TOTAL OF 0.2 HOUR/WEEK. THERE SHALL BE NO MORE THAN 5 DAYS BETWEEN THE LAST VISIT IN ONE WEEK AND THE FIRST VISIT IN THE NEXT WEEK. | N | Y | MS55 LLC FP1 | 13861 WALDEN SHEFFIELD ROAD |  | DOVER | FL | 33527 |  | 8136591095 |  | ANDY BROWNLEE | MS55 LLC | 3932 MOORES LAKE RD |  | DOVER | FL | 33527 |  | 8136593913 |  | INVESTOR | 69 | 27500 | 12 | 2021-08-19 | 2019-05-22 | NTNC | 100
6 | HILLSBOROUGH | SWHI |  | 6295013 | NONTRANSIENT NONCOMMUNITY | CHLORINATION; AERATION FOR REMOVAL OF ANY SECONDARY CONTAMINANT, SULFIDE, OR ANY UNREGULATED CONTAMINANT; CORROSION CONTROL INHIBITOR ADDITION; HYPOCHLORINATION; IRON OR MANGANESE SEQUESTRATION; OR ULTRAVIOLET RADIATION. THE LEAD/CHIEF OPERATOR MUST BE CLASS D OR HIGHER. 50,000 GPD UP TO 0.25 MGD-STAFFING BY CLASS D OR HIGHER OPERATOR: 3 VISITS/WEEK ON NONCONSECUTIVE DAYS FOR A TOTAL OF 0.3 HOUR/WEEK. LESS THAN 50,000 GPD-STAFFING BY A CLASS D OR HIGHER OPERATOR: 2 VISITS/WEEK ON NONCONSECUTIVE DAYS FOR A TOTAL OF 0.2 HOUR/WEEK. THERE SHALL BE NO MORE THAN 5 DAYS BETWEEN THE LAST VISIT IN ONE WEEK AND THE FIRST VISIT IN THE NEXT WEEK. | N | Y | GOODSON RMH #3 | 2334 S. MCINTOSH RD |  | DOVER | FL | 33527 |  | 8136592588 |  | RUSSELL GOODSON | RUSSELL GOODSON | PO BOX 410 |  | DOVER | FL | 33527 |  | 8136014815 |  | INVESTOR | 59 | 38400 | 17 | 2021-09-14 | 2019-05-22 | NTNC | 100
6 | HILLSBOROUGH | SWHI |  | 6295014 | OTHER PUBLIC WATER SYSTEM | CHLORINATION; AERATION FOR REMOVAL OF ANY SECONDARY CONTAMINANT, SULFIDE, OR ANY UNREGULATED CONTAMINANT; CORROSION CONTROL INHIBITOR ADDITION; HYPOCHLORINATION; IRON OR MANGANESE SEQUESTRATION; OR ULTRAVIOLET RADIATION. THE LEAD/CHIEF OPERATOR MUST BE CLASS D OR HIGHER. 50,000 GPD UP TO 0.25 MGD-STAFFING BY CLASS D OR HIGHER OPERATOR: 3 VISITS/WEEK ON NONCONSECUTIVE DAYS FOR A TOTAL OF 0.3 HOUR/WEEK. LESS THAN 50,000 GPD-STAFFING BY A CLASS D OR HIGHER OPERATOR: 2 VISITS/WEEK ON NONCONSECUTIVE DAYS FOR A TOTAL OF 0.2 HOUR/WEEK. THERE SHALL BE NO MORE THAN 5 DAYS BETWEEN THE LAST VISIT IN ONE WEEK AND THE FIRST VISIT IN THE NEXT WEEK. | N | Y | AIR ONE SYSTEMS | 6018 W. LINEBAUGH AVE. |  | TAMPA | FL | 33614 |  |  |  | GARY EDELMAN | AIR ONE SYSTEMS INC. | 6018 W. LINEBAUGH AVE. |  | TAMPA, | FL | 33614 |  | 8139622797 |  | INVESTOR | 20 | 1 | 3 | 2084-07-24 | 2084-07-24 | NAF | 0
6 | HILLSBOROUGH | SWHI | TODD@KEYSTONEBIBLE.ORG | 6295016 | NONCOMMUNITY | CHLORINATION; AERATION FOR REMOVAL OF ANY SECONDARY CONTAMINANT, SULFIDE, OR ANY UNREGULATED CONTAMINANT; CORROSION CONTROL INHIBITOR ADDITION; HYPOCHLORINATION; IRON OR MANGANESE SEQUESTRATION; OR ULTRAVIOLET RADIATION. THE LEAD/CHIEF OPERATOR MUST BE CLASS D OR HIGHER. 50,000 GPD UP TO 0.25 MGD-STAFFING BY CLASS D OR HIGHER OPERATOR: 3 VISITS/WEEK ON NONCONSECUTIVE DAYS FOR A TOTAL OF 0.3 HOUR/WEEK. LESS THAN 50,000 GPD-STAFFING BY A CLASS D OR HIGHER OPERATOR: 2 VISITS/WEEK ON NONCONSECUTIVE DAYS FOR A TOTAL OF 0.2 HOUR/WEEK. THERE SHALL BE NO MORE THAN 5 DAYS BETWEEN THE LAST VISIT IN ONE WEEK AND THE FIRST VISIT IN THE NEXT WEEK. | N | Y | KEYSTONE BIBLE CHURCH | 10925 TARPON SPRINGS RD |  | ODESSA | FL | 33556 |  | 8139203466 |  | TODD BARTON | KEYSTONE BIBLE CHURCH | 10925 TARPON SPRING ROAD |  | ODESSA | FL | 33556 |  | 8139203466 |  | INVESTOR | 300 | 30000 | 4 | 2021-05-14 | 2019-04-29 | NC01 | 50
6 | HILLSBOROUGH | SWHI |  | 6295017 | OTHER PUBLIC WATER SYSTEM | CHLORINATION; AERATION FOR REMOVAL OF ANY SECONDARY CONTAMINANT, SULFIDE, OR ANY UNREGULATED CONTAMINANT; CORROSION CONTROL INHIBITOR ADDITION; HYPOCHLORINATION; IRON OR MANGANESE SEQUESTRATION; OR ULTRAVIOLET RADIATION. THE LEAD/CHIEF OPERATOR MUST BE CLASS D OR HIGHER. 50,000 GPD UP TO 0.25 MGD-STAFFING BY CLASS D OR HIGHER OPERATOR: 3 VISITS/WEEK ON NONCONSECUTIVE DAYS FOR A TOTAL OF 0.3 HOUR/WEEK. LESS THAN 50,000 GPD-STAFFING BY A CLASS D OR HIGHER OPERATOR: 2 VISITS/WEEK ON NONCONSECUTIVE DAYS FOR A TOTAL OF 0.2 HOUR/WEEK. THERE SHALL BE NO MORE THAN 5 DAYS BETWEEN THE LAST VISIT IN ONE WEEK AND THE FIRST VISIT IN THE NEXT WEEK. | N | Y | YUPPIE PAWS | 13018 GUNN HWY |  | ODESSA | FL | 33556 |  |  |  | ALAN FELKER | MAZELCO, INC | 8834 N. 56TH STREET |  | TAMPA | FL | 33617 |  |  |  | INVESTOR | 20 | 2500 | 4 | 2002-10-01 | 2001-04-04 | NAF | 0
6 | HILLSBOROUGH | SWHI | scott.register@odfl.com | 6295018 | NONCOMMUNITY | CHLORINATION; AERATION FOR REMOVAL OF ANY SECONDARY CONTAMINANT, SULFIDE, OR ANY UNREGULATED CONTAMINANT; CORROSION CONTROL INHIBITOR ADDITION; HYPOCHLORINATION; IRON OR MANGANESE SEQUESTRATION; OR ULTRAVIOLET RADIATION. THE LEAD/CHIEF OPERATOR MUST BE CLASS D OR HIGHER. 50,000 GPD UP TO 0.25 MGD-STAFFING BY CLASS D OR HIGHER OPERATOR: 3 VISITS/WEEK ON NONCONSECUTIVE DAYS FOR A TOTAL OF 0.3 HOUR/WEEK. LESS THAN 50,000 GPD-STAFFING BY A CLASS D OR HIGHER OPERATOR: 2 VISITS/WEEK ON NONCONSECUTIVE DAYS FOR A TOTAL OF 0.2 HOUR/WEEK. THERE SHALL BE NO MORE THAN 5 DAYS BETWEEN THE LAST VISIT IN ONE WEEK AND THE FIRST VISIT IN THE NEXT WEEK. | N | Y | OLD DOMINION FREIGHT LINE, INC | 8950 MAISLIN DRIVE |  | TAMPA | FL | 33637 |  | 8139885480 |  | SCOTT REGISTER | OLD DOMINION FREIGHT LINE, INC | 8950 MAISLIN DRIVE |  | TAMPA | FL | 33637 |  | 8139885480 |  | INVESTOR | 73 | 3200 | 1 | 2019-10-07 | 2021-11-22 | NC01 | 50
6 | HILLSBOROUGH | SWHI |  | 6295025 | OTHER PUBLIC WATER SYSTEM | CHLORINATION; AERATION FOR REMOVAL OF ANY SECONDARY CONTAMINANT, SULFIDE, OR ANY UNREGULATED CONTAMINANT; CORROSION CONTROL INHIBITOR ADDITION; HYPOCHLORINATION; IRON OR MANGANESE SEQUESTRATION; OR ULTRAVIOLET RADIATION. THE LEAD/CHIEF OPERATOR MUST BE CLASS D OR HIGHER. 50,000 GPD UP TO 0.25 MGD-STAFFING BY CLASS D OR HIGHER OPERATOR: 3 VISITS/WEEK ON NONCONSECUTIVE DAYS FOR A TOTAL OF 0.3 HOUR/WEEK. LESS THAN 50,000 GPD-STAFFING BY A CLASS D OR HIGHER OPERATOR: 2 VISITS/WEEK ON NONCONSECUTIVE DAYS FOR A TOTAL OF 0.2 HOUR/WEEK. THERE SHALL BE NO MORE THAN 5 DAYS BETWEEN THE LAST VISIT IN ONE WEEK AND THE FIRST VISIT IN THE NEXT WEEK. | N | Y | MORGAN MLC | 602 10TH STREET |  | RUSKIN | FL | 33570 |  |  |  | VERNON MORGAN | VERNON MORGAN | W/S US HWY. 41/S/O GULF CITY |  | RUSKIN | FL | 33570 |  | 8136456517 |  | INVESTOR | 24 | 1 | 6 | 2091-05-24 | 2091-08-29 | NAF | 0
6 | HILLSBOROUGH | SWHI | DGRJ56@GMAIL.COM | 6295027 | NONCOMMUNITY | CHLORINATION; AERATION FOR REMOVAL OF ANY SECONDARY CONTAMINANT, SULFIDE, OR ANY UNREGULATED CONTAMINANT; CORROSION CONTROL INHIBITOR ADDITION; HYPOCHLORINATION; IRON OR MANGANESE SEQUESTRATION; OR ULTRAVIOLET RADIATION. THE LEAD/CHIEF OPERATOR MUST BE CLASS D OR HIGHER. 50,000 GPD UP TO 0.25 MGD-STAFFING BY CLASS D OR HIGHER OPERATOR: 3 VISITS/WEEK ON NONCONSECUTIVE DAYS FOR A TOTAL OF 0.3 HOUR/WEEK. LESS THAN 50,000 GPD-STAFFING BY A CLASS D OR HIGHER OPERATOR: 2 VISITS/WEEK ON NONCONSECUTIVE DAYS FOR A TOTAL OF 0.2 HOUR/WEEK. THERE SHALL BE NO MORE THAN 5 DAYS BETWEEN THE LAST VISIT IN ONE WEEK AND THE FIRST VISIT IN THE NEXT WEEK. | N | Y | TURKEY CREEK FIRST BAPTIST CHURCH | 4915 W TRAPNELL ROAD |  | PLANT CITY | FL | 33567 |  | 8137527890 |  | TURKEY CREEK FIRST BAPTIST CHURCH | TURKEY CREEK FIRST BAPTIST CHURCH | 4915 W TRAPNELL ROAD |  | PLANT CITY | FL | 33567 |  | 8137527890 |  | INVESTOR | 150 | 2000 | 6 | 2021-08-09 | 2019-09-26 | NC01 | 50
6 | HILLSBOROUGH | SWHI |  | 6295030 | OTHER PUBLIC WATER SYSTEM | CHLORINATION; AERATION FOR REMOVAL OF ANY SECONDARY CONTAMINANT, SULFIDE, OR ANY UNREGULATED CONTAMINANT; CORROSION CONTROL INHIBITOR ADDITION; HYPOCHLORINATION; IRON OR MANGANESE SEQUESTRATION; OR ULTRAVIOLET RADIATION. THE LEAD/CHIEF OPERATOR MUST BE CLASS D OR HIGHER. 50,000 GPD UP TO 0.25 MGD-STAFFING BY CLASS D OR HIGHER OPERATOR: 3 VISITS/WEEK ON NONCONSECUTIVE DAYS FOR A TOTAL OF 0.3 HOUR/WEEK. LESS THAN 50,000 GPD-STAFFING BY A CLASS D OR HIGHER OPERATOR: 2 VISITS/WEEK ON NONCONSECUTIVE DAYS FOR A TOTAL OF 0.2 HOUR/WEEK. THERE SHALL BE NO MORE THAN 5 DAYS BETWEEN THE LAST VISIT IN ONE WEEK AND THE FIRST VISIT IN THE NEXT WEEK. | N | Y | ECONO AUTO PAINTING | 7020 N. DALE MABRY HWY |  | TAMPA | FL | 33612 |  | 8138848814 |  | JIM KESSLER | ECONO AUTO PAINTING | 12427 N. FLORIDA AVENUE |  | TAMPA | FL | 33612 |  | 8138848814 |  | INVESTOR | 7 | 1 | 1 | 2093-11-16 | 2093-11-16 | NAF | 0
6 | HILLSBOROUGH | SWHI |  | 6295031 | NONCOMMUNITY | CHLORINATION; AERATION FOR REMOVAL OF ANY SECONDARY CONTAMINANT, SULFIDE, OR ANY UNREGULATED CONTAMINANT; CORROSION CONTROL INHIBITOR ADDITION; HYPOCHLORINATION; IRON OR MANGANESE SEQUESTRATION; OR ULTRAVIOLET RADIATION. THE LEAD/CHIEF OPERATOR MUST BE CLASS D OR HIGHER. 50,000 GPD UP TO 0.25 MGD-STAFFING BY CLASS D OR HIGHER OPERATOR: 3 VISITS/WEEK ON NONCONSECUTIVE DAYS FOR A TOTAL OF 0.3 HOUR/WEEK. LESS THAN 50,000 GPD-STAFFING BY A CLASS D OR HIGHER OPERATOR: 2 VISITS/WEEK ON NONCONSECUTIVE DAYS FOR A TOTAL OF 0.2 HOUR/WEEK. THERE SHALL BE NO MORE THAN 5 DAYS BETWEEN THE LAST VISIT IN ONE WEEK AND THE FIRST VISIT IN THE NEXT WEEK. | N | Y | CALVARY TABERNACLE CHURCH | 10930 NORTH US HWY 301 |  | THONOTOSASSA | FL | 33592 |  | 8139866000 |  | ALICIA WORKMAN | CALVARY TABERNACLE UNITED PENTECOSTAL CHURCH | 10930 NORTH US HWY 301 |  | THONOTOSASSA | FL | 33592 |  | 8084820582 |  | INVESTOR | 250 | 7500 | 1 | 2021-12-06 | 2020-02-19 | NC01 | 50
6 | HILLSBOROUGH | SWHI |  | 6295033 | OTHER PUBLIC WATER SYSTEM | CHLORINATION; AERATION FOR REMOVAL OF ANY SECONDARY CONTAMINANT, SULFIDE, OR ANY UNREGULATED CONTAMINANT; CORROSION CONTROL INHIBITOR ADDITION; HYPOCHLORINATION; IRON OR MANGANESE SEQUESTRATION; OR ULTRAVIOLET RADIATION. THE LEAD/CHIEF OPERATOR MUST BE CLASS D OR HIGHER. 50,000 GPD UP TO 0.25 MGD-STAFFING BY CLASS D OR HIGHER OPERATOR: 3 VISITS/WEEK ON NONCONSECUTIVE DAYS FOR A TOTAL OF 0.3 HOUR/WEEK. LESS THAN 50,000 GPD-STAFFING BY A CLASS D OR HIGHER OPERATOR: 2 VISITS/WEEK ON NONCONSECUTIVE DAYS FOR A TOTAL OF 0.2 HOUR/WEEK. THERE SHALL BE NO MORE THAN 5 DAYS BETWEEN THE LAST VISIT IN ONE WEEK AND THE FIRST VISIT IN THE NEXT WEEK. | N | Y | BROCK M.L.C. | 802 E. TRAPNELL |  | PLANT CITY | FL | 33566 |  |  |  | TOM BROCK | TOM BROCK | 802 E. TRAPNELL |  | PLANT CITY | FL | 33566 |  | 8137543425 |  | INVESTOR | 14 | 1 | 8 | 2091-05-28 | 2090-08-22 | NAF | 0
6 | HILLSBOROUGH | SWHI | esimm18180@aol.com | 6295034 | NONTRANSIENT NONCOMMUNITY | CHLORINATION; AERATION FOR REMOVAL OF ANY SECONDARY CONTAMINANT, SULFIDE, OR ANY UNREGULATED CONTAMINANT; CORROSION CONTROL INHIBITOR ADDITION; HYPOCHLORINATION; IRON OR MANGANESE SEQUESTRATION; OR ULTRAVIOLET RADIATION. THE LEAD/CHIEF OPERATOR MUST BE CLASS D OR HIGHER. 50,000 GPD UP TO 0.25 MGD-STAFFING BY CLASS D OR HIGHER OPERATOR: 3 VISITS/WEEK ON NONCONSECUTIVE DAYS FOR A TOTAL OF 0.3 HOUR/WEEK. LESS THAN 50,000 GPD-STAFFING BY A CLASS D OR HIGHER OPERATOR: 2 VISITS/WEEK ON NONCONSECUTIVE DAYS FOR A TOTAL OF 0.2 HOUR/WEEK. THERE SHALL BE NO MORE THAN 5 DAYS BETWEEN THE LAST VISIT IN ONE WEEK AND THE FIRST VISIT IN THE NEXT WEEK. | N | Y | BILLY SIMMONS MLC | 416 JERRY SMITH ROAD |  | DOVER | FL | 33527 |  | 8134789312 |  | EARL W (BILLY) SIMMONS III | EARL W (BILLY) SIMMONS III | 5112 S MUD LAKE RD |  | PLANT CITY | FL | 33567 |  | 8134789312 |  | INVESTOR | 128 | 22400 | 16 | 2021-08-03 | 2019-07-02 | NTNC | 100
6 | HILLSBOROUGH | SWHI |  | 6295035 | OTHER PUBLIC WATER SYSTEM | CHLORINATION; AERATION FOR REMOVAL OF ANY SECONDARY CONTAMINANT, SULFIDE, OR ANY UNREGULATED CONTAMINANT; CORROSION CONTROL INHIBITOR ADDITION; HYPOCHLORINATION; IRON OR MANGANESE SEQUESTRATION; OR ULTRAVIOLET RADIATION. THE LEAD/CHIEF OPERATOR MUST BE CLASS D OR HIGHER. 50,000 GPD UP TO 0.25 MGD-STAFFING BY CLASS D OR HIGHER OPERATOR: 3 VISITS/WEEK ON NONCONSECUTIVE DAYS FOR A TOTAL OF 0.3 HOUR/WEEK. LESS THAN 50,000 GPD-STAFFING BY A CLASS D OR HIGHER OPERATOR: 2 VISITS/WEEK ON NONCONSECUTIVE DAYS FOR A TOTAL OF 0.2 HOUR/WEEK. THERE SHALL BE NO MORE THAN 5 DAYS BETWEEN THE LAST VISIT IN ONE WEEK AND THE FIRST VISIT IN THE NEXT WEEK. | N | Y | WILMA'S TP | S/O DURANT/W/O TURKEY |  | PLANT CITY | FL | 33592 |  |  |  | BRUCE WHITE | BRUCE WHITE | P.O. BOX 122 |  | DURANT | FL | 34258 |  | 8137373973 |  | INVESTOR | 20 | 1 | 10 | 2090-09-21 | 2090-09-21 | NAF | 0
6 | HILLSBOROUGH | SWHI |  | 6295036 | NONTRANSIENT NONCOMMUNITY | CHLORINATION; AERATION FOR REMOVAL OF ANY SECONDARY CONTAMINANT, SULFIDE, OR ANY UNREGULATED CONTAMINANT; CORROSION CONTROL INHIBITOR ADDITION; HYPOCHLORINATION; IRON OR MANGANESE SEQUESTRATION; OR ULTRAVIOLET RADIATION. THE LEAD/CHIEF OPERATOR MUST BE CLASS D OR HIGHER. 50,000 GPD UP TO 0.25 MGD-STAFFING BY CLASS D OR HIGHER OPERATOR: 3 VISITS/WEEK ON NONCONSECUTIVE DAYS FOR A TOTAL OF 0.3 HOUR/WEEK. LESS THAN 50,000 GPD-STAFFING BY A CLASS D OR HIGHER OPERATOR: 2 VISITS/WEEK ON NONCONSECUTIVE DAYS FOR A TOTAL OF 0.2 HOUR/WEEK. THERE SHALL BE NO MORE THAN 5 DAYS BETWEEN THE LAST VISIT IN ONE WEEK AND THE FIRST VISIT IN THE NEXT WEEK. | N | Y | MS58 LLC FP2 | 2202 SYDNEY DOVER |  | DOVER | FL | 33527 |  | 8136591095 |  | ANDY BROWNLEE | MS58 LLC | 3932 MOORES LAKE RD |  | DOVER | FL | 33527 |  | 8136593913 |  | INVESTOR | 42 | 5000 | 8 | 2021-08-19 | 2019-06-26 | NTNC | 100
6 | HILLSBOROUGH | SWHI | LJRPC@AOL.COM | 6295037 | NONTRANSIENT NONCOMMUNITY | CHLORINATION; AERATION FOR REMOVAL OF ANY SECONDARY CONTAMINANT, SULFIDE, OR ANY UNREGULATED CONTAMINANT; CORROSION CONTROL INHIBITOR ADDITION; HYPOCHLORINATION; IRON OR MANGANESE SEQUESTRATION; OR ULTRAVIOLET RADIATION. THE LEAD/CHIEF OPERATOR MUST BE CLASS D OR HIGHER. 50,000 GPD UP TO 0.25 MGD-STAFFING BY CLASS D OR HIGHER OPERATOR: 3 VISITS/WEEK ON NONCONSECUTIVE DAYS FOR A TOTAL OF 0.3 HOUR/WEEK. LESS THAN 50,000 GPD-STAFFING BY A CLASS D OR HIGHER OPERATOR: 2 VISITS/WEEK ON NONCONSECUTIVE DAYS FOR A TOTAL OF 0.2 HOUR/WEEK. THERE SHALL BE NO MORE THAN 5 DAYS BETWEEN THE LAST VISIT IN ONE WEEK AND THE FIRST VISIT IN THE NEXT WEEK. | N | Y | KINARD MIGRANT LABOR CAMP | 5402 WEST BOB HEAD ROAD |  | PLANT CITY | FL | 33565 |  | 8137631651 |  | LEA KINARD-RICHARDSON | LEA KINARD-RICHARDSON | 5402 WEST BOB HEAD ROAD |  | PLANT CITY | FL | 33565 |  | 8137631651 |  | INVESTOR | 57 | 20000 | 8 | 2021-08-19 | 2019-08-15 | NTNC | 100
6 | HILLSBOROUGH | SWHI |  | 6295038 | NONCOMMUNITY | CHLORINATION; AERATION FOR REMOVAL OF ANY SECONDARY CONTAMINANT, SULFIDE, OR ANY UNREGULATED CONTAMINANT; CORROSION CONTROL INHIBITOR ADDITION; HYPOCHLORINATION; IRON OR MANGANESE SEQUESTRATION; OR ULTRAVIOLET RADIATION. THE LEAD/CHIEF OPERATOR MUST BE CLASS D OR HIGHER. 50,000 GPD UP TO 0.25 MGD-STAFFING BY CLASS D OR HIGHER OPERATOR: 3 VISITS/WEEK ON NONCONSECUTIVE DAYS FOR A TOTAL OF 0.3 HOUR/WEEK. LESS THAN 50,000 GPD-STAFFING BY A CLASS D OR HIGHER OPERATOR: 2 VISITS/WEEK ON NONCONSECUTIVE DAYS FOR A TOTAL OF 0.2 HOUR/WEEK. THERE SHALL BE NO MORE THAN 5 DAYS BETWEEN THE LAST VISIT IN ONE WEEK AND THE FIRST VISIT IN THE NEXT WEEK. | N | Y | THE COUNTRY CUBAN SANDWICH SHOP | 13763 COUNTY ROAD 672 |  | WIMAUMA | FL | 33598 |  | 8133451598 |  | SERENA MCKEE | SERENA MCKEE AND KEN BUSS | 15139 CARLTON LAKE RD |  | WIMAUMA | FL | 33598 |  | 8133451598 |  | INVESTOR | 45 | 1848 | 2 | 2020-07-29 | 2021-09-08 | NC01 | 50
6 | HILLSBOROUGH | SWHI |  | 6295039 | NONCOMMUNITY | CHLORINATION; AERATION FOR REMOVAL OF ANY SECONDARY CONTAMINANT, SULFIDE, OR ANY UNREGULATED CONTAMINANT; CORROSION CONTROL INHIBITOR ADDITION; HYPOCHLORINATION; IRON OR MANGANESE SEQUESTRATION; OR ULTRAVIOLET RADIATION. THE LEAD/CHIEF OPERATOR MUST BE CLASS D OR HIGHER. 50,000 GPD UP TO 0.25 MGD-STAFFING BY CLASS D OR HIGHER OPERATOR: 3 VISITS/WEEK ON NONCONSECUTIVE DAYS FOR A TOTAL OF 0.3 HOUR/WEEK. LESS THAN 50,000 GPD-STAFFING BY A CLASS D OR HIGHER OPERATOR: 2 VISITS/WEEK ON NONCONSECUTIVE DAYS FOR A TOTAL OF 0.2 HOUR/WEEK. THERE SHALL BE NO MORE THAN 5 DAYS BETWEEN THE LAST VISIT IN ONE WEEK AND THE FIRST VISIT IN THE NEXT WEEK. | N | Y | PICNIC GROCERY | 15217 HIGHWAY 39 SOUTH |  | LITHIA | FL | 33547 |  | 8136334310 |  | FELIPA ESPINOZA | VALERIO CERVANTES AUGUSTIN | 15217 HIGHWAY 39 SOUTH |  | LITHIA | FL | 33547 |  | 8136334310 |  | INVESTOR | 100 | 3000 | 1 | 2021-06-23 | 2020-10-07 | NC01 | 50
6 | HILLSBOROUGH | SWHI |  | 6295040 | OTHER PUBLIC WATER SYSTEM | CHLORINATION; AERATION FOR REMOVAL OF ANY SECONDARY CONTAMINANT, SULFIDE, OR ANY UNREGULATED CONTAMINANT; CORROSION CONTROL INHIBITOR ADDITION; HYPOCHLORINATION; IRON OR MANGANESE SEQUESTRATION; OR ULTRAVIOLET RADIATION. THE LEAD/CHIEF OPERATOR MUST BE CLASS D OR HIGHER. 50,000 GPD UP TO 0.25 MGD-STAFFING BY CLASS D OR HIGHER OPERATOR: 3 VISITS/WEEK ON NONCONSECUTIVE DAYS FOR A TOTAL OF 0.3 HOUR/WEEK. LESS THAN 50,000 GPD-STAFFING BY A CLASS D OR HIGHER OPERATOR: 2 VISITS/WEEK ON NONCONSECUTIVE DAYS FOR A TOTAL OF 0.2 HOUR/WEEK. THERE SHALL BE NO MORE THAN 5 DAYS BETWEEN THE LAST VISIT IN ONE WEEK AND THE FIRST VISIT IN THE NEXT WEEK. | N | Y | BAY METALS | 5220 DOVER STREET |  | TAMPA | FL | 33619 |  |  |  | MAX ZALKIN | MAX ZALKIN | 5220 DOVER STREET |  | TAMPA | FL | 33619 |  | 8136778411 |  | INVESTOR | 20 | 1 | 1 | 2085-05-07 | 2085-05-07 | NAF | 0
6 | HILLSBOROUGH | SWHI |  | 6295041 | OTHER PUBLIC WATER SYSTEM | CHLORINATION; AERATION FOR REMOVAL OF ANY SECONDARY CONTAMINANT, SULFIDE, OR ANY UNREGULATED CONTAMINANT; CORROSION CONTROL INHIBITOR ADDITION; HYPOCHLORINATION; IRON OR MANGANESE SEQUESTRATION; OR ULTRAVIOLET RADIATION. THE LEAD/CHIEF OPERATOR MUST BE CLASS D OR HIGHER. 50,000 GPD UP TO 0.25 MGD-STAFFING BY CLASS D OR HIGHER OPERATOR: 3 VISITS/WEEK ON NONCONSECUTIVE DAYS FOR A TOTAL OF 0.3 HOUR/WEEK. LESS THAN 50,000 GPD-STAFFING BY A CLASS D OR HIGHER OPERATOR: 2 VISITS/WEEK ON NONCONSECUTIVE DAYS FOR A TOTAL OF 0.2 HOUR/WEEK. THERE SHALL BE NO MORE THAN 5 DAYS BETWEEN THE LAST VISIT IN ONE WEEK AND THE FIRST VISIT IN THE NEXT WEEK. | N | Y | UNKNOWN | 12990 HWY 574 |  | DOVER | FL | 33527 |  |  |  | HAROLD STUZMAN | HAROLD STUZMAN | RT 3, BOX 460 |  | DOVER | FL | 33527 |  | 8137526480 |  | INVESTOR | 25 | 1 | 2 | 2091-12-23 | 2093-02-23 | NAF | 0
6 | HILLSBOROUGH | SWHI |  | 6295042 | OTHER PUBLIC WATER SYSTEM | CHLORINATION; AERATION FOR REMOVAL OF ANY SECONDARY CONTAMINANT, SULFIDE, OR ANY UNREGULATED CONTAMINANT; CORROSION CONTROL INHIBITOR ADDITION; HYPOCHLORINATION; IRON OR MANGANESE SEQUESTRATION; OR ULTRAVIOLET RADIATION. THE LEAD/CHIEF OPERATOR MUST BE CLASS D OR HIGHER. 50,000 GPD UP TO 0.25 MGD-STAFFING BY CLASS D OR HIGHER OPERATOR: 3 VISITS/WEEK ON NONCONSECUTIVE DAYS FOR A TOTAL OF 0.3 HOUR/WEEK. LESS THAN 50,000 GPD-STAFFING BY A CLASS D OR HIGHER OPERATOR: 2 VISITS/WEEK ON NONCONSECUTIVE DAYS FOR A TOTAL OF 0.2 HOUR/WEEK. THERE SHALL BE NO MORE THAN 5 DAYS BETWEEN THE LAST VISIT IN ONE WEEK AND THE FIRST VISIT IN THE NEXT WEEK. | N | Y | RAYNOR DOOR | 4021 S. FRONTAGE ROAD |  | PLANT CITY | FL | 33566 |  |  |  | RAY NEISEWANDER | RAYNOR DOOR | 4021 S. FRONTAGE ROAD |  | PLANT CITY | FL | 33566 |  |  |  | INVESTOR | 8 | 1 | 1 | 2085-12-19 | 2085-12-19 | NAF | 0
6 | HILLSBOROUGH | SWHI |  | 6295045 | OTHER PUBLIC WATER SYSTEM | CHLORINATION; AERATION FOR REMOVAL OF ANY SECONDARY CONTAMINANT, SULFIDE, OR ANY UNREGULATED CONTAMINANT; CORROSION CONTROL INHIBITOR ADDITION; HYPOCHLORINATION; IRON OR MANGANESE SEQUESTRATION; OR ULTRAVIOLET RADIATION. THE LEAD/CHIEF OPERATOR MUST BE CLASS D OR HIGHER. 50,000 GPD UP TO 0.25 MGD-STAFFING BY CLASS D OR HIGHER OPERATOR: 3 VISITS/WEEK ON NONCONSECUTIVE DAYS FOR A TOTAL OF 0.3 HOUR/WEEK. LESS THAN 50,000 GPD-STAFFING BY A CLASS D OR HIGHER OPERATOR: 2 VISITS/WEEK ON NONCONSECUTIVE DAYS FOR A TOTAL OF 0.2 HOUR/WEEK. THERE SHALL BE NO MORE THAN 5 DAYS BETWEEN THE LAST VISIT IN ONE WEEK AND THE FIRST VISIT IN THE NEXT WEEK. | N | Y | LOVE & TENDER CARE | RT 9 BOX 855 |  | PLANT CITY | FL | 33566 |  |  |  | BARBRA BRUNSON | BARBRA BUNSON | SAM ALLEN / E/O KEEN ROAD |  | PLANT CITY | FL | 33566 |  | 8137533348 |  | INVESTOR | 7 | 1 | 1 | 2090-01-16 | 2090-01-16 | NAF | 0
6 | HILLSBOROUGH | SWHI |  | 6295046 | OTHER PUBLIC WATER SYSTEM | CHLORINATION; AERATION FOR REMOVAL OF ANY SECONDARY CONTAMINANT, SULFIDE, OR ANY UNREGULATED CONTAMINANT; CORROSION CONTROL INHIBITOR ADDITION; HYPOCHLORINATION; IRON OR MANGANESE SEQUESTRATION; OR ULTRAVIOLET RADIATION. THE LEAD/CHIEF OPERATOR MUST BE CLASS D OR HIGHER. 50,000 GPD UP TO 0.25 MGD-STAFFING BY CLASS D OR HIGHER OPERATOR: 3 VISITS/WEEK ON NONCONSECUTIVE DAYS FOR A TOTAL OF 0.3 HOUR/WEEK. LESS THAN 50,000 GPD-STAFFING BY A CLASS D OR HIGHER OPERATOR: 2 VISITS/WEEK ON NONCONSECUTIVE DAYS FOR A TOTAL OF 0.2 HOUR/WEEK. THERE SHALL BE NO MORE THAN 5 DAYS BETWEEN THE LAST VISIT IN ONE WEEK AND THE FIRST VISIT IN THE NEXT WEEK. | N | Y | FOP/HILLS CTY SHERIFF'S LODGE | PO BOX 5812 |  | TAMPA | FL | 33602 |  |  |  | CARLISLE | FRATERNAL ORDER OF POLICE | TAYLOR RD./N/O PRUITT ROAD |  | THONOTOSASSA | FL | 33592 |  |  |  | INVESTOR | 20 | 1 | 1 | 2085-05-07 | 2085-05-07 | NAF | 0
6 | HILLSBOROUGH | SWHI | RHMOORE@USA.NET | 6295047 | NONTRANSIENT NONCOMMUNITY | CHLORINATION; AERATION FOR REMOVAL OF ANY SECONDARY CONTAMINANT, SULFIDE, OR ANY UNREGULATED CONTAMINANT; CORROSION CONTROL INHIBITOR ADDITION; HYPOCHLORINATION; IRON OR MANGANESE SEQUESTRATION; OR ULTRAVIOLET RADIATION. THE LEAD/CHIEF OPERATOR MUST BE CLASS D OR HIGHER. 50,000 GPD UP TO 0.25 MGD-STAFFING BY CLASS D OR HIGHER OPERATOR: 3 VISITS/WEEK ON NONCONSECUTIVE DAYS FOR A TOTAL OF 0.3 HOUR/WEEK. LESS THAN 50,000 GPD-STAFFING BY A CLASS D OR HIGHER OPERATOR: 2 VISITS/WEEK ON NONCONSECUTIVE DAYS FOR A TOTAL OF 0.2 HOUR/WEEK. THERE SHALL BE NO MORE THAN 5 DAYS BETWEEN THE LAST VISIT IN ONE WEEK AND THE FIRST VISIT IN THE NEXT WEEK. | N | Y | TRIPLE L TRANSPORTATION & SERVICES | 8949 MAISLIN DRIVE |  | TAMPA | FL | 33637 |  | 8133635788 |  | LARRY LARSON | TRIPLE L TRANSPORTATION & SERVICES | 7410 PIERCE HARWELL ROAD |  | PLANT CITY | FL | 33565 |  | 8133635788 |  | INVESTOR | 40 | 2500 | 6 | 2021-10-21 | 2019-10-07 | NTNC | 100
6 | HILLSBOROUGH | SWHI |  | 6295048 | OTHER PUBLIC WATER SYSTEM | CHLORINATION; AERATION FOR REMOVAL OF ANY SECONDARY CONTAMINANT, SULFIDE, OR ANY UNREGULATED CONTAMINANT; CORROSION CONTROL INHIBITOR ADDITION; HYPOCHLORINATION; IRON OR MANGANESE SEQUESTRATION; OR ULTRAVIOLET RADIATION. THE LEAD/CHIEF OPERATOR MUST BE CLASS D OR HIGHER. 50,000 GPD UP TO 0.25 MGD-STAFFING BY CLASS D OR HIGHER OPERATOR: 3 VISITS/WEEK ON NONCONSECUTIVE DAYS FOR A TOTAL OF 0.3 HOUR/WEEK. LESS THAN 50,000 GPD-STAFFING BY A CLASS D OR HIGHER OPERATOR: 2 VISITS/WEEK ON NONCONSECUTIVE DAYS FOR A TOTAL OF 0.2 HOUR/WEEK. THERE SHALL BE NO MORE THAN 5 DAYS BETWEEN THE LAST VISIT IN ONE WEEK AND THE FIRST VISIT IN THE NEXT WEEK. | N | Y | ADVANCE HARDWARE & ELECTRICAL | P.O. BOX 5892 |  | TAMPA | FL | 33675 |  |  |  | PHILLIP RODRIGUEZ | PHILLIP RODRIGUEZ | 6801 GUNN HIGHWAY |  | TAMPA | FL | 33624 |  | 8132483302 |  | INVESTOR | 20 | 1 | 1 | 2089-01-10 | 2084-10-30 | NAF | 0
6 | HILLSBOROUGH | SWHI | futbol5futbol5@gmail.com | 6295049 | NONCOMMUNITY | CHLORINATION; AERATION FOR REMOVAL OF ANY SECONDARY CONTAMINANT, SULFIDE, OR ANY UNREGULATED CONTAMINANT; CORROSION CONTROL INHIBITOR ADDITION; HYPOCHLORINATION; IRON OR MANGANESE SEQUESTRATION; OR ULTRAVIOLET RADIATION. THE LEAD/CHIEF OPERATOR MUST BE CLASS D OR HIGHER. 50,000 GPD UP TO 0.25 MGD-STAFFING BY CLASS D OR HIGHER OPERATOR: 3 VISITS/WEEK ON NONCONSECUTIVE DAYS FOR A TOTAL OF 0.3 HOUR/WEEK. LESS THAN 50,000 GPD-STAFFING BY A CLASS D OR HIGHER OPERATOR: 2 VISITS/WEEK ON NONCONSECUTIVE DAYS FOR A TOTAL OF 0.2 HOUR/WEEK. THERE SHALL BE NO MORE THAN 5 DAYS BETWEEN THE LAST VISIT IN ONE WEEK AND THE FIRST VISIT IN THE NEXT WEEK. | N | Y | FUTBOL FIVE SPORTS COMPLEX | 5901 W. LINEBAUGH AVE. |  | TAMPA | FL | 33624 |  | 8137863668 |  | ALEJANDRA GUTIERREZ | FUTBOL FIVE CORP | 5901 W. LINEBAUGH AVE. |  | TAMPA | FL | 33624 |  | 8137309574 |  | INVESTOR | 100 | 9000 | 2 | 2021-03-03 | 2019-02-21 | NC01 | 50
6 | HILLSBOROUGH | SWHI |  | 6295051 | OTHER PUBLIC WATER SYSTEM | CHLORINATION; AERATION FOR REMOVAL OF ANY SECONDARY CONTAMINANT, SULFIDE, OR ANY UNREGULATED CONTAMINANT; CORROSION CONTROL INHIBITOR ADDITION; HYPOCHLORINATION; IRON OR MANGANESE SEQUESTRATION; OR ULTRAVIOLET RADIATION. THE LEAD/CHIEF OPERATOR MUST BE CLASS D OR HIGHER. 50,000 GPD UP TO 0.25 MGD-STAFFING BY CLASS D OR HIGHER OPERATOR: 3 VISITS/WEEK ON NONCONSECUTIVE DAYS FOR A TOTAL OF 0.3 HOUR/WEEK. LESS THAN 50,000 GPD-STAFFING BY A CLASS D OR HIGHER OPERATOR: 2 VISITS/WEEK ON NONCONSECUTIVE DAYS FOR A TOTAL OF 0.2 HOUR/WEEK. THERE SHALL BE NO MORE THAN 5 DAYS BETWEEN THE LAST VISIT IN ONE WEEK AND THE FIRST VISIT IN THE NEXT WEEK. | N | Y | CHIPPENDALE CUSTOM HOMES/OFFIC | 4113 W. LINEBAUGH AVE. |  | TAMPA | FL | 33624 |  |  |  | JIM HOSKIN | DONALD LEIKAM | 4113 W. LINEBAUGH AVE. |  | TAMPA | FL | 33614 |  | 8139618215 |  | INVESTOR | 10 | 1 | 10 | 2084-08-22 | 2084-08-22 | NAF | 0
6 | HILLSBOROUGH | SWHI |  | 6295052 | OTHER PUBLIC WATER SYSTEM | CHLORINATION; AERATION FOR REMOVAL OF ANY SECONDARY CONTAMINANT, SULFIDE, OR ANY UNREGULATED CONTAMINANT; CORROSION CONTROL INHIBITOR ADDITION; HYPOCHLORINATION; IRON OR MANGANESE SEQUESTRATION; OR ULTRAVIOLET RADIATION. THE LEAD/CHIEF OPERATOR MUST BE CLASS D OR HIGHER. 50,000 GPD UP TO 0.25 MGD-STAFFING BY CLASS D OR HIGHER OPERATOR: 3 VISITS/WEEK ON NONCONSECUTIVE DAYS FOR A TOTAL OF 0.3 HOUR/WEEK. LESS THAN 50,000 GPD-STAFFING BY A CLASS D OR HIGHER OPERATOR: 2 VISITS/WEEK ON NONCONSECUTIVE DAYS FOR A TOTAL OF 0.2 HOUR/WEEK. THERE SHALL BE NO MORE THAN 5 DAYS BETWEEN THE LAST VISIT IN ONE WEEK AND THE FIRST VISIT IN THE NEXT WEEK. | N | Y | R O EDMUND | RI.2-BOX408 |  | TAMPA | FL | 33527 |  |  |  | R.O.EDMUND | BEDLEY | 5620 E. BUFFALO AVE. |  | TAMPA | FL | 33619 |  | 8136264195 |  | INVESTOR | 20 | 1 | 1 | 2089-05-18 | 2089-05-18 | NAF | 0
6 | HILLSBOROUGH | SWHI |  | 6295053 | OTHER PUBLIC WATER SYSTEM | CHLORINATION; AERATION FOR REMOVAL OF ANY SECONDARY CONTAMINANT, SULFIDE, OR ANY UNREGULATED CONTAMINANT; CORROSION CONTROL INHIBITOR ADDITION; HYPOCHLORINATION; IRON OR MANGANESE SEQUESTRATION; OR ULTRAVIOLET RADIATION. THE LEAD/CHIEF OPERATOR MUST BE CLASS D OR HIGHER. 50,000 GPD UP TO 0.25 MGD-STAFFING BY CLASS D OR HIGHER OPERATOR: 3 VISITS/WEEK ON NONCONSECUTIVE DAYS FOR A TOTAL OF 0.3 HOUR/WEEK. LESS THAN 50,000 GPD-STAFFING BY A CLASS D OR HIGHER OPERATOR: 2 VISITS/WEEK ON NONCONSECUTIVE DAYS FOR A TOTAL OF 0.2 HOUR/WEEK. THERE SHALL BE NO MORE THAN 5 DAYS BETWEEN THE LAST VISIT IN ONE WEEK AND THE FIRST VISIT IN THE NEXT WEEK. | N | Y | J R LONG MECHANICAL CONTRACTOR | 8920 MAISLIN DRIVE |  | TAMPA | FL | 33610 |  |  |  |  | J R LONG MECHANICAL CONTRACTOR | 8920 MAISLIN DRIVE |  | TAMPA | FL | 33610 |  | 8139884810 |  | INVESTOR | 20 | 1 | 1 | 2085-05-08 | 2085-05-08 | NAF | 0
6 | HILLSBOROUGH | SWHI |  | 6295054 | OTHER PUBLIC WATER SYSTEM | CHLORINATION; AERATION FOR REMOVAL OF ANY SECONDARY CONTAMINANT, SULFIDE, OR ANY UNREGULATED CONTAMINANT; CORROSION CONTROL INHIBITOR ADDITION; HYPOCHLORINATION; IRON OR MANGANESE SEQUESTRATION; OR ULTRAVIOLET RADIATION. THE LEAD/CHIEF OPERATOR MUST BE CLASS D OR HIGHER. 50,000 GPD UP TO 0.25 MGD-STAFFING BY CLASS D OR HIGHER OPERATOR: 3 VISITS/WEEK ON NONCONSECUTIVE DAYS FOR A TOTAL OF 0.3 HOUR/WEEK. LESS THAN 50,000 GPD-STAFFING BY A CLASS D OR HIGHER OPERATOR: 2 VISITS/WEEK ON NONCONSECUTIVE DAYS FOR A TOTAL OF 0.2 HOUR/WEEK. THERE SHALL BE NO MORE THAN 5 DAYS BETWEEN THE LAST VISIT IN ONE WEEK AND THE FIRST VISIT IN THE NEXT WEEK. | N | Y | BEN JAX VENDING | 13650 N. 12TH STREET |  | TAMPA | FL | 33612 |  |  |  | BOB KORNBLUM | BEN JAX VENDING | 13650 N. 12TH STREET |  | TAMPA | FL | 33612 |  | 8139356362 |  | INVESTOR | 15 | 1 | 1 | 2085-05-08 | 2085-05-08 | NAF | 0
6 | HILLSBOROUGH | SWHI | SWAMIBAPA369@GMAIL.COM | 6295055 | NONCOMMUNITY | CHLORINATION; AERATION FOR REMOVAL OF ANY SECONDARY CONTAMINANT, SULFIDE, OR ANY UNREGULATED CONTAMINANT; CORROSION CONTROL INHIBITOR ADDITION; HYPOCHLORINATION; IRON OR MANGANESE SEQUESTRATION; OR ULTRAVIOLET RADIATION. THE LEAD/CHIEF OPERATOR MUST BE CLASS D OR HIGHER. 50,000 GPD UP TO 0.25 MGD-STAFFING BY CLASS D OR HIGHER OPERATOR: 3 VISITS/WEEK ON NONCONSECUTIVE DAYS FOR A TOTAL OF 0.3 HOUR/WEEK. LESS THAN 50,000 GPD-STAFFING BY A CLASS D OR HIGHER OPERATOR: 2 VISITS/WEEK ON NONCONSECUTIVE DAYS FOR A TOTAL OF 0.2 HOUR/WEEK. THERE SHALL BE NO MORE THAN 5 DAYS BETWEEN THE LAST VISIT IN ONE WEEK AND THE FIRST VISIT IN THE NEXT WEEK. | N | Y | QUICK STOP (FIVE STAR FOOD STORE) | 4870 TURKEY CREEK RD |  | PLANT CITY | FL | 33567 |  | 8137372788 |  | RAJ PATIDAR | AKSHAR YOGI RAJ LLC | 4870 TURKEY CREEK RD |  | PLANT CITY | FL | 33567 |  | 8137372788 |  | INVESTOR | 100 | 1500 | 1 | 2021-05-13 | 2020-03-12 | NC01 | 50
6 | HILLSBOROUGH | SWHI |  | 6295056 | OTHER PUBLIC WATER SYSTEM | CHLORINATION; AERATION FOR REMOVAL OF ANY SECONDARY CONTAMINANT, SULFIDE, OR ANY UNREGULATED CONTAMINANT; CORROSION CONTROL INHIBITOR ADDITION; HYPOCHLORINATION; IRON OR MANGANESE SEQUESTRATION; OR ULTRAVIOLET RADIATION. THE LEAD/CHIEF OPERATOR MUST BE CLASS D OR HIGHER. 50,000 GPD UP TO 0.25 MGD-STAFFING BY CLASS D OR HIGHER OPERATOR: 3 VISITS/WEEK ON NONCONSECUTIVE DAYS FOR A TOTAL OF 0.3 HOUR/WEEK. LESS THAN 50,000 GPD-STAFFING BY A CLASS D OR HIGHER OPERATOR: 2 VISITS/WEEK ON NONCONSECUTIVE DAYS FOR A TOTAL OF 0.2 HOUR/WEEK. THERE SHALL BE NO MORE THAN 5 DAYS BETWEEN THE LAST VISIT IN ONE WEEK AND THE FIRST VISIT IN THE NEXT WEEK. | N | Y | CITRUS PK ANIMAL HOSP/OFFICE | 7607 EHRLICH ROAD, STE B |  | TAMPA | FL | 33625 |  |  |  | PAM BROOKS | DR. BROOKS | 7607 EHRLICH ROAD |  | TAMPA | FL | 33625 |  | 8139204653 |  | INVESTOR | 20 | 1 | 4 | 2084-11-28 | 2084-11-28 | NAF | 0
6 | HILLSBOROUGH | SWHI |  | 6295057 | NONCOMMUNITY | CHLORINATION; AERATION FOR REMOVAL OF ANY SECONDARY CONTAMINANT, SULFIDE, OR ANY UNREGULATED CONTAMINANT; CORROSION CONTROL INHIBITOR ADDITION; HYPOCHLORINATION; IRON OR MANGANESE SEQUESTRATION; OR ULTRAVIOLET RADIATION. THE LEAD/CHIEF OPERATOR MUST BE CLASS D OR HIGHER. 50,000 GPD UP TO 0.25 MGD-STAFFING BY CLASS D OR HIGHER OPERATOR: 3 VISITS/WEEK ON NONCONSECUTIVE DAYS FOR A TOTAL OF 0.3 HOUR/WEEK. LESS THAN 50,000 GPD-STAFFING BY A CLASS D OR HIGHER OPERATOR: 2 VISITS/WEEK ON NONCONSECUTIVE DAYS FOR A TOTAL OF 0.2 HOUR/WEEK. THERE SHALL BE NO MORE THAN 5 DAYS BETWEEN THE LAST VISIT IN ONE WEEK AND THE FIRST VISIT IN THE NEXT WEEK. | N | Y | CROSS POINTE CHURCH OF THE NAZARENE | 919 DEBUEL ROAD |  | LUTZ | FL | 33549 |  | 8139497727 |  | CRAIG VANCE | CROSS POINTE CHURCH OF THE NAZARENE | 919 DEBUEL ROAD |  | LUTZ | FL | 33549 |  | 8139497727 |  | INVESTOR | 200 | 5000 | 1 | 2019-05-03 | 2019-05-01 | NC01 | 50
6 | HILLSBOROUGH | SWHI |  | 6295058 | NONCOMMUNITY | CHLORINATION; AERATION FOR REMOVAL OF ANY SECONDARY CONTAMINANT, SULFIDE, OR ANY UNREGULATED CONTAMINANT; CORROSION CONTROL INHIBITOR ADDITION; HYPOCHLORINATION; IRON OR MANGANESE SEQUESTRATION; OR ULTRAVIOLET RADIATION. THE LEAD/CHIEF OPERATOR MUST BE CLASS D OR HIGHER. 50,000 GPD UP TO 0.25 MGD-STAFFING BY CLASS D OR HIGHER OPERATOR: 3 VISITS/WEEK ON NONCONSECUTIVE DAYS FOR A TOTAL OF 0.3 HOUR/WEEK. LESS THAN 50,000 GPD-STAFFING BY A CLASS D OR HIGHER OPERATOR: 2 VISITS/WEEK ON NONCONSECUTIVE DAYS FOR A TOTAL OF 0.2 HOUR/WEEK. THERE SHALL BE NO MORE THAN 5 DAYS BETWEEN THE LAST VISIT IN ONE WEEK AND THE FIRST VISIT IN THE NEXT WEEK. | N | Y | CIRCLE K #9796 | 18902 GUNN HWY |  | ODESSA | FL | 33556 |  | 8139206002 |  | CHERYL BARROW | CIRCLE K STORES, INC. | 3802 CORPOREX PARK DR, SUITE 200 |  | TAMPA | FL | 33619 |  | 8139106878 |  | INVESTOR | 911 | 4000 | 1 | 2021-05-12 | 2020-04-08 | NC01 | 50
6 | HILLSBOROUGH | SWHI |  | 6295059 | OTHER PUBLIC WATER SYSTEM | CHLORINATION; AERATION FOR REMOVAL OF ANY SECONDARY CONTAMINANT, SULFIDE, OR ANY UNREGULATED CONTAMINANT; CORROSION CONTROL INHIBITOR ADDITION; HYPOCHLORINATION; IRON OR MANGANESE SEQUESTRATION; OR ULTRAVIOLET RADIATION. THE LEAD/CHIEF OPERATOR MUST BE CLASS D OR HIGHER. 50,000 GPD UP TO 0.25 MGD-STAFFING BY CLASS D OR HIGHER OPERATOR: 3 VISITS/WEEK ON NONCONSECUTIVE DAYS FOR A TOTAL OF 0.3 HOUR/WEEK. LESS THAN 50,000 GPD-STAFFING BY A CLASS D OR HIGHER OPERATOR: 2 VISITS/WEEK ON NONCONSECUTIVE DAYS FOR A TOTAL OF 0.2 HOUR/WEEK. THERE SHALL BE NO MORE THAN 5 DAYS BETWEEN THE LAST VISIT IN ONE WEEK AND THE FIRST VISIT IN THE NEXT WEEK. | N | Y | GOLDEN FLAKE | 8930 MAISLIN DRIVE |  | TAMPA | FL | 33610 |  |  |  |  | GOLDEN FLAKE INC. | 8930 MAISLIN DR. |  | TAMPA | FL | 33610 |  |  |  | INVESTOR | 5 | 1 | 1 | 2085-03-26 | 2085-03-26 | NAF | 0
6 | HILLSBOROUGH | SWHI |  | 6295060 | OTHER PUBLIC WATER SYSTEM | CHLORINATION; AERATION FOR REMOVAL OF ANY SECONDARY CONTAMINANT, SULFIDE, OR ANY UNREGULATED CONTAMINANT; CORROSION CONTROL INHIBITOR ADDITION; HYPOCHLORINATION; IRON OR MANGANESE SEQUESTRATION; OR ULTRAVIOLET RADIATION. THE LEAD/CHIEF OPERATOR MUST BE CLASS D OR HIGHER. 50,000 GPD UP TO 0.25 MGD-STAFFING BY CLASS D OR HIGHER OPERATOR: 3 VISITS/WEEK ON NONCONSECUTIVE DAYS FOR A TOTAL OF 0.3 HOUR/WEEK. LESS THAN 50,000 GPD-STAFFING BY A CLASS D OR HIGHER OPERATOR: 2 VISITS/WEEK ON NONCONSECUTIVE DAYS FOR A TOTAL OF 0.2 HOUR/WEEK. THERE SHALL BE NO MORE THAN 5 DAYS BETWEEN THE LAST VISIT IN ONE WEEK AND THE FIRST VISIT IN THE NEXT WEEK. | N | Y | GATOR JUNGLE OF PLANT CITY | 5145 HARVEY TEW RD. |  | DOVER | FL | 33527 |  |  |  |  | TRACY HOWELL | 5145 HARVEY TEW RD. |  | PLANT CITY | FL | 33565 |  | 8137522836 |  | INVESTOR | 25 | 1 | 3 | 2096-05-23 | 2094-11-03 | NAF | 0
6 | HILLSBOROUGH | SWHI |  | 6295063 | OTHER PUBLIC WATER SYSTEM | CHLORINATION; AERATION FOR REMOVAL OF ANY SECONDARY CONTAMINANT, SULFIDE, OR ANY UNREGULATED CONTAMINANT; CORROSION CONTROL INHIBITOR ADDITION; HYPOCHLORINATION; IRON OR MANGANESE SEQUESTRATION; OR ULTRAVIOLET RADIATION. THE LEAD/CHIEF OPERATOR MUST BE CLASS D OR HIGHER. 50,000 GPD UP TO 0.25 MGD-STAFFING BY CLASS D OR HIGHER OPERATOR: 3 VISITS/WEEK ON NONCONSECUTIVE DAYS FOR A TOTAL OF 0.3 HOUR/WEEK. LESS THAN 50,000 GPD-STAFFING BY A CLASS D OR HIGHER OPERATOR: 2 VISITS/WEEK ON NONCONSECUTIVE DAYS FOR A TOTAL OF 0.2 HOUR/WEEK. THERE SHALL BE NO MORE THAN 5 DAYS BETWEEN THE LAST VISIT IN ONE WEEK AND THE FIRST VISIT IN THE NEXT WEEK. | N | Y | FIFE INDUSTRIAL PIPE CO | PO BOX 751 |  | BRANDON | FL | 33511 |  |  |  | MEL BELISLE | FIFE INDUSTRIAL PIPE CO | 1626 SR 60 |  | VALRICO | FL | 33595 |  | 8136813765 |  | INVESTOR | 5 | 1 | 1 | 2086-06-01 | 2086-06-01 | NAF | 0
6 | HILLSBOROUGH | SWHI |  | 6295064 | OTHER PUBLIC WATER SYSTEM | CHLORINATION; AERATION FOR REMOVAL OF ANY SECONDARY CONTAMINANT, SULFIDE, OR ANY UNREGULATED CONTAMINANT; CORROSION CONTROL INHIBITOR ADDITION; HYPOCHLORINATION; IRON OR MANGANESE SEQUESTRATION; OR ULTRAVIOLET RADIATION. THE LEAD/CHIEF OPERATOR MUST BE CLASS D OR HIGHER. 50,000 GPD UP TO 0.25 MGD-STAFFING BY CLASS D OR HIGHER OPERATOR: 3 VISITS/WEEK ON NONCONSECUTIVE DAYS FOR A TOTAL OF 0.3 HOUR/WEEK. LESS THAN 50,000 GPD-STAFFING BY A CLASS D OR HIGHER OPERATOR: 2 VISITS/WEEK ON NONCONSECUTIVE DAYS FOR A TOTAL OF 0.2 HOUR/WEEK. THERE SHALL BE NO MORE THAN 5 DAYS BETWEEN THE LAST VISIT IN ONE WEEK AND THE FIRST VISIT IN THE NEXT WEEK. | N | Y | GOODWILL RETAIL STORE | 10596 GANDY BLVD. |  | ST. PETERSBURG | FL | 33702 |  |  |  | HOLMES | GOODWILL INDUSTRIES/SUNCOAST | 2802 GANDY BLVD. |  | PLANT CITY | FL | 33566 |  | 8137523934 |  | INVESTOR | 20 | 1 | 1 | 2085-06-06 | 2085-06-06 | NAF | 0
6 | HILLSBOROUGH | SWHI |  | 6295065 | NONCOMMUNITY | CHLORINATION; AERATION FOR REMOVAL OF ANY SECONDARY CONTAMINANT, SULFIDE, OR ANY UNREGULATED CONTAMINANT; CORROSION CONTROL INHIBITOR ADDITION; HYPOCHLORINATION; IRON OR MANGANESE SEQUESTRATION; OR ULTRAVIOLET RADIATION. THE LEAD/CHIEF OPERATOR MUST BE CLASS D OR HIGHER. 50,000 GPD UP TO 0.25 MGD-STAFFING BY CLASS D OR HIGHER OPERATOR: 3 VISITS/WEEK ON NONCONSECUTIVE DAYS FOR A TOTAL OF 0.3 HOUR/WEEK. LESS THAN 50,000 GPD-STAFFING BY A CLASS D OR HIGHER OPERATOR: 2 VISITS/WEEK ON NONCONSECUTIVE DAYS FOR A TOTAL OF 0.2 HOUR/WEEK. THERE SHALL BE NO MORE THAN 5 DAYS BETWEEN THE LAST VISIT IN ONE WEEK AND THE FIRST VISIT IN THE NEXT WEEK. | N | Y | HITCHIN POST CAFE | 10903 LITHIA PINECREST ROAD |  | LITHIA | FL | 33547 |  | 8136014402 |  | ASHLEY KROSLAK | HITCHIN POST CAFE INC | 10903 LITHIA PINECREST ROAD |  | LITHIA | FL | 33547 |  | 8136014402 |  | INVESTOR | 100 | 2100 | 2 | 2021-03-16 | 2020-01-09 | NC01 | 50
6 | HILLSBOROUGH | SWHI |  | 6295066 | OTHER PUBLIC WATER SYSTEM | CHLORINATION; AERATION FOR REMOVAL OF ANY SECONDARY CONTAMINANT, SULFIDE, OR ANY UNREGULATED CONTAMINANT; CORROSION CONTROL INHIBITOR ADDITION; HYPOCHLORINATION; IRON OR MANGANESE SEQUESTRATION; OR ULTRAVIOLET RADIATION. THE LEAD/CHIEF OPERATOR MUST BE CLASS D OR HIGHER. 50,000 GPD UP TO 0.25 MGD-STAFFING BY CLASS D OR HIGHER OPERATOR: 3 VISITS/WEEK ON NONCONSECUTIVE DAYS FOR A TOTAL OF 0.3 HOUR/WEEK. LESS THAN 50,000 GPD-STAFFING BY A CLASS D OR HIGHER OPERATOR: 2 VISITS/WEEK ON NONCONSECUTIVE DAYS FOR A TOTAL OF 0.2 HOUR/WEEK. THERE SHALL BE NO MORE THAN 5 DAYS BETWEEN THE LAST VISIT IN ONE WEEK AND THE FIRST VISIT IN THE NEXT WEEK. | N | Y | HARVEY ELECTRIC | 17404 U.S.41 NORTH |  | LUTZ | FL | 33549 |  |  |  | DAVID HARVEY | DAVID HARVEY | 17404 U.S. 41 NORTH |  | LUTZ | FL | 33549 |  |  |  | INVESTOR | 20 | 1 | 4 | 2085-06-04 | 2085-06-04 | NAF | 0
6 | HILLSBOROUGH | SWHI |  | 6295068 | NONCOMMUNITY | CHLORINATION; AERATION FOR REMOVAL OF ANY SECONDARY CONTAMINANT, SULFIDE, OR ANY UNREGULATED CONTAMINANT; CORROSION CONTROL INHIBITOR ADDITION; HYPOCHLORINATION; IRON OR MANGANESE SEQUESTRATION; OR ULTRAVIOLET RADIATION. THE LEAD/CHIEF OPERATOR MUST BE CLASS D OR HIGHER. 50,000 GPD UP TO 0.25 MGD-STAFFING BY CLASS D OR HIGHER OPERATOR: 3 VISITS/WEEK ON NONCONSECUTIVE DAYS FOR A TOTAL OF 0.3 HOUR/WEEK. LESS THAN 50,000 GPD-STAFFING BY A CLASS D OR HIGHER OPERATOR: 2 VISITS/WEEK ON NONCONSECUTIVE DAYS FOR A TOTAL OF 0.2 HOUR/WEEK. THERE SHALL BE NO MORE THAN 5 DAYS BETWEEN THE LAST VISIT IN ONE WEEK AND THE FIRST VISIT IN THE NEXT WEEK. | N | Y | CITGO 5117 | 5117 US HWY 92 WEST |  | PLANT CITY | FL | 33565 |  | 8134414074 |  | ZAHEER UDDIN | R & N INVESTMENTS OF FLORIDA LLC | 2115 ARBOR OAKS DR |  | VALRICO | FL | 33594 |  | 8133907203 |  | INVESTOR | 100 | 7200 | 2 | 2021-02-25 | 2021-02-08 | NC01 | 50
6 | HILLSBOROUGH | SWHI | PASTORSECRETARY@FIRSTBAPTISTDOVER.ORG | 6295069 | NONTRANSIENT NONCOMMUNITY | CHLORINATION; AERATION FOR REMOVAL OF ANY SECONDARY CONTAMINANT, SULFIDE, OR ANY UNREGULATED CONTAMINANT; CORROSION CONTROL INHIBITOR ADDITION; HYPOCHLORINATION; IRON OR MANGANESE SEQUESTRATION; OR ULTRAVIOLET RADIATION. THE LEAD/CHIEF OPERATOR MUST BE CLASS D OR HIGHER. 50,000 GPD UP TO 0.25 MGD-STAFFING BY CLASS D OR HIGHER OPERATOR: 3 VISITS/WEEK ON NONCONSECUTIVE DAYS FOR A TOTAL OF 0.3 HOUR/WEEK. LESS THAN 50,000 GPD-STAFFING BY A CLASS D OR HIGHER OPERATOR: 2 VISITS/WEEK ON NONCONSECUTIVE DAYS FOR A TOTAL OF 0.2 HOUR/WEEK. THERE SHALL BE NO MORE THAN 5 DAYS BETWEEN THE LAST VISIT IN ONE WEEK AND THE FIRST VISIT IN THE NEXT WEEK. | N | Y | FIRST BAPTIST CHURCH OF DOVER | 3223 N. GALLAGHER RD |  | DOVER | FL | 33527 |  | 8137192273 |  | BRANDI RADELLA | FIRST BAPT CHURCH DOVER | 3223 NORTH GALLAGHER ROAD |  | DOVER | FL | 33527 |  | 8137192273 |  | INVESTOR | 120 | 11000 | 5 | 2021-03-12 | 2020-09-24 | NTNC | 100
6 | HILLSBOROUGH | SWHI |  | 6295072 | NONCOMMUNITY | CHLORINATION; AERATION FOR REMOVAL OF ANY SECONDARY CONTAMINANT, SULFIDE, OR ANY UNREGULATED CONTAMINANT; CORROSION CONTROL INHIBITOR ADDITION; HYPOCHLORINATION; IRON OR MANGANESE SEQUESTRATION; OR ULTRAVIOLET RADIATION. THE LEAD/CHIEF OPERATOR MUST BE CLASS D OR HIGHER. 50,000 GPD UP TO 0.25 MGD-STAFFING BY CLASS D OR HIGHER OPERATOR: 3 VISITS/WEEK ON NONCONSECUTIVE DAYS FOR A TOTAL OF 0.3 HOUR/WEEK. LESS THAN 50,000 GPD-STAFFING BY A CLASS D OR HIGHER OPERATOR: 2 VISITS/WEEK ON NONCONSECUTIVE DAYS FOR A TOTAL OF 0.2 HOUR/WEEK. THERE SHALL BE NO MORE THAN 5 DAYS BETWEEN THE LAST VISIT IN ONE WEEK AND THE FIRST VISIT IN THE NEXT WEEK. | N | Y | SUNLAKE RV RESORT | 3006 14TH AVENUE S.E. |  | RUSKIN | FL | 33570 |  | 8136457860 |  | JP WINKLER | SUNLAKE WATERFRONT RESORT, LLC | 4301 32ND ST WEST | SUITE: EV8 | BRADENTON | FL | 34205 |  | 3185641909 |  | INVESTOR | 75 | 30000 | 49 | 2021-09-07 | 2020-11-10 | NC01 | 50
6 | HILLSBOROUGH | SWHI |  | 6295073 | NONCOMMUNITY | CHLORINATION; AERATION FOR REMOVAL OF ANY SECONDARY CONTAMINANT, SULFIDE, OR ANY UNREGULATED CONTAMINANT; CORROSION CONTROL INHIBITOR ADDITION; HYPOCHLORINATION; IRON OR MANGANESE SEQUESTRATION; OR ULTRAVIOLET RADIATION. THE LEAD/CHIEF OPERATOR MUST BE CLASS D OR HIGHER. 50,000 GPD UP TO 0.25 MGD-STAFFING BY CLASS D OR HIGHER OPERATOR: 3 VISITS/WEEK ON NONCONSECUTIVE DAYS FOR A TOTAL OF 0.3 HOUR/WEEK. LESS THAN 50,000 GPD-STAFFING BY A CLASS D OR HIGHER OPERATOR: 2 VISITS/WEEK ON NONCONSECUTIVE DAYS FOR A TOTAL OF 0.2 HOUR/WEEK. THERE SHALL BE NO MORE THAN 5 DAYS BETWEEN THE LAST VISIT IN ONE WEEK AND THE FIRST VISIT IN THE NEXT WEEK. | N | Y | HCPRD/DEAD RIVER PARK | 15098 DEAD RIVER RD |  | THONOTOSASSA | FL | 33592 |  | 8137028770 |  | RODNEY PETTY | HILLSBOROUGH COUNTY CONSERVATION & ENVIRONMENTAL LANDS MGMNT | 601 E. KENNEDY BLVD. |  | TAMPA | FL | 33602 |  | 8132463175 |  | INVESTOR | 30 | 5000 | 2 | 2020-02-19 | 2021-11-05 | NC01 | 50
6 | HILLSBOROUGH | SWHI |  | 6295074 | NONCOMMUNITY | CHLORINATION; AERATION FOR REMOVAL OF ANY SECONDARY CONTAMINANT, SULFIDE, OR ANY UNREGULATED CONTAMINANT; CORROSION CONTROL INHIBITOR ADDITION; HYPOCHLORINATION; IRON OR MANGANESE SEQUESTRATION; OR ULTRAVIOLET RADIATION. THE LEAD/CHIEF OPERATOR MUST BE CLASS D OR HIGHER. 50,000 GPD UP TO 0.25 MGD-STAFFING BY CLASS D OR HIGHER OPERATOR: 3 VISITS/WEEK ON NONCONSECUTIVE DAYS FOR A TOTAL OF 0.3 HOUR/WEEK. LESS THAN 50,000 GPD-STAFFING BY A CLASS D OR HIGHER OPERATOR: 2 VISITS/WEEK ON NONCONSECUTIVE DAYS FOR A TOTAL OF 0.2 HOUR/WEEK. THERE SHALL BE NO MORE THAN 5 DAYS BETWEEN THE LAST VISIT IN ONE WEEK AND THE FIRST VISIT IN THE NEXT WEEK. | N | Y | HCPRD/JOHN B SARGEANT PARK | 12702 US-301 |  | THONOTOSASSA | FL | 33592 |  | 8136271346 |  | RODNEY PETTY | HILLSBOROUGH COUNTY CONSERVATION & ENVIRONMENTAL LANDS MGMNT | PO BOX 1110 |  | TAMPA | FL | 33601 |  | 8132675940 |  | COUNTY | 300 | 2500 | 4 | 2021-11-05 | 2019-01-16 | NC01 | 50
6 | HILLSBOROUGH | SWHI |  | 6295075 | NONCOMMUNITY | CHLORINATION; AERATION FOR REMOVAL OF ANY SECONDARY CONTAMINANT, SULFIDE, OR ANY UNREGULATED CONTAMINANT; CORROSION CONTROL INHIBITOR ADDITION; HYPOCHLORINATION; IRON OR MANGANESE SEQUESTRATION; OR ULTRAVIOLET RADIATION. THE LEAD/CHIEF OPERATOR MUST BE CLASS D OR HIGHER. 50,000 GPD UP TO 0.25 MGD-STAFFING BY CLASS D OR HIGHER OPERATOR: 3 VISITS/WEEK ON NONCONSECUTIVE DAYS FOR A TOTAL OF 0.3 HOUR/WEEK. LESS THAN 50,000 GPD-STAFFING BY A CLASS D OR HIGHER OPERATOR: 2 VISITS/WEEK ON NONCONSECUTIVE DAYS FOR A TOTAL OF 0.2 HOUR/WEEK. THERE SHALL BE NO MORE THAN 5 DAYS BETWEEN THE LAST VISIT IN ONE WEEK AND THE FIRST VISIT IN THE NEXT WEEK. | N | Y | HCPRD/MORRIS BRIDGE | 13330 MORRIS BRIDGE ROAD |  | THONOTOSASSA | FL | 33592 |  | 8139876209 |  | JASON CHILSON | HILLSBOROUGH COUNTY CONSERVATION & ENVIRONMENTAL LANDS MGMNT | PO BOX 1110 |  | TAMPA | FL | 33601 |  | 8132675940 |  | COUNTY | 500 | 5000 | 4 | 2019-01-16 | 2020-01-08 | NC01 | 50
6 | HILLSBOROUGH | SWHI |  | 6295076 | OTHER PUBLIC WATER SYSTEM | CHLORINATION; AERATION FOR REMOVAL OF ANY SECONDARY CONTAMINANT, SULFIDE, OR ANY UNREGULATED CONTAMINANT; CORROSION CONTROL INHIBITOR ADDITION; HYPOCHLORINATION; IRON OR MANGANESE SEQUESTRATION; OR ULTRAVIOLET RADIATION. THE LEAD/CHIEF OPERATOR MUST BE CLASS D OR HIGHER. 50,000 GPD UP TO 0.25 MGD-STAFFING BY CLASS D OR HIGHER OPERATOR: 3 VISITS/WEEK ON NONCONSECUTIVE DAYS FOR A TOTAL OF 0.3 HOUR/WEEK. LESS THAN 50,000 GPD-STAFFING BY A CLASS D OR HIGHER OPERATOR: 2 VISITS/WEEK ON NONCONSECUTIVE DAYS FOR A TOTAL OF 0.2 HOUR/WEEK. THERE SHALL BE NO MORE THAN 5 DAYS BETWEEN THE LAST VISIT IN ONE WEEK AND THE FIRST VISIT IN THE NEXT WEEK. | N | Y | LUXURY MOTEL | 4608 E. HILLSBOROUGH AVE. |  | TAMPA | FL | 33610 |  |  |  | JESUS MARTINEZ | CONCIPION MARTINEZ | 4608 E. HILLSBOROUGH AVE. |  | TAMPA | FL | 33610 |  | 8136262829 |  | INVESTOR | 15 | 1 | 9 | 2093-05-26 | 2093-05-26 | NAF | 0
6 | HILLSBOROUGH | SWHI |  | 6295078 | OTHER PUBLIC WATER SYSTEM | CHLORINATION; AERATION FOR REMOVAL OF ANY SECONDARY CONTAMINANT, SULFIDE, OR ANY UNREGULATED CONTAMINANT; CORROSION CONTROL INHIBITOR ADDITION; HYPOCHLORINATION; IRON OR MANGANESE SEQUESTRATION; OR ULTRAVIOLET RADIATION. THE LEAD/CHIEF OPERATOR MUST BE CLASS D OR HIGHER. 50,000 GPD UP TO 0.25 MGD-STAFFING BY CLASS D OR HIGHER OPERATOR: 3 VISITS/WEEK ON NONCONSECUTIVE DAYS FOR A TOTAL OF 0.3 HOUR/WEEK. LESS THAN 50,000 GPD-STAFFING BY A CLASS D OR HIGHER OPERATOR: 2 VISITS/WEEK ON NONCONSECUTIVE DAYS FOR A TOTAL OF 0.2 HOUR/WEEK. THERE SHALL BE NO MORE THAN 5 DAYS BETWEEN THE LAST VISIT IN ONE WEEK AND THE FIRST VISIT IN THE NEXT WEEK. | N | Y | THORTON MOTOR SALES | 5301 U.S. HWY. 41 SOUTH |  | RUSKIN | FL | 33570 |  |  |  | THORTON | THORTON | 5301 U.S. HWY. 41 SOUTH |  | RUSKIN | FL | 33570 |  |  |  | INVESTOR | 5 | 1 | 1 | 2085-06-18 | 2085-06-18 | NAF | 0
6 | HILLSBOROUGH | SWHI |  | 6295080 | OTHER PUBLIC WATER SYSTEM | CHLORINATION; AERATION FOR REMOVAL OF ANY SECONDARY CONTAMINANT, SULFIDE, OR ANY UNREGULATED CONTAMINANT; CORROSION CONTROL INHIBITOR ADDITION; HYPOCHLORINATION; IRON OR MANGANESE SEQUESTRATION; OR ULTRAVIOLET RADIATION. THE LEAD/CHIEF OPERATOR MUST BE CLASS D OR HIGHER. 50,000 GPD UP TO 0.25 MGD-STAFFING BY CLASS D OR HIGHER OPERATOR: 3 VISITS/WEEK ON NONCONSECUTIVE DAYS FOR A TOTAL OF 0.3 HOUR/WEEK. LESS THAN 50,000 GPD-STAFFING BY A CLASS D OR HIGHER OPERATOR: 2 VISITS/WEEK ON NONCONSECUTIVE DAYS FOR A TOTAL OF 0.2 HOUR/WEEK. THERE SHALL BE NO MORE THAN 5 DAYS BETWEEN THE LAST VISIT IN ONE WEEK AND THE FIRST VISIT IN THE NEXT WEEK. | N | Y | SOUTHEAST CTY LANDFILL/AD BLDG | P.O. BOX 1110 |  | TAMPA | FL | 33602 |  |  |  | ADOLPHUS B.(AL) ALLEN | HILLSBOROUGH CTY PUBLIC UTIL | N/O S.R. 672/ W/O S.R. 39 |  | LITHIA | FL | 33547 |  | 8136348411 |  | INVESTOR | 20 | 1 | 1 | 2086-02-21 | 2086-02-21 | NAF | 0
6 | HILLSBOROUGH | SWHI |  | 6295081 | OTHER PUBLIC WATER SYSTEM | CHLORINATION; AERATION FOR REMOVAL OF ANY SECONDARY CONTAMINANT, SULFIDE, OR ANY UNREGULATED CONTAMINANT; CORROSION CONTROL INHIBITOR ADDITION; HYPOCHLORINATION; IRON OR MANGANESE SEQUESTRATION; OR ULTRAVIOLET RADIATION. THE LEAD/CHIEF OPERATOR MUST BE CLASS D OR HIGHER. 50,000 GPD UP TO 0.25 MGD-STAFFING BY CLASS D OR HIGHER OPERATOR: 3 VISITS/WEEK ON NONCONSECUTIVE DAYS FOR A TOTAL OF 0.3 HOUR/WEEK. LESS THAN 50,000 GPD-STAFFING BY A CLASS D OR HIGHER OPERATOR: 2 VISITS/WEEK ON NONCONSECUTIVE DAYS FOR A TOTAL OF 0.2 HOUR/WEEK. THERE SHALL BE NO MORE THAN 5 DAYS BETWEEN THE LAST VISIT IN ONE WEEK AND THE FIRST VISIT IN THE NEXT WEEK. | N | Y | MT MORIAH FREE WILL BAPT CHURC | 1318 CHURCH STREET |  | PLANT CITY | FL | 33566 |  |  |  | ROY HOLLEY | MT MORIAH CHURCH | N/S COLSON W/O HORTON ROADS |  | PLANT CITY | FL | 33566 |  |  |  | INVESTOR | 20 | 1 | 2 | 2084-10-14 | 2084-10-14 | NAF | 0
6 | HILLSBOROUGH | SWHI |  | 6295085 | OTHER PUBLIC WATER SYSTEM | CHLORINATION; AERATION FOR REMOVAL OF ANY SECONDARY CONTAMINANT, SULFIDE, OR ANY UNREGULATED CONTAMINANT; CORROSION CONTROL INHIBITOR ADDITION; HYPOCHLORINATION; IRON OR MANGANESE SEQUESTRATION; OR ULTRAVIOLET RADIATION. THE LEAD/CHIEF OPERATOR MUST BE CLASS D OR HIGHER. 50,000 GPD UP TO 0.25 MGD-STAFFING BY CLASS D OR HIGHER OPERATOR: 3 VISITS/WEEK ON NONCONSECUTIVE DAYS FOR A TOTAL OF 0.3 HOUR/WEEK. LESS THAN 50,000 GPD-STAFFING BY A CLASS D OR HIGHER OPERATOR: 2 VISITS/WEEK ON NONCONSECUTIVE DAYS FOR A TOTAL OF 0.2 HOUR/WEEK. THERE SHALL BE NO MORE THAN 5 DAYS BETWEEN THE LAST VISIT IN ONE WEEK AND THE FIRST VISIT IN THE NEXT WEEK. | N | Y | CORVETTE CTR | 14529 N FLORIDA AVE |  | TAMPA | FL | 33612 |  |  |  | ROBERT BOWMER | FOX FIRE INC | 14529 N FLORIDA AVE |  | TAMPA | FL | 33612 |  | 8139624149 |  | INVESTOR | 5 | 1 | 1 | 2085-12-10 | 2085-12-10 | NAF | 0
6 | HILLSBOROUGH | SWHI |  | 6295087 | NONCOMMUNITY | CHLORINATION; AERATION FOR REMOVAL OF ANY SECONDARY CONTAMINANT, SULFIDE, OR ANY UNREGULATED CONTAMINANT; CORROSION CONTROL INHIBITOR ADDITION; HYPOCHLORINATION; IRON OR MANGANESE SEQUESTRATION; OR ULTRAVIOLET RADIATION. THE LEAD/CHIEF OPERATOR MUST BE CLASS D OR HIGHER. 50,000 GPD UP TO 0.25 MGD-STAFFING BY CLASS D OR HIGHER OPERATOR: 3 VISITS/WEEK ON NONCONSECUTIVE DAYS FOR A TOTAL OF 0.3 HOUR/WEEK. LESS THAN 50,000 GPD-STAFFING BY A CLASS D OR HIGHER OPERATOR: 2 VISITS/WEEK ON NONCONSECUTIVE DAYS FOR A TOTAL OF 0.2 HOUR/WEEK. THERE SHALL BE NO MORE THAN 5 DAYS BETWEEN THE LAST VISIT IN ONE WEEK AND THE FIRST VISIT IN THE NEXT WEEK. | N | Y | SEFFNER PROFESSIONAL CENTER | 807 W DR MARTIN LUTHER KING JR BLVD |  | SEFFNER | FL | 33584 |  | 8136842279 |  | HAROLD WELCH | HAROLD WELCH | 807 W DR MARTIN LUTHER KING JR BLVD |  | SEFFNER | FL | 33584 |  | 8136842279 |  | INVESTOR | 200 | 2500 | 1 | 2021-10-05 | 2021-08-06 | NC01 | 50
6 | HILLSBOROUGH | SWHI |  | 6295089 | NONCOMMUNITY | CHLORINATION; AERATION FOR REMOVAL OF ANY SECONDARY CONTAMINANT, SULFIDE, OR ANY UNREGULATED CONTAMINANT; CORROSION CONTROL INHIBITOR ADDITION; HYPOCHLORINATION; IRON OR MANGANESE SEQUESTRATION; OR ULTRAVIOLET RADIATION. THE LEAD/CHIEF OPERATOR MUST BE CLASS D OR HIGHER. 50,000 GPD UP TO 0.25 MGD-STAFFING BY CLASS D OR HIGHER OPERATOR: 3 VISITS/WEEK ON NONCONSECUTIVE DAYS FOR A TOTAL OF 0.3 HOUR/WEEK. LESS THAN 50,000 GPD-STAFFING BY A CLASS D OR HIGHER OPERATOR: 2 VISITS/WEEK ON NONCONSECUTIVE DAYS FOR A TOTAL OF 0.2 HOUR/WEEK. THERE SHALL BE NO MORE THAN 5 DAYS BETWEEN THE LAST VISIT IN ONE WEEK AND THE FIRST VISIT IN THE NEXT WEEK. | N | Y | PEOPLE FOR CHRIST MINISTRIES, INC. | 10511 MAIN ST |  | THONOTOSASSA | FL | 33592 |  | 8139869504 |  | THOMAS HADDEN III | PEOPLE FOR CHRIST MINISTRIES | 10511 MAIN STREET |  | THONOTOSASSA | FL | 33592 |  | 8139869504 |  | INVESTOR | 90 | 1500 | 1 | 2019-04-18 | 2021-11-05 | NC01 | 50
6 | HILLSBOROUGH | SWHI |  | 6295091 | NONCOMMUNITY | CHLORINATION; AERATION FOR REMOVAL OF ANY SECONDARY CONTAMINANT, SULFIDE, OR ANY UNREGULATED CONTAMINANT; CORROSION CONTROL INHIBITOR ADDITION; HYPOCHLORINATION; IRON OR MANGANESE SEQUESTRATION; OR ULTRAVIOLET RADIATION. THE LEAD/CHIEF OPERATOR MUST BE CLASS D OR HIGHER. 50,000 GPD UP TO 0.25 MGD-STAFFING BY CLASS D OR HIGHER OPERATOR: 3 VISITS/WEEK ON NONCONSECUTIVE DAYS FOR A TOTAL OF 0.3 HOUR/WEEK. LESS THAN 50,000 GPD-STAFFING BY A CLASS D OR HIGHER OPERATOR: 2 VISITS/WEEK ON NONCONSECUTIVE DAYS FOR A TOTAL OF 0.2 HOUR/WEEK. THERE SHALL BE NO MORE THAN 5 DAYS BETWEEN THE LAST VISIT IN ONE WEEK AND THE FIRST VISIT IN THE NEXT WEEK. | N | Y | TRAPNELL FOOD MART | 4704 W. TRAPNELL RD |  | PLANT CITY | FL | 33566 |  | 8137544355 |  | ROMEY BESEISO | TRAPNELL FOOD MART | 4704 W TRAPNELL RD |  | PLANT CITY | FL | 33566 |  | 8137044483 |  | INVESTOR | 100 | 15000 | 1 | 2021-03-30 | 2019-11-18 | NC01 | 50
6 | HILLSBOROUGH | SWHI |  | 6295094 | OTHER PUBLIC WATER SYSTEM | CHLORINATION; AERATION FOR REMOVAL OF ANY SECONDARY CONTAMINANT, SULFIDE, OR ANY UNREGULATED CONTAMINANT; CORROSION CONTROL INHIBITOR ADDITION; HYPOCHLORINATION; IRON OR MANGANESE SEQUESTRATION; OR ULTRAVIOLET RADIATION. THE LEAD/CHIEF OPERATOR MUST BE CLASS D OR HIGHER. 50,000 GPD UP TO 0.25 MGD-STAFFING BY CLASS D OR HIGHER OPERATOR: 3 VISITS/WEEK ON NONCONSECUTIVE DAYS FOR A TOTAL OF 0.3 HOUR/WEEK. LESS THAN 50,000 GPD-STAFFING BY A CLASS D OR HIGHER OPERATOR: 2 VISITS/WEEK ON NONCONSECUTIVE DAYS FOR A TOTAL OF 0.2 HOUR/WEEK. THERE SHALL BE NO MORE THAN 5 DAYS BETWEEN THE LAST VISIT IN ONE WEEK AND THE FIRST VISIT IN THE NEXT WEEK. | N | Y | ALLSTATE MFRD HOMES | 11300 N. CENTRAL AVE. |  | TAMPA | FL | 33612 |  |  |  | STEVE HANSEN LOC 2515 HWY 60 E | ALLSTATE MFRD HOMES | 11300 N. CENTRAL AVE. |  | TAMPA | FL | 33612 |  |  |  | INVESTOR | 8 | 1500 | 1 |  |  | NAF | 0
6 | HILLSBOROUGH | SWHI |  | 6295095 | OTHER PUBLIC WATER SYSTEM | CHLORINATION; AERATION FOR REMOVAL OF ANY SECONDARY CONTAMINANT, SULFIDE, OR ANY UNREGULATED CONTAMINANT; CORROSION CONTROL INHIBITOR ADDITION; HYPOCHLORINATION; IRON OR MANGANESE SEQUESTRATION; OR ULTRAVIOLET RADIATION. THE LEAD/CHIEF OPERATOR MUST BE CLASS D OR HIGHER. 50,000 GPD UP TO 0.25 MGD-STAFFING BY CLASS D OR HIGHER OPERATOR: 3 VISITS/WEEK ON NONCONSECUTIVE DAYS FOR A TOTAL OF 0.3 HOUR/WEEK. LESS THAN 50,000 GPD-STAFFING BY A CLASS D OR HIGHER OPERATOR: 2 VISITS/WEEK ON NONCONSECUTIVE DAYS FOR A TOTAL OF 0.2 HOUR/WEEK. THERE SHALL BE NO MORE THAN 5 DAYS BETWEEN THE LAST VISIT IN ONE WEEK AND THE FIRST VISIT IN THE NEXT WEEK. | N | Y | VILLAGE ANIMAL HOSPITAL | 13221 N. DALE MABRY HWY. |  | TAMPA | FL | 33624 |  |  |  | SHAW/SIMON/FLICKER D.V.M.'S | VILLAGE ANIMAL HOSPITAL | 13221 N. DALE MABRY HWY. |  | TAMPA | FL | 33624 |  |  |  | INVESTOR | 20 | 500 | 1 |  |  | NAF | 0
6 | HILLSBOROUGH | SWHI |  | 6295096 | OTHER PUBLIC WATER SYSTEM | CHLORINATION; AERATION FOR REMOVAL OF ANY SECONDARY CONTAMINANT, SULFIDE, OR ANY UNREGULATED CONTAMINANT; CORROSION CONTROL INHIBITOR ADDITION; HYPOCHLORINATION; IRON OR MANGANESE SEQUESTRATION; OR ULTRAVIOLET RADIATION. THE LEAD/CHIEF OPERATOR MUST BE CLASS D OR HIGHER. 50,000 GPD UP TO 0.25 MGD-STAFFING BY CLASS D OR HIGHER OPERATOR: 3 VISITS/WEEK ON NONCONSECUTIVE DAYS FOR A TOTAL OF 0.3 HOUR/WEEK. LESS THAN 50,000 GPD-STAFFING BY A CLASS D OR HIGHER OPERATOR: 2 VISITS/WEEK ON NONCONSECUTIVE DAYS FOR A TOTAL OF 0.2 HOUR/WEEK. THERE SHALL BE NO MORE THAN 5 DAYS BETWEEN THE LAST VISIT IN ONE WEEK AND THE FIRST VISIT IN THE NEXT WEEK. | N | Y | TAMPA MEDICAL SUPPLY | 1516 BATES ST. |  | BRANDON | FL | 33511 |  | 8136852885 |  | C/O MARTIN BANKS | MARTIN BANKS | 2706 FISHER AV |  | TAMPA | FL | 33619 |  | 8136811127 |  | INVESTOR | 10 | 1500 | 1 | 2086-07-21 | 2086-07-21 | NAF | 0
6 | HILLSBOROUGH | SWHI |  | 6295097 | OTHER PUBLIC WATER SYSTEM | CHLORINATION; AERATION FOR REMOVAL OF ANY SECONDARY CONTAMINANT, SULFIDE, OR ANY UNREGULATED CONTAMINANT; CORROSION CONTROL INHIBITOR ADDITION; HYPOCHLORINATION; IRON OR MANGANESE SEQUESTRATION; OR ULTRAVIOLET RADIATION. THE LEAD/CHIEF OPERATOR MUST BE CLASS D OR HIGHER. 50,000 GPD UP TO 0.25 MGD-STAFFING BY CLASS D OR HIGHER OPERATOR: 3 VISITS/WEEK ON NONCONSECUTIVE DAYS FOR A TOTAL OF 0.3 HOUR/WEEK. LESS THAN 50,000 GPD-STAFFING BY A CLASS D OR HIGHER OPERATOR: 2 VISITS/WEEK ON NONCONSECUTIVE DAYS FOR A TOTAL OF 0.2 HOUR/WEEK. THERE SHALL BE NO MORE THAN 5 DAYS BETWEEN THE LAST VISIT IN ONE WEEK AND THE FIRST VISIT IN THE NEXT WEEK. | N | Y | SECKMAN FIRE SPRINKLERS | 7910 PROFESSIONAL PLACE |  | TAMPA | FL | 33610 |  |  |  | THOMAS SECKMAN | SECKMAN FIRE SPRINKLERS | 7910 PROFESSIONAL PLACE |  | TAMPA | FL | 33610 |  | 8139884600 |  | INVESTOR | 20 | 500 | 2 | 2084-08-29 |  | NAF | 0
6 | HILLSBOROUGH | SWHI |  | 6295098 | OTHER PUBLIC WATER SYSTEM | CHLORINATION; AERATION FOR REMOVAL OF ANY SECONDARY CONTAMINANT, SULFIDE, OR ANY UNREGULATED CONTAMINANT; CORROSION CONTROL INHIBITOR ADDITION; HYPOCHLORINATION; IRON OR MANGANESE SEQUESTRATION; OR ULTRAVIOLET RADIATION. THE LEAD/CHIEF OPERATOR MUST BE CLASS D OR HIGHER. 50,000 GPD UP TO 0.25 MGD-STAFFING BY CLASS D OR HIGHER OPERATOR: 3 VISITS/WEEK ON NONCONSECUTIVE DAYS FOR A TOTAL OF 0.3 HOUR/WEEK. LESS THAN 50,000 GPD-STAFFING BY A CLASS D OR HIGHER OPERATOR: 2 VISITS/WEEK ON NONCONSECUTIVE DAYS FOR A TOTAL OF 0.2 HOUR/WEEK. THERE SHALL BE NO MORE THAN 5 DAYS BETWEEN THE LAST VISIT IN ONE WEEK AND THE FIRST VISIT IN THE NEXT WEEK. | N | Y | KEYSTONE BIBLE CHURCH | 481 TARPON SPRINGS ROAD |  | ODESSA | FL | 33556 |  |  |  | FRANK M. LAZZO | KEYSTONE BIBLE CHURCH | 481 TARPON SPRINGS ROAD |  | ODESSA | FL | 33556 |  |  |  | INVESTOR | 20 | 500 | 1 |  |  | NAF | 0
6 | HILLSBOROUGH | SWHI | DSIBLEY@ARGOS-US.COM | 6295099 | NONTRANSIENT NONCOMMUNITY | CHLORINATION; AERATION FOR REMOVAL OF ANY SECONDARY CONTAMINANT, SULFIDE, OR ANY UNREGULATED CONTAMINANT; CORROSION CONTROL INHIBITOR ADDITION; HYPOCHLORINATION; IRON OR MANGANESE SEQUESTRATION; OR ULTRAVIOLET RADIATION. THE LEAD/CHIEF OPERATOR MUST BE CLASS D OR HIGHER. 50,000 GPD UP TO 0.25 MGD-STAFFING BY CLASS D OR HIGHER OPERATOR: 3 VISITS/WEEK ON NONCONSECUTIVE DAYS FOR A TOTAL OF 0.3 HOUR/WEEK. LESS THAN 50,000 GPD-STAFFING BY A CLASS D OR HIGHER OPERATOR: 2 VISITS/WEEK ON NONCONSECUTIVE DAYS FOR A TOTAL OF 0.2 HOUR/WEEK. THERE SHALL BE NO MORE THAN 5 DAYS BETWEEN THE LAST VISIT IN ONE WEEK AND THE FIRST VISIT IN THE NEXT WEEK. | N | Y | ARGOS USA | 5920 W. LINEBAUGH AVE |  | TAMPA | FL | 33624 |  | 8139623213 |  | DARRELL SIBLEY | ARGOS USA | 2001 MARITIME BLVD |  | TAMPA | FL | 33605 |  | 9418093056 |  | INVESTOR | 30 | 10000 | 4 | 2020-07-08 | 2019-10-18 | NTNC | 100
6 | HILLSBOROUGH | SWHI |  | 6295100 | OTHER PUBLIC WATER SYSTEM | CHLORINATION; AERATION FOR REMOVAL OF ANY SECONDARY CONTAMINANT, SULFIDE, OR ANY UNREGULATED CONTAMINANT; CORROSION CONTROL INHIBITOR ADDITION; HYPOCHLORINATION; IRON OR MANGANESE SEQUESTRATION; OR ULTRAVIOLET RADIATION. THE LEAD/CHIEF OPERATOR MUST BE CLASS D OR HIGHER. 50,000 GPD UP TO 0.25 MGD-STAFFING BY CLASS D OR HIGHER OPERATOR: 3 VISITS/WEEK ON NONCONSECUTIVE DAYS FOR A TOTAL OF 0.3 HOUR/WEEK. LESS THAN 50,000 GPD-STAFFING BY A CLASS D OR HIGHER OPERATOR: 2 VISITS/WEEK ON NONCONSECUTIVE DAYS FOR A TOTAL OF 0.2 HOUR/WEEK. THERE SHALL BE NO MORE THAN 5 DAYS BETWEEN THE LAST VISIT IN ONE WEEK AND THE FIRST VISIT IN THE NEXT WEEK. | N | Y | COPELAND STEEL ERECTORS INC | 10502 MAIN STREET |  | THONOTOSASSA | FL | 33592 |  |  |  | CARL HEINSMAN | COPELAND STEEL ERECTORS INC | 10502 MAIN STREET |  | THONOTOSASSA | FL | 33592 |  |  |  | INVESTOR | 10 | 1500 | 1 | 2086-02-07 | 2086-02-07 | NAF | 0
6 | HILLSBOROUGH | SWHI |  | 6295101 | OTHER PUBLIC WATER SYSTEM | CHLORINATION; AERATION FOR REMOVAL OF ANY SECONDARY CONTAMINANT, SULFIDE, OR ANY UNREGULATED CONTAMINANT; CORROSION CONTROL INHIBITOR ADDITION; HYPOCHLORINATION; IRON OR MANGANESE SEQUESTRATION; OR ULTRAVIOLET RADIATION. THE LEAD/CHIEF OPERATOR MUST BE CLASS D OR HIGHER. 50,000 GPD UP TO 0.25 MGD-STAFFING BY CLASS D OR HIGHER OPERATOR: 3 VISITS/WEEK ON NONCONSECUTIVE DAYS FOR A TOTAL OF 0.3 HOUR/WEEK. LESS THAN 50,000 GPD-STAFFING BY A CLASS D OR HIGHER OPERATOR: 2 VISITS/WEEK ON NONCONSECUTIVE DAYS FOR A TOTAL OF 0.2 HOUR/WEEK. THERE SHALL BE NO MORE THAN 5 DAYS BETWEEN THE LAST VISIT IN ONE WEEK AND THE FIRST VISIT IN THE NEXT WEEK. | N | Y | BENZYL ASPHALT PAVING | 2704 FISHER AVENUE |  | BRANDON | FL | 33511 |  | 8136345479 |  | L. BENZEL | BENZYL ASPHALT PAVING | 1011 W. EMERALD |  | BRANDON | FL | 33511 |  |  |  | INVESTOR | 20 | 1000 | 1 |  |  | NAF | 0
6 | HILLSBOROUGH | SWHI |  | 6295102 | OTHER PUBLIC WATER SYSTEM | CHLORINATION; AERATION FOR REMOVAL OF ANY SECONDARY CONTAMINANT, SULFIDE, OR ANY UNREGULATED CONTAMINANT; CORROSION CONTROL INHIBITOR ADDITION; HYPOCHLORINATION; IRON OR MANGANESE SEQUESTRATION; OR ULTRAVIOLET RADIATION. THE LEAD/CHIEF OPERATOR MUST BE CLASS D OR HIGHER. 50,000 GPD UP TO 0.25 MGD-STAFFING BY CLASS D OR HIGHER OPERATOR: 3 VISITS/WEEK ON NONCONSECUTIVE DAYS FOR A TOTAL OF 0.3 HOUR/WEEK. LESS THAN 50,000 GPD-STAFFING BY A CLASS D OR HIGHER OPERATOR: 2 VISITS/WEEK ON NONCONSECUTIVE DAYS FOR A TOTAL OF 0.2 HOUR/WEEK. THERE SHALL BE NO MORE THAN 5 DAYS BETWEEN THE LAST VISIT IN ONE WEEK AND THE FIRST VISIT IN THE NEXT WEEK. | N | Y | YOUNG'S KITCHENS | 10311 E. HILLSBOROUGH AVE. |  | TAMPA | FL | 33610 |  |  |  | EUGENE F. YOUNG | YOUNG'S KITCHENS | 10311 E. HILLSBOROUGH AVE. |  | TAMPA | FL | 33610 |  |  |  | INVESTOR | 20 | 1 | 1 |  |  | NAF | 0
6 | HILLSBOROUGH | SWHI |  | 6295105 | OTHER PUBLIC WATER SYSTEM | CHLORINATION; AERATION FOR REMOVAL OF ANY SECONDARY CONTAMINANT, SULFIDE, OR ANY UNREGULATED CONTAMINANT; CORROSION CONTROL INHIBITOR ADDITION; HYPOCHLORINATION; IRON OR MANGANESE SEQUESTRATION; OR ULTRAVIOLET RADIATION. THE LEAD/CHIEF OPERATOR MUST BE CLASS D OR HIGHER. 50,000 GPD UP TO 0.25 MGD-STAFFING BY CLASS D OR HIGHER OPERATOR: 3 VISITS/WEEK ON NONCONSECUTIVE DAYS FOR A TOTAL OF 0.3 HOUR/WEEK. LESS THAN 50,000 GPD-STAFFING BY A CLASS D OR HIGHER OPERATOR: 2 VISITS/WEEK ON NONCONSECUTIVE DAYS FOR A TOTAL OF 0.2 HOUR/WEEK. THERE SHALL BE NO MORE THAN 5 DAYS BETWEEN THE LAST VISIT IN ONE WEEK AND THE FIRST VISIT IN THE NEXT WEEK. | N | Y | PALM CASUAL FURNITURE | 7008 N. DALE MABRY HIGHWAY |  | TAMPA | FL | 33614 |  |  |  | MARK DANIEL | PALM CASUAL FURNITURE | 7008 N DALE MABRY HWY. |  | TAMPA | FL | 33614 |  |  |  | INVESTOR | 20 | 500 | 1 | 2090-05-23 | 2090-05-23 | NAF | 0
6 | HILLSBOROUGH | SWHI |  | 6295106 | OTHER PUBLIC WATER SYSTEM | CHLORINATION; AERATION FOR REMOVAL OF ANY SECONDARY CONTAMINANT, SULFIDE, OR ANY UNREGULATED CONTAMINANT; CORROSION CONTROL INHIBITOR ADDITION; HYPOCHLORINATION; IRON OR MANGANESE SEQUESTRATION; OR ULTRAVIOLET RADIATION. THE LEAD/CHIEF OPERATOR MUST BE CLASS D OR HIGHER. 50,000 GPD UP TO 0.25 MGD-STAFFING BY CLASS D OR HIGHER OPERATOR: 3 VISITS/WEEK ON NONCONSECUTIVE DAYS FOR A TOTAL OF 0.3 HOUR/WEEK. LESS THAN 50,000 GPD-STAFFING BY A CLASS D OR HIGHER OPERATOR: 2 VISITS/WEEK ON NONCONSECUTIVE DAYS FOR A TOTAL OF 0.2 HOUR/WEEK. THERE SHALL BE NO MORE THAN 5 DAYS BETWEEN THE LAST VISIT IN ONE WEEK AND THE FIRST VISIT IN THE NEXT WEEK. | N | Y | PELWOOD SQUARE | P.O. BOX 2105 |  | LUTZ | FL | 33549 |  | 8139493711 |  | PAUL HARRIS | MR. & MRS. JOYCE PELHAM | 18115 N U.S. 41 |  | LUTZ | FL | 33549 |  | 8139493711 |  | INVESTOR | 20 | 2000 | 1 | 2089-07-10 | 2089-07-10 | NAF | 0
6 | HILLSBOROUGH | SWHI | TWILIGHTZONELOUNGE@GMAIL.COM | 6295107 | NONCOMMUNITY | CHLORINATION; AERATION FOR REMOVAL OF ANY SECONDARY CONTAMINANT, SULFIDE, OR ANY UNREGULATED CONTAMINANT; CORROSION CONTROL INHIBITOR ADDITION; HYPOCHLORINATION; IRON OR MANGANESE SEQUESTRATION; OR ULTRAVIOLET RADIATION. THE LEAD/CHIEF OPERATOR MUST BE CLASS D OR HIGHER. 50,000 GPD UP TO 0.25 MGD-STAFFING BY CLASS D OR HIGHER OPERATOR: 3 VISITS/WEEK ON NONCONSECUTIVE DAYS FOR A TOTAL OF 0.3 HOUR/WEEK. LESS THAN 50,000 GPD-STAFFING BY A CLASS D OR HIGHER OPERATOR: 2 VISITS/WEEK ON NONCONSECUTIVE DAYS FOR A TOTAL OF 0.2 HOUR/WEEK. THERE SHALL BE NO MORE THAN 5 DAYS BETWEEN THE LAST VISIT IN ONE WEEK AND THE FIRST VISIT IN THE NEXT WEEK. | N | Y | TWILIGHT ZONE LOUNGE/PACKAGE | 4010 EAST HIGHWAY 60 |  | PLANT CITY | FL | 33567 |  | 8137373112 |  | CARLOS SERRALLES | TWILIGHT ZONE LOUNGE/PACKAGE | 4010 EAST HIGHWAY 60 |  | PLANT CITY | FL | 33567 |  | 8134534204 |  | INVESTOR | 100 | 2500 | 1 | 2020-03-19 | 2021-09-24 | NC01 | 50
6 | HILLSBOROUGH | SWHI |  | 6295108 | OTHER PUBLIC WATER SYSTEM | CHLORINATION; AERATION FOR REMOVAL OF ANY SECONDARY CONTAMINANT, SULFIDE, OR ANY UNREGULATED CONTAMINANT; CORROSION CONTROL INHIBITOR ADDITION; HYPOCHLORINATION; IRON OR MANGANESE SEQUESTRATION; OR ULTRAVIOLET RADIATION. THE LEAD/CHIEF OPERATOR MUST BE CLASS D OR HIGHER. 50,000 GPD UP TO 0.25 MGD-STAFFING BY CLASS D OR HIGHER OPERATOR: 3 VISITS/WEEK ON NONCONSECUTIVE DAYS FOR A TOTAL OF 0.3 HOUR/WEEK. LESS THAN 50,000 GPD-STAFFING BY A CLASS D OR HIGHER OPERATOR: 2 VISITS/WEEK ON NONCONSECUTIVE DAYS FOR A TOTAL OF 0.2 HOUR/WEEK. THERE SHALL BE NO MORE THAN 5 DAYS BETWEEN THE LAST VISIT IN ONE WEEK AND THE FIRST VISIT IN THE NEXT WEEK. | N | Y | JIGGS JUNCTION | 4707 W. TRAPNELL |  | PLANT CITY | FL | 33567 |  | 8137544262 |  | LESLIE GRIFFIS | W. EARL GRIFFIS | 4707 W. TRAPNELL ROAD |  | PLANT CITY | FL | 33567 |  | 8137544262 |  | INVESTOR | 20 | 1 | 2 | 2092-10-22 | 2092-03-23 | NAF | 0
6 | HILLSBOROUGH | SWHI |  | 6295109 | OTHER PUBLIC WATER SYSTEM | CHLORINATION; AERATION FOR REMOVAL OF ANY SECONDARY CONTAMINANT, SULFIDE, OR ANY UNREGULATED CONTAMINANT; CORROSION CONTROL INHIBITOR ADDITION; HYPOCHLORINATION; IRON OR MANGANESE SEQUESTRATION; OR ULTRAVIOLET RADIATION. THE LEAD/CHIEF OPERATOR MUST BE CLASS D OR HIGHER. 50,000 GPD UP TO 0.25 MGD-STAFFING BY CLASS D OR HIGHER OPERATOR: 3 VISITS/WEEK ON NONCONSECUTIVE DAYS FOR A TOTAL OF 0.3 HOUR/WEEK. LESS THAN 50,000 GPD-STAFFING BY A CLASS D OR HIGHER OPERATOR: 2 VISITS/WEEK ON NONCONSECUTIVE DAYS FOR A TOTAL OF 0.2 HOUR/WEEK. THERE SHALL BE NO MORE THAN 5 DAYS BETWEEN THE LAST VISIT IN ONE WEEK AND THE FIRST VISIT IN THE NEXT WEEK. | N | Y | KEY CONSTRUCTION | 5410 22ND STREET CAUSEWAY |  | TAMPA | FL | 33619 |  |  |  | ALLAN LINDSEY | KEY CONSTRUCTION | 5410 22ND STREET CAUSEWAY |  | TAMPA | FL | 33619 |  | 8136212645 |  | INVESTOR | 20 | 1 | 1 | 2085-08-07 | 2085-08-07 | NAF | 0
6 | HILLSBOROUGH | SWHI |  | 6295110 | OTHER PUBLIC WATER SYSTEM | CHLORINATION; AERATION FOR REMOVAL OF ANY SECONDARY CONTAMINANT, SULFIDE, OR ANY UNREGULATED CONTAMINANT; CORROSION CONTROL INHIBITOR ADDITION; HYPOCHLORINATION; IRON OR MANGANESE SEQUESTRATION; OR ULTRAVIOLET RADIATION. THE LEAD/CHIEF OPERATOR MUST BE CLASS D OR HIGHER. 50,000 GPD UP TO 0.25 MGD-STAFFING BY CLASS D OR HIGHER OPERATOR: 3 VISITS/WEEK ON NONCONSECUTIVE DAYS FOR A TOTAL OF 0.3 HOUR/WEEK. LESS THAN 50,000 GPD-STAFFING BY A CLASS D OR HIGHER OPERATOR: 2 VISITS/WEEK ON NONCONSECUTIVE DAYS FOR A TOTAL OF 0.2 HOUR/WEEK. THERE SHALL BE NO MORE THAN 5 DAYS BETWEEN THE LAST VISIT IN ONE WEEK AND THE FIRST VISIT IN THE NEXT WEEK. | N | Y | RICHARD'S FUELS | P.O. BOX 1250 |  | BRANDON | FL | 33511 |  |  |  | RICHARD GUAGLIARDO | RICHARD`S FUELS | 6424 22ND STREET CAUSEWAY |  | TAMPA | FL | 33619 |  | 8136262596 |  | INVESTOR | 20 | 1 | 1 | 2090-05-22 | 2090-05-22 | NAF | 0
6 | HILLSBOROUGH | SWHI |  | 6295111 | OTHER PUBLIC WATER SYSTEM | CHLORINATION; AERATION FOR REMOVAL OF ANY SECONDARY CONTAMINANT, SULFIDE, OR ANY UNREGULATED CONTAMINANT; CORROSION CONTROL INHIBITOR ADDITION; HYPOCHLORINATION; IRON OR MANGANESE SEQUESTRATION; OR ULTRAVIOLET RADIATION. THE LEAD/CHIEF OPERATOR MUST BE CLASS D OR HIGHER. 50,000 GPD UP TO 0.25 MGD-STAFFING BY CLASS D OR HIGHER OPERATOR: 3 VISITS/WEEK ON NONCONSECUTIVE DAYS FOR A TOTAL OF 0.3 HOUR/WEEK. LESS THAN 50,000 GPD-STAFFING BY A CLASS D OR HIGHER OPERATOR: 2 VISITS/WEEK ON NONCONSECUTIVE DAYS FOR A TOTAL OF 0.2 HOUR/WEEK. THERE SHALL BE NO MORE THAN 5 DAYS BETWEEN THE LAST VISIT IN ONE WEEK AND THE FIRST VISIT IN THE NEXT WEEK. | N | Y | MILLS COMPRESSOR SERVICE INC | P.O. BOX 1250 |  | BRANDON | FL | 33511 |  |  |  | RICHARD GUAGLIARDO | RICHARD GUAGLIARDO | 5602 22ND STREET CAUSEWAY |  | TAMPA | FL | 33619 |  | 8136262596 |  | INVESTOR | 20 | 1 | 2 | 2085-08-07 | 2085-08-07 | NAF | 0
6 | HILLSBOROUGH | SWHI |  | 6295112 | COMMUNITY | CHLORINATION; AERATION FOR REMOVAL OF ANY SECONDARY CONTAMINANT, SULFIDE, OR ANY UNREGULATED CONTAMINANT; CORROSION CONTROL INHIBITOR ADDITION; HYPOCHLORINATION; IRON OR MANGANESE SEQUESTRATION; OR ULTRAVIOLET RADIATION. THE LEAD/CHIEF OPERATOR MUST BE CLASS D OR HIGHER. 50,000 GPD UP TO 0.25 MGD-STAFFING BY CLASS D OR HIGHER OPERATOR: 3 VISITS/WEEK ON NONCONSECUTIVE DAYS FOR A TOTAL OF 0.3 HOUR/WEEK. LESS THAN 50,000 GPD-STAFFING BY A CLASS D OR HIGHER OPERATOR: 2 VISITS/WEEK ON NONCONSECUTIVE DAYS FOR A TOTAL OF 0.2 HOUR/WEEK. THERE SHALL BE NO MORE THAN 5 DAYS BETWEEN THE LAST VISIT IN ONE WEEK AND THE FIRST VISIT IN THE NEXT WEEK. | N | Y | OAKWOOD CT APTS | 5313 OAKWOOD CT |  | TAMPA | FL | 33610 |  | 5616137981 |  | JUSTIN JENSEN | OAKWOOD TAMPA LLC | PO BOX 867 |  | LOXAHATCHEE | FL | 33470 |  | 5616137981 |  | INVESTOR | 52 | 17000 | 26 | 2021-09-29 | 2021-09-03 | DC06 | 100
6 | HILLSBOROUGH | SWHI |  | 6295115 | OTHER PUBLIC WATER SYSTEM | CHLORINATION; AERATION FOR REMOVAL OF ANY SECONDARY CONTAMINANT, SULFIDE, OR ANY UNREGULATED CONTAMINANT; CORROSION CONTROL INHIBITOR ADDITION; HYPOCHLORINATION; IRON OR MANGANESE SEQUESTRATION; OR ULTRAVIOLET RADIATION. THE LEAD/CHIEF OPERATOR MUST BE CLASS D OR HIGHER. 50,000 GPD UP TO 0.25 MGD-STAFFING BY CLASS D OR HIGHER OPERATOR: 3 VISITS/WEEK ON NONCONSECUTIVE DAYS FOR A TOTAL OF 0.3 HOUR/WEEK. LESS THAN 50,000 GPD-STAFFING BY A CLASS D OR HIGHER OPERATOR: 2 VISITS/WEEK ON NONCONSECUTIVE DAYS FOR A TOTAL OF 0.2 HOUR/WEEK. THERE SHALL BE NO MORE THAN 5 DAYS BETWEEN THE LAST VISIT IN ONE WEEK AND THE FIRST VISIT IN THE NEXT WEEK. | N | Y | SOUTHEAST CTY LANDFILL/HVY EQ | P.O. BOX 997 |  | LITHIA | FL | 33547 |  | 8136349204 |  | DENNIS COFIELD | WASTE MANAGEMENT | S.R. 672 |  | LITHIA | FL | 33547 |  | 8136349203 |  | INVESTOR | 15 | 1 | 1 | 2085-10-01 | 2085-10-01 | NAF | 0
6 | HILLSBOROUGH | SWHI |  | 6295117 | OTHER PUBLIC WATER SYSTEM | CHLORINATION; AERATION FOR REMOVAL OF ANY SECONDARY CONTAMINANT, SULFIDE, OR ANY UNREGULATED CONTAMINANT; CORROSION CONTROL INHIBITOR ADDITION; HYPOCHLORINATION; IRON OR MANGANESE SEQUESTRATION; OR ULTRAVIOLET RADIATION. THE LEAD/CHIEF OPERATOR MUST BE CLASS D OR HIGHER. 50,000 GPD UP TO 0.25 MGD-STAFFING BY CLASS D OR HIGHER OPERATOR: 3 VISITS/WEEK ON NONCONSECUTIVE DAYS FOR A TOTAL OF 0.3 HOUR/WEEK. LESS THAN 50,000 GPD-STAFFING BY A CLASS D OR HIGHER OPERATOR: 2 VISITS/WEEK ON NONCONSECUTIVE DAYS FOR A TOTAL OF 0.2 HOUR/WEEK. THERE SHALL BE NO MORE THAN 5 DAYS BETWEEN THE LAST VISIT IN ONE WEEK AND THE FIRST VISIT IN THE NEXT WEEK. | N | Y | BEASLEY PROPERTIES | 17907 CRESCENT WAY |  | LUTZ | FL | 33549 |  |  |  | ETHEL M. BEASLEY | ETHEL M. BEASLEY | 4924-26-28 N. 56TH STREET |  | TAMPA | FL | 33619 |  |  |  | INVESTOR | 20 | 1 | 3 | 2085-12-23 | 2085-12-23 | NAF | 0
6 | HILLSBOROUGH | SWHI |  | 6295118 | OTHER PUBLIC WATER SYSTEM | CHLORINATION; AERATION FOR REMOVAL OF ANY SECONDARY CONTAMINANT, SULFIDE, OR ANY UNREGULATED CONTAMINANT; CORROSION CONTROL INHIBITOR ADDITION; HYPOCHLORINATION; IRON OR MANGANESE SEQUESTRATION; OR ULTRAVIOLET RADIATION. THE LEAD/CHIEF OPERATOR MUST BE CLASS D OR HIGHER. 50,000 GPD UP TO 0.25 MGD-STAFFING BY CLASS D OR HIGHER OPERATOR: 3 VISITS/WEEK ON NONCONSECUTIVE DAYS FOR A TOTAL OF 0.3 HOUR/WEEK. LESS THAN 50,000 GPD-STAFFING BY A CLASS D OR HIGHER OPERATOR: 2 VISITS/WEEK ON NONCONSECUTIVE DAYS FOR A TOTAL OF 0.2 HOUR/WEEK. THERE SHALL BE NO MORE THAN 5 DAYS BETWEEN THE LAST VISIT IN ONE WEEK AND THE FIRST VISIT IN THE NEXT WEEK. | N | Y | K A PRESCHER & ASSOCIATES | 7802 PROFESSIONAL PLACE |  | TAMPA | FL | 33610 |  |  |  |  | K A PRESCHER & ASSOCIATES | 7802 PROFESSIONAL PLACE |  | TAMPA | FL | 33610 |  | 8139899104 |  | INVESTOR | 20 | 1 | 1 | 2084-10-23 | 2084-10-23 | NAF | 0
6 | HILLSBOROUGH | SWHI |  | 6295123 | NONTRANSIENT NONCOMMUNITY | CHLORINATION; AERATION FOR REMOVAL OF ANY SECONDARY CONTAMINANT, SULFIDE, OR ANY UNREGULATED CONTAMINANT; CORROSION CONTROL INHIBITOR ADDITION; HYPOCHLORINATION; IRON OR MANGANESE SEQUESTRATION; OR ULTRAVIOLET RADIATION. THE LEAD/CHIEF OPERATOR MUST BE CLASS D OR HIGHER. 50,000 GPD UP TO 0.25 MGD-STAFFING BY CLASS D OR HIGHER OPERATOR: 3 VISITS/WEEK ON NONCONSECUTIVE DAYS FOR A TOTAL OF 0.3 HOUR/WEEK. LESS THAN 50,000 GPD-STAFFING BY A CLASS D OR HIGHER OPERATOR: 2 VISITS/WEEK ON NONCONSECUTIVE DAYS FOR A TOTAL OF 0.2 HOUR/WEEK. THERE SHALL BE NO MORE THAN 5 DAYS BETWEEN THE LAST VISIT IN ONE WEEK AND THE FIRST VISIT IN THE NEXT WEEK. | N | Y | SAM ASTIN RMH #1 | 3402 SOUTH SAM ASTIN ROAD |  | PLANT CITY | FL | 33566 |  | 8136508448 |  | NESTOR VAZQUEZ | SAM ASTIN III | PO BOX 3837 |  | PLANT CITY | FL | 33563 |  | 8136508448 |  | INVESTOR | 44 | 10600 | 10 | 2021-11-10 | 2019-06-06 | NTNC | 100
6 | HILLSBOROUGH | SWHI |  | 6295124 | NONTRANSIENT NONCOMMUNITY | CHLORINATION; AERATION FOR REMOVAL OF ANY SECONDARY CONTAMINANT, SULFIDE, OR ANY UNREGULATED CONTAMINANT; CORROSION CONTROL INHIBITOR ADDITION; HYPOCHLORINATION; IRON OR MANGANESE SEQUESTRATION; OR ULTRAVIOLET RADIATION. THE LEAD/CHIEF OPERATOR MUST BE CLASS D OR HIGHER. 50,000 GPD UP TO 0.25 MGD-STAFFING BY CLASS D OR HIGHER OPERATOR: 3 VISITS/WEEK ON NONCONSECUTIVE DAYS FOR A TOTAL OF 0.3 HOUR/WEEK. LESS THAN 50,000 GPD-STAFFING BY A CLASS D OR HIGHER OPERATOR: 2 VISITS/WEEK ON NONCONSECUTIVE DAYS FOR A TOTAL OF 0.2 HOUR/WEEK. THERE SHALL BE NO MORE THAN 5 DAYS BETWEEN THE LAST VISIT IN ONE WEEK AND THE FIRST VISIT IN THE NEXT WEEK. | N | Y | BINGHAM MLC | 14775 BLACKJACK ROAD |  | DOVER | FL | 33527 |  | 8136590003 |  | ANNA WILLIAMSON | G & F FARMS LLC | PO BOX 279 |  | DOVER | FL | 33527 |  | 8136591095 |  | INVESTOR | 57 | 21125 | 15 | 2021-08-19 | 2019-07-02 | NTNC | 100
6 | HILLSBOROUGH | SWHI |  | 6295125 | OTHER PUBLIC WATER SYSTEM | CHLORINATION; AERATION FOR REMOVAL OF ANY SECONDARY CONTAMINANT, SULFIDE, OR ANY UNREGULATED CONTAMINANT; CORROSION CONTROL INHIBITOR ADDITION; HYPOCHLORINATION; IRON OR MANGANESE SEQUESTRATION; OR ULTRAVIOLET RADIATION. THE LEAD/CHIEF OPERATOR MUST BE CLASS D OR HIGHER. 50,000 GPD UP TO 0.25 MGD-STAFFING BY CLASS D OR HIGHER OPERATOR: 3 VISITS/WEEK ON NONCONSECUTIVE DAYS FOR A TOTAL OF 0.3 HOUR/WEEK. LESS THAN 50,000 GPD-STAFFING BY A CLASS D OR HIGHER OPERATOR: 2 VISITS/WEEK ON NONCONSECUTIVE DAYS FOR A TOTAL OF 0.2 HOUR/WEEK. THERE SHALL BE NO MORE THAN 5 DAYS BETWEEN THE LAST VISIT IN ONE WEEK AND THE FIRST VISIT IN THE NEXT WEEK. | N | Y | CINDY'S MHP | P.O. BOX 24 |  | THONOTOSASSA | FL | 33592 |  |  |  | WILEY HUTTO | CINDY'S MHP | P.O.BOX 24 |  | THONOTOSASSA | FL | 33592 |  |  |  | INVESTOR | 20 | 1 | 9 | 2089-07-31 | 2085-11-05 | NAF | 0
6 | HILLSBOROUGH | SWHI |  | 6295126 | OTHER PUBLIC WATER SYSTEM | CHLORINATION; AERATION FOR REMOVAL OF ANY SECONDARY CONTAMINANT, SULFIDE, OR ANY UNREGULATED CONTAMINANT; CORROSION CONTROL INHIBITOR ADDITION; HYPOCHLORINATION; IRON OR MANGANESE SEQUESTRATION; OR ULTRAVIOLET RADIATION. THE LEAD/CHIEF OPERATOR MUST BE CLASS D OR HIGHER. 50,000 GPD UP TO 0.25 MGD-STAFFING BY CLASS D OR HIGHER OPERATOR: 3 VISITS/WEEK ON NONCONSECUTIVE DAYS FOR A TOTAL OF 0.3 HOUR/WEEK. LESS THAN 50,000 GPD-STAFFING BY A CLASS D OR HIGHER OPERATOR: 2 VISITS/WEEK ON NONCONSECUTIVE DAYS FOR A TOTAL OF 0.2 HOUR/WEEK. THERE SHALL BE NO MORE THAN 5 DAYS BETWEEN THE LAST VISIT IN ONE WEEK AND THE FIRST VISIT IN THE NEXT WEEK. | N | Y | TAMPA OUTDOOR GRAPHICS | 10135 U.S. 92 EAST |  | MANGO | FL | 33550 |  |  |  | GERALD MORDUE | TAMPA OUTDOOR GRAPHICS | 10135 U.S. 92 EAST |  | MANGO | FL | 33550 |  |  |  | INVESTOR | 25 | 500 | 1 |  |  | NAF | 0
6 | HILLSBOROUGH | SWHI |  | 6295127 | NONTRANSIENT NONCOMMUNITY | CHLORINATION; AERATION FOR REMOVAL OF ANY SECONDARY CONTAMINANT, SULFIDE, OR ANY UNREGULATED CONTAMINANT; CORROSION CONTROL INHIBITOR ADDITION; HYPOCHLORINATION; IRON OR MANGANESE SEQUESTRATION; OR ULTRAVIOLET RADIATION. THE LEAD/CHIEF OPERATOR MUST BE CLASS D OR HIGHER. 50,000 GPD UP TO 0.25 MGD-STAFFING BY CLASS D OR HIGHER OPERATOR: 3 VISITS/WEEK ON NONCONSECUTIVE DAYS FOR A TOTAL OF 0.3 HOUR/WEEK. LESS THAN 50,000 GPD-STAFFING BY A CLASS D OR HIGHER OPERATOR: 2 VISITS/WEEK ON NONCONSECUTIVE DAYS FOR A TOTAL OF 0.2 HOUR/WEEK. THERE SHALL BE NO MORE THAN 5 DAYS BETWEEN THE LAST VISIT IN ONE WEEK AND THE FIRST VISIT IN THE NEXT WEEK. | N | Y | CRYSTAL LAKES PLAZA | 18125 US 41 NORTH |  | LUTZ | FL | 33549 |  | 8137580916 |  | DILIP WADHWANI | CRYSTAL LAKE PLAZA LLC | 11922 WANDSWORTH DRIVE |  | TAMPA | FL | 33626 |  | 8137580916 |  | INVESTOR | 25 | 4000 | 1 | 2021-10-14 | 2019-06-17 | NTNC | 100
6 | HILLSBOROUGH | SWHI |  | 6295128 | OTHER PUBLIC WATER SYSTEM | CHLORINATION; AERATION FOR REMOVAL OF ANY SECONDARY CONTAMINANT, SULFIDE, OR ANY UNREGULATED CONTAMINANT; CORROSION CONTROL INHIBITOR ADDITION; HYPOCHLORINATION; IRON OR MANGANESE SEQUESTRATION; OR ULTRAVIOLET RADIATION. THE LEAD/CHIEF OPERATOR MUST BE CLASS D OR HIGHER. 50,000 GPD UP TO 0.25 MGD-STAFFING BY CLASS D OR HIGHER OPERATOR: 3 VISITS/WEEK ON NONCONSECUTIVE DAYS FOR A TOTAL OF 0.3 HOUR/WEEK. LESS THAN 50,000 GPD-STAFFING BY A CLASS D OR HIGHER OPERATOR: 2 VISITS/WEEK ON NONCONSECUTIVE DAYS FOR A TOTAL OF 0.2 HOUR/WEEK. THERE SHALL BE NO MORE THAN 5 DAYS BETWEEN THE LAST VISIT IN ONE WEEK AND THE FIRST VISIT IN THE NEXT WEEK. | N | Y | SOUTH FLORIDA FENCE | P.O. BOX 925 |  | SEFFNER | FL | 33584 |  |  |  | HESTER | CLAY HESTER | 1505 LENNA AVE |  | SEFFNER | FL | 33584 |  | 8136899262 |  | INVESTOR | 20 | 1 | 1 | 2085-11-08 | 2085-11-08 | NAF | 0
6 | HILLSBOROUGH | SWHI |  | 6295130 | OTHER PUBLIC WATER SYSTEM | CHLORINATION; AERATION FOR REMOVAL OF ANY SECONDARY CONTAMINANT, SULFIDE, OR ANY UNREGULATED CONTAMINANT; CORROSION CONTROL INHIBITOR ADDITION; HYPOCHLORINATION; IRON OR MANGANESE SEQUESTRATION; OR ULTRAVIOLET RADIATION. THE LEAD/CHIEF OPERATOR MUST BE CLASS D OR HIGHER. 50,000 GPD UP TO 0.25 MGD-STAFFING BY CLASS D OR HIGHER OPERATOR: 3 VISITS/WEEK ON NONCONSECUTIVE DAYS FOR A TOTAL OF 0.3 HOUR/WEEK. LESS THAN 50,000 GPD-STAFFING BY A CLASS D OR HIGHER OPERATOR: 2 VISITS/WEEK ON NONCONSECUTIVE DAYS FOR A TOTAL OF 0.2 HOUR/WEEK. THERE SHALL BE NO MORE THAN 5 DAYS BETWEEN THE LAST VISIT IN ONE WEEK AND THE FIRST VISIT IN THE NEXT WEEK. | N | Y | GOODSON RMH #1 | NEWSOME ROAD |  | DOVER | FL | 33527 |  |  |  | NEWSOME | RON GOODSON | P.O. BOX 1770 |  | DOVER | FL | 33527 |  |  |  | INVESTOR | 20 | 1 | 8 | 2091-06-11 | 2092-08-14 | NAF | 0
6 | HILLSBOROUGH | SWHI |  | 6295134 | NONTRANSIENT NONCOMMUNITY | CHLORINATION; AERATION FOR REMOVAL OF ANY SECONDARY CONTAMINANT, SULFIDE, OR ANY UNREGULATED CONTAMINANT; CORROSION CONTROL INHIBITOR ADDITION; HYPOCHLORINATION; IRON OR MANGANESE SEQUESTRATION; OR ULTRAVIOLET RADIATION. THE LEAD/CHIEF OPERATOR MUST BE CLASS D OR HIGHER. 50,000 GPD UP TO 0.25 MGD-STAFFING BY CLASS D OR HIGHER OPERATOR: 3 VISITS/WEEK ON NONCONSECUTIVE DAYS FOR A TOTAL OF 0.3 HOUR/WEEK. LESS THAN 50,000 GPD-STAFFING BY A CLASS D OR HIGHER OPERATOR: 2 VISITS/WEEK ON NONCONSECUTIVE DAYS FOR A TOTAL OF 0.2 HOUR/WEEK. THERE SHALL BE NO MORE THAN 5 DAYS BETWEEN THE LAST VISIT IN ONE WEEK AND THE FIRST VISIT IN THE NEXT WEEK. | N | Y | DIEHL FARMS MLC #1 | 5812 BASSA ST |  | WIMAUMA | FL | 33598 |  | 8136345455 |  | JULIA PINEGAR | DIEHL FARMS MLC #1 | PO BOX 154 |  | WIMAUMA | FL | 33598 |  | 8136345455 |  | INVESTOR | 130 | 36000 | 28 | 2021-10-11 | 2021-09-08 | NTNC | 100
6 | HILLSBOROUGH | SWHI |  | 6295136 | OTHER PUBLIC WATER SYSTEM | CHLORINATION; AERATION FOR REMOVAL OF ANY SECONDARY CONTAMINANT, SULFIDE, OR ANY UNREGULATED CONTAMINANT; CORROSION CONTROL INHIBITOR ADDITION; HYPOCHLORINATION; IRON OR MANGANESE SEQUESTRATION; OR ULTRAVIOLET RADIATION. THE LEAD/CHIEF OPERATOR MUST BE CLASS D OR HIGHER. 50,000 GPD UP TO 0.25 MGD-STAFFING BY CLASS D OR HIGHER OPERATOR: 3 VISITS/WEEK ON NONCONSECUTIVE DAYS FOR A TOTAL OF 0.3 HOUR/WEEK. LESS THAN 50,000 GPD-STAFFING BY A CLASS D OR HIGHER OPERATOR: 2 VISITS/WEEK ON NONCONSECUTIVE DAYS FOR A TOTAL OF 0.2 HOUR/WEEK. THERE SHALL BE NO MORE THAN 5 DAYS BETWEEN THE LAST VISIT IN ONE WEEK AND THE FIRST VISIT IN THE NEXT WEEK. | N | Y | MID FLORIDA ELECTRIC | P.O BOX 270424 |  | TAMPA | FL | 33688 |  |  |  | ROBERT SWEGER | SWEGER | 10002 WILLIAMS ROAD |  | TAMPA | FL | 33688 |  | 8139618493 |  | INVESTOR | 20 | 1 | 1 | 2085-12-02 | 2085-12-02 | NAF | 0
6 | HILLSBOROUGH | SWHI |  | 6295138 | OTHER PUBLIC WATER SYSTEM | CHLORINATION; AERATION FOR REMOVAL OF ANY SECONDARY CONTAMINANT, SULFIDE, OR ANY UNREGULATED CONTAMINANT; CORROSION CONTROL INHIBITOR ADDITION; HYPOCHLORINATION; IRON OR MANGANESE SEQUESTRATION; OR ULTRAVIOLET RADIATION. THE LEAD/CHIEF OPERATOR MUST BE CLASS D OR HIGHER. 50,000 GPD UP TO 0.25 MGD-STAFFING BY CLASS D OR HIGHER OPERATOR: 3 VISITS/WEEK ON NONCONSECUTIVE DAYS FOR A TOTAL OF 0.3 HOUR/WEEK. LESS THAN 50,000 GPD-STAFFING BY A CLASS D OR HIGHER OPERATOR: 2 VISITS/WEEK ON NONCONSECUTIVE DAYS FOR A TOTAL OF 0.2 HOUR/WEEK. THERE SHALL BE NO MORE THAN 5 DAYS BETWEEN THE LAST VISIT IN ONE WEEK AND THE FIRST VISIT IN THE NEXT WEEK. | N | Y | EMPIRE PIPE CO | PO BOX 290516 |  | TAMPA | FL | 33687 |  |  |  | BUD SHUNK | BUD SHUNK | 2719 FISHER AVE. |  | TAMPA | FL | 33619 |  | 8136895199 |  | INVESTOR | 15 | 1 | 1 | 2085-12-19 | 2085-12-19 | NAF | 0
6 | HILLSBOROUGH | SWHI |  | 6295139 | OTHER PUBLIC WATER SYSTEM | CHLORINATION; AERATION FOR REMOVAL OF ANY SECONDARY CONTAMINANT, SULFIDE, OR ANY UNREGULATED CONTAMINANT; CORROSION CONTROL INHIBITOR ADDITION; HYPOCHLORINATION; IRON OR MANGANESE SEQUESTRATION; OR ULTRAVIOLET RADIATION. THE LEAD/CHIEF OPERATOR MUST BE CLASS D OR HIGHER. 50,000 GPD UP TO 0.25 MGD-STAFFING BY CLASS D OR HIGHER OPERATOR: 3 VISITS/WEEK ON NONCONSECUTIVE DAYS FOR A TOTAL OF 0.3 HOUR/WEEK. LESS THAN 50,000 GPD-STAFFING BY A CLASS D OR HIGHER OPERATOR: 2 VISITS/WEEK ON NONCONSECUTIVE DAYS FOR A TOTAL OF 0.2 HOUR/WEEK. THERE SHALL BE NO MORE THAN 5 DAYS BETWEEN THE LAST VISIT IN ONE WEEK AND THE FIRST VISIT IN THE NEXT WEEK. | N | Y | TAMPA PALLET | 2402 S. 54TH STREET |  | TAMPA | FL | 33619 |  |  |  | JOEL MAGGI | MAGGI | 2402 S. 54TH STREET |  | TAMPA | FL | 33619 |  | 8136265700 |  | INVESTOR | 20 | 1 | 1 | 2009-08-12 | 2086-01-02 | NAF | 0
6 | HILLSBOROUGH | SWHI |  | 6295141 | OTHER PUBLIC WATER SYSTEM | CHLORINATION; AERATION FOR REMOVAL OF ANY SECONDARY CONTAMINANT, SULFIDE, OR ANY UNREGULATED CONTAMINANT; CORROSION CONTROL INHIBITOR ADDITION; HYPOCHLORINATION; IRON OR MANGANESE SEQUESTRATION; OR ULTRAVIOLET RADIATION. THE LEAD/CHIEF OPERATOR MUST BE CLASS D OR HIGHER. 50,000 GPD UP TO 0.25 MGD-STAFFING BY CLASS D OR HIGHER OPERATOR: 3 VISITS/WEEK ON NONCONSECUTIVE DAYS FOR A TOTAL OF 0.3 HOUR/WEEK. LESS THAN 50,000 GPD-STAFFING BY A CLASS D OR HIGHER OPERATOR: 2 VISITS/WEEK ON NONCONSECUTIVE DAYS FOR A TOTAL OF 0.2 HOUR/WEEK. THERE SHALL BE NO MORE THAN 5 DAYS BETWEEN THE LAST VISIT IN ONE WEEK AND THE FIRST VISIT IN THE NEXT WEEK. | N | Y | NEWSOME TP, LEE | 2102 E. NEWSOME ROAD |  | PLANT CITY | FL | 33566 |  |  |  | LEE NEWSOME | LEE NEWSOME | WILDER LOOP ROAD |  | PLANT CITY | FL | 33566 |  | 8137522774 |  | INVESTOR | 20 | 1 | 4 |  | 2004-10-21 | NAF | 0
6 | HILLSBOROUGH | SWHI | JJS@SIZEMOREFARMS.COM | 6295143 | NONTRANSIENT NONCOMMUNITY | CHLORINATION; AERATION FOR REMOVAL OF ANY SECONDARY CONTAMINANT, SULFIDE, OR ANY UNREGULATED CONTAMINANT; CORROSION CONTROL INHIBITOR ADDITION; HYPOCHLORINATION; IRON OR MANGANESE SEQUESTRATION; OR ULTRAVIOLET RADIATION. THE LEAD/CHIEF OPERATOR MUST BE CLASS D OR HIGHER. 50,000 GPD UP TO 0.25 MGD-STAFFING BY CLASS D OR HIGHER OPERATOR: 3 VISITS/WEEK ON NONCONSECUTIVE DAYS FOR A TOTAL OF 0.3 HOUR/WEEK. LESS THAN 50,000 GPD-STAFFING BY A CLASS D OR HIGHER OPERATOR: 2 VISITS/WEEK ON NONCONSECUTIVE DAYS FOR A TOTAL OF 0.2 HOUR/WEEK. THERE SHALL BE NO MORE THAN 5 DAYS BETWEEN THE LAST VISIT IN ONE WEEK AND THE FIRST VISIT IN THE NEXT WEEK. | N | Y | SIZEMORE RMH 1 (WEST) | 1501 COLSON RD |  | PLANT CITY | FL | 33567 |  | 8634256611 |  | JEFF SIZEMORE | JEFF SIZEMORE | 4339 SR 60 W |  | MULBERRY | FL | 33860 |  | 8634256611 |  | INVESTOR | 54 | 15000 | 8 | 2019-06-06 | 2021-08-03 | NTNC | 100
6 | HILLSBOROUGH | SWHI |  | 6295145 | OTHER PUBLIC WATER SYSTEM | CHLORINATION; AERATION FOR REMOVAL OF ANY SECONDARY CONTAMINANT, SULFIDE, OR ANY UNREGULATED CONTAMINANT; CORROSION CONTROL INHIBITOR ADDITION; HYPOCHLORINATION; IRON OR MANGANESE SEQUESTRATION; OR ULTRAVIOLET RADIATION. THE LEAD/CHIEF OPERATOR MUST BE CLASS D OR HIGHER. 50,000 GPD UP TO 0.25 MGD-STAFFING BY CLASS D OR HIGHER OPERATOR: 3 VISITS/WEEK ON NONCONSECUTIVE DAYS FOR A TOTAL OF 0.3 HOUR/WEEK. LESS THAN 50,000 GPD-STAFFING BY A CLASS D OR HIGHER OPERATOR: 2 VISITS/WEEK ON NONCONSECUTIVE DAYS FOR A TOTAL OF 0.2 HOUR/WEEK. THERE SHALL BE NO MORE THAN 5 DAYS BETWEEN THE LAST VISIT IN ONE WEEK AND THE FIRST VISIT IN THE NEXT WEEK. | N | Y | SPIVEY TP | WILDER ROAD |  | PLANT CITY | FL | 33566 |  |  |  | SPIVEY | SPIVEY | WILDER ROAD |  | PLANT CITY | FL | 33566 |  |  |  | INVESTOR | 20 | 1 | 4 |  |  | NAF | 0
6 | HILLSBOROUGH | SWHI |  | 6295146 | OTHER PUBLIC WATER SYSTEM | CHLORINATION; AERATION FOR REMOVAL OF ANY SECONDARY CONTAMINANT, SULFIDE, OR ANY UNREGULATED CONTAMINANT; CORROSION CONTROL INHIBITOR ADDITION; HYPOCHLORINATION; IRON OR MANGANESE SEQUESTRATION; OR ULTRAVIOLET RADIATION. THE LEAD/CHIEF OPERATOR MUST BE CLASS D OR HIGHER. 50,000 GPD UP TO 0.25 MGD-STAFFING BY CLASS D OR HIGHER OPERATOR: 3 VISITS/WEEK ON NONCONSECUTIVE DAYS FOR A TOTAL OF 0.3 HOUR/WEEK. LESS THAN 50,000 GPD-STAFFING BY A CLASS D OR HIGHER OPERATOR: 2 VISITS/WEEK ON NONCONSECUTIVE DAYS FOR A TOTAL OF 0.2 HOUR/WEEK. THERE SHALL BE NO MORE THAN 5 DAYS BETWEEN THE LAST VISIT IN ONE WEEK AND THE FIRST VISIT IN THE NEXT WEEK. | N | Y | WILLIAMS RMH, BILLY | SPARKMAN ROAD |  | PLANT CITY | FL | 33566 |  | 8137547200 |  | BILLY WILLIAMS | WILLIAMS | SPARKMAN ROAD |  | PLANT CITY | FL | 33566 |  |  |  | INVESTOR | 20 | 1 | 4 | 2091-06-07 | 2091-06-07 | NAF | 0
6 | HILLSBOROUGH | SWHI |  | 6295147 | NONTRANSIENT NONCOMMUNITY | CHLORINATION; AERATION FOR REMOVAL OF ANY SECONDARY CONTAMINANT, SULFIDE, OR ANY UNREGULATED CONTAMINANT; CORROSION CONTROL INHIBITOR ADDITION; HYPOCHLORINATION; IRON OR MANGANESE SEQUESTRATION; OR ULTRAVIOLET RADIATION. THE LEAD/CHIEF OPERATOR MUST BE CLASS D OR HIGHER. 50,000 GPD UP TO 0.25 MGD-STAFFING BY CLASS D OR HIGHER OPERATOR: 3 VISITS/WEEK ON NONCONSECUTIVE DAYS FOR A TOTAL OF 0.3 HOUR/WEEK. LESS THAN 50,000 GPD-STAFFING BY A CLASS D OR HIGHER OPERATOR: 2 VISITS/WEEK ON NONCONSECUTIVE DAYS FOR A TOTAL OF 0.2 HOUR/WEEK. THERE SHALL BE NO MORE THAN 5 DAYS BETWEEN THE LAST VISIT IN ONE WEEK AND THE FIRST VISIT IN THE NEXT WEEK. | N | Y | ASTIN RMH #4 | 905 W JOHNSON ROAD |  | PLANT CITY | FL | 33566 |  | 8136508448 |  | NESTOR VAZQUEZ | SAM ASTIN III | PO BOX 3837 |  | PLANT CITY | FL | 33563 |  | 8136508448 |  | INVESTOR | 123 | 12890 | 15 | 2021-08-19 | 2019-06-06 | NTNC | 100
6 | HILLSBOROUGH | SWHI |  | 6295148 | OTHER PUBLIC WATER SYSTEM | CHLORINATION; AERATION FOR REMOVAL OF ANY SECONDARY CONTAMINANT, SULFIDE, OR ANY UNREGULATED CONTAMINANT; CORROSION CONTROL INHIBITOR ADDITION; HYPOCHLORINATION; IRON OR MANGANESE SEQUESTRATION; OR ULTRAVIOLET RADIATION. THE LEAD/CHIEF OPERATOR MUST BE CLASS D OR HIGHER. 50,000 GPD UP TO 0.25 MGD-STAFFING BY CLASS D OR HIGHER OPERATOR: 3 VISITS/WEEK ON NONCONSECUTIVE DAYS FOR A TOTAL OF 0.3 HOUR/WEEK. LESS THAN 50,000 GPD-STAFFING BY A CLASS D OR HIGHER OPERATOR: 2 VISITS/WEEK ON NONCONSECUTIVE DAYS FOR A TOTAL OF 0.2 HOUR/WEEK. THERE SHALL BE NO MORE THAN 5 DAYS BETWEEN THE LAST VISIT IN ONE WEEK AND THE FIRST VISIT IN THE NEXT WEEK. | N | Y | WILLIS & WILLIS RMH | 4030 SAFFOLD RD |  | WIMAUMA | FL | 33598 |  |  |  | WILLIS | JOE WILLIS | 4030 SAFFOLD ROAD |  | PLANT CITY | FL | 33598 |  |  |  | INVESTOR | 20 | 1 | 4 | 2091-12-09 | 2091-06-03 | NAF | 0
6 | HILLSBOROUGH | SWHI |  | 6295149 | OTHER PUBLIC WATER SYSTEM | CHLORINATION; AERATION FOR REMOVAL OF ANY SECONDARY CONTAMINANT, SULFIDE, OR ANY UNREGULATED CONTAMINANT; CORROSION CONTROL INHIBITOR ADDITION; HYPOCHLORINATION; IRON OR MANGANESE SEQUESTRATION; OR ULTRAVIOLET RADIATION. THE LEAD/CHIEF OPERATOR MUST BE CLASS D OR HIGHER. 50,000 GPD UP TO 0.25 MGD-STAFFING BY CLASS D OR HIGHER OPERATOR: 3 VISITS/WEEK ON NONCONSECUTIVE DAYS FOR A TOTAL OF 0.3 HOUR/WEEK. LESS THAN 50,000 GPD-STAFFING BY A CLASS D OR HIGHER OPERATOR: 2 VISITS/WEEK ON NONCONSECUTIVE DAYS FOR A TOTAL OF 0.2 HOUR/WEEK. THERE SHALL BE NO MORE THAN 5 DAYS BETWEEN THE LAST VISIT IN ONE WEEK AND THE FIRST VISIT IN THE NEXT WEEK. | N | Y | WIMAUMA MLC | EDINA STREET |  | WIMAUMA | FL | 33598 |  |  |  | ROSE LEE CICIEL | ROSE LEE CICIEL | P.O. BOX 241 |  | WIMAUMA | FL | 33598 |  | 8136346933 |  | INVESTOR | 20 | 1 | 4 | 2091-05-10 | 2092-08-17 | NAF | 0
6 | HILLSBOROUGH | SWHI |  | 6295150 | OTHER PUBLIC WATER SYSTEM | CHLORINATION; AERATION FOR REMOVAL OF ANY SECONDARY CONTAMINANT, SULFIDE, OR ANY UNREGULATED CONTAMINANT; CORROSION CONTROL INHIBITOR ADDITION; HYPOCHLORINATION; IRON OR MANGANESE SEQUESTRATION; OR ULTRAVIOLET RADIATION. THE LEAD/CHIEF OPERATOR MUST BE CLASS D OR HIGHER. 50,000 GPD UP TO 0.25 MGD-STAFFING BY CLASS D OR HIGHER OPERATOR: 3 VISITS/WEEK ON NONCONSECUTIVE DAYS FOR A TOTAL OF 0.3 HOUR/WEEK. LESS THAN 50,000 GPD-STAFFING BY A CLASS D OR HIGHER OPERATOR: 2 VISITS/WEEK ON NONCONSECUTIVE DAYS FOR A TOTAL OF 0.2 HOUR/WEEK. THERE SHALL BE NO MORE THAN 5 DAYS BETWEEN THE LAST VISIT IN ONE WEEK AND THE FIRST VISIT IN THE NEXT WEEK. | N | Y | WINGATE RMH | 2818 AL SIMMONS RD |  | DOVER | FL | 33527 |  |  |  | WILLIE WINGATE | WINGATE | AL SIMMONS ROAD |  | DOVER | FL | 33527 |  | 8136591917 |  | INVESTOR | 20 | 1 | 4 | 2091-05-16 | 2090-10-15 | NAF | 0
6 | HILLSBOROUGH | SWHI |  | 6295151 | COMMUNITY | CHLORINATION; AERATION FOR REMOVAL OF ANY SECONDARY CONTAMINANT, SULFIDE, OR ANY UNREGULATED CONTAMINANT; CORROSION CONTROL INHIBITOR ADDITION; HYPOCHLORINATION; IRON OR MANGANESE SEQUESTRATION; OR ULTRAVIOLET RADIATION. THE LEAD/CHIEF OPERATOR MUST BE CLASS D OR HIGHER. 50,000 GPD UP TO 0.25 MGD-STAFFING BY CLASS D OR HIGHER OPERATOR: 3 VISITS/WEEK ON NONCONSECUTIVE DAYS FOR A TOTAL OF 0.3 HOUR/WEEK. LESS THAN 50,000 GPD-STAFFING BY A CLASS D OR HIGHER OPERATOR: 2 VISITS/WEEK ON NONCONSECUTIVE DAYS FOR A TOTAL OF 0.2 HOUR/WEEK. THERE SHALL BE NO MORE THAN 5 DAYS BETWEEN THE LAST VISIT IN ONE WEEK AND THE FIRST VISIT IN THE NEXT WEEK. | N | Y | DOWNING, LLC | 14339 DOWNING STREET |  | DOVER | FL | 33527 |  | 8136955261 |  | JOSIAH WINTER | JOSIAH WINTER | PO BOX 1303 |  | DOVER | FL | 33527 |  | 8136955261 |  | INVESTOR | 67 | 10000 | 18 | 2019-06-06 | 2021-03-02 | DC06 | 100
6 | HILLSBOROUGH | SWHI |  | 6295152 | OTHER PUBLIC WATER SYSTEM | CHLORINATION; AERATION FOR REMOVAL OF ANY SECONDARY CONTAMINANT, SULFIDE, OR ANY UNREGULATED CONTAMINANT; CORROSION CONTROL INHIBITOR ADDITION; HYPOCHLORINATION; IRON OR MANGANESE SEQUESTRATION; OR ULTRAVIOLET RADIATION. THE LEAD/CHIEF OPERATOR MUST BE CLASS D OR HIGHER. 50,000 GPD UP TO 0.25 MGD-STAFFING BY CLASS D OR HIGHER OPERATOR: 3 VISITS/WEEK ON NONCONSECUTIVE DAYS FOR A TOTAL OF 0.3 HOUR/WEEK. LESS THAN 50,000 GPD-STAFFING BY A CLASS D OR HIGHER OPERATOR: 2 VISITS/WEEK ON NONCONSECUTIVE DAYS FOR A TOTAL OF 0.2 HOUR/WEEK. THERE SHALL BE NO MORE THAN 5 DAYS BETWEEN THE LAST VISIT IN ONE WEEK AND THE FIRST VISIT IN THE NEXT WEEK. | N | Y | ENGLISH RMH | RT. 2 BOX 596 |  | LITHIA | FL | 33547 |  |  |  | PAUL ENGLISH | PAUL ENGLISH | COUNTY LINE ROAD |  | PLANT CITY | FL | 33566 |  | 8137373734 |  | INVESTOR | 20 | 1 | 4 |  |  | NAF | 0
6 | HILLSBOROUGH | SWHI |  | 6295153 | OTHER PUBLIC WATER SYSTEM | CHLORINATION; AERATION FOR REMOVAL OF ANY SECONDARY CONTAMINANT, SULFIDE, OR ANY UNREGULATED CONTAMINANT; CORROSION CONTROL INHIBITOR ADDITION; HYPOCHLORINATION; IRON OR MANGANESE SEQUESTRATION; OR ULTRAVIOLET RADIATION. THE LEAD/CHIEF OPERATOR MUST BE CLASS D OR HIGHER. 50,000 GPD UP TO 0.25 MGD-STAFFING BY CLASS D OR HIGHER OPERATOR: 3 VISITS/WEEK ON NONCONSECUTIVE DAYS FOR A TOTAL OF 0.3 HOUR/WEEK. LESS THAN 50,000 GPD-STAFFING BY A CLASS D OR HIGHER OPERATOR: 2 VISITS/WEEK ON NONCONSECUTIVE DAYS FOR A TOTAL OF 0.2 HOUR/WEEK. THERE SHALL BE NO MORE THAN 5 DAYS BETWEEN THE LAST VISIT IN ONE WEEK AND THE FIRST VISIT IN THE NEXT WEEK. | N | Y | GILLESPIE RMH | 4601 WEST STATE ROAD 60 |  | PLANT CITY | FL | 33567 |  | 8137371112 |  | LARRY GILLESPIE | GILLESPIE RMH | 4601 WEST STATE ROAD 60 |  | PLANT CITY | FL | 33567 |  | 8137371112 |  | INVESTOR | 10 | 6280 | 4 | 2013-10-04 | 2011-02-16 | NAF | 0
6 | HILLSBOROUGH | SWHI |  | 6295154 | OTHER PUBLIC WATER SYSTEM | CHLORINATION; AERATION FOR REMOVAL OF ANY SECONDARY CONTAMINANT, SULFIDE, OR ANY UNREGULATED CONTAMINANT; CORROSION CONTROL INHIBITOR ADDITION; HYPOCHLORINATION; IRON OR MANGANESE SEQUESTRATION; OR ULTRAVIOLET RADIATION. THE LEAD/CHIEF OPERATOR MUST BE CLASS D OR HIGHER. 50,000 GPD UP TO 0.25 MGD-STAFFING BY CLASS D OR HIGHER OPERATOR: 3 VISITS/WEEK ON NONCONSECUTIVE DAYS FOR A TOTAL OF 0.3 HOUR/WEEK. LESS THAN 50,000 GPD-STAFFING BY A CLASS D OR HIGHER OPERATOR: 2 VISITS/WEEK ON NONCONSECUTIVE DAYS FOR A TOTAL OF 0.2 HOUR/WEEK. THERE SHALL BE NO MORE THAN 5 DAYS BETWEEN THE LAST VISIT IN ONE WEEK AND THE FIRST VISIT IN THE NEXT WEEK. | N | Y | C.L. LARISCY RMH | 14775 HAYNES RD |  | DOVER | FL | 33527 |  | 8136590766 |  | LEROY LARISCY | LEROY LARISCY | 3676 SUMNER RD |  | DOVER | FL | 33527 |  | 8136590766 |  | INVESTOR | 38 | 5000 | 7 | 2014-09-02 | 2013-05-13 | NAF | 0
6 | HILLSBOROUGH | SWHI |  | 6295157 | OTHER PUBLIC WATER SYSTEM | CHLORINATION; AERATION FOR REMOVAL OF ANY SECONDARY CONTAMINANT, SULFIDE, OR ANY UNREGULATED CONTAMINANT; CORROSION CONTROL INHIBITOR ADDITION; HYPOCHLORINATION; IRON OR MANGANESE SEQUESTRATION; OR ULTRAVIOLET RADIATION. THE LEAD/CHIEF OPERATOR MUST BE CLASS D OR HIGHER. 50,000 GPD UP TO 0.25 MGD-STAFFING BY CLASS D OR HIGHER OPERATOR: 3 VISITS/WEEK ON NONCONSECUTIVE DAYS FOR A TOTAL OF 0.3 HOUR/WEEK. LESS THAN 50,000 GPD-STAFFING BY A CLASS D OR HIGHER OPERATOR: 2 VISITS/WEEK ON NONCONSECUTIVE DAYS FOR A TOTAL OF 0.2 HOUR/WEEK. THERE SHALL BE NO MORE THAN 5 DAYS BETWEEN THE LAST VISIT IN ONE WEEK AND THE FIRST VISIT IN THE NEXT WEEK. | N | Y | FOSTER DUKES M.L.C. | RT.3 BOX359 |  | DOVER | FL | 33527 |  |  |  | FOSTER DUKES | FOSTER DUKES | MCINTOSH ROAD |  | DOVER | FL | 33527 |  | 8136390431 |  | INVESTOR | 25 | 1 | 4 | 2091-05-31 | 2090-08-14 | NAF | 0
6 | HILLSBOROUGH | SWHI |  | 6295161 | OTHER PUBLIC WATER SYSTEM | CHLORINATION; AERATION FOR REMOVAL OF ANY SECONDARY CONTAMINANT, SULFIDE, OR ANY UNREGULATED CONTAMINANT; CORROSION CONTROL INHIBITOR ADDITION; HYPOCHLORINATION; IRON OR MANGANESE SEQUESTRATION; OR ULTRAVIOLET RADIATION. THE LEAD/CHIEF OPERATOR MUST BE CLASS D OR HIGHER. 50,000 GPD UP TO 0.25 MGD-STAFFING BY CLASS D OR HIGHER OPERATOR: 3 VISITS/WEEK ON NONCONSECUTIVE DAYS FOR A TOTAL OF 0.3 HOUR/WEEK. LESS THAN 50,000 GPD-STAFFING BY A CLASS D OR HIGHER OPERATOR: 2 VISITS/WEEK ON NONCONSECUTIVE DAYS FOR A TOTAL OF 0.2 HOUR/WEEK. THERE SHALL BE NO MORE THAN 5 DAYS BETWEEN THE LAST VISIT IN ONE WEEK AND THE FIRST VISIT IN THE NEXT WEEK. | N | Y | GREEN TP | 2529 SYDNEY-DOVER ROAD |  | DOVER | FL | 33527 |  |  |  | BILL GREENE | BILL GREENE | SYDNEY-DOVER RD. S/O DOWNING |  | DOVER | FL | 33527 |  | 8136591219 |  | INVESTOR | 25 | 1 | 4 |  |  | NAF | 0
6 | HILLSBOROUGH | SWHI |  | 6295163 | NONCOMMUNITY | CHLORINATION; AERATION FOR REMOVAL OF ANY SECONDARY CONTAMINANT, SULFIDE, OR ANY UNREGULATED CONTAMINANT; CORROSION CONTROL INHIBITOR ADDITION; HYPOCHLORINATION; IRON OR MANGANESE SEQUESTRATION; OR ULTRAVIOLET RADIATION. THE LEAD/CHIEF OPERATOR MUST BE CLASS D OR HIGHER. 50,000 GPD UP TO 0.25 MGD-STAFFING BY CLASS D OR HIGHER OPERATOR: 3 VISITS/WEEK ON NONCONSECUTIVE DAYS FOR A TOTAL OF 0.3 HOUR/WEEK. LESS THAN 50,000 GPD-STAFFING BY A CLASS D OR HIGHER OPERATOR: 2 VISITS/WEEK ON NONCONSECUTIVE DAYS FOR A TOTAL OF 0.2 HOUR/WEEK. THERE SHALL BE NO MORE THAN 5 DAYS BETWEEN THE LAST VISIT IN ONE WEEK AND THE FIRST VISIT IN THE NEXT WEEK. | N | Y | MULLIS RMH | 1950 S. GALLAGHER ROAD |  | DOVER | FL | 33527 |  | 8134550722 |  | STEVE CAFUTA | STEVE CAFUTA | PO BOX 899 |  | DOVER | FL | 33527 |  | 8134550722 |  | INVESTOR | 47 | 10000 | 9 | 2021-08-19 | 2020-09-24 | NC01 | 50
6 | HILLSBOROUGH | SWHI |  | 6295165 | OTHER PUBLIC WATER SYSTEM | CHLORINATION; AERATION FOR REMOVAL OF ANY SECONDARY CONTAMINANT, SULFIDE, OR ANY UNREGULATED CONTAMINANT; CORROSION CONTROL INHIBITOR ADDITION; HYPOCHLORINATION; IRON OR MANGANESE SEQUESTRATION; OR ULTRAVIOLET RADIATION. THE LEAD/CHIEF OPERATOR MUST BE CLASS D OR HIGHER. 50,000 GPD UP TO 0.25 MGD-STAFFING BY CLASS D OR HIGHER OPERATOR: 3 VISITS/WEEK ON NONCONSECUTIVE DAYS FOR A TOTAL OF 0.3 HOUR/WEEK. LESS THAN 50,000 GPD-STAFFING BY A CLASS D OR HIGHER OPERATOR: 2 VISITS/WEEK ON NONCONSECUTIVE DAYS FOR A TOTAL OF 0.2 HOUR/WEEK. THERE SHALL BE NO MORE THAN 5 DAYS BETWEEN THE LAST VISIT IN ONE WEEK AND THE FIRST VISIT IN THE NEXT WEEK. | N | Y | ST. MARTIN FARMS | 3115 SAM ASTIN ROAD |  | PLANT CITY | FL | 33566 |  | 8137542514 |  | KATHY ST. MARTIN | ST. MARTIN FARMS | 3302 S SAM ASTIN RD |  | PLANT CITY | FL | 33566 |  | 8137542514 |  | INVESTOR | 10 | 7500 | 4 | 2015-03-23 | 2013-05-30 | NAF | 0
6 | HILLSBOROUGH | SWHI |  | 6295166 | OTHER PUBLIC WATER SYSTEM | CHLORINATION; AERATION FOR REMOVAL OF ANY SECONDARY CONTAMINANT, SULFIDE, OR ANY UNREGULATED CONTAMINANT; CORROSION CONTROL INHIBITOR ADDITION; HYPOCHLORINATION; IRON OR MANGANESE SEQUESTRATION; OR ULTRAVIOLET RADIATION. THE LEAD/CHIEF OPERATOR MUST BE CLASS D OR HIGHER. 50,000 GPD UP TO 0.25 MGD-STAFFING BY CLASS D OR HIGHER OPERATOR: 3 VISITS/WEEK ON NONCONSECUTIVE DAYS FOR A TOTAL OF 0.3 HOUR/WEEK. LESS THAN 50,000 GPD-STAFFING BY A CLASS D OR HIGHER OPERATOR: 2 VISITS/WEEK ON NONCONSECUTIVE DAYS FOR A TOTAL OF 0.2 HOUR/WEEK. THERE SHALL BE NO MORE THAN 5 DAYS BETWEEN THE LAST VISIT IN ONE WEEK AND THE FIRST VISIT IN THE NEXT WEEK. | N | Y | TERRYS' BERRIES RMH | 1905 JOHNSON RD |  | PLANT CITY | FL | 33566 |  |  |  | EDISON TERRY | EDISON TERRY | 1905 JOHNSON ROAD |  | PLANT CITY | FL | 33567 |  | 8137524065 |  | INVESTOR | 20 | 1 | 4 | 2092-07-22 | 2092-07-22 | NAF | 0
6 | HILLSBOROUGH | SWHI |  | 6295168 | OTHER PUBLIC WATER SYSTEM | CHLORINATION; AERATION FOR REMOVAL OF ANY SECONDARY CONTAMINANT, SULFIDE, OR ANY UNREGULATED CONTAMINANT; CORROSION CONTROL INHIBITOR ADDITION; HYPOCHLORINATION; IRON OR MANGANESE SEQUESTRATION; OR ULTRAVIOLET RADIATION. THE LEAD/CHIEF OPERATOR MUST BE CLASS D OR HIGHER. 50,000 GPD UP TO 0.25 MGD-STAFFING BY CLASS D OR HIGHER OPERATOR: 3 VISITS/WEEK ON NONCONSECUTIVE DAYS FOR A TOTAL OF 0.3 HOUR/WEEK. LESS THAN 50,000 GPD-STAFFING BY A CLASS D OR HIGHER OPERATOR: 2 VISITS/WEEK ON NONCONSECUTIVE DAYS FOR A TOTAL OF 0.2 HOUR/WEEK. THERE SHALL BE NO MORE THAN 5 DAYS BETWEEN THE LAST VISIT IN ONE WEEK AND THE FIRST VISIT IN THE NEXT WEEK. | N | Y | UNITED CONSUMERS CLUB | 7790 PROFESSIONAL PLACE |  | TAMPA | FL | 33610 |  |  |  |  | UNITED CONSUMERS CLUB | 7790 PROFESSIONAL PLACE |  | TAMPA | FL | 33610 |  |  |  | INVESTOR | 20 | 1 | 1 | 2086-01-06 | 2086-01-06 | NAF | 0
6 | HILLSBOROUGH | SWHI |  | 6295170 | OTHER PUBLIC WATER SYSTEM | CHLORINATION; AERATION FOR REMOVAL OF ANY SECONDARY CONTAMINANT, SULFIDE, OR ANY UNREGULATED CONTAMINANT; CORROSION CONTROL INHIBITOR ADDITION; HYPOCHLORINATION; IRON OR MANGANESE SEQUESTRATION; OR ULTRAVIOLET RADIATION. THE LEAD/CHIEF OPERATOR MUST BE CLASS D OR HIGHER. 50,000 GPD UP TO 0.25 MGD-STAFFING BY CLASS D OR HIGHER OPERATOR: 3 VISITS/WEEK ON NONCONSECUTIVE DAYS FOR A TOTAL OF 0.3 HOUR/WEEK. LESS THAN 50,000 GPD-STAFFING BY A CLASS D OR HIGHER OPERATOR: 2 VISITS/WEEK ON NONCONSECUTIVE DAYS FOR A TOTAL OF 0.2 HOUR/WEEK. THERE SHALL BE NO MORE THAN 5 DAYS BETWEEN THE LAST VISIT IN ONE WEEK AND THE FIRST VISIT IN THE NEXT WEEK. | N | Y | WIMAUMA POST OFFICE | S.R 674 AT SHEFFIELD ROAD |  | WIMAUMA | FL | 33598 |  |  |  | DORIS BOOMERSHINE | WIMAUMA POST OFFICE | S.R. 674 |  | WIMAUMA | FL | 33598 |  | 8136342229 |  | INVESTOR | 20 | 1 | 1 | 2086-01-27 | 2086-01-27 | NAF | 0
6 | HILLSBOROUGH | SWHI |  | 6295172 | COMMUNITY | AERATION FOR REMOVAL OF ANY PRIMARY CONTAMINANT; ALKALINITY/PH ADJUSTMENT; CHLORAMIN ATION; CHLORINE DIOXIDE FOR OXIDATION OR DISINFECTION; FLUORIDATION; ION EXCHANGE FOR REMOVAL OF ANY SECONDARY CONTAMINANT, SULFIDE, OR ANY UNREGULATED CONTAMINANT; OR OZONATION LESS THAN 0.1 MGD. STAFFING BY A CLASS D OR HIGHER OPERATOR: 3 VISITS/WEEK ON NONCONSECUTIVE DAYS FOR A TOTAL OF 0.6 HOUR/WEEK. THE LEAD/CHIEF OPERATOR MUST BE CLASS D OR HIGHER. | N | Y | SUNRISE MOBILE HOME PARK | 2511 MUD LAKE ROAD |  | PLANT CITY | FL | 33566 |  |  |  | CAREY GOLDBERG | GOLDEN GOOSE PROPERTIES | 21 MADBURY ROAD |  | DURHAM | NH | 3824 |  | 7082576009 |  | INVESTOR | 45 | 6460 | 19 | 2021-12-13 | 2021-09-14 | DC06 | 100
6 | HILLSBOROUGH | SWHI |  | 6295173 | OTHER PUBLIC WATER SYSTEM | CHLORINATION; AERATION FOR REMOVAL OF ANY SECONDARY CONTAMINANT, SULFIDE, OR ANY UNREGULATED CONTAMINANT; CORROSION CONTROL INHIBITOR ADDITION; HYPOCHLORINATION; IRON OR MANGANESE SEQUESTRATION; OR ULTRAVIOLET RADIATION. THE LEAD/CHIEF OPERATOR MUST BE CLASS D OR HIGHER. 50,000 GPD UP TO 0.25 MGD-STAFFING BY CLASS D OR HIGHER OPERATOR: 3 VISITS/WEEK ON NONCONSECUTIVE DAYS FOR A TOTAL OF 0.3 HOUR/WEEK. LESS THAN 50,000 GPD-STAFFING BY A CLASS D OR HIGHER OPERATOR: 2 VISITS/WEEK ON NONCONSECUTIVE DAYS FOR A TOTAL OF 0.2 HOUR/WEEK. THERE SHALL BE NO MORE THAN 5 DAYS BETWEEN THE LAST VISIT IN ONE WEEK AND THE FIRST VISIT IN THE NEXT WEEK. | N | Y | VAUGHAN'S MHP | 3105 S. TURKEY CREEK ROAD |  | PLANT CITY | FL | 33566 |  | 8137529172 |  | DONALD VAUGHAN | DONALD VAUGHAN | P.O.BOX 1971 |  | PLANT CITY | FL | 33566 |  | 8137529172 |  | INVESTOR | 20 | 1 | 8 | 2092-05-26 | 2092-05-12 | NAF | 0
6 | HILLSBOROUGH | SWHI |  | 6295174 | OTHER PUBLIC WATER SYSTEM | CHLORINATION; AERATION FOR REMOVAL OF ANY SECONDARY CONTAMINANT, SULFIDE, OR ANY UNREGULATED CONTAMINANT; CORROSION CONTROL INHIBITOR ADDITION; HYPOCHLORINATION; IRON OR MANGANESE SEQUESTRATION; OR ULTRAVIOLET RADIATION. THE LEAD/CHIEF OPERATOR MUST BE CLASS D OR HIGHER. 50,000 GPD UP TO 0.25 MGD-STAFFING BY CLASS D OR HIGHER OPERATOR: 3 VISITS/WEEK ON NONCONSECUTIVE DAYS FOR A TOTAL OF 0.3 HOUR/WEEK. LESS THAN 50,000 GPD-STAFFING BY A CLASS D OR HIGHER OPERATOR: 2 VISITS/WEEK ON NONCONSECUTIVE DAYS FOR A TOTAL OF 0.2 HOUR/WEEK. THERE SHALL BE NO MORE THAN 5 DAYS BETWEEN THE LAST VISIT IN ONE WEEK AND THE FIRST VISIT IN THE NEXT WEEK. | N | Y | LATER DAY SAINTS 3RD&4TH WARD | 15611 BEEREA DR |  | ODESSA | FL | 33556 |  |  |  | CUSTODIAN | LATER DAY SAINTS | 8020 GUNN HWY |  | CITRUS PARK | FL | 33556 |  |  |  | OTHER | 20 | 1 | 1 | 2086-01-07 | 2086-01-07 | NAF | 0
6 | HILLSBOROUGH | SWHI |  | 6295175 | OTHER PUBLIC WATER SYSTEM | CHLORINATION; AERATION FOR REMOVAL OF ANY SECONDARY CONTAMINANT, SULFIDE, OR ANY UNREGULATED CONTAMINANT; CORROSION CONTROL INHIBITOR ADDITION; HYPOCHLORINATION; IRON OR MANGANESE SEQUESTRATION; OR ULTRAVIOLET RADIATION. THE LEAD/CHIEF OPERATOR MUST BE CLASS D OR HIGHER. 50,000 GPD UP TO 0.25 MGD-STAFFING BY CLASS D OR HIGHER OPERATOR: 3 VISITS/WEEK ON NONCONSECUTIVE DAYS FOR A TOTAL OF 0.3 HOUR/WEEK. LESS THAN 50,000 GPD-STAFFING BY A CLASS D OR HIGHER OPERATOR: 2 VISITS/WEEK ON NONCONSECUTIVE DAYS FOR A TOTAL OF 0.2 HOUR/WEEK. THERE SHALL BE NO MORE THAN 5 DAYS BETWEEN THE LAST VISIT IN ONE WEEK AND THE FIRST VISIT IN THE NEXT WEEK. | N | Y | GLEN MAR CONCRETE | P.O. BOX 679 |  | ELFERS | FL | 33531 |  |  |  | JOHN GILBERSON | GLEN AND MARTHA KEYS | 1811 N. 57TH STREET |  | TAMPA | FL | 33610 |  | 8136219721 |  | INVESTOR | 20 | 1 | 1 | 2086-01-17 | 2086-01-17 | NAF | 0
6 | HILLSBOROUGH | SWHI |  | 6295176 | OTHER PUBLIC WATER SYSTEM | CHLORINATION; AERATION FOR REMOVAL OF ANY SECONDARY CONTAMINANT, SULFIDE, OR ANY UNREGULATED CONTAMINANT; CORROSION CONTROL INHIBITOR ADDITION; HYPOCHLORINATION; IRON OR MANGANESE SEQUESTRATION; OR ULTRAVIOLET RADIATION. THE LEAD/CHIEF OPERATOR MUST BE CLASS D OR HIGHER. 50,000 GPD UP TO 0.25 MGD-STAFFING BY CLASS D OR HIGHER OPERATOR: 3 VISITS/WEEK ON NONCONSECUTIVE DAYS FOR A TOTAL OF 0.3 HOUR/WEEK. LESS THAN 50,000 GPD-STAFFING BY A CLASS D OR HIGHER OPERATOR: 2 VISITS/WEEK ON NONCONSECUTIVE DAYS FOR A TOTAL OF 0.2 HOUR/WEEK. THERE SHALL BE NO MORE THAN 5 DAYS BETWEEN THE LAST VISIT IN ONE WEEK AND THE FIRST VISIT IN THE NEXT WEEK. | N | Y | BURNES MHP | 11017 US HWY 92 EAST |  | SEFFNER | FL | 33584 |  |  |  | CLEATUS D. BURNES | CLEATUS D. BURNES | 11017 US HWY 92 EAST |  | SEFFNER | FL | 33584 |  | 8136260074 |  | INVESTOR | 20 | 1 | 13 | 2091-12-16 | 2091-12-16 | NAF | 0
6 | HILLSBOROUGH | SWHI |  | 6295177 | COMMUNITY | CHLORINATION; AERATION FOR REMOVAL OF ANY SECONDARY CONTAMINANT, SULFIDE, OR ANY UNREGULATED CONTAMINANT; CORROSION CONTROL INHIBITOR ADDITION; HYPOCHLORINATION; IRON OR MANGANESE SEQUESTRATION; OR ULTRAVIOLET RADIATION. THE LEAD/CHIEF OPERATOR MUST BE CLASS D OR HIGHER. 50,000 GPD UP TO 0.25 MGD-STAFFING BY CLASS D OR HIGHER OPERATOR: 3 VISITS/WEEK ON NONCONSECUTIVE DAYS FOR A TOTAL OF 0.3 HOUR/WEEK. LESS THAN 50,000 GPD-STAFFING BY A CLASS D OR HIGHER OPERATOR: 2 VISITS/WEEK ON NONCONSECUTIVE DAYS FOR A TOTAL OF 0.2 HOUR/WEEK. THERE SHALL BE NO MORE THAN 5 DAYS BETWEEN THE LAST VISIT IN ONE WEEK AND THE FIRST VISIT IN THE NEXT WEEK. | N | Y | WOODARD MANOR | 5304 CINDY KAY DRIVE |  | PLANT CITY | FL | 33566 |  | 8132206437 |  | JOHN HOTALING | BAY POINTE UTILITIES INC | PO BOX 2933 |  | LAND O LAKES | FL | 34639 |  | 8132206437 |  | INVESTOR | 100 | 34000 | 30 | 2021-11-30 | 2021-11-19 | DC06 | 100
6 | HILLSBOROUGH | SWHI |  | 6295178 | OTHER PUBLIC WATER SYSTEM | CHLORINATION; AERATION FOR REMOVAL OF ANY SECONDARY CONTAMINANT, SULFIDE, OR ANY UNREGULATED CONTAMINANT; CORROSION CONTROL INHIBITOR ADDITION; HYPOCHLORINATION; IRON OR MANGANESE SEQUESTRATION; OR ULTRAVIOLET RADIATION. THE LEAD/CHIEF OPERATOR MUST BE CLASS D OR HIGHER. 50,000 GPD UP TO 0.25 MGD-STAFFING BY CLASS D OR HIGHER OPERATOR: 3 VISITS/WEEK ON NONCONSECUTIVE DAYS FOR A TOTAL OF 0.3 HOUR/WEEK. LESS THAN 50,000 GPD-STAFFING BY A CLASS D OR HIGHER OPERATOR: 2 VISITS/WEEK ON NONCONSECUTIVE DAYS FOR A TOTAL OF 0.2 HOUR/WEEK. THERE SHALL BE NO MORE THAN 5 DAYS BETWEEN THE LAST VISIT IN ONE WEEK AND THE FIRST VISIT IN THE NEXT WEEK. | N | Y | UNOCO INC | 5402 W. LINEBAUGH AVE. |  | TAMPA | FL | 33624 |  | 8139616107 |  | MANUEL PEREZ | MANUEL PEREZ | 11204 HIDDEN VALEY |  | TAMPA | FL | 33624 |  | 8139611421 |  | INVESTOR | 10 | 1 | 1 | 2086-01-30 | 2086-01-30 | NAF | 0
6 | HILLSBOROUGH | SWHI | tina.butchart@briggsequipment.com | 6295179 | OTHER PUBLIC WATER SYSTEM | CHLORINATION; AERATION FOR REMOVAL OF ANY SECONDARY CONTAMINANT, SULFIDE, OR ANY UNREGULATED CONTAMINANT; CORROSION CONTROL INHIBITOR ADDITION; HYPOCHLORINATION; IRON OR MANGANESE SEQUESTRATION; OR ULTRAVIOLET RADIATION. THE LEAD/CHIEF OPERATOR MUST BE CLASS D OR HIGHER. 50,000 GPD UP TO 0.25 MGD-STAFFING BY CLASS D OR HIGHER OPERATOR: 3 VISITS/WEEK ON NONCONSECUTIVE DAYS FOR A TOTAL OF 0.3 HOUR/WEEK. LESS THAN 50,000 GPD-STAFFING BY A CLASS D OR HIGHER OPERATOR: 2 VISITS/WEEK ON NONCONSECUTIVE DAYS FOR A TOTAL OF 0.2 HOUR/WEEK. THERE SHALL BE NO MORE THAN 5 DAYS BETWEEN THE LAST VISIT IN ONE WEEK AND THE FIRST VISIT IN THE NEXT WEEK. | N | Y | BRIGGS EQUIPMENT | 3915 HWY 301 N |  | TAMPA | FL | 33619 |  | 8136236700 |  | TINA BUTCHART | BRIGGS EQUIPMENT | 3915 HWY 301 N |  | TAMPA | FL | 33619 |  | 8136236700 |  | INVESTOR | 16 | 5000 | 1 | 2012-02-10 | 2013-03-27 | NAF | 0
6 | HILLSBOROUGH | SWHI |  | 6295180 | OTHER PUBLIC WATER SYSTEM | CHLORINATION; AERATION FOR REMOVAL OF ANY SECONDARY CONTAMINANT, SULFIDE, OR ANY UNREGULATED CONTAMINANT; CORROSION CONTROL INHIBITOR ADDITION; HYPOCHLORINATION; IRON OR MANGANESE SEQUESTRATION; OR ULTRAVIOLET RADIATION. THE LEAD/CHIEF OPERATOR MUST BE CLASS D OR HIGHER. 50,000 GPD UP TO 0.25 MGD-STAFFING BY CLASS D OR HIGHER OPERATOR: 3 VISITS/WEEK ON NONCONSECUTIVE DAYS FOR A TOTAL OF 0.3 HOUR/WEEK. LESS THAN 50,000 GPD-STAFFING BY A CLASS D OR HIGHER OPERATOR: 2 VISITS/WEEK ON NONCONSECUTIVE DAYS FOR A TOTAL OF 0.2 HOUR/WEEK. THERE SHALL BE NO MORE THAN 5 DAYS BETWEEN THE LAST VISIT IN ONE WEEK AND THE FIRST VISIT IN THE NEXT WEEK. | N | Y | CASTLEBERRY RD TP | 11398 CASTLEBERRY RD |  | ODESSA | FL | 33556 |  |  |  | KEN PITT | KEN PITT | CASTLEBERRY AND BOYSCOUT ROADS |  | ODESSA | FL | 33556 |  | 8139722537 |  | INVESTOR | 23 | 10000 | 8 | 2092-04-14 | 2092-04-14 | NAF | 0
6 | HILLSBOROUGH | SWHI |  | 6295181 | OTHER PUBLIC WATER SYSTEM | CHLORINATION; AERATION FOR REMOVAL OF ANY SECONDARY CONTAMINANT, SULFIDE, OR ANY UNREGULATED CONTAMINANT; CORROSION CONTROL INHIBITOR ADDITION; HYPOCHLORINATION; IRON OR MANGANESE SEQUESTRATION; OR ULTRAVIOLET RADIATION. THE LEAD/CHIEF OPERATOR MUST BE CLASS D OR HIGHER. 50,000 GPD UP TO 0.25 MGD-STAFFING BY CLASS D OR HIGHER OPERATOR: 3 VISITS/WEEK ON NONCONSECUTIVE DAYS FOR A TOTAL OF 0.3 HOUR/WEEK. LESS THAN 50,000 GPD-STAFFING BY A CLASS D OR HIGHER OPERATOR: 2 VISITS/WEEK ON NONCONSECUTIVE DAYS FOR A TOTAL OF 0.2 HOUR/WEEK. THERE SHALL BE NO MORE THAN 5 DAYS BETWEEN THE LAST VISIT IN ONE WEEK AND THE FIRST VISIT IN THE NEXT WEEK. | N | Y | UNIV COMMUNITY HOSPITAL | 3100 E. FLETCHER |  | TAMPA | FL | 33612 |  |  |  | GEAN WALKER | UNIV COMMUNITY HOSPITAL | 3100 E. FLETCHER |  | TAMPA | FL | 33612 |  | 8139716000 |  | INVESTOR | 600 | 1 | 1 | 2086-02-04 | 2086-02-04 | NAF | 0
6 | HILLSBOROUGH | SWHI |  | 6295182 | OTHER PUBLIC WATER SYSTEM | CHLORINATION; AERATION FOR REMOVAL OF ANY SECONDARY CONTAMINANT, SULFIDE, OR ANY UNREGULATED CONTAMINANT; CORROSION CONTROL INHIBITOR ADDITION; HYPOCHLORINATION; IRON OR MANGANESE SEQUESTRATION; OR ULTRAVIOLET RADIATION. THE LEAD/CHIEF OPERATOR MUST BE CLASS D OR HIGHER. 50,000 GPD UP TO 0.25 MGD-STAFFING BY CLASS D OR HIGHER OPERATOR: 3 VISITS/WEEK ON NONCONSECUTIVE DAYS FOR A TOTAL OF 0.3 HOUR/WEEK. LESS THAN 50,000 GPD-STAFFING BY A CLASS D OR HIGHER OPERATOR: 2 VISITS/WEEK ON NONCONSECUTIVE DAYS FOR A TOTAL OF 0.2 HOUR/WEEK. THERE SHALL BE NO MORE THAN 5 DAYS BETWEEN THE LAST VISIT IN ONE WEEK AND THE FIRST VISIT IN THE NEXT WEEK. | N | Y | CAVALIER AUTO BODY/AMOCO OIL | 2512 S.R. 60 |  | VALRICO | FL | 33594 |  |  |  | JOE LATULIPPE | CAVALIER MOTORS INC. | 2512 S.R. 60 |  | VALRICO | FL | 33594 |  | 8136855585 |  | INVESTOR | 20 | 1 | 4 | 2085-08-06 | 2085-08-06 | NAF | 0
6 | HILLSBOROUGH | SWHI |  | 6295183 | COMMUNITY | CHLORINATION; AERATION FOR REMOVAL OF ANY SECONDARY CONTAMINANT, SULFIDE, OR ANY UNREGULATED CONTAMINANT; CORROSION CONTROL INHIBITOR ADDITION; HYPOCHLORINATION; IRON OR MANGANESE SEQUESTRATION; OR ULTRAVIOLET RADIATION. THE LEAD/CHIEF OPERATOR MUST BE CLASS D OR HIGHER. 50,000 GPD UP TO 0.25 MGD-STAFFING BY CLASS D OR HIGHER OPERATOR: 3 VISITS/WEEK ON NONCONSECUTIVE DAYS FOR A TOTAL OF 0.3 HOUR/WEEK. LESS THAN 50,000 GPD-STAFFING BY A CLASS D OR HIGHER OPERATOR: 2 VISITS/WEEK ON NONCONSECUTIVE DAYS FOR A TOTAL OF 0.2 HOUR/WEEK. THERE SHALL BE NO MORE THAN 5 DAYS BETWEEN THE LAST VISIT IN ONE WEEK AND THE FIRST VISIT IN THE NEXT WEEK. | N | Y | BAY HILLS VILLAGE CONDO ASSOCIATION | 10523 BAY HILLS CIRCLE |  | THONOTOSASSA | FL | 33592 |  | 8139554648 |  | KIMBERLY VETZEL | BAY HILLS VILLAGE CONDO ASSOCIATION | 9300 N. 16TH STREET |  | TAMPA | FL | 33612 |  | 8139554648 |  | INVESTOR | 218 | 62000 | 87 | 2021-08-26 | 2021-06-15 | DC051 | 100
6 | HILLSBOROUGH | SWHI |  | 6295184 | COMMUNITY | CHLORINATION; AERATION FOR REMOVAL OF ANY SECONDARY CONTAMINANT, SULFIDE, OR ANY UNREGULATED CONTAMINANT; CORROSION CONTROL INHIBITOR ADDITION; HYPOCHLORINATION; IRON OR MANGANESE SEQUESTRATION; OR ULTRAVIOLET RADIATION. THE LEAD/CHIEF OPERATOR MUST BE CLASS D OR HIGHER. 50,000 GPD UP TO 0.25 MGD-STAFFING BY CLASS D OR HIGHER OPERATOR: 3 VISITS/WEEK ON NONCONSECUTIVE DAYS FOR A TOTAL OF 0.3 HOUR/WEEK. LESS THAN 50,000 GPD-STAFFING BY A CLASS D OR HIGHER OPERATOR: 2 VISITS/WEEK ON NONCONSECUTIVE DAYS FOR A TOTAL OF 0.2 HOUR/WEEK. THERE SHALL BE NO MORE THAN 5 DAYS BETWEEN THE LAST VISIT IN ONE WEEK AND THE FIRST VISIT IN THE NEXT WEEK. | N | Y | SHARK TAIL DBA PINE HAVEN MH COMMUNITY | 2424 33RD ST SOUTHEAST |  | RUSKIN | FL | 33570 |  | 8132992129 |  | KEVIN WANG | JGA INTERNATIONAL LLC | 16350 BRUCE B DOWNS BLVD #46878 |  | TAMPA | FL | 33646 |  | 8134383818 |  | INVESTOR | 71 | 31100 | 40 | 2021-07-28 | 2021-06-24 | DC06 | 100
6 | HILLSBOROUGH | SWHI |  | 6295185 | OTHER PUBLIC WATER SYSTEM | CHLORINATION; AERATION FOR REMOVAL OF ANY SECONDARY CONTAMINANT, SULFIDE, OR ANY UNREGULATED CONTAMINANT; CORROSION CONTROL INHIBITOR ADDITION; HYPOCHLORINATION; IRON OR MANGANESE SEQUESTRATION; OR ULTRAVIOLET RADIATION. THE LEAD/CHIEF OPERATOR MUST BE CLASS D OR HIGHER. 50,000 GPD UP TO 0.25 MGD-STAFFING BY CLASS D OR HIGHER OPERATOR: 3 VISITS/WEEK ON NONCONSECUTIVE DAYS FOR A TOTAL OF 0.3 HOUR/WEEK. LESS THAN 50,000 GPD-STAFFING BY A CLASS D OR HIGHER OPERATOR: 2 VISITS/WEEK ON NONCONSECUTIVE DAYS FOR A TOTAL OF 0.2 HOUR/WEEK. THERE SHALL BE NO MORE THAN 5 DAYS BETWEEN THE LAST VISIT IN ONE WEEK AND THE FIRST VISIT IN THE NEXT WEEK. | N | Y | RUSKIN PENTICOSTAL CHURCH | 406 22ND ST. SE |  | RUSKIN | FL | 33570 |  | 8136451754 |  | REV. VICTOR BECERRA | RUSKIN PENTECOSTAL CHURCH | 406 22ND. ST.SE |  | RUSKIN | FL | 33570 |  | 8136451754 |  | INVESTOR | 13 | 2000 | 2 | 2005-11-04 | 2004-03-04 | NAF | 0
6 | HILLSBOROUGH | SWHI |  | 6295186 | OTHER PUBLIC WATER SYSTEM | CHLORINATION; AERATION FOR REMOVAL OF ANY SECONDARY CONTAMINANT, SULFIDE, OR ANY UNREGULATED CONTAMINANT; CORROSION CONTROL INHIBITOR ADDITION; HYPOCHLORINATION; IRON OR MANGANESE SEQUESTRATION; OR ULTRAVIOLET RADIATION. THE LEAD/CHIEF OPERATOR MUST BE CLASS D OR HIGHER. 50,000 GPD UP TO 0.25 MGD-STAFFING BY CLASS D OR HIGHER OPERATOR: 3 VISITS/WEEK ON NONCONSECUTIVE DAYS FOR A TOTAL OF 0.3 HOUR/WEEK. LESS THAN 50,000 GPD-STAFFING BY A CLASS D OR HIGHER OPERATOR: 2 VISITS/WEEK ON NONCONSECUTIVE DAYS FOR A TOTAL OF 0.2 HOUR/WEEK. THERE SHALL BE NO MORE THAN 5 DAYS BETWEEN THE LAST VISIT IN ONE WEEK AND THE FIRST VISIT IN THE NEXT WEEK. | N | Y | JAMES J MURPHY TP | P.O.BOX 1863 |  | RUSKIN | FL | 33570 |  |  |  | NEVA HADDON--R. CRAWFORD | JAMES J. MURPHY | 314 TAMIAMI TRAIL |  | RUSKIN | FL | 33570 |  | 8135811283 |  | INVESTOR | 20 | 1 | 14 | 2088-12-13 | 2086-02-04 | NAF | 0
6 | HILLSBOROUGH | SWHI |  | 6295187 | OTHER PUBLIC WATER SYSTEM | CHLORINATION; AERATION FOR REMOVAL OF ANY SECONDARY CONTAMINANT, SULFIDE, OR ANY UNREGULATED CONTAMINANT; CORROSION CONTROL INHIBITOR ADDITION; HYPOCHLORINATION; IRON OR MANGANESE SEQUESTRATION; OR ULTRAVIOLET RADIATION. THE LEAD/CHIEF OPERATOR MUST BE CLASS D OR HIGHER. 50,000 GPD UP TO 0.25 MGD-STAFFING BY CLASS D OR HIGHER OPERATOR: 3 VISITS/WEEK ON NONCONSECUTIVE DAYS FOR A TOTAL OF 0.3 HOUR/WEEK. LESS THAN 50,000 GPD-STAFFING BY A CLASS D OR HIGHER OPERATOR: 2 VISITS/WEEK ON NONCONSECUTIVE DAYS FOR A TOTAL OF 0.2 HOUR/WEEK. THERE SHALL BE NO MORE THAN 5 DAYS BETWEEN THE LAST VISIT IN ONE WEEK AND THE FIRST VISIT IN THE NEXT WEEK. | N | Y | BMW PLUMBING | 6325 U.S. 301 S |  | RIVERVIEW | FL | 33569 |  | 8136773603 |  | B.BROMLEY/W.WALLACE | CWB PROP/BROMLEY-WALLACE | P.O.BOX 1106 |  | BRANDON | FL | 34299 |  | 8136776303 |  | INVESTOR | 20 | 1 | 5 | 2086-02-12 | 2086-02-12 | NAF | 0
6 | HILLSBOROUGH | SWHI |  | 6295188 | NONCOMMUNITY | CHLORINATION; AERATION FOR REMOVAL OF ANY SECONDARY CONTAMINANT, SULFIDE, OR ANY UNREGULATED CONTAMINANT; CORROSION CONTROL INHIBITOR ADDITION; HYPOCHLORINATION; IRON OR MANGANESE SEQUESTRATION; OR ULTRAVIOLET RADIATION. THE LEAD/CHIEF OPERATOR MUST BE CLASS D OR HIGHER. 50,000 GPD UP TO 0.25 MGD-STAFFING BY CLASS D OR HIGHER OPERATOR: 3 VISITS/WEEK ON NONCONSECUTIVE DAYS FOR A TOTAL OF 0.3 HOUR/WEEK. LESS THAN 50,000 GPD-STAFFING BY A CLASS D OR HIGHER OPERATOR: 2 VISITS/WEEK ON NONCONSECUTIVE DAYS FOR A TOTAL OF 0.2 HOUR/WEEK. THERE SHALL BE NO MORE THAN 5 DAYS BETWEEN THE LAST VISIT IN ONE WEEK AND THE FIRST VISIT IN THE NEXT WEEK. | N | Y | LINEBAUGH FOOD MART | 5919 W. LINEBAUGH AVE |  | TAMPA | FL | 33624 |  | 8134503088 |  | SAM RIFALL | SAMAR SAIDA | 5919 W LINEBAUGH AVE |  | TAMPA | FL | 33624 |  | 8133685077 |  | INVESTOR | 100 | 5000 | 1 | 2021-12-22 | 2020-01-28 | NC01 | 50
6 | HILLSBOROUGH | SWHI |  | 6295189 | OTHER PUBLIC WATER SYSTEM | CHLORINATION; AERATION FOR REMOVAL OF ANY SECONDARY CONTAMINANT, SULFIDE, OR ANY UNREGULATED CONTAMINANT; CORROSION CONTROL INHIBITOR ADDITION; HYPOCHLORINATION; IRON OR MANGANESE SEQUESTRATION; OR ULTRAVIOLET RADIATION. THE LEAD/CHIEF OPERATOR MUST BE CLASS D OR HIGHER. 50,000 GPD UP TO 0.25 MGD-STAFFING BY CLASS D OR HIGHER OPERATOR: 3 VISITS/WEEK ON NONCONSECUTIVE DAYS FOR A TOTAL OF 0.3 HOUR/WEEK. LESS THAN 50,000 GPD-STAFFING BY A CLASS D OR HIGHER OPERATOR: 2 VISITS/WEEK ON NONCONSECUTIVE DAYS FOR A TOTAL OF 0.2 HOUR/WEEK. THERE SHALL BE NO MORE THAN 5 DAYS BETWEEN THE LAST VISIT IN ONE WEEK AND THE FIRST VISIT IN THE NEXT WEEK. | N | Y | NATIONAL FISHERIES | 1851 MESSARO BLVD S |  | TAMPA | FL | 33619 |  |  |  | MALCOLM TUCKER | MALCOLM TUCKER ET AL | 7104 9TH AVE |  | TAMPA | FL | 33619 |  | 8136216902 |  | INVESTOR | 10 | 1 | 2 | 2085-12-26 | 2085-12-26 | NAF | 0
6 | HILLSBOROUGH | SWHI |  | 6295190 | OTHER PUBLIC WATER SYSTEM | CHLORINATION; AERATION FOR REMOVAL OF ANY SECONDARY CONTAMINANT, SULFIDE, OR ANY UNREGULATED CONTAMINANT; CORROSION CONTROL INHIBITOR ADDITION; HYPOCHLORINATION; IRON OR MANGANESE SEQUESTRATION; OR ULTRAVIOLET RADIATION. THE LEAD/CHIEF OPERATOR MUST BE CLASS D OR HIGHER. 50,000 GPD UP TO 0.25 MGD-STAFFING BY CLASS D OR HIGHER OPERATOR: 3 VISITS/WEEK ON NONCONSECUTIVE DAYS FOR A TOTAL OF 0.3 HOUR/WEEK. LESS THAN 50,000 GPD-STAFFING BY A CLASS D OR HIGHER OPERATOR: 2 VISITS/WEEK ON NONCONSECUTIVE DAYS FOR A TOTAL OF 0.2 HOUR/WEEK. THERE SHALL BE NO MORE THAN 5 DAYS BETWEEN THE LAST VISIT IN ONE WEEK AND THE FIRST VISIT IN THE NEXT WEEK. | N | Y | FISHER AVE WAREHOUSE | 210 S. PARSONS SUITE 1 |  | BRANDON | FL | 33511 |  | 8132240233 |  | CHRISTIAN HOME REALTY | NEGIE, SCHWALLER,& PAYNE | 2710 FISHER AV |  | TAMPA | FL | 33619 |  | 8136815508 |  | INVESTOR | 20 | 500 | 2 | 2086-02-17 | 2086-02-17 | NAF | 0
6 | HILLSBOROUGH | SWHI |  | 6295191 | COMMUNITY | CHLORINATION; AERATION FOR REMOVAL OF ANY SECONDARY CONTAMINANT, SULFIDE, OR ANY UNREGULATED CONTAMINANT; CORROSION CONTROL INHIBITOR ADDITION; HYPOCHLORINATION; IRON OR MANGANESE SEQUESTRATION; OR ULTRAVIOLET RADIATION. THE LEAD/CHIEF OPERATOR MUST BE CLASS D OR HIGHER. 50,000 GPD UP TO 0.25 MGD-STAFFING BY CLASS D OR HIGHER OPERATOR: 3 VISITS/WEEK ON NONCONSECUTIVE DAYS FOR A TOTAL OF 0.3 HOUR/WEEK. LESS THAN 50,000 GPD-STAFFING BY A CLASS D OR HIGHER OPERATOR: 2 VISITS/WEEK ON NONCONSECUTIVE DAYS FOR A TOTAL OF 0.2 HOUR/WEEK. THERE SHALL BE NO MORE THAN 5 DAYS BETWEEN THE LAST VISIT IN ONE WEEK AND THE FIRST VISIT IN THE NEXT WEEK. | N | Y | PARKWOOD ESTATES | 400 PARKWOOD ESTATES DR. |  | PLANT CITY | FL | 33566 |  | 8137522222 |  | JEREMY WILLIAMS | YES COMPANIES WFC, LLC | 251 LITTLE FALLS DRIVE |  | WILMINGTON | DE | 19808 |  | 8137522222 |  | INVESTOR | 430 | 115200 | 213 | 2021-11-18 | 2020-12-29 | DC05 | 500
6 | HILLSBOROUGH | SWHI |  | 6295192 | NONCOMMUNITY | CHLORINATION; AERATION FOR REMOVAL OF ANY SECONDARY CONTAMINANT, SULFIDE, OR ANY UNREGULATED CONTAMINANT; CORROSION CONTROL INHIBITOR ADDITION; HYPOCHLORINATION; IRON OR MANGANESE SEQUESTRATION; OR ULTRAVIOLET RADIATION. THE LEAD/CHIEF OPERATOR MUST BE CLASS D OR HIGHER. 50,000 GPD UP TO 0.25 MGD-STAFFING BY CLASS D OR HIGHER OPERATOR: 3 VISITS/WEEK ON NONCONSECUTIVE DAYS FOR A TOTAL OF 0.3 HOUR/WEEK. LESS THAN 50,000 GPD-STAFFING BY A CLASS D OR HIGHER OPERATOR: 2 VISITS/WEEK ON NONCONSECUTIVE DAYS FOR A TOTAL OF 0.2 HOUR/WEEK. THERE SHALL BE NO MORE THAN 5 DAYS BETWEEN THE LAST VISIT IN ONE WEEK AND THE FIRST VISIT IN THE NEXT WEEK. | N | Y | SOUTH HILLSBOROUGH ELKS #2672 | 1630 SOUTH US HIGHWAY 41 |  | RUSKIN | FL | 33570 |  | 8136452089 |  | LOU SMITH | BPOE LODGE 2672 SOUTH HILLSBOROUGH | PO BOX 1209 |  | RUSKIN | FL | 33575 |  | 8136452089 |  | INVESTOR | 100 | 4000 | 1 | 2021-08-25 | 2020-09-29 | NC01 | 50
6 | HILLSBOROUGH | SWHI |  | 6295193 | OTHER PUBLIC WATER SYSTEM | CHLORINATION; AERATION FOR REMOVAL OF ANY SECONDARY CONTAMINANT, SULFIDE, OR ANY UNREGULATED CONTAMINANT; CORROSION CONTROL INHIBITOR ADDITION; HYPOCHLORINATION; IRON OR MANGANESE SEQUESTRATION; OR ULTRAVIOLET RADIATION. THE LEAD/CHIEF OPERATOR MUST BE CLASS D OR HIGHER. 50,000 GPD UP TO 0.25 MGD-STAFFING BY CLASS D OR HIGHER OPERATOR: 3 VISITS/WEEK ON NONCONSECUTIVE DAYS FOR A TOTAL OF 0.3 HOUR/WEEK. LESS THAN 50,000 GPD-STAFFING BY A CLASS D OR HIGHER OPERATOR: 2 VISITS/WEEK ON NONCONSECUTIVE DAYS FOR A TOTAL OF 0.2 HOUR/WEEK. THERE SHALL BE NO MORE THAN 5 DAYS BETWEEN THE LAST VISIT IN ONE WEEK AND THE FIRST VISIT IN THE NEXT WEEK. | N | Y | MAAS TP | 2810 14TH AV SE |  | RUSKIN | FL | 33570 |  |  |  | DON MAAS /GARY | DON MAAS | 2810 14TH ST SE |  | RUSKIN | FL | 33570 |  | 8136454581 |  | INVESTOR | 20 | 1 | 12 | 2088-12-12 | 2086-02-19 | NAF | 0
6 | HILLSBOROUGH | SWHI |  | 6295194 | OTHER PUBLIC WATER SYSTEM | CHLORINATION; AERATION FOR REMOVAL OF ANY SECONDARY CONTAMINANT, SULFIDE, OR ANY UNREGULATED CONTAMINANT; CORROSION CONTROL INHIBITOR ADDITION; HYPOCHLORINATION; IRON OR MANGANESE SEQUESTRATION; OR ULTRAVIOLET RADIATION. THE LEAD/CHIEF OPERATOR MUST BE CLASS D OR HIGHER. 50,000 GPD UP TO 0.25 MGD-STAFFING BY CLASS D OR HIGHER OPERATOR: 3 VISITS/WEEK ON NONCONSECUTIVE DAYS FOR A TOTAL OF 0.3 HOUR/WEEK. LESS THAN 50,000 GPD-STAFFING BY A CLASS D OR HIGHER OPERATOR: 2 VISITS/WEEK ON NONCONSECUTIVE DAYS FOR A TOTAL OF 0.2 HOUR/WEEK. THERE SHALL BE NO MORE THAN 5 DAYS BETWEEN THE LAST VISIT IN ONE WEEK AND THE FIRST VISIT IN THE NEXT WEEK. | N | Y | NATIONAL WEATHER SERVICE | 1408 24TH ST S.E. |  | RUSKIN | FL | 33570 |  | 8136452181 |  | FRED CROSBY | NATIONAL WEATHER SERVICE | 1408 24TH ST S.E. |  | RUSKIN | FL | 33570 |  | 8136452181 |  | INVESTOR | 20 | 500 | 1 | 2086-01-27 | 2086-01-27 | NAF | 0
6 | HILLSBOROUGH | SWHI |  | 6295195 | OTHER PUBLIC WATER SYSTEM | CHLORINATION; AERATION FOR REMOVAL OF ANY SECONDARY CONTAMINANT, SULFIDE, OR ANY UNREGULATED CONTAMINANT; CORROSION CONTROL INHIBITOR ADDITION; HYPOCHLORINATION; IRON OR MANGANESE SEQUESTRATION; OR ULTRAVIOLET RADIATION. THE LEAD/CHIEF OPERATOR MUST BE CLASS D OR HIGHER. 50,000 GPD UP TO 0.25 MGD-STAFFING BY CLASS D OR HIGHER OPERATOR: 3 VISITS/WEEK ON NONCONSECUTIVE DAYS FOR A TOTAL OF 0.3 HOUR/WEEK. LESS THAN 50,000 GPD-STAFFING BY A CLASS D OR HIGHER OPERATOR: 2 VISITS/WEEK ON NONCONSECUTIVE DAYS FOR A TOTAL OF 0.2 HOUR/WEEK. THERE SHALL BE NO MORE THAN 5 DAYS BETWEEN THE LAST VISIT IN ONE WEEK AND THE FIRST VISIT IN THE NEXT WEEK. | N | Y | COMBUSTION ENGINEERING INC | 5315 CAUSEWAY BLVD |  | TAMPA | FL | 33619 |  | 8136455400 |  | JAMES KARAUS | COMBUSTION ENGINEERING INC | 5315 CAUSEWAY BLVD |  | TAMPA | FL | 33619 |  | 8136235400 |  | INVESTOR | 15 | 1 | 1 | 2086-01-31 | 2086-01-31 | NAF | 0
6 | HILLSBOROUGH | SWHI | R.YOUNG@BBIPRODUCE.COM | 6295196 | NONTRANSIENT NONCOMMUNITY | ACTIVATED CARBON PROCESSES; DIATOMACEOUS EARTH FILTRATION; ION EXCHANGE FOR REMOVAL OF ANY PRIMARY CONTAMINANT; ION AND MANGANESE REMOVAL (OXIDATION, DETENTION, AND FILTRATION); OR SLOW SAND FILTRATION. LEAD/CHIEF OPERATOR MUST BE CLASS C OR HIGHER. 1.0 MGD UP TO 2.0 MGD-STAFFING BY CLASS C OR HIGHER OPERATOR: 6 HOURS/DAY FOR 5 DAYS/WEEK AND ONE VISIT ON EACH WEEKEND DAY. 0.5 MGD UP TO 1.0 MGD-STAFFING BY CLASS C OR HIGHER OPERATOR: 3 HOURS/DAY FOR 5 DAYS/WEEK AND ONE VISIT ON EACH WEEKEND DAY. 0.25 MGD UP TO 0.5 MGD-STAFFING BY CLASS C OR HIGHER OPERATOR: 1 HOUR/DAY FOR 5 DAYS/WEEK AND ONE VISIT ON EACH WEEKEND DAY. LESS THAN 0.25 MGD-STAFFING BY CLASS C OR HIGHER OPERATOR: 5 VISITS/WEEK AND ONE VISIT EACH WEEKEND FOR A TOTAL OF 1.8 HOURS/WEEK. | N | Y | ASHLEY COVE MLC | 420 NORTH ST. CLOUD AVE |  | VALRICO | FL | 33594 |  | 8136591182 |  | RONNIE YOUNG | THREE STAR FARMS INC | PO BOX 219 |  | SYDNEY | FL | 33587 |  | 8136591182 |  | INVESTOR | 100 | 16500 | 15 | 2020-09-30 | 2021-04-01 | NTNC | 100
6 | HILLSBOROUGH | SWHI |  | 6295199 | NONCOMMUNITY | CHLORINATION; AERATION FOR REMOVAL OF ANY SECONDARY CONTAMINANT, SULFIDE, OR ANY UNREGULATED CONTAMINANT; CORROSION CONTROL INHIBITOR ADDITION; HYPOCHLORINATION; IRON OR MANGANESE SEQUESTRATION; OR ULTRAVIOLET RADIATION. THE LEAD/CHIEF OPERATOR MUST BE CLASS D OR HIGHER. 50,000 GPD UP TO 0.25 MGD-STAFFING BY CLASS D OR HIGHER OPERATOR: 3 VISITS/WEEK ON NONCONSECUTIVE DAYS FOR A TOTAL OF 0.3 HOUR/WEEK. LESS THAN 50,000 GPD-STAFFING BY A CLASS D OR HIGHER OPERATOR: 2 VISITS/WEEK ON NONCONSECUTIVE DAYS FOR A TOTAL OF 0.2 HOUR/WEEK. THERE SHALL BE NO MORE THAN 5 DAYS BETWEEN THE LAST VISIT IN ONE WEEK AND THE FIRST VISIT IN THE NEXT WEEK. | N | Y | CIRCLE B MARATHON DBA CORNER STORE | 1664 BRANCH FORBES ROAD |  | PLANT CITY | FL | 33565 |  | 8136003401 |  | ISHTIAQUE SIDDIQUE (BABU) | SIDDIQUE ENTERPRISE LLC | 1664 BRANCH FORBES ROAD |  | PLANT CITY | FL | 33565 |  | 8136506897 |  | INVESTOR | 100 | 5900 | 1 | 2021-10-18 | 2021-09-16 | NC01 | 50
6 | HILLSBOROUGH | SWHI | theporkysbbq@gmail.com | 6295200 | OTHER PUBLIC WATER SYSTEM | CHLORINATION; AERATION FOR REMOVAL OF ANY SECONDARY CONTAMINANT, SULFIDE, OR ANY UNREGULATED CONTAMINANT; CORROSION CONTROL INHIBITOR ADDITION; HYPOCHLORINATION; IRON OR MANGANESE SEQUESTRATION; OR ULTRAVIOLET RADIATION. THE LEAD/CHIEF OPERATOR MUST BE CLASS D OR HIGHER. 50,000 GPD UP TO 0.25 MGD-STAFFING BY CLASS D OR HIGHER OPERATOR: 3 VISITS/WEEK ON NONCONSECUTIVE DAYS FOR A TOTAL OF 0.3 HOUR/WEEK. LESS THAN 50,000 GPD-STAFFING BY A CLASS D OR HIGHER OPERATOR: 2 VISITS/WEEK ON NONCONSECUTIVE DAYS FOR A TOTAL OF 0.2 HOUR/WEEK. THERE SHALL BE NO MORE THAN 5 DAYS BETWEEN THE LAST VISIT IN ONE WEEK AND THE FIRST VISIT IN THE NEXT WEEK. | N | Y | SHENANIGANZ GRILL AND CHILL | 5813 U.S. 41 NORTH |  | APOLLO BEACH | FL | 33572 |  | 8136418676 |  | DAVID TAYLOR | PORKY'S BBQ | 5813 US HWY 41 N |  | APOLLO BEACH | FL | 33572 |  | 8139668400 |  | INVESTOR | 5 | 15000 | 2 | 2012-07-09 | 2013-07-12 | NAF | 0
6 | HILLSBOROUGH | SWHI | ROWENS@SUNCOMMUNITIES.COM | 6295202 | NONTRANSIENT NONCOMMUNITY | CHLORINATION; AERATION FOR REMOVAL OF ANY SECONDARY CONTAMINANT, SULFIDE, OR ANY UNREGULATED CONTAMINANT; CORROSION CONTROL INHIBITOR ADDITION; HYPOCHLORINATION; IRON OR MANGANESE SEQUESTRATION; OR ULTRAVIOLET RADIATION. THE LEAD/CHIEF OPERATOR MUST BE CLASS D OR HIGHER. 50,000 GPD UP TO 0.25 MGD-STAFFING BY CLASS D OR HIGHER OPERATOR: 3 VISITS/WEEK ON NONCONSECUTIVE DAYS FOR A TOTAL OF 0.3 HOUR/WEEK. LESS THAN 50,000 GPD-STAFFING BY A CLASS D OR HIGHER OPERATOR: 2 VISITS/WEEK ON NONCONSECUTIVE DAYS FOR A TOTAL OF 0.2 HOUR/WEEK. THERE SHALL BE NO MORE THAN 5 DAYS BETWEEN THE LAST VISIT IN ONE WEEK AND THE FIRST VISIT IN THE NEXT WEEK. | N | Y | TAMPA EAST THE PALMS | 4630 MCINTOSH ROAD |  | DOVER | FL | 33527 |  | 8136590002 |  | RITA OWENS | SUN COMMUNITIES INC | 27777 FRANKLIN RD STE 200 |  | SOUTHFIELD | MI | 48034 |  | 2482082500 |  | INVESTOR | 500 | 54000 | 271 | 2021-07-23 | 2019-06-04 | NTNC | 100
6 | HILLSBOROUGH | SWHI |  | 6295203 | OTHER PUBLIC WATER SYSTEM | CHLORINATION; AERATION FOR REMOVAL OF ANY SECONDARY CONTAMINANT, SULFIDE, OR ANY UNREGULATED CONTAMINANT; CORROSION CONTROL INHIBITOR ADDITION; HYPOCHLORINATION; IRON OR MANGANESE SEQUESTRATION; OR ULTRAVIOLET RADIATION. THE LEAD/CHIEF OPERATOR MUST BE CLASS D OR HIGHER. 50,000 GPD UP TO 0.25 MGD-STAFFING BY CLASS D OR HIGHER OPERATOR: 3 VISITS/WEEK ON NONCONSECUTIVE DAYS FOR A TOTAL OF 0.3 HOUR/WEEK. LESS THAN 50,000 GPD-STAFFING BY A CLASS D OR HIGHER OPERATOR: 2 VISITS/WEEK ON NONCONSECUTIVE DAYS FOR A TOTAL OF 0.2 HOUR/WEEK. THERE SHALL BE NO MORE THAN 5 DAYS BETWEEN THE LAST VISIT IN ONE WEEK AND THE FIRST VISIT IN THE NEXT WEEK. | N | Y | ALVEREZ TRANSMISSION | 14211 N. FLORIDA AVE. |  | TAMPA | FL | 33612 |  |  |  | JOHN | ALVEREZ | 14211 N FLORIDA AVE. |  | TAMPA | FL | 33612 |  |  |  | INVESTOR | 20 | 1 | 1 | 2086-03-18 | 2086-03-18 | NAF | 0
6 | HILLSBOROUGH | SWHI |  | 6295205 | NONCOMMUNITY | CHLORINATION; AERATION FOR REMOVAL OF ANY SECONDARY CONTAMINANT, SULFIDE, OR ANY UNREGULATED CONTAMINANT; CORROSION CONTROL INHIBITOR ADDITION; HYPOCHLORINATION; IRON OR MANGANESE SEQUESTRATION; OR ULTRAVIOLET RADIATION. THE LEAD/CHIEF OPERATOR MUST BE CLASS D OR HIGHER. 50,000 GPD UP TO 0.25 MGD-STAFFING BY CLASS D OR HIGHER OPERATOR: 3 VISITS/WEEK ON NONCONSECUTIVE DAYS FOR A TOTAL OF 0.3 HOUR/WEEK. LESS THAN 50,000 GPD-STAFFING BY A CLASS D OR HIGHER OPERATOR: 2 VISITS/WEEK ON NONCONSECUTIVE DAYS FOR A TOTAL OF 0.2 HOUR/WEEK. THERE SHALL BE NO MORE THAN 5 DAYS BETWEEN THE LAST VISIT IN ONE WEEK AND THE FIRST VISIT IN THE NEXT WEEK. | N | Y | LITTLE UNION PRIMITIVE BAPTIST CHURCH | 15510 COUNTY ROAD 39 SOUTH |  | LITHIA | FL | 33547 |  | 8136344754 |  | DONALD DIXON | LITTLE UNION PRIMITIVE BAPTIST CHURCH | PO BOX 1036 |  | LITHIA | FL | 33547 |  | 8136344754 |  | INVESTOR | 85 | 1000 | 1 | 2021-06-23 | 2020-10-07 | NC01 | 50
6 | HILLSBOROUGH | SWHI |  | 6295209 | OTHER PUBLIC WATER SYSTEM | CHLORINATION; AERATION FOR REMOVAL OF ANY SECONDARY CONTAMINANT, SULFIDE, OR ANY UNREGULATED CONTAMINANT; CORROSION CONTROL INHIBITOR ADDITION; HYPOCHLORINATION; IRON OR MANGANESE SEQUESTRATION; OR ULTRAVIOLET RADIATION. THE LEAD/CHIEF OPERATOR MUST BE CLASS D OR HIGHER. 50,000 GPD UP TO 0.25 MGD-STAFFING BY CLASS D OR HIGHER OPERATOR: 3 VISITS/WEEK ON NONCONSECUTIVE DAYS FOR A TOTAL OF 0.3 HOUR/WEEK. LESS THAN 50,000 GPD-STAFFING BY A CLASS D OR HIGHER OPERATOR: 2 VISITS/WEEK ON NONCONSECUTIVE DAYS FOR A TOTAL OF 0.2 HOUR/WEEK. THERE SHALL BE NO MORE THAN 5 DAYS BETWEEN THE LAST VISIT IN ONE WEEK AND THE FIRST VISIT IN THE NEXT WEEK. | N | Y | BETTY'S TP | 11939 US HWY 301 NORTH |  | THONOTOSASSA | FL | 33592 |  |  |  | BETTY WHITT | BETTY'S TP | P.O. BOX 93 |  | THONOTOSASSA | FL | 33592 |  |  |  | INVESTOR | 20 | 1 | 1 | 2090-12-10 | 2090-12-10 | NAF | 0
6 | HILLSBOROUGH | SWHI |  | 6295211 | OTHER PUBLIC WATER SYSTEM | CHLORINATION; AERATION FOR REMOVAL OF ANY SECONDARY CONTAMINANT, SULFIDE, OR ANY UNREGULATED CONTAMINANT; CORROSION CONTROL INHIBITOR ADDITION; HYPOCHLORINATION; IRON OR MANGANESE SEQUESTRATION; OR ULTRAVIOLET RADIATION. THE LEAD/CHIEF OPERATOR MUST BE CLASS D OR HIGHER. 50,000 GPD UP TO 0.25 MGD-STAFFING BY CLASS D OR HIGHER OPERATOR: 3 VISITS/WEEK ON NONCONSECUTIVE DAYS FOR A TOTAL OF 0.3 HOUR/WEEK. LESS THAN 50,000 GPD-STAFFING BY A CLASS D OR HIGHER OPERATOR: 2 VISITS/WEEK ON NONCONSECUTIVE DAYS FOR A TOTAL OF 0.2 HOUR/WEEK. THERE SHALL BE NO MORE THAN 5 DAYS BETWEEN THE LAST VISIT IN ONE WEEK AND THE FIRST VISIT IN THE NEXT WEEK. | N | Y | REEDER FARMS TP | US 41 & 7TH AVE 10608 US 41-N |  | RUSKIN | FL | 33570 | 561 | 8137229296 |  | J.T. REEDER | J.T.REEDER ET AL | 10608 US 41 N |  | PALMETTO | FL | 34221 |  | 8137229296 |  | INVESTOR | 24 | 10000 | 12 | 2092-10-20 | 2092-02-10 | NAF | 0
6 | HILLSBOROUGH | SWHI | dooleygroves@gmail.com | 6295212 | OTHER PUBLIC WATER SYSTEM | CHLORINATION; AERATION FOR REMOVAL OF ANY SECONDARY CONTAMINANT, SULFIDE, OR ANY UNREGULATED CONTAMINANT; CORROSION CONTROL INHIBITOR ADDITION; HYPOCHLORINATION; IRON OR MANGANESE SEQUESTRATION; OR ULTRAVIOLET RADIATION. THE LEAD/CHIEF OPERATOR MUST BE CLASS D OR HIGHER. 50,000 GPD UP TO 0.25 MGD-STAFFING BY CLASS D OR HIGHER OPERATOR: 3 VISITS/WEEK ON NONCONSECUTIVE DAYS FOR A TOTAL OF 0.3 HOUR/WEEK. LESS THAN 50,000 GPD-STAFFING BY A CLASS D OR HIGHER OPERATOR: 2 VISITS/WEEK ON NONCONSECUTIVE DAYS FOR A TOTAL OF 0.2 HOUR/WEEK. THERE SHALL BE NO MORE THAN 5 DAYS BETWEEN THE LAST VISIT IN ONE WEEK AND THE FIRST VISIT IN THE NEXT WEEK. | N | Y | DOOLEY GROVES | 1651 STEPHENS ROAD |  | RUSKIN | FL | 33570 |  | 8136453256 |  | MIKE HOUGHTALING | DOOLEY GROVES INC | PO BOX 7038 |  | SUN CITY | FL | 33586 |  | 8136453256 |  | INVESTOR | 20 | 1500 | 4 | 2010-04-07 | 2011-03-22 | NAF | 0
6 | HILLSBOROUGH | SWHI |  | 6295213 | OTHER PUBLIC WATER SYSTEM | CHLORINATION; AERATION FOR REMOVAL OF ANY SECONDARY CONTAMINANT, SULFIDE, OR ANY UNREGULATED CONTAMINANT; CORROSION CONTROL INHIBITOR ADDITION; HYPOCHLORINATION; IRON OR MANGANESE SEQUESTRATION; OR ULTRAVIOLET RADIATION. THE LEAD/CHIEF OPERATOR MUST BE CLASS D OR HIGHER. 50,000 GPD UP TO 0.25 MGD-STAFFING BY CLASS D OR HIGHER OPERATOR: 3 VISITS/WEEK ON NONCONSECUTIVE DAYS FOR A TOTAL OF 0.3 HOUR/WEEK. LESS THAN 50,000 GPD-STAFFING BY A CLASS D OR HIGHER OPERATOR: 2 VISITS/WEEK ON NONCONSECUTIVE DAYS FOR A TOTAL OF 0.2 HOUR/WEEK. THERE SHALL BE NO MORE THAN 5 DAYS BETWEEN THE LAST VISIT IN ONE WEEK AND THE FIRST VISIT IN THE NEXT WEEK. | N | Y | COUNTRY GROVE TP | 10730 SKEWLEE RD |  | THONOTOSASSA | FL | 33592 |  |  |  | MARC KLEIN | COUNTRY GROVE TP | 10013 N. NEBRASKA AVE |  | TAMPA | FL | 33616 |  |  |  | INVESTOR | 20 | 1 | 14 | 2089-09-11 | 2086-04-02 | NAF | 0
6 | HILLSBOROUGH | SWHI |  | 6295217 | OTHER PUBLIC WATER SYSTEM | CHLORINATION; AERATION FOR REMOVAL OF ANY SECONDARY CONTAMINANT, SULFIDE, OR ANY UNREGULATED CONTAMINANT; CORROSION CONTROL INHIBITOR ADDITION; HYPOCHLORINATION; IRON OR MANGANESE SEQUESTRATION; OR ULTRAVIOLET RADIATION. THE LEAD/CHIEF OPERATOR MUST BE CLASS D OR HIGHER. 50,000 GPD UP TO 0.25 MGD-STAFFING BY CLASS D OR HIGHER OPERATOR: 3 VISITS/WEEK ON NONCONSECUTIVE DAYS FOR A TOTAL OF 0.3 HOUR/WEEK. LESS THAN 50,000 GPD-STAFFING BY A CLASS D OR HIGHER OPERATOR: 2 VISITS/WEEK ON NONCONSECUTIVE DAYS FOR A TOTAL OF 0.2 HOUR/WEEK. THERE SHALL BE NO MORE THAN 5 DAYS BETWEEN THE LAST VISIT IN ONE WEEK AND THE FIRST VISIT IN THE NEXT WEEK. | N | Y | COMMUNICATION SUPPORT EQUIP | 7792 PROFESSIONAL PLACE |  | TAMPA | FL | 33687 |  |  |  | DONER | COMMUNICATION SUPPORT EQUIP | P.O. BOX 290647 |  | TAMPA | FL | 33687 |  | 8139888909 |  | INVESTOR | 15 | 1 | 1 | 2086-04-10 | 2086-04-10 | NAF | 0
6 | HILLSBOROUGH | SWHI |  | 6295218 | OTHER PUBLIC WATER SYSTEM | CHLORINATION; AERATION FOR REMOVAL OF ANY SECONDARY CONTAMINANT, SULFIDE, OR ANY UNREGULATED CONTAMINANT; CORROSION CONTROL INHIBITOR ADDITION; HYPOCHLORINATION; IRON OR MANGANESE SEQUESTRATION; OR ULTRAVIOLET RADIATION. THE LEAD/CHIEF OPERATOR MUST BE CLASS D OR HIGHER. 50,000 GPD UP TO 0.25 MGD-STAFFING BY CLASS D OR HIGHER OPERATOR: 3 VISITS/WEEK ON NONCONSECUTIVE DAYS FOR A TOTAL OF 0.3 HOUR/WEEK. LESS THAN 50,000 GPD-STAFFING BY A CLASS D OR HIGHER OPERATOR: 2 VISITS/WEEK ON NONCONSECUTIVE DAYS FOR A TOTAL OF 0.2 HOUR/WEEK. THERE SHALL BE NO MORE THAN 5 DAYS BETWEEN THE LAST VISIT IN ONE WEEK AND THE FIRST VISIT IN THE NEXT WEEK. | N | Y | AMERICAN FIRE SAFTY | 15212 N. NEBRASKA |  | TAMPA | FL | 33612 |  |  |  | NEWBERN GROVES | NEWBERN GROVES | 15510 N NEBRASKA |  | TAMPA | FL | 33612 |  |  |  | INVESTOR | 20 | 1 | 1 | 2086-04-09 | 2086-04-09 | NAF | 0
6 | HILLSBOROUGH | SWHI | VALARIE@HANCOCKPRINTINGEQUIP.COM | 6295219 | NONTRANSIENT NONCOMMUNITY | CHLORINATION; AERATION FOR REMOVAL OF ANY SECONDARY CONTAMINANT, SULFIDE, OR ANY UNREGULATED CONTAMINANT; CORROSION CONTROL INHIBITOR ADDITION; HYPOCHLORINATION; IRON OR MANGANESE SEQUESTRATION; OR ULTRAVIOLET RADIATION. THE LEAD/CHIEF OPERATOR MUST BE CLASS D OR HIGHER. 50,000 GPD UP TO 0.25 MGD-STAFFING BY CLASS D OR HIGHER OPERATOR: 3 VISITS/WEEK ON NONCONSECUTIVE DAYS FOR A TOTAL OF 0.3 HOUR/WEEK. LESS THAN 50,000 GPD-STAFFING BY A CLASS D OR HIGHER OPERATOR: 2 VISITS/WEEK ON NONCONSECUTIVE DAYS FOR A TOTAL OF 0.2 HOUR/WEEK. THERE SHALL BE NO MORE THAN 5 DAYS BETWEEN THE LAST VISIT IN ONE WEEK AND THE FIRST VISIT IN THE NEXT WEEK. | N | Y | NORTH TAMPA BUSINESS PARK | 16011 N NEBRASKA AVENUE |  | LUTZ | FL | 33549 |  | 8139494248 |  | VALARIE SELVIA | GENE HANCOCK | 16011 N NEBRASKA AVE | SUITE 101 | LUTZ | FL | 33549 |  | 8139494248 |  | INVESTOR | 34 | 10000 | 6 | 2021-09-14 | 2021-09-10 | NTNC | 100
6 | HILLSBOROUGH | SWHI |  | 6295220 | OTHER PUBLIC WATER SYSTEM | CHLORINATION; AERATION FOR REMOVAL OF ANY SECONDARY CONTAMINANT, SULFIDE, OR ANY UNREGULATED CONTAMINANT; CORROSION CONTROL INHIBITOR ADDITION; HYPOCHLORINATION; IRON OR MANGANESE SEQUESTRATION; OR ULTRAVIOLET RADIATION. THE LEAD/CHIEF OPERATOR MUST BE CLASS D OR HIGHER. 50,000 GPD UP TO 0.25 MGD-STAFFING BY CLASS D OR HIGHER OPERATOR: 3 VISITS/WEEK ON NONCONSECUTIVE DAYS FOR A TOTAL OF 0.3 HOUR/WEEK. LESS THAN 50,000 GPD-STAFFING BY A CLASS D OR HIGHER OPERATOR: 2 VISITS/WEEK ON NONCONSECUTIVE DAYS FOR A TOTAL OF 0.2 HOUR/WEEK. THERE SHALL BE NO MORE THAN 5 DAYS BETWEEN THE LAST VISIT IN ONE WEEK AND THE FIRST VISIT IN THE NEXT WEEK. | N | Y | GREEN ACRE APTS | 1016 NEPTUNE DR |  | RUSKIN | FL | 33570 |  |  |  | BEA OR JOE GREEN | MR & MRS J GREEN | 1016 NEPTUNE DR. |  | RUSKIN | FL | 33570 |  | 8136451691 |  | INVESTOR | 20 | 1 | 1 | 2086-04-09 | 2005-10-05 | NAF | 0
6 | HILLSBOROUGH | SWHI |  | 6295221 | OTHER PUBLIC WATER SYSTEM | CHLORINATION; AERATION FOR REMOVAL OF ANY SECONDARY CONTAMINANT, SULFIDE, OR ANY UNREGULATED CONTAMINANT; CORROSION CONTROL INHIBITOR ADDITION; HYPOCHLORINATION; IRON OR MANGANESE SEQUESTRATION; OR ULTRAVIOLET RADIATION. THE LEAD/CHIEF OPERATOR MUST BE CLASS D OR HIGHER. 50,000 GPD UP TO 0.25 MGD-STAFFING BY CLASS D OR HIGHER OPERATOR: 3 VISITS/WEEK ON NONCONSECUTIVE DAYS FOR A TOTAL OF 0.3 HOUR/WEEK. LESS THAN 50,000 GPD-STAFFING BY A CLASS D OR HIGHER OPERATOR: 2 VISITS/WEEK ON NONCONSECUTIVE DAYS FOR A TOTAL OF 0.2 HOUR/WEEK. THERE SHALL BE NO MORE THAN 5 DAYS BETWEEN THE LAST VISIT IN ONE WEEK AND THE FIRST VISIT IN THE NEXT WEEK. | N | Y | PLANTAIN PRODUCTS CO | 5821 CAUSEWAY BLVD. |  | TAMPA | FL | 33619 |  | 8136218186 |  | W. RAULERSON | S. G. ARGUDO | 5821 CAUSEWAY BLVD |  | TAMPA | FL | 33619 |  | 8136269486 |  | INVESTOR | 20 | 1 | 1 | 2088-10-17 | 2086-04-08 | NAF | 0
6 | HILLSBOROUGH | SWHI |  | 6295224 | OTHER PUBLIC WATER SYSTEM | CHLORINATION; AERATION FOR REMOVAL OF ANY SECONDARY CONTAMINANT, SULFIDE, OR ANY UNREGULATED CONTAMINANT; CORROSION CONTROL INHIBITOR ADDITION; HYPOCHLORINATION; IRON OR MANGANESE SEQUESTRATION; OR ULTRAVIOLET RADIATION. THE LEAD/CHIEF OPERATOR MUST BE CLASS D OR HIGHER. 50,000 GPD UP TO 0.25 MGD-STAFFING BY CLASS D OR HIGHER OPERATOR: 3 VISITS/WEEK ON NONCONSECUTIVE DAYS FOR A TOTAL OF 0.3 HOUR/WEEK. LESS THAN 50,000 GPD-STAFFING BY A CLASS D OR HIGHER OPERATOR: 2 VISITS/WEEK ON NONCONSECUTIVE DAYS FOR A TOTAL OF 0.2 HOUR/WEEK. THERE SHALL BE NO MORE THAN 5 DAYS BETWEEN THE LAST VISIT IN ONE WEEK AND THE FIRST VISIT IN THE NEXT WEEK. | N | Y | HILLTOP MHP-C | P.O.BOX 651 |  | MANGO | FL | 34262 |  |  |  | LEE CARLTON ET AL | WESLEY THOMAS BEAM | 9901 E FOWLER AVE |  | THONOTOSASSA | FL | 33592 |  | 8139863410 |  | INVESTOR | 24 | 8000 | 13 | 2090-12-17 | 2090-12-17 | NAF | 0
6 | HILLSBOROUGH | SWHI |  | 6295225 | OTHER PUBLIC WATER SYSTEM | CHLORINATION; AERATION FOR REMOVAL OF ANY SECONDARY CONTAMINANT, SULFIDE, OR ANY UNREGULATED CONTAMINANT; CORROSION CONTROL INHIBITOR ADDITION; HYPOCHLORINATION; IRON OR MANGANESE SEQUESTRATION; OR ULTRAVIOLET RADIATION. THE LEAD/CHIEF OPERATOR MUST BE CLASS D OR HIGHER. 50,000 GPD UP TO 0.25 MGD-STAFFING BY CLASS D OR HIGHER OPERATOR: 3 VISITS/WEEK ON NONCONSECUTIVE DAYS FOR A TOTAL OF 0.3 HOUR/WEEK. LESS THAN 50,000 GPD-STAFFING BY A CLASS D OR HIGHER OPERATOR: 2 VISITS/WEEK ON NONCONSECUTIVE DAYS FOR A TOTAL OF 0.2 HOUR/WEEK. THERE SHALL BE NO MORE THAN 5 DAYS BETWEEN THE LAST VISIT IN ONE WEEK AND THE FIRST VISIT IN THE NEXT WEEK. | N | Y | HILLTOP MHP-D | P.O.BOX 651 |  | MANGO | FL | 34262 |  |  |  | LEE CARLTON ET AL | HILLTOP MHP-D | 9901 E FOWLER AVE E-13 |  | THONOTOSASSA | FL | 33592 |  | 8139863410 |  | INVESTOR | 24 | 8000 | 13 | 2090-12-17 | 2090-12-17 | NAF | 0
6 | HILLSBOROUGH | SWHI |  | 6295226 | NONCOMMUNITY | CHLORINATION; AERATION FOR REMOVAL OF ANY SECONDARY CONTAMINANT, SULFIDE, OR ANY UNREGULATED CONTAMINANT; CORROSION CONTROL INHIBITOR ADDITION; HYPOCHLORINATION; IRON OR MANGANESE SEQUESTRATION; OR ULTRAVIOLET RADIATION. THE LEAD/CHIEF OPERATOR MUST BE CLASS D OR HIGHER. 50,000 GPD UP TO 0.25 MGD-STAFFING BY CLASS D OR HIGHER OPERATOR: 3 VISITS/WEEK ON NONCONSECUTIVE DAYS FOR A TOTAL OF 0.3 HOUR/WEEK. LESS THAN 50,000 GPD-STAFFING BY A CLASS D OR HIGHER OPERATOR: 2 VISITS/WEEK ON NONCONSECUTIVE DAYS FOR A TOTAL OF 0.2 HOUR/WEEK. THERE SHALL BE NO MORE THAN 5 DAYS BETWEEN THE LAST VISIT IN ONE WEEK AND THE FIRST VISIT IN THE NEXT WEEK. | N | Y | LITTLE MANATEE RIVER STATE PARK | 215 LIGHTFOOT RD |  | WIMAUMA | FL | 33598 |  | 8136715005 |  | PATTI CROSS | DEP LITTLE MANATEE RIVER STATE PARK | 215 LIGHTFOOT RD |  | WIMAUMA | FL | 33598 |  | 8136715007 |  | DEP (STATE PARK OR STATE REC AREA) | 300 | 201600 | 38 | 2021-10-14 | 2019-05-21 | NC01 | 50
6 | HILLSBOROUGH | SWHI |  | 6295227 | OTHER PUBLIC WATER SYSTEM | CHLORINATION; AERATION FOR REMOVAL OF ANY SECONDARY CONTAMINANT, SULFIDE, OR ANY UNREGULATED CONTAMINANT; CORROSION CONTROL INHIBITOR ADDITION; HYPOCHLORINATION; IRON OR MANGANESE SEQUESTRATION; OR ULTRAVIOLET RADIATION. THE LEAD/CHIEF OPERATOR MUST BE CLASS D OR HIGHER. 50,000 GPD UP TO 0.25 MGD-STAFFING BY CLASS D OR HIGHER OPERATOR: 3 VISITS/WEEK ON NONCONSECUTIVE DAYS FOR A TOTAL OF 0.3 HOUR/WEEK. LESS THAN 50,000 GPD-STAFFING BY A CLASS D OR HIGHER OPERATOR: 2 VISITS/WEEK ON NONCONSECUTIVE DAYS FOR A TOTAL OF 0.2 HOUR/WEEK. THERE SHALL BE NO MORE THAN 5 DAYS BETWEEN THE LAST VISIT IN ONE WEEK AND THE FIRST VISIT IN THE NEXT WEEK. | N | Y | PLUMMER & GRAULICH MHP | 8731 S. MEADOWVIEW DR. |  | TAMPA | FL | 33625 |  |  |  | ARLENE GRAULICH/WM. PLUMMER | GRAULICH/PLUMMER | 8725 S. MEADOWVIEW DR. |  | TAMPA | FL | 33625 |  |  |  | INVESTOR | 20 | 8000 | 8 | 2091-12-18 | 2091-12-18 | NAF | 0
6 | HILLSBOROUGH | SWHI |  | 6295229 | OTHER PUBLIC WATER SYSTEM | CHLORINATION; AERATION FOR REMOVAL OF ANY SECONDARY CONTAMINANT, SULFIDE, OR ANY UNREGULATED CONTAMINANT; CORROSION CONTROL INHIBITOR ADDITION; HYPOCHLORINATION; IRON OR MANGANESE SEQUESTRATION; OR ULTRAVIOLET RADIATION. THE LEAD/CHIEF OPERATOR MUST BE CLASS D OR HIGHER. 50,000 GPD UP TO 0.25 MGD-STAFFING BY CLASS D OR HIGHER OPERATOR: 3 VISITS/WEEK ON NONCONSECUTIVE DAYS FOR A TOTAL OF 0.3 HOUR/WEEK. LESS THAN 50,000 GPD-STAFFING BY A CLASS D OR HIGHER OPERATOR: 2 VISITS/WEEK ON NONCONSECUTIVE DAYS FOR A TOTAL OF 0.2 HOUR/WEEK. THERE SHALL BE NO MORE THAN 5 DAYS BETWEEN THE LAST VISIT IN ONE WEEK AND THE FIRST VISIT IN THE NEXT WEEK. | N | Y | LEUNG APARTMENTS | 16215 SEPTEMBER DR. |  | TAMPA | FL | 33612 |  |  |  | HOWARD LEUNG | HOWARD LEUNG | 2004 142ND STREET |  | TAMPA | FL | 33612 |  | 8139495666 |  | INVESTOR | 24 | 8000 | 8 | 2085-09-11 | 2085-09-11 | NAF | 0
6 | HILLSBOROUGH | SWHI |  | 6295232 | OTHER PUBLIC WATER SYSTEM | CHLORINATION; AERATION FOR REMOVAL OF ANY SECONDARY CONTAMINANT, SULFIDE, OR ANY UNREGULATED CONTAMINANT; CORROSION CONTROL INHIBITOR ADDITION; HYPOCHLORINATION; IRON OR MANGANESE SEQUESTRATION; OR ULTRAVIOLET RADIATION. THE LEAD/CHIEF OPERATOR MUST BE CLASS D OR HIGHER. 50,000 GPD UP TO 0.25 MGD-STAFFING BY CLASS D OR HIGHER OPERATOR: 3 VISITS/WEEK ON NONCONSECUTIVE DAYS FOR A TOTAL OF 0.3 HOUR/WEEK. LESS THAN 50,000 GPD-STAFFING BY A CLASS D OR HIGHER OPERATOR: 2 VISITS/WEEK ON NONCONSECUTIVE DAYS FOR A TOTAL OF 0.2 HOUR/WEEK. THERE SHALL BE NO MORE THAN 5 DAYS BETWEEN THE LAST VISIT IN ONE WEEK AND THE FIRST VISIT IN THE NEXT WEEK. | N | Y | GREEN ACRES MHP | P.O.BOX 393 |  | RUSKIN | FL | 33570 |  | 8136451475 |  | LINDA BADGEROU | LINDA BADGEROU | 2921 14TH AVE S.E. |  | RUSKIN | FL | 33570 |  | 8136451475 |  | INVESTOR | 16 | 1 | 8 | 2091-05-01 | 2088-12-12 | NAF | 0
6 | HILLSBOROUGH | SWHI |  | 6295233 | OTHER PUBLIC WATER SYSTEM | CHLORINATION; AERATION FOR REMOVAL OF ANY SECONDARY CONTAMINANT, SULFIDE, OR ANY UNREGULATED CONTAMINANT; CORROSION CONTROL INHIBITOR ADDITION; HYPOCHLORINATION; IRON OR MANGANESE SEQUESTRATION; OR ULTRAVIOLET RADIATION. THE LEAD/CHIEF OPERATOR MUST BE CLASS D OR HIGHER. 50,000 GPD UP TO 0.25 MGD-STAFFING BY CLASS D OR HIGHER OPERATOR: 3 VISITS/WEEK ON NONCONSECUTIVE DAYS FOR A TOTAL OF 0.3 HOUR/WEEK. LESS THAN 50,000 GPD-STAFFING BY A CLASS D OR HIGHER OPERATOR: 2 VISITS/WEEK ON NONCONSECUTIVE DAYS FOR A TOTAL OF 0.2 HOUR/WEEK. THERE SHALL BE NO MORE THAN 5 DAYS BETWEEN THE LAST VISIT IN ONE WEEK AND THE FIRST VISIT IN THE NEXT WEEK. | N | Y | CRAVEN TP | U.S. 301 @ BONITA DR |  | WIMAUMA | FL | 33598 |  |  |  | JOHN CRAVEN | JOHN CRAVEN | P.O. BOX 1841 |  | BRADENTON | FL | 33506 |  | 8136347806 |  | INVESTOR | 20 | 1 | 12 | 2091-12-13 | 2091-12-13 | NAF | 0
6 | HILLSBOROUGH | SWHI |  | 6295234 | OTHER PUBLIC WATER SYSTEM | CHLORINATION; AERATION FOR REMOVAL OF ANY SECONDARY CONTAMINANT, SULFIDE, OR ANY UNREGULATED CONTAMINANT; CORROSION CONTROL INHIBITOR ADDITION; HYPOCHLORINATION; IRON OR MANGANESE SEQUESTRATION; OR ULTRAVIOLET RADIATION. THE LEAD/CHIEF OPERATOR MUST BE CLASS D OR HIGHER. 50,000 GPD UP TO 0.25 MGD-STAFFING BY CLASS D OR HIGHER OPERATOR: 3 VISITS/WEEK ON NONCONSECUTIVE DAYS FOR A TOTAL OF 0.3 HOUR/WEEK. LESS THAN 50,000 GPD-STAFFING BY A CLASS D OR HIGHER OPERATOR: 2 VISITS/WEEK ON NONCONSECUTIVE DAYS FOR A TOTAL OF 0.2 HOUR/WEEK. THERE SHALL BE NO MORE THAN 5 DAYS BETWEEN THE LAST VISIT IN ONE WEEK AND THE FIRST VISIT IN THE NEXT WEEK. | N | Y | HILLYERS TP | P.O.BOX 1841 |  | BRADENTON | FL | 33506 |  |  |  | JOHN CRAVEN | JOHN CRAVEN | U.S. 301 AT BONITA DR. |  | WIMAUMA | FL | 33598 |  | 8136347806 |  | INVESTOR | 12 | 1 | 6 | 2086-04-14 | 2086-04-14 | NAF | 0
6 | HILLSBOROUGH | SWHI |  | 6295237 | OTHER PUBLIC WATER SYSTEM | CHLORINATION; AERATION FOR REMOVAL OF ANY SECONDARY CONTAMINANT, SULFIDE, OR ANY UNREGULATED CONTAMINANT; CORROSION CONTROL INHIBITOR ADDITION; HYPOCHLORINATION; IRON OR MANGANESE SEQUESTRATION; OR ULTRAVIOLET RADIATION. THE LEAD/CHIEF OPERATOR MUST BE CLASS D OR HIGHER. 50,000 GPD UP TO 0.25 MGD-STAFFING BY CLASS D OR HIGHER OPERATOR: 3 VISITS/WEEK ON NONCONSECUTIVE DAYS FOR A TOTAL OF 0.3 HOUR/WEEK. LESS THAN 50,000 GPD-STAFFING BY A CLASS D OR HIGHER OPERATOR: 2 VISITS/WEEK ON NONCONSECUTIVE DAYS FOR A TOTAL OF 0.2 HOUR/WEEK. THERE SHALL BE NO MORE THAN 5 DAYS BETWEEN THE LAST VISIT IN ONE WEEK AND THE FIRST VISIT IN THE NEXT WEEK. | N | Y | IUEC UNION HALL | 8406 N. HWY 301 |  | TAMPA | FL | 33610 |  |  |  | LARRY GROAT | IUEC UNION LOCAL 74 | 8406 N US 301 |  | TAMPA | FL | 33610 |  | 8138750496 |  | INVESTOR | 20 | 1 | 1 | 2086-04-01 | 2086-04-01 | NAF | 0
6 | HILLSBOROUGH | SWHI |  | 6295239 | NONCOMMUNITY | CHLORINATION; AERATION FOR REMOVAL OF ANY SECONDARY CONTAMINANT, SULFIDE, OR ANY UNREGULATED CONTAMINANT; CORROSION CONTROL INHIBITOR ADDITION; HYPOCHLORINATION; IRON OR MANGANESE SEQUESTRATION; OR ULTRAVIOLET RADIATION. THE LEAD/CHIEF OPERATOR MUST BE CLASS D OR HIGHER. 50,000 GPD UP TO 0.25 MGD-STAFFING BY CLASS D OR HIGHER OPERATOR: 3 VISITS/WEEK ON NONCONSECUTIVE DAYS FOR A TOTAL OF 0.3 HOUR/WEEK. LESS THAN 50,000 GPD-STAFFING BY A CLASS D OR HIGHER OPERATOR: 2 VISITS/WEEK ON NONCONSECUTIVE DAYS FOR A TOTAL OF 0.2 HOUR/WEEK. THERE SHALL BE NO MORE THAN 5 DAYS BETWEEN THE LAST VISIT IN ONE WEEK AND THE FIRST VISIT IN THE NEXT WEEK. | N | Y | M & M FOOD STORE | 3705 SAM ALLEN ROAD |  | PLANT CITY | FL | 33565 |  | 8137590465 |  | MARTIN KORATTIYIL | MARTIN KORATTIYIL | 2204 COUNTRY CLUB CT |  | PLANT CITY | FL | 33566 |  | 8137590465 |  | INVESTOR | 100 | 1999 | 1 | 2021-08-27 | 2020-10-15 | NC01 | 50
6 | HILLSBOROUGH | SWHI |  | 6295240 | COMMUNITY | CHLORINATION; AERATION FOR REMOVAL OF ANY SECONDARY CONTAMINANT, SULFIDE, OR ANY UNREGULATED CONTAMINANT; CORROSION CONTROL INHIBITOR ADDITION; HYPOCHLORINATION; IRON OR MANGANESE SEQUESTRATION; OR ULTRAVIOLET RADIATION. THE LEAD/CHIEF OPERATOR MUST BE CLASS D OR HIGHER. 50,000 GPD UP TO 0.25 MGD-STAFFING BY CLASS D OR HIGHER OPERATOR: 3 VISITS/WEEK ON NONCONSECUTIVE DAYS FOR A TOTAL OF 0.3 HOUR/WEEK. LESS THAN 50,000 GPD-STAFFING BY A CLASS D OR HIGHER OPERATOR: 2 VISITS/WEEK ON NONCONSECUTIVE DAYS FOR A TOTAL OF 0.2 HOUR/WEEK. THERE SHALL BE NO MORE THAN 5 DAYS BETWEEN THE LAST VISIT IN ONE WEEK AND THE FIRST VISIT IN THE NEXT WEEK. | N | Y | COUNTRYSIDE VILLAGE | 8401 BOWLES ROAD |  | TAMPA | FL | 33637 |  | 8132633870 |  | CHAD COMINGORE OR GLENN PEARSON | RIVER RUN MHP LLC DBA COUNTRYSIDE VILLAGE | 1971 W LUMSDEN ROAD | STE 340 | BRANDON | FL | 33511 |  | 8132633870 |  | INVESTOR | 60 | 8000 | 38 | 2021-12-14 | 2021-09-30 | DC06 | 100
6 | HILLSBOROUGH | SWHI |  | 6295244 | NONCOMMUNITY | CHLORINATION; AERATION FOR REMOVAL OF ANY SECONDARY CONTAMINANT, SULFIDE, OR ANY UNREGULATED CONTAMINANT; CORROSION CONTROL INHIBITOR ADDITION; HYPOCHLORINATION; IRON OR MANGANESE SEQUESTRATION; OR ULTRAVIOLET RADIATION. THE LEAD/CHIEF OPERATOR MUST BE CLASS D OR HIGHER. 50,000 GPD UP TO 0.25 MGD-STAFFING BY CLASS D OR HIGHER OPERATOR: 3 VISITS/WEEK ON NONCONSECUTIVE DAYS FOR A TOTAL OF 0.3 HOUR/WEEK. LESS THAN 50,000 GPD-STAFFING BY A CLASS D OR HIGHER OPERATOR: 2 VISITS/WEEK ON NONCONSECUTIVE DAYS FOR A TOTAL OF 0.2 HOUR/WEEK. THERE SHALL BE NO MORE THAN 5 DAYS BETWEEN THE LAST VISIT IN ONE WEEK AND THE FIRST VISIT IN THE NEXT WEEK. | N | Y | SMOKIN ACES BBQ & STEAKHOUSE | 2509 NORTH PARK ROAD |  | PLANT CITY | FL | 33563 |  | 8137041374 |  | ROBERT JORDAN | SMOKIN ACES BBQ & STEAKHOUSE | 2509 NORTH PARK ROAD |  | PLANT CITY | FL | 33563 |  | 8137843103 |  | INVESTOR | 100 | 5000 | 1 | 2021-08-27 | 2020-04-23 | NC01 | 50
6 | HILLSBOROUGH | SWHI |  | 6295246 | OTHER PUBLIC WATER SYSTEM | CHLORINATION; AERATION FOR REMOVAL OF ANY SECONDARY CONTAMINANT, SULFIDE, OR ANY UNREGULATED CONTAMINANT; CORROSION CONTROL INHIBITOR ADDITION; HYPOCHLORINATION; IRON OR MANGANESE SEQUESTRATION; OR ULTRAVIOLET RADIATION. THE LEAD/CHIEF OPERATOR MUST BE CLASS D OR HIGHER. 50,000 GPD UP TO 0.25 MGD-STAFFING BY CLASS D OR HIGHER OPERATOR: 3 VISITS/WEEK ON NONCONSECUTIVE DAYS FOR A TOTAL OF 0.3 HOUR/WEEK. LESS THAN 50,000 GPD-STAFFING BY A CLASS D OR HIGHER OPERATOR: 2 VISITS/WEEK ON NONCONSECUTIVE DAYS FOR A TOTAL OF 0.2 HOUR/WEEK. THERE SHALL BE NO MORE THAN 5 DAYS BETWEEN THE LAST VISIT IN ONE WEEK AND THE FIRST VISIT IN THE NEXT WEEK. | N | Y | CARR'S CUSTOM MEATS | P.O. BOX 267 |  | MANGO | FL | 34262 |  |  |  | R. SAMPSON | ROY SAMPSON | 606 E. 574 |  | SEFFNER | FL | 33584 |  |  |  | INVESTOR | 20 | 1 | 1 | 2083-11-16 | 2083-11-16 | NAF | 0
6 | HILLSBOROUGH | SWHI |  | 6295247 | OTHER PUBLIC WATER SYSTEM | CHLORINATION; AERATION FOR REMOVAL OF ANY SECONDARY CONTAMINANT, SULFIDE, OR ANY UNREGULATED CONTAMINANT; CORROSION CONTROL INHIBITOR ADDITION; HYPOCHLORINATION; IRON OR MANGANESE SEQUESTRATION; OR ULTRAVIOLET RADIATION. THE LEAD/CHIEF OPERATOR MUST BE CLASS D OR HIGHER. 50,000 GPD UP TO 0.25 MGD-STAFFING BY CLASS D OR HIGHER OPERATOR: 3 VISITS/WEEK ON NONCONSECUTIVE DAYS FOR A TOTAL OF 0.3 HOUR/WEEK. LESS THAN 50,000 GPD-STAFFING BY A CLASS D OR HIGHER OPERATOR: 2 VISITS/WEEK ON NONCONSECUTIVE DAYS FOR A TOTAL OF 0.2 HOUR/WEEK. THERE SHALL BE NO MORE THAN 5 DAYS BETWEEN THE LAST VISIT IN ONE WEEK AND THE FIRST VISIT IN THE NEXT WEEK. | N | Y | SAFETY-KLEEN CORP | P.O.BOX 1045 |  | BRANDON | FL | 34299 |  |  |  | FRANK TAYLOR | SAFETY-KLEEN CORP | 5309 24TH AV SO. |  | TAMPA | FL | 33619 |  | 8136261203 |  | INVESTOR | 20 | 1 | 1 | 2086-05-22 | 2086-05-22 | NAF | 0
6 | HILLSBOROUGH | SWHI |  | 6295248 | OTHER PUBLIC WATER SYSTEM | CHLORINATION; AERATION FOR REMOVAL OF ANY SECONDARY CONTAMINANT, SULFIDE, OR ANY UNREGULATED CONTAMINANT; CORROSION CONTROL INHIBITOR ADDITION; HYPOCHLORINATION; IRON OR MANGANESE SEQUESTRATION; OR ULTRAVIOLET RADIATION. THE LEAD/CHIEF OPERATOR MUST BE CLASS D OR HIGHER. 50,000 GPD UP TO 0.25 MGD-STAFFING BY CLASS D OR HIGHER OPERATOR: 3 VISITS/WEEK ON NONCONSECUTIVE DAYS FOR A TOTAL OF 0.3 HOUR/WEEK. LESS THAN 50,000 GPD-STAFFING BY A CLASS D OR HIGHER OPERATOR: 2 VISITS/WEEK ON NONCONSECUTIVE DAYS FOR A TOTAL OF 0.2 HOUR/WEEK. THERE SHALL BE NO MORE THAN 5 DAYS BETWEEN THE LAST VISIT IN ONE WEEK AND THE FIRST VISIT IN THE NEXT WEEK. | N | Y | REEDER-SNELL TP | US 41 & 7TH ST |  | RUSKIN | FL | 33570 |  | 8137223846 |  | J.T. REEDER | J.T. REEDER | 10608 U.S. 41 N |  | PALMETTO | FL | 34221 |  | 8137229296 |  | INVESTOR | 24 | 8000 | 12 | 2092-10-20 | 2092-02-10 | NAF | 0
6 | HILLSBOROUGH | SWHI |  | 6295249 | OTHER PUBLIC WATER SYSTEM | CHLORINATION; AERATION FOR REMOVAL OF ANY SECONDARY CONTAMINANT, SULFIDE, OR ANY UNREGULATED CONTAMINANT; CORROSION CONTROL INHIBITOR ADDITION; HYPOCHLORINATION; IRON OR MANGANESE SEQUESTRATION; OR ULTRAVIOLET RADIATION. THE LEAD/CHIEF OPERATOR MUST BE CLASS D OR HIGHER. 50,000 GPD UP TO 0.25 MGD-STAFFING BY CLASS D OR HIGHER OPERATOR: 3 VISITS/WEEK ON NONCONSECUTIVE DAYS FOR A TOTAL OF 0.3 HOUR/WEEK. LESS THAN 50,000 GPD-STAFFING BY A CLASS D OR HIGHER OPERATOR: 2 VISITS/WEEK ON NONCONSECUTIVE DAYS FOR A TOTAL OF 0.2 HOUR/WEEK. THERE SHALL BE NO MORE THAN 5 DAYS BETWEEN THE LAST VISIT IN ONE WEEK AND THE FIRST VISIT IN THE NEXT WEEK. | N | Y | D & I CONSTRUCTION | 8952 MASLIN DR |  | TAMPA | FL | 33610 |  |  |  | J.C.KIGHT | J.C.KIGHT | 8952 MASLIN DR. |  | TAMPA | FL | 33610 |  | 8139859222 |  | INVESTOR | 20 | 1 | 1 | 2086-06-02 | 2086-06-02 | NAF | 0
6 | HILLSBOROUGH | SWHI |  | 6295250 | OTHER PUBLIC WATER SYSTEM | CHLORINATION; AERATION FOR REMOVAL OF ANY SECONDARY CONTAMINANT, SULFIDE, OR ANY UNREGULATED CONTAMINANT; CORROSION CONTROL INHIBITOR ADDITION; HYPOCHLORINATION; IRON OR MANGANESE SEQUESTRATION; OR ULTRAVIOLET RADIATION. THE LEAD/CHIEF OPERATOR MUST BE CLASS D OR HIGHER. 50,000 GPD UP TO 0.25 MGD-STAFFING BY CLASS D OR HIGHER OPERATOR: 3 VISITS/WEEK ON NONCONSECUTIVE DAYS FOR A TOTAL OF 0.3 HOUR/WEEK. LESS THAN 50,000 GPD-STAFFING BY A CLASS D OR HIGHER OPERATOR: 2 VISITS/WEEK ON NONCONSECUTIVE DAYS FOR A TOTAL OF 0.2 HOUR/WEEK. THERE SHALL BE NO MORE THAN 5 DAYS BETWEEN THE LAST VISIT IN ONE WEEK AND THE FIRST VISIT IN THE NEXT WEEK. | N | Y | ELMER KRAUSE CORP TRUCK TERM | 7701 ANDERSON RD |  | TAMPA | FL | 33614 |  |  |  | FRED WICKER | ELMER KRAUSE CORP | 7701 ANDERSON RD |  | TAMPA | FL | 33614 |  | 8138855656 |  | INVESTOR | 20 | 1 | 1 | 2086-06-02 | 2086-06-02 | NAF | 0
6 | HILLSBOROUGH | SWHI | onebarnut@yahoo.com | 6295251 | NONCOMMUNITY | CHLORINATION; AERATION FOR REMOVAL OF ANY SECONDARY CONTAMINANT, SULFIDE, OR ANY UNREGULATED CONTAMINANT; CORROSION CONTROL INHIBITOR ADDITION; HYPOCHLORINATION; IRON OR MANGANESE SEQUESTRATION; OR ULTRAVIOLET RADIATION. THE LEAD/CHIEF OPERATOR MUST BE CLASS D OR HIGHER. 50,000 GPD UP TO 0.25 MGD-STAFFING BY CLASS D OR HIGHER OPERATOR: 3 VISITS/WEEK ON NONCONSECUTIVE DAYS FOR A TOTAL OF 0.3 HOUR/WEEK. LESS THAN 50,000 GPD-STAFFING BY A CLASS D OR HIGHER OPERATOR: 2 VISITS/WEEK ON NONCONSECUTIVE DAYS FOR A TOTAL OF 0.2 HOUR/WEEK. THERE SHALL BE NO MORE THAN 5 DAYS BETWEEN THE LAST VISIT IN ONE WEEK AND THE FIRST VISIT IN THE NEXT WEEK. | N | Y | KELLY'S HIDEAWAY | 1425 E US HIGHWAY 92 |  | SEFFNER | FL | 33584 |  | 8136896604 |  | CHRISTINA HARRIS | LU LA INC | 1425 US HWY 92 E |  | SEFFNER | FL | 33584 |  | 8136896604 |  | INVESTOR | 100 | 13577 | 9 | 2021-03-03 | 2021-12-03 | NC01 | 50