6 | HILLSBOROUGH | SWHI |  | 6295254 | OTHER PUBLIC WATER SYSTEM | CHLORINATION; AERATION FOR REMOVAL OF ANY SECONDARY CONTAMINANT, SULFIDE, OR ANY UNREGULATED CONTAMINANT; CORROSION CONTROL INHIBITOR ADDITION; HYPOCHLORINATION; IRON OR MANGANESE SEQUESTRATION; OR ULTRAVIOLET RADIATION. THE LEAD/CHIEF OPERATOR MUST BE CLASS D OR HIGHER. 50,000 GPD UP TO 0.25 MGD-STAFFING BY CLASS D OR HIGHER OPERATOR: 3 VISITS/WEEK ON NONCONSECUTIVE DAYS FOR A TOTAL OF 0.3 HOUR/WEEK. LESS THAN 50,000 GPD-STAFFING BY A CLASS D OR HIGHER OPERATOR: 2 VISITS/WEEK ON NONCONSECUTIVE DAYS FOR A TOTAL OF 0.2 HOUR/WEEK. THERE SHALL BE NO MORE THAN 5 DAYS BETWEEN THE LAST VISIT IN ONE WEEK AND THE FIRST VISIT IN THE NEXT WEEK. | N | Y | MULLINS TP | P.O. BOX 536 |  | WIMAUMA | FL | 33598 |  |  |  | PAUL MULLINS | PAUL MULLINS | S.R. 672 E/O BALM-R.V.RD. |  | BALM | FL | 33503 |  | 8136346041 |  | INVESTOR | 20 | 1 | 4 | 2090-11-06 | 2090-11-06 | NAF | 0
6 | HILLSBOROUGH | SWHI |  | 6295255 | OTHER PUBLIC WATER SYSTEM | CHLORINATION; AERATION FOR REMOVAL OF ANY SECONDARY CONTAMINANT, SULFIDE, OR ANY UNREGULATED CONTAMINANT; CORROSION CONTROL INHIBITOR ADDITION; HYPOCHLORINATION; IRON OR MANGANESE SEQUESTRATION; OR ULTRAVIOLET RADIATION. THE LEAD/CHIEF OPERATOR MUST BE CLASS D OR HIGHER. 50,000 GPD UP TO 0.25 MGD-STAFFING BY CLASS D OR HIGHER OPERATOR: 3 VISITS/WEEK ON NONCONSECUTIVE DAYS FOR A TOTAL OF 0.3 HOUR/WEEK. LESS THAN 50,000 GPD-STAFFING BY A CLASS D OR HIGHER OPERATOR: 2 VISITS/WEEK ON NONCONSECUTIVE DAYS FOR A TOTAL OF 0.2 HOUR/WEEK. THERE SHALL BE NO MORE THAN 5 DAYS BETWEEN THE LAST VISIT IN ONE WEEK AND THE FIRST VISIT IN THE NEXT WEEK. | N | Y | ST JUDES MEDICAL CTR | 4625 S.R. 60 EAST |  | DOVER | FL | 33527 |  | 8136592525 |  | ARTHUR AND MARY MARIANO | ARTHUR AND MARY MARIANO | 4625 S.R. 60 |  | DOVER | FL | 33527 |  | 8136592525 |  | INVESTOR | 20 | 1 | 1 |  | 2094-04-14 | NAF | 0
6 | HILLSBOROUGH | SWHI | TITOTORRES74@GMAIL.COM | 6295256 | NONCOMMUNITY | CHLORINATION; AERATION FOR REMOVAL OF ANY SECONDARY CONTAMINANT, SULFIDE, OR ANY UNREGULATED CONTAMINANT; CORROSION CONTROL INHIBITOR ADDITION; HYPOCHLORINATION; IRON OR MANGANESE SEQUESTRATION; OR ULTRAVIOLET RADIATION. THE LEAD/CHIEF OPERATOR MUST BE CLASS D OR HIGHER. 50,000 GPD UP TO 0.25 MGD-STAFFING BY CLASS D OR HIGHER OPERATOR: 3 VISITS/WEEK ON NONCONSECUTIVE DAYS FOR A TOTAL OF 0.3 HOUR/WEEK. LESS THAN 50,000 GPD-STAFFING BY A CLASS D OR HIGHER OPERATOR: 2 VISITS/WEEK ON NONCONSECUTIVE DAYS FOR A TOTAL OF 0.2 HOUR/WEEK. THERE SHALL BE NO MORE THAN 5 DAYS BETWEEN THE LAST VISIT IN ONE WEEK AND THE FIRST VISIT IN THE NEXT WEEK. | N | Y | IGLESIA PENTECOSTAL SHALOM ADONAI INC | 4908 HIGHWAY 574 EAST |  | PLANT CITY | FL | 33566 |  | 8137041345 |  | ISRAEL VILLEGAS | IGLESIA PENTECOSTAL SHALOM ADONAI INC | 3123 BAIRD AVENUE |  | LAKELAND | FL | 33805 |  | 8137041345 |  | INVESTOR | 45 | 2500 | 3 | 2020-08-27 | 2021-11-19 | NC01 | 50
6 | HILLSBOROUGH | SWHI |  | 6295258 | OTHER PUBLIC WATER SYSTEM | CHLORINATION; AERATION FOR REMOVAL OF ANY SECONDARY CONTAMINANT, SULFIDE, OR ANY UNREGULATED CONTAMINANT; CORROSION CONTROL INHIBITOR ADDITION; HYPOCHLORINATION; IRON OR MANGANESE SEQUESTRATION; OR ULTRAVIOLET RADIATION. THE LEAD/CHIEF OPERATOR MUST BE CLASS D OR HIGHER. 50,000 GPD UP TO 0.25 MGD-STAFFING BY CLASS D OR HIGHER OPERATOR: 3 VISITS/WEEK ON NONCONSECUTIVE DAYS FOR A TOTAL OF 0.3 HOUR/WEEK. LESS THAN 50,000 GPD-STAFFING BY A CLASS D OR HIGHER OPERATOR: 2 VISITS/WEEK ON NONCONSECUTIVE DAYS FOR A TOTAL OF 0.2 HOUR/WEEK. THERE SHALL BE NO MORE THAN 5 DAYS BETWEEN THE LAST VISIT IN ONE WEEK AND THE FIRST VISIT IN THE NEXT WEEK. | N | Y | DAVIS MHP | P.O.BOX 7 |  | RUSKIN | FL | 33570 |  |  |  | WILLIAM RUSSELL | WILLIAM RUSSELL | 2619 14TH AVE SE |  | RUSKIN | FL | 33570 |  |  |  | INVESTOR | 20 | 6000 | 14 | 2086-05-06 | 2086-05-06 | NAF | 0
6 | HILLSBOROUGH | SWHI | seffnerearlychildhood@gmail.com | 6295260 | NONTRANSIENT NONCOMMUNITY | CHLORINATION; AERATION FOR REMOVAL OF ANY SECONDARY CONTAMINANT, SULFIDE, OR ANY UNREGULATED CONTAMINANT; CORROSION CONTROL INHIBITOR ADDITION; HYPOCHLORINATION; IRON OR MANGANESE SEQUESTRATION; OR ULTRAVIOLET RADIATION. THE LEAD/CHIEF OPERATOR MUST BE CLASS D OR HIGHER. 50,000 GPD UP TO 0.25 MGD-STAFFING BY CLASS D OR HIGHER OPERATOR: 3 VISITS/WEEK ON NONCONSECUTIVE DAYS FOR A TOTAL OF 0.3 HOUR/WEEK. LESS THAN 50,000 GPD-STAFFING BY A CLASS D OR HIGHER OPERATOR: 2 VISITS/WEEK ON NONCONSECUTIVE DAYS FOR A TOTAL OF 0.2 HOUR/WEEK. THERE SHALL BE NO MORE THAN 5 DAYS BETWEEN THE LAST VISIT IN ONE WEEK AND THE FIRST VISIT IN THE NEXT WEEK. | N | Y | STRAWBERRY CREST EARLY CHILDHOOD | 3802 N. GALLAGHER ROAD |  | PLANT CITY | FL | 33565 |  | 8133101750 |  | NATHANIEL JOHNSON JR | STRAWBERRY CREST EARLY CHILDHOOD DEVELOPMENT CENTER INC. | PO BOX 291277 |  | TAMPA | FL | 33687 |  | 8139401771 |  | INVESTOR | 66 | 1920 | 1 | 2020-11-19 | 2020-11-19 | NTNC | 100
6 | HILLSBOROUGH | SWHI |  | 6295263 | OTHER PUBLIC WATER SYSTEM | CHLORINATION; AERATION FOR REMOVAL OF ANY SECONDARY CONTAMINANT, SULFIDE, OR ANY UNREGULATED CONTAMINANT; CORROSION CONTROL INHIBITOR ADDITION; HYPOCHLORINATION; IRON OR MANGANESE SEQUESTRATION; OR ULTRAVIOLET RADIATION. THE LEAD/CHIEF OPERATOR MUST BE CLASS D OR HIGHER. 50,000 GPD UP TO 0.25 MGD-STAFFING BY CLASS D OR HIGHER OPERATOR: 3 VISITS/WEEK ON NONCONSECUTIVE DAYS FOR A TOTAL OF 0.3 HOUR/WEEK. LESS THAN 50,000 GPD-STAFFING BY A CLASS D OR HIGHER OPERATOR: 2 VISITS/WEEK ON NONCONSECUTIVE DAYS FOR A TOTAL OF 0.2 HOUR/WEEK. THERE SHALL BE NO MORE THAN 5 DAYS BETWEEN THE LAST VISIT IN ONE WEEK AND THE FIRST VISIT IN THE NEXT WEEK. | N | Y | BLOOMINGDALE TP | 3333 HENDERSON BLVD. |  | TAMPA | FL | 33609 |  |  |  | GARY WILSON & K.MUELLER | WILSON/MUELLER | 10413 BLOOMINGDALE BLVD |  | RIVERVIEW | FL | 33569 |  | 8138793104 |  | INVESTOR | 12 | 7000 | 11 | 2089-06-28 | 2086-06-06 | NAF | 0
6 | HILLSBOROUGH | SWHI |  | 6295264 | NONTRANSIENT NONCOMMUNITY | CHLORINATION; AERATION FOR REMOVAL OF ANY SECONDARY CONTAMINANT, SULFIDE, OR ANY UNREGULATED CONTAMINANT; CORROSION CONTROL INHIBITOR ADDITION; HYPOCHLORINATION; IRON OR MANGANESE SEQUESTRATION; OR ULTRAVIOLET RADIATION. THE LEAD/CHIEF OPERATOR MUST BE CLASS D OR HIGHER. 50,000 GPD UP TO 0.25 MGD-STAFFING BY CLASS D OR HIGHER OPERATOR: 3 VISITS/WEEK ON NONCONSECUTIVE DAYS FOR A TOTAL OF 0.3 HOUR/WEEK. LESS THAN 50,000 GPD-STAFFING BY A CLASS D OR HIGHER OPERATOR: 2 VISITS/WEEK ON NONCONSECUTIVE DAYS FOR A TOTAL OF 0.2 HOUR/WEEK. THERE SHALL BE NO MORE THAN 5 DAYS BETWEEN THE LAST VISIT IN ONE WEEK AND THE FIRST VISIT IN THE NEXT WEEK. | N | Y | UNCLE JOHN'S PRIDE LLC | 10250 WOODBERRY RD |  | TAMPA | FL | 33619 |  | 8136857745 |  | GENE BASS | UNCLE JOHN'S PRIDE LLC | 10250 WOODBERRY RD |  | TAMPA | FL | 33619 |  | 8136857745 |  | INVESTOR | 98 | 123840 | 1 | 2019-12-17 | 2021-05-04 | NTNC | 100
6 | HILLSBOROUGH | SWHI | EDBUSS@GMAIL.COM | 6295265 | COMMUNITY | CHLORINATION; AERATION FOR REMOVAL OF ANY SECONDARY CONTAMINANT, SULFIDE, OR ANY UNREGULATED CONTAMINANT; CORROSION CONTROL INHIBITOR ADDITION; HYPOCHLORINATION; IRON OR MANGANESE SEQUESTRATION; OR ULTRAVIOLET RADIATION. THE LEAD/CHIEF OPERATOR MUST BE CLASS D OR HIGHER. 50,000 GPD UP TO 0.25 MGD-STAFFING BY CLASS D OR HIGHER OPERATOR: 3 VISITS/WEEK ON NONCONSECUTIVE DAYS FOR A TOTAL OF 0.3 HOUR/WEEK. LESS THAN 50,000 GPD-STAFFING BY A CLASS D OR HIGHER OPERATOR: 2 VISITS/WEEK ON NONCONSECUTIVE DAYS FOR A TOTAL OF 0.2 HOUR/WEEK. THERE SHALL BE NO MORE THAN 5 DAYS BETWEEN THE LAST VISIT IN ONE WEEK AND THE FIRST VISIT IN THE NEXT WEEK. | N | Y | COUNTRY OAKS ADULT MHP | 615 NORTH WIGGINS ROAD |  | PLANT CITY | FL | 33566 |  | 3059426645 |  | ED BUSS | BUSS INVESTMENTS, INC | 3718 HILEMAN DR S |  | LAKELAND | FL | 33810 |  | 3059426645 |  | INVESTOR | 36 | 10000 | 22 | 2021-11-22 | 2021-03-31 | DC06 | 100
6 | HILLSBOROUGH | SWHI |  | 6295266 | OTHER PUBLIC WATER SYSTEM | CHLORINATION; AERATION FOR REMOVAL OF ANY SECONDARY CONTAMINANT, SULFIDE, OR ANY UNREGULATED CONTAMINANT; CORROSION CONTROL INHIBITOR ADDITION; HYPOCHLORINATION; IRON OR MANGANESE SEQUESTRATION; OR ULTRAVIOLET RADIATION. THE LEAD/CHIEF OPERATOR MUST BE CLASS D OR HIGHER. 50,000 GPD UP TO 0.25 MGD-STAFFING BY CLASS D OR HIGHER OPERATOR: 3 VISITS/WEEK ON NONCONSECUTIVE DAYS FOR A TOTAL OF 0.3 HOUR/WEEK. LESS THAN 50,000 GPD-STAFFING BY A CLASS D OR HIGHER OPERATOR: 2 VISITS/WEEK ON NONCONSECUTIVE DAYS FOR A TOTAL OF 0.2 HOUR/WEEK. THERE SHALL BE NO MORE THAN 5 DAYS BETWEEN THE LAST VISIT IN ONE WEEK AND THE FIRST VISIT IN THE NEXT WEEK. | N | Y | SUNSHINE CATHEDRAL INC | 4301 W. S.R. 60 |  | PLANT CITY | FL | 33566 |  | 8137373966 |  | KEN JONHSON | SUNSHINE CATHEDRAL | 4301 W. S.R. 60 |  | PLANT CITY | FL | 33566 |  | 8137373553 |  | INVESTOR | 20 | 1 | 1 | 2094-12-12 | 2094-10-19 | NAF | 0
6 | HILLSBOROUGH | SWHI |  | 6295267 | OTHER PUBLIC WATER SYSTEM | CHLORINATION; AERATION FOR REMOVAL OF ANY SECONDARY CONTAMINANT, SULFIDE, OR ANY UNREGULATED CONTAMINANT; CORROSION CONTROL INHIBITOR ADDITION; HYPOCHLORINATION; IRON OR MANGANESE SEQUESTRATION; OR ULTRAVIOLET RADIATION. THE LEAD/CHIEF OPERATOR MUST BE CLASS D OR HIGHER. 50,000 GPD UP TO 0.25 MGD-STAFFING BY CLASS D OR HIGHER OPERATOR: 3 VISITS/WEEK ON NONCONSECUTIVE DAYS FOR A TOTAL OF 0.3 HOUR/WEEK. LESS THAN 50,000 GPD-STAFFING BY A CLASS D OR HIGHER OPERATOR: 2 VISITS/WEEK ON NONCONSECUTIVE DAYS FOR A TOTAL OF 0.2 HOUR/WEEK. THERE SHALL BE NO MORE THAN 5 DAYS BETWEEN THE LAST VISIT IN ONE WEEK AND THE FIRST VISIT IN THE NEXT WEEK. | N | Y | S & R FOODS/LAY'S MEATS | RT 3,BOX 502 JENSEN RD. |  | TAMPA | FL | 33619 |  |  |  | MENDEL REBA | MENDEL REBA | JENSEN RD.E/O OLD HWY 41 |  | TAMPA | FL | 33619 |  | 8136774477 |  | INVESTOR | 26 | 1 | 1 | 2086-06-27 | 2086-06-27 | NAF | 0
6 | HILLSBOROUGH | SWHI |  | 6295270 | OTHER PUBLIC WATER SYSTEM | CHLORINATION; AERATION FOR REMOVAL OF ANY SECONDARY CONTAMINANT, SULFIDE, OR ANY UNREGULATED CONTAMINANT; CORROSION CONTROL INHIBITOR ADDITION; HYPOCHLORINATION; IRON OR MANGANESE SEQUESTRATION; OR ULTRAVIOLET RADIATION. THE LEAD/CHIEF OPERATOR MUST BE CLASS D OR HIGHER. 50,000 GPD UP TO 0.25 MGD-STAFFING BY CLASS D OR HIGHER OPERATOR: 3 VISITS/WEEK ON NONCONSECUTIVE DAYS FOR A TOTAL OF 0.3 HOUR/WEEK. LESS THAN 50,000 GPD-STAFFING BY A CLASS D OR HIGHER OPERATOR: 2 VISITS/WEEK ON NONCONSECUTIVE DAYS FOR A TOTAL OF 0.2 HOUR/WEEK. THERE SHALL BE NO MORE THAN 5 DAYS BETWEEN THE LAST VISIT IN ONE WEEK AND THE FIRST VISIT IN THE NEXT WEEK. | N | Y | VANDENBERG AIRPORT | 9334 VANDENBERG AIRPORT RD |  | TAMPA | FL | 33610 |  | 8136261515 |  | MARYLIN | HILLS. CO. AVIATION AUTHORITY | 9334 VANDENBERG AIRPORT RD |  | TAMPA | FL | 33610 |  | 8136261515 |  | INVESTOR | 5 | 1000 | 2 | 2001-05-10 | 2099-04-28 | NAF | 0
6 | HILLSBOROUGH | SWHI | tbcc777@yahoo.com | 6295271 | OTHER PUBLIC WATER SYSTEM | CHLORINATION; AERATION FOR REMOVAL OF ANY SECONDARY CONTAMINANT, SULFIDE, OR ANY UNREGULATED CONTAMINANT; CORROSION CONTROL INHIBITOR ADDITION; HYPOCHLORINATION; IRON OR MANGANESE SEQUESTRATION; OR ULTRAVIOLET RADIATION. THE LEAD/CHIEF OPERATOR MUST BE CLASS D OR HIGHER. 50,000 GPD UP TO 0.25 MGD-STAFFING BY CLASS D OR HIGHER OPERATOR: 3 VISITS/WEEK ON NONCONSECUTIVE DAYS FOR A TOTAL OF 0.3 HOUR/WEEK. LESS THAN 50,000 GPD-STAFFING BY A CLASS D OR HIGHER OPERATOR: 2 VISITS/WEEK ON NONCONSECUTIVE DAYS FOR A TOTAL OF 0.2 HOUR/WEEK. THERE SHALL BE NO MORE THAN 5 DAYS BETWEEN THE LAST VISIT IN ONE WEEK AND THE FIRST VISIT IN THE NEXT WEEK. | N | Y | TAMPA BAY COMMUNITY CHURCH | 3318 MORAN ROAD |  | TAMPA | FL | 33618 |  | 8139632366 |  | KEN KLASSEN | TAMPA BAY COMMUNITY CHURCH | 3318 MORAN ROAD |  | TAMPA | FL | 33618 |  | 8139632366 |  | INVESTOR | 20 | 1999 | 2 | 2012-04-16 | 2015-02-16 | NAF | 0
6 | HILLSBOROUGH | SWHI |  | 6295272 | OTHER PUBLIC WATER SYSTEM | CHLORINATION; AERATION FOR REMOVAL OF ANY SECONDARY CONTAMINANT, SULFIDE, OR ANY UNREGULATED CONTAMINANT; CORROSION CONTROL INHIBITOR ADDITION; HYPOCHLORINATION; IRON OR MANGANESE SEQUESTRATION; OR ULTRAVIOLET RADIATION. THE LEAD/CHIEF OPERATOR MUST BE CLASS D OR HIGHER. 50,000 GPD UP TO 0.25 MGD-STAFFING BY CLASS D OR HIGHER OPERATOR: 3 VISITS/WEEK ON NONCONSECUTIVE DAYS FOR A TOTAL OF 0.3 HOUR/WEEK. LESS THAN 50,000 GPD-STAFFING BY A CLASS D OR HIGHER OPERATOR: 2 VISITS/WEEK ON NONCONSECUTIVE DAYS FOR A TOTAL OF 0.2 HOUR/WEEK. THERE SHALL BE NO MORE THAN 5 DAYS BETWEEN THE LAST VISIT IN ONE WEEK AND THE FIRST VISIT IN THE NEXT WEEK. | N | Y | PLM RENTALS | 6113 CAUSEWAY BLVD. |  | TAMPA | FL | 33619 |  | 8136280030 |  | RICHARD GUAGLIARDON | RICHARD GUAGLIARDO | P.O. BOX 1328 |  | BRANDON | FL | 33509 | 1328 | 8136280030 |  | INVESTOR | 20 | 1 | 1 | 2086-08-08 | 2093-03-25 | NAF | 0
6 | HILLSBOROUGH | SWHI |  | 6295273 | OTHER PUBLIC WATER SYSTEM | CHLORINATION; AERATION FOR REMOVAL OF ANY SECONDARY CONTAMINANT, SULFIDE, OR ANY UNREGULATED CONTAMINANT; CORROSION CONTROL INHIBITOR ADDITION; HYPOCHLORINATION; IRON OR MANGANESE SEQUESTRATION; OR ULTRAVIOLET RADIATION. THE LEAD/CHIEF OPERATOR MUST BE CLASS D OR HIGHER. 50,000 GPD UP TO 0.25 MGD-STAFFING BY CLASS D OR HIGHER OPERATOR: 3 VISITS/WEEK ON NONCONSECUTIVE DAYS FOR A TOTAL OF 0.3 HOUR/WEEK. LESS THAN 50,000 GPD-STAFFING BY A CLASS D OR HIGHER OPERATOR: 2 VISITS/WEEK ON NONCONSECUTIVE DAYS FOR A TOTAL OF 0.2 HOUR/WEEK. THERE SHALL BE NO MORE THAN 5 DAYS BETWEEN THE LAST VISIT IN ONE WEEK AND THE FIRST VISIT IN THE NEXT WEEK. | N | Y | LIVINGSTONE BEVERAGE DRIV-THRU | P.O.BOX 1639 |  | SEFFNER | FL | 33584 |  | 8136453012 |  | CHARLIE LIVINGSTONE INSURANCE | CHARLIE LIVINGSTONE | 12002 HWY 574 |  | SEFFNER | FL | 33584 |  | 8136899128 |  | INVESTOR | 20 | 1 | 1 | 2090-03-08 | 2086-09-02 | NAF | 0
6 | HILLSBOROUGH | SWHI |  | 6295274 | OTHER PUBLIC WATER SYSTEM | CHLORINATION; AERATION FOR REMOVAL OF ANY SECONDARY CONTAMINANT, SULFIDE, OR ANY UNREGULATED CONTAMINANT; CORROSION CONTROL INHIBITOR ADDITION; HYPOCHLORINATION; IRON OR MANGANESE SEQUESTRATION; OR ULTRAVIOLET RADIATION. THE LEAD/CHIEF OPERATOR MUST BE CLASS D OR HIGHER. 50,000 GPD UP TO 0.25 MGD-STAFFING BY CLASS D OR HIGHER OPERATOR: 3 VISITS/WEEK ON NONCONSECUTIVE DAYS FOR A TOTAL OF 0.3 HOUR/WEEK. LESS THAN 50,000 GPD-STAFFING BY A CLASS D OR HIGHER OPERATOR: 2 VISITS/WEEK ON NONCONSECUTIVE DAYS FOR A TOTAL OF 0.2 HOUR/WEEK. THERE SHALL BE NO MORE THAN 5 DAYS BETWEEN THE LAST VISIT IN ONE WEEK AND THE FIRST VISIT IN THE NEXT WEEK. | N | Y | CITRUS PK STATION | 5221 ERLICH ROAD |  | TAMPA | FL | 33624 |  | 8139687770 |  | BOB CLOUDMAN | BOB CLOUDMAN | 5221 ERLICH ROAD |  | TAMPA | FL | 33624 |  | 8139687770 |  | INVESTOR | 20 | 1 | 1 | 2090-07-10 | 2090-04-25 | NAF | 0
6 | HILLSBOROUGH | SWHI | INQUIRY@MYCITRUSHILLSRVPARK.COM | 6295275 | COMMUNITY | CHLORINATION; AERATION FOR REMOVAL OF ANY SECONDARY CONTAMINANT, SULFIDE, OR ANY UNREGULATED CONTAMINANT; CORROSION CONTROL INHIBITOR ADDITION; HYPOCHLORINATION; IRON OR MANGANESE SEQUESTRATION; OR ULTRAVIOLET RADIATION. THE LEAD/CHIEF OPERATOR MUST BE CLASS D OR HIGHER. 50,000 GPD UP TO 0.25 MGD-STAFFING BY CLASS D OR HIGHER OPERATOR: 3 VISITS/WEEK ON NONCONSECUTIVE DAYS FOR A TOTAL OF 0.3 HOUR/WEEK. LESS THAN 50,000 GPD-STAFFING BY A CLASS D OR HIGHER OPERATOR: 2 VISITS/WEEK ON NONCONSECUTIVE DAYS FOR A TOTAL OF 0.2 HOUR/WEEK. THERE SHALL BE NO MORE THAN 5 DAYS BETWEEN THE LAST VISIT IN ONE WEEK AND THE FIRST VISIT IN THE NEXT WEEK. | N | Y | CITRUS HILLS RVP | 5401 BOCA GRANDE CIRCLE |  | DOVER | FL | 33527 |  | 8137374770 |  | DAVID SPRINGER | CITRUS HILLS RV PARK ASSOCIATES, LLC | PO BOX 2750 |  | BRANDON | FL | 33509 |  | 8137374770 |  | INVESTOR | 368 | 66240 | 245 | 2021-12-02 | 2021-08-25 | DC051 | 100
6 | HILLSBOROUGH | SWHI |  | 6295276 | OTHER PUBLIC WATER SYSTEM | CHLORINATION; AERATION FOR REMOVAL OF ANY SECONDARY CONTAMINANT, SULFIDE, OR ANY UNREGULATED CONTAMINANT; CORROSION CONTROL INHIBITOR ADDITION; HYPOCHLORINATION; IRON OR MANGANESE SEQUESTRATION; OR ULTRAVIOLET RADIATION. THE LEAD/CHIEF OPERATOR MUST BE CLASS D OR HIGHER. 50,000 GPD UP TO 0.25 MGD-STAFFING BY CLASS D OR HIGHER OPERATOR: 3 VISITS/WEEK ON NONCONSECUTIVE DAYS FOR A TOTAL OF 0.3 HOUR/WEEK. LESS THAN 50,000 GPD-STAFFING BY A CLASS D OR HIGHER OPERATOR: 2 VISITS/WEEK ON NONCONSECUTIVE DAYS FOR A TOTAL OF 0.2 HOUR/WEEK. THERE SHALL BE NO MORE THAN 5 DAYS BETWEEN THE LAST VISIT IN ONE WEEK AND THE FIRST VISIT IN THE NEXT WEEK. | N | Y | HILLS CTY FIRE/MIDWAY | 2426 CHARLIE TAYLOR RD. |  | PLANT CITY | FL | 33566 |  | 8137543566 |  | JIM FAVADA | HILLSBOROUGH CTY FIRE DEPT | 3210 S. 78TH ST. |  | TAMPA | FL | 33619 |  | 8136216019 |  | COUNTY | 10 | 500 | 1 | 2086-09-09 | 2092-05-19 | NAF | 0
6 | HILLSBOROUGH | SWHI |  | 6295277 | OTHER PUBLIC WATER SYSTEM | CHLORINATION; AERATION FOR REMOVAL OF ANY SECONDARY CONTAMINANT, SULFIDE, OR ANY UNREGULATED CONTAMINANT; CORROSION CONTROL INHIBITOR ADDITION; HYPOCHLORINATION; IRON OR MANGANESE SEQUESTRATION; OR ULTRAVIOLET RADIATION. THE LEAD/CHIEF OPERATOR MUST BE CLASS D OR HIGHER. 50,000 GPD UP TO 0.25 MGD-STAFFING BY CLASS D OR HIGHER OPERATOR: 3 VISITS/WEEK ON NONCONSECUTIVE DAYS FOR A TOTAL OF 0.3 HOUR/WEEK. LESS THAN 50,000 GPD-STAFFING BY A CLASS D OR HIGHER OPERATOR: 2 VISITS/WEEK ON NONCONSECUTIVE DAYS FOR A TOTAL OF 0.2 HOUR/WEEK. THERE SHALL BE NO MORE THAN 5 DAYS BETWEEN THE LAST VISIT IN ONE WEEK AND THE FIRST VISIT IN THE NEXT WEEK. | N | Y | BROOKS TP | 5508 ORIENT ROAD |  | TAMPA | FL | 33610 |  |  |  | KATHLEEN HINSON | KATHLEEN HINSON | 5508 ORIENT ROAD |  | TAMPA | FL | 33610 |  |  |  | INVESTOR | 15 | 1 | 6 | 2086-10-01 | 2086-10-01 | NAF | 0
6 | HILLSBOROUGH | SWHI |  | 6295278 | OTHER PUBLIC WATER SYSTEM | CHLORINATION; AERATION FOR REMOVAL OF ANY SECONDARY CONTAMINANT, SULFIDE, OR ANY UNREGULATED CONTAMINANT; CORROSION CONTROL INHIBITOR ADDITION; HYPOCHLORINATION; IRON OR MANGANESE SEQUESTRATION; OR ULTRAVIOLET RADIATION. THE LEAD/CHIEF OPERATOR MUST BE CLASS D OR HIGHER. 50,000 GPD UP TO 0.25 MGD-STAFFING BY CLASS D OR HIGHER OPERATOR: 3 VISITS/WEEK ON NONCONSECUTIVE DAYS FOR A TOTAL OF 0.3 HOUR/WEEK. LESS THAN 50,000 GPD-STAFFING BY A CLASS D OR HIGHER OPERATOR: 2 VISITS/WEEK ON NONCONSECUTIVE DAYS FOR A TOTAL OF 0.2 HOUR/WEEK. THERE SHALL BE NO MORE THAN 5 DAYS BETWEEN THE LAST VISIT IN ONE WEEK AND THE FIRST VISIT IN THE NEXT WEEK. | N | Y | RETAIL OFFICE SPACE | 17504 U.S. 41 NORTH |  | LUTZ | FL | 33549 |  |  |  | CARPENTER | CARPENTER | 17504 N US 41 |  | LUTZ | FL | 33549 |  |  |  | INVESTOR | 20 | 1 | 1 | 2086-10-01 | 2086-10-01 | NAF | 0
6 | HILLSBOROUGH | SWHI |  | 6295279 | NONCOMMUNITY | CHLORINATION; AERATION FOR REMOVAL OF ANY SECONDARY CONTAMINANT, SULFIDE, OR ANY UNREGULATED CONTAMINANT; CORROSION CONTROL INHIBITOR ADDITION; HYPOCHLORINATION; IRON OR MANGANESE SEQUESTRATION; OR ULTRAVIOLET RADIATION. THE LEAD/CHIEF OPERATOR MUST BE CLASS D OR HIGHER. 50,000 GPD UP TO 0.25 MGD-STAFFING BY CLASS D OR HIGHER OPERATOR: 3 VISITS/WEEK ON NONCONSECUTIVE DAYS FOR A TOTAL OF 0.3 HOUR/WEEK. LESS THAN 50,000 GPD-STAFFING BY A CLASS D OR HIGHER OPERATOR: 2 VISITS/WEEK ON NONCONSECUTIVE DAYS FOR A TOTAL OF 0.2 HOUR/WEEK. THERE SHALL BE NO MORE THAN 5 DAYS BETWEEN THE LAST VISIT IN ONE WEEK AND THE FIRST VISIT IN THE NEXT WEEK. | N | Y | CHURCH OF CHRIST/N. LIVINGSTON | 18308 N. LIVINGSTON AVE |  | LUTZ | FL | 33549 |  | 8139493789 |  | MIKE CUNNINGHAM | CHURCH OF CHRIST/N. LIVINGSTON | 18308 N. LIVINGSTON AVE |  | LUTZ | FL | 33549 |  | 8139493789 |  | INVESTOR | 425 | 1000 | 3 | 2021-04-16 | 2020-02-05 | NC01 | 50
6 | HILLSBOROUGH | SWHI |  | 6295280 | NONTRANSIENT NONCOMMUNITY | CHLORINATION; AERATION FOR REMOVAL OF ANY SECONDARY CONTAMINANT, SULFIDE, OR ANY UNREGULATED CONTAMINANT; CORROSION CONTROL INHIBITOR ADDITION; HYPOCHLORINATION; IRON OR MANGANESE SEQUESTRATION; OR ULTRAVIOLET RADIATION. THE LEAD/CHIEF OPERATOR MUST BE CLASS D OR HIGHER. 50,000 GPD UP TO 0.25 MGD-STAFFING BY CLASS D OR HIGHER OPERATOR: 3 VISITS/WEEK ON NONCONSECUTIVE DAYS FOR A TOTAL OF 0.3 HOUR/WEEK. LESS THAN 50,000 GPD-STAFFING BY A CLASS D OR HIGHER OPERATOR: 2 VISITS/WEEK ON NONCONSECUTIVE DAYS FOR A TOTAL OF 0.2 HOUR/WEEK. THERE SHALL BE NO MORE THAN 5 DAYS BETWEEN THE LAST VISIT IN ONE WEEK AND THE FIRST VISIT IN THE NEXT WEEK. | N | Y | KID CITY USA | 105 THRASHER ROAD |  | PLANT CITY | FL | 33566 |  | 3862163732 |  | CHARIAN CRUZ | AUDREY BRUNER | 105 THRASHER ROAD |  | PLANT CITY | FL | 33564 |  | 3862163732 |  | INVESTOR | 55 | 5000 | 2 | 2021-12-08 | 2019-01-10 | NTNC | 100
6 | HILLSBOROUGH | SWHI |  | 6295281 | OTHER PUBLIC WATER SYSTEM | CHLORINATION; AERATION FOR REMOVAL OF ANY SECONDARY CONTAMINANT, SULFIDE, OR ANY UNREGULATED CONTAMINANT; CORROSION CONTROL INHIBITOR ADDITION; HYPOCHLORINATION; IRON OR MANGANESE SEQUESTRATION; OR ULTRAVIOLET RADIATION. THE LEAD/CHIEF OPERATOR MUST BE CLASS D OR HIGHER. 50,000 GPD UP TO 0.25 MGD-STAFFING BY CLASS D OR HIGHER OPERATOR: 3 VISITS/WEEK ON NONCONSECUTIVE DAYS FOR A TOTAL OF 0.3 HOUR/WEEK. LESS THAN 50,000 GPD-STAFFING BY A CLASS D OR HIGHER OPERATOR: 2 VISITS/WEEK ON NONCONSECUTIVE DAYS FOR A TOTAL OF 0.2 HOUR/WEEK. THERE SHALL BE NO MORE THAN 5 DAYS BETWEEN THE LAST VISIT IN ONE WEEK AND THE FIRST VISIT IN THE NEXT WEEK. | N | Y | FIVE STAR HOMES | 2808 HWY. 60 |  | VALRICO | FL | 33594 |  |  |  | ANDY DUNLAP,PRES. | MRS. WALTER S. RICHARDS | 2810 HWY. 60 |  | VALRICO | FL | 33594 |  |  |  | INVESTOR | 20 | 1 | 1 | 2086-10-30 | 2086-10-30 | NAF | 0
6 | HILLSBOROUGH | SWHI |  | 6295284 | OTHER PUBLIC WATER SYSTEM | CHLORINATION; AERATION FOR REMOVAL OF ANY SECONDARY CONTAMINANT, SULFIDE, OR ANY UNREGULATED CONTAMINANT; CORROSION CONTROL INHIBITOR ADDITION; HYPOCHLORINATION; IRON OR MANGANESE SEQUESTRATION; OR ULTRAVIOLET RADIATION. THE LEAD/CHIEF OPERATOR MUST BE CLASS D OR HIGHER. 50,000 GPD UP TO 0.25 MGD-STAFFING BY CLASS D OR HIGHER OPERATOR: 3 VISITS/WEEK ON NONCONSECUTIVE DAYS FOR A TOTAL OF 0.3 HOUR/WEEK. LESS THAN 50,000 GPD-STAFFING BY A CLASS D OR HIGHER OPERATOR: 2 VISITS/WEEK ON NONCONSECUTIVE DAYS FOR A TOTAL OF 0.2 HOUR/WEEK. THERE SHALL BE NO MORE THAN 5 DAYS BETWEEN THE LAST VISIT IN ONE WEEK AND THE FIRST VISIT IN THE NEXT WEEK. | N | Y | FRANKLIN PACKAGING | 5136 LE TOURNEAU DR. |  | TAMPA | FL | 33610 |  |  |  | JACK FRANKLIN | JACK FRANKLIN | 2530 FAIRFIELD AVE. |  | TAMPA | FL | 33619 |  |  |  | INVESTOR | 20 | 1 | 1 | 2086-11-06 | 2086-11-06 | NAF | 0
6 | HILLSBOROUGH | SWHI |  | 6295285 | OTHER PUBLIC WATER SYSTEM | CHLORINATION; AERATION FOR REMOVAL OF ANY SECONDARY CONTAMINANT, SULFIDE, OR ANY UNREGULATED CONTAMINANT; CORROSION CONTROL INHIBITOR ADDITION; HYPOCHLORINATION; IRON OR MANGANESE SEQUESTRATION; OR ULTRAVIOLET RADIATION. THE LEAD/CHIEF OPERATOR MUST BE CLASS D OR HIGHER. 50,000 GPD UP TO 0.25 MGD-STAFFING BY CLASS D OR HIGHER OPERATOR: 3 VISITS/WEEK ON NONCONSECUTIVE DAYS FOR A TOTAL OF 0.3 HOUR/WEEK. LESS THAN 50,000 GPD-STAFFING BY A CLASS D OR HIGHER OPERATOR: 2 VISITS/WEEK ON NONCONSECUTIVE DAYS FOR A TOTAL OF 0.2 HOUR/WEEK. THERE SHALL BE NO MORE THAN 5 DAYS BETWEEN THE LAST VISIT IN ONE WEEK AND THE FIRST VISIT IN THE NEXT WEEK. | N | Y | CALVARY COMM CHURCH OF GOD | 5209 SMITH RYALS ROAD |  | PLANT CITY | FL | 33566 |  |  |  | EPHRAM REAVES | CALVARY COMM CHURCH OF GOD | 5209 SMITH RYALS ROAD |  | PLANT CITY | FL | 33566 |  | 8137528568 |  | INVESTOR | 20 | 1 | 1 | 2086-11-13 | 2086-11-13 | NAF | 0
6 | HILLSBOROUGH | SWHI |  | 6295286 | OTHER PUBLIC WATER SYSTEM | CHLORINATION; AERATION FOR REMOVAL OF ANY SECONDARY CONTAMINANT, SULFIDE, OR ANY UNREGULATED CONTAMINANT; CORROSION CONTROL INHIBITOR ADDITION; HYPOCHLORINATION; IRON OR MANGANESE SEQUESTRATION; OR ULTRAVIOLET RADIATION. THE LEAD/CHIEF OPERATOR MUST BE CLASS D OR HIGHER. 50,000 GPD UP TO 0.25 MGD-STAFFING BY CLASS D OR HIGHER OPERATOR: 3 VISITS/WEEK ON NONCONSECUTIVE DAYS FOR A TOTAL OF 0.3 HOUR/WEEK. LESS THAN 50,000 GPD-STAFFING BY A CLASS D OR HIGHER OPERATOR: 2 VISITS/WEEK ON NONCONSECUTIVE DAYS FOR A TOTAL OF 0.2 HOUR/WEEK. THERE SHALL BE NO MORE THAN 5 DAYS BETWEEN THE LAST VISIT IN ONE WEEK AND THE FIRST VISIT IN THE NEXT WEEK. | N | Y | KNIGHTS FEED AND FARM | 3669 HWY.39N |  | PLANT CITY | FL | 33565 |  | 8137570066 |  |  | RODGER MYERS | 3669 HWY.39N |  | PLANT CITY | FL | 33565 |  | 8137570066 |  | INVESTOR | 20 | 1 | 1 | 2094-08-01 | 2094-08-01 | NAF | 0
6 | HILLSBOROUGH | SWHI |  | 6295289 | OTHER PUBLIC WATER SYSTEM | CHLORINATION; AERATION FOR REMOVAL OF ANY SECONDARY CONTAMINANT, SULFIDE, OR ANY UNREGULATED CONTAMINANT; CORROSION CONTROL INHIBITOR ADDITION; HYPOCHLORINATION; IRON OR MANGANESE SEQUESTRATION; OR ULTRAVIOLET RADIATION. THE LEAD/CHIEF OPERATOR MUST BE CLASS D OR HIGHER. 50,000 GPD UP TO 0.25 MGD-STAFFING BY CLASS D OR HIGHER OPERATOR: 3 VISITS/WEEK ON NONCONSECUTIVE DAYS FOR A TOTAL OF 0.3 HOUR/WEEK. LESS THAN 50,000 GPD-STAFFING BY A CLASS D OR HIGHER OPERATOR: 2 VISITS/WEEK ON NONCONSECUTIVE DAYS FOR A TOTAL OF 0.2 HOUR/WEEK. THERE SHALL BE NO MORE THAN 5 DAYS BETWEEN THE LAST VISIT IN ONE WEEK AND THE FIRST VISIT IN THE NEXT WEEK. | N | Y | MCDONALD APPLIANCES | 12830 S.R.574 |  | DOVER | FL | 33527 |  |  |  |  | MCDONALD APPLIANCES | 12830 S.R. 574 |  | DOVER | FL | 33527 |  |  |  | INVESTOR | 20 | 1 | 1 | 2092-03-09 | 2092-03-09 | NAF | 0
6 | HILLSBOROUGH | SWHI |  | 6295290 | NONCOMMUNITY | CHLORINATION; AERATION FOR REMOVAL OF ANY SECONDARY CONTAMINANT, SULFIDE, OR ANY UNREGULATED CONTAMINANT; CORROSION CONTROL INHIBITOR ADDITION; HYPOCHLORINATION; IRON OR MANGANESE SEQUESTRATION; OR ULTRAVIOLET RADIATION. THE LEAD/CHIEF OPERATOR MUST BE CLASS D OR HIGHER. 50,000 GPD UP TO 0.25 MGD-STAFFING BY CLASS D OR HIGHER OPERATOR: 3 VISITS/WEEK ON NONCONSECUTIVE DAYS FOR A TOTAL OF 0.3 HOUR/WEEK. LESS THAN 50,000 GPD-STAFFING BY A CLASS D OR HIGHER OPERATOR: 2 VISITS/WEEK ON NONCONSECUTIVE DAYS FOR A TOTAL OF 0.2 HOUR/WEEK. THERE SHALL BE NO MORE THAN 5 DAYS BETWEEN THE LAST VISIT IN ONE WEEK AND THE FIRST VISIT IN THE NEXT WEEK. | N | Y | ALAFIA BAPTIST CHURCH | 222 ALAFIA CHURCH ROAD |  | LITHIA | FL | 33547 |  | 8136348845 |  | CAROL GIVENS | ALAFIA BAPTIST CHURCH | 222 ALAFIA CHURCH ROAD |  | LITHIA | FL | 33547 |  | 8136348845 |  | INVESTOR | 85 | 1500 | 2 | 2021-06-23 | 2020-03-11 | NC01 | 50
6 | HILLSBOROUGH | SWHI | office@hiepiscopal.org | 6295291 | NONCOMMUNITY | CHLORINATION; AERATION FOR REMOVAL OF ANY SECONDARY CONTAMINANT, SULFIDE, OR ANY UNREGULATED CONTAMINANT; CORROSION CONTROL INHIBITOR ADDITION; HYPOCHLORINATION; IRON OR MANGANESE SEQUESTRATION; OR ULTRAVIOLET RADIATION. THE LEAD/CHIEF OPERATOR MUST BE CLASS D OR HIGHER. 50,000 GPD UP TO 0.25 MGD-STAFFING BY CLASS D OR HIGHER OPERATOR: 3 VISITS/WEEK ON NONCONSECUTIVE DAYS FOR A TOTAL OF 0.3 HOUR/WEEK. LESS THAN 50,000 GPD-STAFFING BY A CLASS D OR HIGHER OPERATOR: 2 VISITS/WEEK ON NONCONSECUTIVE DAYS FOR A TOTAL OF 0.2 HOUR/WEEK. THERE SHALL BE NO MORE THAN 5 DAYS BETWEEN THE LAST VISIT IN ONE WEEK AND THE FIRST VISIT IN THE NEXT WEEK. | N | Y | HOLY INNOCENTS EPISCOPAL CHURCH | 604 N. VALRICO RD. |  | VALRICO | FL | 33594 |  | 8136893130 |  | SUSAN SCOTT | HOLY INNOCENTS EPISCOPAL CHURCH | 604 NORTH VALRICO RD |  | VALRICO | FL | 33594 |  | 8136893130 |  | INVESTOR | 234 | 12344 | 3 | 2021-05-06 | 2019-08-06 | NC01 | 50
6 | HILLSBOROUGH | SWHI |  | 6295292 | OTHER PUBLIC WATER SYSTEM | CHLORINATION; AERATION FOR REMOVAL OF ANY SECONDARY CONTAMINANT, SULFIDE, OR ANY UNREGULATED CONTAMINANT; CORROSION CONTROL INHIBITOR ADDITION; HYPOCHLORINATION; IRON OR MANGANESE SEQUESTRATION; OR ULTRAVIOLET RADIATION. THE LEAD/CHIEF OPERATOR MUST BE CLASS D OR HIGHER. 50,000 GPD UP TO 0.25 MGD-STAFFING BY CLASS D OR HIGHER OPERATOR: 3 VISITS/WEEK ON NONCONSECUTIVE DAYS FOR A TOTAL OF 0.3 HOUR/WEEK. LESS THAN 50,000 GPD-STAFFING BY A CLASS D OR HIGHER OPERATOR: 2 VISITS/WEEK ON NONCONSECUTIVE DAYS FOR A TOTAL OF 0.2 HOUR/WEEK. THERE SHALL BE NO MORE THAN 5 DAYS BETWEEN THE LAST VISIT IN ONE WEEK AND THE FIRST VISIT IN THE NEXT WEEK. | N | Y | FASCO INC | 3702 E 7TH AVE |  | TAMPA | FL | 33605 |  |  |  | DONALD CROSSLEY | FASCO INC | 5302 ST. PAUL STREET |  | TAMPA | FL | 33605 |  | 8132475649 |  | INVESTOR | 20 | 1 | 1 | 2086-09-12 | 2086-09-12 | NAF | 0
6 | HILLSBOROUGH | SWHI |  | 6295295 | OTHER PUBLIC WATER SYSTEM | CHLORINATION; AERATION FOR REMOVAL OF ANY SECONDARY CONTAMINANT, SULFIDE, OR ANY UNREGULATED CONTAMINANT; CORROSION CONTROL INHIBITOR ADDITION; HYPOCHLORINATION; IRON OR MANGANESE SEQUESTRATION; OR ULTRAVIOLET RADIATION. THE LEAD/CHIEF OPERATOR MUST BE CLASS D OR HIGHER. 50,000 GPD UP TO 0.25 MGD-STAFFING BY CLASS D OR HIGHER OPERATOR: 3 VISITS/WEEK ON NONCONSECUTIVE DAYS FOR A TOTAL OF 0.3 HOUR/WEEK. LESS THAN 50,000 GPD-STAFFING BY A CLASS D OR HIGHER OPERATOR: 2 VISITS/WEEK ON NONCONSECUTIVE DAYS FOR A TOTAL OF 0.2 HOUR/WEEK. THERE SHALL BE NO MORE THAN 5 DAYS BETWEEN THE LAST VISIT IN ONE WEEK AND THE FIRST VISIT IN THE NEXT WEEK. | N | Y | THERESA RD OFFICE WAREHOUSE | 112 EAST STREET |  | TAMPA | FL | 33602 |  |  |  | BREWSTER E. BANKS | BREWSTER E. BANKS | 5425 THERESA ROAD |  | TAMPA | FL | 33625 |  | 8132292451 |  | INVESTOR | 20 | 1 | 1 | 2087-02-24 | 2087-02-24 | NAF | 0
6 | HILLSBOROUGH | SWHI |  | 6295296 | OTHER PUBLIC WATER SYSTEM | CHLORINATION; AERATION FOR REMOVAL OF ANY SECONDARY CONTAMINANT, SULFIDE, OR ANY UNREGULATED CONTAMINANT; CORROSION CONTROL INHIBITOR ADDITION; HYPOCHLORINATION; IRON OR MANGANESE SEQUESTRATION; OR ULTRAVIOLET RADIATION. THE LEAD/CHIEF OPERATOR MUST BE CLASS D OR HIGHER. 50,000 GPD UP TO 0.25 MGD-STAFFING BY CLASS D OR HIGHER OPERATOR: 3 VISITS/WEEK ON NONCONSECUTIVE DAYS FOR A TOTAL OF 0.3 HOUR/WEEK. LESS THAN 50,000 GPD-STAFFING BY A CLASS D OR HIGHER OPERATOR: 2 VISITS/WEEK ON NONCONSECUTIVE DAYS FOR A TOTAL OF 0.2 HOUR/WEEK. THERE SHALL BE NO MORE THAN 5 DAYS BETWEEN THE LAST VISIT IN ONE WEEK AND THE FIRST VISIT IN THE NEXT WEEK. | N | Y | INNWOOD FARMS | INNFIELDS DRIVE |  | ODESSA | FL | 33566 |  |  |  | LLOYD PALMER | LLOYD PALMER | INNFIELD DRIVE |  | ODESSA | FL | 33566 |  |  |  | INVESTOR | 20 | 1 | 1 | 2086-12-01 | 2086-12-01 | NAF | 0
6 | HILLSBOROUGH | SWHI |  | 6295298 | OTHER PUBLIC WATER SYSTEM | CHLORINATION; AERATION FOR REMOVAL OF ANY SECONDARY CONTAMINANT, SULFIDE, OR ANY UNREGULATED CONTAMINANT; CORROSION CONTROL INHIBITOR ADDITION; HYPOCHLORINATION; IRON OR MANGANESE SEQUESTRATION; OR ULTRAVIOLET RADIATION. THE LEAD/CHIEF OPERATOR MUST BE CLASS D OR HIGHER. 50,000 GPD UP TO 0.25 MGD-STAFFING BY CLASS D OR HIGHER OPERATOR: 3 VISITS/WEEK ON NONCONSECUTIVE DAYS FOR A TOTAL OF 0.3 HOUR/WEEK. LESS THAN 50,000 GPD-STAFFING BY A CLASS D OR HIGHER OPERATOR: 2 VISITS/WEEK ON NONCONSECUTIVE DAYS FOR A TOTAL OF 0.2 HOUR/WEEK. THERE SHALL BE NO MORE THAN 5 DAYS BETWEEN THE LAST VISIT IN ONE WEEK AND THE FIRST VISIT IN THE NEXT WEEK. | N | Y | CARR BROTHERS INSTL FOOD&PAPER | 205 E. TERRACE DRIVE |  | PLANT CITY | FL | 33566 |  | 8137546400 |  | JIM CARR/BILL GRAGG | JIM CARR C/O: CARR BROTHERS | 205 E. TERRACE DRIVE |  | PLANT CITY | FL | 33566 |  | 8137546400 |  | INVESTOR | 20 | 1 | 1 | 2092-04-15 | 2092-05-26 | NAF | 0
6 | HILLSBOROUGH | SWHI |  | 6295299 | OTHER PUBLIC WATER SYSTEM | CHLORINATION; AERATION FOR REMOVAL OF ANY SECONDARY CONTAMINANT, SULFIDE, OR ANY UNREGULATED CONTAMINANT; CORROSION CONTROL INHIBITOR ADDITION; HYPOCHLORINATION; IRON OR MANGANESE SEQUESTRATION; OR ULTRAVIOLET RADIATION. THE LEAD/CHIEF OPERATOR MUST BE CLASS D OR HIGHER. 50,000 GPD UP TO 0.25 MGD-STAFFING BY CLASS D OR HIGHER OPERATOR: 3 VISITS/WEEK ON NONCONSECUTIVE DAYS FOR A TOTAL OF 0.3 HOUR/WEEK. LESS THAN 50,000 GPD-STAFFING BY A CLASS D OR HIGHER OPERATOR: 2 VISITS/WEEK ON NONCONSECUTIVE DAYS FOR A TOTAL OF 0.2 HOUR/WEEK. THERE SHALL BE NO MORE THAN 5 DAYS BETWEEN THE LAST VISIT IN ONE WEEK AND THE FIRST VISIT IN THE NEXT WEEK. | N | Y | HCPUD/VAN DYKE WASTEWATER TRMT | P.O. BOX 1110 |  | TAMPA | FL | 33601 |  |  |  | HILLSBOROUGH COUNTY | HILLSBOROUGH CTY PUBLIC UTIL | VAN DYKE ROAD |  | ODESSA | FL | 33566 |  | 8132716670 |  | INVESTOR | 2 | 1 | 1 | 2086-03-05 | 2086-03-05 | NAF | 0
6 | HILLSBOROUGH | SWHI |  | 6295300 | OTHER PUBLIC WATER SYSTEM | CHLORINATION; AERATION FOR REMOVAL OF ANY SECONDARY CONTAMINANT, SULFIDE, OR ANY UNREGULATED CONTAMINANT; CORROSION CONTROL INHIBITOR ADDITION; HYPOCHLORINATION; IRON OR MANGANESE SEQUESTRATION; OR ULTRAVIOLET RADIATION. THE LEAD/CHIEF OPERATOR MUST BE CLASS D OR HIGHER. 50,000 GPD UP TO 0.25 MGD-STAFFING BY CLASS D OR HIGHER OPERATOR: 3 VISITS/WEEK ON NONCONSECUTIVE DAYS FOR A TOTAL OF 0.3 HOUR/WEEK. LESS THAN 50,000 GPD-STAFFING BY A CLASS D OR HIGHER OPERATOR: 2 VISITS/WEEK ON NONCONSECUTIVE DAYS FOR A TOTAL OF 0.2 HOUR/WEEK. THERE SHALL BE NO MORE THAN 5 DAYS BETWEEN THE LAST VISIT IN ONE WEEK AND THE FIRST VISIT IN THE NEXT WEEK. | N | Y | AGAPE LODGE | RT 3 BOX 615 |  | DOVER | FL | 33527 |  |  |  | DAVID CRIBB | DAVID CRIBBS | NE CORNER OF SYDNEY-VALRICO |  | DOVER | FL | 33527 |  | 8136818600 |  | INVESTOR | 7 | 1 | 1 |  |  | NAF | 0
6 | HILLSBOROUGH | SWHI | JOHNSTANLEY6812@GMAIL.COM | 6295301 | NONCOMMUNITY | CHLORINATION; AERATION FOR REMOVAL OF ANY SECONDARY CONTAMINANT, SULFIDE, OR ANY UNREGULATED CONTAMINANT; CORROSION CONTROL INHIBITOR ADDITION; HYPOCHLORINATION; IRON OR MANGANESE SEQUESTRATION; OR ULTRAVIOLET RADIATION. THE LEAD/CHIEF OPERATOR MUST BE CLASS D OR HIGHER. 50,000 GPD UP TO 0.25 MGD-STAFFING BY CLASS D OR HIGHER OPERATOR: 3 VISITS/WEEK ON NONCONSECUTIVE DAYS FOR A TOTAL OF 0.3 HOUR/WEEK. LESS THAN 50,000 GPD-STAFFING BY A CLASS D OR HIGHER OPERATOR: 2 VISITS/WEEK ON NONCONSECUTIVE DAYS FOR A TOTAL OF 0.2 HOUR/WEEK. THERE SHALL BE NO MORE THAN 5 DAYS BETWEEN THE LAST VISIT IN ONE WEEK AND THE FIRST VISIT IN THE NEXT WEEK. | N | Y | FOREST BROOK SQUARE | 17416 US 41 |  | LUTZ | FL | 33548 |  | 8283219019 |  | JOHN STANLEY | JOHN STANLEY | 15 ROCKY BRANCH OVERLOOK |  | TOPTON | NC | 28781 |  | 8283219019 |  | INVESTOR | 75 | 7500 | 2 | 2021-12-17 | 2019-05-24 | NC01 | 50
6 | HILLSBOROUGH | SWHI |  | 6295302 | OTHER PUBLIC WATER SYSTEM | CHLORINATION; AERATION FOR REMOVAL OF ANY SECONDARY CONTAMINANT, SULFIDE, OR ANY UNREGULATED CONTAMINANT; CORROSION CONTROL INHIBITOR ADDITION; HYPOCHLORINATION; IRON OR MANGANESE SEQUESTRATION; OR ULTRAVIOLET RADIATION. THE LEAD/CHIEF OPERATOR MUST BE CLASS D OR HIGHER. 50,000 GPD UP TO 0.25 MGD-STAFFING BY CLASS D OR HIGHER OPERATOR: 3 VISITS/WEEK ON NONCONSECUTIVE DAYS FOR A TOTAL OF 0.3 HOUR/WEEK. LESS THAN 50,000 GPD-STAFFING BY A CLASS D OR HIGHER OPERATOR: 2 VISITS/WEEK ON NONCONSECUTIVE DAYS FOR A TOTAL OF 0.2 HOUR/WEEK. THERE SHALL BE NO MORE THAN 5 DAYS BETWEEN THE LAST VISIT IN ONE WEEK AND THE FIRST VISIT IN THE NEXT WEEK. | N | Y | GREEN ACRES PROPERTIES INC | 4131 GUNN HWY. |  | TAMPA | FL | 33624 |  |  |  | ROBERT DURAND | GREEN ACRES PROPERTIES INC | 4131 GUNN HWY. |  | TAMPA | FL | 33624 |  | 8139612203 |  | INVESTOR | 20 | 1 | 1 | 2087-01-05 | 2087-01-05 | NAF | 0
6 | HILLSBOROUGH | SWHI |  | 6295303 | OTHER PUBLIC WATER SYSTEM | CHLORINATION; AERATION FOR REMOVAL OF ANY SECONDARY CONTAMINANT, SULFIDE, OR ANY UNREGULATED CONTAMINANT; CORROSION CONTROL INHIBITOR ADDITION; HYPOCHLORINATION; IRON OR MANGANESE SEQUESTRATION; OR ULTRAVIOLET RADIATION. THE LEAD/CHIEF OPERATOR MUST BE CLASS D OR HIGHER. 50,000 GPD UP TO 0.25 MGD-STAFFING BY CLASS D OR HIGHER OPERATOR: 3 VISITS/WEEK ON NONCONSECUTIVE DAYS FOR A TOTAL OF 0.3 HOUR/WEEK. LESS THAN 50,000 GPD-STAFFING BY A CLASS D OR HIGHER OPERATOR: 2 VISITS/WEEK ON NONCONSECUTIVE DAYS FOR A TOTAL OF 0.2 HOUR/WEEK. THERE SHALL BE NO MORE THAN 5 DAYS BETWEEN THE LAST VISIT IN ONE WEEK AND THE FIRST VISIT IN THE NEXT WEEK. | N | Y | CLARK CATFISH FARM | 5304 GALLAGER RD. |  | THONOTOSASSA | FL | 33592 |  |  |  | MR. CLARK | JIM CLARK | 5304 GALLAGHER RD |  | THONOTOSASSA | FL | 33549 |  |  |  | INVESTOR | 20 | 1 | 1 | 2087-01-13 | 2087-01-13 | NAF | 0
6 | HILLSBOROUGH | SWHI |  | 6295304 | OTHER PUBLIC WATER SYSTEM | CHLORINATION; AERATION FOR REMOVAL OF ANY SECONDARY CONTAMINANT, SULFIDE, OR ANY UNREGULATED CONTAMINANT; CORROSION CONTROL INHIBITOR ADDITION; HYPOCHLORINATION; IRON OR MANGANESE SEQUESTRATION; OR ULTRAVIOLET RADIATION. THE LEAD/CHIEF OPERATOR MUST BE CLASS D OR HIGHER. 50,000 GPD UP TO 0.25 MGD-STAFFING BY CLASS D OR HIGHER OPERATOR: 3 VISITS/WEEK ON NONCONSECUTIVE DAYS FOR A TOTAL OF 0.3 HOUR/WEEK. LESS THAN 50,000 GPD-STAFFING BY A CLASS D OR HIGHER OPERATOR: 2 VISITS/WEEK ON NONCONSECUTIVE DAYS FOR A TOTAL OF 0.2 HOUR/WEEK. THERE SHALL BE NO MORE THAN 5 DAYS BETWEEN THE LAST VISIT IN ONE WEEK AND THE FIRST VISIT IN THE NEXT WEEK. | N | Y | SOUTHERN METAL FABRICATORS | 2100 CALUMET STREET |  | CLEARWATER | FL | 33575 |  |  |  | TOM SEITER | TOM SEITER | ENTERPRISE COVE/INDUSTRIAL BL. |  | TAMPA | FL | 33610 |  | 8132297056 |  | INVESTOR | 20 | 1 | 1 | 2087-01-29 | 2087-01-29 | NAF | 0
6 | HILLSBOROUGH | SWHI |  | 6295305 | OTHER PUBLIC WATER SYSTEM | CHLORINATION; AERATION FOR REMOVAL OF ANY SECONDARY CONTAMINANT, SULFIDE, OR ANY UNREGULATED CONTAMINANT; CORROSION CONTROL INHIBITOR ADDITION; HYPOCHLORINATION; IRON OR MANGANESE SEQUESTRATION; OR ULTRAVIOLET RADIATION. THE LEAD/CHIEF OPERATOR MUST BE CLASS D OR HIGHER. 50,000 GPD UP TO 0.25 MGD-STAFFING BY CLASS D OR HIGHER OPERATOR: 3 VISITS/WEEK ON NONCONSECUTIVE DAYS FOR A TOTAL OF 0.3 HOUR/WEEK. LESS THAN 50,000 GPD-STAFFING BY A CLASS D OR HIGHER OPERATOR: 2 VISITS/WEEK ON NONCONSECUTIVE DAYS FOR A TOTAL OF 0.2 HOUR/WEEK. THERE SHALL BE NO MORE THAN 5 DAYS BETWEEN THE LAST VISIT IN ONE WEEK AND THE FIRST VISIT IN THE NEXT WEEK. | N | Y | HILLS CTY FIRE/LITHIA | 19101 LITHIA-PINECREST RD. |  | LITHIA | FL | 33547 |  | 8136216019 |  | JIM FAVATA | HILLSBOROUGH CTY FIRE DEPT | 3210 S. 78TH ST. |  | TAMPA | FL | 33619 |  | 8136216019 |  | COUNTY | 10 | 1000 | 1 | 2087-02-03 | 2092-05-19 | NAF | 0
6 | HILLSBOROUGH | SWHI |  | 6295306 | OTHER PUBLIC WATER SYSTEM | CHLORINATION; AERATION FOR REMOVAL OF ANY SECONDARY CONTAMINANT, SULFIDE, OR ANY UNREGULATED CONTAMINANT; CORROSION CONTROL INHIBITOR ADDITION; HYPOCHLORINATION; IRON OR MANGANESE SEQUESTRATION; OR ULTRAVIOLET RADIATION. THE LEAD/CHIEF OPERATOR MUST BE CLASS D OR HIGHER. 50,000 GPD UP TO 0.25 MGD-STAFFING BY CLASS D OR HIGHER OPERATOR: 3 VISITS/WEEK ON NONCONSECUTIVE DAYS FOR A TOTAL OF 0.3 HOUR/WEEK. LESS THAN 50,000 GPD-STAFFING BY A CLASS D OR HIGHER OPERATOR: 2 VISITS/WEEK ON NONCONSECUTIVE DAYS FOR A TOTAL OF 0.2 HOUR/WEEK. THERE SHALL BE NO MORE THAN 5 DAYS BETWEEN THE LAST VISIT IN ONE WEEK AND THE FIRST VISIT IN THE NEXT WEEK. | N | Y | ROBERT DODD DUPLEX APTS | 4911 GARDEN LANE |  | TAMPA | FL | 33610 |  |  |  | ROBERT DODD | ROBERT DODD | 4401-05 GARDEN LANE |  | TAMPA | FL | 33610 |  | 8136267046 |  | OTHER | 21 | 1 | 1 | 2087-02-03 | 2087-02-03 | NAF | 0
6 | HILLSBOROUGH | SWHI |  | 6295307 | OTHER PUBLIC WATER SYSTEM | CHLORINATION; AERATION FOR REMOVAL OF ANY SECONDARY CONTAMINANT, SULFIDE, OR ANY UNREGULATED CONTAMINANT; CORROSION CONTROL INHIBITOR ADDITION; HYPOCHLORINATION; IRON OR MANGANESE SEQUESTRATION; OR ULTRAVIOLET RADIATION. THE LEAD/CHIEF OPERATOR MUST BE CLASS D OR HIGHER. 50,000 GPD UP TO 0.25 MGD-STAFFING BY CLASS D OR HIGHER OPERATOR: 3 VISITS/WEEK ON NONCONSECUTIVE DAYS FOR A TOTAL OF 0.3 HOUR/WEEK. LESS THAN 50,000 GPD-STAFFING BY A CLASS D OR HIGHER OPERATOR: 2 VISITS/WEEK ON NONCONSECUTIVE DAYS FOR A TOTAL OF 0.2 HOUR/WEEK. THERE SHALL BE NO MORE THAN 5 DAYS BETWEEN THE LAST VISIT IN ONE WEEK AND THE FIRST VISIT IN THE NEXT WEEK. | N | Y | RAINBOW FLOWERS INC | 2910 GULF CITY ROAD |  | RUSKIN | FL | 33570 |  |  |  | DENNIS SISKO | JAMIE CANNON, PRESIDENT | 2910 GULF CITY ROAD |  | RUSKIN | FL | 33570 |  | 8136452949 |  | INVESTOR | 20 | 1 | 1 | 2087-02-03 | 2087-02-03 | NAF | 0
6 | HILLSBOROUGH | SWHI |  | 6295309 | OTHER PUBLIC WATER SYSTEM | CHLORINATION; AERATION FOR REMOVAL OF ANY SECONDARY CONTAMINANT, SULFIDE, OR ANY UNREGULATED CONTAMINANT; CORROSION CONTROL INHIBITOR ADDITION; HYPOCHLORINATION; IRON OR MANGANESE SEQUESTRATION; OR ULTRAVIOLET RADIATION. THE LEAD/CHIEF OPERATOR MUST BE CLASS D OR HIGHER. 50,000 GPD UP TO 0.25 MGD-STAFFING BY CLASS D OR HIGHER OPERATOR: 3 VISITS/WEEK ON NONCONSECUTIVE DAYS FOR A TOTAL OF 0.3 HOUR/WEEK. LESS THAN 50,000 GPD-STAFFING BY A CLASS D OR HIGHER OPERATOR: 2 VISITS/WEEK ON NONCONSECUTIVE DAYS FOR A TOTAL OF 0.2 HOUR/WEEK. THERE SHALL BE NO MORE THAN 5 DAYS BETWEEN THE LAST VISIT IN ONE WEEK AND THE FIRST VISIT IN THE NEXT WEEK. | N | Y | GARDNER RD MHP . | 8435 GARDNER RD |  | TAMPA | FL | 33625 |  |  |  | DON WALTER | DON WALTER | 8435 GARDNER RD |  | TAMPA | FL | 33625 |  | 8132242369 |  | INVESTOR | 20 | 1 | 1 | 2086-01-12 | 2086-01-12 | NAF | 0
6 | HILLSBOROUGH | SWHI | NANNAPRATT3@GMAIL.COM | 6295310 | COMMUNITY | CHLORINATION; AERATION FOR REMOVAL OF ANY SECONDARY CONTAMINANT, SULFIDE, OR ANY UNREGULATED CONTAMINANT; CORROSION CONTROL INHIBITOR ADDITION; HYPOCHLORINATION; IRON OR MANGANESE SEQUESTRATION; OR ULTRAVIOLET RADIATION. THE LEAD/CHIEF OPERATOR MUST BE CLASS D OR HIGHER. 50,000 GPD UP TO 0.25 MGD-STAFFING BY CLASS D OR HIGHER OPERATOR: 3 VISITS/WEEK ON NONCONSECUTIVE DAYS FOR A TOTAL OF 0.3 HOUR/WEEK. LESS THAN 50,000 GPD-STAFFING BY A CLASS D OR HIGHER OPERATOR: 2 VISITS/WEEK ON NONCONSECUTIVE DAYS FOR A TOTAL OF 0.2 HOUR/WEEK. THERE SHALL BE NO MORE THAN 5 DAYS BETWEEN THE LAST VISIT IN ONE WEEK AND THE FIRST VISIT IN THE NEXT WEEK. | N | Y | THE PALMS OF PLANT CITY II | 5914 HIGHWAY 92 WEST |  | PLANT CITY | FL | 33567 |  | 8137509058 |  | ROBIN ADDISON | STONEBRIDGE MHP LLC | PO BOX 1002 |  | MANGO | FL | 33550 |  | 8137606369 |  | INVESTOR | 50 | 15975 | 27 | 2019-12-06 | 2021-07-14 | DC06 | 100
6 | HILLSBOROUGH | SWHI | dbwinterhaven@aol.com | 6295311 | COMMUNITY | CHLORINATION; AERATION FOR REMOVAL OF ANY SECONDARY CONTAMINANT, SULFIDE, OR ANY UNREGULATED CONTAMINANT; CORROSION CONTROL INHIBITOR ADDITION; HYPOCHLORINATION; IRON OR MANGANESE SEQUESTRATION; OR ULTRAVIOLET RADIATION. THE LEAD/CHIEF OPERATOR MUST BE CLASS D OR HIGHER. 50,000 GPD UP TO 0.25 MGD-STAFFING BY CLASS D OR HIGHER OPERATOR: 3 VISITS/WEEK ON NONCONSECUTIVE DAYS FOR A TOTAL OF 0.3 HOUR/WEEK. LESS THAN 50,000 GPD-STAFFING BY A CLASS D OR HIGHER OPERATOR: 2 VISITS/WEEK ON NONCONSECUTIVE DAYS FOR A TOTAL OF 0.2 HOUR/WEEK. THERE SHALL BE NO MORE THAN 5 DAYS BETWEEN THE LAST VISIT IN ONE WEEK AND THE FIRST VISIT IN THE NEXT WEEK. | N | Y | MAGNOLIA HILL MOBILE HOME PARK | 325 MAGNOLIA HILL DR |  | PLANT CITY | FL | 33565 |  | 8137548059 |  | MARLENA CUADRA | LEGACY MHC | 325 MAGNOLIA HILL DR |  | PLANT CITY | FL | 33565 |  | 8137548059 |  | INVESTOR | 90 | 51200 | 128 | 2021-07-21 | 2021-03-31 | DC051 | 100
6 | HILLSBOROUGH | SWHI |  | 6295312 | OTHER PUBLIC WATER SYSTEM | CHLORINATION; AERATION FOR REMOVAL OF ANY SECONDARY CONTAMINANT, SULFIDE, OR ANY UNREGULATED CONTAMINANT; CORROSION CONTROL INHIBITOR ADDITION; HYPOCHLORINATION; IRON OR MANGANESE SEQUESTRATION; OR ULTRAVIOLET RADIATION. THE LEAD/CHIEF OPERATOR MUST BE CLASS D OR HIGHER. 50,000 GPD UP TO 0.25 MGD-STAFFING BY CLASS D OR HIGHER OPERATOR: 3 VISITS/WEEK ON NONCONSECUTIVE DAYS FOR A TOTAL OF 0.3 HOUR/WEEK. LESS THAN 50,000 GPD-STAFFING BY A CLASS D OR HIGHER OPERATOR: 2 VISITS/WEEK ON NONCONSECUTIVE DAYS FOR A TOTAL OF 0.2 HOUR/WEEK. THERE SHALL BE NO MORE THAN 5 DAYS BETWEEN THE LAST VISIT IN ONE WEEK AND THE FIRST VISIT IN THE NEXT WEEK. | N | Y | MILLWRIGHT LABOR UNION #1000 | 9711 E. HILLSBOROUGH AV |  | TAMPA | FL | 33610 |  |  |  | TERRY LOUIS | MILLWRIGHT LABOR UNION #1000 | 9711 E. HILLSBOROUGH AV |  | TAMPA | FL | 33610 |  | 8136231119 |  | INVESTOR | 20 | 1 | 1 | 2087-03-02 | 2087-03-02 | NAF | 0
6 | HILLSBOROUGH | SWHI |  | 6295313 | OTHER PUBLIC WATER SYSTEM | CHLORINATION; AERATION FOR REMOVAL OF ANY SECONDARY CONTAMINANT, SULFIDE, OR ANY UNREGULATED CONTAMINANT; CORROSION CONTROL INHIBITOR ADDITION; HYPOCHLORINATION; IRON OR MANGANESE SEQUESTRATION; OR ULTRAVIOLET RADIATION. THE LEAD/CHIEF OPERATOR MUST BE CLASS D OR HIGHER. 50,000 GPD UP TO 0.25 MGD-STAFFING BY CLASS D OR HIGHER OPERATOR: 3 VISITS/WEEK ON NONCONSECUTIVE DAYS FOR A TOTAL OF 0.3 HOUR/WEEK. LESS THAN 50,000 GPD-STAFFING BY A CLASS D OR HIGHER OPERATOR: 2 VISITS/WEEK ON NONCONSECUTIVE DAYS FOR A TOTAL OF 0.2 HOUR/WEEK. THERE SHALL BE NO MORE THAN 5 DAYS BETWEEN THE LAST VISIT IN ONE WEEK AND THE FIRST VISIT IN THE NEXT WEEK. | N | Y | DIVERSIFIED DRILLING CORP | P.O. BOX 290699 |  | TAMPA | FL | 33684 |  | 8139881132 |  | BOB MATHEWS | DIVERSIFIED DRILLING CORP | 8801 MAISLIN DRIVE |  | TAMPA | FL | 33610 |  | 8138216763 |  | INVESTOR | 20 | 1 | 1 | 2087-03-23 | 2087-03-23 | NAF | 0
6 | HILLSBOROUGH | SWHI |  | 6295316 | OTHER PUBLIC WATER SYSTEM | CHLORINATION; AERATION FOR REMOVAL OF ANY SECONDARY CONTAMINANT, SULFIDE, OR ANY UNREGULATED CONTAMINANT; CORROSION CONTROL INHIBITOR ADDITION; HYPOCHLORINATION; IRON OR MANGANESE SEQUESTRATION; OR ULTRAVIOLET RADIATION. THE LEAD/CHIEF OPERATOR MUST BE CLASS D OR HIGHER. 50,000 GPD UP TO 0.25 MGD-STAFFING BY CLASS D OR HIGHER OPERATOR: 3 VISITS/WEEK ON NONCONSECUTIVE DAYS FOR A TOTAL OF 0.3 HOUR/WEEK. LESS THAN 50,000 GPD-STAFFING BY A CLASS D OR HIGHER OPERATOR: 2 VISITS/WEEK ON NONCONSECUTIVE DAYS FOR A TOTAL OF 0.2 HOUR/WEEK. THERE SHALL BE NO MORE THAN 5 DAYS BETWEEN THE LAST VISIT IN ONE WEEK AND THE FIRST VISIT IN THE NEXT WEEK. | N | Y | RAMOS WAREHOUSE | 13160 WALBROOK |  | TAMPA | FL | 33625 |  |  |  | PEDRO RAMOS | PEDRO RAMOS | 5109 47TH STREET |  | TAMPA | FL | 33619 |  | 8139637384 |  | INVESTOR | 20 | 1 | 1 | 2087-03-25 | 2087-03-25 | NAF | 0
6 | HILLSBOROUGH | SWHI |  | 6295317 | OTHER PUBLIC WATER SYSTEM | CHLORINATION; AERATION FOR REMOVAL OF ANY SECONDARY CONTAMINANT, SULFIDE, OR ANY UNREGULATED CONTAMINANT; CORROSION CONTROL INHIBITOR ADDITION; HYPOCHLORINATION; IRON OR MANGANESE SEQUESTRATION; OR ULTRAVIOLET RADIATION. THE LEAD/CHIEF OPERATOR MUST BE CLASS D OR HIGHER. 50,000 GPD UP TO 0.25 MGD-STAFFING BY CLASS D OR HIGHER OPERATOR: 3 VISITS/WEEK ON NONCONSECUTIVE DAYS FOR A TOTAL OF 0.3 HOUR/WEEK. LESS THAN 50,000 GPD-STAFFING BY A CLASS D OR HIGHER OPERATOR: 2 VISITS/WEEK ON NONCONSECUTIVE DAYS FOR A TOTAL OF 0.2 HOUR/WEEK. THERE SHALL BE NO MORE THAN 5 DAYS BETWEEN THE LAST VISIT IN ONE WEEK AND THE FIRST VISIT IN THE NEXT WEEK. | N | Y | BIG B GAS | 210 E. MORGAN STREEET |  | BRANDON | FL | 33511 |  |  |  | HENRY C. BOX | HENRY C. BOX | 11420 DOWNING STREET |  | DOVER | FL | 33527 |  | 8136851373 |  | INVESTOR | 20 | 1 | 1 | 2087-05-06 | 2087-05-06 | NAF | 0
6 | HILLSBOROUGH | SWHI |  | 6295319 | OTHER PUBLIC WATER SYSTEM | CHLORINATION; AERATION FOR REMOVAL OF ANY SECONDARY CONTAMINANT, SULFIDE, OR ANY UNREGULATED CONTAMINANT; CORROSION CONTROL INHIBITOR ADDITION; HYPOCHLORINATION; IRON OR MANGANESE SEQUESTRATION; OR ULTRAVIOLET RADIATION. THE LEAD/CHIEF OPERATOR MUST BE CLASS D OR HIGHER. 50,000 GPD UP TO 0.25 MGD-STAFFING BY CLASS D OR HIGHER OPERATOR: 3 VISITS/WEEK ON NONCONSECUTIVE DAYS FOR A TOTAL OF 0.3 HOUR/WEEK. LESS THAN 50,000 GPD-STAFFING BY A CLASS D OR HIGHER OPERATOR: 2 VISITS/WEEK ON NONCONSECUTIVE DAYS FOR A TOTAL OF 0.2 HOUR/WEEK. THERE SHALL BE NO MORE THAN 5 DAYS BETWEEN THE LAST VISIT IN ONE WEEK AND THE FIRST VISIT IN THE NEXT WEEK. | N | Y | AMERICAN DRILLING | 14811 12TH STREET |  | LUTZ | FL | 33549 |  |  |  | JERRY HOWELL | JERRY HOWELL | 14811 12TH STREET |  | LUTZ | FL | 33549 |  | 8139718184 |  | INVESTOR | 15 | 1 | 1 | 2087-04-02 | 2087-04-02 | NAF | 0
6 | HILLSBOROUGH | SWHI |  | 6295320 | OTHER PUBLIC WATER SYSTEM | CHLORINATION; AERATION FOR REMOVAL OF ANY SECONDARY CONTAMINANT, SULFIDE, OR ANY UNREGULATED CONTAMINANT; CORROSION CONTROL INHIBITOR ADDITION; HYPOCHLORINATION; IRON OR MANGANESE SEQUESTRATION; OR ULTRAVIOLET RADIATION. THE LEAD/CHIEF OPERATOR MUST BE CLASS D OR HIGHER. 50,000 GPD UP TO 0.25 MGD-STAFFING BY CLASS D OR HIGHER OPERATOR: 3 VISITS/WEEK ON NONCONSECUTIVE DAYS FOR A TOTAL OF 0.3 HOUR/WEEK. LESS THAN 50,000 GPD-STAFFING BY A CLASS D OR HIGHER OPERATOR: 2 VISITS/WEEK ON NONCONSECUTIVE DAYS FOR A TOTAL OF 0.2 HOUR/WEEK. THERE SHALL BE NO MORE THAN 5 DAYS BETWEEN THE LAST VISIT IN ONE WEEK AND THE FIRST VISIT IN THE NEXT WEEK. | N | Y | BROOKSING FORD | 6424 CAUSEWAY BLVD. |  | TAMPA | FL | 33619 |  |  |  | RICHARD GUAGLIARDO | RICHARD GUAGLIARDO | 6429 CAUSEWAY BLVD. |  | TAMPA | FL | 33619 |  | 8136217841 |  | INVESTOR | 20 | 1000 | 1 |  |  | NAF | 0
6 | HILLSBOROUGH | SWHI |  | 6295321 | OTHER PUBLIC WATER SYSTEM | ACTIVATED CARBON PROCESSES; DIATOMACEOUS EARTH FILTRATION; ION EXCHANGE FOR REMOVAL OF ANY PRIMARY CONTAMINANT; ION AND MANGANESE REMOVAL (OXIDATION, DETENTION, AND FILTRATION); OR SLOW SAND FILTRATION. LEAD/CHIEF OPERATOR MUST BE CLASS C OR HIGHER. 1.0 MGD UP TO 2.0 MGD-STAFFING BY CLASS C OR HIGHER OPERATOR: 6 HOURS/DAY FOR 5 DAYS/WEEK AND ONE VISIT ON EACH WEEKEND DAY. 0.5 MGD UP TO 1.0 MGD-STAFFING BY CLASS C OR HIGHER OPERATOR: 3 HOURS/DAY FOR 5 DAYS/WEEK AND ONE VISIT ON EACH WEEKEND DAY. 0.25 MGD UP TO 0.5 MGD-STAFFING BY CLASS C OR HIGHER OPERATOR: 1 HOUR/DAY FOR 5 DAYS/WEEK AND ONE VISIT ON EACH WEEKEND DAY. LESS THAN 0.25 MGD-STAFFING BY CLASS C OR HIGHER OPERATOR: 5 VISITS/WEEK AND ONE VISIT EACH WEEKEND FOR A TOTAL OF 1.8 HOURS/WEEK. | N | Y | TAMPA AMALGAMATED STEEL CORP. | 5215 ST. PAUL STREET |  | TAMPA | FL | 33619 |  | 8136210550 |  | JOHN CRADDOCK | TAMPA AMALGAMATED STEEL CORP | 5215 ST PAUL ST |  | TAMPA | FL | 33619 |  | 8136210550 |  | INVESTOR | 12 | 7000 | 2 | 2009-08-27 | 2007-04-23 | NAF | 0
6 | HILLSBOROUGH | SWHI |  | 6295323 | OTHER PUBLIC WATER SYSTEM | CHLORINATION; AERATION FOR REMOVAL OF ANY SECONDARY CONTAMINANT, SULFIDE, OR ANY UNREGULATED CONTAMINANT; CORROSION CONTROL INHIBITOR ADDITION; HYPOCHLORINATION; IRON OR MANGANESE SEQUESTRATION; OR ULTRAVIOLET RADIATION. THE LEAD/CHIEF OPERATOR MUST BE CLASS D OR HIGHER. 50,000 GPD UP TO 0.25 MGD-STAFFING BY CLASS D OR HIGHER OPERATOR: 3 VISITS/WEEK ON NONCONSECUTIVE DAYS FOR A TOTAL OF 0.3 HOUR/WEEK. LESS THAN 50,000 GPD-STAFFING BY A CLASS D OR HIGHER OPERATOR: 2 VISITS/WEEK ON NONCONSECUTIVE DAYS FOR A TOTAL OF 0.2 HOUR/WEEK. THERE SHALL BE NO MORE THAN 5 DAYS BETWEEN THE LAST VISIT IN ONE WEEK AND THE FIRST VISIT IN THE NEXT WEEK. | N | Y | NORTHEAST CONCEPTS INC | P.O. BOX 2044 |  | LAND O'LAKES | FL | 34639 |  |  |  | DANNY STERWART | DANNY STEWART | P.O. BOX 2044 |  | LAND O'LAKES | FL | 34639 |  | 8139962591 |  | INVESTOR | 20 | 1 | 1 | 2090-11-27 | 2090-10-31 | NAF | 0
6 | HILLSBOROUGH | SWHI |  | 6295324 | OTHER PUBLIC WATER SYSTEM | CHLORINATION; AERATION FOR REMOVAL OF ANY SECONDARY CONTAMINANT, SULFIDE, OR ANY UNREGULATED CONTAMINANT; CORROSION CONTROL INHIBITOR ADDITION; HYPOCHLORINATION; IRON OR MANGANESE SEQUESTRATION; OR ULTRAVIOLET RADIATION. THE LEAD/CHIEF OPERATOR MUST BE CLASS D OR HIGHER. 50,000 GPD UP TO 0.25 MGD-STAFFING BY CLASS D OR HIGHER OPERATOR: 3 VISITS/WEEK ON NONCONSECUTIVE DAYS FOR A TOTAL OF 0.3 HOUR/WEEK. LESS THAN 50,000 GPD-STAFFING BY A CLASS D OR HIGHER OPERATOR: 2 VISITS/WEEK ON NONCONSECUTIVE DAYS FOR A TOTAL OF 0.2 HOUR/WEEK. THERE SHALL BE NO MORE THAN 5 DAYS BETWEEN THE LAST VISIT IN ONE WEEK AND THE FIRST VISIT IN THE NEXT WEEK. | N | Y | SUN PRIDE CONSTRUCTION CORP | 12909 N. 56TH STREET |  | TAMPA | FL | 33617 |  |  |  | DON STATZ | SUN PRIDE CONSTRUCTION CORP | 12909 N. 56TH STREET |  | TAMPA | FL | 33617 |  | 8139859995 |  | INVESTOR | 8 | 1 | 1 | 2087-04-06 | 2087-04-06 | NAF | 0
6 | HILLSBOROUGH | SWHI | JRJARFF3@TAMPABAY.RR.COM | 6295329 | NONCOMMUNITY | CHLORINATION; AERATION FOR REMOVAL OF ANY SECONDARY CONTAMINANT, SULFIDE, OR ANY UNREGULATED CONTAMINANT; CORROSION CONTROL INHIBITOR ADDITION; HYPOCHLORINATION; IRON OR MANGANESE SEQUESTRATION; OR ULTRAVIOLET RADIATION. THE LEAD/CHIEF OPERATOR MUST BE CLASS D OR HIGHER. 50,000 GPD UP TO 0.25 MGD-STAFFING BY CLASS D OR HIGHER OPERATOR: 3 VISITS/WEEK ON NONCONSECUTIVE DAYS FOR A TOTAL OF 0.3 HOUR/WEEK. LESS THAN 50,000 GPD-STAFFING BY A CLASS D OR HIGHER OPERATOR: 2 VISITS/WEEK ON NONCONSECUTIVE DAYS FOR A TOTAL OF 0.2 HOUR/WEEK. THERE SHALL BE NO MORE THAN 5 DAYS BETWEEN THE LAST VISIT IN ONE WEEK AND THE FIRST VISIT IN THE NEXT WEEK. | N | Y | FIREHOUSE 92 | 3709 US HIGHWAY 92 EAST |  | PLANT CITY | FL | 33566 |  | 8136258125 |  | CINDY JONES | CINDY JONES | PO BOX 3627 |  | PLANT CITY | FL | 33563 |  | 8137639879 |  | INVESTOR | 75 | 2500 | 1 | 2021-02-11 | 2020-04-02 | NC01 | 50
6 | HILLSBOROUGH | SWHI |  | 6295331 | OTHER PUBLIC WATER SYSTEM | CHLORINATION; AERATION FOR REMOVAL OF ANY SECONDARY CONTAMINANT, SULFIDE, OR ANY UNREGULATED CONTAMINANT; CORROSION CONTROL INHIBITOR ADDITION; HYPOCHLORINATION; IRON OR MANGANESE SEQUESTRATION; OR ULTRAVIOLET RADIATION. THE LEAD/CHIEF OPERATOR MUST BE CLASS D OR HIGHER. 50,000 GPD UP TO 0.25 MGD-STAFFING BY CLASS D OR HIGHER OPERATOR: 3 VISITS/WEEK ON NONCONSECUTIVE DAYS FOR A TOTAL OF 0.3 HOUR/WEEK. LESS THAN 50,000 GPD-STAFFING BY A CLASS D OR HIGHER OPERATOR: 2 VISITS/WEEK ON NONCONSECUTIVE DAYS FOR A TOTAL OF 0.2 HOUR/WEEK. THERE SHALL BE NO MORE THAN 5 DAYS BETWEEN THE LAST VISIT IN ONE WEEK AND THE FIRST VISIT IN THE NEXT WEEK. | N | Y | CLEWIS AVE TP | 5134 CLEWIS AVENUE |  | TAMPA | FL | 33610 |  |  |  | JUDY HOWARD | JUDY HOWARD | 5134 CLEWIS AVENUE |  | TAMPA | FL | 33610 |  | 8136215397 |  | INVESTOR | 24 | 6000 | 8 | 2089-02-08 | 2087-04-30 | NAF | 0
6 | HILLSBOROUGH | SWHI |  | 6295333 | OTHER PUBLIC WATER SYSTEM | CHLORINATION; AERATION FOR REMOVAL OF ANY SECONDARY CONTAMINANT, SULFIDE, OR ANY UNREGULATED CONTAMINANT; CORROSION CONTROL INHIBITOR ADDITION; HYPOCHLORINATION; IRON OR MANGANESE SEQUESTRATION; OR ULTRAVIOLET RADIATION. THE LEAD/CHIEF OPERATOR MUST BE CLASS D OR HIGHER. 50,000 GPD UP TO 0.25 MGD-STAFFING BY CLASS D OR HIGHER OPERATOR: 3 VISITS/WEEK ON NONCONSECUTIVE DAYS FOR A TOTAL OF 0.3 HOUR/WEEK. LESS THAN 50,000 GPD-STAFFING BY A CLASS D OR HIGHER OPERATOR: 2 VISITS/WEEK ON NONCONSECUTIVE DAYS FOR A TOTAL OF 0.2 HOUR/WEEK. THERE SHALL BE NO MORE THAN 5 DAYS BETWEEN THE LAST VISIT IN ONE WEEK AND THE FIRST VISIT IN THE NEXT WEEK. | N | Y | FIRST APOSTOLIC CHURCH | 1820-A 30TH STREET S.E. |  | RUSKIN | FL | 33570 |  |  |  | REV. JOHNNY COOK | FIRST APOSTOLIC CHURCH OF JESUS CHRIST OF RUSKIN INC. | 1820 30TH STREET S.E. |  | RUSKIN | FL | 33570 |  | 8136459582 |  | INVESTOR | 20 | 1 | 2 | 2087-05-06 | 2087-05-06 | NAF | 0
6 | HILLSBOROUGH | SWHI | OFFICE@GRACEWAY365.COM | 6295337 | NONCOMMUNITY | CHLORINATION; AERATION FOR REMOVAL OF ANY SECONDARY CONTAMINANT, SULFIDE, OR ANY UNREGULATED CONTAMINANT; CORROSION CONTROL INHIBITOR ADDITION; HYPOCHLORINATION; IRON OR MANGANESE SEQUESTRATION; OR ULTRAVIOLET RADIATION. THE LEAD/CHIEF OPERATOR MUST BE CLASS D OR HIGHER. 50,000 GPD UP TO 0.25 MGD-STAFFING BY CLASS D OR HIGHER OPERATOR: 3 VISITS/WEEK ON NONCONSECUTIVE DAYS FOR A TOTAL OF 0.3 HOUR/WEEK. LESS THAN 50,000 GPD-STAFFING BY A CLASS D OR HIGHER OPERATOR: 2 VISITS/WEEK ON NONCONSECUTIVE DAYS FOR A TOTAL OF 0.2 HOUR/WEEK. THERE SHALL BE NO MORE THAN 5 DAYS BETWEEN THE LAST VISIT IN ONE WEEK AND THE FIRST VISIT IN THE NEXT WEEK. | N | Y | GRACEWAY CHURCH OF PLANT CITY | 3106 WIGGINS ROAD |  | PLANT CITY | FL | 33566 |  | 8137524879 |  | ROBERT TAYLOR | GRACEWAY CHURCH OF PLANT CITY, INC | 3106 WIGGINS ROAD |  | PLANT CITY | FL | 33566 |  | 8137524879 |  | INVESTOR | 90 | 8000 | 2 | 2021-08-09 | 2019-05-09 | NC01 | 50
6 | HILLSBOROUGH | SWHI |  | 6295339 | OTHER PUBLIC WATER SYSTEM | CHLORINATION; AERATION FOR REMOVAL OF ANY SECONDARY CONTAMINANT, SULFIDE, OR ANY UNREGULATED CONTAMINANT; CORROSION CONTROL INHIBITOR ADDITION; HYPOCHLORINATION; IRON OR MANGANESE SEQUESTRATION; OR ULTRAVIOLET RADIATION. THE LEAD/CHIEF OPERATOR MUST BE CLASS D OR HIGHER. 50,000 GPD UP TO 0.25 MGD-STAFFING BY CLASS D OR HIGHER OPERATOR: 3 VISITS/WEEK ON NONCONSECUTIVE DAYS FOR A TOTAL OF 0.3 HOUR/WEEK. LESS THAN 50,000 GPD-STAFFING BY A CLASS D OR HIGHER OPERATOR: 2 VISITS/WEEK ON NONCONSECUTIVE DAYS FOR A TOTAL OF 0.2 HOUR/WEEK. THERE SHALL BE NO MORE THAN 5 DAYS BETWEEN THE LAST VISIT IN ONE WEEK AND THE FIRST VISIT IN THE NEXT WEEK. | N | Y | RICHMOND STEEL | 5209 24TH AVE S |  | TAMPA | FL | 33619 |  |  |  | DICK PRICE | RICHMOND STEEL | 5209 24TH AVE S |  | TAMPA | FL | 33619 |  | 8136264777 |  | INVESTOR | 20 | 1 | 1 | 2087-05-14 | 2087-05-14 | NAF | 0
6 | HILLSBOROUGH | SWHI |  | 6295341 | OTHER PUBLIC WATER SYSTEM | CHLORINATION; AERATION FOR REMOVAL OF ANY SECONDARY CONTAMINANT, SULFIDE, OR ANY UNREGULATED CONTAMINANT; CORROSION CONTROL INHIBITOR ADDITION; HYPOCHLORINATION; IRON OR MANGANESE SEQUESTRATION; OR ULTRAVIOLET RADIATION. THE LEAD/CHIEF OPERATOR MUST BE CLASS D OR HIGHER. 50,000 GPD UP TO 0.25 MGD-STAFFING BY CLASS D OR HIGHER OPERATOR: 3 VISITS/WEEK ON NONCONSECUTIVE DAYS FOR A TOTAL OF 0.3 HOUR/WEEK. LESS THAN 50,000 GPD-STAFFING BY A CLASS D OR HIGHER OPERATOR: 2 VISITS/WEEK ON NONCONSECUTIVE DAYS FOR A TOTAL OF 0.2 HOUR/WEEK. THERE SHALL BE NO MORE THAN 5 DAYS BETWEEN THE LAST VISIT IN ONE WEEK AND THE FIRST VISIT IN THE NEXT WEEK. | N | Y | ACE HARDWARE | 13108 N. 56TH STREET |  | TAMPA | FL | 33617 |  |  |  | DONALD KORTE | DONALD KORTE | 13108 N. 56TH STREET |  | TAMPA | FL | 33617 |  |  |  | INVESTOR | 10 | 1 | 1 | 2087-05-13 | 2087-05-13 | NAF | 0
6 | HILLSBOROUGH | SWHI |  | 6295342 | OTHER PUBLIC WATER SYSTEM | CHLORINATION; AERATION FOR REMOVAL OF ANY SECONDARY CONTAMINANT, SULFIDE, OR ANY UNREGULATED CONTAMINANT; CORROSION CONTROL INHIBITOR ADDITION; HYPOCHLORINATION; IRON OR MANGANESE SEQUESTRATION; OR ULTRAVIOLET RADIATION. THE LEAD/CHIEF OPERATOR MUST BE CLASS D OR HIGHER. 50,000 GPD UP TO 0.25 MGD-STAFFING BY CLASS D OR HIGHER OPERATOR: 3 VISITS/WEEK ON NONCONSECUTIVE DAYS FOR A TOTAL OF 0.3 HOUR/WEEK. LESS THAN 50,000 GPD-STAFFING BY A CLASS D OR HIGHER OPERATOR: 2 VISITS/WEEK ON NONCONSECUTIVE DAYS FOR A TOTAL OF 0.2 HOUR/WEEK. THERE SHALL BE NO MORE THAN 5 DAYS BETWEEN THE LAST VISIT IN ONE WEEK AND THE FIRST VISIT IN THE NEXT WEEK. | N | Y | CARROLLWOOD USED FURNITURE | 9102 N. DALE MABRY HWY. |  | TAMPA | FL | 33618 |  |  |  | MARK BRENIER | MARK BRENIER | 9102 N. DALE MABRY HWY. |  | TAMPA | FL | 33618 |  |  |  | INVESTOR | 20 | 1 | 1 | 2087-05-21 | 2087-05-21 | NAF | 0
6 | HILLSBOROUGH | SWHI | MICHELLE.BUNN@CMC.COM | 6295343 | NONTRANSIENT NONCOMMUNITY | CHLORINATION; AERATION FOR REMOVAL OF ANY SECONDARY CONTAMINANT, SULFIDE, OR ANY UNREGULATED CONTAMINANT; CORROSION CONTROL INHIBITOR ADDITION; HYPOCHLORINATION; IRON OR MANGANESE SEQUESTRATION; OR ULTRAVIOLET RADIATION. THE LEAD/CHIEF OPERATOR MUST BE CLASS D OR HIGHER. 50,000 GPD UP TO 0.25 MGD-STAFFING BY CLASS D OR HIGHER OPERATOR: 3 VISITS/WEEK ON NONCONSECUTIVE DAYS FOR A TOTAL OF 0.3 HOUR/WEEK. LESS THAN 50,000 GPD-STAFFING BY A CLASS D OR HIGHER OPERATOR: 2 VISITS/WEEK ON NONCONSECUTIVE DAYS FOR A TOTAL OF 0.2 HOUR/WEEK. THERE SHALL BE NO MORE THAN 5 DAYS BETWEEN THE LAST VISIT IN ONE WEEK AND THE FIRST VISIT IN THE NEXT WEEK. | N | Y | CMC REBAR-FL-TAMPA | 2100 JOE MCINTOSH ROAD |  | PLANT CITY | FL | 33565 |  | 8137594423 |  | MICHELLE BUNN | CMC REBAR-FL-TAMPA | 2100 JOE MCINTOSH ROAD |  | PLANT CITY | FL | 33565 |  | 8137594423 |  | INVESTOR | 41 | 3500 | 2 | 2021-08-27 | 2019-05-30 | NTNC | 100
6 | HILLSBOROUGH | SWHI |  | 6295344 | OTHER PUBLIC WATER SYSTEM | CHLORINATION; AERATION FOR REMOVAL OF ANY SECONDARY CONTAMINANT, SULFIDE, OR ANY UNREGULATED CONTAMINANT; CORROSION CONTROL INHIBITOR ADDITION; HYPOCHLORINATION; IRON OR MANGANESE SEQUESTRATION; OR ULTRAVIOLET RADIATION. THE LEAD/CHIEF OPERATOR MUST BE CLASS D OR HIGHER. 50,000 GPD UP TO 0.25 MGD-STAFFING BY CLASS D OR HIGHER OPERATOR: 3 VISITS/WEEK ON NONCONSECUTIVE DAYS FOR A TOTAL OF 0.3 HOUR/WEEK. LESS THAN 50,000 GPD-STAFFING BY A CLASS D OR HIGHER OPERATOR: 2 VISITS/WEEK ON NONCONSECUTIVE DAYS FOR A TOTAL OF 0.2 HOUR/WEEK. THERE SHALL BE NO MORE THAN 5 DAYS BETWEEN THE LAST VISIT IN ONE WEEK AND THE FIRST VISIT IN THE NEXT WEEK. | N | Y | KEY CONSTRUCTION | 5410 CAUSEWAY BLVD. |  | TAMPA | FL | 33619 |  |  |  | ALLEN LINDSEY | KEY CONSTRUCTION | 5915 22ND STREET CAUSEWAY |  | TAMPA | FL | 33619 |  |  |  | INVESTOR | 20 | 1 | 1 | 2087-05-27 | 2087-05-27 | NAF | 0
6 | HILLSBOROUGH | SWHI | CORNERSTONELUTZ@VERIZON.NET | 6295345 | OTHER PUBLIC WATER SYSTEM | CHLORINATION; AERATION FOR REMOVAL OF ANY SECONDARY CONTAMINANT, SULFIDE, OR ANY UNREGULATED CONTAMINANT; CORROSION CONTROL INHIBITOR ADDITION; HYPOCHLORINATION; IRON OR MANGANESE SEQUESTRATION; OR ULTRAVIOLET RADIATION. THE LEAD/CHIEF OPERATOR MUST BE CLASS D OR HIGHER. 50,000 GPD UP TO 0.25 MGD-STAFFING BY CLASS D OR HIGHER OPERATOR: 3 VISITS/WEEK ON NONCONSECUTIVE DAYS FOR A TOTAL OF 0.3 HOUR/WEEK. LESS THAN 50,000 GPD-STAFFING BY A CLASS D OR HIGHER OPERATOR: 2 VISITS/WEEK ON NONCONSECUTIVE DAYS FOR A TOTAL OF 0.2 HOUR/WEEK. THERE SHALL BE NO MORE THAN 5 DAYS BETWEEN THE LAST VISIT IN ONE WEEK AND THE FIRST VISIT IN THE NEXT WEEK. | N | Y | CORNERSTONE PRESBYTERIAN CHURCH | 17520 MARSH ROAD |  | LUTZ | FL | 33558 |  | 8139623584 |  | CHRISTIAN VOLF | CORNERSTONE PRESBYTERIAN CHURCH | 17520 MARSH RD |  | LUTZ | FL | 33558 |  | 8139623584 |  | INVESTOR | 40 | 10000 | 4 | 2019-12-05 | 2017-11-20 | NAF | 0
6 | HILLSBOROUGH | SWHI |  | 6295349 | OTHER PUBLIC WATER SYSTEM | CHLORINATION; AERATION FOR REMOVAL OF ANY SECONDARY CONTAMINANT, SULFIDE, OR ANY UNREGULATED CONTAMINANT; CORROSION CONTROL INHIBITOR ADDITION; HYPOCHLORINATION; IRON OR MANGANESE SEQUESTRATION; OR ULTRAVIOLET RADIATION. THE LEAD/CHIEF OPERATOR MUST BE CLASS D OR HIGHER. 50,000 GPD UP TO 0.25 MGD-STAFFING BY CLASS D OR HIGHER OPERATOR: 3 VISITS/WEEK ON NONCONSECUTIVE DAYS FOR A TOTAL OF 0.3 HOUR/WEEK. LESS THAN 50,000 GPD-STAFFING BY A CLASS D OR HIGHER OPERATOR: 2 VISITS/WEEK ON NONCONSECUTIVE DAYS FOR A TOTAL OF 0.2 HOUR/WEEK. THERE SHALL BE NO MORE THAN 5 DAYS BETWEEN THE LAST VISIT IN ONE WEEK AND THE FIRST VISIT IN THE NEXT WEEK. | N | Y | GRANGER MHP | 8504 SYMMES ROAD |  | RIVERVIEW | FL | 33569 |  |  |  | BOBBY GRANGER | BOBBY GRANGER | 10406 CONE GROVE RD |  | RIVERVIEW | FL | 33569 |  | 8136775602 |  | INVESTOR | 20 | 1 | 1 | 2091-12-17 | 2092-10-12 | NAF | 0
6 | HILLSBOROUGH | SWHI |  | 6295351 | OTHER PUBLIC WATER SYSTEM | CHLORINATION; AERATION FOR REMOVAL OF ANY SECONDARY CONTAMINANT, SULFIDE, OR ANY UNREGULATED CONTAMINANT; CORROSION CONTROL INHIBITOR ADDITION; HYPOCHLORINATION; IRON OR MANGANESE SEQUESTRATION; OR ULTRAVIOLET RADIATION. THE LEAD/CHIEF OPERATOR MUST BE CLASS D OR HIGHER. 50,000 GPD UP TO 0.25 MGD-STAFFING BY CLASS D OR HIGHER OPERATOR: 3 VISITS/WEEK ON NONCONSECUTIVE DAYS FOR A TOTAL OF 0.3 HOUR/WEEK. LESS THAN 50,000 GPD-STAFFING BY A CLASS D OR HIGHER OPERATOR: 2 VISITS/WEEK ON NONCONSECUTIVE DAYS FOR A TOTAL OF 0.2 HOUR/WEEK. THERE SHALL BE NO MORE THAN 5 DAYS BETWEEN THE LAST VISIT IN ONE WEEK AND THE FIRST VISIT IN THE NEXT WEEK. | N | Y | AQUARIUS WATER | P.O. BOX 5533 |  | SUN CITY CENTER | FL | 33570 |  |  |  | JOE GASKILL | JOE GASKILL | SR 674 AT EDINA |  | WIMAUMA | FL | 33598 |  | 8136854512 |  | INVESTOR | 10 | 1 | 1 | 2087-06-24 | 2087-06-24 | NAF | 0
6 | HILLSBOROUGH | SWHI |  | 6295352 | NONCOMMUNITY | CHLORINATION; AERATION FOR REMOVAL OF ANY SECONDARY CONTAMINANT, SULFIDE, OR ANY UNREGULATED CONTAMINANT; CORROSION CONTROL INHIBITOR ADDITION; HYPOCHLORINATION; IRON OR MANGANESE SEQUESTRATION; OR ULTRAVIOLET RADIATION. THE LEAD/CHIEF OPERATOR MUST BE CLASS D OR HIGHER. 50,000 GPD UP TO 0.25 MGD-STAFFING BY CLASS D OR HIGHER OPERATOR: 3 VISITS/WEEK ON NONCONSECUTIVE DAYS FOR A TOTAL OF 0.3 HOUR/WEEK. LESS THAN 50,000 GPD-STAFFING BY A CLASS D OR HIGHER OPERATOR: 2 VISITS/WEEK ON NONCONSECUTIVE DAYS FOR A TOTAL OF 0.2 HOUR/WEEK. THERE SHALL BE NO MORE THAN 5 DAYS BETWEEN THE LAST VISIT IN ONE WEEK AND THE FIRST VISIT IN THE NEXT WEEK. | N | Y | FREE RIDER FELLOWSHIP | 2902 CORK ROAD |  | PLANT CITY | FL | 33565 |  | 8137526508 |  | AARON BROWN | FREE RIDER FELLOWSHIP INC | 2902 CORK ROAD |  | PLANT CITY | FL | 33565 |  | 8132946015 |  | OTHER | 200 | 10000 | 7 | 2021-07-09 | 2019-02-15 | NC01 | 50
6 | HILLSBOROUGH | SWHI |  | 6295353 | NONTRANSIENT NONCOMMUNITY | CHLORINATION; AERATION FOR REMOVAL OF ANY SECONDARY CONTAMINANT, SULFIDE, OR ANY UNREGULATED CONTAMINANT; CORROSION CONTROL INHIBITOR ADDITION; HYPOCHLORINATION; IRON OR MANGANESE SEQUESTRATION; OR ULTRAVIOLET RADIATION. THE LEAD/CHIEF OPERATOR MUST BE CLASS D OR HIGHER. 50,000 GPD UP TO 0.25 MGD-STAFFING BY CLASS D OR HIGHER OPERATOR: 3 VISITS/WEEK ON NONCONSECUTIVE DAYS FOR A TOTAL OF 0.3 HOUR/WEEK. LESS THAN 50,000 GPD-STAFFING BY A CLASS D OR HIGHER OPERATOR: 2 VISITS/WEEK ON NONCONSECUTIVE DAYS FOR A TOTAL OF 0.2 HOUR/WEEK. THERE SHALL BE NO MORE THAN 5 DAYS BETWEEN THE LAST VISIT IN ONE WEEK AND THE FIRST VISIT IN THE NEXT WEEK. | N | Y | ALLSTATE BUSINESS CENTERS, INC. | 13654 N. 12TH ST |  | TAMPA | FL | 33613 |  | 8132401317 |  | SCOTT CALDERAZZO | ALLSTATE BUSINESS CENTERS, INC. | PO BOX 280078 |  | TAMPA | FL | 33682 |  | 8132401317 |  | INVESTOR | 60 | 5000 | 4 | 2021-08-05 | 2019-05-20 | NTNC | 100
6 | HILLSBOROUGH | SWHI |  | 6295354 | OTHER PUBLIC WATER SYSTEM | CHLORINATION; AERATION FOR REMOVAL OF ANY SECONDARY CONTAMINANT, SULFIDE, OR ANY UNREGULATED CONTAMINANT; CORROSION CONTROL INHIBITOR ADDITION; HYPOCHLORINATION; IRON OR MANGANESE SEQUESTRATION; OR ULTRAVIOLET RADIATION. THE LEAD/CHIEF OPERATOR MUST BE CLASS D OR HIGHER. 50,000 GPD UP TO 0.25 MGD-STAFFING BY CLASS D OR HIGHER OPERATOR: 3 VISITS/WEEK ON NONCONSECUTIVE DAYS FOR A TOTAL OF 0.3 HOUR/WEEK. LESS THAN 50,000 GPD-STAFFING BY A CLASS D OR HIGHER OPERATOR: 2 VISITS/WEEK ON NONCONSECUTIVE DAYS FOR A TOTAL OF 0.2 HOUR/WEEK. THERE SHALL BE NO MORE THAN 5 DAYS BETWEEN THE LAST VISIT IN ONE WEEK AND THE FIRST VISIT IN THE NEXT WEEK. | N | Y | FARM MACHINERY MFG | P.O. BOX 1375 |  | RUSKIN | FL | 33570 |  |  |  | HAROLD MILLIS | HAROLD MILLIS | 1110 4TH ST. SW |  | RUSKIN | FL | 33570 |  | 8136450611 |  | INVESTOR | 20 | 1 | 1 | 2087-07-06 | 2087-07-06 | NAF | 0
6 | HILLSBOROUGH | SWHI | MMHIGGINS@HOPECHILDRENSHOME.ORG | 6295355 | COMMUNITY | AERATION FOR REMOVAL OF ANY PRIMARY CONTAMINANT; ALKALINITY/PH ADJUSTMENT; CHLORAMIN ATION; CHLORINE DIOXIDE FOR OXIDATION OR DISINFECTION; FLUORIDATION; ION EXCHANGE FOR REMOVAL OF ANY SECONDARY CONTAMINANT, SULFIDE, OR ANY UNREGULATED CONTAMINANT; OR OZONATION LESS THAN 0.1 MGD. STAFFING BY A CLASS D OR HIGHER OPERATOR: 3 VISITS/WEEK ON NONCONSECUTIVE DAYS FOR A TOTAL OF 0.6 HOUR/WEEK. THE LEAD/CHIEF OPERATOR MUST BE CLASS D OR HIGHER. | N | Y | HOPE CHILDREN'S HOME | 11415 HOPE INTERNATIONAL DRIVE |  | TAMPA | FL | 33625 |  | 8139611214 |  | MATT HIGGINS | HOPE INTERNATIONAL MINISTRIES | 11415 HOPE INTERNATIONAL DR |  | TAMPA | FL | 33625 |  | 8139611214 |  | INVESTOR | 272 | 50000 | 60 | 2020-01-28 | 2019-12-05 | DC051 | 100
6 | HILLSBOROUGH | SWHI |  | 6295356 | NONCOMMUNITY | CHLORINATION; AERATION FOR REMOVAL OF ANY SECONDARY CONTAMINANT, SULFIDE, OR ANY UNREGULATED CONTAMINANT; CORROSION CONTROL INHIBITOR ADDITION; HYPOCHLORINATION; IRON OR MANGANESE SEQUESTRATION; OR ULTRAVIOLET RADIATION. THE LEAD/CHIEF OPERATOR MUST BE CLASS D OR HIGHER. 50,000 GPD UP TO 0.25 MGD-STAFFING BY CLASS D OR HIGHER OPERATOR: 3 VISITS/WEEK ON NONCONSECUTIVE DAYS FOR A TOTAL OF 0.3 HOUR/WEEK. LESS THAN 50,000 GPD-STAFFING BY A CLASS D OR HIGHER OPERATOR: 2 VISITS/WEEK ON NONCONSECUTIVE DAYS FOR A TOTAL OF 0.2 HOUR/WEEK. THERE SHALL BE NO MORE THAN 5 DAYS BETWEEN THE LAST VISIT IN ONE WEEK AND THE FIRST VISIT IN THE NEXT WEEK. | N | Y | CORK FOOD STORE | 3216 CORK ROAD |  | PLANT CITY | FL | 33565 |  | 8137598001 |  | MARTIN KORATTIYIL | MARTIN KORATTIYIL | 2204 COUNTRY CLUB CT |  | PLANT CITY | FL | 33566 |  | 8137165721 |  | INVESTOR | 100 | 2000 | 2 | 2021-09-17 | 2020-10-15 | NC01 | 50
6 | HILLSBOROUGH | SWHI |  | 6295357 | OTHER PUBLIC WATER SYSTEM | CHLORINATION; AERATION FOR REMOVAL OF ANY SECONDARY CONTAMINANT, SULFIDE, OR ANY UNREGULATED CONTAMINANT; CORROSION CONTROL INHIBITOR ADDITION; HYPOCHLORINATION; IRON OR MANGANESE SEQUESTRATION; OR ULTRAVIOLET RADIATION. THE LEAD/CHIEF OPERATOR MUST BE CLASS D OR HIGHER. 50,000 GPD UP TO 0.25 MGD-STAFFING BY CLASS D OR HIGHER OPERATOR: 3 VISITS/WEEK ON NONCONSECUTIVE DAYS FOR A TOTAL OF 0.3 HOUR/WEEK. LESS THAN 50,000 GPD-STAFFING BY A CLASS D OR HIGHER OPERATOR: 2 VISITS/WEEK ON NONCONSECUTIVE DAYS FOR A TOTAL OF 0.2 HOUR/WEEK. THERE SHALL BE NO MORE THAN 5 DAYS BETWEEN THE LAST VISIT IN ONE WEEK AND THE FIRST VISIT IN THE NEXT WEEK. | N | Y | BANKS SUPPLY CO | 7816 PROFESSIONAL PLACE |  | TAMPA | FL | 33610 |  |  |  | JIM GEE | BANKS SUPPLY CO | 7816 PROFESSIONAL PLACE |  | TAMPA | FL | 33610 |  | 8139855554 |  | INVESTOR | 10 | 1 | 1 | 2087-07-01 | 2087-07-01 | NAF | 0
6 | HILLSBOROUGH | SWHI |  | 6295358 | OTHER PUBLIC WATER SYSTEM | CHLORINATION; AERATION FOR REMOVAL OF ANY SECONDARY CONTAMINANT, SULFIDE, OR ANY UNREGULATED CONTAMINANT; CORROSION CONTROL INHIBITOR ADDITION; HYPOCHLORINATION; IRON OR MANGANESE SEQUESTRATION; OR ULTRAVIOLET RADIATION. THE LEAD/CHIEF OPERATOR MUST BE CLASS D OR HIGHER. 50,000 GPD UP TO 0.25 MGD-STAFFING BY CLASS D OR HIGHER OPERATOR: 3 VISITS/WEEK ON NONCONSECUTIVE DAYS FOR A TOTAL OF 0.3 HOUR/WEEK. LESS THAN 50,000 GPD-STAFFING BY A CLASS D OR HIGHER OPERATOR: 2 VISITS/WEEK ON NONCONSECUTIVE DAYS FOR A TOTAL OF 0.2 HOUR/WEEK. THERE SHALL BE NO MORE THAN 5 DAYS BETWEEN THE LAST VISIT IN ONE WEEK AND THE FIRST VISIT IN THE NEXT WEEK. | N | Y | TECO TEST SITE | P.O. BOX 111 |  | TAMPA | FL | 33602 |  |  |  | MYRAN WRIGHT | TAMPA ELECTRIC COMPANY | 5402 WEST SLIGH |  | TAMPA | FL | 33602 |  | 8132281589 |  | INVESTOR | 10 | 1 | 1 | 2087-07-07 | 2087-07-07 | NAF | 0
6 | HILLSBOROUGH | SWHI | nrginvest@aol.com | 6295360 | NONCOMMUNITY | CHLORINATION; AERATION FOR REMOVAL OF ANY SECONDARY CONTAMINANT, SULFIDE, OR ANY UNREGULATED CONTAMINANT; CORROSION CONTROL INHIBITOR ADDITION; HYPOCHLORINATION; IRON OR MANGANESE SEQUESTRATION; OR ULTRAVIOLET RADIATION. THE LEAD/CHIEF OPERATOR MUST BE CLASS D OR HIGHER. 50,000 GPD UP TO 0.25 MGD-STAFFING BY CLASS D OR HIGHER OPERATOR: 3 VISITS/WEEK ON NONCONSECUTIVE DAYS FOR A TOTAL OF 0.3 HOUR/WEEK. LESS THAN 50,000 GPD-STAFFING BY A CLASS D OR HIGHER OPERATOR: 2 VISITS/WEEK ON NONCONSECUTIVE DAYS FOR A TOTAL OF 0.2 HOUR/WEEK. THERE SHALL BE NO MORE THAN 5 DAYS BETWEEN THE LAST VISIT IN ONE WEEK AND THE FIRST VISIT IN THE NEXT WEEK. | N | Y | VALRICO PLACE | 3120 E. HWY. 60 |  | VALRICO | FL | 33594 |  | 8136811646 |  | RICHARD GONZALES | NRG INVESTMENTS | 1706 S. KINGSWAY ROAD |  | SEFFNER | FL | 33584 |  | 8136811646 |  | INVESTOR | 25 | 7500 | 5 | 2021-07-13 | 2020-11-16 | NC01 | 50
6 | HILLSBOROUGH | SWHI |  | 6295361 | OTHER PUBLIC WATER SYSTEM | CHLORINATION; AERATION FOR REMOVAL OF ANY SECONDARY CONTAMINANT, SULFIDE, OR ANY UNREGULATED CONTAMINANT; CORROSION CONTROL INHIBITOR ADDITION; HYPOCHLORINATION; IRON OR MANGANESE SEQUESTRATION; OR ULTRAVIOLET RADIATION. THE LEAD/CHIEF OPERATOR MUST BE CLASS D OR HIGHER. 50,000 GPD UP TO 0.25 MGD-STAFFING BY CLASS D OR HIGHER OPERATOR: 3 VISITS/WEEK ON NONCONSECUTIVE DAYS FOR A TOTAL OF 0.3 HOUR/WEEK. LESS THAN 50,000 GPD-STAFFING BY A CLASS D OR HIGHER OPERATOR: 2 VISITS/WEEK ON NONCONSECUTIVE DAYS FOR A TOTAL OF 0.2 HOUR/WEEK. THERE SHALL BE NO MORE THAN 5 DAYS BETWEEN THE LAST VISIT IN ONE WEEK AND THE FIRST VISIT IN THE NEXT WEEK. | N | Y | AEON REALTY-MARVIN HILL | 3201 W. WATERS AV |  | TAMPA | FL | 33614 |  |  |  | MARVIN HILL | AEON REALTY-MARVIN HILL | GRANDFIELD & WILLIAMS |  | THONOTOSASSA | FL | 33592 |  | 8138769235 |  | INVESTOR | 6 | 4000 | 1 |  |  | NAF | 0
6 | HILLSBOROUGH | SWHI |  | 6295362 | OTHER PUBLIC WATER SYSTEM | CHLORINATION; AERATION FOR REMOVAL OF ANY SECONDARY CONTAMINANT, SULFIDE, OR ANY UNREGULATED CONTAMINANT; CORROSION CONTROL INHIBITOR ADDITION; HYPOCHLORINATION; IRON OR MANGANESE SEQUESTRATION; OR ULTRAVIOLET RADIATION. THE LEAD/CHIEF OPERATOR MUST BE CLASS D OR HIGHER. 50,000 GPD UP TO 0.25 MGD-STAFFING BY CLASS D OR HIGHER OPERATOR: 3 VISITS/WEEK ON NONCONSECUTIVE DAYS FOR A TOTAL OF 0.3 HOUR/WEEK. LESS THAN 50,000 GPD-STAFFING BY A CLASS D OR HIGHER OPERATOR: 2 VISITS/WEEK ON NONCONSECUTIVE DAYS FOR A TOTAL OF 0.2 HOUR/WEEK. THERE SHALL BE NO MORE THAN 5 DAYS BETWEEN THE LAST VISIT IN ONE WEEK AND THE FIRST VISIT IN THE NEXT WEEK. | N | Y | SASNETT TP #2 | 10120 TOM FOLSOM RD |  | THONOTOSASSA | FL | 33592 |  |  |  | O.O.SASNETT | O.O.SASNETT | 10140 TOM FOLSOM |  | THONO | FL | 33592 |  |  |  | INVESTOR | 10 | 5000 | 6 | 2090-05-01 | 2090-05-01 | NAF | 0
6 | HILLSBOROUGH | SWHI |  | 6295363 | OTHER PUBLIC WATER SYSTEM | CHLORINATION; AERATION FOR REMOVAL OF ANY SECONDARY CONTAMINANT, SULFIDE, OR ANY UNREGULATED CONTAMINANT; CORROSION CONTROL INHIBITOR ADDITION; HYPOCHLORINATION; IRON OR MANGANESE SEQUESTRATION; OR ULTRAVIOLET RADIATION. THE LEAD/CHIEF OPERATOR MUST BE CLASS D OR HIGHER. 50,000 GPD UP TO 0.25 MGD-STAFFING BY CLASS D OR HIGHER OPERATOR: 3 VISITS/WEEK ON NONCONSECUTIVE DAYS FOR A TOTAL OF 0.3 HOUR/WEEK. LESS THAN 50,000 GPD-STAFFING BY A CLASS D OR HIGHER OPERATOR: 2 VISITS/WEEK ON NONCONSECUTIVE DAYS FOR A TOTAL OF 0.2 HOUR/WEEK. THERE SHALL BE NO MORE THAN 5 DAYS BETWEEN THE LAST VISIT IN ONE WEEK AND THE FIRST VISIT IN THE NEXT WEEK. | N | Y | LIGHT INDUSTRIAL BLDG | P.O. BOX 658 |  | BRANDON | FL | 33511 |  |  |  | DR. MORK MOSHER | LIGHT INDUSTRIAL BLDG | 8802-06 VENTURA COVE |  | TAMPA | FL | 33610 |  |  |  | INVESTOR | 20 | 1 | 1 | 2087-07-01 | 2087-07-01 | NAF | 0
6 | HILLSBOROUGH | SWHI |  | 6295364 | OTHER PUBLIC WATER SYSTEM | CHLORINATION; AERATION FOR REMOVAL OF ANY SECONDARY CONTAMINANT, SULFIDE, OR ANY UNREGULATED CONTAMINANT; CORROSION CONTROL INHIBITOR ADDITION; HYPOCHLORINATION; IRON OR MANGANESE SEQUESTRATION; OR ULTRAVIOLET RADIATION. THE LEAD/CHIEF OPERATOR MUST BE CLASS D OR HIGHER. 50,000 GPD UP TO 0.25 MGD-STAFFING BY CLASS D OR HIGHER OPERATOR: 3 VISITS/WEEK ON NONCONSECUTIVE DAYS FOR A TOTAL OF 0.3 HOUR/WEEK. LESS THAN 50,000 GPD-STAFFING BY A CLASS D OR HIGHER OPERATOR: 2 VISITS/WEEK ON NONCONSECUTIVE DAYS FOR A TOTAL OF 0.2 HOUR/WEEK. THERE SHALL BE NO MORE THAN 5 DAYS BETWEEN THE LAST VISIT IN ONE WEEK AND THE FIRST VISIT IN THE NEXT WEEK. | N | Y | SUNBELT REFRIGERATION | 5080 24TH AVE. S. |  | TAMPA | FL | 33619 |  |  |  | BOB TRONU | BOB TRONU | 5080 24TH AVE S |  | TAMPA | FL | 33619 |  | 8132215646 |  | INVESTOR | 13 | 1 | 1 | 2087-08-04 | 2087-08-04 | NAF | 0
6 | HILLSBOROUGH | SWHI |  | 6295365 | NONCOMMUNITY | CHLORINATION; AERATION FOR REMOVAL OF ANY SECONDARY CONTAMINANT, SULFIDE, OR ANY UNREGULATED CONTAMINANT; CORROSION CONTROL INHIBITOR ADDITION; HYPOCHLORINATION; IRON OR MANGANESE SEQUESTRATION; OR ULTRAVIOLET RADIATION. THE LEAD/CHIEF OPERATOR MUST BE CLASS D OR HIGHER. 50,000 GPD UP TO 0.25 MGD-STAFFING BY CLASS D OR HIGHER OPERATOR: 3 VISITS/WEEK ON NONCONSECUTIVE DAYS FOR A TOTAL OF 0.3 HOUR/WEEK. LESS THAN 50,000 GPD-STAFFING BY A CLASS D OR HIGHER OPERATOR: 2 VISITS/WEEK ON NONCONSECUTIVE DAYS FOR A TOTAL OF 0.2 HOUR/WEEK. THERE SHALL BE NO MORE THAN 5 DAYS BETWEEN THE LAST VISIT IN ONE WEEK AND THE FIRST VISIT IN THE NEXT WEEK. | N | Y | EL TORO LOCO | 2915 WEST TRAPNELL ROAD |  | PLANT CITY | FL | 33566 |  | 8137520055 |  | TAMMY AND SAMIR HIJAZ | SAMIR HIJAZ | 708 CHARTER WOODS PLACE |  | VALRICO | FL | 33594 |  | 5042376556 |  | INVESTOR | 75 | 1000 | 1 | 2021-05-28 | 2020-03-19 | NC01 | 50
6 | HILLSBOROUGH | SWHI |  | 6295367 | OTHER PUBLIC WATER SYSTEM | CHLORINATION; AERATION FOR REMOVAL OF ANY SECONDARY CONTAMINANT, SULFIDE, OR ANY UNREGULATED CONTAMINANT; CORROSION CONTROL INHIBITOR ADDITION; HYPOCHLORINATION; IRON OR MANGANESE SEQUESTRATION; OR ULTRAVIOLET RADIATION. THE LEAD/CHIEF OPERATOR MUST BE CLASS D OR HIGHER. 50,000 GPD UP TO 0.25 MGD-STAFFING BY CLASS D OR HIGHER OPERATOR: 3 VISITS/WEEK ON NONCONSECUTIVE DAYS FOR A TOTAL OF 0.3 HOUR/WEEK. LESS THAN 50,000 GPD-STAFFING BY A CLASS D OR HIGHER OPERATOR: 2 VISITS/WEEK ON NONCONSECUTIVE DAYS FOR A TOTAL OF 0.2 HOUR/WEEK. THERE SHALL BE NO MORE THAN 5 DAYS BETWEEN THE LAST VISIT IN ONE WEEK AND THE FIRST VISIT IN THE NEXT WEEK. | N | Y | VENTURE I ASSOC | P.O.BOX 1307 |  | MANGO | FL | 33550 | 1307 |  |  | DOUG VANDERHOOK | VANDERHOOK ET AL | 9550 E COLUMBUS DR |  | TAMPA | FL | 33619 |  | 8136211165 |  | INVESTOR | 24 | 1 | 1 | 2087-09-02 | 2087-09-02 | NAF | 0
6 | HILLSBOROUGH | SWHI |  | 6295369 | NONTRANSIENT NONCOMMUNITY | CHLORINATION; AERATION FOR REMOVAL OF ANY SECONDARY CONTAMINANT, SULFIDE, OR ANY UNREGULATED CONTAMINANT; CORROSION CONTROL INHIBITOR ADDITION; HYPOCHLORINATION; IRON OR MANGANESE SEQUESTRATION; OR ULTRAVIOLET RADIATION. THE LEAD/CHIEF OPERATOR MUST BE CLASS D OR HIGHER. 50,000 GPD UP TO 0.25 MGD-STAFFING BY CLASS D OR HIGHER OPERATOR: 3 VISITS/WEEK ON NONCONSECUTIVE DAYS FOR A TOTAL OF 0.3 HOUR/WEEK. LESS THAN 50,000 GPD-STAFFING BY A CLASS D OR HIGHER OPERATOR: 2 VISITS/WEEK ON NONCONSECUTIVE DAYS FOR A TOTAL OF 0.2 HOUR/WEEK. THERE SHALL BE NO MORE THAN 5 DAYS BETWEEN THE LAST VISIT IN ONE WEEK AND THE FIRST VISIT IN THE NEXT WEEK. | N | Y | ACTS (AGENCY FOR COMMUNITY TREATMENT) | 11309 TOM FOLSOM RD |  | THONOTOSASSA | FL | 33592 |  | 8139865966 |  | ANGELA LITTLEFIELD | ACTS (AGENCY FOR COMMUNITY TREATMENT SERVICES) | 4612 N 56 ST |  | TAMPA | FL | 33610 |  | 8132464899 | 240 | OTHER | 25 | 10000 | 8 | 2021-09-27 | 2019-02-13 | NTNC | 100
6 | HILLSBOROUGH | SWHI |  | 6295372 | OTHER PUBLIC WATER SYSTEM | CHLORINATION; AERATION FOR REMOVAL OF ANY SECONDARY CONTAMINANT, SULFIDE, OR ANY UNREGULATED CONTAMINANT; CORROSION CONTROL INHIBITOR ADDITION; HYPOCHLORINATION; IRON OR MANGANESE SEQUESTRATION; OR ULTRAVIOLET RADIATION. THE LEAD/CHIEF OPERATOR MUST BE CLASS D OR HIGHER. 50,000 GPD UP TO 0.25 MGD-STAFFING BY CLASS D OR HIGHER OPERATOR: 3 VISITS/WEEK ON NONCONSECUTIVE DAYS FOR A TOTAL OF 0.3 HOUR/WEEK. LESS THAN 50,000 GPD-STAFFING BY A CLASS D OR HIGHER OPERATOR: 2 VISITS/WEEK ON NONCONSECUTIVE DAYS FOR A TOTAL OF 0.2 HOUR/WEEK. THERE SHALL BE NO MORE THAN 5 DAYS BETWEEN THE LAST VISIT IN ONE WEEK AND THE FIRST VISIT IN THE NEXT WEEK. | N | Y | FAR EAST NOODLE CO | 8926 N ARMENIA AVE |  | TAMPA | FL | 33614 |  |  |  | KIM B. WONG | KIM B. WONG | 13350 CAIN RD |  | TAMPA | FL | 33625 |  | 8139356132 |  | INVESTOR | 10 | 1 | 1 | 2087-09-14 | 2087-09-14 | NAF | 0
6 | HILLSBOROUGH | SWHI |  | 6295374 | NONCOMMUNITY | CHLORINATION; AERATION FOR REMOVAL OF ANY SECONDARY CONTAMINANT, SULFIDE, OR ANY UNREGULATED CONTAMINANT; CORROSION CONTROL INHIBITOR ADDITION; HYPOCHLORINATION; IRON OR MANGANESE SEQUESTRATION; OR ULTRAVIOLET RADIATION. THE LEAD/CHIEF OPERATOR MUST BE CLASS D OR HIGHER. 50,000 GPD UP TO 0.25 MGD-STAFFING BY CLASS D OR HIGHER OPERATOR: 3 VISITS/WEEK ON NONCONSECUTIVE DAYS FOR A TOTAL OF 0.3 HOUR/WEEK. LESS THAN 50,000 GPD-STAFFING BY A CLASS D OR HIGHER OPERATOR: 2 VISITS/WEEK ON NONCONSECUTIVE DAYS FOR A TOTAL OF 0.2 HOUR/WEEK. THERE SHALL BE NO MORE THAN 5 DAYS BETWEEN THE LAST VISIT IN ONE WEEK AND THE FIRST VISIT IN THE NEXT WEEK. | N | Y | FINISH LINE SALOON INC. | 5402 W US HIGHWAY 92 |  | PLANT CITY | FL | 33566 |  | 8137596703 |  | CINDY JONES | SYLVIA BLOCKER | 4806 GALLAGHER ROAD |  | PLANT CITY | FL | 33565 |  | 8134450731 |  | INVESTOR | 100 | 5000 | 1 | 2021-03-03 | 2020-04-23 | NC01 | 50
6 | HILLSBOROUGH | SWHI | DUKEMENDEL@VERIZON.NET | 6295375 | NONCOMMUNITY | CHLORINATION; AERATION FOR REMOVAL OF ANY SECONDARY CONTAMINANT, SULFIDE, OR ANY UNREGULATED CONTAMINANT; CORROSION CONTROL INHIBITOR ADDITION; HYPOCHLORINATION; IRON OR MANGANESE SEQUESTRATION; OR ULTRAVIOLET RADIATION. THE LEAD/CHIEF OPERATOR MUST BE CLASS D OR HIGHER. 50,000 GPD UP TO 0.25 MGD-STAFFING BY CLASS D OR HIGHER OPERATOR: 3 VISITS/WEEK ON NONCONSECUTIVE DAYS FOR A TOTAL OF 0.3 HOUR/WEEK. LESS THAN 50,000 GPD-STAFFING BY A CLASS D OR HIGHER OPERATOR: 2 VISITS/WEEK ON NONCONSECUTIVE DAYS FOR A TOTAL OF 0.2 HOUR/WEEK. THERE SHALL BE NO MORE THAN 5 DAYS BETWEEN THE LAST VISIT IN ONE WEEK AND THE FIRST VISIT IN THE NEXT WEEK. | N | Y | SHOWGIRLS | 4210 US HIGHWAY 92 E |  | PLANT CITY | FL | 33566 |  | 8137523835 |  | DUKE MENDEL | PLANT CITY PROPERTIES LLC | 1808 JAMES REDMAN PARKWAY #390 |  | PLANT CITY | FL | 33563 |  | 8136956966 |  | INVESTOR | 100 | 19500 | 1 | 2019-03-07 | 2021-02-11 | NC01 | 50
6 | HILLSBOROUGH | SWHI | TELYCOLLC@AOL.COM | 6295376 | COMMUNITY | CHLORINATION; AERATION FOR REMOVAL OF ANY SECONDARY CONTAMINANT, SULFIDE, OR ANY UNREGULATED CONTAMINANT; CORROSION CONTROL INHIBITOR ADDITION; HYPOCHLORINATION; IRON OR MANGANESE SEQUESTRATION; OR ULTRAVIOLET RADIATION. THE LEAD/CHIEF OPERATOR MUST BE CLASS D OR HIGHER. 50,000 GPD UP TO 0.25 MGD-STAFFING BY CLASS D OR HIGHER OPERATOR: 3 VISITS/WEEK ON NONCONSECUTIVE DAYS FOR A TOTAL OF 0.3 HOUR/WEEK. LESS THAN 50,000 GPD-STAFFING BY A CLASS D OR HIGHER OPERATOR: 2 VISITS/WEEK ON NONCONSECUTIVE DAYS FOR A TOTAL OF 0.2 HOUR/WEEK. THERE SHALL BE NO MORE THAN 5 DAYS BETWEEN THE LAST VISIT IN ONE WEEK AND THE FIRST VISIT IN THE NEXT WEEK. | N | Y | SUNDIAL MHP AND CAMPGROUND | 3601 PAUL BUCHMAN HIGHWAY |  | PLANT CITY | FL | 33565 |  | 8137546541 |  | THERESA LYNN CROSBY | TELYCO 3601 LLC | 3853 NORTHDALE BLVD, SUITE 143 |  | TAMPA | FL | 33624 |  | 8636514442 |  | INVESTOR | 130 | 10000 | 75 | 2021-12-09 | 2021-08-27 | DC06 | 100
6 | HILLSBOROUGH | SWHI |  | 6295377 | NONTRANSIENT NONCOMMUNITY | CHLORINATION; AERATION FOR REMOVAL OF ANY SECONDARY CONTAMINANT, SULFIDE, OR ANY UNREGULATED CONTAMINANT; CORROSION CONTROL INHIBITOR ADDITION; HYPOCHLORINATION; IRON OR MANGANESE SEQUESTRATION; OR ULTRAVIOLET RADIATION. THE LEAD/CHIEF OPERATOR MUST BE CLASS D OR HIGHER. 50,000 GPD UP TO 0.25 MGD-STAFFING BY CLASS D OR HIGHER OPERATOR: 3 VISITS/WEEK ON NONCONSECUTIVE DAYS FOR A TOTAL OF 0.3 HOUR/WEEK. LESS THAN 50,000 GPD-STAFFING BY A CLASS D OR HIGHER OPERATOR: 2 VISITS/WEEK ON NONCONSECUTIVE DAYS FOR A TOTAL OF 0.2 HOUR/WEEK. THERE SHALL BE NO MORE THAN 5 DAYS BETWEEN THE LAST VISIT IN ONE WEEK AND THE FIRST VISIT IN THE NEXT WEEK. | N | Y | BEALSVILLE HEADSTART | 5100 HORTON ROAD |  | PLANT CITY | FL | 33567 |  | 8137573733 |  | LAVETTA WILLIAMS | HILLSBOROUGH COUNTY HEADSTART | 3402 N. 22ND STREET |  | TAMPA | FL | 33605 |  | 8133622173 |  | INVESTOR | 42 | 5400 | 2 | 2021-09-09 | 2019-03-28 | NTNC | 100
6 | HILLSBOROUGH | SWHI |  | 6295378 | NONCOMMUNITY | CHLORINATION; AERATION FOR REMOVAL OF ANY SECONDARY CONTAMINANT, SULFIDE, OR ANY UNREGULATED CONTAMINANT; CORROSION CONTROL INHIBITOR ADDITION; HYPOCHLORINATION; IRON OR MANGANESE SEQUESTRATION; OR ULTRAVIOLET RADIATION. THE LEAD/CHIEF OPERATOR MUST BE CLASS D OR HIGHER. 50,000 GPD UP TO 0.25 MGD-STAFFING BY CLASS D OR HIGHER OPERATOR: 3 VISITS/WEEK ON NONCONSECUTIVE DAYS FOR A TOTAL OF 0.3 HOUR/WEEK. LESS THAN 50,000 GPD-STAFFING BY A CLASS D OR HIGHER OPERATOR: 2 VISITS/WEEK ON NONCONSECUTIVE DAYS FOR A TOTAL OF 0.2 HOUR/WEEK. THERE SHALL BE NO MORE THAN 5 DAYS BETWEEN THE LAST VISIT IN ONE WEEK AND THE FIRST VISIT IN THE NEXT WEEK. | N | Y | HCPRD/PINECREST FOOTBALL FIELD | 7950 LITHIA PINECREST RD |  | LITHIA | FL | 33547 |  | 8137445544 |  | ROYCE JOHNSON | HILLSBOROUGH CTY PARKS & RECREATION MU2 | PO BOX 1110 |  | TAMPA | FL | 33601 |  | 8133526427 |  | COUNTY | 800 | 5525 | 1 | 2021-06-23 | 2020-05-12 | NC01 | 50
6 | HILLSBOROUGH | SWHI |  | 6295381 | OTHER PUBLIC WATER SYSTEM | CHLORINATION; AERATION FOR REMOVAL OF ANY SECONDARY CONTAMINANT, SULFIDE, OR ANY UNREGULATED CONTAMINANT; CORROSION CONTROL INHIBITOR ADDITION; HYPOCHLORINATION; IRON OR MANGANESE SEQUESTRATION; OR ULTRAVIOLET RADIATION. THE LEAD/CHIEF OPERATOR MUST BE CLASS D OR HIGHER. 50,000 GPD UP TO 0.25 MGD-STAFFING BY CLASS D OR HIGHER OPERATOR: 3 VISITS/WEEK ON NONCONSECUTIVE DAYS FOR A TOTAL OF 0.3 HOUR/WEEK. LESS THAN 50,000 GPD-STAFFING BY A CLASS D OR HIGHER OPERATOR: 2 VISITS/WEEK ON NONCONSECUTIVE DAYS FOR A TOTAL OF 0.2 HOUR/WEEK. THERE SHALL BE NO MORE THAN 5 DAYS BETWEEN THE LAST VISIT IN ONE WEEK AND THE FIRST VISIT IN THE NEXT WEEK. | N | Y | KRELL-WEBSTER ELECTRIC | P.O.BOX 2057 |  | LUTZ | FL | 33549 |  |  |  | LARRY KRELL & EDWARD WEBSTER | L. KRELL & E.WEBSTER | 14819 12TH STREET |  | LUTZ | FL | 33549 |  | 8139715628 |  | INVESTOR | 20 | 1 | 1 | 2087-10-20 | 2087-10-20 | NAF | 0
6 | HILLSBOROUGH | SWHI |  | 6295382 | OTHER PUBLIC WATER SYSTEM | CHLORINATION; AERATION FOR REMOVAL OF ANY SECONDARY CONTAMINANT, SULFIDE, OR ANY UNREGULATED CONTAMINANT; CORROSION CONTROL INHIBITOR ADDITION; HYPOCHLORINATION; IRON OR MANGANESE SEQUESTRATION; OR ULTRAVIOLET RADIATION. THE LEAD/CHIEF OPERATOR MUST BE CLASS D OR HIGHER. 50,000 GPD UP TO 0.25 MGD-STAFFING BY CLASS D OR HIGHER OPERATOR: 3 VISITS/WEEK ON NONCONSECUTIVE DAYS FOR A TOTAL OF 0.3 HOUR/WEEK. LESS THAN 50,000 GPD-STAFFING BY A CLASS D OR HIGHER OPERATOR: 2 VISITS/WEEK ON NONCONSECUTIVE DAYS FOR A TOTAL OF 0.2 HOUR/WEEK. THERE SHALL BE NO MORE THAN 5 DAYS BETWEEN THE LAST VISIT IN ONE WEEK AND THE FIRST VISIT IN THE NEXT WEEK. | N | Y | TESTON INSULATION/LYKES DIST | 8914 MAISLIN DR |  | TAMPA | FL | 33637 |  |  |  | GEORGE TESTON | GEORGE TESTON | 8914 MAISLIN DR |  | TAMPA | FL | 33637 |  | 8139891118 |  | INVESTOR | 20 | 500 | 2 | 2084-10-18 | 2084-10-18 | NAF | 0
6 | HILLSBOROUGH | SWHI |  | 6295384 | OTHER PUBLIC WATER SYSTEM | CHLORINATION; AERATION FOR REMOVAL OF ANY SECONDARY CONTAMINANT, SULFIDE, OR ANY UNREGULATED CONTAMINANT; CORROSION CONTROL INHIBITOR ADDITION; HYPOCHLORINATION; IRON OR MANGANESE SEQUESTRATION; OR ULTRAVIOLET RADIATION. THE LEAD/CHIEF OPERATOR MUST BE CLASS D OR HIGHER. 50,000 GPD UP TO 0.25 MGD-STAFFING BY CLASS D OR HIGHER OPERATOR: 3 VISITS/WEEK ON NONCONSECUTIVE DAYS FOR A TOTAL OF 0.3 HOUR/WEEK. LESS THAN 50,000 GPD-STAFFING BY A CLASS D OR HIGHER OPERATOR: 2 VISITS/WEEK ON NONCONSECUTIVE DAYS FOR A TOTAL OF 0.2 HOUR/WEEK. THERE SHALL BE NO MORE THAN 5 DAYS BETWEEN THE LAST VISIT IN ONE WEEK AND THE FIRST VISIT IN THE NEXT WEEK. | N | Y | PINECRESS MHP | RT 1 BOX 810 |  | LITHIA | FL | 33547 |  |  |  | BILL LISENBY | BILL LISENBY | SR 39 S/O SR.640 5 MI |  | LITHIA | FL | 33547 |  |  |  | INVESTOR | 20 | 1 | 10 |  |  | NAF | 0
6 | HILLSBOROUGH | SWHI |  | 6295385 | NONCOMMUNITY | CHLORINATION; AERATION FOR REMOVAL OF ANY SECONDARY CONTAMINANT, SULFIDE, OR ANY UNREGULATED CONTAMINANT; CORROSION CONTROL INHIBITOR ADDITION; HYPOCHLORINATION; IRON OR MANGANESE SEQUESTRATION; OR ULTRAVIOLET RADIATION. THE LEAD/CHIEF OPERATOR MUST BE CLASS D OR HIGHER. 50,000 GPD UP TO 0.25 MGD-STAFFING BY CLASS D OR HIGHER OPERATOR: 3 VISITS/WEEK ON NONCONSECUTIVE DAYS FOR A TOTAL OF 0.3 HOUR/WEEK. LESS THAN 50,000 GPD-STAFFING BY A CLASS D OR HIGHER OPERATOR: 2 VISITS/WEEK ON NONCONSECUTIVE DAYS FOR A TOTAL OF 0.2 HOUR/WEEK. THERE SHALL BE NO MORE THAN 5 DAYS BETWEEN THE LAST VISIT IN ONE WEEK AND THE FIRST VISIT IN THE NEXT WEEK. | N | Y | SCOREBOARD LOUNGE | 11018 U.S. 92 E |  | SEFFNER | FL | 33584 |  | 8137445187 |  | CHRIS OR LAURA STAPLETON | STARPO INC | 11018 US 92 E |  | SEFFNER | FL | 33584 |  | 8137445187 |  | INVESTOR | 75 | 14400 | 1 | 2019-07-19 | 2019-07-17 | NC01 | 50
6 | HILLSBOROUGH | SWHI |  | 6295386 | OTHER PUBLIC WATER SYSTEM | CHLORINATION; AERATION FOR REMOVAL OF ANY SECONDARY CONTAMINANT, SULFIDE, OR ANY UNREGULATED CONTAMINANT; CORROSION CONTROL INHIBITOR ADDITION; HYPOCHLORINATION; IRON OR MANGANESE SEQUESTRATION; OR ULTRAVIOLET RADIATION. THE LEAD/CHIEF OPERATOR MUST BE CLASS D OR HIGHER. 50,000 GPD UP TO 0.25 MGD-STAFFING BY CLASS D OR HIGHER OPERATOR: 3 VISITS/WEEK ON NONCONSECUTIVE DAYS FOR A TOTAL OF 0.3 HOUR/WEEK. LESS THAN 50,000 GPD-STAFFING BY A CLASS D OR HIGHER OPERATOR: 2 VISITS/WEEK ON NONCONSECUTIVE DAYS FOR A TOTAL OF 0.2 HOUR/WEEK. THERE SHALL BE NO MORE THAN 5 DAYS BETWEEN THE LAST VISIT IN ONE WEEK AND THE FIRST VISIT IN THE NEXT WEEK. | N | Y | CAPRI KITCHENS | 10341 U.S.92 |  | TAMPA | FL | 33610 |  | 8136231424 |  | BILL OSOM /WANDA SWITZER | OSOM & SWITZER | 9507 E. HILLSBOROUGH AV |  | TAMPA | FL | 33610 |  | 8136231424 |  | INVESTOR | 20 | 1 | 1 | 2088-05-11 | 2087-06-16 | NAF | 0
6 | HILLSBOROUGH | SWHI |  | 6295388 | NONCOMMUNITY | CHLORINATION; AERATION FOR REMOVAL OF ANY SECONDARY CONTAMINANT, SULFIDE, OR ANY UNREGULATED CONTAMINANT; CORROSION CONTROL INHIBITOR ADDITION; HYPOCHLORINATION; IRON OR MANGANESE SEQUESTRATION; OR ULTRAVIOLET RADIATION. THE LEAD/CHIEF OPERATOR MUST BE CLASS D OR HIGHER. 50,000 GPD UP TO 0.25 MGD-STAFFING BY CLASS D OR HIGHER OPERATOR: 3 VISITS/WEEK ON NONCONSECUTIVE DAYS FOR A TOTAL OF 0.3 HOUR/WEEK. LESS THAN 50,000 GPD-STAFFING BY A CLASS D OR HIGHER OPERATOR: 2 VISITS/WEEK ON NONCONSECUTIVE DAYS FOR A TOTAL OF 0.2 HOUR/WEEK. THERE SHALL BE NO MORE THAN 5 DAYS BETWEEN THE LAST VISIT IN ONE WEEK AND THE FIRST VISIT IN THE NEXT WEEK. | N | Y | HCPRD/FLATWOOD SITE | 14302 MORRIS BRIDGE ROAD |  | THONOTOSASSA | FL | 33592 |  | 8136260342 |  | BILLY GRAHAM | HILLSBOROUGH COUNTY CONSERVATION & ENVIRONMENTAL LANDS MGMNT | PO BOX 1110 |  | TAMPA | FL | 33601 |  | 8139876284 |  | COUNTY | 500 | 9999 | 3 | 2019-01-16 | 2020-01-14 | NC01 | 50
6 | HILLSBOROUGH | SWHI |  | 6295390 | NONCOMMUNITY | CHLORINATION; AERATION FOR REMOVAL OF ANY SECONDARY CONTAMINANT, SULFIDE, OR ANY UNREGULATED CONTAMINANT; CORROSION CONTROL INHIBITOR ADDITION; HYPOCHLORINATION; IRON OR MANGANESE SEQUESTRATION; OR ULTRAVIOLET RADIATION. THE LEAD/CHIEF OPERATOR MUST BE CLASS D OR HIGHER. 50,000 GPD UP TO 0.25 MGD-STAFFING BY CLASS D OR HIGHER OPERATOR: 3 VISITS/WEEK ON NONCONSECUTIVE DAYS FOR A TOTAL OF 0.3 HOUR/WEEK. LESS THAN 50,000 GPD-STAFFING BY A CLASS D OR HIGHER OPERATOR: 2 VISITS/WEEK ON NONCONSECUTIVE DAYS FOR A TOTAL OF 0.2 HOUR/WEEK. THERE SHALL BE NO MORE THAN 5 DAYS BETWEEN THE LAST VISIT IN ONE WEEK AND THE FIRST VISIT IN THE NEXT WEEK. | N | Y | HCPRD/ALDERMANS FORD PARK | 124 ALDERMAN FORD PARK DRIVE |  | LITHIA | FL | 33547 |  | 8136353500 |  | JASON CHILSON | HILLSBOROUGH COUNTY CONSERVATION & ENVIRONMENTAL LANDS MGMNT | PO BOX 1110 |  | TAMPA | FL | 33601 |  | 8132675940 |  | COUNTY | 800 | 30000 | 15 | 2021-06-30 | 2020-05-07 | NC01 | 50
6 | HILLSBOROUGH | SWHI |  | 6295393 | OTHER PUBLIC WATER SYSTEM | CHLORINATION; AERATION FOR REMOVAL OF ANY SECONDARY CONTAMINANT, SULFIDE, OR ANY UNREGULATED CONTAMINANT; CORROSION CONTROL INHIBITOR ADDITION; HYPOCHLORINATION; IRON OR MANGANESE SEQUESTRATION; OR ULTRAVIOLET RADIATION. THE LEAD/CHIEF OPERATOR MUST BE CLASS D OR HIGHER. 50,000 GPD UP TO 0.25 MGD-STAFFING BY CLASS D OR HIGHER OPERATOR: 3 VISITS/WEEK ON NONCONSECUTIVE DAYS FOR A TOTAL OF 0.3 HOUR/WEEK. LESS THAN 50,000 GPD-STAFFING BY A CLASS D OR HIGHER OPERATOR: 2 VISITS/WEEK ON NONCONSECUTIVE DAYS FOR A TOTAL OF 0.2 HOUR/WEEK. THERE SHALL BE NO MORE THAN 5 DAYS BETWEEN THE LAST VISIT IN ONE WEEK AND THE FIRST VISIT IN THE NEXT WEEK. | N | Y | WINDSONG KENNELS | 1711 WOODBINE DR. |  | BRANDON | FL | 33511 |  | 8139865699 |  | ROBB CARR | ROBB CARR | 12540 US 301 NORTH |  | THONOTOSASSA | FL | 33594 |  | 8139865666 |  | INVESTOR | 5 | 1 | 1 | 2087-11-02 | 2087-11-02 | NAF | 0
6 | HILLSBOROUGH | SWHI |  | 6295397 | NONCOMMUNITY | CHLORINATION; AERATION FOR REMOVAL OF ANY SECONDARY CONTAMINANT, SULFIDE, OR ANY UNREGULATED CONTAMINANT; CORROSION CONTROL INHIBITOR ADDITION; HYPOCHLORINATION; IRON OR MANGANESE SEQUESTRATION; OR ULTRAVIOLET RADIATION. THE LEAD/CHIEF OPERATOR MUST BE CLASS D OR HIGHER. 50,000 GPD UP TO 0.25 MGD-STAFFING BY CLASS D OR HIGHER OPERATOR: 3 VISITS/WEEK ON NONCONSECUTIVE DAYS FOR A TOTAL OF 0.3 HOUR/WEEK. LESS THAN 50,000 GPD-STAFFING BY A CLASS D OR HIGHER OPERATOR: 2 VISITS/WEEK ON NONCONSECUTIVE DAYS FOR A TOTAL OF 0.2 HOUR/WEEK. THERE SHALL BE NO MORE THAN 5 DAYS BETWEEN THE LAST VISIT IN ONE WEEK AND THE FIRST VISIT IN THE NEXT WEEK. | N | Y | SMOKIN PIG BBQ OF LITHIA | 7013 LITHIA PINECREST ROAD |  | LITHIA | FL | 33547 |  | 8137699710 |  | TINA DETTY | TINA DETTY | 7013 LITHIA PINECREST RD |  | LITHIA | FL | 33547 |  | 8132703026 |  | INVESTOR | 100 | 2500 | 3 | 2021-10-19 | 2020-07-22 | NC01 | 50
6 | HILLSBOROUGH | SWHI |  | 6295398 | COMMUNITY | CHLORINATION; AERATION FOR REMOVAL OF ANY SECONDARY CONTAMINANT, SULFIDE, OR ANY UNREGULATED CONTAMINANT; CORROSION CONTROL INHIBITOR ADDITION; HYPOCHLORINATION; IRON OR MANGANESE SEQUESTRATION; OR ULTRAVIOLET RADIATION. THE LEAD/CHIEF OPERATOR MUST BE CLASS D OR HIGHER. 50,000 GPD UP TO 0.25 MGD-STAFFING BY CLASS D OR HIGHER OPERATOR: 3 VISITS/WEEK ON NONCONSECUTIVE DAYS FOR A TOTAL OF 0.3 HOUR/WEEK. LESS THAN 50,000 GPD-STAFFING BY A CLASS D OR HIGHER OPERATOR: 2 VISITS/WEEK ON NONCONSECUTIVE DAYS FOR A TOTAL OF 0.2 HOUR/WEEK. THERE SHALL BE NO MORE THAN 5 DAYS BETWEEN THE LAST VISIT IN ONE WEEK AND THE FIRST VISIT IN THE NEXT WEEK. | N | Y | SUNLAND MHP | 802 ROLLINWOOD OAK LANE |  | SEFFNER | FL | 33584 |  | 8139862301 |  | JONATHAN BURNS | JONATHAN BURNS | 12928 CHRIS PLACE |  | THONOTOSASSA | FL | 33592 |  | 8139862301 |  | INVESTOR | 40 | 15000 | 25 | 2020-04-29 | 2021-03-10 | DC06 | 100
6 | HILLSBOROUGH | SWHI |  | 6295399 | NONTRANSIENT NONCOMMUNITY | CHLORINATION; AERATION FOR REMOVAL OF ANY SECONDARY CONTAMINANT, SULFIDE, OR ANY UNREGULATED CONTAMINANT; CORROSION CONTROL INHIBITOR ADDITION; HYPOCHLORINATION; IRON OR MANGANESE SEQUESTRATION; OR ULTRAVIOLET RADIATION. THE LEAD/CHIEF OPERATOR MUST BE CLASS D OR HIGHER. 50,000 GPD UP TO 0.25 MGD-STAFFING BY CLASS D OR HIGHER OPERATOR: 3 VISITS/WEEK ON NONCONSECUTIVE DAYS FOR A TOTAL OF 0.3 HOUR/WEEK. LESS THAN 50,000 GPD-STAFFING BY A CLASS D OR HIGHER OPERATOR: 2 VISITS/WEEK ON NONCONSECUTIVE DAYS FOR A TOTAL OF 0.2 HOUR/WEEK. THERE SHALL BE NO MORE THAN 5 DAYS BETWEEN THE LAST VISIT IN ONE WEEK AND THE FIRST VISIT IN THE NEXT WEEK. | N | Y | FAULKENBURG CENTRE | 501 FALKENBURG ROAD |  | TAMPA | FL | 33619 |  | 8136544396 |  | MIKE IVERSEN | FAULKENBURG CENTRE | 501 FALKENBURG RD |  | TAMPA | FL | 33619 |  | 8136544396 |  | INVESTOR | 100 | 5000 | 4 | 2021-02-08 | 2019-07-01 | NTNC | 100
6 | HILLSBOROUGH | SWHI |  | 6295401 | OTHER PUBLIC WATER SYSTEM | CHLORINATION; AERATION FOR REMOVAL OF ANY SECONDARY CONTAMINANT, SULFIDE, OR ANY UNREGULATED CONTAMINANT; CORROSION CONTROL INHIBITOR ADDITION; HYPOCHLORINATION; IRON OR MANGANESE SEQUESTRATION; OR ULTRAVIOLET RADIATION. THE LEAD/CHIEF OPERATOR MUST BE CLASS D OR HIGHER. 50,000 GPD UP TO 0.25 MGD-STAFFING BY CLASS D OR HIGHER OPERATOR: 3 VISITS/WEEK ON NONCONSECUTIVE DAYS FOR A TOTAL OF 0.3 HOUR/WEEK. LESS THAN 50,000 GPD-STAFFING BY A CLASS D OR HIGHER OPERATOR: 2 VISITS/WEEK ON NONCONSECUTIVE DAYS FOR A TOTAL OF 0.2 HOUR/WEEK. THERE SHALL BE NO MORE THAN 5 DAYS BETWEEN THE LAST VISIT IN ONE WEEK AND THE FIRST VISIT IN THE NEXT WEEK. | N | Y | DALKO ENTERPRIZE | 2519 FISHER ROAD |  | TAMPA | FL | 33617 |  | 8139327614 |  | DALLAS BAKER | DALLAS BAKER | 2519 FISHER ROAD |  | TAMPA | FL | 33617 |  | 8139327614 |  | INVESTOR | 6 | 300 | 1 | 2088-01-04 | 2088-01-04 | NAF | 0
6 | HILLSBOROUGH | SWHI |  | 6295403 | OTHER PUBLIC WATER SYSTEM | CHLORINATION; AERATION FOR REMOVAL OF ANY SECONDARY CONTAMINANT, SULFIDE, OR ANY UNREGULATED CONTAMINANT; CORROSION CONTROL INHIBITOR ADDITION; HYPOCHLORINATION; IRON OR MANGANESE SEQUESTRATION; OR ULTRAVIOLET RADIATION. THE LEAD/CHIEF OPERATOR MUST BE CLASS D OR HIGHER. 50,000 GPD UP TO 0.25 MGD-STAFFING BY CLASS D OR HIGHER OPERATOR: 3 VISITS/WEEK ON NONCONSECUTIVE DAYS FOR A TOTAL OF 0.3 HOUR/WEEK. LESS THAN 50,000 GPD-STAFFING BY A CLASS D OR HIGHER OPERATOR: 2 VISITS/WEEK ON NONCONSECUTIVE DAYS FOR A TOTAL OF 0.2 HOUR/WEEK. THERE SHALL BE NO MORE THAN 5 DAYS BETWEEN THE LAST VISIT IN ONE WEEK AND THE FIRST VISIT IN THE NEXT WEEK. | N | Y | SUAREZ DAIRY/TP | 1615 S. U.S. 301 |  | TAMPA | FL | 33610 |  | 8136266254 |  | JOSE SUAREZ | JOSE SUAREZ | 1615 S. U.S. 301 |  | TAMPA | FL | 33610 |  | 8136266254 |  | INVESTOR | 20 | 1600 | 11 | 2088-01-12 | 2088-01-12 | NAF | 0
6 | HILLSBOROUGH | SWHI |  | 6295404 | NONTRANSIENT NONCOMMUNITY | CHLORINATION; AERATION FOR REMOVAL OF ANY SECONDARY CONTAMINANT, SULFIDE, OR ANY UNREGULATED CONTAMINANT; CORROSION CONTROL INHIBITOR ADDITION; HYPOCHLORINATION; IRON OR MANGANESE SEQUESTRATION; OR ULTRAVIOLET RADIATION. THE LEAD/CHIEF OPERATOR MUST BE CLASS D OR HIGHER. 50,000 GPD UP TO 0.25 MGD-STAFFING BY CLASS D OR HIGHER OPERATOR: 3 VISITS/WEEK ON NONCONSECUTIVE DAYS FOR A TOTAL OF 0.3 HOUR/WEEK. LESS THAN 50,000 GPD-STAFFING BY A CLASS D OR HIGHER OPERATOR: 2 VISITS/WEEK ON NONCONSECUTIVE DAYS FOR A TOTAL OF 0.2 HOUR/WEEK. THERE SHALL BE NO MORE THAN 5 DAYS BETWEEN THE LAST VISIT IN ONE WEEK AND THE FIRST VISIT IN THE NEXT WEEK. | N | Y | MARK OF EXCELLENCE ACADEMY | 1905 LENNA AVE |  | SEFFNER | FL | 33584 |  | 8136540789 |  | ALESHA MACKEY | MARK OF EXCELLENCE ACADEMY LLC | 1905 LENNA AVE |  | SEFFNER | FL | 33584 |  | 2398222487 |  | INVESTOR | 64 | 1500 | 1 | 2021-07-19 | 2019-09-10 | NTNC | 100
6 | HILLSBOROUGH | SWHI |  | 6295406 | NONTRANSIENT NONCOMMUNITY | CHLORINATION; AERATION FOR REMOVAL OF ANY SECONDARY CONTAMINANT, SULFIDE, OR ANY UNREGULATED CONTAMINANT; CORROSION CONTROL INHIBITOR ADDITION; HYPOCHLORINATION; IRON OR MANGANESE SEQUESTRATION; OR ULTRAVIOLET RADIATION. THE LEAD/CHIEF OPERATOR MUST BE CLASS D OR HIGHER. 50,000 GPD UP TO 0.25 MGD-STAFFING BY CLASS D OR HIGHER OPERATOR: 3 VISITS/WEEK ON NONCONSECUTIVE DAYS FOR A TOTAL OF 0.3 HOUR/WEEK. LESS THAN 50,000 GPD-STAFFING BY A CLASS D OR HIGHER OPERATOR: 2 VISITS/WEEK ON NONCONSECUTIVE DAYS FOR A TOTAL OF 0.2 HOUR/WEEK. THERE SHALL BE NO MORE THAN 5 DAYS BETWEEN THE LAST VISIT IN ONE WEEK AND THE FIRST VISIT IN THE NEXT WEEK. | N | Y | ASTIN RMH #3 | 4511 MUD LAKE RD |  | PLANT CITY | FL | 33567 |  | 8139171615 |  | NESTOR VAZQUEZ | SAM ASTIN JR | PO BOX 3837 |  | PLANT CITY | FL | 33563 |  | 8139171615 |  | INVESTOR | 108 | 50000 | 18 | 2021-08-19 | 2019-06-13 | NTNC | 100
6 | HILLSBOROUGH | SWHI |  | 6295407 | OTHER PUBLIC WATER SYSTEM | CHLORINATION; AERATION FOR REMOVAL OF ANY SECONDARY CONTAMINANT, SULFIDE, OR ANY UNREGULATED CONTAMINANT; CORROSION CONTROL INHIBITOR ADDITION; HYPOCHLORINATION; IRON OR MANGANESE SEQUESTRATION; OR ULTRAVIOLET RADIATION. THE LEAD/CHIEF OPERATOR MUST BE CLASS D OR HIGHER. 50,000 GPD UP TO 0.25 MGD-STAFFING BY CLASS D OR HIGHER OPERATOR: 3 VISITS/WEEK ON NONCONSECUTIVE DAYS FOR A TOTAL OF 0.3 HOUR/WEEK. LESS THAN 50,000 GPD-STAFFING BY A CLASS D OR HIGHER OPERATOR: 2 VISITS/WEEK ON NONCONSECUTIVE DAYS FOR A TOTAL OF 0.2 HOUR/WEEK. THERE SHALL BE NO MORE THAN 5 DAYS BETWEEN THE LAST VISIT IN ONE WEEK AND THE FIRST VISIT IN THE NEXT WEEK. | N | Y | DENNIS REALTY INVESTMENT | 19209 U.S. HWY. 41 NORTH |  | LUTZ | FL | 33549 |  |  |  | ROBERT DENNIS | ROBERT E. DENNIS | 19209 U.S. HWY. 41 NORHT |  | LUTZ | FL | 33549 |  |  |  | INVESTOR | 20 | 500 | 1 | 2088-03-03 |  | NAF | 0
6 | HILLSBOROUGH | SWHI |  | 6295408 | NONCOMMUNITY | CHLORINATION; AERATION FOR REMOVAL OF ANY SECONDARY CONTAMINANT, SULFIDE, OR ANY UNREGULATED CONTAMINANT; CORROSION CONTROL INHIBITOR ADDITION; HYPOCHLORINATION; IRON OR MANGANESE SEQUESTRATION; OR ULTRAVIOLET RADIATION. THE LEAD/CHIEF OPERATOR MUST BE CLASS D OR HIGHER. 50,000 GPD UP TO 0.25 MGD-STAFFING BY CLASS D OR HIGHER OPERATOR: 3 VISITS/WEEK ON NONCONSECUTIVE DAYS FOR A TOTAL OF 0.3 HOUR/WEEK. LESS THAN 50,000 GPD-STAFFING BY A CLASS D OR HIGHER OPERATOR: 2 VISITS/WEEK ON NONCONSECUTIVE DAYS FOR A TOTAL OF 0.2 HOUR/WEEK. THERE SHALL BE NO MORE THAN 5 DAYS BETWEEN THE LAST VISIT IN ONE WEEK AND THE FIRST VISIT IN THE NEXT WEEK. | N | Y | LIVING FAITH ASSEMBLY OF GOD | 5500 E. SLIGH AVE |  | TAMPA | FL | 33617 |  | 8139882030 |  | EUGENE DAVIS | LIVING FAITH ASSEMBLY OF GOD | 5500 E. SLIGH AVE |  | TAMPA | FL | 33617 |  | 8139882030 |  | INVESTOR | 200 | 1999 | 1 | 2021-09-21 | 2021-09-17 | NC01 | 50
6 | HILLSBOROUGH | SWHI |  | 6295410 | NONTRANSIENT NONCOMMUNITY | CHLORINATION; AERATION FOR REMOVAL OF ANY SECONDARY CONTAMINANT, SULFIDE, OR ANY UNREGULATED CONTAMINANT; CORROSION CONTROL INHIBITOR ADDITION; HYPOCHLORINATION; IRON OR MANGANESE SEQUESTRATION; OR ULTRAVIOLET RADIATION. THE LEAD/CHIEF OPERATOR MUST BE CLASS D OR HIGHER. 50,000 GPD UP TO 0.25 MGD-STAFFING BY CLASS D OR HIGHER OPERATOR: 3 VISITS/WEEK ON NONCONSECUTIVE DAYS FOR A TOTAL OF 0.3 HOUR/WEEK. LESS THAN 50,000 GPD-STAFFING BY A CLASS D OR HIGHER OPERATOR: 2 VISITS/WEEK ON NONCONSECUTIVE DAYS FOR A TOTAL OF 0.2 HOUR/WEEK. THERE SHALL BE NO MORE THAN 5 DAYS BETWEEN THE LAST VISIT IN ONE WEEK AND THE FIRST VISIT IN THE NEXT WEEK. | N | Y | LUTZ LANDING CONDO ASSOCIATION | 140 A. WHITAKER ROAD |  | LUTZ | FL | 33549 |  | 8139491999 |  | CHARLES KAUPP | LUTZ LANDING CONDO ASSOCIATION | 150 A. WHITAKER ROAD |  | LUTZ | FL | 33549 |  | 8139499698 |  | INVESTOR | 100 | 15000 | 15 | 2021-12-15 | 2019-02-26 | NTNC | 100
6 | HILLSBOROUGH | SWHI |  | 6295411 | OTHER PUBLIC WATER SYSTEM | CHLORINATION; AERATION FOR REMOVAL OF ANY SECONDARY CONTAMINANT, SULFIDE, OR ANY UNREGULATED CONTAMINANT; CORROSION CONTROL INHIBITOR ADDITION; HYPOCHLORINATION; IRON OR MANGANESE SEQUESTRATION; OR ULTRAVIOLET RADIATION. THE LEAD/CHIEF OPERATOR MUST BE CLASS D OR HIGHER. 50,000 GPD UP TO 0.25 MGD-STAFFING BY CLASS D OR HIGHER OPERATOR: 3 VISITS/WEEK ON NONCONSECUTIVE DAYS FOR A TOTAL OF 0.3 HOUR/WEEK. LESS THAN 50,000 GPD-STAFFING BY A CLASS D OR HIGHER OPERATOR: 2 VISITS/WEEK ON NONCONSECUTIVE DAYS FOR A TOTAL OF 0.2 HOUR/WEEK. THERE SHALL BE NO MORE THAN 5 DAYS BETWEEN THE LAST VISIT IN ONE WEEK AND THE FIRST VISIT IN THE NEXT WEEK. | N | Y | SUNNY FARM PRODUCE & CTRY STOR | 15431 N. FLORIDAA AVENUE |  | TAMPA | FL | 33613 |  | 8139611065 |  | JERRY FIORE | GEORGE STEWART | 15425 N. FLORIDA AVENUE |  | TAMPA | FL | 33613 |  | 8139611065 |  | INVESTOR | 20 | 500 | 2 | 2088-04-12 | 2088-04-12 | NAF | 0
6 | HILLSBOROUGH | SWHI |  | 6295412 | NONCOMMUNITY | CHLORINATION; AERATION FOR REMOVAL OF ANY SECONDARY CONTAMINANT, SULFIDE, OR ANY UNREGULATED CONTAMINANT; CORROSION CONTROL INHIBITOR ADDITION; HYPOCHLORINATION; IRON OR MANGANESE SEQUESTRATION; OR ULTRAVIOLET RADIATION. THE LEAD/CHIEF OPERATOR MUST BE CLASS D OR HIGHER. 50,000 GPD UP TO 0.25 MGD-STAFFING BY CLASS D OR HIGHER OPERATOR: 3 VISITS/WEEK ON NONCONSECUTIVE DAYS FOR A TOTAL OF 0.3 HOUR/WEEK. LESS THAN 50,000 GPD-STAFFING BY A CLASS D OR HIGHER OPERATOR: 2 VISITS/WEEK ON NONCONSECUTIVE DAYS FOR A TOTAL OF 0.2 HOUR/WEEK. THERE SHALL BE NO MORE THAN 5 DAYS BETWEEN THE LAST VISIT IN ONE WEEK AND THE FIRST VISIT IN THE NEXT WEEK. | N | Y | DOVER MEXICAN AMERICAN MKT | 3223 SYDNEY DOVER ROAD |  | DOVER | FL | 33527 |  | 8137649370 |  | JAFAR HIJAZ | JAFAR HIJAZ | 3223 SYDNEY DOVER ROAD |  | DOVER | FL | 33527 |  | 8137649370 |  | INVESTOR | 60 | 2500 | 2 | 2021-03-02 | 2020-01-22 | NC01 | 50
6 | HILLSBOROUGH | SWHI | RPM4218@VERIZON.NET | 6295413 | COMMUNITY | CHLORINATION; AERATION FOR REMOVAL OF ANY SECONDARY CONTAMINANT, SULFIDE, OR ANY UNREGULATED CONTAMINANT; CORROSION CONTROL INHIBITOR ADDITION; HYPOCHLORINATION; IRON OR MANGANESE SEQUESTRATION; OR ULTRAVIOLET RADIATION. THE LEAD/CHIEF OPERATOR MUST BE CLASS D OR HIGHER. 50,000 GPD UP TO 0.25 MGD-STAFFING BY CLASS D OR HIGHER OPERATOR: 3 VISITS/WEEK ON NONCONSECUTIVE DAYS FOR A TOTAL OF 0.3 HOUR/WEEK. LESS THAN 50,000 GPD-STAFFING BY A CLASS D OR HIGHER OPERATOR: 2 VISITS/WEEK ON NONCONSECUTIVE DAYS FOR A TOTAL OF 0.2 HOUR/WEEK. THERE SHALL BE NO MORE THAN 5 DAYS BETWEEN THE LAST VISIT IN ONE WEEK AND THE FIRST VISIT IN THE NEXT WEEK. | N | Y | SUNSET MANOR | 18522 SUNWARD LAKE ROAD |  | LUTZ | FL | 33549 |  | 8132399453 |  | EDDY HAUER | SUNSET MANOR HOA INC | PO BOX 7692 |  | TAMPA | FL | 33673 |  | 8132399453 |  | INVESTOR | 74 | 37000 | 21 | 2021-02-09 | 2021-01-25 | DC06 | 100
6 | HILLSBOROUGH | SWHI |  | 6295415 | OTHER PUBLIC WATER SYSTEM | CHLORINATION; AERATION FOR REMOVAL OF ANY SECONDARY CONTAMINANT, SULFIDE, OR ANY UNREGULATED CONTAMINANT; CORROSION CONTROL INHIBITOR ADDITION; HYPOCHLORINATION; IRON OR MANGANESE SEQUESTRATION; OR ULTRAVIOLET RADIATION. THE LEAD/CHIEF OPERATOR MUST BE CLASS D OR HIGHER. 50,000 GPD UP TO 0.25 MGD-STAFFING BY CLASS D OR HIGHER OPERATOR: 3 VISITS/WEEK ON NONCONSECUTIVE DAYS FOR A TOTAL OF 0.3 HOUR/WEEK. LESS THAN 50,000 GPD-STAFFING BY A CLASS D OR HIGHER OPERATOR: 2 VISITS/WEEK ON NONCONSECUTIVE DAYS FOR A TOTAL OF 0.2 HOUR/WEEK. THERE SHALL BE NO MORE THAN 5 DAYS BETWEEN THE LAST VISIT IN ONE WEEK AND THE FIRST VISIT IN THE NEXT WEEK. | N | Y | J R HICKS CUSTOM CUT MEATS | 4602 SAM ALLEN ROAD |  | PLANT CITY | FL | 33566 |  | 8137522076 |  | SAM ALLEN JROAD, E/O CORK ROAD | J R HICKS | 4602 W. SAM ALLEN ROAD |  | PLANT CITY | FL | 33566 |  |  |  | INVESTOR | 10 | 1000 | 1 | 2092-03-16 |  | NAF | 0
6 | HILLSBOROUGH | SWHI |  | 6295417 | OTHER PUBLIC WATER SYSTEM | CHLORINATION; AERATION FOR REMOVAL OF ANY SECONDARY CONTAMINANT, SULFIDE, OR ANY UNREGULATED CONTAMINANT; CORROSION CONTROL INHIBITOR ADDITION; HYPOCHLORINATION; IRON OR MANGANESE SEQUESTRATION; OR ULTRAVIOLET RADIATION. THE LEAD/CHIEF OPERATOR MUST BE CLASS D OR HIGHER. 50,000 GPD UP TO 0.25 MGD-STAFFING BY CLASS D OR HIGHER OPERATOR: 3 VISITS/WEEK ON NONCONSECUTIVE DAYS FOR A TOTAL OF 0.3 HOUR/WEEK. LESS THAN 50,000 GPD-STAFFING BY A CLASS D OR HIGHER OPERATOR: 2 VISITS/WEEK ON NONCONSECUTIVE DAYS FOR A TOTAL OF 0.2 HOUR/WEEK. THERE SHALL BE NO MORE THAN 5 DAYS BETWEEN THE LAST VISIT IN ONE WEEK AND THE FIRST VISIT IN THE NEXT WEEK. | N | Y | FISHER AVE WAREHOUSE #2 | 2630 FISHER ROAD |  | TAMPA | FL | 33619 |  | 8136815508 |  | LANNY SCHWALLER | FISHER AVE WAREHOUSE #2 | 2630 FISHER ROAD |  | TAMPA | FL | 33619 |  |  |  | INVESTOR | 20 | 1000 | 1 | 2088-04-15 | 2093-04-15 | NAF | 0
6 | HILLSBOROUGH | SWHI |  | 6295418 | NONTRANSIENT NONCOMMUNITY | CHLORINATION; AERATION FOR REMOVAL OF ANY SECONDARY CONTAMINANT, SULFIDE, OR ANY UNREGULATED CONTAMINANT; CORROSION CONTROL INHIBITOR ADDITION; HYPOCHLORINATION; IRON OR MANGANESE SEQUESTRATION; OR ULTRAVIOLET RADIATION. THE LEAD/CHIEF OPERATOR MUST BE CLASS D OR HIGHER. 50,000 GPD UP TO 0.25 MGD-STAFFING BY CLASS D OR HIGHER OPERATOR: 3 VISITS/WEEK ON NONCONSECUTIVE DAYS FOR A TOTAL OF 0.3 HOUR/WEEK. LESS THAN 50,000 GPD-STAFFING BY A CLASS D OR HIGHER OPERATOR: 2 VISITS/WEEK ON NONCONSECUTIVE DAYS FOR A TOTAL OF 0.2 HOUR/WEEK. THERE SHALL BE NO MORE THAN 5 DAYS BETWEEN THE LAST VISIT IN ONE WEEK AND THE FIRST VISIT IN THE NEXT WEEK. | N | Y | SAM ASTIN RMH #2 | 4405 MUD LAKE RD |  | PLANT CITY | FL | 33567 |  | 8136508448 |  | NESTOR VAZQUEZ | SAM ASTIN III | PO BOX 3837 |  | PLANT CITY | FL | 33563 |  | 8136508448 |  | INVESTOR | 49 | 5000 | 8 | 2021-10-08 | 2019-06-13 | NTNC | 100
6 | HILLSBOROUGH | SWHI |  | 6295421 | NONTRANSIENT NONCOMMUNITY | CHLORINATION; AERATION FOR REMOVAL OF ANY SECONDARY CONTAMINANT, SULFIDE, OR ANY UNREGULATED CONTAMINANT; CORROSION CONTROL INHIBITOR ADDITION; HYPOCHLORINATION; IRON OR MANGANESE SEQUESTRATION; OR ULTRAVIOLET RADIATION. THE LEAD/CHIEF OPERATOR MUST BE CLASS D OR HIGHER. 50,000 GPD UP TO 0.25 MGD-STAFFING BY CLASS D OR HIGHER OPERATOR: 3 VISITS/WEEK ON NONCONSECUTIVE DAYS FOR A TOTAL OF 0.3 HOUR/WEEK. LESS THAN 50,000 GPD-STAFFING BY A CLASS D OR HIGHER OPERATOR: 2 VISITS/WEEK ON NONCONSECUTIVE DAYS FOR A TOTAL OF 0.2 HOUR/WEEK. THERE SHALL BE NO MORE THAN 5 DAYS BETWEEN THE LAST VISIT IN ONE WEEK AND THE FIRST VISIT IN THE NEXT WEEK. | N | Y | BETH-EL PRESBYTERIAN MISSION | 18240 HWY 301 S. |  | WIMAUMA | FL | 33598 |  | 8136331548 | 224 | ROBERTO VILLADONIGA | BETH-EL FARMWORKER MINISTRY | PO BOX 860 |  | WIMAUMA | FL | 33598 |  | 8136331548 | 224 | OTHER | 400 | 19000 | 19 | 2021-10-25 | 2019-02-13 | NTNC | 100
6 | HILLSBOROUGH | SWHI |  | 6295422 | NONTRANSIENT NONCOMMUNITY | CHLORINATION; AERATION FOR REMOVAL OF ANY SECONDARY CONTAMINANT, SULFIDE, OR ANY UNREGULATED CONTAMINANT; CORROSION CONTROL INHIBITOR ADDITION; HYPOCHLORINATION; IRON OR MANGANESE SEQUESTRATION; OR ULTRAVIOLET RADIATION. THE LEAD/CHIEF OPERATOR MUST BE CLASS D OR HIGHER. 50,000 GPD UP TO 0.25 MGD-STAFFING BY CLASS D OR HIGHER OPERATOR: 3 VISITS/WEEK ON NONCONSECUTIVE DAYS FOR A TOTAL OF 0.3 HOUR/WEEK. LESS THAN 50,000 GPD-STAFFING BY A CLASS D OR HIGHER OPERATOR: 2 VISITS/WEEK ON NONCONSECUTIVE DAYS FOR A TOTAL OF 0.2 HOUR/WEEK. THERE SHALL BE NO MORE THAN 5 DAYS BETWEEN THE LAST VISIT IN ONE WEEK AND THE FIRST VISIT IN THE NEXT WEEK. | N | Y | SINCLAIR HILLS PARTNERS, LLP | 15424 N. NEBRASKA AVE |  | LUTZ | FL | 33549 |  | 8136318643 |  | CHRIS LAU | PHILIP LAU | 15424 N NEBRASKA AVE |  | LUTZ | FL | 33549 |  | 8136318643 | 206 | INVESTOR | 75 | 10350 | 5 | 2021-06-09 | 2019-09-04 | NTNC | 100
6 | HILLSBOROUGH | SWHI |  | 6295423 | OTHER PUBLIC WATER SYSTEM | CHLORINATION; AERATION FOR REMOVAL OF ANY SECONDARY CONTAMINANT, SULFIDE, OR ANY UNREGULATED CONTAMINANT; CORROSION CONTROL INHIBITOR ADDITION; HYPOCHLORINATION; IRON OR MANGANESE SEQUESTRATION; OR ULTRAVIOLET RADIATION. THE LEAD/CHIEF OPERATOR MUST BE CLASS D OR HIGHER. 50,000 GPD UP TO 0.25 MGD-STAFFING BY CLASS D OR HIGHER OPERATOR: 3 VISITS/WEEK ON NONCONSECUTIVE DAYS FOR A TOTAL OF 0.3 HOUR/WEEK. LESS THAN 50,000 GPD-STAFFING BY A CLASS D OR HIGHER OPERATOR: 2 VISITS/WEEK ON NONCONSECUTIVE DAYS FOR A TOTAL OF 0.2 HOUR/WEEK. THERE SHALL BE NO MORE THAN 5 DAYS BETWEEN THE LAST VISIT IN ONE WEEK AND THE FIRST VISIT IN THE NEXT WEEK. | N | Y | CONTINENTAL POOLS | 2635 FISHER AVENUE |  | TAMPA | FL | 33619 |  | 8136840979 |  | JOSE LIERA | CONTINENTAL POOLS | 2635 FISHER AVENUE |  | TAMPA | FL | 33619 |  | 8136840979 |  | INVESTOR | 20 | 1000 | 1 | 2088-05-11 | 2088-05-11 | NAF | 0
6 | HILLSBOROUGH | SWHI |  | 6295424 | OTHER PUBLIC WATER SYSTEM | CHLORINATION; AERATION FOR REMOVAL OF ANY SECONDARY CONTAMINANT, SULFIDE, OR ANY UNREGULATED CONTAMINANT; CORROSION CONTROL INHIBITOR ADDITION; HYPOCHLORINATION; IRON OR MANGANESE SEQUESTRATION; OR ULTRAVIOLET RADIATION. THE LEAD/CHIEF OPERATOR MUST BE CLASS D OR HIGHER. 50,000 GPD UP TO 0.25 MGD-STAFFING BY CLASS D OR HIGHER OPERATOR: 3 VISITS/WEEK ON NONCONSECUTIVE DAYS FOR A TOTAL OF 0.3 HOUR/WEEK. LESS THAN 50,000 GPD-STAFFING BY A CLASS D OR HIGHER OPERATOR: 2 VISITS/WEEK ON NONCONSECUTIVE DAYS FOR A TOTAL OF 0.2 HOUR/WEEK. THERE SHALL BE NO MORE THAN 5 DAYS BETWEEN THE LAST VISIT IN ONE WEEK AND THE FIRST VISIT IN THE NEXT WEEK. | N | Y | BIG BEND PRODUCE | 1410 CREROAD |  | DOVER | FL | 33527 |  | 8136590161 |  | NORRIS PASS | C. D. NEWBERN | S.E. CORNER BIG BEND & US 41 |  | RUSKIN | FL | 33570 |  | 8136590161 |  | INVESTOR | 20 | 750 | 3 | 2088-07-05 | 2088-07-05 | NAF | 0
6 | HILLSBOROUGH | SWHI | ANNISTONSMOM.RT@GMAIL.COM | 6295425 | NONCOMMUNITY | CHLORINATION; AERATION FOR REMOVAL OF ANY SECONDARY CONTAMINANT, SULFIDE, OR ANY UNREGULATED CONTAMINANT; CORROSION CONTROL INHIBITOR ADDITION; HYPOCHLORINATION; IRON OR MANGANESE SEQUESTRATION; OR ULTRAVIOLET RADIATION. THE LEAD/CHIEF OPERATOR MUST BE CLASS D OR HIGHER. 50,000 GPD UP TO 0.25 MGD-STAFFING BY CLASS D OR HIGHER OPERATOR: 3 VISITS/WEEK ON NONCONSECUTIVE DAYS FOR A TOTAL OF 0.3 HOUR/WEEK. LESS THAN 50,000 GPD-STAFFING BY A CLASS D OR HIGHER OPERATOR: 2 VISITS/WEEK ON NONCONSECUTIVE DAYS FOR A TOTAL OF 0.2 HOUR/WEEK. THERE SHALL BE NO MORE THAN 5 DAYS BETWEEN THE LAST VISIT IN ONE WEEK AND THE FIRST VISIT IN THE NEXT WEEK. | N | Y | 1665 CITGO | 1665 BRANCH FORBES ROAD |  | PLANT CITY | FL | 33565 |  | 8137542400 |  | ROBIN ROMER | APEC | 1665 BRANCH FORBES RD |  | PLANT CITY | FL | 33565 |  | 8134793902 |  | INVESTOR | 120 | 2500 | 1 | 2021-04-15 | 2018-03-07 | NC01 | 50
6 | HILLSBOROUGH | SWHI |  | 6295426 | OTHER PUBLIC WATER SYSTEM | CHLORINATION; AERATION FOR REMOVAL OF ANY SECONDARY CONTAMINANT, SULFIDE, OR ANY UNREGULATED CONTAMINANT; CORROSION CONTROL INHIBITOR ADDITION; HYPOCHLORINATION; IRON OR MANGANESE SEQUESTRATION; OR ULTRAVIOLET RADIATION. THE LEAD/CHIEF OPERATOR MUST BE CLASS D OR HIGHER. 50,000 GPD UP TO 0.25 MGD-STAFFING BY CLASS D OR HIGHER OPERATOR: 3 VISITS/WEEK ON NONCONSECUTIVE DAYS FOR A TOTAL OF 0.3 HOUR/WEEK. LESS THAN 50,000 GPD-STAFFING BY A CLASS D OR HIGHER OPERATOR: 2 VISITS/WEEK ON NONCONSECUTIVE DAYS FOR A TOTAL OF 0.2 HOUR/WEEK. THERE SHALL BE NO MORE THAN 5 DAYS BETWEEN THE LAST VISIT IN ONE WEEK AND THE FIRST VISIT IN THE NEXT WEEK. | N | Y | HARVESTERS INC | 16901 BOY SCOUT ROAD |  | ODESSA | FL | 33556 |  | 8136774101 |  | R. J. SESSIONS | HARVESTERS INC | P.O. BOX 1504 |  | PALM HARBOR | FL | 34373 |  | 8137867570 |  | INVESTOR | 20 | 500 | 2 | 2088-07-18 | 2088-06-09 | NAF | 0
6 | HILLSBOROUGH | SWHI |  | 6295427 | OTHER PUBLIC WATER SYSTEM | CHLORINATION; AERATION FOR REMOVAL OF ANY SECONDARY CONTAMINANT, SULFIDE, OR ANY UNREGULATED CONTAMINANT; CORROSION CONTROL INHIBITOR ADDITION; HYPOCHLORINATION; IRON OR MANGANESE SEQUESTRATION; OR ULTRAVIOLET RADIATION. THE LEAD/CHIEF OPERATOR MUST BE CLASS D OR HIGHER. 50,000 GPD UP TO 0.25 MGD-STAFFING BY CLASS D OR HIGHER OPERATOR: 3 VISITS/WEEK ON NONCONSECUTIVE DAYS FOR A TOTAL OF 0.3 HOUR/WEEK. LESS THAN 50,000 GPD-STAFFING BY A CLASS D OR HIGHER OPERATOR: 2 VISITS/WEEK ON NONCONSECUTIVE DAYS FOR A TOTAL OF 0.2 HOUR/WEEK. THERE SHALL BE NO MORE THAN 5 DAYS BETWEEN THE LAST VISIT IN ONE WEEK AND THE FIRST VISIT IN THE NEXT WEEK. | N | Y | ST CECELIAS' EPISCOPAL CHURCH | 1920 MAY DELL DRIVE |  | TAMPA | FL | 33619 |  | 8136265868 |  | PAT TULBY | ST CECELIAS' EPISCOPAL CHURCH | 1920 MAY DELL DRIVE |  | TAMPA | FL | 33619 |  | 8136265868 |  | OTHER | 6 | 2500 | 1 | 2005-10-18 | 2008-06-24 | NAF | 0
6 | HILLSBOROUGH | SWHI |  | 6295428 | NONTRANSIENT NONCOMMUNITY | CHLORINATION; AERATION FOR REMOVAL OF ANY SECONDARY CONTAMINANT, SULFIDE, OR ANY UNREGULATED CONTAMINANT; CORROSION CONTROL INHIBITOR ADDITION; HYPOCHLORINATION; IRON OR MANGANESE SEQUESTRATION; OR ULTRAVIOLET RADIATION. THE LEAD/CHIEF OPERATOR MUST BE CLASS D OR HIGHER. 50,000 GPD UP TO 0.25 MGD-STAFFING BY CLASS D OR HIGHER OPERATOR: 3 VISITS/WEEK ON NONCONSECUTIVE DAYS FOR A TOTAL OF 0.3 HOUR/WEEK. LESS THAN 50,000 GPD-STAFFING BY A CLASS D OR HIGHER OPERATOR: 2 VISITS/WEEK ON NONCONSECUTIVE DAYS FOR A TOTAL OF 0.2 HOUR/WEEK. THERE SHALL BE NO MORE THAN 5 DAYS BETWEEN THE LAST VISIT IN ONE WEEK AND THE FIRST VISIT IN THE NEXT WEEK. | N | Y | LINEBAUGH BUSINESS CENTER | 5555 WEST LINEBAUGH AVENUE |  | TAMPA | FL | 33624 |  | 7277252800 |  | CHRISSY BEECHER | REAL CAPITAL HOLDINGS LLC | 8902 N DALE MABRY HWY | SUITE 200 | TAMPA | FL | 33614 |  | 8139608154 |  | INVESTOR | 50 | 20000 | 4 | 2021-11-04 | 2019-09-30 | NTNC | 100
6 | HILLSBOROUGH | SWHI |  | 6295429 | OTHER PUBLIC WATER SYSTEM | CHLORINATION; AERATION FOR REMOVAL OF ANY SECONDARY CONTAMINANT, SULFIDE, OR ANY UNREGULATED CONTAMINANT; CORROSION CONTROL INHIBITOR ADDITION; HYPOCHLORINATION; IRON OR MANGANESE SEQUESTRATION; OR ULTRAVIOLET RADIATION. THE LEAD/CHIEF OPERATOR MUST BE CLASS D OR HIGHER. 50,000 GPD UP TO 0.25 MGD-STAFFING BY CLASS D OR HIGHER OPERATOR: 3 VISITS/WEEK ON NONCONSECUTIVE DAYS FOR A TOTAL OF 0.3 HOUR/WEEK. LESS THAN 50,000 GPD-STAFFING BY A CLASS D OR HIGHER OPERATOR: 2 VISITS/WEEK ON NONCONSECUTIVE DAYS FOR A TOTAL OF 0.2 HOUR/WEEK. THERE SHALL BE NO MORE THAN 5 DAYS BETWEEN THE LAST VISIT IN ONE WEEK AND THE FIRST VISIT IN THE NEXT WEEK. | N | Y | 7 WONDER METAPHYSICAL CENTER | 17897 BOYSCOUT ROAD |  | ODESSA | FL | 33556 |  |  |  |  | 7 WONDER METAPHYSICAL CENTER | 17897 BOYSCOUT RD. |  | ODESSA | FL | 33556 |  |  |  | INVESTOR | 10 | 1000 | 1 | 2095-09-28 | 2094-05-11 | NAF | 0
6 | HILLSBOROUGH | SWHI |  | 6295430 | OTHER PUBLIC WATER SYSTEM | CHLORINATION; AERATION FOR REMOVAL OF ANY SECONDARY CONTAMINANT, SULFIDE, OR ANY UNREGULATED CONTAMINANT; CORROSION CONTROL INHIBITOR ADDITION; HYPOCHLORINATION; IRON OR MANGANESE SEQUESTRATION; OR ULTRAVIOLET RADIATION. THE LEAD/CHIEF OPERATOR MUST BE CLASS D OR HIGHER. 50,000 GPD UP TO 0.25 MGD-STAFFING BY CLASS D OR HIGHER OPERATOR: 3 VISITS/WEEK ON NONCONSECUTIVE DAYS FOR A TOTAL OF 0.3 HOUR/WEEK. LESS THAN 50,000 GPD-STAFFING BY A CLASS D OR HIGHER OPERATOR: 2 VISITS/WEEK ON NONCONSECUTIVE DAYS FOR A TOTAL OF 0.2 HOUR/WEEK. THERE SHALL BE NO MORE THAN 5 DAYS BETWEEN THE LAST VISIT IN ONE WEEK AND THE FIRST VISIT IN THE NEXT WEEK. | N | Y | PARAGON CABLE CO | 5214 W. LINEBAUGH AVENUE |  | TAMPA | FL | 33624 |  | 8139611201 |  |  | PARAGON CABLE CO | 5214 W. LINEBAUGH AVENUE |  | TAMPA | FL | 33624 |  |  |  | COUNTY | 20 | 500 | 2 | 2094-02-15 | 2094-02-15 | NAF | 0
6 | HILLSBOROUGH | SWHI |  | 6295432 | OTHER PUBLIC WATER SYSTEM | CHLORINATION; AERATION FOR REMOVAL OF ANY SECONDARY CONTAMINANT, SULFIDE, OR ANY UNREGULATED CONTAMINANT; CORROSION CONTROL INHIBITOR ADDITION; HYPOCHLORINATION; IRON OR MANGANESE SEQUESTRATION; OR ULTRAVIOLET RADIATION. THE LEAD/CHIEF OPERATOR MUST BE CLASS D OR HIGHER. 50,000 GPD UP TO 0.25 MGD-STAFFING BY CLASS D OR HIGHER OPERATOR: 3 VISITS/WEEK ON NONCONSECUTIVE DAYS FOR A TOTAL OF 0.3 HOUR/WEEK. LESS THAN 50,000 GPD-STAFFING BY A CLASS D OR HIGHER OPERATOR: 2 VISITS/WEEK ON NONCONSECUTIVE DAYS FOR A TOTAL OF 0.2 HOUR/WEEK. THERE SHALL BE NO MORE THAN 5 DAYS BETWEEN THE LAST VISIT IN ONE WEEK AND THE FIRST VISIT IN THE NEXT WEEK. | N | Y | ROBERT YOUNGS GATOR PROCESSING | 6205 W. KNIGHTS GRIFFIN ROAD |  | PLANT CITY | FL | 33566 |  | 8139861961 |  | ROBERT YOUNG | ROBERT YOUNG | 6205 W. KNIGHTS GRIFFIN ROAD |  | PLANT CITY | FL | 33566 |  | 8139861961 |  | INVESTOR | 20 | 500 | 1 | 2090-08-27 | 2092-10-26 | NAF | 0
6 | HILLSBOROUGH | SWHI | BETHANYBAPTIST@TAMPABAY.RR.COM | 6295433 | NONCOMMUNITY | CHLORINATION; AERATION FOR REMOVAL OF ANY SECONDARY CONTAMINANT, SULFIDE, OR ANY UNREGULATED CONTAMINANT; CORROSION CONTROL INHIBITOR ADDITION; HYPOCHLORINATION; IRON OR MANGANESE SEQUESTRATION; OR ULTRAVIOLET RADIATION. THE LEAD/CHIEF OPERATOR MUST BE CLASS D OR HIGHER. 50,000 GPD UP TO 0.25 MGD-STAFFING BY CLASS D OR HIGHER OPERATOR: 3 VISITS/WEEK ON NONCONSECUTIVE DAYS FOR A TOTAL OF 0.3 HOUR/WEEK. LESS THAN 50,000 GPD-STAFFING BY A CLASS D OR HIGHER OPERATOR: 2 VISITS/WEEK ON NONCONSECUTIVE DAYS FOR A TOTAL OF 0.2 HOUR/WEEK. THERE SHALL BE NO MORE THAN 5 DAYS BETWEEN THE LAST VISIT IN ONE WEEK AND THE FIRST VISIT IN THE NEXT WEEK. | N | Y | BETHANY BAPTIST CHURCH | 3409 CORK ROAD |  | PLANT CITY | FL | 33565 |  | 8137529209 |  | NANCY DAVIS | BETHANY BAPTIST CHURCH | 3409 CORK ROAD |  | PLANT CITY | FL | 33565 |  | 8137529209 |  | INVESTOR | 200 | 3600 | 4 | 2021-05-13 | 2020-10-13 | NC01 | 50
6 | HILLSBOROUGH | SWHI |  | 6295436 | OTHER PUBLIC WATER SYSTEM | CHLORINATION; AERATION FOR REMOVAL OF ANY SECONDARY CONTAMINANT, SULFIDE, OR ANY UNREGULATED CONTAMINANT; CORROSION CONTROL INHIBITOR ADDITION; HYPOCHLORINATION; IRON OR MANGANESE SEQUESTRATION; OR ULTRAVIOLET RADIATION. THE LEAD/CHIEF OPERATOR MUST BE CLASS D OR HIGHER. 50,000 GPD UP TO 0.25 MGD-STAFFING BY CLASS D OR HIGHER OPERATOR: 3 VISITS/WEEK ON NONCONSECUTIVE DAYS FOR A TOTAL OF 0.3 HOUR/WEEK. LESS THAN 50,000 GPD-STAFFING BY A CLASS D OR HIGHER OPERATOR: 2 VISITS/WEEK ON NONCONSECUTIVE DAYS FOR A TOTAL OF 0.2 HOUR/WEEK. THERE SHALL BE NO MORE THAN 5 DAYS BETWEEN THE LAST VISIT IN ONE WEEK AND THE FIRST VISIT IN THE NEXT WEEK. | N | Y | EARTH MOVING CONTRACTORS | 5020 N. 47TH STREET |  | TAMPA | FL | 33610 |  | 8136216883 |  | DENNIS CIAGLO | EARTH MOVING CONTRACTORS | P.O. BOX 16349 |  | TEMPLE TERRACE | FL | 33687 |  | 8136216883 |  | INVESTOR | 6 | 500 | 2 | 2088-05-23 | 2088-09-14 | NAF | 0
6 | HILLSBOROUGH | SWHI |  | 6295437 | OTHER PUBLIC WATER SYSTEM | CHLORINATION; AERATION FOR REMOVAL OF ANY SECONDARY CONTAMINANT, SULFIDE, OR ANY UNREGULATED CONTAMINANT; CORROSION CONTROL INHIBITOR ADDITION; HYPOCHLORINATION; IRON OR MANGANESE SEQUESTRATION; OR ULTRAVIOLET RADIATION. THE LEAD/CHIEF OPERATOR MUST BE CLASS D OR HIGHER. 50,000 GPD UP TO 0.25 MGD-STAFFING BY CLASS D OR HIGHER OPERATOR: 3 VISITS/WEEK ON NONCONSECUTIVE DAYS FOR A TOTAL OF 0.3 HOUR/WEEK. LESS THAN 50,000 GPD-STAFFING BY A CLASS D OR HIGHER OPERATOR: 2 VISITS/WEEK ON NONCONSECUTIVE DAYS FOR A TOTAL OF 0.2 HOUR/WEEK. THERE SHALL BE NO MORE THAN 5 DAYS BETWEEN THE LAST VISIT IN ONE WEEK AND THE FIRST VISIT IN THE NEXT WEEK. | N | Y | CABLEVISION INDUSTRIES | 10902 BILL TUCKER ROAD |  | WIMAUMA | FL | 33598 |  | 8136331455 |  | LEWIS KING | CABLEVISION INDUSTRIES | 10902 BILL TUCKER ROAD |  | WIMAUMA | FL | 33598 |  | 8136331455 |  | UNKNOWN | 23 | 500 | 1 | 2090-03-12 | 2088-09-20 | NAF | 0
6 | HILLSBOROUGH | SWHI |  | 6295438 | OTHER PUBLIC WATER SYSTEM | CHLORINATION; AERATION FOR REMOVAL OF ANY SECONDARY CONTAMINANT, SULFIDE, OR ANY UNREGULATED CONTAMINANT; CORROSION CONTROL INHIBITOR ADDITION; HYPOCHLORINATION; IRON OR MANGANESE SEQUESTRATION; OR ULTRAVIOLET RADIATION. THE LEAD/CHIEF OPERATOR MUST BE CLASS D OR HIGHER. 50,000 GPD UP TO 0.25 MGD-STAFFING BY CLASS D OR HIGHER OPERATOR: 3 VISITS/WEEK ON NONCONSECUTIVE DAYS FOR A TOTAL OF 0.3 HOUR/WEEK. LESS THAN 50,000 GPD-STAFFING BY A CLASS D OR HIGHER OPERATOR: 2 VISITS/WEEK ON NONCONSECUTIVE DAYS FOR A TOTAL OF 0.2 HOUR/WEEK. THERE SHALL BE NO MORE THAN 5 DAYS BETWEEN THE LAST VISIT IN ONE WEEK AND THE FIRST VISIT IN THE NEXT WEEK. | N | Y | AL JAYS CORNER | 5202 US HWY 92 |  | PLANT CITY | FL | 33566 |  | 8137541821 |  | ALLEN F. CROWIE | AL JAYS CORNER | 5202 US HWY 92 |  | PLANT CITY | FL | 33566 |  | 8137541821 |  | INVESTOR | 10 | 500 | 1 | 2088-10-04 |  | NAF | 0
6 | HILLSBOROUGH | SWHI |  | 6295440 | OTHER PUBLIC WATER SYSTEM | CHLORINATION; AERATION FOR REMOVAL OF ANY SECONDARY CONTAMINANT, SULFIDE, OR ANY UNREGULATED CONTAMINANT; CORROSION CONTROL INHIBITOR ADDITION; HYPOCHLORINATION; IRON OR MANGANESE SEQUESTRATION; OR ULTRAVIOLET RADIATION. THE LEAD/CHIEF OPERATOR MUST BE CLASS D OR HIGHER. 50,000 GPD UP TO 0.25 MGD-STAFFING BY CLASS D OR HIGHER OPERATOR: 3 VISITS/WEEK ON NONCONSECUTIVE DAYS FOR A TOTAL OF 0.3 HOUR/WEEK. LESS THAN 50,000 GPD-STAFFING BY A CLASS D OR HIGHER OPERATOR: 2 VISITS/WEEK ON NONCONSECUTIVE DAYS FOR A TOTAL OF 0.2 HOUR/WEEK. THERE SHALL BE NO MORE THAN 5 DAYS BETWEEN THE LAST VISIT IN ONE WEEK AND THE FIRST VISIT IN THE NEXT WEEK. | N | Y | SOUTHERN RESOURCE MANAGEMENT | 19335 US 41 NORTH |  | LUTZ | FL | 33549 |  | 8139496207 |  | BARBARA LARKINS | BARBARA LARKINS | 2604 CELLO LANE |  | LUTZ | FL | 33549 |  | 8139496207 |  | INVESTOR | 18 | 1 | 1 | 2089-03-15 |  | NAF | 0
6 | HILLSBOROUGH | SWHI |  | 6295441 | OTHER PUBLIC WATER SYSTEM | CHLORINATION; AERATION FOR REMOVAL OF ANY SECONDARY CONTAMINANT, SULFIDE, OR ANY UNREGULATED CONTAMINANT; CORROSION CONTROL INHIBITOR ADDITION; HYPOCHLORINATION; IRON OR MANGANESE SEQUESTRATION; OR ULTRAVIOLET RADIATION. THE LEAD/CHIEF OPERATOR MUST BE CLASS D OR HIGHER. 50,000 GPD UP TO 0.25 MGD-STAFFING BY CLASS D OR HIGHER OPERATOR: 3 VISITS/WEEK ON NONCONSECUTIVE DAYS FOR A TOTAL OF 0.3 HOUR/WEEK. LESS THAN 50,000 GPD-STAFFING BY A CLASS D OR HIGHER OPERATOR: 2 VISITS/WEEK ON NONCONSECUTIVE DAYS FOR A TOTAL OF 0.2 HOUR/WEEK. THERE SHALL BE NO MORE THAN 5 DAYS BETWEEN THE LAST VISIT IN ONE WEEK AND THE FIRST VISIT IN THE NEXT WEEK. | N | Y | INDUSTRIAL MARINE | P.O. BOX 18404 |  | TAMPA | FL | 33679 |  | 8138763131 |  | JOHN JACOBSON | MEL JACOBSON | 5511 24TH AVENUE SOUTH |  | TAMPA | FL | 33619 |  | 8138763131 |  | INVESTOR | 10 | 750 | 1 | 2088-10-28 | 2088-10-25 | NAF | 0
6 | HILLSBOROUGH | SWHI |  | 6295442 | OTHER PUBLIC WATER SYSTEM | CHLORINATION; AERATION FOR REMOVAL OF ANY SECONDARY CONTAMINANT, SULFIDE, OR ANY UNREGULATED CONTAMINANT; CORROSION CONTROL INHIBITOR ADDITION; HYPOCHLORINATION; IRON OR MANGANESE SEQUESTRATION; OR ULTRAVIOLET RADIATION. THE LEAD/CHIEF OPERATOR MUST BE CLASS D OR HIGHER. 50,000 GPD UP TO 0.25 MGD-STAFFING BY CLASS D OR HIGHER OPERATOR: 3 VISITS/WEEK ON NONCONSECUTIVE DAYS FOR A TOTAL OF 0.3 HOUR/WEEK. LESS THAN 50,000 GPD-STAFFING BY A CLASS D OR HIGHER OPERATOR: 2 VISITS/WEEK ON NONCONSECUTIVE DAYS FOR A TOTAL OF 0.2 HOUR/WEEK. THERE SHALL BE NO MORE THAN 5 DAYS BETWEEN THE LAST VISIT IN ONE WEEK AND THE FIRST VISIT IN THE NEXT WEEK. | N | Y | BARGO AUTO SALES | 4130 HWY 60 |  | VALRICO | FL | 33594 |  |  |  |  | JIM BARGO | 11705 HWY. 92 E |  | SEFFNER | FL | 33584 |  |  |  | INVESTOR | 5 | 1000 | 1 | 2088-03-02 |  | NAF | 0
6 | HILLSBOROUGH | SWHI |  | 6295444 | NONCOMMUNITY | CHLORINATION; AERATION FOR REMOVAL OF ANY SECONDARY CONTAMINANT, SULFIDE, OR ANY UNREGULATED CONTAMINANT; CORROSION CONTROL INHIBITOR ADDITION; HYPOCHLORINATION; IRON OR MANGANESE SEQUESTRATION; OR ULTRAVIOLET RADIATION. THE LEAD/CHIEF OPERATOR MUST BE CLASS D OR HIGHER. 50,000 GPD UP TO 0.25 MGD-STAFFING BY CLASS D OR HIGHER OPERATOR: 3 VISITS/WEEK ON NONCONSECUTIVE DAYS FOR A TOTAL OF 0.3 HOUR/WEEK. LESS THAN 50,000 GPD-STAFFING BY A CLASS D OR HIGHER OPERATOR: 2 VISITS/WEEK ON NONCONSECUTIVE DAYS FOR A TOTAL OF 0.2 HOUR/WEEK. THERE SHALL BE NO MORE THAN 5 DAYS BETWEEN THE LAST VISIT IN ONE WEEK AND THE FIRST VISIT IN THE NEXT WEEK. | N | Y | SUNSET MARKET & DELI | 18440 LIVINGSTON ROAD |  | LUTZ | FL | 33549 |  | 8135276110 |  | SAJAN PATEL | ITAN II LLC | 3552 SWANS LANDING DRIVE |  | LAND O LAKES | FL | 34639 |  | 8134541380 |  | INVESTOR | 150 | 1200 | 1 | 2021-12-17 | 2021-11-04 | NC01 | 50
6 | HILLSBOROUGH | SWHI |  | 6295445 | OTHER PUBLIC WATER SYSTEM | CHLORINATION; AERATION FOR REMOVAL OF ANY SECONDARY CONTAMINANT, SULFIDE, OR ANY UNREGULATED CONTAMINANT; CORROSION CONTROL INHIBITOR ADDITION; HYPOCHLORINATION; IRON OR MANGANESE SEQUESTRATION; OR ULTRAVIOLET RADIATION. THE LEAD/CHIEF OPERATOR MUST BE CLASS D OR HIGHER. 50,000 GPD UP TO 0.25 MGD-STAFFING BY CLASS D OR HIGHER OPERATOR: 3 VISITS/WEEK ON NONCONSECUTIVE DAYS FOR A TOTAL OF 0.3 HOUR/WEEK. LESS THAN 50,000 GPD-STAFFING BY A CLASS D OR HIGHER OPERATOR: 2 VISITS/WEEK ON NONCONSECUTIVE DAYS FOR A TOTAL OF 0.2 HOUR/WEEK. THERE SHALL BE NO MORE THAN 5 DAYS BETWEEN THE LAST VISIT IN ONE WEEK AND THE FIRST VISIT IN THE NEXT WEEK. | N | Y | GREAT MONUMENT CONSTRUCTION CO | 4520 W. LINEBAUGH AVENUE |  | TAMPA | FL | 33624 |  | 8139601882 |  | C. E. THOMPSON | GREAT MONUMENT CONSTRUCTION CO | 4520 W. LINEBAUGH AVENUE |  | TAMPA | FL | 33624 |  | 8139601882 |  | INVESTOR | 10 | 750 | 1 | 2088-11-29 | 2089-08-03 | NAF | 0
6 | HILLSBOROUGH | SWHI |  | 6295447 | OTHER PUBLIC WATER SYSTEM | CHLORINATION; AERATION FOR REMOVAL OF ANY SECONDARY CONTAMINANT, SULFIDE, OR ANY UNREGULATED CONTAMINANT; CORROSION CONTROL INHIBITOR ADDITION; HYPOCHLORINATION; IRON OR MANGANESE SEQUESTRATION; OR ULTRAVIOLET RADIATION. THE LEAD/CHIEF OPERATOR MUST BE CLASS D OR HIGHER. 50,000 GPD UP TO 0.25 MGD-STAFFING BY CLASS D OR HIGHER OPERATOR: 3 VISITS/WEEK ON NONCONSECUTIVE DAYS FOR A TOTAL OF 0.3 HOUR/WEEK. LESS THAN 50,000 GPD-STAFFING BY A CLASS D OR HIGHER OPERATOR: 2 VISITS/WEEK ON NONCONSECUTIVE DAYS FOR A TOTAL OF 0.2 HOUR/WEEK. THERE SHALL BE NO MORE THAN 5 DAYS BETWEEN THE LAST VISIT IN ONE WEEK AND THE FIRST VISIT IN THE NEXT WEEK. | N | Y | LINEBAUGH INDUSTRIAL PK | 6028 W. LINBAUGH AVENUE |  | TAMPA | FL | 33624 |  | 8139624620 |  | MARK BREINER | MARK BREINER | 4007 WINDTREE DRIVE |  | TAMPA | FL | 33624 |  | 8139624620 |  | INVESTOR | 9 | 750 | 1 | 2089-01-09 | 2089-01-09 | NAF | 0
6 | HILLSBOROUGH | SWHI |  | 6295448 | OTHER PUBLIC WATER SYSTEM | CHLORINATION; AERATION FOR REMOVAL OF ANY SECONDARY CONTAMINANT, SULFIDE, OR ANY UNREGULATED CONTAMINANT; CORROSION CONTROL INHIBITOR ADDITION; HYPOCHLORINATION; IRON OR MANGANESE SEQUESTRATION; OR ULTRAVIOLET RADIATION. THE LEAD/CHIEF OPERATOR MUST BE CLASS D OR HIGHER. 50,000 GPD UP TO 0.25 MGD-STAFFING BY CLASS D OR HIGHER OPERATOR: 3 VISITS/WEEK ON NONCONSECUTIVE DAYS FOR A TOTAL OF 0.3 HOUR/WEEK. LESS THAN 50,000 GPD-STAFFING BY A CLASS D OR HIGHER OPERATOR: 2 VISITS/WEEK ON NONCONSECUTIVE DAYS FOR A TOTAL OF 0.2 HOUR/WEEK. THERE SHALL BE NO MORE THAN 5 DAYS BETWEEN THE LAST VISIT IN ONE WEEK AND THE FIRST VISIT IN THE NEXT WEEK. | N | Y | APOLLO AIR INC | 1916 US 41 SOUTH |  | RUSKIN | FL | 33570 |  | 8136452665 |  | MICHAEL WAYNE | APOLLO AIR INC | 1916 US 41 SOUTH |  | RUSKIN | FL | 33570 |  | 8136452665 |  | INVESTOR | 10 | 750 | 1 | 2090-10-17 | 2090-01-10 | NAF | 0
6 | HILLSBOROUGH | SWHI |  | 6295449 | OTHER PUBLIC WATER SYSTEM | CHLORINATION; AERATION FOR REMOVAL OF ANY SECONDARY CONTAMINANT, SULFIDE, OR ANY UNREGULATED CONTAMINANT; CORROSION CONTROL INHIBITOR ADDITION; HYPOCHLORINATION; IRON OR MANGANESE SEQUESTRATION; OR ULTRAVIOLET RADIATION. THE LEAD/CHIEF OPERATOR MUST BE CLASS D OR HIGHER. 50,000 GPD UP TO 0.25 MGD-STAFFING BY CLASS D OR HIGHER OPERATOR: 3 VISITS/WEEK ON NONCONSECUTIVE DAYS FOR A TOTAL OF 0.3 HOUR/WEEK. LESS THAN 50,000 GPD-STAFFING BY A CLASS D OR HIGHER OPERATOR: 2 VISITS/WEEK ON NONCONSECUTIVE DAYS FOR A TOTAL OF 0.2 HOUR/WEEK. THERE SHALL BE NO MORE THAN 5 DAYS BETWEEN THE LAST VISIT IN ONE WEEK AND THE FIRST VISIT IN THE NEXT WEEK. | N | N | NORRIS STORAGE/WAREHOUSE | 13725 N. 12TH STREET |  | TAMPA | FL | 33613 |  | 8139891567 |  | EDWARD STANSEL | NORRIS/STANSEL | 1201 138TH AVENUE |  | TAMPA | FL | 33913 |  | 8139491567 |  | INVESTOR | 20 | 1 | 5 | 2089-01-24 | 2089-01-24 | NAF | 0
6 | HILLSBOROUGH | SWHI |  | 6295450 | OTHER PUBLIC WATER SYSTEM | CHLORINATION; AERATION FOR REMOVAL OF ANY SECONDARY CONTAMINANT, SULFIDE, OR ANY UNREGULATED CONTAMINANT; CORROSION CONTROL INHIBITOR ADDITION; HYPOCHLORINATION; IRON OR MANGANESE SEQUESTRATION; OR ULTRAVIOLET RADIATION. THE LEAD/CHIEF OPERATOR MUST BE CLASS D OR HIGHER. 50,000 GPD UP TO 0.25 MGD-STAFFING BY CLASS D OR HIGHER OPERATOR: 3 VISITS/WEEK ON NONCONSECUTIVE DAYS FOR A TOTAL OF 0.3 HOUR/WEEK. LESS THAN 50,000 GPD-STAFFING BY A CLASS D OR HIGHER OPERATOR: 2 VISITS/WEEK ON NONCONSECUTIVE DAYS FOR A TOTAL OF 0.2 HOUR/WEEK. THERE SHALL BE NO MORE THAN 5 DAYS BETWEEN THE LAST VISIT IN ONE WEEK AND THE FIRST VISIT IN THE NEXT WEEK. | N | N | NORRIS STORAGE/WAREHOUSE | 13725 N. 12TH STREET |  | TAMPA | FL | 33613 |  | 8139891567 |  | EDWARD STANSEL | NORRIS/STANSEL | 1201 138TH AVENUE |  | TAMPA | FL | 33913 |  | 8139491567 |  | INVESTOR | 20 | 1 | 5 | 2089-01-24 | 2089-01-24 | NAF | 0
6 | HILLSBOROUGH | SWHI |  | 6295451 | OTHER PUBLIC WATER SYSTEM | CHLORINATION; AERATION FOR REMOVAL OF ANY SECONDARY CONTAMINANT, SULFIDE, OR ANY UNREGULATED CONTAMINANT; CORROSION CONTROL INHIBITOR ADDITION; HYPOCHLORINATION; IRON OR MANGANESE SEQUESTRATION; OR ULTRAVIOLET RADIATION. THE LEAD/CHIEF OPERATOR MUST BE CLASS D OR HIGHER. 50,000 GPD UP TO 0.25 MGD-STAFFING BY CLASS D OR HIGHER OPERATOR: 3 VISITS/WEEK ON NONCONSECUTIVE DAYS FOR A TOTAL OF 0.3 HOUR/WEEK. LESS THAN 50,000 GPD-STAFFING BY A CLASS D OR HIGHER OPERATOR: 2 VISITS/WEEK ON NONCONSECUTIVE DAYS FOR A TOTAL OF 0.2 HOUR/WEEK. THERE SHALL BE NO MORE THAN 5 DAYS BETWEEN THE LAST VISIT IN ONE WEEK AND THE FIRST VISIT IN THE NEXT WEEK. | N | Y | ART IN THE PARK | 13725 N. 12TH STREET |  | TAMPA | FL | 33613 |  | 8139107474 |  | SHERRI STEDJE | ART IN THE PARK | 13725 N. 12TH STREET |  | TAMPA | FL | 33613 |  | 8139107474 |  | INVESTOR | 8 | 5000 | 1 | 2098-05-13 | 2097-06-05 | NAF | 0
6 | HILLSBOROUGH | SWHI |  | 6295452 | OTHER PUBLIC WATER SYSTEM | CHLORINATION; AERATION FOR REMOVAL OF ANY SECONDARY CONTAMINANT, SULFIDE, OR ANY UNREGULATED CONTAMINANT; CORROSION CONTROL INHIBITOR ADDITION; HYPOCHLORINATION; IRON OR MANGANESE SEQUESTRATION; OR ULTRAVIOLET RADIATION. THE LEAD/CHIEF OPERATOR MUST BE CLASS D OR HIGHER. 50,000 GPD UP TO 0.25 MGD-STAFFING BY CLASS D OR HIGHER OPERATOR: 3 VISITS/WEEK ON NONCONSECUTIVE DAYS FOR A TOTAL OF 0.3 HOUR/WEEK. LESS THAN 50,000 GPD-STAFFING BY A CLASS D OR HIGHER OPERATOR: 2 VISITS/WEEK ON NONCONSECUTIVE DAYS FOR A TOTAL OF 0.2 HOUR/WEEK. THERE SHALL BE NO MORE THAN 5 DAYS BETWEEN THE LAST VISIT IN ONE WEEK AND THE FIRST VISIT IN THE NEXT WEEK. | N | N | NORRIS STORAGE/WAREHOUSE | 13725 N. 12TH STREET |  | TAMPA | FL | 33613 |  | 8139884774 |  | EDWARD STANSEL | NORRIS/STANSEL | 1201 138TH AVENUE |  | TAMPA | FL | 33913 |  | 8139491567 |  | INVESTOR | 5 | 1 | 5 | 2089-01-24 | 2089-01-24 | NAF | 0
6 | HILLSBOROUGH | SWHI |  | 6295453 | COMMUNITY | CHLORINATION; AERATION FOR REMOVAL OF ANY SECONDARY CONTAMINANT, SULFIDE, OR ANY UNREGULATED CONTAMINANT; CORROSION CONTROL INHIBITOR ADDITION; HYPOCHLORINATION; IRON OR MANGANESE SEQUESTRATION; OR ULTRAVIOLET RADIATION. THE LEAD/CHIEF OPERATOR MUST BE CLASS D OR HIGHER. 50,000 GPD UP TO 0.25 MGD-STAFFING BY CLASS D OR HIGHER OPERATOR: 3 VISITS/WEEK ON NONCONSECUTIVE DAYS FOR A TOTAL OF 0.3 HOUR/WEEK. LESS THAN 50,000 GPD-STAFFING BY A CLASS D OR HIGHER OPERATOR: 2 VISITS/WEEK ON NONCONSECUTIVE DAYS FOR A TOTAL OF 0.2 HOUR/WEEK. THERE SHALL BE NO MORE THAN 5 DAYS BETWEEN THE LAST VISIT IN ONE WEEK AND THE FIRST VISIT IN THE NEXT WEEK. | N | Y | PARK VILLAGE MHP | 2086 PARK VILLAGE DRIVE |  | RUSKIN | FL | 33570 |  | 8136453723 |  | EMMA ROBERTS | PARK VILLAGE HOMEOWNERS ASSOC | 2035 PARK VILLAGE DR |  | RUSKIN | FL | 33570 |  | 8136453743 |  | INVESTOR | 72 | 31500 | 37 | 2021-12-03 | 2021-06-24 | DC06 | 100
6 | HILLSBOROUGH | SWHI | DANNDRUEN@HOPEWELLFUNERAL.COM | 6295454 | NONCOMMUNITY | CHLORINATION; AERATION FOR REMOVAL OF ANY SECONDARY CONTAMINANT, SULFIDE, OR ANY UNREGULATED CONTAMINANT; CORROSION CONTROL INHIBITOR ADDITION; HYPOCHLORINATION; IRON OR MANGANESE SEQUESTRATION; OR ULTRAVIOLET RADIATION. THE LEAD/CHIEF OPERATOR MUST BE CLASS D OR HIGHER. 50,000 GPD UP TO 0.25 MGD-STAFFING BY CLASS D OR HIGHER OPERATOR: 3 VISITS/WEEK ON NONCONSECUTIVE DAYS FOR A TOTAL OF 0.3 HOUR/WEEK. LESS THAN 50,000 GPD-STAFFING BY A CLASS D OR HIGHER OPERATOR: 2 VISITS/WEEK ON NONCONSECUTIVE DAYS FOR A TOTAL OF 0.2 HOUR/WEEK. THERE SHALL BE NO MORE THAN 5 DAYS BETWEEN THE LAST VISIT IN ONE WEEK AND THE FIRST VISIT IN THE NEXT WEEK. | N | Y | HOPEWELL FUNERAL HOME | 6005 S COUNTY ROAD 39 |  | PLANT CITY | FL | 33567 | 9714 | 8137373128 |  | DANN G. DRUEN | HOPEWELL FUNERAL HOME | PO BOX 3209 |  | PLANT CITY | FL | 33563 |  | 8137373128 |  | INVESTOR | 35 | 1000 | 1 | 2019-07-25 | 2021-05-14 | NC01 | 50
6 | HILLSBOROUGH | SWHI |  | 6295455 | OTHER PUBLIC WATER SYSTEM | CHLORINATION; AERATION FOR REMOVAL OF ANY SECONDARY CONTAMINANT, SULFIDE, OR ANY UNREGULATED CONTAMINANT; CORROSION CONTROL INHIBITOR ADDITION; HYPOCHLORINATION; IRON OR MANGANESE SEQUESTRATION; OR ULTRAVIOLET RADIATION. THE LEAD/CHIEF OPERATOR MUST BE CLASS D OR HIGHER. 50,000 GPD UP TO 0.25 MGD-STAFFING BY CLASS D OR HIGHER OPERATOR: 3 VISITS/WEEK ON NONCONSECUTIVE DAYS FOR A TOTAL OF 0.3 HOUR/WEEK. LESS THAN 50,000 GPD-STAFFING BY A CLASS D OR HIGHER OPERATOR: 2 VISITS/WEEK ON NONCONSECUTIVE DAYS FOR A TOTAL OF 0.2 HOUR/WEEK. THERE SHALL BE NO MORE THAN 5 DAYS BETWEEN THE LAST VISIT IN ONE WEEK AND THE FIRST VISIT IN THE NEXT WEEK. | N | Y | DISCOUNT AUTO PARTS | 11788 SR 574 |  | MANGO | FL | 33584 |  | 8136541644 |  | RICK DIAL | DISCOUNT AUTO PARTS | 11788 SR 574 |  | MANGO | FL | 33584 |  | 8136541644 |  | INVESTOR | 4 | 750 | 1 | 2089-02-22 |  | NAF | 0
6 | HILLSBOROUGH | SWHI |  | 6295456 | OTHER PUBLIC WATER SYSTEM | CHLORINATION; AERATION FOR REMOVAL OF ANY SECONDARY CONTAMINANT, SULFIDE, OR ANY UNREGULATED CONTAMINANT; CORROSION CONTROL INHIBITOR ADDITION; HYPOCHLORINATION; IRON OR MANGANESE SEQUESTRATION; OR ULTRAVIOLET RADIATION. THE LEAD/CHIEF OPERATOR MUST BE CLASS D OR HIGHER. 50,000 GPD UP TO 0.25 MGD-STAFFING BY CLASS D OR HIGHER OPERATOR: 3 VISITS/WEEK ON NONCONSECUTIVE DAYS FOR A TOTAL OF 0.3 HOUR/WEEK. LESS THAN 50,000 GPD-STAFFING BY A CLASS D OR HIGHER OPERATOR: 2 VISITS/WEEK ON NONCONSECUTIVE DAYS FOR A TOTAL OF 0.2 HOUR/WEEK. THERE SHALL BE NO MORE THAN 5 DAYS BETWEEN THE LAST VISIT IN ONE WEEK AND THE FIRST VISIT IN THE NEXT WEEK. | N | Y | WIMAUMA SWITCHING CTR | P.O. BOX 110 MAIL CODE 1041 |  | TAMPA | FL | 33604 |  | 8136349911 |  | EMPLOYEE | GENERAL TELEPHONE CO OF FLA | US 301 S. |  | WIMAUMA | FL | 33598 |  | 8136349911 |  | INVESTOR | 4 | 750 | 1 | 2089-03-29 |  | NAF | 0
6 | HILLSBOROUGH | SWHI |  | 6295457 | OTHER PUBLIC WATER SYSTEM | CHLORINATION; AERATION FOR REMOVAL OF ANY SECONDARY CONTAMINANT, SULFIDE, OR ANY UNREGULATED CONTAMINANT; CORROSION CONTROL INHIBITOR ADDITION; HYPOCHLORINATION; IRON OR MANGANESE SEQUESTRATION; OR ULTRAVIOLET RADIATION. THE LEAD/CHIEF OPERATOR MUST BE CLASS D OR HIGHER. 50,000 GPD UP TO 0.25 MGD-STAFFING BY CLASS D OR HIGHER OPERATOR: 3 VISITS/WEEK ON NONCONSECUTIVE DAYS FOR A TOTAL OF 0.3 HOUR/WEEK. LESS THAN 50,000 GPD-STAFFING BY A CLASS D OR HIGHER OPERATOR: 2 VISITS/WEEK ON NONCONSECUTIVE DAYS FOR A TOTAL OF 0.2 HOUR/WEEK. THERE SHALL BE NO MORE THAN 5 DAYS BETWEEN THE LAST VISIT IN ONE WEEK AND THE FIRST VISIT IN THE NEXT WEEK. | N | Y | LUTZ SWITCHING CTR | 500 ZACK STREET |  | TAMPA | FL | 33602 |  | 8132246369 |  | JOHN DOUGLAS | GENERAL TELEPHONE OF FLORIDA | 19224 2ND STREET NE |  | LUTZ | FL | 33549 |  | 8132246369 |  | INVESTOR | 4 | 750 | 1 | 2089-03-23 |  | NAF | 0
6 | HILLSBOROUGH | SWHI |  | 6295458 | OTHER PUBLIC WATER SYSTEM | CHLORINATION; AERATION FOR REMOVAL OF ANY SECONDARY CONTAMINANT, SULFIDE, OR ANY UNREGULATED CONTAMINANT; CORROSION CONTROL INHIBITOR ADDITION; HYPOCHLORINATION; IRON OR MANGANESE SEQUESTRATION; OR ULTRAVIOLET RADIATION. THE LEAD/CHIEF OPERATOR MUST BE CLASS D OR HIGHER. 50,000 GPD UP TO 0.25 MGD-STAFFING BY CLASS D OR HIGHER OPERATOR: 3 VISITS/WEEK ON NONCONSECUTIVE DAYS FOR A TOTAL OF 0.3 HOUR/WEEK. LESS THAN 50,000 GPD-STAFFING BY A CLASS D OR HIGHER OPERATOR: 2 VISITS/WEEK ON NONCONSECUTIVE DAYS FOR A TOTAL OF 0.2 HOUR/WEEK. THERE SHALL BE NO MORE THAN 5 DAYS BETWEEN THE LAST VISIT IN ONE WEEK AND THE FIRST VISIT IN THE NEXT WEEK. | N | Y | RON MUELLER | 5425 THERESA ROAD |  | TAMPA | FL | 33615 |  | 8139806869 |  | RON MUELLER | RON MUELLER | 7905 BASELINE CT. |  | TAMPA | FL | 33617 |  | 8139806869 |  | INVESTOR | 5 | 750 | 1 | 2090-01-15 | 2090-01-11 | NAF | 0
6 | HILLSBOROUGH | SWHI |  | 6295459 | OTHER PUBLIC WATER SYSTEM | CHLORINATION; AERATION FOR REMOVAL OF ANY SECONDARY CONTAMINANT, SULFIDE, OR ANY UNREGULATED CONTAMINANT; CORROSION CONTROL INHIBITOR ADDITION; HYPOCHLORINATION; IRON OR MANGANESE SEQUESTRATION; OR ULTRAVIOLET RADIATION. THE LEAD/CHIEF OPERATOR MUST BE CLASS D OR HIGHER. 50,000 GPD UP TO 0.25 MGD-STAFFING BY CLASS D OR HIGHER OPERATOR: 3 VISITS/WEEK ON NONCONSECUTIVE DAYS FOR A TOTAL OF 0.3 HOUR/WEEK. LESS THAN 50,000 GPD-STAFFING BY A CLASS D OR HIGHER OPERATOR: 2 VISITS/WEEK ON NONCONSECUTIVE DAYS FOR A TOTAL OF 0.2 HOUR/WEEK. THERE SHALL BE NO MORE THAN 5 DAYS BETWEEN THE LAST VISIT IN ONE WEEK AND THE FIRST VISIT IN THE NEXT WEEK. | N | Y | HUGHES MOBILE HOME SALES | P.O. BOX 2637 |  | BRANDON | FL | 34299 |  | 8136840774 |  | MANAGER | BRUCE KELLER | 900 E. BRANDON BLVD. |  | BRANDON | FL | 33511 |  | 8136840774 |  | INVESTOR | 3 | 750 | 1 | 2088-12-20 |  | NAF | 0
6 | HILLSBOROUGH | SWHI |  | 6295461 | OTHER PUBLIC WATER SYSTEM | CHLORINATION; AERATION FOR REMOVAL OF ANY SECONDARY CONTAMINANT, SULFIDE, OR ANY UNREGULATED CONTAMINANT; CORROSION CONTROL INHIBITOR ADDITION; HYPOCHLORINATION; IRON OR MANGANESE SEQUESTRATION; OR ULTRAVIOLET RADIATION. THE LEAD/CHIEF OPERATOR MUST BE CLASS D OR HIGHER. 50,000 GPD UP TO 0.25 MGD-STAFFING BY CLASS D OR HIGHER OPERATOR: 3 VISITS/WEEK ON NONCONSECUTIVE DAYS FOR A TOTAL OF 0.3 HOUR/WEEK. LESS THAN 50,000 GPD-STAFFING BY A CLASS D OR HIGHER OPERATOR: 2 VISITS/WEEK ON NONCONSECUTIVE DAYS FOR A TOTAL OF 0.2 HOUR/WEEK. THERE SHALL BE NO MORE THAN 5 DAYS BETWEEN THE LAST VISIT IN ONE WEEK AND THE FIRST VISIT IN THE NEXT WEEK. | N | Y | PROGRESSIVE FLOORS | 1611 SR 60 |  | VALRICO | FL | 33594 |  | 8137867006 |  | WILLIAM CARD | PROGRESSIVE FLOORS | 1611 SR 60 |  | VALRICO | FL | 33594 |  | 8137867006 |  | INVESTOR | 4 | 750 | 1 | 2089-03-09 |  | NAF | 0
6 | HILLSBOROUGH | SWHI |  | 6295462 | OTHER PUBLIC WATER SYSTEM | CHLORINATION; AERATION FOR REMOVAL OF ANY SECONDARY CONTAMINANT, SULFIDE, OR ANY UNREGULATED CONTAMINANT; CORROSION CONTROL INHIBITOR ADDITION; HYPOCHLORINATION; IRON OR MANGANESE SEQUESTRATION; OR ULTRAVIOLET RADIATION. THE LEAD/CHIEF OPERATOR MUST BE CLASS D OR HIGHER. 50,000 GPD UP TO 0.25 MGD-STAFFING BY CLASS D OR HIGHER OPERATOR: 3 VISITS/WEEK ON NONCONSECUTIVE DAYS FOR A TOTAL OF 0.3 HOUR/WEEK. LESS THAN 50,000 GPD-STAFFING BY A CLASS D OR HIGHER OPERATOR: 2 VISITS/WEEK ON NONCONSECUTIVE DAYS FOR A TOTAL OF 0.2 HOUR/WEEK. THERE SHALL BE NO MORE THAN 5 DAYS BETWEEN THE LAST VISIT IN ONE WEEK AND THE FIRST VISIT IN THE NEXT WEEK. | N | Y | BRANDON ALLIANCE CHURCH | 1607 LITHIA PINECREST |  | BRANDON | FL | 33511 |  | 8136856560 |  | REV. TED O. FARRELL | BRANDON ALLIANCE CHURCH | 1607 LITHIA PINECREST |  | BRANDON | FL | 33511 |  | 8136856560 |  | INVESTOR | 20 | 750 | 1 | 2089-01-24 | 2089-01-24 | NAF | 0
6 | HILLSBOROUGH | SWHI |  | 6295463 | OTHER PUBLIC WATER SYSTEM | CHLORINATION; AERATION FOR REMOVAL OF ANY SECONDARY CONTAMINANT, SULFIDE, OR ANY UNREGULATED CONTAMINANT; CORROSION CONTROL INHIBITOR ADDITION; HYPOCHLORINATION; IRON OR MANGANESE SEQUESTRATION; OR ULTRAVIOLET RADIATION. THE LEAD/CHIEF OPERATOR MUST BE CLASS D OR HIGHER. 50,000 GPD UP TO 0.25 MGD-STAFFING BY CLASS D OR HIGHER OPERATOR: 3 VISITS/WEEK ON NONCONSECUTIVE DAYS FOR A TOTAL OF 0.3 HOUR/WEEK. LESS THAN 50,000 GPD-STAFFING BY A CLASS D OR HIGHER OPERATOR: 2 VISITS/WEEK ON NONCONSECUTIVE DAYS FOR A TOTAL OF 0.2 HOUR/WEEK. THERE SHALL BE NO MORE THAN 5 DAYS BETWEEN THE LAST VISIT IN ONE WEEK AND THE FIRST VISIT IN THE NEXT WEEK. | N | Y | HOSTESS WONDER BAKERY THRIFT | 1701 W. BRANDON BLVD |  | BRANDON | FL | 33511 |  | 8136843599 |  | BILL FLYNN | HOSTESS WONDER BAKERY | 1701 W. BRANDON BLVD |  | BRANDON | FL | 33511 |  | 8136843599 |  | INVESTOR | 24 | 500 | 1 |  | 2092-07-07 | NAF | 0
6 | HILLSBOROUGH | SWHI |  | 6295464 | OTHER PUBLIC WATER SYSTEM | CHLORINATION; AERATION FOR REMOVAL OF ANY SECONDARY CONTAMINANT, SULFIDE, OR ANY UNREGULATED CONTAMINANT; CORROSION CONTROL INHIBITOR ADDITION; HYPOCHLORINATION; IRON OR MANGANESE SEQUESTRATION; OR ULTRAVIOLET RADIATION. THE LEAD/CHIEF OPERATOR MUST BE CLASS D OR HIGHER. 50,000 GPD UP TO 0.25 MGD-STAFFING BY CLASS D OR HIGHER OPERATOR: 3 VISITS/WEEK ON NONCONSECUTIVE DAYS FOR A TOTAL OF 0.3 HOUR/WEEK. LESS THAN 50,000 GPD-STAFFING BY A CLASS D OR HIGHER OPERATOR: 2 VISITS/WEEK ON NONCONSECUTIVE DAYS FOR A TOTAL OF 0.2 HOUR/WEEK. THERE SHALL BE NO MORE THAN 5 DAYS BETWEEN THE LAST VISIT IN ONE WEEK AND THE FIRST VISIT IN THE NEXT WEEK. | N | Y | BRAD BODGER LANDSCAPING | 227 LAKE ALEN DRIVE |  | LUTZ | FL | 33547 |  | 8139718031 |  | BRAD GODGER | BRAD BODGER | 1005 LUTZ LAKE FERN ROAD |  | LUTZ | FL | 33549 |  | 8139718031 |  | INVESTOR | 2 | 750 | 1 | 2089-04-12 | 2089-04-12 | NAF | 0
6 | HILLSBOROUGH | SWHI |  | 6295465 | OTHER PUBLIC WATER SYSTEM | CHLORINATION; AERATION FOR REMOVAL OF ANY SECONDARY CONTAMINANT, SULFIDE, OR ANY UNREGULATED CONTAMINANT; CORROSION CONTROL INHIBITOR ADDITION; HYPOCHLORINATION; IRON OR MANGANESE SEQUESTRATION; OR ULTRAVIOLET RADIATION. THE LEAD/CHIEF OPERATOR MUST BE CLASS D OR HIGHER. 50,000 GPD UP TO 0.25 MGD-STAFFING BY CLASS D OR HIGHER OPERATOR: 3 VISITS/WEEK ON NONCONSECUTIVE DAYS FOR A TOTAL OF 0.3 HOUR/WEEK. LESS THAN 50,000 GPD-STAFFING BY A CLASS D OR HIGHER OPERATOR: 2 VISITS/WEEK ON NONCONSECUTIVE DAYS FOR A TOTAL OF 0.2 HOUR/WEEK. THERE SHALL BE NO MORE THAN 5 DAYS BETWEEN THE LAST VISIT IN ONE WEEK AND THE FIRST VISIT IN THE NEXT WEEK. | N | Y | DICKINSON FLEET SERVICES | 10333 WOODBERRY RD |  | TAMPA | FL | 33619 |  | 8136626162 |  | DICKINSON FLEET SERVICES | DICKINSON FLEET SERVICES | 10333 WOODBERRY ROAD |  | TAMPA | FL | 33584 |  | 8136626162 |  | INVESTOR | 5 | 1050 | 1 | 2096-07-10 | 2096-07-10 | NAF | 0
6 | HILLSBOROUGH | SWHI |  | 6295466 | NONCOMMUNITY | AERATION FOR REMOVAL OF ANY PRIMARY CONTAMINANT; ALKALINITY/PH ADJUSTMENT; CHLORAMIN ATION; CHLORINE DIOXIDE FOR OXIDATION OR DISINFECTION; FLUORIDATION; ION EXCHANGE FOR REMOVAL OF ANY SECONDARY CONTAMINANT, SULFIDE, OR ANY UNREGULATED CONTAMINANT; OR OZONATION LESS THAN 0.1 MGD. STAFFING BY A CLASS D OR HIGHER OPERATOR: 3 VISITS/WEEK ON NONCONSECUTIVE DAYS FOR A TOTAL OF 0.6 HOUR/WEEK. THE LEAD/CHIEF OPERATOR MUST BE CLASS D OR HIGHER. | N | Y | HCPRD/TROUT CREEK PARK | 12550 MORRIS BRIDGE ROAD |  | THONOTOSASSA | FL | 33592 |  | 8139876200 |  | JASON CHILSON | HILLSBOROUGH COUNTY CONSERVATION & ENVIRONMENTAL LANDS MGMNT | PO BOX 1110 |  | TAMPA | FL | 33601 |  | 8139876240 |  | COUNTY | 600 | 10000 | 4 | 2020-02-19 | 2019-06-27 | NC01 | 50
6 | HILLSBOROUGH | SWHI |  | 6295467 | OTHER PUBLIC WATER SYSTEM | CHLORINATION; AERATION FOR REMOVAL OF ANY SECONDARY CONTAMINANT, SULFIDE, OR ANY UNREGULATED CONTAMINANT; CORROSION CONTROL INHIBITOR ADDITION; HYPOCHLORINATION; IRON OR MANGANESE SEQUESTRATION; OR ULTRAVIOLET RADIATION. THE LEAD/CHIEF OPERATOR MUST BE CLASS D OR HIGHER. 50,000 GPD UP TO 0.25 MGD-STAFFING BY CLASS D OR HIGHER OPERATOR: 3 VISITS/WEEK ON NONCONSECUTIVE DAYS FOR A TOTAL OF 0.3 HOUR/WEEK. LESS THAN 50,000 GPD-STAFFING BY A CLASS D OR HIGHER OPERATOR: 2 VISITS/WEEK ON NONCONSECUTIVE DAYS FOR A TOTAL OF 0.2 HOUR/WEEK. THERE SHALL BE NO MORE THAN 5 DAYS BETWEEN THE LAST VISIT IN ONE WEEK AND THE FIRST VISIT IN THE NEXT WEEK. | N | Y | INTERVIVIOS TRUST | 19002 1ST STREET SW |  | LUTZ | FL | 33549 |  |  |  |  | GENESIS PROFESSIONAL SERVICES | 1803 US HWY 19 NORTH |  | HOLIDAY | FL | 34691 |  | 8133727900 |  | INVESTOR | 7 | 1500 | 2 | 2096-05-03 | 2095-10-12 | NAF | 0
6 | HILLSBOROUGH | SWHI |  | 6295468 | OTHER PUBLIC WATER SYSTEM | CHLORINATION; AERATION FOR REMOVAL OF ANY SECONDARY CONTAMINANT, SULFIDE, OR ANY UNREGULATED CONTAMINANT; CORROSION CONTROL INHIBITOR ADDITION; HYPOCHLORINATION; IRON OR MANGANESE SEQUESTRATION; OR ULTRAVIOLET RADIATION. THE LEAD/CHIEF OPERATOR MUST BE CLASS D OR HIGHER. 50,000 GPD UP TO 0.25 MGD-STAFFING BY CLASS D OR HIGHER OPERATOR: 3 VISITS/WEEK ON NONCONSECUTIVE DAYS FOR A TOTAL OF 0.3 HOUR/WEEK. LESS THAN 50,000 GPD-STAFFING BY A CLASS D OR HIGHER OPERATOR: 2 VISITS/WEEK ON NONCONSECUTIVE DAYS FOR A TOTAL OF 0.2 HOUR/WEEK. THERE SHALL BE NO MORE THAN 5 DAYS BETWEEN THE LAST VISIT IN ONE WEEK AND THE FIRST VISIT IN THE NEXT WEEK. | N | Y | PINECREST CHURCH OF CHRIST | P.O. BOX 93 |  | LITHIA | FL | 33547 |  | 8137374675 |  | BILL WRIGHT | PINECREST CHURCH OF CHRIST | P.O. BOX 93 |  | LITHIA | FL | 33547 |  | 8137374675 |  | INVESTOR/LICENSED PUBLIC UTILITIES | 20 | 1000 | 2 | 2089-05-25 |  | NAF | 0
6 | HILLSBOROUGH | SWHI |  | 6295469 | NONTRANSIENT NONCOMMUNITY | CHLORINATION; AERATION FOR REMOVAL OF ANY SECONDARY CONTAMINANT, SULFIDE, OR ANY UNREGULATED CONTAMINANT; CORROSION CONTROL INHIBITOR ADDITION; HYPOCHLORINATION; IRON OR MANGANESE SEQUESTRATION; OR ULTRAVIOLET RADIATION. THE LEAD/CHIEF OPERATOR MUST BE CLASS D OR HIGHER. 50,000 GPD UP TO 0.25 MGD-STAFFING BY CLASS D OR HIGHER OPERATOR: 3 VISITS/WEEK ON NONCONSECUTIVE DAYS FOR A TOTAL OF 0.3 HOUR/WEEK. LESS THAN 50,000 GPD-STAFFING BY A CLASS D OR HIGHER OPERATOR: 2 VISITS/WEEK ON NONCONSECUTIVE DAYS FOR A TOTAL OF 0.2 HOUR/WEEK. THERE SHALL BE NO MORE THAN 5 DAYS BETWEEN THE LAST VISIT IN ONE WEEK AND THE FIRST VISIT IN THE NEXT WEEK. | N | Y | HCS/MANISCALCO ELEMENTARY | 939 DEBUEL ROAD |  | LUTZ | FL | 33549 |  | 8139490337 |  | HILLSBOROUGH COUNTY SITES & UTILITIES | HILLSBOROUGH COUNTY SITES & UTILITIES | 3838 N 50TH ST |  | TAMPA | FL | 33619 |  | 8136351181 |  | COUNTY | 650 | 18240 | 8 | 2021-06-11 | 2019-05-20 | NTNC | 100
6 | HILLSBOROUGH | SWHI |  | 6295470 | OTHER PUBLIC WATER SYSTEM | CHLORINATION; AERATION FOR REMOVAL OF ANY SECONDARY CONTAMINANT, SULFIDE, OR ANY UNREGULATED CONTAMINANT; CORROSION CONTROL INHIBITOR ADDITION; HYPOCHLORINATION; IRON OR MANGANESE SEQUESTRATION; OR ULTRAVIOLET RADIATION. THE LEAD/CHIEF OPERATOR MUST BE CLASS D OR HIGHER. 50,000 GPD UP TO 0.25 MGD-STAFFING BY CLASS D OR HIGHER OPERATOR: 3 VISITS/WEEK ON NONCONSECUTIVE DAYS FOR A TOTAL OF 0.3 HOUR/WEEK. LESS THAN 50,000 GPD-STAFFING BY A CLASS D OR HIGHER OPERATOR: 2 VISITS/WEEK ON NONCONSECUTIVE DAYS FOR A TOTAL OF 0.2 HOUR/WEEK. THERE SHALL BE NO MORE THAN 5 DAYS BETWEEN THE LAST VISIT IN ONE WEEK AND THE FIRST VISIT IN THE NEXT WEEK. | N | Y | NEW COVENANT CHURCH GOD/CHRIST | 7002 E. BUFFALO AVENUE |  | TAMPA | FL | 33619 |  | 8136201283 |  | N. J. TAYLOR | NEW COVENANT CHURCH GOD/CHRIST | 7002 E. BUFFALO AVENUE |  | TAMPA | FL | 33619 |  | 8136201283 |  | INVESTOR | 24 | 1 | 2 | 2089-05-18 | 2089-05-18 | NAF | 0
6 | HILLSBOROUGH | SWHI | bettygraves49@yahoo.com | 6295471 | COMMUNITY | CHLORINATION; AERATION FOR REMOVAL OF ANY SECONDARY CONTAMINANT, SULFIDE, OR ANY UNREGULATED CONTAMINANT; CORROSION CONTROL INHIBITOR ADDITION; HYPOCHLORINATION; IRON OR MANGANESE SEQUESTRATION; OR ULTRAVIOLET RADIATION. THE LEAD/CHIEF OPERATOR MUST BE CLASS D OR HIGHER. 50,000 GPD UP TO 0.25 MGD-STAFFING BY CLASS D OR HIGHER OPERATOR: 3 VISITS/WEEK ON NONCONSECUTIVE DAYS FOR A TOTAL OF 0.3 HOUR/WEEK. LESS THAN 50,000 GPD-STAFFING BY A CLASS D OR HIGHER OPERATOR: 2 VISITS/WEEK ON NONCONSECUTIVE DAYS FOR A TOTAL OF 0.2 HOUR/WEEK. THERE SHALL BE NO MORE THAN 5 DAYS BETWEEN THE LAST VISIT IN ONE WEEK AND THE FIRST VISIT IN THE NEXT WEEK. | N | Y | ASHLEY OAKS MOBILE HOME PARK | 4601 CLEWIS AVE. |  | TAMPA | FL | 33610 |  | 8136797991 |  | BETTY GRAVES | ASHLEY OAKS COA | 4601 CLEWIS AVE |  | TAMPA | FL | 33610 |  | 8136797991 |  | INVESTOR | 60 | 11550 | 25 | 2019-07-31 | 2021-08-09 | DC06 | 100
6 | HILLSBOROUGH | SWHI |  | 6295472 | NONCOMMUNITY | CHLORINATION; AERATION FOR REMOVAL OF ANY SECONDARY CONTAMINANT, SULFIDE, OR ANY UNREGULATED CONTAMINANT; CORROSION CONTROL INHIBITOR ADDITION; HYPOCHLORINATION; IRON OR MANGANESE SEQUESTRATION; OR ULTRAVIOLET RADIATION. THE LEAD/CHIEF OPERATOR MUST BE CLASS D OR HIGHER. 50,000 GPD UP TO 0.25 MGD-STAFFING BY CLASS D OR HIGHER OPERATOR: 3 VISITS/WEEK ON NONCONSECUTIVE DAYS FOR A TOTAL OF 0.3 HOUR/WEEK. LESS THAN 50,000 GPD-STAFFING BY A CLASS D OR HIGHER OPERATOR: 2 VISITS/WEEK ON NONCONSECUTIVE DAYS FOR A TOTAL OF 0.2 HOUR/WEEK. THERE SHALL BE NO MORE THAN 5 DAYS BETWEEN THE LAST VISIT IN ONE WEEK AND THE FIRST VISIT IN THE NEXT WEEK. | N | Y | ACADEMY ARCO GAS STATION | 12877 E HIGHWAY 92 |  | DOVER | FL | 33527 |  | 8133151644 |  | JOSE TORRES | PETE ELGERS | 1201 OAKFIELD DRIVE SUITE # 109 |  | BRANDON | FL | 33511 |  | 8136814279 | 220 | INVESTOR | 100 | 3804 | 1 | 2021-03-29 | 2020-04-22 | NC01 | 50
6 | HILLSBOROUGH | SWHI |  | 6295473 | OTHER PUBLIC WATER SYSTEM | CHLORINATION; AERATION FOR REMOVAL OF ANY SECONDARY CONTAMINANT, SULFIDE, OR ANY UNREGULATED CONTAMINANT; CORROSION CONTROL INHIBITOR ADDITION; HYPOCHLORINATION; IRON OR MANGANESE SEQUESTRATION; OR ULTRAVIOLET RADIATION. THE LEAD/CHIEF OPERATOR MUST BE CLASS D OR HIGHER. 50,000 GPD UP TO 0.25 MGD-STAFFING BY CLASS D OR HIGHER OPERATOR: 3 VISITS/WEEK ON NONCONSECUTIVE DAYS FOR A TOTAL OF 0.3 HOUR/WEEK. LESS THAN 50,000 GPD-STAFFING BY A CLASS D OR HIGHER OPERATOR: 2 VISITS/WEEK ON NONCONSECUTIVE DAYS FOR A TOTAL OF 0.2 HOUR/WEEK. THERE SHALL BE NO MORE THAN 5 DAYS BETWEEN THE LAST VISIT IN ONE WEEK AND THE FIRST VISIT IN THE NEXT WEEK. | N | Y | CURTOOM INC | 4401 E 10TH AVE |  | TAMPA | FL | 33605 |  | 8132480001 |  | PAUL CURTIS | PAUL E. CURTIS | 4401 E 10TH AVE |  | TAMAP | FL | 33605 |  | 8132480001 |  | INVESTOR | 5 | 750 | 1 | 2089-06-29 | 2089-06-01 | NAF | 0
6 | HILLSBOROUGH | SWHI |  | 6295474 | NONCOMMUNITY | CHLORINATION; AERATION FOR REMOVAL OF ANY SECONDARY CONTAMINANT, SULFIDE, OR ANY UNREGULATED CONTAMINANT; CORROSION CONTROL INHIBITOR ADDITION; HYPOCHLORINATION; IRON OR MANGANESE SEQUESTRATION; OR ULTRAVIOLET RADIATION. THE LEAD/CHIEF OPERATOR MUST BE CLASS D OR HIGHER. 50,000 GPD UP TO 0.25 MGD-STAFFING BY CLASS D OR HIGHER OPERATOR: 3 VISITS/WEEK ON NONCONSECUTIVE DAYS FOR A TOTAL OF 0.3 HOUR/WEEK. LESS THAN 50,000 GPD-STAFFING BY A CLASS D OR HIGHER OPERATOR: 2 VISITS/WEEK ON NONCONSECUTIVE DAYS FOR A TOTAL OF 0.2 HOUR/WEEK. THERE SHALL BE NO MORE THAN 5 DAYS BETWEEN THE LAST VISIT IN ONE WEEK AND THE FIRST VISIT IN THE NEXT WEEK. | N | Y | FIRST THONOTOSASSA BAPTIST CHURCH | 10650 MCINTOSH ROAD |  | THONOTOSASSA | FL | 33592 |  | 8139864756 |  | PASTOR BRIAN SHEPHERD | FIRST THONOTOSASSA BAPTIST CHURCH | 10650 MCINTOSH ROAD |  | THONOTOSASSA | FL | 33592 |  | 8139864756 |  | INVESTOR | 65 | 1999 | 2 | 2019-03-14 | 2020-03-05 | NC01 | 50
6 | HILLSBOROUGH | SWHI |  | 6295475 | NONCOMMUNITY | CHLORINATION; AERATION FOR REMOVAL OF ANY SECONDARY CONTAMINANT, SULFIDE, OR ANY UNREGULATED CONTAMINANT; CORROSION CONTROL INHIBITOR ADDITION; HYPOCHLORINATION; IRON OR MANGANESE SEQUESTRATION; OR ULTRAVIOLET RADIATION. THE LEAD/CHIEF OPERATOR MUST BE CLASS D OR HIGHER. 50,000 GPD UP TO 0.25 MGD-STAFFING BY CLASS D OR HIGHER OPERATOR: 3 VISITS/WEEK ON NONCONSECUTIVE DAYS FOR A TOTAL OF 0.3 HOUR/WEEK. LESS THAN 50,000 GPD-STAFFING BY A CLASS D OR HIGHER OPERATOR: 2 VISITS/WEEK ON NONCONSECUTIVE DAYS FOR A TOTAL OF 0.2 HOUR/WEEK. THERE SHALL BE NO MORE THAN 5 DAYS BETWEEN THE LAST VISIT IN ONE WEEK AND THE FIRST VISIT IN THE NEXT WEEK. | N | Y | GOD'S OWN CHOSEN PEOPLE | 225 NORTH DOVER ROAD |  | DOVER | FL | 33527 |  | 8133817471 |  | JOSE STEPHEN | GODS OWN CHOSEN PEOPLE | 225 NORTH DOVER ROAD |  | DOVER | FL | 33527 |  | 8133817471 |  | INVESTOR | 110 | 4000 | 4 | 2021-07-22 | 2020-12-03 | NC01 | 50
6 | HILLSBOROUGH | SWHI |  | 6295477 | NONCOMMUNITY | CHLORINATION; AERATION FOR REMOVAL OF ANY SECONDARY CONTAMINANT, SULFIDE, OR ANY UNREGULATED CONTAMINANT; CORROSION CONTROL INHIBITOR ADDITION; HYPOCHLORINATION; IRON OR MANGANESE SEQUESTRATION; OR ULTRAVIOLET RADIATION. THE LEAD/CHIEF OPERATOR MUST BE CLASS D OR HIGHER. 50,000 GPD UP TO 0.25 MGD-STAFFING BY CLASS D OR HIGHER OPERATOR: 3 VISITS/WEEK ON NONCONSECUTIVE DAYS FOR A TOTAL OF 0.3 HOUR/WEEK. LESS THAN 50,000 GPD-STAFFING BY A CLASS D OR HIGHER OPERATOR: 2 VISITS/WEEK ON NONCONSECUTIVE DAYS FOR A TOTAL OF 0.2 HOUR/WEEK. THERE SHALL BE NO MORE THAN 5 DAYS BETWEEN THE LAST VISIT IN ONE WEEK AND THE FIRST VISIT IN THE NEXT WEEK. | N | Y | THONOTOSASSA BRANCH LIBRARY | 10715 MAIN STREET |  | THONOTOSASSA | FL | 33592 |  | 8139876216 |  | ED WATSON | HILLSBOROUGH COUNTY | 102 E 7TH AVE |  | TAMPA | FL | 33602 |  | 8139876216 |  | COUNTY | 100 | 1200 | 2 | 2021-03-10 | 2021-11-05 | NC01 | 50
6 | HILLSBOROUGH | SWHI |  | 6295478 | OTHER PUBLIC WATER SYSTEM | CHLORINATION; AERATION FOR REMOVAL OF ANY SECONDARY CONTAMINANT, SULFIDE, OR ANY UNREGULATED CONTAMINANT; CORROSION CONTROL INHIBITOR ADDITION; HYPOCHLORINATION; IRON OR MANGANESE SEQUESTRATION; OR ULTRAVIOLET RADIATION. THE LEAD/CHIEF OPERATOR MUST BE CLASS D OR HIGHER. 50,000 GPD UP TO 0.25 MGD-STAFFING BY CLASS D OR HIGHER OPERATOR: 3 VISITS/WEEK ON NONCONSECUTIVE DAYS FOR A TOTAL OF 0.3 HOUR/WEEK. LESS THAN 50,000 GPD-STAFFING BY A CLASS D OR HIGHER OPERATOR: 2 VISITS/WEEK ON NONCONSECUTIVE DAYS FOR A TOTAL OF 0.2 HOUR/WEEK. THERE SHALL BE NO MORE THAN 5 DAYS BETWEEN THE LAST VISIT IN ONE WEEK AND THE FIRST VISIT IN THE NEXT WEEK. | N | Y | WTMP RADIO STATION | 5207 WASHINGTON BLVD. |  | TAMPA | FL | 33619 |  | 8136264108 |  | ELEANOR HOLLIS | WTMP RADIO STATION | 5207 WASHINGTON BLVD. |  | TAMPA | FL | 33619 |  | 8136264108 |  | INVESTOR | 15 | 750 | 1 | 2089-07-24 |  | NAF | 0
6 | HILLSBOROUGH | SWHI | kinderkountry@gmail.com | 6295479 | NONTRANSIENT NONCOMMUNITY | CHLORINATION; AERATION FOR REMOVAL OF ANY SECONDARY CONTAMINANT, SULFIDE, OR ANY UNREGULATED CONTAMINANT; CORROSION CONTROL INHIBITOR ADDITION; HYPOCHLORINATION; IRON OR MANGANESE SEQUESTRATION; OR ULTRAVIOLET RADIATION. THE LEAD/CHIEF OPERATOR MUST BE CLASS D OR HIGHER. 50,000 GPD UP TO 0.25 MGD-STAFFING BY CLASS D OR HIGHER OPERATOR: 3 VISITS/WEEK ON NONCONSECUTIVE DAYS FOR A TOTAL OF 0.3 HOUR/WEEK. LESS THAN 50,000 GPD-STAFFING BY A CLASS D OR HIGHER OPERATOR: 2 VISITS/WEEK ON NONCONSECUTIVE DAYS FOR A TOTAL OF 0.2 HOUR/WEEK. THERE SHALL BE NO MORE THAN 5 DAYS BETWEEN THE LAST VISIT IN ONE WEEK AND THE FIRST VISIT IN THE NEXT WEEK. | N | Y | VANGUARD KIDS | 12660 SYDNEY ROAD |  | DOVER | FL | 33527 |  | 8136513395 |  | MARIO GOMES | FOUNDATION EDUCATION GROUP INC DBA KINDER KOUNTRY | 12660 SYDNEY ROAD |  | DOVER | FL | 33527 |  | 8136181790 |  | INVESTOR | 83 | 4032 | 1 | 2021-06-29 | 2019-03-26 | NTNC | 100
6 | HILLSBOROUGH | SWHI |  | 6295480 | OTHER PUBLIC WATER SYSTEM | CHLORINATION; AERATION FOR REMOVAL OF ANY SECONDARY CONTAMINANT, SULFIDE, OR ANY UNREGULATED CONTAMINANT; CORROSION CONTROL INHIBITOR ADDITION; HYPOCHLORINATION; IRON OR MANGANESE SEQUESTRATION; OR ULTRAVIOLET RADIATION. THE LEAD/CHIEF OPERATOR MUST BE CLASS D OR HIGHER. 50,000 GPD UP TO 0.25 MGD-STAFFING BY CLASS D OR HIGHER OPERATOR: 3 VISITS/WEEK ON NONCONSECUTIVE DAYS FOR A TOTAL OF 0.3 HOUR/WEEK. LESS THAN 50,000 GPD-STAFFING BY A CLASS D OR HIGHER OPERATOR: 2 VISITS/WEEK ON NONCONSECUTIVE DAYS FOR A TOTAL OF 0.2 HOUR/WEEK. THERE SHALL BE NO MORE THAN 5 DAYS BETWEEN THE LAST VISIT IN ONE WEEK AND THE FIRST VISIT IN THE NEXT WEEK. | N | Y | HCPUD/SHELDON RD WASTEWTR TRMT | 818 ZACK STREET |  | TAMPA | FL | 33601 |  | 8132725912 |  | GARY EDWARDS | HILSBOROUGH CTY PUBLIC UTIL | 14899 RACE TRACK ROAD |  | TAMPA | FL | 33625 |  |  |  | COUNTY | 20 | 1000 | 4 | 2089-07-28 | 2091-07-25 | NAF | 0
6 | HILLSBOROUGH | SWHI |  | 6295481 | OTHER PUBLIC WATER SYSTEM | CHLORINATION; AERATION FOR REMOVAL OF ANY SECONDARY CONTAMINANT, SULFIDE, OR ANY UNREGULATED CONTAMINANT; CORROSION CONTROL INHIBITOR ADDITION; HYPOCHLORINATION; IRON OR MANGANESE SEQUESTRATION; OR ULTRAVIOLET RADIATION. THE LEAD/CHIEF OPERATOR MUST BE CLASS D OR HIGHER. 50,000 GPD UP TO 0.25 MGD-STAFFING BY CLASS D OR HIGHER OPERATOR: 3 VISITS/WEEK ON NONCONSECUTIVE DAYS FOR A TOTAL OF 0.3 HOUR/WEEK. LESS THAN 50,000 GPD-STAFFING BY A CLASS D OR HIGHER OPERATOR: 2 VISITS/WEEK ON NONCONSECUTIVE DAYS FOR A TOTAL OF 0.2 HOUR/WEEK. THERE SHALL BE NO MORE THAN 5 DAYS BETWEEN THE LAST VISIT IN ONE WEEK AND THE FIRST VISIT IN THE NEXT WEEK. | N | Y | SUNSET ACRES MHP | P.0. BOX 5592 |  | SUN CITY CENTER | FL | 33571 |  | 8136341209 |  | DAVID KITCHEN | DAVID KITCHEN | 5501 RUTH MORRIS DRIVE |  | WIMAUMA | FL | 33598 |  | 8136341209 |  | INVESTOR | 20 | 1800 | 12 | 2089-11-29 | 2089-11-29 | NAF | 0
6 | HILLSBOROUGH | SWHI | GSMISSION1984@GMAIL.COM | 6295484 | NONCOMMUNITY | CHLORINATION; AERATION FOR REMOVAL OF ANY SECONDARY CONTAMINANT, SULFIDE, OR ANY UNREGULATED CONTAMINANT; CORROSION CONTROL INHIBITOR ADDITION; HYPOCHLORINATION; IRON OR MANGANESE SEQUESTRATION; OR ULTRAVIOLET RADIATION. THE LEAD/CHIEF OPERATOR MUST BE CLASS D OR HIGHER. 50,000 GPD UP TO 0.25 MGD-STAFFING BY CLASS D OR HIGHER OPERATOR: 3 VISITS/WEEK ON NONCONSECUTIVE DAYS FOR A TOTAL OF 0.3 HOUR/WEEK. LESS THAN 50,000 GPD-STAFFING BY A CLASS D OR HIGHER OPERATOR: 2 VISITS/WEEK ON NONCONSECUTIVE DAYS FOR A TOTAL OF 0.2 HOUR/WEEK. THERE SHALL BE NO MORE THAN 5 DAYS BETWEEN THE LAST VISIT IN ONE WEEK AND THE FIRST VISIT IN THE NEXT WEEK. | N | Y | GOOD SAMARITAN MISSION | 14920 BALM WIMAUMA ROAD |  | WIMAUMA | FL | 33598 |  | 8136347136 |  | WILLIAM CRUZ | GOOD SAMARITAN MISSION | PO BOX 5178 |  | SUN CITY CENTER | FL | 33571 |  | 8136347136 |  | INVESTOR | 58 | 37800 | 4 | 2021-05-10 | 2021-04-08 | NC01 | 50
6 | HILLSBOROUGH | SWHI | PSPROUSE2@TAMPABAY.RR.COM | 6295485 | NONCOMMUNITY | CHLORINATION; AERATION FOR REMOVAL OF ANY SECONDARY CONTAMINANT, SULFIDE, OR ANY UNREGULATED CONTAMINANT; CORROSION CONTROL INHIBITOR ADDITION; HYPOCHLORINATION; IRON OR MANGANESE SEQUESTRATION; OR ULTRAVIOLET RADIATION. THE LEAD/CHIEF OPERATOR MUST BE CLASS D OR HIGHER. 50,000 GPD UP TO 0.25 MGD-STAFFING BY CLASS D OR HIGHER OPERATOR: 3 VISITS/WEEK ON NONCONSECUTIVE DAYS FOR A TOTAL OF 0.3 HOUR/WEEK. LESS THAN 50,000 GPD-STAFFING BY A CLASS D OR HIGHER OPERATOR: 2 VISITS/WEEK ON NONCONSECUTIVE DAYS FOR A TOTAL OF 0.2 HOUR/WEEK. THERE SHALL BE NO MORE THAN 5 DAYS BETWEEN THE LAST VISIT IN ONE WEEK AND THE FIRST VISIT IN THE NEXT WEEK. | N | Y | SPROUSE MLC | 3901 W. TRAPNELL ROAD |  | PLANT CITY | FL | 33567 |  | 8137376505 |  | GEORGE SPROUSE | SPROUSE MLC | 4613 TURKEY CREEK RD |  | PLANT CITY | FL | 33567 |  | 8137376505 |  | INVESTOR | 28 | 2400 | 6 | 2021-08-19 | 2019-08-22 | NC01 | 50
6 | HILLSBOROUGH | SWHI |  | 6295488 | OTHER PUBLIC WATER SYSTEM | CHLORINATION; AERATION FOR REMOVAL OF ANY SECONDARY CONTAMINANT, SULFIDE, OR ANY UNREGULATED CONTAMINANT; CORROSION CONTROL INHIBITOR ADDITION; HYPOCHLORINATION; IRON OR MANGANESE SEQUESTRATION; OR ULTRAVIOLET RADIATION. THE LEAD/CHIEF OPERATOR MUST BE CLASS D OR HIGHER. 50,000 GPD UP TO 0.25 MGD-STAFFING BY CLASS D OR HIGHER OPERATOR: 3 VISITS/WEEK ON NONCONSECUTIVE DAYS FOR A TOTAL OF 0.3 HOUR/WEEK. LESS THAN 50,000 GPD-STAFFING BY A CLASS D OR HIGHER OPERATOR: 2 VISITS/WEEK ON NONCONSECUTIVE DAYS FOR A TOTAL OF 0.2 HOUR/WEEK. THERE SHALL BE NO MORE THAN 5 DAYS BETWEEN THE LAST VISIT IN ONE WEEK AND THE FIRST VISIT IN THE NEXT WEEK. | N | Y | TAMPA BAY VENDING | 7840 PROFESSIONAL PLACE |  | TAMPA | FL | 33637 |  | 8139883652 |  | ERNIE | TAMPA BAY VENDING | 7840 PROFESSIONAL PLACE |  | TAMPA | FL | 33637 |  | 8139883652 |  | INVESTOR | 14 | 500 | 1 | 2093-03-08 | 2093-03-08 | NAF | 0
6 | HILLSBOROUGH | SWHI |  | 6295489 | OTHER PUBLIC WATER SYSTEM | CHLORINATION; AERATION FOR REMOVAL OF ANY SECONDARY CONTAMINANT, SULFIDE, OR ANY UNREGULATED CONTAMINANT; CORROSION CONTROL INHIBITOR ADDITION; HYPOCHLORINATION; IRON OR MANGANESE SEQUESTRATION; OR ULTRAVIOLET RADIATION. THE LEAD/CHIEF OPERATOR MUST BE CLASS D OR HIGHER. 50,000 GPD UP TO 0.25 MGD-STAFFING BY CLASS D OR HIGHER OPERATOR: 3 VISITS/WEEK ON NONCONSECUTIVE DAYS FOR A TOTAL OF 0.3 HOUR/WEEK. LESS THAN 50,000 GPD-STAFFING BY A CLASS D OR HIGHER OPERATOR: 2 VISITS/WEEK ON NONCONSECUTIVE DAYS FOR A TOTAL OF 0.2 HOUR/WEEK. THERE SHALL BE NO MORE THAN 5 DAYS BETWEEN THE LAST VISIT IN ONE WEEK AND THE FIRST VISIT IN THE NEXT WEEK. | N | Y | CARL HANKINS WAREHOUSE | 14521 NEBRASKA AVENUE |  | TAMPA | FL | 33613 |  | 8139777270 |  | KEVIN BONNE | CARL HANKINS | 15521 NEBRASKA AVENUE |  | TAMPA | FL | 33613 |  | 8139777270 |  | INVESTOR | 6 | 1 | 1 | 2089-03-08 |  | NAF | 0
6 | HILLSBOROUGH | SWHI |  | 6295490 | OTHER PUBLIC WATER SYSTEM | CHLORINATION; AERATION FOR REMOVAL OF ANY SECONDARY CONTAMINANT, SULFIDE, OR ANY UNREGULATED CONTAMINANT; CORROSION CONTROL INHIBITOR ADDITION; HYPOCHLORINATION; IRON OR MANGANESE SEQUESTRATION; OR ULTRAVIOLET RADIATION. THE LEAD/CHIEF OPERATOR MUST BE CLASS D OR HIGHER. 50,000 GPD UP TO 0.25 MGD-STAFFING BY CLASS D OR HIGHER OPERATOR: 3 VISITS/WEEK ON NONCONSECUTIVE DAYS FOR A TOTAL OF 0.3 HOUR/WEEK. LESS THAN 50,000 GPD-STAFFING BY A CLASS D OR HIGHER OPERATOR: 2 VISITS/WEEK ON NONCONSECUTIVE DAYS FOR A TOTAL OF 0.2 HOUR/WEEK. THERE SHALL BE NO MORE THAN 5 DAYS BETWEEN THE LAST VISIT IN ONE WEEK AND THE FIRST VISIT IN THE NEXT WEEK. | N | Y | CHRIST CTR FELLOWSHIP | 2130 HIGHVIEW ROAD |  | BRANDON | FL | 33511 |  | 8136855888 |  | TERRY JONES | CHRIST CTR FELLOWSHIP | 2130 HIGHVIEW ROAD |  | BRANDON | FL | 33511 |  | 8136855888 |  | INVESTOR | 20 | 1000 | 2 | 2090-12-03 | 2090-12-03 | NAF | 0
6 | HILLSBOROUGH | SWHI | CZAINO@PLEASANTGROVECHURCH.COM | 6295491 | COMMUNITY | CHLORINATION; AERATION FOR REMOVAL OF ANY SECONDARY CONTAMINANT, SULFIDE, OR ANY UNREGULATED CONTAMINANT; CORROSION CONTROL INHIBITOR ADDITION; HYPOCHLORINATION; IRON OR MANGANESE SEQUESTRATION; OR ULTRAVIOLET RADIATION. THE LEAD/CHIEF OPERATOR MUST BE CLASS D OR HIGHER. 50,000 GPD UP TO 0.25 MGD-STAFFING BY CLASS D OR HIGHER OPERATOR: 3 VISITS/WEEK ON NONCONSECUTIVE DAYS FOR A TOTAL OF 0.3 HOUR/WEEK. LESS THAN 50,000 GPD-STAFFING BY A CLASS D OR HIGHER OPERATOR: 2 VISITS/WEEK ON NONCONSECUTIVE DAYS FOR A TOTAL OF 0.2 HOUR/WEEK. THERE SHALL BE NO MORE THAN 5 DAYS BETWEEN THE LAST VISIT IN ONE WEEK AND THE FIRST VISIT IN THE NEXT WEEK. | N | Y | PLEASANT GROVE ASSEMBLY OF GOD | 7051 TURKEY CREEK ROAD |  | PLANT CITY | FL | 33567 |  | 8137371012 |  | DRINA DAVID | PLEASANT GROVE ASSEMBLY OF GOD | PO BOX 278 |  | DURANT | FL | 33530 |  | 8137371012 |  | INVESTOR | 100 | 12343 | 60 | 2020-06-03 | 2021-09-13 | DC06 | 100
6 | HILLSBOROUGH | SWHI | REDGRAVEJ@HILLSBOROUGHCOUNTY.ORG | 6295492 | OTHER PUBLIC WATER SYSTEM | CHLORINATION; AERATION FOR REMOVAL OF ANY SECONDARY CONTAMINANT, SULFIDE, OR ANY UNREGULATED CONTAMINANT; CORROSION CONTROL INHIBITOR ADDITION; HYPOCHLORINATION; IRON OR MANGANESE SEQUESTRATION; OR ULTRAVIOLET RADIATION. THE LEAD/CHIEF OPERATOR MUST BE CLASS D OR HIGHER. 50,000 GPD UP TO 0.25 MGD-STAFFING BY CLASS D OR HIGHER OPERATOR: 3 VISITS/WEEK ON NONCONSECUTIVE DAYS FOR A TOTAL OF 0.3 HOUR/WEEK. LESS THAN 50,000 GPD-STAFFING BY A CLASS D OR HIGHER OPERATOR: 2 VISITS/WEEK ON NONCONSECUTIVE DAYS FOR A TOTAL OF 0.2 HOUR/WEEK. THERE SHALL BE NO MORE THAN 5 DAYS BETWEEN THE LAST VISIT IN ONE WEEK AND THE FIRST VISIT IN THE NEXT WEEK. | N | Y | COUNTYWIDE CONSTRUCTION UNIT #5 | 13173 US 301 NORTH |  | THONOTOSASSA | FL | 33592 |  | 8139876220 |  | JOE REDGRAVE | HILLSBOROUGH COUNTY PUBLIC WORKS DEPARTMENT | 13173 US 301 NORTH |  | THONOTOSASSA | FL | 33592 |  | 8139876242 |  | COUNTY | 10 | 49000 | 5 | 2021-12-06 | 2019-02-26 | NAF | 0
6 | HILLSBOROUGH | SWHI |  | 6295493 | COMMUNITY | CHLORINATION; AERATION FOR REMOVAL OF ANY SECONDARY CONTAMINANT, SULFIDE, OR ANY UNREGULATED CONTAMINANT; CORROSION CONTROL INHIBITOR ADDITION; HYPOCHLORINATION; IRON OR MANGANESE SEQUESTRATION; OR ULTRAVIOLET RADIATION. THE LEAD/CHIEF OPERATOR MUST BE CLASS D OR HIGHER. 50,000 GPD UP TO 0.25 MGD-STAFFING BY CLASS D OR HIGHER OPERATOR: 3 VISITS/WEEK ON NONCONSECUTIVE DAYS FOR A TOTAL OF 0.3 HOUR/WEEK. LESS THAN 50,000 GPD-STAFFING BY A CLASS D OR HIGHER OPERATOR: 2 VISITS/WEEK ON NONCONSECUTIVE DAYS FOR A TOTAL OF 0.2 HOUR/WEEK. THERE SHALL BE NO MORE THAN 5 DAYS BETWEEN THE LAST VISIT IN ONE WEEK AND THE FIRST VISIT IN THE NEXT WEEK. | N | Y | EVERYDAY BLESSINGS INC | 8421 PRITCHER ROAD |  | LITHIA | FL | 33547 |  | 8139829226 |  | DANNI JOSHUA | EVERYDAY BLESSING INC | 8421 PRITCHER RD |  | LITHIA | FL | 33547 |  | 8139829226 | 221 | OTHER | 36 | 49000 | 6 | 2021-08-25 | 2019-07-29 | DC06 | 100
6 | HILLSBOROUGH | SWHI | SAMITCHEM@HOTMAIL.COM | 6295494 | OTHER PUBLIC WATER SYSTEM | CHLORINATION; AERATION FOR REMOVAL OF ANY SECONDARY CONTAMINANT, SULFIDE, OR ANY UNREGULATED CONTAMINANT; CORROSION CONTROL INHIBITOR ADDITION; HYPOCHLORINATION; IRON OR MANGANESE SEQUESTRATION; OR ULTRAVIOLET RADIATION. THE LEAD/CHIEF OPERATOR MUST BE CLASS D OR HIGHER. 50,000 GPD UP TO 0.25 MGD-STAFFING BY CLASS D OR HIGHER OPERATOR: 3 VISITS/WEEK ON NONCONSECUTIVE DAYS FOR A TOTAL OF 0.3 HOUR/WEEK. LESS THAN 50,000 GPD-STAFFING BY A CLASS D OR HIGHER OPERATOR: 2 VISITS/WEEK ON NONCONSECUTIVE DAYS FOR A TOTAL OF 0.2 HOUR/WEEK. THERE SHALL BE NO MORE THAN 5 DAYS BETWEEN THE LAST VISIT IN ONE WEEK AND THE FIRST VISIT IN THE NEXT WEEK. | N | Y | TURKEY CREEK CHURCH OF GOD | 5312 SOUTH TURKEY CREEK ROAD |  | PLANT CITY | FL | 33567 |  | 8137371331 |  | SUSIE MITCHEM | TURKEY CREEK MINISTRIES | PO BOX 640 |  | DURANT | FL | 33530 |  | 8137371331 |  | INVESTOR | 25 | 1000 | 2 | 2019-04-04 | 2017-10-26 | NAF | 0
6 | HILLSBOROUGH | SWHI |  | 6295496 | NONCOMMUNITY | CHLORINATION; AERATION FOR REMOVAL OF ANY SECONDARY CONTAMINANT, SULFIDE, OR ANY UNREGULATED CONTAMINANT; CORROSION CONTROL INHIBITOR ADDITION; HYPOCHLORINATION; IRON OR MANGANESE SEQUESTRATION; OR ULTRAVIOLET RADIATION. THE LEAD/CHIEF OPERATOR MUST BE CLASS D OR HIGHER. 50,000 GPD UP TO 0.25 MGD-STAFFING BY CLASS D OR HIGHER OPERATOR: 3 VISITS/WEEK ON NONCONSECUTIVE DAYS FOR A TOTAL OF 0.3 HOUR/WEEK. LESS THAN 50,000 GPD-STAFFING BY A CLASS D OR HIGHER OPERATOR: 2 VISITS/WEEK ON NONCONSECUTIVE DAYS FOR A TOTAL OF 0.2 HOUR/WEEK. THERE SHALL BE NO MORE THAN 5 DAYS BETWEEN THE LAST VISIT IN ONE WEEK AND THE FIRST VISIT IN THE NEXT WEEK. | N | Y | SHERIFF OFFICE PISTOL RANGE SOUTH | 14063 COUNTY ROAD 39 SOUTH |  | LITHIA | FL | 33547 |  | 8132470769 |  | MIGUEL HERNANDEZ | HILLSBOROUGH COUNTY SHERIFF'S DEPT. | 14063 COUNTY ROAD 39 SOUTH |  | LITHIA | FL | 33547 |  | 8132470769 |  | AUTHORITY/COMMISSION/DISTRICT | 50 | 1700 | 14 | 2019-09-23 | 2021-06-30 | NC01 | 50
6 | HILLSBOROUGH | SWHI | B4HIM@TAMPABAY.RR.COM | 6295497 | NONCOMMUNITY | CHLORINATION; AERATION FOR REMOVAL OF ANY SECONDARY CONTAMINANT, SULFIDE, OR ANY UNREGULATED CONTAMINANT; CORROSION CONTROL INHIBITOR ADDITION; HYPOCHLORINATION; IRON OR MANGANESE SEQUESTRATION; OR ULTRAVIOLET RADIATION. THE LEAD/CHIEF OPERATOR MUST BE CLASS D OR HIGHER. 50,000 GPD UP TO 0.25 MGD-STAFFING BY CLASS D OR HIGHER OPERATOR: 3 VISITS/WEEK ON NONCONSECUTIVE DAYS FOR A TOTAL OF 0.3 HOUR/WEEK. LESS THAN 50,000 GPD-STAFFING BY A CLASS D OR HIGHER OPERATOR: 2 VISITS/WEEK ON NONCONSECUTIVE DAYS FOR A TOTAL OF 0.2 HOUR/WEEK. THERE SHALL BE NO MORE THAN 5 DAYS BETWEEN THE LAST VISIT IN ONE WEEK AND THE FIRST VISIT IN THE NEXT WEEK. | N | Y | AHAVA BAPTIST CHURCH | 6015 WEST FARKAS ROAD |  | PLANT CITY | FL | 33567 |  | 8137373739 |  | MIKE HOLLAND | AHAVA BAPTIST CHURCH | 6015 WEST FARKAS ROAD |  | PLANT CITY | FL | 33567 |  | 8137373739 |  | INVESTOR | 65 | 4400 | 2 | 2021-05-13 | 2020-12-03 | NC01 | 50
6 | HILLSBOROUGH | SWHI |  | 6295498 | OTHER PUBLIC WATER SYSTEM | CHLORINATION; AERATION FOR REMOVAL OF ANY SECONDARY CONTAMINANT, SULFIDE, OR ANY UNREGULATED CONTAMINANT; CORROSION CONTROL INHIBITOR ADDITION; HYPOCHLORINATION; IRON OR MANGANESE SEQUESTRATION; OR ULTRAVIOLET RADIATION. THE LEAD/CHIEF OPERATOR MUST BE CLASS D OR HIGHER. 50,000 GPD UP TO 0.25 MGD-STAFFING BY CLASS D OR HIGHER OPERATOR: 3 VISITS/WEEK ON NONCONSECUTIVE DAYS FOR A TOTAL OF 0.3 HOUR/WEEK. LESS THAN 50,000 GPD-STAFFING BY A CLASS D OR HIGHER OPERATOR: 2 VISITS/WEEK ON NONCONSECUTIVE DAYS FOR A TOTAL OF 0.2 HOUR/WEEK. THERE SHALL BE NO MORE THAN 5 DAYS BETWEEN THE LAST VISIT IN ONE WEEK AND THE FIRST VISIT IN THE NEXT WEEK. | N | Y | FLORIDA BABCOCK LUMBER | P.O. BOX 548 |  | RUSKIN | FL | 33570 |  | 8136452521 |  | JOE ZANONE | BABCOCK LUMBER | P.O. BOX 548 |  | RUSKIN | FL | 33570 |  |  |  | INVESTOR | 15 | 1000 | 1 | 2089-11-29 | 2089-11-29 | NAF | 0
6 | HILLSBOROUGH | SWHI |  | 6295499 | OTHER PUBLIC WATER SYSTEM | CHLORINATION; AERATION FOR REMOVAL OF ANY SECONDARY CONTAMINANT, SULFIDE, OR ANY UNREGULATED CONTAMINANT; CORROSION CONTROL INHIBITOR ADDITION; HYPOCHLORINATION; IRON OR MANGANESE SEQUESTRATION; OR ULTRAVIOLET RADIATION. THE LEAD/CHIEF OPERATOR MUST BE CLASS D OR HIGHER. 50,000 GPD UP TO 0.25 MGD-STAFFING BY CLASS D OR HIGHER OPERATOR: 3 VISITS/WEEK ON NONCONSECUTIVE DAYS FOR A TOTAL OF 0.3 HOUR/WEEK. LESS THAN 50,000 GPD-STAFFING BY A CLASS D OR HIGHER OPERATOR: 2 VISITS/WEEK ON NONCONSECUTIVE DAYS FOR A TOTAL OF 0.2 HOUR/WEEK. THERE SHALL BE NO MORE THAN 5 DAYS BETWEEN THE LAST VISIT IN ONE WEEK AND THE FIRST VISIT IN THE NEXT WEEK. | N | Y | SISTRUNK TP | 4710 CHARLIE TAYLOR ROAD |  | PLANT CITY | FL | 33565 |  | 8137543858 |  | MRS. SISTRUNK EXT 6245 | SISTRUNK TP | 4710 CHARLIE TAYLOR ROAD |  | PLANT CITY | FL | 33565 |  | 8137543858 |  | INVESTOR | 20 | 1000 | 10 | 2089-12-20 | 2089-11-08 | NAF | 0
6 | HILLSBOROUGH | SWHI |  | 6295501 | OTHER PUBLIC WATER SYSTEM | CHLORINATION; AERATION FOR REMOVAL OF ANY SECONDARY CONTAMINANT, SULFIDE, OR ANY UNREGULATED CONTAMINANT; CORROSION CONTROL INHIBITOR ADDITION; HYPOCHLORINATION; IRON OR MANGANESE SEQUESTRATION; OR ULTRAVIOLET RADIATION. THE LEAD/CHIEF OPERATOR MUST BE CLASS D OR HIGHER. 50,000 GPD UP TO 0.25 MGD-STAFFING BY CLASS D OR HIGHER OPERATOR: 3 VISITS/WEEK ON NONCONSECUTIVE DAYS FOR A TOTAL OF 0.3 HOUR/WEEK. LESS THAN 50,000 GPD-STAFFING BY A CLASS D OR HIGHER OPERATOR: 2 VISITS/WEEK ON NONCONSECUTIVE DAYS FOR A TOTAL OF 0.2 HOUR/WEEK. THERE SHALL BE NO MORE THAN 5 DAYS BETWEEN THE LAST VISIT IN ONE WEEK AND THE FIRST VISIT IN THE NEXT WEEK. | N | Y | PLANTS OF RUSKIN INC | P.O. BOX 994 |  | RUSKIN | FL | 33570 |  | 8136542528 |  | MR. BARREH | PLANTS OF RUSKIN INC | P.O. BOX 994 |  | RUSKIN | FL | 33570 |  | 8136542528 |  | INVESTOR | 20 | 1000 | 1 | 2089-12-14 |  | NAF | 0
6 | HILLSBOROUGH | SWHI |  | 6295502 | OTHER PUBLIC WATER SYSTEM | CHLORINATION; AERATION FOR REMOVAL OF ANY SECONDARY CONTAMINANT, SULFIDE, OR ANY UNREGULATED CONTAMINANT; CORROSION CONTROL INHIBITOR ADDITION; HYPOCHLORINATION; IRON OR MANGANESE SEQUESTRATION; OR ULTRAVIOLET RADIATION. THE LEAD/CHIEF OPERATOR MUST BE CLASS D OR HIGHER. 50,000 GPD UP TO 0.25 MGD-STAFFING BY CLASS D OR HIGHER OPERATOR: 3 VISITS/WEEK ON NONCONSECUTIVE DAYS FOR A TOTAL OF 0.3 HOUR/WEEK. LESS THAN 50,000 GPD-STAFFING BY A CLASS D OR HIGHER OPERATOR: 2 VISITS/WEEK ON NONCONSECUTIVE DAYS FOR A TOTAL OF 0.2 HOUR/WEEK. THERE SHALL BE NO MORE THAN 5 DAYS BETWEEN THE LAST VISIT IN ONE WEEK AND THE FIRST VISIT IN THE NEXT WEEK. | N | Y | SUNSHINE CONVENIENCE STORE | 7819 N. 56TH STREET |  | TAMPA | FL | 33617 |  | 8139893480 |  | DIOESCHANDRA PATEL | DIOECHANDRA PATEL | 7819 N. 56TH STREET |  | TAMPA | FL | 33617 |  | 8139893480 |  | INVESTOR | 25 | 800 | 1 | 2089-12-28 | 2089-12-28 | NAF | 0
6 | HILLSBOROUGH | SWHI |  | 6295503 | OTHER PUBLIC WATER SYSTEM | CHLORINATION; AERATION FOR REMOVAL OF ANY SECONDARY CONTAMINANT, SULFIDE, OR ANY UNREGULATED CONTAMINANT; CORROSION CONTROL INHIBITOR ADDITION; HYPOCHLORINATION; IRON OR MANGANESE SEQUESTRATION; OR ULTRAVIOLET RADIATION. THE LEAD/CHIEF OPERATOR MUST BE CLASS D OR HIGHER. 50,000 GPD UP TO 0.25 MGD-STAFFING BY CLASS D OR HIGHER OPERATOR: 3 VISITS/WEEK ON NONCONSECUTIVE DAYS FOR A TOTAL OF 0.3 HOUR/WEEK. LESS THAN 50,000 GPD-STAFFING BY A CLASS D OR HIGHER OPERATOR: 2 VISITS/WEEK ON NONCONSECUTIVE DAYS FOR A TOTAL OF 0.2 HOUR/WEEK. THERE SHALL BE NO MORE THAN 5 DAYS BETWEEN THE LAST VISIT IN ONE WEEK AND THE FIRST VISIT IN THE NEXT WEEK. | N | Y | FLEETWOOD MOBILE HOMES OF FLA | 604 N. FRONTAGE ROAD |  | PLANT CITY | FL | 33560 |  | 8137524747 |  | JERRY OGBURN | FLEETWOOD MOBILE HOMES OF FLA | 604 N. FRONTAGE ROAD |  | PLANT CITY | FL | 33560 |  | 8137524747 |  | INVESTOR | 13 | 1 | 2 | 2090-01-08 | 2090-01-08 | NAF | 0
6 | HILLSBOROUGH | SWHI |  | 6295504 | OTHER PUBLIC WATER SYSTEM | CHLORINATION; AERATION FOR REMOVAL OF ANY SECONDARY CONTAMINANT, SULFIDE, OR ANY UNREGULATED CONTAMINANT; CORROSION CONTROL INHIBITOR ADDITION; HYPOCHLORINATION; IRON OR MANGANESE SEQUESTRATION; OR ULTRAVIOLET RADIATION. THE LEAD/CHIEF OPERATOR MUST BE CLASS D OR HIGHER. 50,000 GPD UP TO 0.25 MGD-STAFFING BY CLASS D OR HIGHER OPERATOR: 3 VISITS/WEEK ON NONCONSECUTIVE DAYS FOR A TOTAL OF 0.3 HOUR/WEEK. LESS THAN 50,000 GPD-STAFFING BY A CLASS D OR HIGHER OPERATOR: 2 VISITS/WEEK ON NONCONSECUTIVE DAYS FOR A TOTAL OF 0.2 HOUR/WEEK. THERE SHALL BE NO MORE THAN 5 DAYS BETWEEN THE LAST VISIT IN ONE WEEK AND THE FIRST VISIT IN THE NEXT WEEK. | N | Y | BRANDON AIR INC | P.O. BOX 1411 |  | VALRICO | FL | 33594 | 1411 | 8136853107 |  | SAM SKELTON | SAM SKELTON | 111N. VALRICO ROAD |  | VALRICO | FL | 33594 | 1411 | 8136853107 |  | INVESTOR | 20 | 1000 | 5 | 2089-08-17 | 2089-08-17 | NAF | 0
6 | HILLSBOROUGH | SWHI |  | 6295505 | OTHER PUBLIC WATER SYSTEM | CHLORINATION; AERATION FOR REMOVAL OF ANY SECONDARY CONTAMINANT, SULFIDE, OR ANY UNREGULATED CONTAMINANT; CORROSION CONTROL INHIBITOR ADDITION; HYPOCHLORINATION; IRON OR MANGANESE SEQUESTRATION; OR ULTRAVIOLET RADIATION. THE LEAD/CHIEF OPERATOR MUST BE CLASS D OR HIGHER. 50,000 GPD UP TO 0.25 MGD-STAFFING BY CLASS D OR HIGHER OPERATOR: 3 VISITS/WEEK ON NONCONSECUTIVE DAYS FOR A TOTAL OF 0.3 HOUR/WEEK. LESS THAN 50,000 GPD-STAFFING BY A CLASS D OR HIGHER OPERATOR: 2 VISITS/WEEK ON NONCONSECUTIVE DAYS FOR A TOTAL OF 0.2 HOUR/WEEK. THERE SHALL BE NO MORE THAN 5 DAYS BETWEEN THE LAST VISIT IN ONE WEEK AND THE FIRST VISIT IN THE NEXT WEEK. | N | Y | CHRISTIAN CONGREGATION | 2215 CLEMENT RD |  | LUTZ | FL | 33549 |  | 8132511849 |  | LARRY PAWLUS | CHRISTIAN CONGREGATION | 2215 CLEMENT RD |  | LUTZ | FL | 33549 |  | 8139711221 |  | INVESTOR | 20 | 1050 | 1 | 2006-05-24 | 2008-04-10 | NAF | 0
6 | HILLSBOROUGH | SWHI | artgrandestates@gmail.com | 6295507 | COMMUNITY | CHLORINATION; AERATION FOR REMOVAL OF ANY SECONDARY CONTAMINANT, SULFIDE, OR ANY UNREGULATED CONTAMINANT; CORROSION CONTROL INHIBITOR ADDITION; HYPOCHLORINATION; IRON OR MANGANESE SEQUESTRATION; OR ULTRAVIOLET RADIATION. THE LEAD/CHIEF OPERATOR MUST BE CLASS D OR HIGHER. 50,000 GPD UP TO 0.25 MGD-STAFFING BY CLASS D OR HIGHER OPERATOR: 3 VISITS/WEEK ON NONCONSECUTIVE DAYS FOR A TOTAL OF 0.3 HOUR/WEEK. LESS THAN 50,000 GPD-STAFFING BY A CLASS D OR HIGHER OPERATOR: 2 VISITS/WEEK ON NONCONSECUTIVE DAYS FOR A TOTAL OF 0.2 HOUR/WEEK. THERE SHALL BE NO MORE THAN 5 DAYS BETWEEN THE LAST VISIT IN ONE WEEK AND THE FIRST VISIT IN THE NEXT WEEK. | N | Y | DALIA MHP | 11920 HAZEN AVENUE, LOT #1 |  | THONOTOSASSA | FL | 33592 |  | 8138080205 |  | ARTUR SELITSKIY | MHP TAMPA CLIFFS, LLC | 3500 PIEDMONT ROAD, SUITE 330 |  | ATLANTA | GA | 30305 |  | 6462673327 |  | INVESTOR | 75 | 10000 | 28 | 2021-06-01 | 2021-04-19 | DC06 | 100
6 | HILLSBOROUGH | SWHI |  | 6295508 | OTHER PUBLIC WATER SYSTEM | CHLORINATION; AERATION FOR REMOVAL OF ANY SECONDARY CONTAMINANT, SULFIDE, OR ANY UNREGULATED CONTAMINANT; CORROSION CONTROL INHIBITOR ADDITION; HYPOCHLORINATION; IRON OR MANGANESE SEQUESTRATION; OR ULTRAVIOLET RADIATION. THE LEAD/CHIEF OPERATOR MUST BE CLASS D OR HIGHER. 50,000 GPD UP TO 0.25 MGD-STAFFING BY CLASS D OR HIGHER OPERATOR: 3 VISITS/WEEK ON NONCONSECUTIVE DAYS FOR A TOTAL OF 0.3 HOUR/WEEK. LESS THAN 50,000 GPD-STAFFING BY A CLASS D OR HIGHER OPERATOR: 2 VISITS/WEEK ON NONCONSECUTIVE DAYS FOR A TOTAL OF 0.2 HOUR/WEEK. THERE SHALL BE NO MORE THAN 5 DAYS BETWEEN THE LAST VISIT IN ONE WEEK AND THE FIRST VISIT IN THE NEXT WEEK. | N | Y | COGNIGLIO MHP | 11981 N WILLIAMS RD |  | THONOTOSASSA | FL | 33592 |  | 8139888284 |  |  | GEORGE COGNIGLIO | 11981 N WILLIAMS RD |  | THONOTOSASSA | FL | 33592 |  | 8139888284 |  | INVESTOR | 20 | 1 | 14 | 2090-01-04 | 2090-01-04 | NAF | 0
6 | HILLSBOROUGH | SWHI | COMMANDER@ALSEMINOLEPOST.ORG | 6295510 | NONCOMMUNITY | CHLORINATION; AERATION FOR REMOVAL OF ANY SECONDARY CONTAMINANT, SULFIDE, OR ANY UNREGULATED CONTAMINANT; CORROSION CONTROL INHIBITOR ADDITION; HYPOCHLORINATION; IRON OR MANGANESE SEQUESTRATION; OR ULTRAVIOLET RADIATION. THE LEAD/CHIEF OPERATOR MUST BE CLASS D OR HIGHER. 50,000 GPD UP TO 0.25 MGD-STAFFING BY CLASS D OR HIGHER OPERATOR: 3 VISITS/WEEK ON NONCONSECUTIVE DAYS FOR A TOTAL OF 0.3 HOUR/WEEK. LESS THAN 50,000 GPD-STAFFING BY A CLASS D OR HIGHER OPERATOR: 2 VISITS/WEEK ON NONCONSECUTIVE DAYS FOR A TOTAL OF 0.2 HOUR/WEEK. THERE SHALL BE NO MORE THAN 5 DAYS BETWEEN THE LAST VISIT IN ONE WEEK AND THE FIRST VISIT IN THE NEXT WEEK. | N | Y | AMERICAN LEGION #111 | 6918 NORTH FLORIDA AVENUE |  | TAMPA | FL | 33604 |  | 8132371271 |  | WILLIE LITTLE JR | AMERICAN LEGION #111 | 6918 NORTH FLORIDA AVENUE |  | TAMPA | FL | 33604 |  | 8132362281 |  | INVESTOR | 60 | 7500 | 1 | 2021-04-29 | 2021-01-11 | NC01 | 50
6 | HILLSBOROUGH | SWHI |  | 6295511 | OTHER PUBLIC WATER SYSTEM | CHLORINATION; AERATION FOR REMOVAL OF ANY SECONDARY CONTAMINANT, SULFIDE, OR ANY UNREGULATED CONTAMINANT; CORROSION CONTROL INHIBITOR ADDITION; HYPOCHLORINATION; IRON OR MANGANESE SEQUESTRATION; OR ULTRAVIOLET RADIATION. THE LEAD/CHIEF OPERATOR MUST BE CLASS D OR HIGHER. 50,000 GPD UP TO 0.25 MGD-STAFFING BY CLASS D OR HIGHER OPERATOR: 3 VISITS/WEEK ON NONCONSECUTIVE DAYS FOR A TOTAL OF 0.3 HOUR/WEEK. LESS THAN 50,000 GPD-STAFFING BY A CLASS D OR HIGHER OPERATOR: 2 VISITS/WEEK ON NONCONSECUTIVE DAYS FOR A TOTAL OF 0.2 HOUR/WEEK. THERE SHALL BE NO MORE THAN 5 DAYS BETWEEN THE LAST VISIT IN ONE WEEK AND THE FIRST VISIT IN THE NEXT WEEK. | N | Y | QUALITY STEEL | 4544 HARTFORD STREET |  | TAMPA | FL | 33619 |  | 8136897214 |  | ROY AUTEN | DALEE AUTEN | 4544 HARTFORD STREET |  | TAMPA | FL | 33619 |  | 8136897214 |  | INVESTOR | 20 | 1000 | 1 | 2090-02-19 |  | NAF | 0
6 | HILLSBOROUGH | SWHI |  | 6295512 | OTHER PUBLIC WATER SYSTEM | CHLORINATION; AERATION FOR REMOVAL OF ANY SECONDARY CONTAMINANT, SULFIDE, OR ANY UNREGULATED CONTAMINANT; CORROSION CONTROL INHIBITOR ADDITION; HYPOCHLORINATION; IRON OR MANGANESE SEQUESTRATION; OR ULTRAVIOLET RADIATION. THE LEAD/CHIEF OPERATOR MUST BE CLASS D OR HIGHER. 50,000 GPD UP TO 0.25 MGD-STAFFING BY CLASS D OR HIGHER OPERATOR: 3 VISITS/WEEK ON NONCONSECUTIVE DAYS FOR A TOTAL OF 0.3 HOUR/WEEK. LESS THAN 50,000 GPD-STAFFING BY A CLASS D OR HIGHER OPERATOR: 2 VISITS/WEEK ON NONCONSECUTIVE DAYS FOR A TOTAL OF 0.2 HOUR/WEEK. THERE SHALL BE NO MORE THAN 5 DAYS BETWEEN THE LAST VISIT IN ONE WEEK AND THE FIRST VISIT IN THE NEXT WEEK. | N | Y | TOWNHOUSE APTS | 1553 N. NEBRASKA AVENUE |  | LUTZ | FL | 33549 |  | 8139788982 |  | JOE BANANSKA | L. WAYNE PLASTER | 11719 PHONIX CIRCLE |  | TAMPA | FL | 33618 |  | 8139358982 |  | INVESTOR | 20 | 500 | 1 | 2090-02-12 | 2090-02-12 | NAF | 0
6 | HILLSBOROUGH | SWHI | STEVE.BRADEN@SEFL.COM | 6295513 | NONTRANSIENT NONCOMMUNITY | CHLORINATION; AERATION FOR REMOVAL OF ANY SECONDARY CONTAMINANT, SULFIDE, OR ANY UNREGULATED CONTAMINANT; CORROSION CONTROL INHIBITOR ADDITION; HYPOCHLORINATION; IRON OR MANGANESE SEQUESTRATION; OR ULTRAVIOLET RADIATION. THE LEAD/CHIEF OPERATOR MUST BE CLASS D OR HIGHER. 50,000 GPD UP TO 0.25 MGD-STAFFING BY CLASS D OR HIGHER OPERATOR: 3 VISITS/WEEK ON NONCONSECUTIVE DAYS FOR A TOTAL OF 0.3 HOUR/WEEK. LESS THAN 50,000 GPD-STAFFING BY A CLASS D OR HIGHER OPERATOR: 2 VISITS/WEEK ON NONCONSECUTIVE DAYS FOR A TOTAL OF 0.2 HOUR/WEEK. THERE SHALL BE NO MORE THAN 5 DAYS BETWEEN THE LAST VISIT IN ONE WEEK AND THE FIRST VISIT IN THE NEXT WEEK. | N | Y | SOUTHEASTERN FREIGHT LINES | 12315 COUNTY ROAD 579 |  | THONOTOSASSA | FL | 33592 |  | 8139862900 |  | PETE ALFONSO | SOUTHEASTERN FREIGHT LINES | 12315 COUNTY ROAD 579 |  | THONOTOSASSA | FL | 33592 |  | 8139862900 |  | INVESTOR | 200 | 10600 | 2 | 2021-12-22 | 2019-02-26 | NTNC | 100
6 | HILLSBOROUGH | SWHI |  | 6295514 | OTHER PUBLIC WATER SYSTEM | CHLORINATION; AERATION FOR REMOVAL OF ANY SECONDARY CONTAMINANT, SULFIDE, OR ANY UNREGULATED CONTAMINANT; CORROSION CONTROL INHIBITOR ADDITION; HYPOCHLORINATION; IRON OR MANGANESE SEQUESTRATION; OR ULTRAVIOLET RADIATION. THE LEAD/CHIEF OPERATOR MUST BE CLASS D OR HIGHER. 50,000 GPD UP TO 0.25 MGD-STAFFING BY CLASS D OR HIGHER OPERATOR: 3 VISITS/WEEK ON NONCONSECUTIVE DAYS FOR A TOTAL OF 0.3 HOUR/WEEK. LESS THAN 50,000 GPD-STAFFING BY A CLASS D OR HIGHER OPERATOR: 2 VISITS/WEEK ON NONCONSECUTIVE DAYS FOR A TOTAL OF 0.2 HOUR/WEEK. THERE SHALL BE NO MORE THAN 5 DAYS BETWEEN THE LAST VISIT IN ONE WEEK AND THE FIRST VISIT IN THE NEXT WEEK. | N | Y | PLUMBER'S PIPEFITTERS L U #123 | 3601 MCINTOSH ROAD |  | DOVER | FL | 33527 |  | 8137544065 |  | LEE MIDDLETON | PLUMBER'S PIPEFITTERS L U #123 | 3601 MCINTOSH ROAD |  | DOVER | FL | 33527 |  | 8137544065 |  | INVESTOR | 75 | 788 | 1 | 2014-06-12 | 2014-03-26 | NAF | 0
6 | HILLSBOROUGH | SWHI |  | 6295515 | OTHER PUBLIC WATER SYSTEM | CHLORINATION; AERATION FOR REMOVAL OF ANY SECONDARY CONTAMINANT, SULFIDE, OR ANY UNREGULATED CONTAMINANT; CORROSION CONTROL INHIBITOR ADDITION; HYPOCHLORINATION; IRON OR MANGANESE SEQUESTRATION; OR ULTRAVIOLET RADIATION. THE LEAD/CHIEF OPERATOR MUST BE CLASS D OR HIGHER. 50,000 GPD UP TO 0.25 MGD-STAFFING BY CLASS D OR HIGHER OPERATOR: 3 VISITS/WEEK ON NONCONSECUTIVE DAYS FOR A TOTAL OF 0.3 HOUR/WEEK. LESS THAN 50,000 GPD-STAFFING BY A CLASS D OR HIGHER OPERATOR: 2 VISITS/WEEK ON NONCONSECUTIVE DAYS FOR A TOTAL OF 0.2 HOUR/WEEK. THERE SHALL BE NO MORE THAN 5 DAYS BETWEEN THE LAST VISIT IN ONE WEEK AND THE FIRST VISIT IN THE NEXT WEEK. | N | Y | MAXWELL RMH | 14555 HIGHWAY 574 |  | DOVER | FL | 33527 |  | 8136591160 |  |  | RONNIE MAXWELL | 13505 HIGHWAY 92 EAST |  | DOVER | FL | 33527 |  | 8136591160 |  | INVESTOR | 20 | 1000 | 6 | 2098-02-04 | 2098-02-04 | NAF | 0
6 | HILLSBOROUGH | SWHI | LISA@FAVORITEFARMS.NET | 6295517 | NONTRANSIENT NONCOMMUNITY | CHLORINATION; AERATION FOR REMOVAL OF ANY SECONDARY CONTAMINANT, SULFIDE, OR ANY UNREGULATED CONTAMINANT; CORROSION CONTROL INHIBITOR ADDITION; HYPOCHLORINATION; IRON OR MANGANESE SEQUESTRATION; OR ULTRAVIOLET RADIATION. THE LEAD/CHIEF OPERATOR MUST BE CLASS D OR HIGHER. 50,000 GPD UP TO 0.25 MGD-STAFFING BY CLASS D OR HIGHER OPERATOR: 3 VISITS/WEEK ON NONCONSECUTIVE DAYS FOR A TOTAL OF 0.3 HOUR/WEEK. LESS THAN 50,000 GPD-STAFFING BY A CLASS D OR HIGHER OPERATOR: 2 VISITS/WEEK ON NONCONSECUTIVE DAYS FOR A TOTAL OF 0.2 HOUR/WEEK. THERE SHALL BE NO MORE THAN 5 DAYS BETWEEN THE LAST VISIT IN ONE WEEK AND THE FIRST VISIT IN THE NEXT WEEK. | N | Y | FAVORITE FARMS #1 | 10070 N MCINTOSH RD |  | DOVER | FL | 33527 | 8984 | 8139863949 |  | LISA FOX | FAVORITE FARMS | 10070 N MCINTOSH RD |  | DOVER | FL | 33527 |  | 8139863949 |  | INVESTOR | 114 | 20000 | 10 | 2021-09-14 | 2019-08-08 | NTNC | 100
6 | HILLSBOROUGH | SWHI |  | 6295518 | OTHER PUBLIC WATER SYSTEM | CHLORINATION; AERATION FOR REMOVAL OF ANY SECONDARY CONTAMINANT, SULFIDE, OR ANY UNREGULATED CONTAMINANT; CORROSION CONTROL INHIBITOR ADDITION; HYPOCHLORINATION; IRON OR MANGANESE SEQUESTRATION; OR ULTRAVIOLET RADIATION. THE LEAD/CHIEF OPERATOR MUST BE CLASS D OR HIGHER. 50,000 GPD UP TO 0.25 MGD-STAFFING BY CLASS D OR HIGHER OPERATOR: 3 VISITS/WEEK ON NONCONSECUTIVE DAYS FOR A TOTAL OF 0.3 HOUR/WEEK. LESS THAN 50,000 GPD-STAFFING BY A CLASS D OR HIGHER OPERATOR: 2 VISITS/WEEK ON NONCONSECUTIVE DAYS FOR A TOTAL OF 0.2 HOUR/WEEK. THERE SHALL BE NO MORE THAN 5 DAYS BETWEEN THE LAST VISIT IN ONE WEEK AND THE FIRST VISIT IN THE NEXT WEEK. | N | Y | RPJ PROPERTIES MHP | 1708 BALM RIVERVIEW ROAD |  | TAMPA | FL | 33612 |  | 8139772104 |  |  | HARLAN HURLBURT | 1208 E. SENECA AVENUE |  | TAMPA | FL | 33612 |  | 8139772104 |  | INVESTOR | 20 | 1200 | 1 | 2090-01-10 | 2090-02-21 | NAF | 0
6 | HILLSBOROUGH | SWHI |  | 6295519 | OTHER PUBLIC WATER SYSTEM | CHLORINATION; AERATION FOR REMOVAL OF ANY SECONDARY CONTAMINANT, SULFIDE, OR ANY UNREGULATED CONTAMINANT; CORROSION CONTROL INHIBITOR ADDITION; HYPOCHLORINATION; IRON OR MANGANESE SEQUESTRATION; OR ULTRAVIOLET RADIATION. THE LEAD/CHIEF OPERATOR MUST BE CLASS D OR HIGHER. 50,000 GPD UP TO 0.25 MGD-STAFFING BY CLASS D OR HIGHER OPERATOR: 3 VISITS/WEEK ON NONCONSECUTIVE DAYS FOR A TOTAL OF 0.3 HOUR/WEEK. LESS THAN 50,000 GPD-STAFFING BY A CLASS D OR HIGHER OPERATOR: 2 VISITS/WEEK ON NONCONSECUTIVE DAYS FOR A TOTAL OF 0.2 HOUR/WEEK. THERE SHALL BE NO MORE THAN 5 DAYS BETWEEN THE LAST VISIT IN ONE WEEK AND THE FIRST VISIT IN THE NEXT WEEK. | N | Y | COLONIAL MANOR ACLF | 4809 W. THONOTOSASSA ROAD |  | THONOTOSASSA | FL | 33565 |  | 8137520629 |  |  | CAROLYN AND WAYNE HARRIS | 4809 W. THONOTOSASSA ROAD |  | THONOTOSASSA | FL | 33565 |  | 8137520629 |  | INVESTOR | 15 | 1500 | 1 | 2090-03-06 | 2090-02-22 | NAF | 0
6 | HILLSBOROUGH | SWHI | j.dink@yahoo.com | 6295520 | OTHER PUBLIC WATER SYSTEM | CHLORINATION; AERATION FOR REMOVAL OF ANY SECONDARY CONTAMINANT, SULFIDE, OR ANY UNREGULATED CONTAMINANT; CORROSION CONTROL INHIBITOR ADDITION; HYPOCHLORINATION; IRON OR MANGANESE SEQUESTRATION; OR ULTRAVIOLET RADIATION. THE LEAD/CHIEF OPERATOR MUST BE CLASS D OR HIGHER. 50,000 GPD UP TO 0.25 MGD-STAFFING BY CLASS D OR HIGHER OPERATOR: 3 VISITS/WEEK ON NONCONSECUTIVE DAYS FOR A TOTAL OF 0.3 HOUR/WEEK. LESS THAN 50,000 GPD-STAFFING BY A CLASS D OR HIGHER OPERATOR: 2 VISITS/WEEK ON NONCONSECUTIVE DAYS FOR A TOTAL OF 0.2 HOUR/WEEK. THERE SHALL BE NO MORE THAN 5 DAYS BETWEEN THE LAST VISIT IN ONE WEEK AND THE FIRST VISIT IN THE NEXT WEEK. | N | Y | NEW MT. ZION FREEWILL BAPTIST CHURCH | 3041 DANIELS ROAD |  | PLANT CITY | FL | 33566 |  | 8137371004 |  | JAMES DINK | GREATER NEW MT ZION FREEWILL BAPTIST CHURCH | PO BOX 2020 |  | PLANT CITY | FL | 33564 |  | 8137371004 |  | INVESTOR | 24 | 500 | 1 | 2013-09-19 | 2011-08-16 | NAF | 0
6 | HILLSBOROUGH | SWHI |  | 6295522 | OTHER PUBLIC WATER SYSTEM | CHLORINATION; AERATION FOR REMOVAL OF ANY SECONDARY CONTAMINANT, SULFIDE, OR ANY UNREGULATED CONTAMINANT; CORROSION CONTROL INHIBITOR ADDITION; HYPOCHLORINATION; IRON OR MANGANESE SEQUESTRATION; OR ULTRAVIOLET RADIATION. THE LEAD/CHIEF OPERATOR MUST BE CLASS D OR HIGHER. 50,000 GPD UP TO 0.25 MGD-STAFFING BY CLASS D OR HIGHER OPERATOR: 3 VISITS/WEEK ON NONCONSECUTIVE DAYS FOR A TOTAL OF 0.3 HOUR/WEEK. LESS THAN 50,000 GPD-STAFFING BY A CLASS D OR HIGHER OPERATOR: 2 VISITS/WEEK ON NONCONSECUTIVE DAYS FOR A TOTAL OF 0.2 HOUR/WEEK. THERE SHALL BE NO MORE THAN 5 DAYS BETWEEN THE LAST VISIT IN ONE WEEK AND THE FIRST VISIT IN THE NEXT WEEK. | N | Y | HILLS CTY FIRE/BLOOMINGDALE | 4705 BLOOMINGDALE AVENUE |  | VALRICO | FL | 33594 |  | 8136216019 |  | JIM FAUATA | HILLSBOROUGH CTY FIRE DEPT | 3210 S. 78TH STREET |  | TAMPA | FL | 33619 |  |  |  | INVESTOR | 8 | 1050 | 1 | 2090-01-08 | 2092-05-19 | NAF | 0
6 | HILLSBOROUGH | SWHI |  | 6295523 | COMMUNITY | CHLORINATION; AERATION FOR REMOVAL OF ANY SECONDARY CONTAMINANT, SULFIDE, OR ANY UNREGULATED CONTAMINANT; CORROSION CONTROL INHIBITOR ADDITION; HYPOCHLORINATION; IRON OR MANGANESE SEQUESTRATION; OR ULTRAVIOLET RADIATION. THE LEAD/CHIEF OPERATOR MUST BE CLASS D OR HIGHER. 50,000 GPD UP TO 0.25 MGD-STAFFING BY CLASS D OR HIGHER OPERATOR: 3 VISITS/WEEK ON NONCONSECUTIVE DAYS FOR A TOTAL OF 0.3 HOUR/WEEK. LESS THAN 50,000 GPD-STAFFING BY A CLASS D OR HIGHER OPERATOR: 2 VISITS/WEEK ON NONCONSECUTIVE DAYS FOR A TOTAL OF 0.2 HOUR/WEEK. THERE SHALL BE NO MORE THAN 5 DAYS BETWEEN THE LAST VISIT IN ONE WEEK AND THE FIRST VISIT IN THE NEXT WEEK. | N | Y | RIVER VISTA RV VILLAGE | 2206 CHANEY DR |  | RUSKIN | FL | 33570 |  | 8136456037 |  | KAREN WALKER | HIDEAWAY-VENTURE I, LLC | 2206 CHANEY DR |  | RUSKIN | FL | 33570 |  | 8136456037 |  | INVESTOR | 622 | 75000 | 343 | 2021-10-11 | 2020-04-06 | DC05 | 500
6 | HILLSBOROUGH | SWHI |  | 6295524 | OTHER PUBLIC WATER SYSTEM | CHLORINATION; AERATION FOR REMOVAL OF ANY SECONDARY CONTAMINANT, SULFIDE, OR ANY UNREGULATED CONTAMINANT; CORROSION CONTROL INHIBITOR ADDITION; HYPOCHLORINATION; IRON OR MANGANESE SEQUESTRATION; OR ULTRAVIOLET RADIATION. THE LEAD/CHIEF OPERATOR MUST BE CLASS D OR HIGHER. 50,000 GPD UP TO 0.25 MGD-STAFFING BY CLASS D OR HIGHER OPERATOR: 3 VISITS/WEEK ON NONCONSECUTIVE DAYS FOR A TOTAL OF 0.3 HOUR/WEEK. LESS THAN 50,000 GPD-STAFFING BY A CLASS D OR HIGHER OPERATOR: 2 VISITS/WEEK ON NONCONSECUTIVE DAYS FOR A TOTAL OF 0.2 HOUR/WEEK. THERE SHALL BE NO MORE THAN 5 DAYS BETWEEN THE LAST VISIT IN ONE WEEK AND THE FIRST VISIT IN THE NEXT WEEK. | N | Y | HILLS CTY FIRE/WIMAUMA | 1120 7TH STREET |  | WIMAUMA | FL | 33598 |  | 8136216019 |  |  | HILLSBOROUGH CTY FIRE DEPT | 1120 78TH STREET |  | TAMPA | FL | 33619 |  | 8136343814 |  | INVESTOR | 10 | 1000 | 1 | 2090-04-02 | 2092-05-19 | NAF | 0
6 | HILLSBOROUGH | SWHI |  | 6295525 | OTHER PUBLIC WATER SYSTEM | CHLORINATION; AERATION FOR REMOVAL OF ANY SECONDARY CONTAMINANT, SULFIDE, OR ANY UNREGULATED CONTAMINANT; CORROSION CONTROL INHIBITOR ADDITION; HYPOCHLORINATION; IRON OR MANGANESE SEQUESTRATION; OR ULTRAVIOLET RADIATION. THE LEAD/CHIEF OPERATOR MUST BE CLASS D OR HIGHER. 50,000 GPD UP TO 0.25 MGD-STAFFING BY CLASS D OR HIGHER OPERATOR: 3 VISITS/WEEK ON NONCONSECUTIVE DAYS FOR A TOTAL OF 0.3 HOUR/WEEK. LESS THAN 50,000 GPD-STAFFING BY A CLASS D OR HIGHER OPERATOR: 2 VISITS/WEEK ON NONCONSECUTIVE DAYS FOR A TOTAL OF 0.2 HOUR/WEEK. THERE SHALL BE NO MORE THAN 5 DAYS BETWEEN THE LAST VISIT IN ONE WEEK AND THE FIRST VISIT IN THE NEXT WEEK. | N | Y | HILLS CTY FIRE/SPRINGHEAD | 4503 CORONET ROAD |  | PLANT CITY | FL | 33566 |  | 8136216019 |  |  | HILLSBOROUGH CTY FIRE DEPT | 3210 S. 78TH STREET |  | TAMPA | FL | 33619 |  | 8136216019 |  | COUNTY | 10 | 800 | 1 |  | 2092-05-19 | NAF | 0
6 | HILLSBOROUGH | SWHI |  | 6295526 | OTHER PUBLIC WATER SYSTEM | CHLORINATION; AERATION FOR REMOVAL OF ANY SECONDARY CONTAMINANT, SULFIDE, OR ANY UNREGULATED CONTAMINANT; CORROSION CONTROL INHIBITOR ADDITION; HYPOCHLORINATION; IRON OR MANGANESE SEQUESTRATION; OR ULTRAVIOLET RADIATION. THE LEAD/CHIEF OPERATOR MUST BE CLASS D OR HIGHER. 50,000 GPD UP TO 0.25 MGD-STAFFING BY CLASS D OR HIGHER OPERATOR: 3 VISITS/WEEK ON NONCONSECUTIVE DAYS FOR A TOTAL OF 0.3 HOUR/WEEK. LESS THAN 50,000 GPD-STAFFING BY A CLASS D OR HIGHER OPERATOR: 2 VISITS/WEEK ON NONCONSECUTIVE DAYS FOR A TOTAL OF 0.2 HOUR/WEEK. THERE SHALL BE NO MORE THAN 5 DAYS BETWEEN THE LAST VISIT IN ONE WEEK AND THE FIRST VISIT IN THE NEXT WEEK. | N | Y | HILLS CTY FIRE/SUN POINT II | 602 LIGHTFOOT ROAD |  | WIMAUMA | FL | 33598 |  | 8136216019 |  |  | HILLSBORUGH CTY FIRE DEPT | 3210 S. 78TH STREET |  | TAMPA | FL | 33619 |  | 8136216019 |  | COUNTY | 10 | 800 | 1 |  |  | NAF | 0
6 | HILLSBOROUGH | SWHI |  | 6295530 | OTHER PUBLIC WATER SYSTEM | CHLORINATION; AERATION FOR REMOVAL OF ANY SECONDARY CONTAMINANT, SULFIDE, OR ANY UNREGULATED CONTAMINANT; CORROSION CONTROL INHIBITOR ADDITION; HYPOCHLORINATION; IRON OR MANGANESE SEQUESTRATION; OR ULTRAVIOLET RADIATION. THE LEAD/CHIEF OPERATOR MUST BE CLASS D OR HIGHER. 50,000 GPD UP TO 0.25 MGD-STAFFING BY CLASS D OR HIGHER OPERATOR: 3 VISITS/WEEK ON NONCONSECUTIVE DAYS FOR A TOTAL OF 0.3 HOUR/WEEK. LESS THAN 50,000 GPD-STAFFING BY A CLASS D OR HIGHER OPERATOR: 2 VISITS/WEEK ON NONCONSECUTIVE DAYS FOR A TOTAL OF 0.2 HOUR/WEEK. THERE SHALL BE NO MORE THAN 5 DAYS BETWEEN THE LAST VISIT IN ONE WEEK AND THE FIRST VISIT IN THE NEXT WEEK. | N | Y | SPORTING CLAYS OF TAMPA | 15720 APACHE DRIVE |  | THONOTOSASSA | FL | 33592 |  | 8132896502 |  | STEVE WALEN | P.D.C. INC. | P.O. BOX 16000 T.J. |  | TAMPA | FL | 33687 |  | 8132896502 |  | INVESTOR | 10 | 900 | 1 | 2090-05-07 |  | NAF | 0
6 | HILLSBOROUGH | SWHI |  | 6295531 | OTHER PUBLIC WATER SYSTEM | AERATION FOR REMOVAL OF ANY PRIMARY CONTAMINANT; ALKALINITY/PH ADJUSTMENT; CHLORAMIN ATION; CHLORINE DIOXIDE FOR OXIDATION OR DISINFECTION; FLUORIDATION; ION EXCHANGE FOR REMOVAL OF ANY SECONDARY CONTAMINANT, SULFIDE, OR ANY UNREGULATED CONTAMINANT; OR OZONATION LESS THAN 0.1 MGD. STAFFING BY A CLASS D OR HIGHER OPERATOR: 3 VISITS/WEEK ON NONCONSECUTIVE DAYS FOR A TOTAL OF 0.6 HOUR/WEEK. THE LEAD/CHIEF OPERATOR MUST BE CLASS D OR HIGHER. | N | Y | RIVERVIEW FLOWER FARM | 5363 BONITA DRIVE |  | WIMAUMA | FL | 33598 |  | 8136778878 |  | RICK OR DAVE BROWN | RIVERVIEW FLOWER FARM PARTNERSHIP | 10320 TUCKER JONES ROAD |  | RIVERVIEWS | FL | 33569 |  | 8136778878 |  | INVESTOR | 10 | 1575 | 3 |  | 2005-11-04 | NAF | 0
6 | HILLSBOROUGH | SWHI |  | 6295534 | OTHER PUBLIC WATER SYSTEM | CHLORINATION; AERATION FOR REMOVAL OF ANY SECONDARY CONTAMINANT, SULFIDE, OR ANY UNREGULATED CONTAMINANT; CORROSION CONTROL INHIBITOR ADDITION; HYPOCHLORINATION; IRON OR MANGANESE SEQUESTRATION; OR ULTRAVIOLET RADIATION. THE LEAD/CHIEF OPERATOR MUST BE CLASS D OR HIGHER. 50,000 GPD UP TO 0.25 MGD-STAFFING BY CLASS D OR HIGHER OPERATOR: 3 VISITS/WEEK ON NONCONSECUTIVE DAYS FOR A TOTAL OF 0.3 HOUR/WEEK. LESS THAN 50,000 GPD-STAFFING BY A CLASS D OR HIGHER OPERATOR: 2 VISITS/WEEK ON NONCONSECUTIVE DAYS FOR A TOTAL OF 0.2 HOUR/WEEK. THERE SHALL BE NO MORE THAN 5 DAYS BETWEEN THE LAST VISIT IN ONE WEEK AND THE FIRST VISIT IN THE NEXT WEEK. | N | Y | FLORIDA MEGA MIX | 1902 N. 69TH STREET |  | TAMPA | FL | 33619 |  | 8136233194 |  | GORDON CLARK | FLORIDA MEGA MIX | W/O 70TH STREET N/O 7TH AVE. |  | TAMPA | FL | 33619 |  | 8136233194 |  | INVESTOR | 6 | 1 | 2 | 2090-05-21 |  | NAF | 0
6 | HILLSBOROUGH | SWHI |  | 6295535 | OTHER PUBLIC WATER SYSTEM | CHLORINATION; AERATION FOR REMOVAL OF ANY SECONDARY CONTAMINANT, SULFIDE, OR ANY UNREGULATED CONTAMINANT; CORROSION CONTROL INHIBITOR ADDITION; HYPOCHLORINATION; IRON OR MANGANESE SEQUESTRATION; OR ULTRAVIOLET RADIATION. THE LEAD/CHIEF OPERATOR MUST BE CLASS D OR HIGHER. 50,000 GPD UP TO 0.25 MGD-STAFFING BY CLASS D OR HIGHER OPERATOR: 3 VISITS/WEEK ON NONCONSECUTIVE DAYS FOR A TOTAL OF 0.3 HOUR/WEEK. LESS THAN 50,000 GPD-STAFFING BY A CLASS D OR HIGHER OPERATOR: 2 VISITS/WEEK ON NONCONSECUTIVE DAYS FOR A TOTAL OF 0.2 HOUR/WEEK. THERE SHALL BE NO MORE THAN 5 DAYS BETWEEN THE LAST VISIT IN ONE WEEK AND THE FIRST VISIT IN THE NEXT WEEK. | N | Y | RAINBOW TP | 9225 E. CAUSEWAY BLVD. |  | TAMPA | FL | 33619 |  | 8136217332 |  | BRUCE WEIR | BRUCE WEIR | 9225 E. CAUEWAY BLVD. |  | TAMPA | FL | 33619 |  | 8136217332 |  | INVESTOR | 20 | 2000 | 10 | 2086-09-22 | 2086-07-24 | NAF | 0
6 | HILLSBOROUGH | SWHI |  | 6295536 | OTHER PUBLIC WATER SYSTEM | CHLORINATION; AERATION FOR REMOVAL OF ANY SECONDARY CONTAMINANT, SULFIDE, OR ANY UNREGULATED CONTAMINANT; CORROSION CONTROL INHIBITOR ADDITION; HYPOCHLORINATION; IRON OR MANGANESE SEQUESTRATION; OR ULTRAVIOLET RADIATION. THE LEAD/CHIEF OPERATOR MUST BE CLASS D OR HIGHER. 50,000 GPD UP TO 0.25 MGD-STAFFING BY CLASS D OR HIGHER OPERATOR: 3 VISITS/WEEK ON NONCONSECUTIVE DAYS FOR A TOTAL OF 0.3 HOUR/WEEK. LESS THAN 50,000 GPD-STAFFING BY A CLASS D OR HIGHER OPERATOR: 2 VISITS/WEEK ON NONCONSECUTIVE DAYS FOR A TOTAL OF 0.2 HOUR/WEEK. THERE SHALL BE NO MORE THAN 5 DAYS BETWEEN THE LAST VISIT IN ONE WEEK AND THE FIRST VISIT IN THE NEXT WEEK. | N | Y | ORCHARD MHP | 3101 BOOMINDALE AVENUE |  | VALRICO | FL | 33594 |  |  |  |  | JERRY P. HOPFNER | P.O. BOX 151 |  | VALRICO | FL | 33594 |  |  |  | INVESTOR | 20 | 2400 | 12 | 2091-12-19 | 2091-12-19 | NAF | 0
6 | HILLSBOROUGH | SWHI |  | 6295538 | OTHER PUBLIC WATER SYSTEM | CHLORINATION; AERATION FOR REMOVAL OF ANY SECONDARY CONTAMINANT, SULFIDE, OR ANY UNREGULATED CONTAMINANT; CORROSION CONTROL INHIBITOR ADDITION; HYPOCHLORINATION; IRON OR MANGANESE SEQUESTRATION; OR ULTRAVIOLET RADIATION. THE LEAD/CHIEF OPERATOR MUST BE CLASS D OR HIGHER. 50,000 GPD UP TO 0.25 MGD-STAFFING BY CLASS D OR HIGHER OPERATOR: 3 VISITS/WEEK ON NONCONSECUTIVE DAYS FOR A TOTAL OF 0.3 HOUR/WEEK. LESS THAN 50,000 GPD-STAFFING BY A CLASS D OR HIGHER OPERATOR: 2 VISITS/WEEK ON NONCONSECUTIVE DAYS FOR A TOTAL OF 0.2 HOUR/WEEK. THERE SHALL BE NO MORE THAN 5 DAYS BETWEEN THE LAST VISIT IN ONE WEEK AND THE FIRST VISIT IN THE NEXT WEEK. | N | Y | HOFF & HORN | 310 E. TERRACE DRIVE |  | PLANT CITY | FL | 33566 |  | 8137523955 |  |  | ROBERT STALUEY | 310 E. TERRACE DRIVE |  | PLANT CITY | FL | 33566 |  | 8137523955 |  | INVESTOR | 20 | 1000 | 1 | 2088-11-21 | 2088-11-21 | NAF | 0
6 | HILLSBOROUGH | SWHI |  | 6295539 | OTHER PUBLIC WATER SYSTEM | CHLORINATION; AERATION FOR REMOVAL OF ANY SECONDARY CONTAMINANT, SULFIDE, OR ANY UNREGULATED CONTAMINANT; CORROSION CONTROL INHIBITOR ADDITION; HYPOCHLORINATION; IRON OR MANGANESE SEQUESTRATION; OR ULTRAVIOLET RADIATION. THE LEAD/CHIEF OPERATOR MUST BE CLASS D OR HIGHER. 50,000 GPD UP TO 0.25 MGD-STAFFING BY CLASS D OR HIGHER OPERATOR: 3 VISITS/WEEK ON NONCONSECUTIVE DAYS FOR A TOTAL OF 0.3 HOUR/WEEK. LESS THAN 50,000 GPD-STAFFING BY A CLASS D OR HIGHER OPERATOR: 2 VISITS/WEEK ON NONCONSECUTIVE DAYS FOR A TOTAL OF 0.2 HOUR/WEEK. THERE SHALL BE NO MORE THAN 5 DAYS BETWEEN THE LAST VISIT IN ONE WEEK AND THE FIRST VISIT IN THE NEXT WEEK. | N | Y | SAFARI MHP | 7205 E. CAUSEWAY BLVD. |  | TAMPA | FL | 33606 | 9848 | 8132489848 |  |  | MANUEL PINTADO | 2401 STUARTS STREET |  | TAMPA | FL | 33605 |  | 8132489848 |  | INVESTOR | 16 | 1000 | 8 | 2086-11-04 | 2089-11-04 | NAF | 0
6 | HILLSBOROUGH | SWHI |  | 6295540 | OTHER PUBLIC WATER SYSTEM | CHLORINATION; AERATION FOR REMOVAL OF ANY SECONDARY CONTAMINANT, SULFIDE, OR ANY UNREGULATED CONTAMINANT; CORROSION CONTROL INHIBITOR ADDITION; HYPOCHLORINATION; IRON OR MANGANESE SEQUESTRATION; OR ULTRAVIOLET RADIATION. THE LEAD/CHIEF OPERATOR MUST BE CLASS D OR HIGHER. 50,000 GPD UP TO 0.25 MGD-STAFFING BY CLASS D OR HIGHER OPERATOR: 3 VISITS/WEEK ON NONCONSECUTIVE DAYS FOR A TOTAL OF 0.3 HOUR/WEEK. LESS THAN 50,000 GPD-STAFFING BY A CLASS D OR HIGHER OPERATOR: 2 VISITS/WEEK ON NONCONSECUTIVE DAYS FOR A TOTAL OF 0.2 HOUR/WEEK. THERE SHALL BE NO MORE THAN 5 DAYS BETWEEN THE LAST VISIT IN ONE WEEK AND THE FIRST VISIT IN THE NEXT WEEK. | N | Y | TODD PARK | 24TH STREET S.E. |  | RUSKIN | FL | 33570 |  |  |  | DAVE OR KEVIN OLSIN | GERORGE TODD, JR. | 300 MANATEE |  | RUSKIN | FL | 33570 |  | 8136452543 |  | INVESTOR | 24 | 1500 | 12 | 2089-12-21 | 2089-12-21 | NAF | 0
6 | HILLSBOROUGH | SWHI |  | 6295541 | NONCOMMUNITY | CHLORINATION; AERATION FOR REMOVAL OF ANY SECONDARY CONTAMINANT, SULFIDE, OR ANY UNREGULATED CONTAMINANT; CORROSION CONTROL INHIBITOR ADDITION; HYPOCHLORINATION; IRON OR MANGANESE SEQUESTRATION; OR ULTRAVIOLET RADIATION. THE LEAD/CHIEF OPERATOR MUST BE CLASS D OR HIGHER. 50,000 GPD UP TO 0.25 MGD-STAFFING BY CLASS D OR HIGHER OPERATOR: 3 VISITS/WEEK ON NONCONSECUTIVE DAYS FOR A TOTAL OF 0.3 HOUR/WEEK. LESS THAN 50,000 GPD-STAFFING BY A CLASS D OR HIGHER OPERATOR: 2 VISITS/WEEK ON NONCONSECUTIVE DAYS FOR A TOTAL OF 0.2 HOUR/WEEK. THERE SHALL BE NO MORE THAN 5 DAYS BETWEEN THE LAST VISIT IN ONE WEEK AND THE FIRST VISIT IN THE NEXT WEEK. | N | Y | THONOTOSASSA UNITED METHODIST CHURCH | 11905 FORT KING RD |  | THONOTOSASSA | FL | 33592 |  | 8139867135 |  | RALPH HAYES | THONOTOSASSA UNITED METHODIST CHURCH | PO BOX 406 |  | THONOTOSASSA | FL | 33592 |  | 8139867135 |  | INVESTOR | 120 | 950 | 4 | 2021-04-08 | 2021-03-03 | NC01 | 50
6 | HILLSBOROUGH | SWHI |  | 6295542 | OTHER PUBLIC WATER SYSTEM | CHLORINATION; AERATION FOR REMOVAL OF ANY SECONDARY CONTAMINANT, SULFIDE, OR ANY UNREGULATED CONTAMINANT; CORROSION CONTROL INHIBITOR ADDITION; HYPOCHLORINATION; IRON OR MANGANESE SEQUESTRATION; OR ULTRAVIOLET RADIATION. THE LEAD/CHIEF OPERATOR MUST BE CLASS D OR HIGHER. 50,000 GPD UP TO 0.25 MGD-STAFFING BY CLASS D OR HIGHER OPERATOR: 3 VISITS/WEEK ON NONCONSECUTIVE DAYS FOR A TOTAL OF 0.3 HOUR/WEEK. LESS THAN 50,000 GPD-STAFFING BY A CLASS D OR HIGHER OPERATOR: 2 VISITS/WEEK ON NONCONSECUTIVE DAYS FOR A TOTAL OF 0.2 HOUR/WEEK. THERE SHALL BE NO MORE THAN 5 DAYS BETWEEN THE LAST VISIT IN ONE WEEK AND THE FIRST VISIT IN THE NEXT WEEK. | N | Y | PALM ISLE TP | 8401 S SR 39 |  | PLANT CITY | FL | 33567 |  |  |  |  | CHRISTIAN J MOBERG | 8401 S SR 39 |  | PALNT CITY | FL | 33567 |  |  |  | INVESTOR | 22 | 1000 | 11 |  | 2092-07-29 | NAF | 0
6 | HILLSBOROUGH | SWHI |  | 6295543 | OTHER PUBLIC WATER SYSTEM | CHLORINATION; AERATION FOR REMOVAL OF ANY SECONDARY CONTAMINANT, SULFIDE, OR ANY UNREGULATED CONTAMINANT; CORROSION CONTROL INHIBITOR ADDITION; HYPOCHLORINATION; IRON OR MANGANESE SEQUESTRATION; OR ULTRAVIOLET RADIATION. THE LEAD/CHIEF OPERATOR MUST BE CLASS D OR HIGHER. 50,000 GPD UP TO 0.25 MGD-STAFFING BY CLASS D OR HIGHER OPERATOR: 3 VISITS/WEEK ON NONCONSECUTIVE DAYS FOR A TOTAL OF 0.3 HOUR/WEEK. LESS THAN 50,000 GPD-STAFFING BY A CLASS D OR HIGHER OPERATOR: 2 VISITS/WEEK ON NONCONSECUTIVE DAYS FOR A TOTAL OF 0.2 HOUR/WEEK. THERE SHALL BE NO MORE THAN 5 DAYS BETWEEN THE LAST VISIT IN ONE WEEK AND THE FIRST VISIT IN THE NEXT WEEK. | N | Y | VALRICO GROUP HOME | 3711 CRESTWOOD DRIVE |  | VALRICO | FL | 33594 |  | 8136547780 |  | NORMA ISRAEL | VALRICO LIFE CON. GROUP HOME | 3711 CRESTWOOD DRIVE |  | VALRICO | FL | 33594 |  | 8136547780 |  | INVESTOR | 10 | 800 | 1 | 2090-04-18 | 2091-06-08 | NAF | 0
6 | HILLSBOROUGH | SWHI |  | 6295544 | OTHER PUBLIC WATER SYSTEM | CHLORINATION; AERATION FOR REMOVAL OF ANY SECONDARY CONTAMINANT, SULFIDE, OR ANY UNREGULATED CONTAMINANT; CORROSION CONTROL INHIBITOR ADDITION; HYPOCHLORINATION; IRON OR MANGANESE SEQUESTRATION; OR ULTRAVIOLET RADIATION. THE LEAD/CHIEF OPERATOR MUST BE CLASS D OR HIGHER. 50,000 GPD UP TO 0.25 MGD-STAFFING BY CLASS D OR HIGHER OPERATOR: 3 VISITS/WEEK ON NONCONSECUTIVE DAYS FOR A TOTAL OF 0.3 HOUR/WEEK. LESS THAN 50,000 GPD-STAFFING BY A CLASS D OR HIGHER OPERATOR: 2 VISITS/WEEK ON NONCONSECUTIVE DAYS FOR A TOTAL OF 0.2 HOUR/WEEK. THERE SHALL BE NO MORE THAN 5 DAYS BETWEEN THE LAST VISIT IN ONE WEEK AND THE FIRST VISIT IN THE NEXT WEEK. | N | Y | BEAUCHAMP TP | 7706 E. SLIGH AVENUE |  | TAMPA | FL | 33610 |  | 8136268993 |  | MARY PEAKE | BEAUCHAMP TP | 7416 E. SLIGH AVENUE |  | TAMPA | FL | 33610 |  | 8136268993 |  | INVESTOR | 15 | 2000 | 1 | 2090-06-26 | 2090-06-26 | NAF | 0
6 | HILLSBOROUGH | SWHI |  | 6295545 | OTHER PUBLIC WATER SYSTEM | CHLORINATION; AERATION FOR REMOVAL OF ANY SECONDARY CONTAMINANT, SULFIDE, OR ANY UNREGULATED CONTAMINANT; CORROSION CONTROL INHIBITOR ADDITION; HYPOCHLORINATION; IRON OR MANGANESE SEQUESTRATION; OR ULTRAVIOLET RADIATION. THE LEAD/CHIEF OPERATOR MUST BE CLASS D OR HIGHER. 50,000 GPD UP TO 0.25 MGD-STAFFING BY CLASS D OR HIGHER OPERATOR: 3 VISITS/WEEK ON NONCONSECUTIVE DAYS FOR A TOTAL OF 0.3 HOUR/WEEK. LESS THAN 50,000 GPD-STAFFING BY A CLASS D OR HIGHER OPERATOR: 2 VISITS/WEEK ON NONCONSECUTIVE DAYS FOR A TOTAL OF 0.2 HOUR/WEEK. THERE SHALL BE NO MORE THAN 5 DAYS BETWEEN THE LAST VISIT IN ONE WEEK AND THE FIRST VISIT IN THE NEXT WEEK. | N | Y | A-1 CONCRETE | P.O. BOX 374 |  | THONOTOSASSA | FL | 33592 |  | 8132482164 |  | CHARLES UTTERBACK | CHARLES UTTERBACK | 12216 HAZEN AVE. |  | THONOTOSASSA | FL | 33592 |  | 8139861008 |  | INVESTOR | 5 | 750 | 1 | 2090-07-30 | 2090-07-30 | NAF | 0
6 | HILLSBOROUGH | SWHI |  | 6295546 | OTHER PUBLIC WATER SYSTEM | CHLORINATION; AERATION FOR REMOVAL OF ANY SECONDARY CONTAMINANT, SULFIDE, OR ANY UNREGULATED CONTAMINANT; CORROSION CONTROL INHIBITOR ADDITION; HYPOCHLORINATION; IRON OR MANGANESE SEQUESTRATION; OR ULTRAVIOLET RADIATION. THE LEAD/CHIEF OPERATOR MUST BE CLASS D OR HIGHER. 50,000 GPD UP TO 0.25 MGD-STAFFING BY CLASS D OR HIGHER OPERATOR: 3 VISITS/WEEK ON NONCONSECUTIVE DAYS FOR A TOTAL OF 0.3 HOUR/WEEK. LESS THAN 50,000 GPD-STAFFING BY A CLASS D OR HIGHER OPERATOR: 2 VISITS/WEEK ON NONCONSECUTIVE DAYS FOR A TOTAL OF 0.2 HOUR/WEEK. THERE SHALL BE NO MORE THAN 5 DAYS BETWEEN THE LAST VISIT IN ONE WEEK AND THE FIRST VISIT IN THE NEXT WEEK. | N | Y | JOSEPH BERTANI TP | 7757 SHOUPE ROAD |  | PLANT CITY | FL | 33565 |  | 8137570240 |  |  | JOSEPH BERTANI TP | 7757 SHOUPE ROAD |  | PLANT CITY | FL | 33565 |  | 8137570240 |  | INVESTOR | 20 | 1000 | 5 | 2090-05-30 | 2090-05-30 | NAF | 0
6 | HILLSBOROUGH | SWHI |  | 6295547 | OTHER PUBLIC WATER SYSTEM | CHLORINATION; AERATION FOR REMOVAL OF ANY SECONDARY CONTAMINANT, SULFIDE, OR ANY UNREGULATED CONTAMINANT; CORROSION CONTROL INHIBITOR ADDITION; HYPOCHLORINATION; IRON OR MANGANESE SEQUESTRATION; OR ULTRAVIOLET RADIATION. THE LEAD/CHIEF OPERATOR MUST BE CLASS D OR HIGHER. 50,000 GPD UP TO 0.25 MGD-STAFFING BY CLASS D OR HIGHER OPERATOR: 3 VISITS/WEEK ON NONCONSECUTIVE DAYS FOR A TOTAL OF 0.3 HOUR/WEEK. LESS THAN 50,000 GPD-STAFFING BY A CLASS D OR HIGHER OPERATOR: 2 VISITS/WEEK ON NONCONSECUTIVE DAYS FOR A TOTAL OF 0.2 HOUR/WEEK. THERE SHALL BE NO MORE THAN 5 DAYS BETWEEN THE LAST VISIT IN ONE WEEK AND THE FIRST VISIT IN THE NEXT WEEK. | N | Y | WIGGENS DAIRY PRODUCTS | 6806 KNIGHTS GRIFFEN ROAD |  | PLANT CIYT | FL | 33566 |  | 8139862651 |  | WAYNE WIGGENS | WAYNE WIGGENS | 6806 KNIGHTS GRIFFEN ROAD |  | PLANT CITY | FL | 33566 |  | 8139862651 |  | INVESTOR | 2 | 500 | 1 | 2090-09-04 | 2092-04-15 | NAF | 0
6 | HILLSBOROUGH | SWHI |  | 6295548 | OTHER PUBLIC WATER SYSTEM | CHLORINATION; AERATION FOR REMOVAL OF ANY SECONDARY CONTAMINANT, SULFIDE, OR ANY UNREGULATED CONTAMINANT; CORROSION CONTROL INHIBITOR ADDITION; HYPOCHLORINATION; IRON OR MANGANESE SEQUESTRATION; OR ULTRAVIOLET RADIATION. THE LEAD/CHIEF OPERATOR MUST BE CLASS D OR HIGHER. 50,000 GPD UP TO 0.25 MGD-STAFFING BY CLASS D OR HIGHER OPERATOR: 3 VISITS/WEEK ON NONCONSECUTIVE DAYS FOR A TOTAL OF 0.3 HOUR/WEEK. LESS THAN 50,000 GPD-STAFFING BY A CLASS D OR HIGHER OPERATOR: 2 VISITS/WEEK ON NONCONSECUTIVE DAYS FOR A TOTAL OF 0.2 HOUR/WEEK. THERE SHALL BE NO MORE THAN 5 DAYS BETWEEN THE LAST VISIT IN ONE WEEK AND THE FIRST VISIT IN THE NEXT WEEK. | N | Y | TAMPA BAY CHAPTER RARE FRUIT C | 6305 EUREKA SPRINGS ROAD |  | TAMPA | FL | 33610 |  | 8139323731 |  | DR. ARNOLD STARK | TAMPA BAY CHAPTER RARE FRUIT C | 313 PRUETT ROAD |  | SEFFNER | FL | 33584 |  | 8139323731 |  | INVESTOR | 20 | 500 | 1 | 2091-01-03 | 2089-08-30 | NAF | 0
6 | HILLSBOROUGH | SWHI |  | 6295549 | OTHER PUBLIC WATER SYSTEM | CHLORINATION; AERATION FOR REMOVAL OF ANY SECONDARY CONTAMINANT, SULFIDE, OR ANY UNREGULATED CONTAMINANT; CORROSION CONTROL INHIBITOR ADDITION; HYPOCHLORINATION; IRON OR MANGANESE SEQUESTRATION; OR ULTRAVIOLET RADIATION. THE LEAD/CHIEF OPERATOR MUST BE CLASS D OR HIGHER. 50,000 GPD UP TO 0.25 MGD-STAFFING BY CLASS D OR HIGHER OPERATOR: 3 VISITS/WEEK ON NONCONSECUTIVE DAYS FOR A TOTAL OF 0.3 HOUR/WEEK. LESS THAN 50,000 GPD-STAFFING BY A CLASS D OR HIGHER OPERATOR: 2 VISITS/WEEK ON NONCONSECUTIVE DAYS FOR A TOTAL OF 0.2 HOUR/WEEK. THERE SHALL BE NO MORE THAN 5 DAYS BETWEEN THE LAST VISIT IN ONE WEEK AND THE FIRST VISIT IN THE NEXT WEEK. | N | Y | ALL AMERICAN TRUCKING & EQUIP | 6917 GUNN HIGHWAY |  | TAMPA | FL | 33625 |  | 8139612988 |  | NANCY MILITELLO | JOSEPH MILITELLO SR. | 6917 GUNN HIGHWAY |  | TAMPA | FL | 33625 |  | 8139612988 |  | INVESTOR | 3 | 1 | 1 | 2090-07-16 | 2090-07-16 | NAF | 0
6 | HILLSBOROUGH | SWHI |  | 6295550 | OTHER PUBLIC WATER SYSTEM | AERATION FOR REMOVAL OF ANY PRIMARY CONTAMINANT; ALKALINITY/PH ADJUSTMENT; CHLORAMIN ATION; CHLORINE DIOXIDE FOR OXIDATION OR DISINFECTION; FLUORIDATION; ION EXCHANGE FOR REMOVAL OF ANY SECONDARY CONTAMINANT, SULFIDE, OR ANY UNREGULATED CONTAMINANT; OR OZONATION LESS THAN 0.1 MGD. STAFFING BY A CLASS D OR HIGHER OPERATOR: 3 VISITS/WEEK ON NONCONSECUTIVE DAYS FOR A TOTAL OF 0.6 HOUR/WEEK. THE LEAD/CHIEF OPERATOR MUST BE CLASS D OR HIGHER. | N | Y | NUCCIO HEATING AND AIR | 6306 W. LINEBAUGH AVENUE |  | TAMPA | FL | 33625 |  | 8139617895 |  | TOM BUCHANON | NUCCIO HEATING AND AIR | 6306 W LINEBAUGH AVENUE |  | TAMPA | FL | 33625 |  | 8139617895 |  | INVESTOR | 10 | 1100 | 1 | 2011-10-26 | 2010-06-30 | NAF | 0
6 | HILLSBOROUGH | SWHI |  | 6295551 | NONCOMMUNITY | CHLORINATION; AERATION FOR REMOVAL OF ANY SECONDARY CONTAMINANT, SULFIDE, OR ANY UNREGULATED CONTAMINANT; CORROSION CONTROL INHIBITOR ADDITION; HYPOCHLORINATION; IRON OR MANGANESE SEQUESTRATION; OR ULTRAVIOLET RADIATION. THE LEAD/CHIEF OPERATOR MUST BE CLASS D OR HIGHER. 50,000 GPD UP TO 0.25 MGD-STAFFING BY CLASS D OR HIGHER OPERATOR: 3 VISITS/WEEK ON NONCONSECUTIVE DAYS FOR A TOTAL OF 0.3 HOUR/WEEK. LESS THAN 50,000 GPD-STAFFING BY A CLASS D OR HIGHER OPERATOR: 2 VISITS/WEEK ON NONCONSECUTIVE DAYS FOR A TOTAL OF 0.2 HOUR/WEEK. THERE SHALL BE NO MORE THAN 5 DAYS BETWEEN THE LAST VISIT IN ONE WEEK AND THE FIRST VISIT IN THE NEXT WEEK. | N | Y | JOE'S SUBURBAN CLUB | 11601 DOWNS LOOP SOUTH |  | RIVERVIEW | FL | 33569 |  | 8136778021 |  | JEFF NODLAND | JEFF NODLAND | 11601 DOWNS LOOP SOUTH |  | RIVERVIEW | FL | 33569 |  | 8139514852 |  | INVESTOR | 35 | 1500 | 1 | 2021-07-27 | 2021-06-17 | NC01 | 50
6 | HILLSBOROUGH | SWHI |  | 6295552 | OTHER PUBLIC WATER SYSTEM | CHLORINATION; AERATION FOR REMOVAL OF ANY SECONDARY CONTAMINANT, SULFIDE, OR ANY UNREGULATED CONTAMINANT; CORROSION CONTROL INHIBITOR ADDITION; HYPOCHLORINATION; IRON OR MANGANESE SEQUESTRATION; OR ULTRAVIOLET RADIATION. THE LEAD/CHIEF OPERATOR MUST BE CLASS D OR HIGHER. 50,000 GPD UP TO 0.25 MGD-STAFFING BY CLASS D OR HIGHER OPERATOR: 3 VISITS/WEEK ON NONCONSECUTIVE DAYS FOR A TOTAL OF 0.3 HOUR/WEEK. LESS THAN 50,000 GPD-STAFFING BY A CLASS D OR HIGHER OPERATOR: 2 VISITS/WEEK ON NONCONSECUTIVE DAYS FOR A TOTAL OF 0.2 HOUR/WEEK. THERE SHALL BE NO MORE THAN 5 DAYS BETWEEN THE LAST VISIT IN ONE WEEK AND THE FIRST VISIT IN THE NEXT WEEK. | N | Y | ROCHE TP | 8709 GARDNER RD |  | TAMPA | FL | 33625 |  | 8132233555 |  | ROCHE | ARMANDO ROCHE | 1302 N MARION ST |  | TAMPA | FL | 33602 |  | 8132233555 |  | INVESTOR | 16 | 1600 | 8 | 2090-10-25 | 2090-10-25 | NAF | 0
6 | HILLSBOROUGH | SWHI |  | 6295553 | OTHER PUBLIC WATER SYSTEM | CHLORINATION; AERATION FOR REMOVAL OF ANY SECONDARY CONTAMINANT, SULFIDE, OR ANY UNREGULATED CONTAMINANT; CORROSION CONTROL INHIBITOR ADDITION; HYPOCHLORINATION; IRON OR MANGANESE SEQUESTRATION; OR ULTRAVIOLET RADIATION. THE LEAD/CHIEF OPERATOR MUST BE CLASS D OR HIGHER. 50,000 GPD UP TO 0.25 MGD-STAFFING BY CLASS D OR HIGHER OPERATOR: 3 VISITS/WEEK ON NONCONSECUTIVE DAYS FOR A TOTAL OF 0.3 HOUR/WEEK. LESS THAN 50,000 GPD-STAFFING BY A CLASS D OR HIGHER OPERATOR: 2 VISITS/WEEK ON NONCONSECUTIVE DAYS FOR A TOTAL OF 0.2 HOUR/WEEK. THERE SHALL BE NO MORE THAN 5 DAYS BETWEEN THE LAST VISIT IN ONE WEEK AND THE FIRST VISIT IN THE NEXT WEEK. | N | Y | MICKEY'S TP | 2514 WEST LAKE DRIVE |  | WIMAUMA | FL | 33598 |  | 8136341209 |  | DAVID KITCHEN | DAVID KITCHEN | P.O. BOX 5592 |  | SUN CITY CENTER | FL | 33571 |  | 8136341209 |  | INVESTOR | 24 | 2400 | 12 | 2090-11-26 | 2090-11-26 | NAF | 0
6 | HILLSBOROUGH | SWHI |  | 6295556 | OTHER PUBLIC WATER SYSTEM | CHLORINATION; AERATION FOR REMOVAL OF ANY SECONDARY CONTAMINANT, SULFIDE, OR ANY UNREGULATED CONTAMINANT; CORROSION CONTROL INHIBITOR ADDITION; HYPOCHLORINATION; IRON OR MANGANESE SEQUESTRATION; OR ULTRAVIOLET RADIATION. THE LEAD/CHIEF OPERATOR MUST BE CLASS D OR HIGHER. 50,000 GPD UP TO 0.25 MGD-STAFFING BY CLASS D OR HIGHER OPERATOR: 3 VISITS/WEEK ON NONCONSECUTIVE DAYS FOR A TOTAL OF 0.3 HOUR/WEEK. LESS THAN 50,000 GPD-STAFFING BY A CLASS D OR HIGHER OPERATOR: 2 VISITS/WEEK ON NONCONSECUTIVE DAYS FOR A TOTAL OF 0.2 HOUR/WEEK. THERE SHALL BE NO MORE THAN 5 DAYS BETWEEN THE LAST VISIT IN ONE WEEK AND THE FIRST VISIT IN THE NEXT WEEK. | N | Y | CASA FEEBE ACLF | 312 E. 124TH AVE |  | TAMPA | FL | 33612 |  | 8139323618 |  |  | CASA FEEBE ACLF | 312 E. 124TH AVE |  | TAMPA | FL | 33612 |  | 8139323618 |  | INVESTOR | 20 | 1 | 1 | 2090-10-09 | 2090-08-22 | NAF | 0
6 | HILLSBOROUGH | SWHI |  | 6295559 | OTHER PUBLIC WATER SYSTEM | CHLORINATION; AERATION FOR REMOVAL OF ANY SECONDARY CONTAMINANT, SULFIDE, OR ANY UNREGULATED CONTAMINANT; CORROSION CONTROL INHIBITOR ADDITION; HYPOCHLORINATION; IRON OR MANGANESE SEQUESTRATION; OR ULTRAVIOLET RADIATION. THE LEAD/CHIEF OPERATOR MUST BE CLASS D OR HIGHER. 50,000 GPD UP TO 0.25 MGD-STAFFING BY CLASS D OR HIGHER OPERATOR: 3 VISITS/WEEK ON NONCONSECUTIVE DAYS FOR A TOTAL OF 0.3 HOUR/WEEK. LESS THAN 50,000 GPD-STAFFING BY A CLASS D OR HIGHER OPERATOR: 2 VISITS/WEEK ON NONCONSECUTIVE DAYS FOR A TOTAL OF 0.2 HOUR/WEEK. THERE SHALL BE NO MORE THAN 5 DAYS BETWEEN THE LAST VISIT IN ONE WEEK AND THE FIRST VISIT IN THE NEXT WEEK. | N | Y | KEN MAR APTS | 13609 N. 24TH ST |  | TAMPA | FL | 33612 |  | 8139720077 |  |  | RHODA KARPEY | 922 D E. 124TH AVE |  | TAMPA | FL | 33612 |  | 8138778767 |  | INVESTOR | 20 | 1 | 12 | 2090-08-07 | 2090-05-11 | NAF | 0
6 | HILLSBOROUGH | SWHI |  | 6295560 | OTHER PUBLIC WATER SYSTEM | CHLORINATION; AERATION FOR REMOVAL OF ANY SECONDARY CONTAMINANT, SULFIDE, OR ANY UNREGULATED CONTAMINANT; CORROSION CONTROL INHIBITOR ADDITION; HYPOCHLORINATION; IRON OR MANGANESE SEQUESTRATION; OR ULTRAVIOLET RADIATION. THE LEAD/CHIEF OPERATOR MUST BE CLASS D OR HIGHER. 50,000 GPD UP TO 0.25 MGD-STAFFING BY CLASS D OR HIGHER OPERATOR: 3 VISITS/WEEK ON NONCONSECUTIVE DAYS FOR A TOTAL OF 0.3 HOUR/WEEK. LESS THAN 50,000 GPD-STAFFING BY A CLASS D OR HIGHER OPERATOR: 2 VISITS/WEEK ON NONCONSECUTIVE DAYS FOR A TOTAL OF 0.2 HOUR/WEEK. THERE SHALL BE NO MORE THAN 5 DAYS BETWEEN THE LAST VISIT IN ONE WEEK AND THE FIRST VISIT IN THE NEXT WEEK. | N | Y | GRANNY'S PLACE | 6806 N. GLEN AVE |  | TAMPA | FL | 33614 |  | 8138760650 |  |  | MARILYN BUCHANAN | 6806 N. GLEN AVE |  | TAMPA | FL | 33614 |  | 8138554300 |  | INVESTOR | 10 | 1 | 1 | 2090-09-24 | 2090-09-24 | NAF | 0
6 | HILLSBOROUGH | SWHI |  | 6295563 | OTHER PUBLIC WATER SYSTEM | CHLORINATION; AERATION FOR REMOVAL OF ANY SECONDARY CONTAMINANT, SULFIDE, OR ANY UNREGULATED CONTAMINANT; CORROSION CONTROL INHIBITOR ADDITION; HYPOCHLORINATION; IRON OR MANGANESE SEQUESTRATION; OR ULTRAVIOLET RADIATION. THE LEAD/CHIEF OPERATOR MUST BE CLASS D OR HIGHER. 50,000 GPD UP TO 0.25 MGD-STAFFING BY CLASS D OR HIGHER OPERATOR: 3 VISITS/WEEK ON NONCONSECUTIVE DAYS FOR A TOTAL OF 0.3 HOUR/WEEK. LESS THAN 50,000 GPD-STAFFING BY A CLASS D OR HIGHER OPERATOR: 2 VISITS/WEEK ON NONCONSECUTIVE DAYS FOR A TOTAL OF 0.2 HOUR/WEEK. THERE SHALL BE NO MORE THAN 5 DAYS BETWEEN THE LAST VISIT IN ONE WEEK AND THE FIRST VISIT IN THE NEXT WEEK. | N | Y | SILVER LANE TP | 4114 SILVER LANE |  | VALRICO | FL | 33594 |  | 8136897377 |  |  | MARSHALL & VIOLET DINGMAN | 4114 SILVER LANE |  | VALRICO | FL | 33594 |  |  |  | INVESTOR | 24 | 1 | 12 | 2090-09-24 | 2090-09-24 | NAF | 0
6 | HILLSBOROUGH | SWHI |  | 6295565 | COMMUNITY | CHLORINATION; AERATION FOR REMOVAL OF ANY SECONDARY CONTAMINANT, SULFIDE, OR ANY UNREGULATED CONTAMINANT; CORROSION CONTROL INHIBITOR ADDITION; HYPOCHLORINATION; IRON OR MANGANESE SEQUESTRATION; OR ULTRAVIOLET RADIATION. THE LEAD/CHIEF OPERATOR MUST BE CLASS D OR HIGHER. 50,000 GPD UP TO 0.25 MGD-STAFFING BY CLASS D OR HIGHER OPERATOR: 3 VISITS/WEEK ON NONCONSECUTIVE DAYS FOR A TOTAL OF 0.3 HOUR/WEEK. LESS THAN 50,000 GPD-STAFFING BY A CLASS D OR HIGHER OPERATOR: 2 VISITS/WEEK ON NONCONSECUTIVE DAYS FOR A TOTAL OF 0.2 HOUR/WEEK. THERE SHALL BE NO MORE THAN 5 DAYS BETWEEN THE LAST VISIT IN ONE WEEK AND THE FIRST VISIT IN THE NEXT WEEK. | N | Y | SILVER STAR MHP | 19608 LIVINGSTON AVENUE |  | LUTZ | FL | 33549 |  | 8135451503 |  | CHRISTOPHER HONAN | JORDEMMA INVESTMENTS LLC | 1813 SHADY GROVE LANE |  | FLEMING ISLAND | FL | 32003 |  | 8135451503 |  | INVESTOR | 25 | 4500 | 16 | 2020-03-12 | 2020-02-05 | DC06 | 100
6 | HILLSBOROUGH | SWHI |  | 6295566 | OTHER PUBLIC WATER SYSTEM | CHLORINATION; AERATION FOR REMOVAL OF ANY SECONDARY CONTAMINANT, SULFIDE, OR ANY UNREGULATED CONTAMINANT; CORROSION CONTROL INHIBITOR ADDITION; HYPOCHLORINATION; IRON OR MANGANESE SEQUESTRATION; OR ULTRAVIOLET RADIATION. THE LEAD/CHIEF OPERATOR MUST BE CLASS D OR HIGHER. 50,000 GPD UP TO 0.25 MGD-STAFFING BY CLASS D OR HIGHER OPERATOR: 3 VISITS/WEEK ON NONCONSECUTIVE DAYS FOR A TOTAL OF 0.3 HOUR/WEEK. LESS THAN 50,000 GPD-STAFFING BY A CLASS D OR HIGHER OPERATOR: 2 VISITS/WEEK ON NONCONSECUTIVE DAYS FOR A TOTAL OF 0.2 HOUR/WEEK. THERE SHALL BE NO MORE THAN 5 DAYS BETWEEN THE LAST VISIT IN ONE WEEK AND THE FIRST VISIT IN THE NEXT WEEK. | N | Y | FERN VALLEY MHP | 10601 TANNER RD |  | MANGO | FL | 33550 |  | 8136531891 |  |  | GERALD CHUNKO | 3908 LITHIA RIDGE |  | VALRICO | FL | 33511 |  | 8136531891 |  | INVESTOR | 24 | 1 | 12 | 2092-03-03 | 2092-02-12 | NAF | 0
6 | HILLSBOROUGH | SWHI | PLAZAMH@GMAIL.COM | 6295569 | COMMUNITY | CHLORINATION; AERATION FOR REMOVAL OF ANY SECONDARY CONTAMINANT, SULFIDE, OR ANY UNREGULATED CONTAMINANT; CORROSION CONTROL INHIBITOR ADDITION; HYPOCHLORINATION; IRON OR MANGANESE SEQUESTRATION; OR ULTRAVIOLET RADIATION. THE LEAD/CHIEF OPERATOR MUST BE CLASS D OR HIGHER. 50,000 GPD UP TO 0.25 MGD-STAFFING BY CLASS D OR HIGHER OPERATOR: 3 VISITS/WEEK ON NONCONSECUTIVE DAYS FOR A TOTAL OF 0.3 HOUR/WEEK. LESS THAN 50,000 GPD-STAFFING BY A CLASS D OR HIGHER OPERATOR: 2 VISITS/WEEK ON NONCONSECUTIVE DAYS FOR A TOTAL OF 0.2 HOUR/WEEK. THERE SHALL BE NO MORE THAN 5 DAYS BETWEEN THE LAST VISIT IN ONE WEEK AND THE FIRST VISIT IN THE NEXT WEEK. | N | Y | HILLSBOROUGH MHP | 1610 STATE ROAD 60 |  | VALRICO | FL | 33594 |  | 8136859110 |  | ALEX ROJAS | MOJ REALTY CORP | PO BOX 2757 |  | VALRICO | FL | 33594 |  | 8136859110 |  | INVESTOR | 60 | 7500 | 27 | 2021-05-04 | 2021-04-01 | DC06 | 100
6 | HILLSBOROUGH | SWHI |  | 6295570 | OTHER PUBLIC WATER SYSTEM | CHLORINATION; AERATION FOR REMOVAL OF ANY SECONDARY CONTAMINANT, SULFIDE, OR ANY UNREGULATED CONTAMINANT; CORROSION CONTROL INHIBITOR ADDITION; HYPOCHLORINATION; IRON OR MANGANESE SEQUESTRATION; OR ULTRAVIOLET RADIATION. THE LEAD/CHIEF OPERATOR MUST BE CLASS D OR HIGHER. 50,000 GPD UP TO 0.25 MGD-STAFFING BY CLASS D OR HIGHER OPERATOR: 3 VISITS/WEEK ON NONCONSECUTIVE DAYS FOR A TOTAL OF 0.3 HOUR/WEEK. LESS THAN 50,000 GPD-STAFFING BY A CLASS D OR HIGHER OPERATOR: 2 VISITS/WEEK ON NONCONSECUTIVE DAYS FOR A TOTAL OF 0.2 HOUR/WEEK. THERE SHALL BE NO MORE THAN 5 DAYS BETWEEN THE LAST VISIT IN ONE WEEK AND THE FIRST VISIT IN THE NEXT WEEK. | N | Y | HIDDEN LANE MHP | 2017 U.S. 41 SO. |  | RUSKIN | FL | 33570 |  | 8136453937 |  | BETTY PEARSON | JERONIMO CASTILLO | 317 WENDI LANE |  | RUSKIN | FL | 33570 |  | 8136453937 |  | INVESTOR | 20 | 1 | 9 | 2092-10-12 | 2092-01-17 | NAF | 0
6 | HILLSBOROUGH | SWHI |  | 6295571 | OTHER PUBLIC WATER SYSTEM | CHLORINATION; AERATION FOR REMOVAL OF ANY SECONDARY CONTAMINANT, SULFIDE, OR ANY UNREGULATED CONTAMINANT; CORROSION CONTROL INHIBITOR ADDITION; HYPOCHLORINATION; IRON OR MANGANESE SEQUESTRATION; OR ULTRAVIOLET RADIATION. THE LEAD/CHIEF OPERATOR MUST BE CLASS D OR HIGHER. 50,000 GPD UP TO 0.25 MGD-STAFFING BY CLASS D OR HIGHER OPERATOR: 3 VISITS/WEEK ON NONCONSECUTIVE DAYS FOR A TOTAL OF 0.3 HOUR/WEEK. LESS THAN 50,000 GPD-STAFFING BY A CLASS D OR HIGHER OPERATOR: 2 VISITS/WEEK ON NONCONSECUTIVE DAYS FOR A TOTAL OF 0.2 HOUR/WEEK. THERE SHALL BE NO MORE THAN 5 DAYS BETWEEN THE LAST VISIT IN ONE WEEK AND THE FIRST VISIT IN THE NEXT WEEK. | N | Y | INOMA APTS | 13607 INOMA STREET |  | TAMPA | FL | 33612 |  | 8139687143 |  | JACK FERNANDEZ | REALTY TREND | P.O. BOX 82948 |  | TAMPA | FL | 33682 |  | 8139687143 |  | INVESTOR | 16 | 1 | 8 | 2090-12-10 | 2090-10-29 | NAF | 0
6 | HILLSBOROUGH | SWHI |  | 6295574 | OTHER PUBLIC WATER SYSTEM | CHLORINATION; AERATION FOR REMOVAL OF ANY SECONDARY CONTAMINANT, SULFIDE, OR ANY UNREGULATED CONTAMINANT; CORROSION CONTROL INHIBITOR ADDITION; HYPOCHLORINATION; IRON OR MANGANESE SEQUESTRATION; OR ULTRAVIOLET RADIATION. THE LEAD/CHIEF OPERATOR MUST BE CLASS D OR HIGHER. 50,000 GPD UP TO 0.25 MGD-STAFFING BY CLASS D OR HIGHER OPERATOR: 3 VISITS/WEEK ON NONCONSECUTIVE DAYS FOR A TOTAL OF 0.3 HOUR/WEEK. LESS THAN 50,000 GPD-STAFFING BY A CLASS D OR HIGHER OPERATOR: 2 VISITS/WEEK ON NONCONSECUTIVE DAYS FOR A TOTAL OF 0.2 HOUR/WEEK. THERE SHALL BE NO MORE THAN 5 DAYS BETWEEN THE LAST VISIT IN ONE WEEK AND THE FIRST VISIT IN THE NEXT WEEK. | N | Y | PIPPIN RMH, CARL | 4004 FORBES RD |  | PLANT CITY | FL | 33565 |  | 8137529672 |  | CARL PIPPIN | CARL PIPPIN | 4004 FORBES RD |  | PLANT CITY | FL | 33565 |  | 8137529672 |  | INVESTOR | 10 | 1 | 1 | 2092-08-03 | 2092-08-03 | NAF | 0
6 | HILLSBOROUGH | SWHI | j4788j7bnt@aol.com | 6295577 | COMMUNITY | CHLORINATION; AERATION FOR REMOVAL OF ANY SECONDARY CONTAMINANT, SULFIDE, OR ANY UNREGULATED CONTAMINANT; CORROSION CONTROL INHIBITOR ADDITION; HYPOCHLORINATION; IRON OR MANGANESE SEQUESTRATION; OR ULTRAVIOLET RADIATION. THE LEAD/CHIEF OPERATOR MUST BE CLASS D OR HIGHER. 50,000 GPD UP TO 0.25 MGD-STAFFING BY CLASS D OR HIGHER OPERATOR: 3 VISITS/WEEK ON NONCONSECUTIVE DAYS FOR A TOTAL OF 0.3 HOUR/WEEK. LESS THAN 50,000 GPD-STAFFING BY A CLASS D OR HIGHER OPERATOR: 2 VISITS/WEEK ON NONCONSECUTIVE DAYS FOR A TOTAL OF 0.2 HOUR/WEEK. THERE SHALL BE NO MORE THAN 5 DAYS BETWEEN THE LAST VISIT IN ONE WEEK AND THE FIRST VISIT IN THE NEXT WEEK. | N | Y | NATURE'S TRAIL MHP | 12730 CHARLIE B WAY |  | THONOTOSASSA | FL | 33592 | 9552 | 8139862301 |  | JONATHAN BURNS | JONATHAN BURNS | 12928 CHRIS PLACE |  | THONOTOSASSA | FL | 33592 |  | 8139862301 |  | INVESTOR | 50 | 17500 | 35 | 2021-04-29 | 2021-03-17 | DC06 | 100
6 | HILLSBOROUGH | SWHI |  | 6295579 | OTHER PUBLIC WATER SYSTEM | CHLORINATION; AERATION FOR REMOVAL OF ANY SECONDARY CONTAMINANT, SULFIDE, OR ANY UNREGULATED CONTAMINANT; CORROSION CONTROL INHIBITOR ADDITION; HYPOCHLORINATION; IRON OR MANGANESE SEQUESTRATION; OR ULTRAVIOLET RADIATION. THE LEAD/CHIEF OPERATOR MUST BE CLASS D OR HIGHER. 50,000 GPD UP TO 0.25 MGD-STAFFING BY CLASS D OR HIGHER OPERATOR: 3 VISITS/WEEK ON NONCONSECUTIVE DAYS FOR A TOTAL OF 0.3 HOUR/WEEK. LESS THAN 50,000 GPD-STAFFING BY A CLASS D OR HIGHER OPERATOR: 2 VISITS/WEEK ON NONCONSECUTIVE DAYS FOR A TOTAL OF 0.2 HOUR/WEEK. THERE SHALL BE NO MORE THAN 5 DAYS BETWEEN THE LAST VISIT IN ONE WEEK AND THE FIRST VISIT IN THE NEXT WEEK. | N | Y | AL'S LAWN CARE PROD & SERV | 18905 N. DALE MABRY HWY |  | LUTZ | FL | 33549 |  | 8139491384 |  | AL SILENCE | AL SILENCE | 18905 N. DALE MABRY HWY |  | LUTZ | FL | 33549 |  | 8139491384 |  | INVESTOR | 10 | 1000 | 1 | 2091-04-23 | 2091-04-23 | NAF | 0
6 | HILLSBOROUGH | SWHI | VWC33567@GMAIL.COM | 6295581 | NONCOMMUNITY | CHLORINATION; AERATION FOR REMOVAL OF ANY SECONDARY CONTAMINANT, SULFIDE, OR ANY UNREGULATED CONTAMINANT; CORROSION CONTROL INHIBITOR ADDITION; HYPOCHLORINATION; IRON OR MANGANESE SEQUESTRATION; OR ULTRAVIOLET RADIATION. THE LEAD/CHIEF OPERATOR MUST BE CLASS D OR HIGHER. 50,000 GPD UP TO 0.25 MGD-STAFFING BY CLASS D OR HIGHER OPERATOR: 3 VISITS/WEEK ON NONCONSECUTIVE DAYS FOR A TOTAL OF 0.3 HOUR/WEEK. LESS THAN 50,000 GPD-STAFFING BY A CLASS D OR HIGHER OPERATOR: 2 VISITS/WEEK ON NONCONSECUTIVE DAYS FOR A TOTAL OF 0.2 HOUR/WEEK. THERE SHALL BE NO MORE THAN 5 DAYS BETWEEN THE LAST VISIT IN ONE WEEK AND THE FIRST VISIT IN THE NEXT WEEK. | N | Y | VICTORY WORSHIP CENTER | 6637 COUNTY LINE ROAD |  | PLANT CITY | FL | 33567 |  | 8137546089 |  | TIM WILLIAMS | VICTORY WORSHIP CENTER | 6637 COUNTY LINE ROAD |  | PLANT CITY | FL | 33567 |  | 8137546089 |  | INVESTOR | 50 | 1999 | 1 | 2019-03-28 | 2021-09-24 | NC01 | 50
6 | HILLSBOROUGH | SWHI |  | 6295583 | OTHER PUBLIC WATER SYSTEM | CHLORINATION; AERATION FOR REMOVAL OF ANY SECONDARY CONTAMINANT, SULFIDE, OR ANY UNREGULATED CONTAMINANT; CORROSION CONTROL INHIBITOR ADDITION; HYPOCHLORINATION; IRON OR MANGANESE SEQUESTRATION; OR ULTRAVIOLET RADIATION. THE LEAD/CHIEF OPERATOR MUST BE CLASS D OR HIGHER. 50,000 GPD UP TO 0.25 MGD-STAFFING BY CLASS D OR HIGHER OPERATOR: 3 VISITS/WEEK ON NONCONSECUTIVE DAYS FOR A TOTAL OF 0.3 HOUR/WEEK. LESS THAN 50,000 GPD-STAFFING BY A CLASS D OR HIGHER OPERATOR: 2 VISITS/WEEK ON NONCONSECUTIVE DAYS FOR A TOTAL OF 0.2 HOUR/WEEK. THERE SHALL BE NO MORE THAN 5 DAYS BETWEEN THE LAST VISIT IN ONE WEEK AND THE FIRST VISIT IN THE NEXT WEEK. | N | Y | TEMPLE TERRACE SCHWINN CYCLERY | 5001 W. FOWLER AVENUE |  | TAMPA | FL | 33612 |  | 8139602881 |  | HAMILTON | CHARLES ALLEN | 12712 NORTH 56TH STREET |  | TAMPA | FL | 33617 |  |  |  | INVESTOR | 4 | 150 | 1 | 2091-06-04 | 2091-06-04 | NAF | 0
6 | HILLSBOROUGH | SWHI |  | 6295584 | OTHER PUBLIC WATER SYSTEM | CHLORINATION; AERATION FOR REMOVAL OF ANY SECONDARY CONTAMINANT, SULFIDE, OR ANY UNREGULATED CONTAMINANT; CORROSION CONTROL INHIBITOR ADDITION; HYPOCHLORINATION; IRON OR MANGANESE SEQUESTRATION; OR ULTRAVIOLET RADIATION. THE LEAD/CHIEF OPERATOR MUST BE CLASS D OR HIGHER. 50,000 GPD UP TO 0.25 MGD-STAFFING BY CLASS D OR HIGHER OPERATOR: 3 VISITS/WEEK ON NONCONSECUTIVE DAYS FOR A TOTAL OF 0.3 HOUR/WEEK. LESS THAN 50,000 GPD-STAFFING BY A CLASS D OR HIGHER OPERATOR: 2 VISITS/WEEK ON NONCONSECUTIVE DAYS FOR A TOTAL OF 0.2 HOUR/WEEK. THERE SHALL BE NO MORE THAN 5 DAYS BETWEEN THE LAST VISIT IN ONE WEEK AND THE FIRST VISIT IN THE NEXT WEEK. | N | Y | HCPUD/SHELDON RD DE-CHLOR FAC | P.O. BOX 1110 |  | TAMPA | FL | 33601 |  | 8136907779 |  | ARNOLD BECKER | HILLSBOROUGH CTY PUBLIC UTIL | 9320 WATERS AVENUE |  | TAMPA | FL | 33624 |  | 8139684825 |  | INVESTOR | 1 | 900 | 1 | 2091-06-06 | 2091-06-06 | NAF | 0
6 | HILLSBOROUGH | SWHI |  | 6295585 | OTHER PUBLIC WATER SYSTEM | CHLORINATION; AERATION FOR REMOVAL OF ANY SECONDARY CONTAMINANT, SULFIDE, OR ANY UNREGULATED CONTAMINANT; CORROSION CONTROL INHIBITOR ADDITION; HYPOCHLORINATION; IRON OR MANGANESE SEQUESTRATION; OR ULTRAVIOLET RADIATION. THE LEAD/CHIEF OPERATOR MUST BE CLASS D OR HIGHER. 50,000 GPD UP TO 0.25 MGD-STAFFING BY CLASS D OR HIGHER OPERATOR: 3 VISITS/WEEK ON NONCONSECUTIVE DAYS FOR A TOTAL OF 0.3 HOUR/WEEK. LESS THAN 50,000 GPD-STAFFING BY A CLASS D OR HIGHER OPERATOR: 2 VISITS/WEEK ON NONCONSECUTIVE DAYS FOR A TOTAL OF 0.2 HOUR/WEEK. THERE SHALL BE NO MORE THAN 5 DAYS BETWEEN THE LAST VISIT IN ONE WEEK AND THE FIRST VISIT IN THE NEXT WEEK. | N | Y | GALAXY FIREWORKS | 4010 W. HUMPHREY |  | TAMPA | FL | 33614 |  | 8139684971 |  | RUSSELL PARSON | RUSSELL PARSON | 9908 N. DALE MABRY HWY |  | TAMPA | FL | 33624 |  | 8138851306 |  | INVESTOR | 3 | 100 | 1 | 2091-06-18 | 2091-06-18 | NAF | 0
6 | HILLSBOROUGH | SWHI |  | 6295586 | OTHER PUBLIC WATER SYSTEM | CHLORINATION; AERATION FOR REMOVAL OF ANY SECONDARY CONTAMINANT, SULFIDE, OR ANY UNREGULATED CONTAMINANT; CORROSION CONTROL INHIBITOR ADDITION; HYPOCHLORINATION; IRON OR MANGANESE SEQUESTRATION; OR ULTRAVIOLET RADIATION. THE LEAD/CHIEF OPERATOR MUST BE CLASS D OR HIGHER. 50,000 GPD UP TO 0.25 MGD-STAFFING BY CLASS D OR HIGHER OPERATOR: 3 VISITS/WEEK ON NONCONSECUTIVE DAYS FOR A TOTAL OF 0.3 HOUR/WEEK. LESS THAN 50,000 GPD-STAFFING BY A CLASS D OR HIGHER OPERATOR: 2 VISITS/WEEK ON NONCONSECUTIVE DAYS FOR A TOTAL OF 0.2 HOUR/WEEK. THERE SHALL BE NO MORE THAN 5 DAYS BETWEEN THE LAST VISIT IN ONE WEEK AND THE FIRST VISIT IN THE NEXT WEEK. | N | Y | B & M PRECISION INC | 912 27TH AVE S.E. |  | RUSKIN | FL | 33570 |  | 8136451188 |  | JERRY BOWMAN | B & M PRECISION INC | 1225 4TH STREET S.W. |  | RUSKIN | FL | 33570 |  | 8136451188 |  | INVESTOR | 20 | 900 | 1 | 2091-07-02 | 2091-07-02 | NAF | 0
6 | HILLSBOROUGH | SWHI |  | 6295587 | NONCOMMUNITY | CHLORINATION; AERATION FOR REMOVAL OF ANY SECONDARY CONTAMINANT, SULFIDE, OR ANY UNREGULATED CONTAMINANT; CORROSION CONTROL INHIBITOR ADDITION; HYPOCHLORINATION; IRON OR MANGANESE SEQUESTRATION; OR ULTRAVIOLET RADIATION. THE LEAD/CHIEF OPERATOR MUST BE CLASS D OR HIGHER. 50,000 GPD UP TO 0.25 MGD-STAFFING BY CLASS D OR HIGHER OPERATOR: 3 VISITS/WEEK ON NONCONSECUTIVE DAYS FOR A TOTAL OF 0.3 HOUR/WEEK. LESS THAN 50,000 GPD-STAFFING BY A CLASS D OR HIGHER OPERATOR: 2 VISITS/WEEK ON NONCONSECUTIVE DAYS FOR A TOTAL OF 0.2 HOUR/WEEK. THERE SHALL BE NO MORE THAN 5 DAYS BETWEEN THE LAST VISIT IN ONE WEEK AND THE FIRST VISIT IN THE NEXT WEEK. | N | Y | WELCOME BAPTIST CHURCH | 2219 WELCOME RD |  | LITHIA | FL | 33547 |  | 8137372288 |  | RON HUMMEL | WELCOME BAPTIST CHURCH | 4941 E KEYSVILLE RD |  | LITHIA | FL | 33547 |  | 8139571577 |  | OTHER | 100 | 1800 | 2 | 2019-10-29 | 2021-08-12 | NC01 | 50
6 | HILLSBOROUGH | SWHI |  | 6295589 | OTHER PUBLIC WATER SYSTEM | CHLORINATION; AERATION FOR REMOVAL OF ANY SECONDARY CONTAMINANT, SULFIDE, OR ANY UNREGULATED CONTAMINANT; CORROSION CONTROL INHIBITOR ADDITION; HYPOCHLORINATION; IRON OR MANGANESE SEQUESTRATION; OR ULTRAVIOLET RADIATION. THE LEAD/CHIEF OPERATOR MUST BE CLASS D OR HIGHER. 50,000 GPD UP TO 0.25 MGD-STAFFING BY CLASS D OR HIGHER OPERATOR: 3 VISITS/WEEK ON NONCONSECUTIVE DAYS FOR A TOTAL OF 0.3 HOUR/WEEK. LESS THAN 50,000 GPD-STAFFING BY A CLASS D OR HIGHER OPERATOR: 2 VISITS/WEEK ON NONCONSECUTIVE DAYS FOR A TOTAL OF 0.2 HOUR/WEEK. THERE SHALL BE NO MORE THAN 5 DAYS BETWEEN THE LAST VISIT IN ONE WEEK AND THE FIRST VISIT IN THE NEXT WEEK. | N | Y | UB CORP ANTENNAS FOR AEROSPACE | 9829 WILSKY BLVD. |  | TAMPA | FL | 33615 |  | 8138841463 |  |  | UB CORP | 9829 WILSKY BLVD |  | TAMPA | FL | 33615 |  | 8138841463 |  | INVESTOR | 11 | 2500 | 1 | 2001-01-26 | 13-NOV-00 | NAF | 0
6 | HILLSBOROUGH | SWHI | tsewell42@aol.com | 6295591 | NONCOMMUNITY | CHLORINATION; AERATION FOR REMOVAL OF ANY SECONDARY CONTAMINANT, SULFIDE, OR ANY UNREGULATED CONTAMINANT; CORROSION CONTROL INHIBITOR ADDITION; HYPOCHLORINATION; IRON OR MANGANESE SEQUESTRATION; OR ULTRAVIOLET RADIATION. THE LEAD/CHIEF OPERATOR MUST BE CLASS D OR HIGHER. 50,000 GPD UP TO 0.25 MGD-STAFFING BY CLASS D OR HIGHER OPERATOR: 3 VISITS/WEEK ON NONCONSECUTIVE DAYS FOR A TOTAL OF 0.3 HOUR/WEEK. LESS THAN 50,000 GPD-STAFFING BY A CLASS D OR HIGHER OPERATOR: 2 VISITS/WEEK ON NONCONSECUTIVE DAYS FOR A TOTAL OF 0.2 HOUR/WEEK. THERE SHALL BE NO MORE THAN 5 DAYS BETWEEN THE LAST VISIT IN ONE WEEK AND THE FIRST VISIT IN THE NEXT WEEK. | N | Y | LILY OF THE VALLEY | 9812 HARNEY ROAD |  | THONOTOSASSA | FL | 33592 |  | 8133048906 |  | TONY SEWELL | LILY OF THE VALLEY | 9812 HARNEY RD |  | THONOTOSASSA | FL | 33592 |  | 8133048906 |  | INVESTOR | 35 | 1200 | 4 | 2021-09-29 | 2021-09-27 | NC01 | 50
6 | HILLSBOROUGH | SWHI |  | 6295595 | OTHER PUBLIC WATER SYSTEM | CHLORINATION; AERATION FOR REMOVAL OF ANY SECONDARY CONTAMINANT, SULFIDE, OR ANY UNREGULATED CONTAMINANT; CORROSION CONTROL INHIBITOR ADDITION; HYPOCHLORINATION; IRON OR MANGANESE SEQUESTRATION; OR ULTRAVIOLET RADIATION. THE LEAD/CHIEF OPERATOR MUST BE CLASS D OR HIGHER. 50,000 GPD UP TO 0.25 MGD-STAFFING BY CLASS D OR HIGHER OPERATOR: 3 VISITS/WEEK ON NONCONSECUTIVE DAYS FOR A TOTAL OF 0.3 HOUR/WEEK. LESS THAN 50,000 GPD-STAFFING BY A CLASS D OR HIGHER OPERATOR: 2 VISITS/WEEK ON NONCONSECUTIVE DAYS FOR A TOTAL OF 0.2 HOUR/WEEK. THERE SHALL BE NO MORE THAN 5 DAYS BETWEEN THE LAST VISIT IN ONE WEEK AND THE FIRST VISIT IN THE NEXT WEEK. | N | Y | PARKSDALE FARMS RMH #2 | 3719 TANNER ROAD |  | DOVER | FL | 33527 |  |  |  |  | PARKSDALE FARMS RMH #2 | 3719 TANNER ROAD |  | DOVER | FL | 33527 |  |  |  | INVESTOR | 20 | 1 | 10 | 2094-07-27 | 2094-07-27 | NAF | 0
6 | HILLSBOROUGH | SWHI | DGRUNDEL@FRIENDSOFJOSHUAHOUSE.ORG | 6295596 | NONTRANSIENT NONCOMMUNITY | CHLORINATION; AERATION FOR REMOVAL OF ANY SECONDARY CONTAMINANT, SULFIDE, OR ANY UNREGULATED CONTAMINANT; CORROSION CONTROL INHIBITOR ADDITION; HYPOCHLORINATION; IRON OR MANGANESE SEQUESTRATION; OR ULTRAVIOLET RADIATION. THE LEAD/CHIEF OPERATOR MUST BE CLASS D OR HIGHER. 50,000 GPD UP TO 0.25 MGD-STAFFING BY CLASS D OR HIGHER OPERATOR: 3 VISITS/WEEK ON NONCONSECUTIVE DAYS FOR A TOTAL OF 0.3 HOUR/WEEK. LESS THAN 50,000 GPD-STAFFING BY A CLASS D OR HIGHER OPERATOR: 2 VISITS/WEEK ON NONCONSECUTIVE DAYS FOR A TOTAL OF 0.2 HOUR/WEEK. THERE SHALL BE NO MORE THAN 5 DAYS BETWEEN THE LAST VISIT IN ONE WEEK AND THE FIRST VISIT IN THE NEXT WEEK. | N | Y | JOSHUA HOUSE | 1515 MICHELIN COURT |  | LUTZ | FL | 33549 |  | 8139498946 |  | DEDE GRUNDEL | FRIENDS OF JOSHUA HOUSE FOUNDATION | 1515 MICHELIN COURT |  | LUTZ | FL | 33549 |  | 8132633469 |  | INVESTOR | 86 | 13920 | 9 | 2021-06-25 | 2019-03-04 | NTNC | 100
6 | HILLSBOROUGH | SWHI |  | 6295597 | OTHER PUBLIC WATER SYSTEM | CHLORINATION; AERATION FOR REMOVAL OF ANY SECONDARY CONTAMINANT, SULFIDE, OR ANY UNREGULATED CONTAMINANT; CORROSION CONTROL INHIBITOR ADDITION; HYPOCHLORINATION; IRON OR MANGANESE SEQUESTRATION; OR ULTRAVIOLET RADIATION. THE LEAD/CHIEF OPERATOR MUST BE CLASS D OR HIGHER. 50,000 GPD UP TO 0.25 MGD-STAFFING BY CLASS D OR HIGHER OPERATOR: 3 VISITS/WEEK ON NONCONSECUTIVE DAYS FOR A TOTAL OF 0.3 HOUR/WEEK. LESS THAN 50,000 GPD-STAFFING BY A CLASS D OR HIGHER OPERATOR: 2 VISITS/WEEK ON NONCONSECUTIVE DAYS FOR A TOTAL OF 0.2 HOUR/WEEK. THERE SHALL BE NO MORE THAN 5 DAYS BETWEEN THE LAST VISIT IN ONE WEEK AND THE FIRST VISIT IN THE NEXT WEEK. | N | Y | H & S FARMS RMH | 1406 JOE MCINTOSH RD |  | PLANT CITY | FL | 33565 |  | 8137543169 |  | LANCE&TAMMY HAM | LANCE & TAMMY HAM | 1406 JOE MCINTOSH RD |  | PLANT CITY | FL | 33565 |  | 8137543169 |  | INVESTOR | 14 | 1 | 2 | 2091-10-29 | 2091-12-18 | NAF | 0
6 | HILLSBOROUGH | SWHI |  | 6295598 | NONTRANSIENT NONCOMMUNITY | CHLORINATION; AERATION FOR REMOVAL OF ANY SECONDARY CONTAMINANT, SULFIDE, OR ANY UNREGULATED CONTAMINANT; CORROSION CONTROL INHIBITOR ADDITION; HYPOCHLORINATION; IRON OR MANGANESE SEQUESTRATION; OR ULTRAVIOLET RADIATION. THE LEAD/CHIEF OPERATOR MUST BE CLASS D OR HIGHER. 50,000 GPD UP TO 0.25 MGD-STAFFING BY CLASS D OR HIGHER OPERATOR: 3 VISITS/WEEK ON NONCONSECUTIVE DAYS FOR A TOTAL OF 0.3 HOUR/WEEK. LESS THAN 50,000 GPD-STAFFING BY A CLASS D OR HIGHER OPERATOR: 2 VISITS/WEEK ON NONCONSECUTIVE DAYS FOR A TOTAL OF 0.2 HOUR/WEEK. THERE SHALL BE NO MORE THAN 5 DAYS BETWEEN THE LAST VISIT IN ONE WEEK AND THE FIRST VISIT IN THE NEXT WEEK. | N | Y | COUNTRY VILLAGE MARKET PLACE | 702 WEST SAM ALLEN RD |  | PLANT CITY | FL | 33565 |  | 8137591504 |  | CHARLOTTE WALLER | FERRIS WALLER | 708-C W SAM ALLEN RD |  | PLANT CITY | FL | 33565 |  | 8137591504 |  | INVESTOR | 50 | 24675 | 9 | 2021-10-07 | 2019-04-25 | NTNC | 100
6 | HILLSBOROUGH | SWHI |  | 6295599 | NONTRANSIENT NONCOMMUNITY | CHLORINATION; AERATION FOR REMOVAL OF ANY SECONDARY CONTAMINANT, SULFIDE, OR ANY UNREGULATED CONTAMINANT; CORROSION CONTROL INHIBITOR ADDITION; HYPOCHLORINATION; IRON OR MANGANESE SEQUESTRATION; OR ULTRAVIOLET RADIATION. THE LEAD/CHIEF OPERATOR MUST BE CLASS D OR HIGHER. 50,000 GPD UP TO 0.25 MGD-STAFFING BY CLASS D OR HIGHER OPERATOR: 3 VISITS/WEEK ON NONCONSECUTIVE DAYS FOR A TOTAL OF 0.3 HOUR/WEEK. LESS THAN 50,000 GPD-STAFFING BY A CLASS D OR HIGHER OPERATOR: 2 VISITS/WEEK ON NONCONSECUTIVE DAYS FOR A TOTAL OF 0.2 HOUR/WEEK. THERE SHALL BE NO MORE THAN 5 DAYS BETWEEN THE LAST VISIT IN ONE WEEK AND THE FIRST VISIT IN THE NEXT WEEK. | N | Y | KEYSTONE UNITED METHODIST CHURCH | 16301 RACE TRACK ROAD |  | ODESSA | FL | 33556 |  | 8139205153 |  | PHIL GOLDEN | KEYSTONE UNITED METHODIST CHURCH | 16301 RACE TRACK ROAD |  | ODESSA | FL | 33556 |  | 8139205153 |  | INVESTOR | 175 | 2500 | 4 | 2019-05-29 | 2019-04-29 | NTNC | 100
6 | HILLSBOROUGH | SWHI | INVERNESSSPIRIT@GMAIL.COM | 6295601 | NONCOMMUNITY | CHLORINATION; AERATION FOR REMOVAL OF ANY SECONDARY CONTAMINANT, SULFIDE, OR ANY UNREGULATED CONTAMINANT; CORROSION CONTROL INHIBITOR ADDITION; HYPOCHLORINATION; IRON OR MANGANESE SEQUESTRATION; OR ULTRAVIOLET RADIATION. THE LEAD/CHIEF OPERATOR MUST BE CLASS D OR HIGHER. 50,000 GPD UP TO 0.25 MGD-STAFFING BY CLASS D OR HIGHER OPERATOR: 3 VISITS/WEEK ON NONCONSECUTIVE DAYS FOR A TOTAL OF 0.3 HOUR/WEEK. LESS THAN 50,000 GPD-STAFFING BY A CLASS D OR HIGHER OPERATOR: 2 VISITS/WEEK ON NONCONSECUTIVE DAYS FOR A TOTAL OF 0.2 HOUR/WEEK. THERE SHALL BE NO MORE THAN 5 DAYS BETWEEN THE LAST VISIT IN ONE WEEK AND THE FIRST VISIT IN THE NEXT WEEK. | N | Y | QUICK-C | 3801 PAUL BUCHMAN HWY |  | PLANT CITY | FL | 33565 |  | 8137526248 |  | NEAL PATEL | OM UNIVERSAL LLC | 3801 PAUL BUCHMAN HWY |  | PLANT CITY | FL | 33565 |  | 3522083452 |  | INVESTOR | 100 | 10000 | 2 | 2019-01-10 | 2020-02-13 | NC01 | 50
6 | HILLSBOROUGH | SWHI |  | 6295602 | NONTRANSIENT NONCOMMUNITY | CHLORINATION; AERATION FOR REMOVAL OF ANY SECONDARY CONTAMINANT, SULFIDE, OR ANY UNREGULATED CONTAMINANT; CORROSION CONTROL INHIBITOR ADDITION; HYPOCHLORINATION; IRON OR MANGANESE SEQUESTRATION; OR ULTRAVIOLET RADIATION. THE LEAD/CHIEF OPERATOR MUST BE CLASS D OR HIGHER. 50,000 GPD UP TO 0.25 MGD-STAFFING BY CLASS D OR HIGHER OPERATOR: 3 VISITS/WEEK ON NONCONSECUTIVE DAYS FOR A TOTAL OF 0.3 HOUR/WEEK. LESS THAN 50,000 GPD-STAFFING BY A CLASS D OR HIGHER OPERATOR: 2 VISITS/WEEK ON NONCONSECUTIVE DAYS FOR A TOTAL OF 0.2 HOUR/WEEK. THERE SHALL BE NO MORE THAN 5 DAYS BETWEEN THE LAST VISIT IN ONE WEEK AND THE FIRST VISIT IN THE NEXT WEEK. | N | Y | FLORIDA PACIFIC LANE CAMP | 13300 FLORIDA PACIFIC LANE |  | DOVER | FL | 33527 |  | 8136593913 |  | ANDY BROWNLEE | FLORIDA PACIFIC FARMS LLC | 3932 MOORES LAKE RD |  | DOVER | FL | 33527 |  | 8136593913 |  | INVESTOR | 96 | 18300 | 12 | 2021-08-19 | 2019-07-18 | NTNC | 100
6 | HILLSBOROUGH | SWHI | a.young@bbiproduce.com | 6295603 | NONTRANSIENT NONCOMMUNITY | CHLORINATION; AERATION FOR REMOVAL OF ANY SECONDARY CONTAMINANT, SULFIDE, OR ANY UNREGULATED CONTAMINANT; CORROSION CONTROL INHIBITOR ADDITION; HYPOCHLORINATION; IRON OR MANGANESE SEQUESTRATION; OR ULTRAVIOLET RADIATION. THE LEAD/CHIEF OPERATOR MUST BE CLASS D OR HIGHER. 50,000 GPD UP TO 0.25 MGD-STAFFING BY CLASS D OR HIGHER OPERATOR: 3 VISITS/WEEK ON NONCONSECUTIVE DAYS FOR A TOTAL OF 0.3 HOUR/WEEK. LESS THAN 50,000 GPD-STAFFING BY A CLASS D OR HIGHER OPERATOR: 2 VISITS/WEEK ON NONCONSECUTIVE DAYS FOR A TOTAL OF 0.2 HOUR/WEEK. THERE SHALL BE NO MORE THAN 5 DAYS BETWEEN THE LAST VISIT IN ONE WEEK AND THE FIRST VISIT IN THE NEXT WEEK. | N | Y | RED BERRY PLACE LLC | 3841 BETHLEHEM ROAD |  | DOVER | FL | 33527 |  | 8134789509 |  | ADAM YOUNG | ADAM YOUNG | PO BOX 8 |  | SYDNEY | FL | 33587 |  | 8134789509 |  | INVESTOR | 107 | 16200 | 24 | 2021-08-19 | 2019-06-26 | NTNC | 100
6 | HILLSBOROUGH | SWHI | PARKESDALEFARMS@AOL.COM | 6295604 | COMMUNITY | CHLORINATION; AERATION FOR REMOVAL OF ANY SECONDARY CONTAMINANT, SULFIDE, OR ANY UNREGULATED CONTAMINANT; CORROSION CONTROL INHIBITOR ADDITION; HYPOCHLORINATION; IRON OR MANGANESE SEQUESTRATION; OR ULTRAVIOLET RADIATION. THE LEAD/CHIEF OPERATOR MUST BE CLASS D OR HIGHER. 50,000 GPD UP TO 0.25 MGD-STAFFING BY CLASS D OR HIGHER OPERATOR: 3 VISITS/WEEK ON NONCONSECUTIVE DAYS FOR A TOTAL OF 0.3 HOUR/WEEK. LESS THAN 50,000 GPD-STAFFING BY A CLASS D OR HIGHER OPERATOR: 2 VISITS/WEEK ON NONCONSECUTIVE DAYS FOR A TOTAL OF 0.2 HOUR/WEEK. THERE SHALL BE NO MORE THAN 5 DAYS BETWEEN THE LAST VISIT IN ONE WEEK AND THE FIRST VISIT IN THE NEXT WEEK. | N | Y | FRESH START MHP | 3564 PETTIE ROAD |  | DOVER | FL | 33527 |  | 8136592429 |  | PEGGY PARKE | FRESH START MHP LLC | 3914 TANNER RD |  | DOVER | FL | 33527 |  | 8136592429 |  | INVESTOR | 41 | 7373 | 10 | 2020-02-20 | 2021-03-12 | DC06 | 100
6 | HILLSBOROUGH | SWHI |  | 6295606 | OTHER PUBLIC WATER SYSTEM | CHLORINATION; AERATION FOR REMOVAL OF ANY SECONDARY CONTAMINANT, SULFIDE, OR ANY UNREGULATED CONTAMINANT; CORROSION CONTROL INHIBITOR ADDITION; HYPOCHLORINATION; IRON OR MANGANESE SEQUESTRATION; OR ULTRAVIOLET RADIATION. THE LEAD/CHIEF OPERATOR MUST BE CLASS D OR HIGHER. 50,000 GPD UP TO 0.25 MGD-STAFFING BY CLASS D OR HIGHER OPERATOR: 3 VISITS/WEEK ON NONCONSECUTIVE DAYS FOR A TOTAL OF 0.3 HOUR/WEEK. LESS THAN 50,000 GPD-STAFFING BY A CLASS D OR HIGHER OPERATOR: 2 VISITS/WEEK ON NONCONSECUTIVE DAYS FOR A TOTAL OF 0.2 HOUR/WEEK. THERE SHALL BE NO MORE THAN 5 DAYS BETWEEN THE LAST VISIT IN ONE WEEK AND THE FIRST VISIT IN THE NEXT WEEK. | N | Y | BORDEAUX APTS | 12737 N. 19TH ST |  | TAMPA | FL | 33612 |  | 8139710376 |  | PAS PUTNAM | SMALL PROPERTY MGT SERVICE | 12875 MORRIS BRIDGE ROAD |  | THONOTOSASSA | FL | 33592 |  | 8139861087 |  | INVESTOR | 16 | 1 | 8 | 2092-03-24 |  | NAF | 0
6 | HILLSBOROUGH | SWHI |  | 6295607 | OTHER PUBLIC WATER SYSTEM | CHLORINATION; AERATION FOR REMOVAL OF ANY SECONDARY CONTAMINANT, SULFIDE, OR ANY UNREGULATED CONTAMINANT; CORROSION CONTROL INHIBITOR ADDITION; HYPOCHLORINATION; IRON OR MANGANESE SEQUESTRATION; OR ULTRAVIOLET RADIATION. THE LEAD/CHIEF OPERATOR MUST BE CLASS D OR HIGHER. 50,000 GPD UP TO 0.25 MGD-STAFFING BY CLASS D OR HIGHER OPERATOR: 3 VISITS/WEEK ON NONCONSECUTIVE DAYS FOR A TOTAL OF 0.3 HOUR/WEEK. LESS THAN 50,000 GPD-STAFFING BY A CLASS D OR HIGHER OPERATOR: 2 VISITS/WEEK ON NONCONSECUTIVE DAYS FOR A TOTAL OF 0.2 HOUR/WEEK. THERE SHALL BE NO MORE THAN 5 DAYS BETWEEN THE LAST VISIT IN ONE WEEK AND THE FIRST VISIT IN THE NEXT WEEK. | N | Y | SPREADING OAKS RVP | 5184 SPREADING OAKS DRIVE |  | PLANT CITY | FL | 33565 |  | 8137527163 |  | FRANK GIBERTI | FRANK GIBERTI | 5184 SPREADING OAKS DRIVE |  | PLANT CITY | FL | 33565 |  | 8137527163 |  | INVESTOR | 10 | 1 | 10 |  | 2092-03-18 | NAF | 0
6 | HILLSBOROUGH | SWHI |  | 6295610 | OTHER PUBLIC WATER SYSTEM | CHLORINATION; AERATION FOR REMOVAL OF ANY SECONDARY CONTAMINANT, SULFIDE, OR ANY UNREGULATED CONTAMINANT; CORROSION CONTROL INHIBITOR ADDITION; HYPOCHLORINATION; IRON OR MANGANESE SEQUESTRATION; OR ULTRAVIOLET RADIATION. THE LEAD/CHIEF OPERATOR MUST BE CLASS D OR HIGHER. 50,000 GPD UP TO 0.25 MGD-STAFFING BY CLASS D OR HIGHER OPERATOR: 3 VISITS/WEEK ON NONCONSECUTIVE DAYS FOR A TOTAL OF 0.3 HOUR/WEEK. LESS THAN 50,000 GPD-STAFFING BY A CLASS D OR HIGHER OPERATOR: 2 VISITS/WEEK ON NONCONSECUTIVE DAYS FOR A TOTAL OF 0.2 HOUR/WEEK. THERE SHALL BE NO MORE THAN 5 DAYS BETWEEN THE LAST VISIT IN ONE WEEK AND THE FIRST VISIT IN THE NEXT WEEK. | N | Y | NUCCIO HEATING & AIR CONDITION | 4116 GUNN HWY |  | TAMPA | FL | 33624 |  | 8139617895 |  | JOYCE CAROL FOSTER | CHARLES FOSTER | 4118 GUNN HWY |  | TAMPA | FL | 33624 |  | 8139620374 |  | INVESTOR | 10 | 1 | 1 | 2092-04-13 | 2092-02-10 | NAF | 0
6 | HILLSBOROUGH | SWHI |  | 6295611 | OTHER PUBLIC WATER SYSTEM | CHLORINATION; AERATION FOR REMOVAL OF ANY SECONDARY CONTAMINANT, SULFIDE, OR ANY UNREGULATED CONTAMINANT; CORROSION CONTROL INHIBITOR ADDITION; HYPOCHLORINATION; IRON OR MANGANESE SEQUESTRATION; OR ULTRAVIOLET RADIATION. THE LEAD/CHIEF OPERATOR MUST BE CLASS D OR HIGHER. 50,000 GPD UP TO 0.25 MGD-STAFFING BY CLASS D OR HIGHER OPERATOR: 3 VISITS/WEEK ON NONCONSECUTIVE DAYS FOR A TOTAL OF 0.3 HOUR/WEEK. LESS THAN 50,000 GPD-STAFFING BY A CLASS D OR HIGHER OPERATOR: 2 VISITS/WEEK ON NONCONSECUTIVE DAYS FOR A TOTAL OF 0.2 HOUR/WEEK. THERE SHALL BE NO MORE THAN 5 DAYS BETWEEN THE LAST VISIT IN ONE WEEK AND THE FIRST VISIT IN THE NEXT WEEK. | N | Y | PATIO POOLS | 4118 GUNN HWY |  | TAMPA | FL | 33624 |  | 8139620374 |  | JOYCE CAROL FOSTER | CHARLES FOSTER | 4118 GUNN HWY |  | TAMPA | FL | 33624 |  | 8139620374 |  | INVESTOR | 8 | 12 | 1 | 2092-04-13 | 2092-02-10 | NAF | 0
6 | HILLSBOROUGH | SWHI |  | 6295612 | OTHER PUBLIC WATER SYSTEM | CHLORINATION; AERATION FOR REMOVAL OF ANY SECONDARY CONTAMINANT, SULFIDE, OR ANY UNREGULATED CONTAMINANT; CORROSION CONTROL INHIBITOR ADDITION; HYPOCHLORINATION; IRON OR MANGANESE SEQUESTRATION; OR ULTRAVIOLET RADIATION. THE LEAD/CHIEF OPERATOR MUST BE CLASS D OR HIGHER. 50,000 GPD UP TO 0.25 MGD-STAFFING BY CLASS D OR HIGHER OPERATOR: 3 VISITS/WEEK ON NONCONSECUTIVE DAYS FOR A TOTAL OF 0.3 HOUR/WEEK. LESS THAN 50,000 GPD-STAFFING BY A CLASS D OR HIGHER OPERATOR: 2 VISITS/WEEK ON NONCONSECUTIVE DAYS FOR A TOTAL OF 0.2 HOUR/WEEK. THERE SHALL BE NO MORE THAN 5 DAYS BETWEEN THE LAST VISIT IN ONE WEEK AND THE FIRST VISIT IN THE NEXT WEEK. | N | Y | AG-MART FARMS #1 RMH | N/O 92 .5 MI E/O GALLAGER |  | DOVER | FL | 33527 |  | 8136590196 |  | RODGER BLANCO | J.W. FULWOOD | P.O. BOX 1390 |  | DOVER | FL | 33527 |  | 8136591132 |  | INVESTOR | 11 | 1 | 2 | 2092-11-09 | 2092-05-26 | NAF | 0
6 | HILLSBOROUGH | SWHI | JAMES_KELLER46@MSN.COM | 6295613 | COMMUNITY | CHLORINATION; AERATION FOR REMOVAL OF ANY SECONDARY CONTAMINANT, SULFIDE, OR ANY UNREGULATED CONTAMINANT; CORROSION CONTROL INHIBITOR ADDITION; HYPOCHLORINATION; IRON OR MANGANESE SEQUESTRATION; OR ULTRAVIOLET RADIATION. THE LEAD/CHIEF OPERATOR MUST BE CLASS D OR HIGHER. 50,000 GPD UP TO 0.25 MGD-STAFFING BY CLASS D OR HIGHER OPERATOR: 3 VISITS/WEEK ON NONCONSECUTIVE DAYS FOR A TOTAL OF 0.3 HOUR/WEEK. LESS THAN 50,000 GPD-STAFFING BY A CLASS D OR HIGHER OPERATOR: 2 VISITS/WEEK ON NONCONSECUTIVE DAYS FOR A TOTAL OF 0.2 HOUR/WEEK. THERE SHALL BE NO MORE THAN 5 DAYS BETWEEN THE LAST VISIT IN ONE WEEK AND THE FIRST VISIT IN THE NEXT WEEK. | N | Y | CYPRESS MOBILE HOME PARK | 25 SPRUCE LANE |  | VALRICO | FL | 33594 |  | 6199915006 |  | JAMES KELLER | CYPRESS MHP | PO BOX 1224 |  | LA JOLLA | CA | 92038 |  | 6199915006 |  | INVESTOR | 60 | 15000 | 32 | 2020-04-29 | 2021-05-04 | DC06 | 100
6 | HILLSBOROUGH | SWHI | dc3425@aol.com | 6295614 | COMMUNITY | CHLORINATION; AERATION FOR REMOVAL OF ANY SECONDARY CONTAMINANT, SULFIDE, OR ANY UNREGULATED CONTAMINANT; CORROSION CONTROL INHIBITOR ADDITION; HYPOCHLORINATION; IRON OR MANGANESE SEQUESTRATION; OR ULTRAVIOLET RADIATION. THE LEAD/CHIEF OPERATOR MUST BE CLASS D OR HIGHER. 50,000 GPD UP TO 0.25 MGD-STAFFING BY CLASS D OR HIGHER OPERATOR: 3 VISITS/WEEK ON NONCONSECUTIVE DAYS FOR A TOTAL OF 0.3 HOUR/WEEK. LESS THAN 50,000 GPD-STAFFING BY A CLASS D OR HIGHER OPERATOR: 2 VISITS/WEEK ON NONCONSECUTIVE DAYS FOR A TOTAL OF 0.2 HOUR/WEEK. THERE SHALL BE NO MORE THAN 5 DAYS BETWEEN THE LAST VISIT IN ONE WEEK AND THE FIRST VISIT IN THE NEXT WEEK. | N | Y | RAINBOW FOREST MHP/ WIG-WAM RV | 9102 WILLIAMS ROAD |  | SEFFNER | FL | 33584 |  | 8139351118 |  | DAVID AND JAN PHELPS | FLORENCE PHELPS | PO BOX 16292 |  | TAMPA | FL | 33687 |  | 8139351118 |  | INVESTOR | 100 | 24000 | 138 | 2019-11-14 | 2021-07-22 | DC06 | 100
6 | HILLSBOROUGH | SWHI |  | 6295615 | OTHER PUBLIC WATER SYSTEM | CHLORINATION; AERATION FOR REMOVAL OF ANY SECONDARY CONTAMINANT, SULFIDE, OR ANY UNREGULATED CONTAMINANT; CORROSION CONTROL INHIBITOR ADDITION; HYPOCHLORINATION; IRON OR MANGANESE SEQUESTRATION; OR ULTRAVIOLET RADIATION. THE LEAD/CHIEF OPERATOR MUST BE CLASS D OR HIGHER. 50,000 GPD UP TO 0.25 MGD-STAFFING BY CLASS D OR HIGHER OPERATOR: 3 VISITS/WEEK ON NONCONSECUTIVE DAYS FOR A TOTAL OF 0.3 HOUR/WEEK. LESS THAN 50,000 GPD-STAFFING BY A CLASS D OR HIGHER OPERATOR: 2 VISITS/WEEK ON NONCONSECUTIVE DAYS FOR A TOTAL OF 0.2 HOUR/WEEK. THERE SHALL BE NO MORE THAN 5 DAYS BETWEEN THE LAST VISIT IN ONE WEEK AND THE FIRST VISIT IN THE NEXT WEEK. | N | Y | LB GROWERS & TRADING CO RMH | 4106 DRAWDY ROAD |  | PLANT CITY | FL | 33567 |  | 8137590507 |  | LUIS WILLIE RAMIREZ | LB GROWERS & TRADING CO RMH | 4106 DRAWDY ROAD |  | PLANT CITY | FL | 33567 |  | 8137590507 |  | INVESTOR | 23 | 1 | 4 | 2092-03-26 | 2092-02-17 | NAF | 0
6 | HILLSBOROUGH | SWHI |  | 6295616 | OTHER PUBLIC WATER SYSTEM | CHLORINATION; AERATION FOR REMOVAL OF ANY SECONDARY CONTAMINANT, SULFIDE, OR ANY UNREGULATED CONTAMINANT; CORROSION CONTROL INHIBITOR ADDITION; HYPOCHLORINATION; IRON OR MANGANESE SEQUESTRATION; OR ULTRAVIOLET RADIATION. THE LEAD/CHIEF OPERATOR MUST BE CLASS D OR HIGHER. 50,000 GPD UP TO 0.25 MGD-STAFFING BY CLASS D OR HIGHER OPERATOR: 3 VISITS/WEEK ON NONCONSECUTIVE DAYS FOR A TOTAL OF 0.3 HOUR/WEEK. LESS THAN 50,000 GPD-STAFFING BY A CLASS D OR HIGHER OPERATOR: 2 VISITS/WEEK ON NONCONSECUTIVE DAYS FOR A TOTAL OF 0.2 HOUR/WEEK. THERE SHALL BE NO MORE THAN 5 DAYS BETWEEN THE LAST VISIT IN ONE WEEK AND THE FIRST VISIT IN THE NEXT WEEK. | N | Y | DUKES RMH, ROLAND | 4408 W. HWY 92 |  | DOVER | FL | 33527 |  | 8136592248 |  | NINA DUKES | ROLAND DUKES | 13146 TOM GALLAGER ROAD |  | DOVER | FL | 33527 |  | 8136592248 |  | INVESTOR | 24 | 1 | 12 | 2092-03-10 | 2092-03-10 | NAF | 0
6 | HILLSBOROUGH | SWHI |  | 6295617 | NONCOMMUNITY | CHLORINATION; AERATION FOR REMOVAL OF ANY SECONDARY CONTAMINANT, SULFIDE, OR ANY UNREGULATED CONTAMINANT; CORROSION CONTROL INHIBITOR ADDITION; HYPOCHLORINATION; IRON OR MANGANESE SEQUESTRATION; OR ULTRAVIOLET RADIATION. THE LEAD/CHIEF OPERATOR MUST BE CLASS D OR HIGHER. 50,000 GPD UP TO 0.25 MGD-STAFFING BY CLASS D OR HIGHER OPERATOR: 3 VISITS/WEEK ON NONCONSECUTIVE DAYS FOR A TOTAL OF 0.3 HOUR/WEEK. LESS THAN 50,000 GPD-STAFFING BY A CLASS D OR HIGHER OPERATOR: 2 VISITS/WEEK ON NONCONSECUTIVE DAYS FOR A TOTAL OF 0.2 HOUR/WEEK. THERE SHALL BE NO MORE THAN 5 DAYS BETWEEN THE LAST VISIT IN ONE WEEK AND THE FIRST VISIT IN THE NEXT WEEK. | N | Y | FAITH TEMPLE ASSEMBLY OF GOD | 4240 FRONTAGE ROAD NORTH |  | PLANT CITY | FL | 33565 |  | 8137520532 |  | PETE KRAMER | FAITH TEMPLE ASSEMBLY OF GOD | 4240 FRONTAGE ROAD NORTH |  | PLANT CITY | FL | 33565 |  | 8137520532 |  | INVESTOR | 140 | 882 | 3 | 2019-03-07 | 2020-03-05 | NC01 | 50
6 | HILLSBOROUGH | SWHI |  | 6295618 | OTHER PUBLIC WATER SYSTEM | CHLORINATION; AERATION FOR REMOVAL OF ANY SECONDARY CONTAMINANT, SULFIDE, OR ANY UNREGULATED CONTAMINANT; CORROSION CONTROL INHIBITOR ADDITION; HYPOCHLORINATION; IRON OR MANGANESE SEQUESTRATION; OR ULTRAVIOLET RADIATION. THE LEAD/CHIEF OPERATOR MUST BE CLASS D OR HIGHER. 50,000 GPD UP TO 0.25 MGD-STAFFING BY CLASS D OR HIGHER OPERATOR: 3 VISITS/WEEK ON NONCONSECUTIVE DAYS FOR A TOTAL OF 0.3 HOUR/WEEK. LESS THAN 50,000 GPD-STAFFING BY A CLASS D OR HIGHER OPERATOR: 2 VISITS/WEEK ON NONCONSECUTIVE DAYS FOR A TOTAL OF 0.2 HOUR/WEEK. THERE SHALL BE NO MORE THAN 5 DAYS BETWEEN THE LAST VISIT IN ONE WEEK AND THE FIRST VISIT IN THE NEXT WEEK. | N | Y | LAWSON BROTHERS WELDING | 5550 CARUTHERS ROAD |  | DOVER | FL | 33527 |  | 8137524258 |  | A. LAWSON | ARMON LAWSON | 5550 CARUTHERS ROAD |  | DOVER | FL | 33527 |  | 8137524258 |  | INVESTOR | 20 | 1 | 1 | 2092-04-16 | 2092-03-09 | NAF | 0
6 | HILLSBOROUGH | SWHI |  | 6295619 | OTHER PUBLIC WATER SYSTEM | CHLORINATION; AERATION FOR REMOVAL OF ANY SECONDARY CONTAMINANT, SULFIDE, OR ANY UNREGULATED CONTAMINANT; CORROSION CONTROL INHIBITOR ADDITION; HYPOCHLORINATION; IRON OR MANGANESE SEQUESTRATION; OR ULTRAVIOLET RADIATION. THE LEAD/CHIEF OPERATOR MUST BE CLASS D OR HIGHER. 50,000 GPD UP TO 0.25 MGD-STAFFING BY CLASS D OR HIGHER OPERATOR: 3 VISITS/WEEK ON NONCONSECUTIVE DAYS FOR A TOTAL OF 0.3 HOUR/WEEK. LESS THAN 50,000 GPD-STAFFING BY A CLASS D OR HIGHER OPERATOR: 2 VISITS/WEEK ON NONCONSECUTIVE DAYS FOR A TOTAL OF 0.2 HOUR/WEEK. THERE SHALL BE NO MORE THAN 5 DAYS BETWEEN THE LAST VISIT IN ONE WEEK AND THE FIRST VISIT IN THE NEXT WEEK. | N | Y | COVERED WAGON MHP | 9915 ELLICOTT STREET |  | TAMPA | FL | 33610 |  | 8136200057 |  | K.HALL | ROY THORTON | P.O. BOX 1351 |  | LUTZ | FL | 33549 |  | 8139494450 |  | INVESTOR | 20 | 1 | 12 | 2092-04-13 | 2092-04-13 | NAF | 0
6 | HILLSBOROUGH | SWHI |  | 6295620 | OTHER PUBLIC WATER SYSTEM | CHLORINATION; AERATION FOR REMOVAL OF ANY SECONDARY CONTAMINANT, SULFIDE, OR ANY UNREGULATED CONTAMINANT; CORROSION CONTROL INHIBITOR ADDITION; HYPOCHLORINATION; IRON OR MANGANESE SEQUESTRATION; OR ULTRAVIOLET RADIATION. THE LEAD/CHIEF OPERATOR MUST BE CLASS D OR HIGHER. 50,000 GPD UP TO 0.25 MGD-STAFFING BY CLASS D OR HIGHER OPERATOR: 3 VISITS/WEEK ON NONCONSECUTIVE DAYS FOR A TOTAL OF 0.3 HOUR/WEEK. LESS THAN 50,000 GPD-STAFFING BY A CLASS D OR HIGHER OPERATOR: 2 VISITS/WEEK ON NONCONSECUTIVE DAYS FOR A TOTAL OF 0.2 HOUR/WEEK. THERE SHALL BE NO MORE THAN 5 DAYS BETWEEN THE LAST VISIT IN ONE WEEK AND THE FIRST VISIT IN THE NEXT WEEK. | N | Y | FREDMAR MHP | 10919 LEHMAN ROAD |  | TAMPA | FL | 33610 |  | 8136265372 |  | ZIMMERMAN | G.F. & M.B. ZIMMERMAN | 10919 LEHMAN ROAD |  | TAMPA | FL | 33610 |  | 8136265372 |  | INVESTOR | 20 | 1 | 10 | 2092-04-13 | 2092-04-13 | NAF | 0
6 | HILLSBOROUGH | SWHI |  | 6295621 | COMMUNITY | CHLORINATION; AERATION FOR REMOVAL OF ANY SECONDARY CONTAMINANT, SULFIDE, OR ANY UNREGULATED CONTAMINANT; CORROSION CONTROL INHIBITOR ADDITION; HYPOCHLORINATION; IRON OR MANGANESE SEQUESTRATION; OR ULTRAVIOLET RADIATION. THE LEAD/CHIEF OPERATOR MUST BE CLASS D OR HIGHER. 50,000 GPD UP TO 0.25 MGD-STAFFING BY CLASS D OR HIGHER OPERATOR: 3 VISITS/WEEK ON NONCONSECUTIVE DAYS FOR A TOTAL OF 0.3 HOUR/WEEK. LESS THAN 50,000 GPD-STAFFING BY A CLASS D OR HIGHER OPERATOR: 2 VISITS/WEEK ON NONCONSECUTIVE DAYS FOR A TOTAL OF 0.2 HOUR/WEEK. THERE SHALL BE NO MORE THAN 5 DAYS BETWEEN THE LAST VISIT IN ONE WEEK AND THE FIRST VISIT IN THE NEXT WEEK. | N | Y | SHERWOOD MHP-EAST | 4812 NOTTINGHAM FOREST LANE |  | TAMPA | FL | 33610 |  | 8133476598 |  | RANDY CORLISS | MHP TAMPA LLC | 3500 PIEDMONT ROAD, SUITE 330 |  | ATLANTA | GA | 30305 |  | 6785081427 |  | INVESTOR | 37 | 13750 | 22 | 2021-10-14 | 2019-01-23 | DC06 | 100
6 | HILLSBOROUGH | SWHI |  | 6295622 | OTHER PUBLIC WATER SYSTEM | CHLORINATION; AERATION FOR REMOVAL OF ANY SECONDARY CONTAMINANT, SULFIDE, OR ANY UNREGULATED CONTAMINANT; CORROSION CONTROL INHIBITOR ADDITION; HYPOCHLORINATION; IRON OR MANGANESE SEQUESTRATION; OR ULTRAVIOLET RADIATION. THE LEAD/CHIEF OPERATOR MUST BE CLASS D OR HIGHER. 50,000 GPD UP TO 0.25 MGD-STAFFING BY CLASS D OR HIGHER OPERATOR: 3 VISITS/WEEK ON NONCONSECUTIVE DAYS FOR A TOTAL OF 0.3 HOUR/WEEK. LESS THAN 50,000 GPD-STAFFING BY A CLASS D OR HIGHER OPERATOR: 2 VISITS/WEEK ON NONCONSECUTIVE DAYS FOR A TOTAL OF 0.2 HOUR/WEEK. THERE SHALL BE NO MORE THAN 5 DAYS BETWEEN THE LAST VISIT IN ONE WEEK AND THE FIRST VISIT IN THE NEXT WEEK. | N | Y | SHADY OAKS RMH | 12640 JESS WALDEN ROAD |  | DOVER | FL | 33594 |  | 8136590174 |  |  | RAY MARTIN | 15020 HWY 574 |  | DOVER | FL | 33527 |  |  |  | INVESTOR | 24 | 0 | 12 | 2093-08-03 | 2093-08-03 | NAF | 0
6 | HILLSBOROUGH | SWHI |  | 6295623 | OTHER PUBLIC WATER SYSTEM | CHLORINATION; AERATION FOR REMOVAL OF ANY SECONDARY CONTAMINANT, SULFIDE, OR ANY UNREGULATED CONTAMINANT; CORROSION CONTROL INHIBITOR ADDITION; HYPOCHLORINATION; IRON OR MANGANESE SEQUESTRATION; OR ULTRAVIOLET RADIATION. THE LEAD/CHIEF OPERATOR MUST BE CLASS D OR HIGHER. 50,000 GPD UP TO 0.25 MGD-STAFFING BY CLASS D OR HIGHER OPERATOR: 3 VISITS/WEEK ON NONCONSECUTIVE DAYS FOR A TOTAL OF 0.3 HOUR/WEEK. LESS THAN 50,000 GPD-STAFFING BY A CLASS D OR HIGHER OPERATOR: 2 VISITS/WEEK ON NONCONSECUTIVE DAYS FOR A TOTAL OF 0.2 HOUR/WEEK. THERE SHALL BE NO MORE THAN 5 DAYS BETWEEN THE LAST VISIT IN ONE WEEK AND THE FIRST VISIT IN THE NEXT WEEK. | N | Y | ADRAN DUPLEXES | 1214 E. 139TH AVE,APTS.A&B |  | TAMPA | FL | 33617 |  | 8139850581 |  | LINDA CALLAHAN | ADRAN MANAGEMENT INC. | 11700 N. 58TH ST |  | TAMPA | FL | 33617 |  | 8139850581 |  | INVESTOR | 10 | 1 | 2 |  | 2092-05-12 | NAF | 0
6 | HILLSBOROUGH | SWHI |  | 6295624 | OTHER PUBLIC WATER SYSTEM | CHLORINATION; AERATION FOR REMOVAL OF ANY SECONDARY CONTAMINANT, SULFIDE, OR ANY UNREGULATED CONTAMINANT; CORROSION CONTROL INHIBITOR ADDITION; HYPOCHLORINATION; IRON OR MANGANESE SEQUESTRATION; OR ULTRAVIOLET RADIATION. THE LEAD/CHIEF OPERATOR MUST BE CLASS D OR HIGHER. 50,000 GPD UP TO 0.25 MGD-STAFFING BY CLASS D OR HIGHER OPERATOR: 3 VISITS/WEEK ON NONCONSECUTIVE DAYS FOR A TOTAL OF 0.3 HOUR/WEEK. LESS THAN 50,000 GPD-STAFFING BY A CLASS D OR HIGHER OPERATOR: 2 VISITS/WEEK ON NONCONSECUTIVE DAYS FOR A TOTAL OF 0.2 HOUR/WEEK. THERE SHALL BE NO MORE THAN 5 DAYS BETWEEN THE LAST VISIT IN ONE WEEK AND THE FIRST VISIT IN THE NEXT WEEK. | N | Y | EVA'S HOMECARE | 2601 N. WOODROW AVE |  | TAMPA | FL | 33607 |  | 8132280206 |  | EVA GOODMAN | EVA GOODMAN | P.O. BOX 973 |  | TAMPA | FL | 33607 |  | 8132280206 |  | INVESTOR | 9 | 1 | 1 |  | 2092-05-12 | NAF | 0
6 | HILLSBOROUGH | SWHI |  | 6295625 | OTHER PUBLIC WATER SYSTEM | CHLORINATION; AERATION FOR REMOVAL OF ANY SECONDARY CONTAMINANT, SULFIDE, OR ANY UNREGULATED CONTAMINANT; CORROSION CONTROL INHIBITOR ADDITION; HYPOCHLORINATION; IRON OR MANGANESE SEQUESTRATION; OR ULTRAVIOLET RADIATION. THE LEAD/CHIEF OPERATOR MUST BE CLASS D OR HIGHER. 50,000 GPD UP TO 0.25 MGD-STAFFING BY CLASS D OR HIGHER OPERATOR: 3 VISITS/WEEK ON NONCONSECUTIVE DAYS FOR A TOTAL OF 0.3 HOUR/WEEK. LESS THAN 50,000 GPD-STAFFING BY A CLASS D OR HIGHER OPERATOR: 2 VISITS/WEEK ON NONCONSECUTIVE DAYS FOR A TOTAL OF 0.2 HOUR/WEEK. THERE SHALL BE NO MORE THAN 5 DAYS BETWEEN THE LAST VISIT IN ONE WEEK AND THE FIRST VISIT IN THE NEXT WEEK. | N | Y | DUPLEX APTS | 14204-208 22ND STREET |  | TAMPA | FL | 33612 |  | 8132513648 |  |  | VICTOR J. CARUSO ET.AC. | 1917 E 115TH AVENUE |  | TAMPA | FL | 33612 | 6152 | 8132513648 |  | INVESTOR | 16 | 1 | 4 | 2092-05-11 | 2092-05-01 | NAF | 0
6 | HILLSBOROUGH | SWHI |  | 6295626 | OTHER PUBLIC WATER SYSTEM | CHLORINATION; AERATION FOR REMOVAL OF ANY SECONDARY CONTAMINANT, SULFIDE, OR ANY UNREGULATED CONTAMINANT; CORROSION CONTROL INHIBITOR ADDITION; HYPOCHLORINATION; IRON OR MANGANESE SEQUESTRATION; OR ULTRAVIOLET RADIATION. THE LEAD/CHIEF OPERATOR MUST BE CLASS D OR HIGHER. 50,000 GPD UP TO 0.25 MGD-STAFFING BY CLASS D OR HIGHER OPERATOR: 3 VISITS/WEEK ON NONCONSECUTIVE DAYS FOR A TOTAL OF 0.3 HOUR/WEEK. LESS THAN 50,000 GPD-STAFFING BY A CLASS D OR HIGHER OPERATOR: 2 VISITS/WEEK ON NONCONSECUTIVE DAYS FOR A TOTAL OF 0.2 HOUR/WEEK. THERE SHALL BE NO MORE THAN 5 DAYS BETWEEN THE LAST VISIT IN ONE WEEK AND THE FIRST VISIT IN THE NEXT WEEK. | N | Y | BITNER OAKS DUPLEX APTS | 2011 142ND, 2006-8 143RD AVE |  | TAMPA | FL | 33612 |  |  |  | NATERAM TEJIRAM | NATERAM TEJIRAM | 15822 SPRING CREST CIRCLE |  | TAMPA | FL | 33624 | 1655 | 8139604821 |  | INVESTOR | 24 | 1 | 6 | 2092-05-11 | 2092-05-11 | NAF | 0
6 | HILLSBOROUGH | SWHI |  | 6295627 | OTHER PUBLIC WATER SYSTEM | CHLORINATION; AERATION FOR REMOVAL OF ANY SECONDARY CONTAMINANT, SULFIDE, OR ANY UNREGULATED CONTAMINANT; CORROSION CONTROL INHIBITOR ADDITION; HYPOCHLORINATION; IRON OR MANGANESE SEQUESTRATION; OR ULTRAVIOLET RADIATION. THE LEAD/CHIEF OPERATOR MUST BE CLASS D OR HIGHER. 50,000 GPD UP TO 0.25 MGD-STAFFING BY CLASS D OR HIGHER OPERATOR: 3 VISITS/WEEK ON NONCONSECUTIVE DAYS FOR A TOTAL OF 0.3 HOUR/WEEK. LESS THAN 50,000 GPD-STAFFING BY A CLASS D OR HIGHER OPERATOR: 2 VISITS/WEEK ON NONCONSECUTIVE DAYS FOR A TOTAL OF 0.2 HOUR/WEEK. THERE SHALL BE NO MORE THAN 5 DAYS BETWEEN THE LAST VISIT IN ONE WEEK AND THE FIRST VISIT IN THE NEXT WEEK. | N | Y | E & R LAMBERT MHP | 6025 BLACK DAIRY ROAD |  | TAMPA | FL | 33610 |  |  |  |  | GEORGE & EDITH LAMBERT | 5425-A MAPLE LANE |  | TAMPA | FL | 33610 |  |  |  | INVESTOR | 20 | 1 | 14 | 2092-05-27 | 2092-05-27 | NAF | 0
6 | HILLSBOROUGH | SWHI |  | 6295628 | OTHER PUBLIC WATER SYSTEM | CHLORINATION; AERATION FOR REMOVAL OF ANY SECONDARY CONTAMINANT, SULFIDE, OR ANY UNREGULATED CONTAMINANT; CORROSION CONTROL INHIBITOR ADDITION; HYPOCHLORINATION; IRON OR MANGANESE SEQUESTRATION; OR ULTRAVIOLET RADIATION. THE LEAD/CHIEF OPERATOR MUST BE CLASS D OR HIGHER. 50,000 GPD UP TO 0.25 MGD-STAFFING BY CLASS D OR HIGHER OPERATOR: 3 VISITS/WEEK ON NONCONSECUTIVE DAYS FOR A TOTAL OF 0.3 HOUR/WEEK. LESS THAN 50,000 GPD-STAFFING BY A CLASS D OR HIGHER OPERATOR: 2 VISITS/WEEK ON NONCONSECUTIVE DAYS FOR A TOTAL OF 0.2 HOUR/WEEK. THERE SHALL BE NO MORE THAN 5 DAYS BETWEEN THE LAST VISIT IN ONE WEEK AND THE FIRST VISIT IN THE NEXT WEEK. | N | Y | BOB'S MHP | 3201 S. TURKEY CREEK RD |  | PLANT CITY | FL | 33566 |  | 8137520808 |  | JACK ALFORD | BOB'S MOBILE HOME PARK | 3011 FOREST DRIVE |  | LAKELAND | FL | 33811 | 1604 | 8137520808 |  | INVESTOR | 18 | 1 | 9 | 2092-05-12 | 2092-05-12 | NAF | 0
6 | HILLSBOROUGH | SWHI |  | 6295629 | COMMUNITY | CHLORINATION; AERATION FOR REMOVAL OF ANY SECONDARY CONTAMINANT, SULFIDE, OR ANY UNREGULATED CONTAMINANT; CORROSION CONTROL INHIBITOR ADDITION; HYPOCHLORINATION; IRON OR MANGANESE SEQUESTRATION; OR ULTRAVIOLET RADIATION. THE LEAD/CHIEF OPERATOR MUST BE CLASS D OR HIGHER. 50,000 GPD UP TO 0.25 MGD-STAFFING BY CLASS D OR HIGHER OPERATOR: 3 VISITS/WEEK ON NONCONSECUTIVE DAYS FOR A TOTAL OF 0.3 HOUR/WEEK. LESS THAN 50,000 GPD-STAFFING BY A CLASS D OR HIGHER OPERATOR: 2 VISITS/WEEK ON NONCONSECUTIVE DAYS FOR A TOTAL OF 0.2 HOUR/WEEK. THERE SHALL BE NO MORE THAN 5 DAYS BETWEEN THE LAST VISIT IN ONE WEEK AND THE FIRST VISIT IN THE NEXT WEEK. | N | Y | P AND P MOBILE HOME PARK | 3925 HIGHWAY 92 WEST |  | PLANT CITY | FL | 33563 |  | 8133650904 |  | MICHAEL PICKERN AND DANIEL PICKERN | MICHAEL PICKERN AND DANIEL PICKERN | 817 W. RUSSELL DRIVE |  | PLANT CITY | FL | 33563 |  | 8133650904 |  | INVESTOR | 26 | 7400 | 14 | 2021-08-11 | 2020-05-22 | DC06 | 100
6 | HILLSBOROUGH | SWHI |  | 6295630 | OTHER PUBLIC WATER SYSTEM | CHLORINATION; AERATION FOR REMOVAL OF ANY SECONDARY CONTAMINANT, SULFIDE, OR ANY UNREGULATED CONTAMINANT; CORROSION CONTROL INHIBITOR ADDITION; HYPOCHLORINATION; IRON OR MANGANESE SEQUESTRATION; OR ULTRAVIOLET RADIATION. THE LEAD/CHIEF OPERATOR MUST BE CLASS D OR HIGHER. 50,000 GPD UP TO 0.25 MGD-STAFFING BY CLASS D OR HIGHER OPERATOR: 3 VISITS/WEEK ON NONCONSECUTIVE DAYS FOR A TOTAL OF 0.3 HOUR/WEEK. LESS THAN 50,000 GPD-STAFFING BY A CLASS D OR HIGHER OPERATOR: 2 VISITS/WEEK ON NONCONSECUTIVE DAYS FOR A TOTAL OF 0.2 HOUR/WEEK. THERE SHALL BE NO MORE THAN 5 DAYS BETWEEN THE LAST VISIT IN ONE WEEK AND THE FIRST VISIT IN THE NEXT WEEK. | N | Y | T & J MHP | 15312 HWY 574 |  | DOVER | FL | 33527 |  | 8139205029 |  |  | TOW CROWE | 10429 SHELDON ROAD |  | TAMPA | FL | 33625 |  | 8139205029 |  | INVESTOR | 20 | 1 | 10 | 2092-05-11 | 2092-05-11 | NAF | 0
6 | HILLSBOROUGH | SWHI |  | 6295631 | OTHER PUBLIC WATER SYSTEM | CHLORINATION; AERATION FOR REMOVAL OF ANY SECONDARY CONTAMINANT, SULFIDE, OR ANY UNREGULATED CONTAMINANT; CORROSION CONTROL INHIBITOR ADDITION; HYPOCHLORINATION; IRON OR MANGANESE SEQUESTRATION; OR ULTRAVIOLET RADIATION. THE LEAD/CHIEF OPERATOR MUST BE CLASS D OR HIGHER. 50,000 GPD UP TO 0.25 MGD-STAFFING BY CLASS D OR HIGHER OPERATOR: 3 VISITS/WEEK ON NONCONSECUTIVE DAYS FOR A TOTAL OF 0.3 HOUR/WEEK. LESS THAN 50,000 GPD-STAFFING BY A CLASS D OR HIGHER OPERATOR: 2 VISITS/WEEK ON NONCONSECUTIVE DAYS FOR A TOTAL OF 0.2 HOUR/WEEK. THERE SHALL BE NO MORE THAN 5 DAYS BETWEEN THE LAST VISIT IN ONE WEEK AND THE FIRST VISIT IN THE NEXT WEEK. | N | Y | T & J MHP I | 6019 BLACK DAIRY ROAD |  | TAMPA | FL | 33610 |  | 8139205029 |  |  | TOM CROWE | 10429 SHELDON ROAD |  | TAMPA | FL | 33625 |  | 8139205029 |  | INVESTOR | 24 | 1 | 12 | 2092-05-12 | 2092-05-12 | NAF | 0
6 | HILLSBOROUGH | SWHI |  | 6295632 | OTHER PUBLIC WATER SYSTEM | CHLORINATION; AERATION FOR REMOVAL OF ANY SECONDARY CONTAMINANT, SULFIDE, OR ANY UNREGULATED CONTAMINANT; CORROSION CONTROL INHIBITOR ADDITION; HYPOCHLORINATION; IRON OR MANGANESE SEQUESTRATION; OR ULTRAVIOLET RADIATION. THE LEAD/CHIEF OPERATOR MUST BE CLASS D OR HIGHER. 50,000 GPD UP TO 0.25 MGD-STAFFING BY CLASS D OR HIGHER OPERATOR: 3 VISITS/WEEK ON NONCONSECUTIVE DAYS FOR A TOTAL OF 0.3 HOUR/WEEK. LESS THAN 50,000 GPD-STAFFING BY A CLASS D OR HIGHER OPERATOR: 2 VISITS/WEEK ON NONCONSECUTIVE DAYS FOR A TOTAL OF 0.2 HOUR/WEEK. THERE SHALL BE NO MORE THAN 5 DAYS BETWEEN THE LAST VISIT IN ONE WEEK AND THE FIRST VISIT IN THE NEXT WEEK. | N | Y | CORBET MULLINS MHP | 13740 N. NEBRASKA AVENUE |  | TAMPA | FL | 33615 |  | 8132647971 |  | CORBET MULLINS | CORBET MULLINS | 127 E. 143RD AVENUE |  | TAMPA | FL | 33615 |  | 8132647971 |  | INVESTOR | 24 | 1 | 12 | 2092-05-20 | 2092-05-20 | NAF | 0
6 | HILLSBOROUGH | SWHI |  | 6295633 | OTHER PUBLIC WATER SYSTEM | CHLORINATION; AERATION FOR REMOVAL OF ANY SECONDARY CONTAMINANT, SULFIDE, OR ANY UNREGULATED CONTAMINANT; CORROSION CONTROL INHIBITOR ADDITION; HYPOCHLORINATION; IRON OR MANGANESE SEQUESTRATION; OR ULTRAVIOLET RADIATION. THE LEAD/CHIEF OPERATOR MUST BE CLASS D OR HIGHER. 50,000 GPD UP TO 0.25 MGD-STAFFING BY CLASS D OR HIGHER OPERATOR: 3 VISITS/WEEK ON NONCONSECUTIVE DAYS FOR A TOTAL OF 0.3 HOUR/WEEK. LESS THAN 50,000 GPD-STAFFING BY A CLASS D OR HIGHER OPERATOR: 2 VISITS/WEEK ON NONCONSECUTIVE DAYS FOR A TOTAL OF 0.2 HOUR/WEEK. THERE SHALL BE NO MORE THAN 5 DAYS BETWEEN THE LAST VISIT IN ONE WEEK AND THE FIRST VISIT IN THE NEXT WEEK. | N | Y | AUTOMOTIVE SPECIALIST | 14733 N. FLORIDA AVENUE |  | TAMPA | FL | 33613 |  | 8139612420 |  | C. JURGEN | CIESIELSKI JURGEN | 14733 N. FLORIDA AVENUE |  | TAMPA | FL | 33613 |  | 8139612420 |  | INVESTOR | 4 | 1 | 1 | 2092-05-20 | 2092-05-20 | NAF | 0
6 | HILLSBOROUGH | SWHI |  | 6295634 | OTHER PUBLIC WATER SYSTEM | CHLORINATION; AERATION FOR REMOVAL OF ANY SECONDARY CONTAMINANT, SULFIDE, OR ANY UNREGULATED CONTAMINANT; CORROSION CONTROL INHIBITOR ADDITION; HYPOCHLORINATION; IRON OR MANGANESE SEQUESTRATION; OR ULTRAVIOLET RADIATION. THE LEAD/CHIEF OPERATOR MUST BE CLASS D OR HIGHER. 50,000 GPD UP TO 0.25 MGD-STAFFING BY CLASS D OR HIGHER OPERATOR: 3 VISITS/WEEK ON NONCONSECUTIVE DAYS FOR A TOTAL OF 0.3 HOUR/WEEK. LESS THAN 50,000 GPD-STAFFING BY A CLASS D OR HIGHER OPERATOR: 2 VISITS/WEEK ON NONCONSECUTIVE DAYS FOR A TOTAL OF 0.2 HOUR/WEEK. THERE SHALL BE NO MORE THAN 5 DAYS BETWEEN THE LAST VISIT IN ONE WEEK AND THE FIRST VISIT IN THE NEXT WEEK. | N | Y | AMOCO OIL | 13501 N. FLORIDA AVENUE |  | TAMPA | FL | 33612 |  | 8132398556 |  | HAMID GHANAD | AMOCO OIL | 13501 N. FLORIDA AVENUE |  | TAMPA | FL | 33612 |  | 8132398556 |  | INVESTOR | 2 | 1 | 1 | 2092-05-20 | 2092-05-20 | NAF | 0
6 | HILLSBOROUGH | SWHI |  | 6295635 | OTHER PUBLIC WATER SYSTEM | CHLORINATION; AERATION FOR REMOVAL OF ANY SECONDARY CONTAMINANT, SULFIDE, OR ANY UNREGULATED CONTAMINANT; CORROSION CONTROL INHIBITOR ADDITION; HYPOCHLORINATION; IRON OR MANGANESE SEQUESTRATION; OR ULTRAVIOLET RADIATION. THE LEAD/CHIEF OPERATOR MUST BE CLASS D OR HIGHER. 50,000 GPD UP TO 0.25 MGD-STAFFING BY CLASS D OR HIGHER OPERATOR: 3 VISITS/WEEK ON NONCONSECUTIVE DAYS FOR A TOTAL OF 0.3 HOUR/WEEK. LESS THAN 50,000 GPD-STAFFING BY A CLASS D OR HIGHER OPERATOR: 2 VISITS/WEEK ON NONCONSECUTIVE DAYS FOR A TOTAL OF 0.2 HOUR/WEEK. THERE SHALL BE NO MORE THAN 5 DAYS BETWEEN THE LAST VISIT IN ONE WEEK AND THE FIRST VISIT IN THE NEXT WEEK. | N | Y | MITCHELL MOTOR HOME | 13720 N. NEBRASKA AVENUE |  | TAMPA | FL | 33613 |  | 8139721772 |  | ROY BENNETT | MITCHELL MOTOR HOMES | 13720 N. NEBRASKA AVENUE |  | TAMPA | FL | 33613 |  | 8139721772 |  | INVESTOR | 20 | 1 | 2 | 2092-05-20 | 2092-05-20 | NAF | 0
6 | HILLSBOROUGH | SWHI |  | 6295636 | OTHER PUBLIC WATER SYSTEM | CHLORINATION; AERATION FOR REMOVAL OF ANY SECONDARY CONTAMINANT, SULFIDE, OR ANY UNREGULATED CONTAMINANT; CORROSION CONTROL INHIBITOR ADDITION; HYPOCHLORINATION; IRON OR MANGANESE SEQUESTRATION; OR ULTRAVIOLET RADIATION. THE LEAD/CHIEF OPERATOR MUST BE CLASS D OR HIGHER. 50,000 GPD UP TO 0.25 MGD-STAFFING BY CLASS D OR HIGHER OPERATOR: 3 VISITS/WEEK ON NONCONSECUTIVE DAYS FOR A TOTAL OF 0.3 HOUR/WEEK. LESS THAN 50,000 GPD-STAFFING BY A CLASS D OR HIGHER OPERATOR: 2 VISITS/WEEK ON NONCONSECUTIVE DAYS FOR A TOTAL OF 0.2 HOUR/WEEK. THERE SHALL BE NO MORE THAN 5 DAYS BETWEEN THE LAST VISIT IN ONE WEEK AND THE FIRST VISIT IN THE NEXT WEEK. | N | Y | GENERAL PUMP | 14921 N. NEBRASKA AVENUE |  | TAMPA | FL | 33613 |  | 8139717999 |  | DAN BLADDER | GENERAL PUMP CO. | 14821 N. NEBRASKA AVENUE |  | TAMPA | FL | 33613 |  | 8139717999 |  | INVESTOR | 5 | 1 | 1 | 2092-05-20 | 2092-05-02 | NAF | 0
6 | HILLSBOROUGH | SWHI |  | 6295637 | OTHER PUBLIC WATER SYSTEM | CHLORINATION; AERATION FOR REMOVAL OF ANY SECONDARY CONTAMINANT, SULFIDE, OR ANY UNREGULATED CONTAMINANT; CORROSION CONTROL INHIBITOR ADDITION; HYPOCHLORINATION; IRON OR MANGANESE SEQUESTRATION; OR ULTRAVIOLET RADIATION. THE LEAD/CHIEF OPERATOR MUST BE CLASS D OR HIGHER. 50,000 GPD UP TO 0.25 MGD-STAFFING BY CLASS D OR HIGHER OPERATOR: 3 VISITS/WEEK ON NONCONSECUTIVE DAYS FOR A TOTAL OF 0.3 HOUR/WEEK. LESS THAN 50,000 GPD-STAFFING BY A CLASS D OR HIGHER OPERATOR: 2 VISITS/WEEK ON NONCONSECUTIVE DAYS FOR A TOTAL OF 0.2 HOUR/WEEK. THERE SHALL BE NO MORE THAN 5 DAYS BETWEEN THE LAST VISIT IN ONE WEEK AND THE FIRST VISIT IN THE NEXT WEEK. | N | Y | CREST DUPLEXES | 1312 137TH AVENUE EAST |  | TAMPA | FL | 33613 |  | 8132862118 |  | STAN BUNN | STAN BUNN | P.O. BOX 10296 |  | TAMPA | FL | 33630 |  | 8138795440 |  | INVESTOR | 20 | 1 | 5 | 2092-05-20 | 2092-05-20 | NAF | 0
6 | HILLSBOROUGH | SWHI |  | 6295638 | OTHER PUBLIC WATER SYSTEM | CHLORINATION; AERATION FOR REMOVAL OF ANY SECONDARY CONTAMINANT, SULFIDE, OR ANY UNREGULATED CONTAMINANT; CORROSION CONTROL INHIBITOR ADDITION; HYPOCHLORINATION; IRON OR MANGANESE SEQUESTRATION; OR ULTRAVIOLET RADIATION. THE LEAD/CHIEF OPERATOR MUST BE CLASS D OR HIGHER. 50,000 GPD UP TO 0.25 MGD-STAFFING BY CLASS D OR HIGHER OPERATOR: 3 VISITS/WEEK ON NONCONSECUTIVE DAYS FOR A TOTAL OF 0.3 HOUR/WEEK. LESS THAN 50,000 GPD-STAFFING BY A CLASS D OR HIGHER OPERATOR: 2 VISITS/WEEK ON NONCONSECUTIVE DAYS FOR A TOTAL OF 0.2 HOUR/WEEK. THERE SHALL BE NO MORE THAN 5 DAYS BETWEEN THE LAST VISIT IN ONE WEEK AND THE FIRST VISIT IN THE NEXT WEEK. | N | Y | EXECUTIVE OFFICE | 12101 N. 56TH STREET |  | TAMPA | FL | 99999 |  |  |  |  | CHARLES MILLER | 1725 HONORE AVENUE |  | SARASOTA | FL | 33232 |  | 8133716423 |  | INVESTOR | 20 | 1 | 1 | 2092-05-20 | 2092-05-20 | NAF | 0
6 | HILLSBOROUGH | SWHI |  | 6295639 | OTHER PUBLIC WATER SYSTEM | CHLORINATION; AERATION FOR REMOVAL OF ANY SECONDARY CONTAMINANT, SULFIDE, OR ANY UNREGULATED CONTAMINANT; CORROSION CONTROL INHIBITOR ADDITION; HYPOCHLORINATION; IRON OR MANGANESE SEQUESTRATION; OR ULTRAVIOLET RADIATION. THE LEAD/CHIEF OPERATOR MUST BE CLASS D OR HIGHER. 50,000 GPD UP TO 0.25 MGD-STAFFING BY CLASS D OR HIGHER OPERATOR: 3 VISITS/WEEK ON NONCONSECUTIVE DAYS FOR A TOTAL OF 0.3 HOUR/WEEK. LESS THAN 50,000 GPD-STAFFING BY A CLASS D OR HIGHER OPERATOR: 2 VISITS/WEEK ON NONCONSECUTIVE DAYS FOR A TOTAL OF 0.2 HOUR/WEEK. THERE SHALL BE NO MORE THAN 5 DAYS BETWEEN THE LAST VISIT IN ONE WEEK AND THE FIRST VISIT IN THE NEXT WEEK. | N | Y | MARGRET'S TP | 4914 CLEWIS ROAD |  | TAMPA | FL | 33610 |  | 8136263336 |  | MIKE LOFLEY | MARGRET MINTON | 4914 CLEWIS ROAD |  | TAMPA | FL | 33610 |  | 8136263336 |  | INVESTOR | 22 | 1 | 14 | 2092-05-27 |  | NAF | 0
6 | HILLSBOROUGH | SWHI |  | 6295640 | OTHER PUBLIC WATER SYSTEM | CHLORINATION; AERATION FOR REMOVAL OF ANY SECONDARY CONTAMINANT, SULFIDE, OR ANY UNREGULATED CONTAMINANT; CORROSION CONTROL INHIBITOR ADDITION; HYPOCHLORINATION; IRON OR MANGANESE SEQUESTRATION; OR ULTRAVIOLET RADIATION. THE LEAD/CHIEF OPERATOR MUST BE CLASS D OR HIGHER. 50,000 GPD UP TO 0.25 MGD-STAFFING BY CLASS D OR HIGHER OPERATOR: 3 VISITS/WEEK ON NONCONSECUTIVE DAYS FOR A TOTAL OF 0.3 HOUR/WEEK. LESS THAN 50,000 GPD-STAFFING BY A CLASS D OR HIGHER OPERATOR: 2 VISITS/WEEK ON NONCONSECUTIVE DAYS FOR A TOTAL OF 0.2 HOUR/WEEK. THERE SHALL BE NO MORE THAN 5 DAYS BETWEEN THE LAST VISIT IN ONE WEEK AND THE FIRST VISIT IN THE NEXT WEEK. | N | Y | HIGHLAND PK | 11008 HWY 301 |  | THONOTOSASSA | FL | 33592 |  | 8139683818 |  | DALE LEWIS | ROY HANSEN | 4603 RIVERHILLS DR |  | TEMPLE TERRACE | FL | 33617 |  | 8139683818 |  | INVESTOR | 22 | 1 | 11 | 2092-05-27 | 2092-05-27 | NAF | 0
6 | HILLSBOROUGH | SWHI |  | 6295641 | OTHER PUBLIC WATER SYSTEM | CHLORINATION; AERATION FOR REMOVAL OF ANY SECONDARY CONTAMINANT, SULFIDE, OR ANY UNREGULATED CONTAMINANT; CORROSION CONTROL INHIBITOR ADDITION; HYPOCHLORINATION; IRON OR MANGANESE SEQUESTRATION; OR ULTRAVIOLET RADIATION. THE LEAD/CHIEF OPERATOR MUST BE CLASS D OR HIGHER. 50,000 GPD UP TO 0.25 MGD-STAFFING BY CLASS D OR HIGHER OPERATOR: 3 VISITS/WEEK ON NONCONSECUTIVE DAYS FOR A TOTAL OF 0.3 HOUR/WEEK. LESS THAN 50,000 GPD-STAFFING BY A CLASS D OR HIGHER OPERATOR: 2 VISITS/WEEK ON NONCONSECUTIVE DAYS FOR A TOTAL OF 0.2 HOUR/WEEK. THERE SHALL BE NO MORE THAN 5 DAYS BETWEEN THE LAST VISIT IN ONE WEEK AND THE FIRST VISIT IN THE NEXT WEEK. | N | Y | RIVERHILLS GOLF & COUNTRY CLUB | NEW RIVERHILLS PARKWAY |  | VALRICO | FL | 33594 |  | 8136892747 |  | JAMES WATSON | ARVIDA/JMB PARTNERS | 4316 NEW RIVERHILLS PARKWAY |  | VALRICO | FL | 33594 |  | 8136892747 |  | INVESTOR | 20 | 1 | 3 | 2092-06-25 | 2092-06-25 | NAF | 0
6 | HILLSBOROUGH | SWHI |  | 6295642 | OTHER PUBLIC WATER SYSTEM | CHLORINATION; AERATION FOR REMOVAL OF ANY SECONDARY CONTAMINANT, SULFIDE, OR ANY UNREGULATED CONTAMINANT; CORROSION CONTROL INHIBITOR ADDITION; HYPOCHLORINATION; IRON OR MANGANESE SEQUESTRATION; OR ULTRAVIOLET RADIATION. THE LEAD/CHIEF OPERATOR MUST BE CLASS D OR HIGHER. 50,000 GPD UP TO 0.25 MGD-STAFFING BY CLASS D OR HIGHER OPERATOR: 3 VISITS/WEEK ON NONCONSECUTIVE DAYS FOR A TOTAL OF 0.3 HOUR/WEEK. LESS THAN 50,000 GPD-STAFFING BY A CLASS D OR HIGHER OPERATOR: 2 VISITS/WEEK ON NONCONSECUTIVE DAYS FOR A TOTAL OF 0.2 HOUR/WEEK. THERE SHALL BE NO MORE THAN 5 DAYS BETWEEN THE LAST VISIT IN ONE WEEK AND THE FIRST VISIT IN THE NEXT WEEK. | N | Y | CARUSO DUPLEX | 1205 E. 139TH AVE |  | TAMPA | FL | 33617 |  | 8139498331 |  | MARILYN KENDRICK | VICTOR J. CARUSO | 2429 SUNSET DRIVE |  | TAMPA | FL | 33629 |  | 8139723398 |  | INVESTOR | 20 | 500 | 4 |  | 2092-05-12 | NAF | 0
6 | HILLSBOROUGH | SWHI |  | 6295643 | OTHER PUBLIC WATER SYSTEM | CHLORINATION; AERATION FOR REMOVAL OF ANY SECONDARY CONTAMINANT, SULFIDE, OR ANY UNREGULATED CONTAMINANT; CORROSION CONTROL INHIBITOR ADDITION; HYPOCHLORINATION; IRON OR MANGANESE SEQUESTRATION; OR ULTRAVIOLET RADIATION. THE LEAD/CHIEF OPERATOR MUST BE CLASS D OR HIGHER. 50,000 GPD UP TO 0.25 MGD-STAFFING BY CLASS D OR HIGHER OPERATOR: 3 VISITS/WEEK ON NONCONSECUTIVE DAYS FOR A TOTAL OF 0.3 HOUR/WEEK. LESS THAN 50,000 GPD-STAFFING BY A CLASS D OR HIGHER OPERATOR: 2 VISITS/WEEK ON NONCONSECUTIVE DAYS FOR A TOTAL OF 0.2 HOUR/WEEK. THERE SHALL BE NO MORE THAN 5 DAYS BETWEEN THE LAST VISIT IN ONE WEEK AND THE FIRST VISIT IN THE NEXT WEEK. | N | Y | MATHEWS DUPLEX | 1207 E. 139TH AVE |  | TAMPA | FL | 33613 |  | 8139498331 |  | TOM (MAINTENANCE WORK) | RUDY MATHEWS | P.O.BOX 1352/ 16910 HANNA RD |  | LUTZ | FL | 33549 |  | 8139723398 |  | INVESTOR | 25 | 500 | 4 |  | 2092-05-12 | NAF | 0
6 | HILLSBOROUGH | SWHI |  | 6295645 | OTHER PUBLIC WATER SYSTEM | CHLORINATION; AERATION FOR REMOVAL OF ANY SECONDARY CONTAMINANT, SULFIDE, OR ANY UNREGULATED CONTAMINANT; CORROSION CONTROL INHIBITOR ADDITION; HYPOCHLORINATION; IRON OR MANGANESE SEQUESTRATION; OR ULTRAVIOLET RADIATION. THE LEAD/CHIEF OPERATOR MUST BE CLASS D OR HIGHER. 50,000 GPD UP TO 0.25 MGD-STAFFING BY CLASS D OR HIGHER OPERATOR: 3 VISITS/WEEK ON NONCONSECUTIVE DAYS FOR A TOTAL OF 0.3 HOUR/WEEK. LESS THAN 50,000 GPD-STAFFING BY A CLASS D OR HIGHER OPERATOR: 2 VISITS/WEEK ON NONCONSECUTIVE DAYS FOR A TOTAL OF 0.2 HOUR/WEEK. THERE SHALL BE NO MORE THAN 5 DAYS BETWEEN THE LAST VISIT IN ONE WEEK AND THE FIRST VISIT IN THE NEXT WEEK. | N | Y | TWIN PINES MHP | 5302 BONITA ROAD |  | WIMAUMA | FL | 33598 |  | 8136341209 |  | DAVID KITCHEN | DAVID KITCHEN | P.O. BOX 5592 |  | SUN CITY CENTER | FL | 33571 |  | 8136341209 |  | INVESTOR | 24 | 1 | 12 | 2092-06-03 | 2092-06-03 | NAF | 0
6 | HILLSBOROUGH | SWHI |  | 6295646 | OTHER PUBLIC WATER SYSTEM | CHLORINATION; AERATION FOR REMOVAL OF ANY SECONDARY CONTAMINANT, SULFIDE, OR ANY UNREGULATED CONTAMINANT; CORROSION CONTROL INHIBITOR ADDITION; HYPOCHLORINATION; IRON OR MANGANESE SEQUESTRATION; OR ULTRAVIOLET RADIATION. THE LEAD/CHIEF OPERATOR MUST BE CLASS D OR HIGHER. 50,000 GPD UP TO 0.25 MGD-STAFFING BY CLASS D OR HIGHER OPERATOR: 3 VISITS/WEEK ON NONCONSECUTIVE DAYS FOR A TOTAL OF 0.3 HOUR/WEEK. LESS THAN 50,000 GPD-STAFFING BY A CLASS D OR HIGHER OPERATOR: 2 VISITS/WEEK ON NONCONSECUTIVE DAYS FOR A TOTAL OF 0.2 HOUR/WEEK. THERE SHALL BE NO MORE THAN 5 DAYS BETWEEN THE LAST VISIT IN ONE WEEK AND THE FIRST VISIT IN THE NEXT WEEK. | N | Y | DAVID'S TP | 5406 BISHOP ROAD |  | WIMAUMA | FL | 33598 |  | 8136451209 |  | DAVID KITCHEN | DAVID KITCHEN | P.O. BOX 5592 |  | SUN CITY CENTER | FL | 33571 |  | 8136451209 |  | INVESTOR | 24 | 1 | 12 | 2092-06-03 | 2092-06-03 | NAF | 0
6 | HILLSBOROUGH | SWHI | jake@hintonfarms.com | 6295647 | COMMUNITY | CHLORINATION; AERATION FOR REMOVAL OF ANY SECONDARY CONTAMINANT, SULFIDE, OR ANY UNREGULATED CONTAMINANT; CORROSION CONTROL INHIBITOR ADDITION; HYPOCHLORINATION; IRON OR MANGANESE SEQUESTRATION; OR ULTRAVIOLET RADIATION. THE LEAD/CHIEF OPERATOR MUST BE CLASS D OR HIGHER. 50,000 GPD UP TO 0.25 MGD-STAFFING BY CLASS D OR HIGHER OPERATOR: 3 VISITS/WEEK ON NONCONSECUTIVE DAYS FOR A TOTAL OF 0.3 HOUR/WEEK. LESS THAN 50,000 GPD-STAFFING BY A CLASS D OR HIGHER OPERATOR: 2 VISITS/WEEK ON NONCONSECUTIVE DAYS FOR A TOTAL OF 0.2 HOUR/WEEK. THERE SHALL BE NO MORE THAN 5 DAYS BETWEEN THE LAST VISIT IN ONE WEEK AND THE FIRST VISIT IN THE NEXT WEEK. | N | Y | ORANGE BLOSSOM TRAILER PARK | 5536 BELVEAL RD |  | DOVER | FL | 33527 |  |  |  | JAKE RABURN | SYDNEY HOLDING GROUP, LLC | 1839 NORTH DOVER ROAD |  | DOVER | FL | 33527 |  | 8136596161 |  | INVESTOR | 63 | 14200 | 22 | 2021-10-27 | 2021-01-27 | DC06 | 100
6 | HILLSBOROUGH | SWHI |  | 6295648 | OTHER PUBLIC WATER SYSTEM | CHLORINATION; AERATION FOR REMOVAL OF ANY SECONDARY CONTAMINANT, SULFIDE, OR ANY UNREGULATED CONTAMINANT; CORROSION CONTROL INHIBITOR ADDITION; HYPOCHLORINATION; IRON OR MANGANESE SEQUESTRATION; OR ULTRAVIOLET RADIATION. THE LEAD/CHIEF OPERATOR MUST BE CLASS D OR HIGHER. 50,000 GPD UP TO 0.25 MGD-STAFFING BY CLASS D OR HIGHER OPERATOR: 3 VISITS/WEEK ON NONCONSECUTIVE DAYS FOR A TOTAL OF 0.3 HOUR/WEEK. LESS THAN 50,000 GPD-STAFFING BY A CLASS D OR HIGHER OPERATOR: 2 VISITS/WEEK ON NONCONSECUTIVE DAYS FOR A TOTAL OF 0.2 HOUR/WEEK. THERE SHALL BE NO MORE THAN 5 DAYS BETWEEN THE LAST VISIT IN ONE WEEK AND THE FIRST VISIT IN THE NEXT WEEK. | N | Y | HOPEWELL SCALES | S.R. 60 E OF 39TH |  | DOVER | FL | 33527 |  | 8132723261 |  |  | DEPARTMENT OF TRANSPORTATION | 1313 N. TAMPA ST. SUITE 902 |  | TAMPA | FL | 33602 |  | 8132723261 |  | STATE | 5 | 1 | 1 | 2092-06-16 |  | NAF | 0
6 | HILLSBOROUGH | SWHI | DANN@INTERBAYCOATINGS.COM | 6295649 | COMMUNITY | CHLORINATION; AERATION FOR REMOVAL OF ANY SECONDARY CONTAMINANT, SULFIDE, OR ANY UNREGULATED CONTAMINANT; CORROSION CONTROL INHIBITOR ADDITION; HYPOCHLORINATION; IRON OR MANGANESE SEQUESTRATION; OR ULTRAVIOLET RADIATION. THE LEAD/CHIEF OPERATOR MUST BE CLASS D OR HIGHER. 50,000 GPD UP TO 0.25 MGD-STAFFING BY CLASS D OR HIGHER OPERATOR: 3 VISITS/WEEK ON NONCONSECUTIVE DAYS FOR A TOTAL OF 0.3 HOUR/WEEK. LESS THAN 50,000 GPD-STAFFING BY A CLASS D OR HIGHER OPERATOR: 2 VISITS/WEEK ON NONCONSECUTIVE DAYS FOR A TOTAL OF 0.2 HOUR/WEEK. THERE SHALL BE NO MORE THAN 5 DAYS BETWEEN THE LAST VISIT IN ONE WEEK AND THE FIRST VISIT IN THE NEXT WEEK. | N | Y | GREEN ACRES | 10729 LITHIA PINECREST ROAD |  | LITHIA | FL | 33547 |  | 8136012165 |  | DANN GREEN | DANN GREEN | 2819 FAIRWAY VIEW DRIVE |  | VALRICO | FL | 33596 |  | 8136012165 |  | INVESTOR | 45 | 18144 | 17 | 2021-09-02 | 2021-08-12 | DC06 | 100
6 | HILLSBOROUGH | SWHI |  | 6295652 | OTHER PUBLIC WATER SYSTEM | CHLORINATION; AERATION FOR REMOVAL OF ANY SECONDARY CONTAMINANT, SULFIDE, OR ANY UNREGULATED CONTAMINANT; CORROSION CONTROL INHIBITOR ADDITION; HYPOCHLORINATION; IRON OR MANGANESE SEQUESTRATION; OR ULTRAVIOLET RADIATION. THE LEAD/CHIEF OPERATOR MUST BE CLASS D OR HIGHER. 50,000 GPD UP TO 0.25 MGD-STAFFING BY CLASS D OR HIGHER OPERATOR: 3 VISITS/WEEK ON NONCONSECUTIVE DAYS FOR A TOTAL OF 0.3 HOUR/WEEK. LESS THAN 50,000 GPD-STAFFING BY A CLASS D OR HIGHER OPERATOR: 2 VISITS/WEEK ON NONCONSECUTIVE DAYS FOR A TOTAL OF 0.2 HOUR/WEEK. THERE SHALL BE NO MORE THAN 5 DAYS BETWEEN THE LAST VISIT IN ONE WEEK AND THE FIRST VISIT IN THE NEXT WEEK. | N | Y | ALMOST HOME PET RESORT | 514 N. ST. CLOUD AVENUE |  | VALRICO | FL | 33594 |  | 8136544925 |  | E. HICKS | ELIZABETH HICKS | 514 N. ST. CLOUD AVENUE |  | VALRICO | FL | 33594 |  |  |  | INVESTOR | 5 | 1 | 1 | 2092-06-25 | 2092-06-25 | NAF | 0
6 | HILLSBOROUGH | SWHI |  | 6295653 | OTHER PUBLIC WATER SYSTEM | CHLORINATION; AERATION FOR REMOVAL OF ANY SECONDARY CONTAMINANT, SULFIDE, OR ANY UNREGULATED CONTAMINANT; CORROSION CONTROL INHIBITOR ADDITION; HYPOCHLORINATION; IRON OR MANGANESE SEQUESTRATION; OR ULTRAVIOLET RADIATION. THE LEAD/CHIEF OPERATOR MUST BE CLASS D OR HIGHER. 50,000 GPD UP TO 0.25 MGD-STAFFING BY CLASS D OR HIGHER OPERATOR: 3 VISITS/WEEK ON NONCONSECUTIVE DAYS FOR A TOTAL OF 0.3 HOUR/WEEK. LESS THAN 50,000 GPD-STAFFING BY A CLASS D OR HIGHER OPERATOR: 2 VISITS/WEEK ON NONCONSECUTIVE DAYS FOR A TOTAL OF 0.2 HOUR/WEEK. THERE SHALL BE NO MORE THAN 5 DAYS BETWEEN THE LAST VISIT IN ONE WEEK AND THE FIRST VISIT IN THE NEXT WEEK. | N | Y | HILLS CTY FIRE/CORK | 5302 W. THONOTOSASSA ROAD |  | THONOTOSASSA | FL | 33592 |  |  |  |  | HILLSBOROUGH CTY FIRE DEPT | 3210 S. 78TH STREET |  | TAMPA | FL | 33619 |  | 8136216019 |  | COUNTY | 10 | 1 | 1 | 2092-05-19 | 2092-05-19 | NAF | 0
6 | HILLSBOROUGH | SWHI |  | 6295654 | OTHER PUBLIC WATER SYSTEM | CHLORINATION; AERATION FOR REMOVAL OF ANY SECONDARY CONTAMINANT, SULFIDE, OR ANY UNREGULATED CONTAMINANT; CORROSION CONTROL INHIBITOR ADDITION; HYPOCHLORINATION; IRON OR MANGANESE SEQUESTRATION; OR ULTRAVIOLET RADIATION. THE LEAD/CHIEF OPERATOR MUST BE CLASS D OR HIGHER. 50,000 GPD UP TO 0.25 MGD-STAFFING BY CLASS D OR HIGHER OPERATOR: 3 VISITS/WEEK ON NONCONSECUTIVE DAYS FOR A TOTAL OF 0.3 HOUR/WEEK. LESS THAN 50,000 GPD-STAFFING BY A CLASS D OR HIGHER OPERATOR: 2 VISITS/WEEK ON NONCONSECUTIVE DAYS FOR A TOTAL OF 0.2 HOUR/WEEK. THERE SHALL BE NO MORE THAN 5 DAYS BETWEEN THE LAST VISIT IN ONE WEEK AND THE FIRST VISIT IN THE NEXT WEEK. | N | Y | HILLS CTY FIRE/SEFFNER MANGO | 1706 KINGSWAY ROAD |  | SEFFNER | FL | 33592 |  |  |  |  | HILLSBOROUGH CTY FIRE DEPT | 3210 S. 78TH STREET |  | TAMPA | FL | 33619 |  | 8136216019 |  | COUNTY | 10 | 1 | 1 | 2092-05-19 | 2092-05-19 | NAF | 0
6 | HILLSBOROUGH | SWHI |  | 6295655 | OTHER PUBLIC WATER SYSTEM | CHLORINATION; AERATION FOR REMOVAL OF ANY SECONDARY CONTAMINANT, SULFIDE, OR ANY UNREGULATED CONTAMINANT; CORROSION CONTROL INHIBITOR ADDITION; HYPOCHLORINATION; IRON OR MANGANESE SEQUESTRATION; OR ULTRAVIOLET RADIATION. THE LEAD/CHIEF OPERATOR MUST BE CLASS D OR HIGHER. 50,000 GPD UP TO 0.25 MGD-STAFFING BY CLASS D OR HIGHER OPERATOR: 3 VISITS/WEEK ON NONCONSECUTIVE DAYS FOR A TOTAL OF 0.3 HOUR/WEEK. LESS THAN 50,000 GPD-STAFFING BY A CLASS D OR HIGHER OPERATOR: 2 VISITS/WEEK ON NONCONSECUTIVE DAYS FOR A TOTAL OF 0.2 HOUR/WEEK. THERE SHALL BE NO MORE THAN 5 DAYS BETWEEN THE LAST VISIT IN ONE WEEK AND THE FIRST VISIT IN THE NEXT WEEK. | N | Y | HILLS CTY FIRE/EAST LAKE | 5808 HARNEY ROAD |  | TAMPA | FL | 33610 |  |  |  |  | HILLSBOROUGH CTY FIRE DEPT | 3210 S. 78TH STREET |  | TAMPA | FL | 33619 |  | 8136216019 |  | COUNTY | 10 | 1 | 1 | 2092-05-19 | 2092-05-19 | NAF | 0
6 | HILLSBOROUGH | SWHI |  | 6295656 | OTHER PUBLIC WATER SYSTEM | CHLORINATION; AERATION FOR REMOVAL OF ANY SECONDARY CONTAMINANT, SULFIDE, OR ANY UNREGULATED CONTAMINANT; CORROSION CONTROL INHIBITOR ADDITION; HYPOCHLORINATION; IRON OR MANGANESE SEQUESTRATION; OR ULTRAVIOLET RADIATION. THE LEAD/CHIEF OPERATOR MUST BE CLASS D OR HIGHER. 50,000 GPD UP TO 0.25 MGD-STAFFING BY CLASS D OR HIGHER OPERATOR: 3 VISITS/WEEK ON NONCONSECUTIVE DAYS FOR A TOTAL OF 0.3 HOUR/WEEK. LESS THAN 50,000 GPD-STAFFING BY A CLASS D OR HIGHER OPERATOR: 2 VISITS/WEEK ON NONCONSECUTIVE DAYS FOR A TOTAL OF 0.2 HOUR/WEEK. THERE SHALL BE NO MORE THAN 5 DAYS BETWEEN THE LAST VISIT IN ONE WEEK AND THE FIRST VISIT IN THE NEXT WEEK. | N | Y | WEIGH STATION | INTERSTATE 4 (WESTBOUND) |  | PLANT CITY | FL | 33566 |  |  |  | B.J. BROWN | STATE OF FLORIDA - D.O.T. | 2822 LESLIE ROAD |  | TAMPA | FL | 33619 |  | 8132723261 |  | STATE | 5 | 100 | 2 | 2092-08-19 | 2092-08-19 | NAF | 0
6 | HILLSBOROUGH | SWHI |  | 6295657 | OTHER PUBLIC WATER SYSTEM | CHLORINATION; AERATION FOR REMOVAL OF ANY SECONDARY CONTAMINANT, SULFIDE, OR ANY UNREGULATED CONTAMINANT; CORROSION CONTROL INHIBITOR ADDITION; HYPOCHLORINATION; IRON OR MANGANESE SEQUESTRATION; OR ULTRAVIOLET RADIATION. THE LEAD/CHIEF OPERATOR MUST BE CLASS D OR HIGHER. 50,000 GPD UP TO 0.25 MGD-STAFFING BY CLASS D OR HIGHER OPERATOR: 3 VISITS/WEEK ON NONCONSECUTIVE DAYS FOR A TOTAL OF 0.3 HOUR/WEEK. LESS THAN 50,000 GPD-STAFFING BY A CLASS D OR HIGHER OPERATOR: 2 VISITS/WEEK ON NONCONSECUTIVE DAYS FOR A TOTAL OF 0.2 HOUR/WEEK. THERE SHALL BE NO MORE THAN 5 DAYS BETWEEN THE LAST VISIT IN ONE WEEK AND THE FIRST VISIT IN THE NEXT WEEK. | N | Y | REAL DEALS INC | 7440 E. HILLSBOROUGH AVENUE |  | TAMPA | FL | 33610 |  | 8136266699 |  | BARRY SIEWERT | FARL STANLEY | 7440 E. HILLSBOROUGH AVENUE |  | TAMPA | FL | 33610 |  | 8132518789 |  | INVESTOR | 5 | 1 | 1 | 2092-07-14 | 2092-07-14 | NAF | 0
6 | HILLSBOROUGH | SWHI |  | 6295658 | OTHER PUBLIC WATER SYSTEM | CHLORINATION; AERATION FOR REMOVAL OF ANY SECONDARY CONTAMINANT, SULFIDE, OR ANY UNREGULATED CONTAMINANT; CORROSION CONTROL INHIBITOR ADDITION; HYPOCHLORINATION; IRON OR MANGANESE SEQUESTRATION; OR ULTRAVIOLET RADIATION. THE LEAD/CHIEF OPERATOR MUST BE CLASS D OR HIGHER. 50,000 GPD UP TO 0.25 MGD-STAFFING BY CLASS D OR HIGHER OPERATOR: 3 VISITS/WEEK ON NONCONSECUTIVE DAYS FOR A TOTAL OF 0.3 HOUR/WEEK. LESS THAN 50,000 GPD-STAFFING BY A CLASS D OR HIGHER OPERATOR: 2 VISITS/WEEK ON NONCONSECUTIVE DAYS FOR A TOTAL OF 0.2 HOUR/WEEK. THERE SHALL BE NO MORE THAN 5 DAYS BETWEEN THE LAST VISIT IN ONE WEEK AND THE FIRST VISIT IN THE NEXT WEEK. | N | Y | J & L MHP | 5315 CLEWIS ROAD |  | TAMPA | FL | 33610 |  | 8136267887 |  | WASIERSKI | LAWRENCE & JANE WASIERSKI | 903 WINCHESTER CT |  | BRANDON | FL | 33511 |  | 8136267887 |  | INVESTOR | 18 | 1 | 9 | 2092-03-16 |  | NAF | 0
6 | HILLSBOROUGH | SWHI |  | 6295659 | OTHER PUBLIC WATER SYSTEM | CHLORINATION; AERATION FOR REMOVAL OF ANY SECONDARY CONTAMINANT, SULFIDE, OR ANY UNREGULATED CONTAMINANT; CORROSION CONTROL INHIBITOR ADDITION; HYPOCHLORINATION; IRON OR MANGANESE SEQUESTRATION; OR ULTRAVIOLET RADIATION. THE LEAD/CHIEF OPERATOR MUST BE CLASS D OR HIGHER. 50,000 GPD UP TO 0.25 MGD-STAFFING BY CLASS D OR HIGHER OPERATOR: 3 VISITS/WEEK ON NONCONSECUTIVE DAYS FOR A TOTAL OF 0.3 HOUR/WEEK. LESS THAN 50,000 GPD-STAFFING BY A CLASS D OR HIGHER OPERATOR: 2 VISITS/WEEK ON NONCONSECUTIVE DAYS FOR A TOTAL OF 0.2 HOUR/WEEK. THERE SHALL BE NO MORE THAN 5 DAYS BETWEEN THE LAST VISIT IN ONE WEEK AND THE FIRST VISIT IN THE NEXT WEEK. | N | Y | WALTER'S COTTAGES & TP | 1109 TANNER ROAD |  | PLANT CITY | FL | 33566 |  |  |  | MILLER | WALTER'S COTTAGES | 1109 TANNER ROAD |  | PLANT CITY | FL | 33566 |  |  |  | INVESTOR | 20 | 1 | 9 | 2092-08-25 | 2092-01-22 | NAF | 0
6 | HILLSBOROUGH | SWHI |  | 6295661 | OTHER PUBLIC WATER SYSTEM | CHLORINATION; AERATION FOR REMOVAL OF ANY SECONDARY CONTAMINANT, SULFIDE, OR ANY UNREGULATED CONTAMINANT; CORROSION CONTROL INHIBITOR ADDITION; HYPOCHLORINATION; IRON OR MANGANESE SEQUESTRATION; OR ULTRAVIOLET RADIATION. THE LEAD/CHIEF OPERATOR MUST BE CLASS D OR HIGHER. 50,000 GPD UP TO 0.25 MGD-STAFFING BY CLASS D OR HIGHER OPERATOR: 3 VISITS/WEEK ON NONCONSECUTIVE DAYS FOR A TOTAL OF 0.3 HOUR/WEEK. LESS THAN 50,000 GPD-STAFFING BY A CLASS D OR HIGHER OPERATOR: 2 VISITS/WEEK ON NONCONSECUTIVE DAYS FOR A TOTAL OF 0.2 HOUR/WEEK. THERE SHALL BE NO MORE THAN 5 DAYS BETWEEN THE LAST VISIT IN ONE WEEK AND THE FIRST VISIT IN THE NEXT WEEK. | N | Y | HOLMBERG FARMS INC. | 13430 HOBSON SIMMONS ROAD |  | LITHIA | FL | 33547 |  | 8136893601 |  | JODIE VINT | DOUGLAS HOLMBERG | 13430 HOBSON SIMMONS ROAD |  | LITHIA | FL | 33547 |  | 8136893601 |  | INVESTOR | 12 | 2120 | 1 | 2015-05-26 | 2016-05-25 | NAF | 0
6 | HILLSBOROUGH | SWHI |  | 6295664 | NONTRANSIENT NONCOMMUNITY | CHLORINATION; AERATION FOR REMOVAL OF ANY SECONDARY CONTAMINANT, SULFIDE, OR ANY UNREGULATED CONTAMINANT; CORROSION CONTROL INHIBITOR ADDITION; HYPOCHLORINATION; IRON OR MANGANESE SEQUESTRATION; OR ULTRAVIOLET RADIATION. THE LEAD/CHIEF OPERATOR MUST BE CLASS D OR HIGHER. 50,000 GPD UP TO 0.25 MGD-STAFFING BY CLASS D OR HIGHER OPERATOR: 3 VISITS/WEEK ON NONCONSECUTIVE DAYS FOR A TOTAL OF 0.3 HOUR/WEEK. LESS THAN 50,000 GPD-STAFFING BY A CLASS D OR HIGHER OPERATOR: 2 VISITS/WEEK ON NONCONSECUTIVE DAYS FOR A TOTAL OF 0.2 HOUR/WEEK. THERE SHALL BE NO MORE THAN 5 DAYS BETWEEN THE LAST VISIT IN ONE WEEK AND THE FIRST VISIT IN THE NEXT WEEK. | N | Y | PERFORMANCE FOOD GROUP INC. | 3150 N. GALLAGHER ROAD |  | DOVER | FL | 33527 |  | 8136590811 |  | PAUL PEAVY | PERFORMANCE FOOD GROUP INC | 12500 WEST CREEK PKWY |  | RICHMOND | VA | 23238 |  | 8136590811 |  | INVESTOR | 50 | 12300 | 2 | 2021-08-31 | 2019-03-13 | NTNC | 100
6 | HILLSBOROUGH | SWHI |  | 6295666 | OTHER PUBLIC WATER SYSTEM | CHLORINATION; AERATION FOR REMOVAL OF ANY SECONDARY CONTAMINANT, SULFIDE, OR ANY UNREGULATED CONTAMINANT; CORROSION CONTROL INHIBITOR ADDITION; HYPOCHLORINATION; IRON OR MANGANESE SEQUESTRATION; OR ULTRAVIOLET RADIATION. THE LEAD/CHIEF OPERATOR MUST BE CLASS D OR HIGHER. 50,000 GPD UP TO 0.25 MGD-STAFFING BY CLASS D OR HIGHER OPERATOR: 3 VISITS/WEEK ON NONCONSECUTIVE DAYS FOR A TOTAL OF 0.3 HOUR/WEEK. LESS THAN 50,000 GPD-STAFFING BY A CLASS D OR HIGHER OPERATOR: 2 VISITS/WEEK ON NONCONSECUTIVE DAYS FOR A TOTAL OF 0.2 HOUR/WEEK. THERE SHALL BE NO MORE THAN 5 DAYS BETWEEN THE LAST VISIT IN ONE WEEK AND THE FIRST VISIT IN THE NEXT WEEK. | N | Y | AGRICULTURAL RESEARCH CTR | 13138 LEWIS GALLAGHER ROAD |  | DOVER | FL | 33527 |  | 8136592801 |  | EARL ALBREGTS | STATE BOARD OF EDUCATION | 13138 LEWIS GALLAGHER ROAD |  | DOVER | FL | 33527 |  | 8136592801 |  | STATE | 12 | 1 | 4 | 2092-09-08 |  | NAF | 0
6 | HILLSBOROUGH | SWHI |  | 6295667 | OTHER PUBLIC WATER SYSTEM | CHLORINATION; AERATION FOR REMOVAL OF ANY SECONDARY CONTAMINANT, SULFIDE, OR ANY UNREGULATED CONTAMINANT; CORROSION CONTROL INHIBITOR ADDITION; HYPOCHLORINATION; IRON OR MANGANESE SEQUESTRATION; OR ULTRAVIOLET RADIATION. THE LEAD/CHIEF OPERATOR MUST BE CLASS D OR HIGHER. 50,000 GPD UP TO 0.25 MGD-STAFFING BY CLASS D OR HIGHER OPERATOR: 3 VISITS/WEEK ON NONCONSECUTIVE DAYS FOR A TOTAL OF 0.3 HOUR/WEEK. LESS THAN 50,000 GPD-STAFFING BY A CLASS D OR HIGHER OPERATOR: 2 VISITS/WEEK ON NONCONSECUTIVE DAYS FOR A TOTAL OF 0.2 HOUR/WEEK. THERE SHALL BE NO MORE THAN 5 DAYS BETWEEN THE LAST VISIT IN ONE WEEK AND THE FIRST VISIT IN THE NEXT WEEK. | N | Y | RIVERVIEW FLOWER FARMS | 9107 N TAYLOR RD |  | SEFFNER | FL | 33584 |  | 8136896425 |  | GREGG HARRIS | TIM MYERS | 9107 N. TAYLOR ROAD |  | SEFFNER | FL | 33584 |  | 8136896425 |  | INVESTOR | 30 | 1 | 1 |  | 2003-06-04 | NAF | 0
6 | HILLSBOROUGH | SWHI |  | 6295671 | NONCOMMUNITY | CHLORINATION; AERATION FOR REMOVAL OF ANY SECONDARY CONTAMINANT, SULFIDE, OR ANY UNREGULATED CONTAMINANT; CORROSION CONTROL INHIBITOR ADDITION; HYPOCHLORINATION; IRON OR MANGANESE SEQUESTRATION; OR ULTRAVIOLET RADIATION. THE LEAD/CHIEF OPERATOR MUST BE CLASS D OR HIGHER. 50,000 GPD UP TO 0.25 MGD-STAFFING BY CLASS D OR HIGHER OPERATOR: 3 VISITS/WEEK ON NONCONSECUTIVE DAYS FOR A TOTAL OF 0.3 HOUR/WEEK. LESS THAN 50,000 GPD-STAFFING BY A CLASS D OR HIGHER OPERATOR: 2 VISITS/WEEK ON NONCONSECUTIVE DAYS FOR A TOTAL OF 0.2 HOUR/WEEK. THERE SHALL BE NO MORE THAN 5 DAYS BETWEEN THE LAST VISIT IN ONE WEEK AND THE FIRST VISIT IN THE NEXT WEEK. | N | Y | BRUMMEYER'S ONE STOP | 7208 TURKEY CREEK ROAD |  | PLANT CITY | FL | 33567 |  | 8137374054 |  | VY LUU | BRUMMEYER'S ONE STOP | PO BOX 95 |  | DURANT | FL | 33530 |  | 8137374054 |  | INVESTOR | 100 | 1000 | 2 | 2021-10-21 | 2021-09-13 | NC01 | 50
6 | HILLSBOROUGH | SWHI | MISSY@GRIMESPRODUCE.COM | 6295676 | NONTRANSIENT NONCOMMUNITY | CHLORINATION; AERATION FOR REMOVAL OF ANY SECONDARY CONTAMINANT, SULFIDE, OR ANY UNREGULATED CONTAMINANT; CORROSION CONTROL INHIBITOR ADDITION; HYPOCHLORINATION; IRON OR MANGANESE SEQUESTRATION; OR ULTRAVIOLET RADIATION. THE LEAD/CHIEF OPERATOR MUST BE CLASS D OR HIGHER. 50,000 GPD UP TO 0.25 MGD-STAFFING BY CLASS D OR HIGHER OPERATOR: 3 VISITS/WEEK ON NONCONSECUTIVE DAYS FOR A TOTAL OF 0.3 HOUR/WEEK. LESS THAN 50,000 GPD-STAFFING BY A CLASS D OR HIGHER OPERATOR: 2 VISITS/WEEK ON NONCONSECUTIVE DAYS FOR A TOTAL OF 0.2 HOUR/WEEK. THERE SHALL BE NO MORE THAN 5 DAYS BETWEEN THE LAST VISIT IN ONE WEEK AND THE FIRST VISIT IN THE NEXT WEEK. | N | Y | G & G FARMS "KNIGHTS GRIFFIN RD" LLC | 4404 W. KNIGHTS GRIFFIN ROAD |  | PLANT CITY | FL | 33565 |  | 8137522037 |  | MELISSA GRIMES | G & G FARMS LLC | PO BOX 2367 |  | PLANT CITY | FL | 33564 |  | 8137078813 |  | INVESTOR | 199 | 19000 | 27 | 2021-10-15 | 2021-08-19 | NTNC | 100
6 | HILLSBOROUGH | SWHI |  | 6295678 | OTHER PUBLIC WATER SYSTEM | CHLORINATION; AERATION FOR REMOVAL OF ANY SECONDARY CONTAMINANT, SULFIDE, OR ANY UNREGULATED CONTAMINANT; CORROSION CONTROL INHIBITOR ADDITION; HYPOCHLORINATION; IRON OR MANGANESE SEQUESTRATION; OR ULTRAVIOLET RADIATION. THE LEAD/CHIEF OPERATOR MUST BE CLASS D OR HIGHER. 50,000 GPD UP TO 0.25 MGD-STAFFING BY CLASS D OR HIGHER OPERATOR: 3 VISITS/WEEK ON NONCONSECUTIVE DAYS FOR A TOTAL OF 0.3 HOUR/WEEK. LESS THAN 50,000 GPD-STAFFING BY A CLASS D OR HIGHER OPERATOR: 2 VISITS/WEEK ON NONCONSECUTIVE DAYS FOR A TOTAL OF 0.2 HOUR/WEEK. THERE SHALL BE NO MORE THAN 5 DAYS BETWEEN THE LAST VISIT IN ONE WEEK AND THE FIRST VISIT IN THE NEXT WEEK. | N | Y | NATURAL DESIGNS LANDSCAPING | 1810 CLEMENT RD |  | LUTZ | FL | 33549 |  | 8139494933 |  | PHIL PETRESKY | PHIL PETRESKY | PO BOX 1678 |  | LUTZ | FL | 33548 |  | 8139494933 |  | INVESTOR | 4 | 1999 | 2 | 2012-10-16 | 2014-04-22 | NAF | 0
6 | HILLSBOROUGH | SWHI |  | 6295682 | OTHER PUBLIC WATER SYSTEM | CHLORINATION; AERATION FOR REMOVAL OF ANY SECONDARY CONTAMINANT, SULFIDE, OR ANY UNREGULATED CONTAMINANT; CORROSION CONTROL INHIBITOR ADDITION; HYPOCHLORINATION; IRON OR MANGANESE SEQUESTRATION; OR ULTRAVIOLET RADIATION. THE LEAD/CHIEF OPERATOR MUST BE CLASS D OR HIGHER. 50,000 GPD UP TO 0.25 MGD-STAFFING BY CLASS D OR HIGHER OPERATOR: 3 VISITS/WEEK ON NONCONSECUTIVE DAYS FOR A TOTAL OF 0.3 HOUR/WEEK. LESS THAN 50,000 GPD-STAFFING BY A CLASS D OR HIGHER OPERATOR: 2 VISITS/WEEK ON NONCONSECUTIVE DAYS FOR A TOTAL OF 0.2 HOUR/WEEK. THERE SHALL BE NO MORE THAN 5 DAYS BETWEEN THE LAST VISIT IN ONE WEEK AND THE FIRST VISIT IN THE NEXT WEEK. | N | Y | INGRAM MHP | 1838-1846 NORMAN INGRAM ROAD |  | PLANT CITY | FL | 33567 |  | 8137371778 |  | ARTHUR INGRAM | ARTHUR LEE INGRAM | 4701 SMITH RYALS ROAD |  | PLANT CITY | FL | 33567 |  | 8137371778 |  | INVESTOR | 20 | 1 | 6 | 2093-06-15 | 2093-06-15 | NAF | 0
6 | HILLSBOROUGH | SWHI |  | 6295683 | NONCOMMUNITY | CHLORINATION; AERATION FOR REMOVAL OF ANY SECONDARY CONTAMINANT, SULFIDE, OR ANY UNREGULATED CONTAMINANT; CORROSION CONTROL INHIBITOR ADDITION; HYPOCHLORINATION; IRON OR MANGANESE SEQUESTRATION; OR ULTRAVIOLET RADIATION. THE LEAD/CHIEF OPERATOR MUST BE CLASS D OR HIGHER. 50,000 GPD UP TO 0.25 MGD-STAFFING BY CLASS D OR HIGHER OPERATOR: 3 VISITS/WEEK ON NONCONSECUTIVE DAYS FOR A TOTAL OF 0.3 HOUR/WEEK. LESS THAN 50,000 GPD-STAFFING BY A CLASS D OR HIGHER OPERATOR: 2 VISITS/WEEK ON NONCONSECUTIVE DAYS FOR A TOTAL OF 0.2 HOUR/WEEK. THERE SHALL BE NO MORE THAN 5 DAYS BETWEEN THE LAST VISIT IN ONE WEEK AND THE FIRST VISIT IN THE NEXT WEEK. | N | Y | NORTH TERRACE CHURCH OF CHRIST | 16812 LIVINGSTON AVE |  | LUTZ | FL | 33559 |  | 8135983770 |  | DAVID LOPEZ | NORTH TERRACE CHURCH OF CHRIST | 16812 LIVINGSTON AVE |  | LUTZ | FL | 33559 |  | 8135983770 |  | INVESTOR | 75 | 400 | 1 | 2021-12-29 | 2021-11-04 | NC01 | 50
6 | HILLSBOROUGH | SWHI |  | 6295685 | NONCOMMUNITY | CHLORINATION; AERATION FOR REMOVAL OF ANY SECONDARY CONTAMINANT, SULFIDE, OR ANY UNREGULATED CONTAMINANT; CORROSION CONTROL INHIBITOR ADDITION; HYPOCHLORINATION; IRON OR MANGANESE SEQUESTRATION; OR ULTRAVIOLET RADIATION. THE LEAD/CHIEF OPERATOR MUST BE CLASS D OR HIGHER. 50,000 GPD UP TO 0.25 MGD-STAFFING BY CLASS D OR HIGHER OPERATOR: 3 VISITS/WEEK ON NONCONSECUTIVE DAYS FOR A TOTAL OF 0.3 HOUR/WEEK. LESS THAN 50,000 GPD-STAFFING BY A CLASS D OR HIGHER OPERATOR: 2 VISITS/WEEK ON NONCONSECUTIVE DAYS FOR A TOTAL OF 0.2 HOUR/WEEK. THERE SHALL BE NO MORE THAN 5 DAYS BETWEEN THE LAST VISIT IN ONE WEEK AND THE FIRST VISIT IN THE NEXT WEEK. | N | Y | LITHIA FOOD MART | 1005 LITHIA-PINECREST ROAD |  | BRANDON | FL | 33511 |  | 8136533231 |  | DEEPAK SOOD | DEEPAK SOOD | 1005 LITHIA-PINECREST RD. |  | BRANDON | FL | 33511 |  | 8136533231 |  | INVESTOR | 75 | 3000 | 1 | 2021-07-19 | 2020-11-13 | NC01 | 50
6 | HILLSBOROUGH | SWHI |  | 6295686 | NONTRANSIENT NONCOMMUNITY | CHLORINATION; AERATION FOR REMOVAL OF ANY SECONDARY CONTAMINANT, SULFIDE, OR ANY UNREGULATED CONTAMINANT; CORROSION CONTROL INHIBITOR ADDITION; HYPOCHLORINATION; IRON OR MANGANESE SEQUESTRATION; OR ULTRAVIOLET RADIATION. THE LEAD/CHIEF OPERATOR MUST BE CLASS D OR HIGHER. 50,000 GPD UP TO 0.25 MGD-STAFFING BY CLASS D OR HIGHER OPERATOR: 3 VISITS/WEEK ON NONCONSECUTIVE DAYS FOR A TOTAL OF 0.3 HOUR/WEEK. LESS THAN 50,000 GPD-STAFFING BY A CLASS D OR HIGHER OPERATOR: 2 VISITS/WEEK ON NONCONSECUTIVE DAYS FOR A TOTAL OF 0.2 HOUR/WEEK. THERE SHALL BE NO MORE THAN 5 DAYS BETWEEN THE LAST VISIT IN ONE WEEK AND THE FIRST VISIT IN THE NEXT WEEK. | N | Y | CENTRAL MAINTENANCE & WELDING MAIN OFFIC | 2620 KEYSVILLE ROAD |  | LITHIA | FL | 33547 |  | 8137371402 |  | TODD HOOD | CENTRAL MAINTENANCE & WELDING | 2620 KEYSVILLE RD |  | LITHIA | FL | 33547 |  | 8137371402 |  | INVESTOR | 150 | 11300 | 7 | 2021-08-02 | 2019-01-17 | NTNC | 100
6 | HILLSBOROUGH | SWHI | schmid@tampabay.rr.com | 6295687 | NONCOMMUNITY | CHLORINATION; AERATION FOR REMOVAL OF ANY SECONDARY CONTAMINANT, SULFIDE, OR ANY UNREGULATED CONTAMINANT; CORROSION CONTROL INHIBITOR ADDITION; HYPOCHLORINATION; IRON OR MANGANESE SEQUESTRATION; OR ULTRAVIOLET RADIATION. THE LEAD/CHIEF OPERATOR MUST BE CLASS D OR HIGHER. 50,000 GPD UP TO 0.25 MGD-STAFFING BY CLASS D OR HIGHER OPERATOR: 3 VISITS/WEEK ON NONCONSECUTIVE DAYS FOR A TOTAL OF 0.3 HOUR/WEEK. LESS THAN 50,000 GPD-STAFFING BY A CLASS D OR HIGHER OPERATOR: 2 VISITS/WEEK ON NONCONSECUTIVE DAYS FOR A TOTAL OF 0.2 HOUR/WEEK. THERE SHALL BE NO MORE THAN 5 DAYS BETWEEN THE LAST VISIT IN ONE WEEK AND THE FIRST VISIT IN THE NEXT WEEK. | N | Y | JMB PARTNERSHIP LLC | 2502 TURKEY CREEK ROAD |  | PLANT CITY | FL | 33566 |  | 8134040507 |  | BOB SCHMID | BOB SCHMID | 901 S. FOREST DRIVE |  | TAMPA | FL | 33609 |  | 8134040507 |  | INVESTOR | 30 | 7500 | 3 | 2019-07-25 | 2021-11-19 | NC01 | 50
6 | HILLSBOROUGH | SWHI |  | 6295688 | NONCOMMUNITY | CHLORINATION; AERATION FOR REMOVAL OF ANY SECONDARY CONTAMINANT, SULFIDE, OR ANY UNREGULATED CONTAMINANT; CORROSION CONTROL INHIBITOR ADDITION; HYPOCHLORINATION; IRON OR MANGANESE SEQUESTRATION; OR ULTRAVIOLET RADIATION. THE LEAD/CHIEF OPERATOR MUST BE CLASS D OR HIGHER. 50,000 GPD UP TO 0.25 MGD-STAFFING BY CLASS D OR HIGHER OPERATOR: 3 VISITS/WEEK ON NONCONSECUTIVE DAYS FOR A TOTAL OF 0.3 HOUR/WEEK. LESS THAN 50,000 GPD-STAFFING BY A CLASS D OR HIGHER OPERATOR: 2 VISITS/WEEK ON NONCONSECUTIVE DAYS FOR A TOTAL OF 0.2 HOUR/WEEK. THERE SHALL BE NO MORE THAN 5 DAYS BETWEEN THE LAST VISIT IN ONE WEEK AND THE FIRST VISIT IN THE NEXT WEEK. | N | Y | HCPRD/KEYSVILLE PARK | 9390 EDISON ROAD |  | LITHIA | FL | 33547 |  | 8136358179 |  | ROYCE JOHNSON | HILLSBOROUGH CTY PARKS & RECREATION MU2 | PO BOX 1110 |  | TAMPA | FL | 33601 |  | 8133526427 |  | COUNTY | 25 | 1999 | 4 | 2021-05-06 | 2019-09-05 | NC01 | 50
6 | HILLSBOROUGH | SWHI |  | 6295690 | NONCOMMUNITY | CHLORINATION; AERATION FOR REMOVAL OF ANY SECONDARY CONTAMINANT, SULFIDE, OR ANY UNREGULATED CONTAMINANT; CORROSION CONTROL INHIBITOR ADDITION; HYPOCHLORINATION; IRON OR MANGANESE SEQUESTRATION; OR ULTRAVIOLET RADIATION. THE LEAD/CHIEF OPERATOR MUST BE CLASS D OR HIGHER. 50,000 GPD UP TO 0.25 MGD-STAFFING BY CLASS D OR HIGHER OPERATOR: 3 VISITS/WEEK ON NONCONSECUTIVE DAYS FOR A TOTAL OF 0.3 HOUR/WEEK. LESS THAN 50,000 GPD-STAFFING BY A CLASS D OR HIGHER OPERATOR: 2 VISITS/WEEK ON NONCONSECUTIVE DAYS FOR A TOTAL OF 0.2 HOUR/WEEK. THERE SHALL BE NO MORE THAN 5 DAYS BETWEEN THE LAST VISIT IN ONE WEEK AND THE FIRST VISIT IN THE NEXT WEEK. | N | Y | EAST TAMPA CHRISTIAN CHURCH | 7824 SOUTH 24TH AVE |  | TAMPA | FL | 33619 |  | 8136262507 |  | TERRY TYREE | EAST TAMPA CHRISTIAN CHURCH | 7824 SOUTH 24TH AVE |  | TAMPA | FL | 33619 |  | 8136262507 |  | OTHER | 70 | 1500 | 7 | 2021-07-27 | 2019-05-09 | NC01 | 50
6 | HILLSBOROUGH | SWHI | JJS@SIZEMOREFARMS.COM | 6295691 | NONTRANSIENT NONCOMMUNITY | CHLORINATION; AERATION FOR REMOVAL OF ANY SECONDARY CONTAMINANT, SULFIDE, OR ANY UNREGULATED CONTAMINANT; CORROSION CONTROL INHIBITOR ADDITION; HYPOCHLORINATION; IRON OR MANGANESE SEQUESTRATION; OR ULTRAVIOLET RADIATION. THE LEAD/CHIEF OPERATOR MUST BE CLASS D OR HIGHER. 50,000 GPD UP TO 0.25 MGD-STAFFING BY CLASS D OR HIGHER OPERATOR: 3 VISITS/WEEK ON NONCONSECUTIVE DAYS FOR A TOTAL OF 0.3 HOUR/WEEK. LESS THAN 50,000 GPD-STAFFING BY A CLASS D OR HIGHER OPERATOR: 2 VISITS/WEEK ON NONCONSECUTIVE DAYS FOR A TOTAL OF 0.2 HOUR/WEEK. THERE SHALL BE NO MORE THAN 5 DAYS BETWEEN THE LAST VISIT IN ONE WEEK AND THE FIRST VISIT IN THE NEXT WEEK. | N | Y | SIZEMORE FARM 2 (EAST) | 1704 COLSON ROAD |  | PLANT CITY | FL | 33567 |  | 8634256611 |  | JEFF SIZEMORE | SIZEMORE SALES | 4339 SR 60 W |  | MULBERRY | FL | 33860 |  | 8634256611 |  | INVESTOR | 56 | 2500 | 7 | 2021-08-19 | 2019-07-11 | NTNC | 100
6 | HILLSBOROUGH | SWHI |  | 6295692 | NONTRANSIENT NONCOMMUNITY | CHLORINATION; AERATION FOR REMOVAL OF ANY SECONDARY CONTAMINANT, SULFIDE, OR ANY UNREGULATED CONTAMINANT; CORROSION CONTROL INHIBITOR ADDITION; HYPOCHLORINATION; IRON OR MANGANESE SEQUESTRATION; OR ULTRAVIOLET RADIATION. THE LEAD/CHIEF OPERATOR MUST BE CLASS D OR HIGHER. 50,000 GPD UP TO 0.25 MGD-STAFFING BY CLASS D OR HIGHER OPERATOR: 3 VISITS/WEEK ON NONCONSECUTIVE DAYS FOR A TOTAL OF 0.3 HOUR/WEEK. LESS THAN 50,000 GPD-STAFFING BY A CLASS D OR HIGHER OPERATOR: 2 VISITS/WEEK ON NONCONSECUTIVE DAYS FOR A TOTAL OF 0.2 HOUR/WEEK. THERE SHALL BE NO MORE THAN 5 DAYS BETWEEN THE LAST VISIT IN ONE WEEK AND THE FIRST VISIT IN THE NEXT WEEK. | N | Y | SAN JOSE MISSION ANNEX | 3238 SAN JOSE MISSION DRIVE |  | DOVER | FL | 33527 |  | 8137077416 |  | SOCORRO PRISCO | CATHOLIC CHARITIES | 1213 16TH STREET NORTH |  | ST. PETERSBURG | FL | 33705 |  | 7278931314 | 101 | OTHER | 65 | 7650 | 4 | 2021-04-15 | 2019-06-19 | NTNC | 100
6 | HILLSBOROUGH | SWHI |  | 6295965 | NONCOMMUNITY | CHLORINATION; AERATION FOR REMOVAL OF ANY SECONDARY CONTAMINANT, SULFIDE, OR ANY UNREGULATED CONTAMINANT; CORROSION CONTROL INHIBITOR ADDITION; HYPOCHLORINATION; IRON OR MANGANESE SEQUESTRATION; OR ULTRAVIOLET RADIATION. THE LEAD/CHIEF OPERATOR MUST BE CLASS D OR HIGHER. 50,000 GPD UP TO 0.25 MGD-STAFFING BY CLASS D OR HIGHER OPERATOR: 3 VISITS/WEEK ON NONCONSECUTIVE DAYS FOR A TOTAL OF 0.3 HOUR/WEEK. LESS THAN 50,000 GPD-STAFFING BY A CLASS D OR HIGHER OPERATOR: 2 VISITS/WEEK ON NONCONSECUTIVE DAYS FOR A TOTAL OF 0.2 HOUR/WEEK. THERE SHALL BE NO MORE THAN 5 DAYS BETWEEN THE LAST VISIT IN ONE WEEK AND THE FIRST VISIT IN THE NEXT WEEK. | N | Y | 8910 EXECUTIVE CENTER II | 8910 N DALE MABRY HWY |  | TAMPA | FL | 33614 |  | 8139613711 |  | BILL CHURCHILL | 8910 EXECUTIVE CENTER LTD | PO BOX 270004 |  | TAMPA | FL | 33688 |  | 8139613711 |  | INVESTOR | 30 | 1999 | 1 | 2019-12-18 | 2021-05-06 | NC01 | 50
6 | HILLSBOROUGH | SWHI | MISSY@GRIMESPRODUCE.COM | 6295967 | NONTRANSIENT NONCOMMUNITY | CHLORINATION; AERATION FOR REMOVAL OF ANY SECONDARY CONTAMINANT, SULFIDE, OR ANY UNREGULATED CONTAMINANT; CORROSION CONTROL INHIBITOR ADDITION; HYPOCHLORINATION; IRON OR MANGANESE SEQUESTRATION; OR ULTRAVIOLET RADIATION. THE LEAD/CHIEF OPERATOR MUST BE CLASS D OR HIGHER. 50,000 GPD UP TO 0.25 MGD-STAFFING BY CLASS D OR HIGHER OPERATOR: 3 VISITS/WEEK ON NONCONSECUTIVE DAYS FOR A TOTAL OF 0.3 HOUR/WEEK. LESS THAN 50,000 GPD-STAFFING BY A CLASS D OR HIGHER OPERATOR: 2 VISITS/WEEK ON NONCONSECUTIVE DAYS FOR A TOTAL OF 0.2 HOUR/WEEK. THERE SHALL BE NO MORE THAN 5 DAYS BETWEEN THE LAST VISIT IN ONE WEEK AND THE FIRST VISIT IN THE NEXT WEEK. | N | Y | GRIMES WILDER FARMS MLC | 2702 N WILDER LOOP RD |  | PLANT CITY | FL | 33565 |  | 8137522037 |  | JOEL CONNELL | CHARLIE GRIMES FARMS LLC | PO BOX 2367 |  | PLANT CITY | FL | 33564 |  | 8137522037 |  | INVESTOR | 26 | 15000 | 6 | 2021-08-19 | 2019-08-15 | NTNC | 100
6 | HILLSBOROUGH | SWHI | carbeth929@outlook.com; carbethp929@gmail.com | 6295970 | COMMUNITY | CHLORINATION; AERATION FOR REMOVAL OF ANY SECONDARY CONTAMINANT, SULFIDE, OR ANY UNREGULATED CONTAMINANT; CORROSION CONTROL INHIBITOR ADDITION; HYPOCHLORINATION; IRON OR MANGANESE SEQUESTRATION; OR ULTRAVIOLET RADIATION. THE LEAD/CHIEF OPERATOR MUST BE CLASS D OR HIGHER. 50,000 GPD UP TO 0.25 MGD-STAFFING BY CLASS D OR HIGHER OPERATOR: 3 VISITS/WEEK ON NONCONSECUTIVE DAYS FOR A TOTAL OF 0.3 HOUR/WEEK. LESS THAN 50,000 GPD-STAFFING BY A CLASS D OR HIGHER OPERATOR: 2 VISITS/WEEK ON NONCONSECUTIVE DAYS FOR A TOTAL OF 0.2 HOUR/WEEK. THERE SHALL BE NO MORE THAN 5 DAYS BETWEEN THE LAST VISIT IN ONE WEEK AND THE FIRST VISIT IN THE NEXT WEEK. | N | Y | IRIS COURT APARTMENTS SOUTH | 9317 GREYSTONE ROAD |  | THONOTOSASSA | FL | 33592 |  | 8132391161 |  | DAVID POTTS | DAVID POTTS | 7203 FLORIDA AVE |  | TAMPA | FL | 33604 |  | 8132391161 |  | INVESTOR | 36 | 24999 | 18 | 2019-09-25 | 2021-09-27 | DC06 | 100
6 | HILLSBOROUGH | SWHI |  | 6295971 | COMMUNITY | CHLORINATION; AERATION FOR REMOVAL OF ANY SECONDARY CONTAMINANT, SULFIDE, OR ANY UNREGULATED CONTAMINANT; CORROSION CONTROL INHIBITOR ADDITION; HYPOCHLORINATION; IRON OR MANGANESE SEQUESTRATION; OR ULTRAVIOLET RADIATION. THE LEAD/CHIEF OPERATOR MUST BE CLASS D OR HIGHER. 50,000 GPD UP TO 0.25 MGD-STAFFING BY CLASS D OR HIGHER OPERATOR: 3 VISITS/WEEK ON NONCONSECUTIVE DAYS FOR A TOTAL OF 0.3 HOUR/WEEK. LESS THAN 50,000 GPD-STAFFING BY A CLASS D OR HIGHER OPERATOR: 2 VISITS/WEEK ON NONCONSECUTIVE DAYS FOR A TOTAL OF 0.2 HOUR/WEEK. THERE SHALL BE NO MORE THAN 5 DAYS BETWEEN THE LAST VISIT IN ONE WEEK AND THE FIRST VISIT IN THE NEXT WEEK. | N | Y | PATRICIA HEARD MLC | 3226 SYDNEY DOVER ROAD |  | DOVER | FL | 33527 |  | 8136591563 |  | CLAUDIA MANDUJANO | PATRICIA HEARD | PO BOX 1440 |  | DOVER | FL | 33527 |  | 8136591563 |  | INVESTOR | 88 | 15000 | 9 | 2021-03-02 | 2019-02-07 | DC06 | 100
6 | HILLSBOROUGH | SWHI |  | 6295973 | NONCOMMUNITY | CHLORINATION; AERATION FOR REMOVAL OF ANY SECONDARY CONTAMINANT, SULFIDE, OR ANY UNREGULATED CONTAMINANT; CORROSION CONTROL INHIBITOR ADDITION; HYPOCHLORINATION; IRON OR MANGANESE SEQUESTRATION; OR ULTRAVIOLET RADIATION. THE LEAD/CHIEF OPERATOR MUST BE CLASS D OR HIGHER. 50,000 GPD UP TO 0.25 MGD-STAFFING BY CLASS D OR HIGHER OPERATOR: 3 VISITS/WEEK ON NONCONSECUTIVE DAYS FOR A TOTAL OF 0.3 HOUR/WEEK. LESS THAN 50,000 GPD-STAFFING BY A CLASS D OR HIGHER OPERATOR: 2 VISITS/WEEK ON NONCONSECUTIVE DAYS FOR A TOTAL OF 0.2 HOUR/WEEK. THERE SHALL BE NO MORE THAN 5 DAYS BETWEEN THE LAST VISIT IN ONE WEEK AND THE FIRST VISIT IN THE NEXT WEEK. | N | Y | RESTAURANTE EL SOL | 702 RAILROAD ST. |  | WIMAUMA | FL | 33598 |  | 8136332777 |  | OTTO PIMENTEL | RESTAURANTE EL SOL | 10616 MISSOURI AVE |  | RIVERVIEW | FL | 33578 |  | 8134491626 |  | INVESTOR | 100 | 5000 | 2 | 2019-08-14 | 2021-09-08 | NC01 | 50
6 | HILLSBOROUGH | SWHI |  | 6295974 | NONCOMMUNITY | CHLORINATION; AERATION FOR REMOVAL OF ANY SECONDARY CONTAMINANT, SULFIDE, OR ANY UNREGULATED CONTAMINANT; CORROSION CONTROL INHIBITOR ADDITION; HYPOCHLORINATION; IRON OR MANGANESE SEQUESTRATION; OR ULTRAVIOLET RADIATION. THE LEAD/CHIEF OPERATOR MUST BE CLASS D OR HIGHER. 50,000 GPD UP TO 0.25 MGD-STAFFING BY CLASS D OR HIGHER OPERATOR: 3 VISITS/WEEK ON NONCONSECUTIVE DAYS FOR A TOTAL OF 0.3 HOUR/WEEK. LESS THAN 50,000 GPD-STAFFING BY A CLASS D OR HIGHER OPERATOR: 2 VISITS/WEEK ON NONCONSECUTIVE DAYS FOR A TOTAL OF 0.2 HOUR/WEEK. THERE SHALL BE NO MORE THAN 5 DAYS BETWEEN THE LAST VISIT IN ONE WEEK AND THE FIRST VISIT IN THE NEXT WEEK. | N | Y | LONE OAK BAPTIST CHURCH | 3505 W. LONE OAK ROAD |  | PLANT CITY | FL | 33567 |  | 8137545278 |  | MIKE STOKES | LONE OAK BAPTIST CHURCH | 3505 W. LONE OAK ROAD |  | PLANT CITY | FL | 33567 |  | 8137545278 |  | INVESTOR | 170 | 2500 | 3 | 2021-03-30 | 2020-01-09 | NC01 | 50
6 | HILLSBOROUGH | SWHI |  | 6295975 | NONTRANSIENT NONCOMMUNITY | CHLORINATION; AERATION FOR REMOVAL OF ANY SECONDARY CONTAMINANT, SULFIDE, OR ANY UNREGULATED CONTAMINANT; CORROSION CONTROL INHIBITOR ADDITION; HYPOCHLORINATION; IRON OR MANGANESE SEQUESTRATION; OR ULTRAVIOLET RADIATION. THE LEAD/CHIEF OPERATOR MUST BE CLASS D OR HIGHER. 50,000 GPD UP TO 0.25 MGD-STAFFING BY CLASS D OR HIGHER OPERATOR: 3 VISITS/WEEK ON NONCONSECUTIVE DAYS FOR A TOTAL OF 0.3 HOUR/WEEK. LESS THAN 50,000 GPD-STAFFING BY A CLASS D OR HIGHER OPERATOR: 2 VISITS/WEEK ON NONCONSECUTIVE DAYS FOR A TOTAL OF 0.2 HOUR/WEEK. THERE SHALL BE NO MORE THAN 5 DAYS BETWEEN THE LAST VISIT IN ONE WEEK AND THE FIRST VISIT IN THE NEXT WEEK. | N | Y | REPUBLIC SERVICES | 5210 W. LINEBAUGH AVENUE |  | TAMPA | FL | 33624 |  | 8132650292 |  | BRYAN ARANIECKE | REPUBLIC SERVICES OF FLORIDA LTD PTRSHP | 5210 W LINEBAUGH AVENUE |  | TAMPA | FL | 33624 |  | 8132650292 |  | INVESTOR | 100 | 5000 | 1 | 2020-01-28 | 2019-12-05 | NTNC | 100
6 | HILLSBOROUGH | SWHI |  | 6295981 | OTHER PUBLIC WATER SYSTEM | CHLORINATION; AERATION FOR REMOVAL OF ANY SECONDARY CONTAMINANT, SULFIDE, OR ANY UNREGULATED CONTAMINANT; CORROSION CONTROL INHIBITOR ADDITION; HYPOCHLORINATION; IRON OR MANGANESE SEQUESTRATION; OR ULTRAVIOLET RADIATION. THE LEAD/CHIEF OPERATOR MUST BE CLASS D OR HIGHER. 50,000 GPD UP TO 0.25 MGD-STAFFING BY CLASS D OR HIGHER OPERATOR: 3 VISITS/WEEK ON NONCONSECUTIVE DAYS FOR A TOTAL OF 0.3 HOUR/WEEK. LESS THAN 50,000 GPD-STAFFING BY A CLASS D OR HIGHER OPERATOR: 2 VISITS/WEEK ON NONCONSECUTIVE DAYS FOR A TOTAL OF 0.2 HOUR/WEEK. THERE SHALL BE NO MORE THAN 5 DAYS BETWEEN THE LAST VISIT IN ONE WEEK AND THE FIRST VISIT IN THE NEXT WEEK. | N | Y | GOLF GROVE | 1006 E BEARSS AVENUE |  | LUTZ | FL | 33549 |  | 8139774653 |  | JOHN SHEPARD | S & S TRUST | 1222 S. ROXMERE RD |  | TAMPA | FL | 33629 |  | 8139774653 |  | INVESTOR | 20 | 5760 | 1 | 2016-08-26 | 2016-08-16 | NAF | 0
6 | HILLSBOROUGH | SWHI |  | 6295982 | OTHER PUBLIC WATER SYSTEM | CHLORINATION; AERATION FOR REMOVAL OF ANY SECONDARY CONTAMINANT, SULFIDE, OR ANY UNREGULATED CONTAMINANT; CORROSION CONTROL INHIBITOR ADDITION; HYPOCHLORINATION; IRON OR MANGANESE SEQUESTRATION; OR ULTRAVIOLET RADIATION. THE LEAD/CHIEF OPERATOR MUST BE CLASS D OR HIGHER. 50,000 GPD UP TO 0.25 MGD-STAFFING BY CLASS D OR HIGHER OPERATOR: 3 VISITS/WEEK ON NONCONSECUTIVE DAYS FOR A TOTAL OF 0.3 HOUR/WEEK. LESS THAN 50,000 GPD-STAFFING BY A CLASS D OR HIGHER OPERATOR: 2 VISITS/WEEK ON NONCONSECUTIVE DAYS FOR A TOTAL OF 0.2 HOUR/WEEK. THERE SHALL BE NO MORE THAN 5 DAYS BETWEEN THE LAST VISIT IN ONE WEEK AND THE FIRST VISIT IN THE NEXT WEEK. | N | Y | CAL-MAINE FOODS INC. | 14425 HAYNES ROAD |  | DOVER | FL | 33527 |  | 8136590605 |  | ANDY KRODEL | CAL-MAINE FOODS INC. | PO BOX 600 |  | DOVER | FL | 33527 |  | 8136590606 | 205 | INVESTOR | 23 | 45000 | 1 | 2009-08-06 | 2010-10-28 | NAF | 0
6 | HILLSBOROUGH | SWHI | SAGOHAPPYHOMES@GMAIL.COM | 6295983 | COMMUNITY | CHLORINATION; AERATION FOR REMOVAL OF ANY SECONDARY CONTAMINANT, SULFIDE, OR ANY UNREGULATED CONTAMINANT; CORROSION CONTROL INHIBITOR ADDITION; HYPOCHLORINATION; IRON OR MANGANESE SEQUESTRATION; OR ULTRAVIOLET RADIATION. THE LEAD/CHIEF OPERATOR MUST BE CLASS D OR HIGHER. 50,000 GPD UP TO 0.25 MGD-STAFFING BY CLASS D OR HIGHER OPERATOR: 3 VISITS/WEEK ON NONCONSECUTIVE DAYS FOR A TOTAL OF 0.3 HOUR/WEEK. LESS THAN 50,000 GPD-STAFFING BY A CLASS D OR HIGHER OPERATOR: 2 VISITS/WEEK ON NONCONSECUTIVE DAYS FOR A TOTAL OF 0.2 HOUR/WEEK. THERE SHALL BE NO MORE THAN 5 DAYS BETWEEN THE LAST VISIT IN ONE WEEK AND THE FIRST VISIT IN THE NEXT WEEK. | N | Y | HAPPY HOMES MOBILE HOME PARK | 2900 HWY 92 EAST |  | PLANT CITY | FL | 33566 |  | 8135864120 |  | GLENN GOFF | TOM CALHOUN | PO BOX 13002 |  | ST. PETERSBURG | FL | 33733 |  | 7273272444 |  | INVESTOR | 215 | 39200 | 53 | 2021-03-12 | 2021-01-19 | DC06 | 100
6 | HILLSBOROUGH | SWHI |  | 6295984 | OTHER PUBLIC WATER SYSTEM | CHLORINATION; AERATION FOR REMOVAL OF ANY SECONDARY CONTAMINANT, SULFIDE, OR ANY UNREGULATED CONTAMINANT; CORROSION CONTROL INHIBITOR ADDITION; HYPOCHLORINATION; IRON OR MANGANESE SEQUESTRATION; OR ULTRAVIOLET RADIATION. THE LEAD/CHIEF OPERATOR MUST BE CLASS D OR HIGHER. 50,000 GPD UP TO 0.25 MGD-STAFFING BY CLASS D OR HIGHER OPERATOR: 3 VISITS/WEEK ON NONCONSECUTIVE DAYS FOR A TOTAL OF 0.3 HOUR/WEEK. LESS THAN 50,000 GPD-STAFFING BY A CLASS D OR HIGHER OPERATOR: 2 VISITS/WEEK ON NONCONSECUTIVE DAYS FOR A TOTAL OF 0.2 HOUR/WEEK. THERE SHALL BE NO MORE THAN 5 DAYS BETWEEN THE LAST VISIT IN ONE WEEK AND THE FIRST VISIT IN THE NEXT WEEK. | N | Y | IRIS COURT APARTMENTS NORTH | 9318 GREYSTONE ROAD |  | THONOTOSASSA | FL | 33592 |  | 8132391161 |  | DAVID POTTS | DAVID POTTS | 7203 FLORIDA AVE |  | TAMPA | FL | 33604 |  | 8132391161 |  | INVESTOR | 18 | 7500 | 12 | 2019-09-25 | 2017-04-10 | NAF | 0
6 | HILLSBOROUGH | SWHI |  | 6295985 | NONTRANSIENT NONCOMMUNITY | CHLORINATION; AERATION FOR REMOVAL OF ANY SECONDARY CONTAMINANT, SULFIDE, OR ANY UNREGULATED CONTAMINANT; CORROSION CONTROL INHIBITOR ADDITION; HYPOCHLORINATION; IRON OR MANGANESE SEQUESTRATION; OR ULTRAVIOLET RADIATION. THE LEAD/CHIEF OPERATOR MUST BE CLASS D OR HIGHER. 50,000 GPD UP TO 0.25 MGD-STAFFING BY CLASS D OR HIGHER OPERATOR: 3 VISITS/WEEK ON NONCONSECUTIVE DAYS FOR A TOTAL OF 0.3 HOUR/WEEK. LESS THAN 50,000 GPD-STAFFING BY A CLASS D OR HIGHER OPERATOR: 2 VISITS/WEEK ON NONCONSECUTIVE DAYS FOR A TOTAL OF 0.2 HOUR/WEEK. THERE SHALL BE NO MORE THAN 5 DAYS BETWEEN THE LAST VISIT IN ONE WEEK AND THE FIRST VISIT IN THE NEXT WEEK. | N | Y | AMI KIDS YES | 4337 SAFFOLD ROAD |  | WIMAUMA | FL | 33598 |  | 8136715213 |  | NOE GARZA | AMI KIDS YES | 4337 SAFFOLD RD |  | WIMAUMA | FL | 33598 |  | 8136715213 |  | OTHER | 72 | 9200 | 5 | 2021-04-26 | 2019-08-14 | NTNC | 100
6 | HILLSBOROUGH | SWHI |  | 6295986 | NONCOMMUNITY | CHLORINATION; AERATION FOR REMOVAL OF ANY SECONDARY CONTAMINANT, SULFIDE, OR ANY UNREGULATED CONTAMINANT; CORROSION CONTROL INHIBITOR ADDITION; HYPOCHLORINATION; IRON OR MANGANESE SEQUESTRATION; OR ULTRAVIOLET RADIATION. THE LEAD/CHIEF OPERATOR MUST BE CLASS D OR HIGHER. 50,000 GPD UP TO 0.25 MGD-STAFFING BY CLASS D OR HIGHER OPERATOR: 3 VISITS/WEEK ON NONCONSECUTIVE DAYS FOR A TOTAL OF 0.3 HOUR/WEEK. LESS THAN 50,000 GPD-STAFFING BY A CLASS D OR HIGHER OPERATOR: 2 VISITS/WEEK ON NONCONSECUTIVE DAYS FOR A TOTAL OF 0.2 HOUR/WEEK. THERE SHALL BE NO MORE THAN 5 DAYS BETWEEN THE LAST VISIT IN ONE WEEK AND THE FIRST VISIT IN THE NEXT WEEK. | N | Y | HANDY FOOD STORE #67 | 1502 GULF CITY RD |  | RUSKIN | FL | 33570 |  | 8136216411 |  | CHARLIE MARTIN | HANDY FOOD STORE INC | PO BOX 1808 |  | TAMPA | FL | 33601 |  | 8136216411 |  | INVESTOR | 450 | 5000 | 1 | 2021-05-07 | 2019-10-04 | NC01 | 50
6 | HILLSBOROUGH | SWHI | DEREK.MAPLES@SDHC.K12.FL.US | 6295989 | NONTRANSIENT NONCOMMUNITY | ACTIVATED CARBON PROCESSES; DIATOMACEOUS EARTH FILTRATION; ION EXCHANGE FOR REMOVAL OF ANY PRIMARY CONTAMINANT; ION AND MANGANESE REMOVAL (OXIDATION, DETENTION, AND FILTRATION); OR SLOW SAND FILTRATION. LEAD/CHIEF OPERATOR MUST BE CLASS C OR HIGHER. 1.0 MGD UP TO 2.0 MGD-STAFFING BY CLASS C OR HIGHER OPERATOR: 6 HOURS/DAY FOR 5 DAYS/WEEK AND ONE VISIT ON EACH WEEKEND DAY. 0.5 MGD UP TO 1.0 MGD-STAFFING BY CLASS C OR HIGHER OPERATOR: 3 HOURS/DAY FOR 5 DAYS/WEEK AND ONE VISIT ON EACH WEEKEND DAY. 0.25 MGD UP TO 0.5 MGD-STAFFING BY CLASS C OR HIGHER OPERATOR: 1 HOUR/DAY FOR 5 DAYS/WEEK AND ONE VISIT ON EACH WEEKEND DAY. LESS THAN 0.25 MGD-STAFFING BY CLASS C OR HIGHER OPERATOR: 5 VISITS/WEEK AND ONE VISIT EACH WEEKEND FOR A TOTAL OF 1.8 HOURS/WEEK. | N | Y | HCS/DURANT HIGH SCHOOL | 4748 COUGAR PATH |  | PLANT CITY | FL | 33567 |  | 8137579075 |  | HILLSBOROUGH COUNTY SITES & UTILITIES | HILLSBOROUGH COUNTY SITES & UTILITIES | 3838 N. 50TH ST. |  | TAMPA | FL | 33619 |  | 8136351181 |  | COUNTY | 2590 | 150000 | 15 | 2021-08-02 | 2019-10-31 | NTNC | 100
6 | HILLSBOROUGH | SWHI |  | 6295991 | NONCOMMUNITY | CHLORINATION; AERATION FOR REMOVAL OF ANY SECONDARY CONTAMINANT, SULFIDE, OR ANY UNREGULATED CONTAMINANT; CORROSION CONTROL INHIBITOR ADDITION; HYPOCHLORINATION; IRON OR MANGANESE SEQUESTRATION; OR ULTRAVIOLET RADIATION. THE LEAD/CHIEF OPERATOR MUST BE CLASS D OR HIGHER. 50,000 GPD UP TO 0.25 MGD-STAFFING BY CLASS D OR HIGHER OPERATOR: 3 VISITS/WEEK ON NONCONSECUTIVE DAYS FOR A TOTAL OF 0.3 HOUR/WEEK. LESS THAN 50,000 GPD-STAFFING BY A CLASS D OR HIGHER OPERATOR: 2 VISITS/WEEK ON NONCONSECUTIVE DAYS FOR A TOTAL OF 0.2 HOUR/WEEK. THERE SHALL BE NO MORE THAN 5 DAYS BETWEEN THE LAST VISIT IN ONE WEEK AND THE FIRST VISIT IN THE NEXT WEEK. | N | Y | THONOTOSASSA SDA CHURCH | 9525 JOE EBERT ROAD |  | THONOTOSASSA | FL | 33584 |  |  |  | CARL HILTON | SOUTHEASTERN CONFERENCE ASSOCIATION, SEVENTH-DAY ADVENTIST | PO BOX 1386 |  | THONOTOSASSA | FL | 33592 |  | 8137316871 |  | OTHER | 50 | 36000 | 1 | 2021-12-15 | 2021-11-05 | NC01 | 50
6 | HILLSBOROUGH | SWHI |  | 6295992 | NONCOMMUNITY | CHLORINATION; AERATION FOR REMOVAL OF ANY SECONDARY CONTAMINANT, SULFIDE, OR ANY UNREGULATED CONTAMINANT; CORROSION CONTROL INHIBITOR ADDITION; HYPOCHLORINATION; IRON OR MANGANESE SEQUESTRATION; OR ULTRAVIOLET RADIATION. THE LEAD/CHIEF OPERATOR MUST BE CLASS D OR HIGHER. 50,000 GPD UP TO 0.25 MGD-STAFFING BY CLASS D OR HIGHER OPERATOR: 3 VISITS/WEEK ON NONCONSECUTIVE DAYS FOR A TOTAL OF 0.3 HOUR/WEEK. LESS THAN 50,000 GPD-STAFFING BY A CLASS D OR HIGHER OPERATOR: 2 VISITS/WEEK ON NONCONSECUTIVE DAYS FOR A TOTAL OF 0.2 HOUR/WEEK. THERE SHALL BE NO MORE THAN 5 DAYS BETWEEN THE LAST VISIT IN ONE WEEK AND THE FIRST VISIT IN THE NEXT WEEK. | N | Y | HCPRD/KEITH WALLER PARK | 1318 SYDNEY DOVER RD |  | DOVER | FL | 33527 |  | 8136260342 |  | ROYCE JOHNSON | HILLSBOROUGH CTY PARKS & RECREATION MU2 | PO BOX 1110 |  | TAMPA | FL | 33601 |  | 8133526427 |  | COUNTY | 100 | 1999 | 4 | 2021-04-19 | 2020-03-10 | NC01 | 50
6 | HILLSBOROUGH | SWHI |  | 6295993 | NONCOMMUNITY | CHLORINATION; AERATION FOR REMOVAL OF ANY SECONDARY CONTAMINANT, SULFIDE, OR ANY UNREGULATED CONTAMINANT; CORROSION CONTROL INHIBITOR ADDITION; HYPOCHLORINATION; IRON OR MANGANESE SEQUESTRATION; OR ULTRAVIOLET RADIATION. THE LEAD/CHIEF OPERATOR MUST BE CLASS D OR HIGHER. 50,000 GPD UP TO 0.25 MGD-STAFFING BY CLASS D OR HIGHER OPERATOR: 3 VISITS/WEEK ON NONCONSECUTIVE DAYS FOR A TOTAL OF 0.3 HOUR/WEEK. LESS THAN 50,000 GPD-STAFFING BY A CLASS D OR HIGHER OPERATOR: 2 VISITS/WEEK ON NONCONSECUTIVE DAYS FOR A TOTAL OF 0.2 HOUR/WEEK. THERE SHALL BE NO MORE THAN 5 DAYS BETWEEN THE LAST VISIT IN ONE WEEK AND THE FIRST VISIT IN THE NEXT WEEK. | N | Y | HCPRD/SUN CITY HERITAGE PARK | 3030 S US HIGHWAY 41 |  | RUSKIN | FL | 33570 |  | 8137445815 |  | ROYCE JOHNSON | HILLSBOROUGH CTY PARKS & RECREATION MU2 | PO BOX 1110 |  | TAMPA | FL | 33601 |  | 8133526427 |  | COUNTY | 100 | 750 | 2 | 2021-05-07 | 2020-03-06 | NC01 | 50
6 | HILLSBOROUGH | SWHI | SILVERDOLLAR_MGR@EQUITYLIFESTYLE.COM | 6295994 | COMMUNITY | CHLORINATION; AERATION FOR REMOVAL OF ANY SECONDARY CONTAMINANT, SULFIDE, OR ANY UNREGULATED CONTAMINANT; CORROSION CONTROL INHIBITOR ADDITION; HYPOCHLORINATION; IRON OR MANGANESE SEQUESTRATION; OR ULTRAVIOLET RADIATION. THE LEAD/CHIEF OPERATOR MUST BE CLASS D OR HIGHER. 50,000 GPD UP TO 0.25 MGD-STAFFING BY CLASS D OR HIGHER OPERATOR: 3 VISITS/WEEK ON NONCONSECUTIVE DAYS FOR A TOTAL OF 0.3 HOUR/WEEK. LESS THAN 50,000 GPD-STAFFING BY A CLASS D OR HIGHER OPERATOR: 2 VISITS/WEEK ON NONCONSECUTIVE DAYS FOR A TOTAL OF 0.2 HOUR/WEEK. THERE SHALL BE NO MORE THAN 5 DAYS BETWEEN THE LAST VISIT IN ONE WEEK AND THE FIRST VISIT IN THE NEXT WEEK. | N | Y | SILVER DOLLAR SHOOTERS CLUB | 17202 TARGET WAY |  | ODESSA | FL | 33556 |  | 8139204185 |  | KEN ROSS | EQUITY LIFESTYLE PROPERTIES | PO BOX 8000 |  | MONSEY | NY | 10952 |  | 8453568390 | 122 | INVESTOR | 175 | 24999 | 89 | 2021-05-28 | 2020-03-13 | DC06 | 100
6 | HILLSBOROUGH | SWHI | PEREZDISLEY@GMAIL.COM | 6295995 | NONCOMMUNITY | CHLORINATION; AERATION FOR REMOVAL OF ANY SECONDARY CONTAMINANT, SULFIDE, OR ANY UNREGULATED CONTAMINANT; CORROSION CONTROL INHIBITOR ADDITION; HYPOCHLORINATION; IRON OR MANGANESE SEQUESTRATION; OR ULTRAVIOLET RADIATION. THE LEAD/CHIEF OPERATOR MUST BE CLASS D OR HIGHER. 50,000 GPD UP TO 0.25 MGD-STAFFING BY CLASS D OR HIGHER OPERATOR: 3 VISITS/WEEK ON NONCONSECUTIVE DAYS FOR A TOTAL OF 0.3 HOUR/WEEK. LESS THAN 50,000 GPD-STAFFING BY A CLASS D OR HIGHER OPERATOR: 2 VISITS/WEEK ON NONCONSECUTIVE DAYS FOR A TOTAL OF 0.2 HOUR/WEEK. THERE SHALL BE NO MORE THAN 5 DAYS BETWEEN THE LAST VISIT IN ONE WEEK AND THE FIRST VISIT IN THE NEXT WEEK. | N | Y | EL DIAMANTE | 3603 US 92 EAST |  | PLANT CITY | FL | 33566 |  | 8134055100 |  | DISLEY PEREZ | DISLEY PEREZ | 1230 PLANT AVE. |  | LAKELAND | FL | 33805 |  | 8134055100 |  | INVESTOR | 50 | 1999 | 2 | 2021-01-19 | 2019-03-07 | NC01 | 50
6 | HILLSBOROUGH | SWHI | YOUNGATHEART3225@GMAIL.COM | 6295996 | NONCOMMUNITY | CHLORINATION; AERATION FOR REMOVAL OF ANY SECONDARY CONTAMINANT, SULFIDE, OR ANY UNREGULATED CONTAMINANT; CORROSION CONTROL INHIBITOR ADDITION; HYPOCHLORINATION; IRON OR MANGANESE SEQUESTRATION; OR ULTRAVIOLET RADIATION. THE LEAD/CHIEF OPERATOR MUST BE CLASS D OR HIGHER. 50,000 GPD UP TO 0.25 MGD-STAFFING BY CLASS D OR HIGHER OPERATOR: 3 VISITS/WEEK ON NONCONSECUTIVE DAYS FOR A TOTAL OF 0.3 HOUR/WEEK. LESS THAN 50,000 GPD-STAFFING BY A CLASS D OR HIGHER OPERATOR: 2 VISITS/WEEK ON NONCONSECUTIVE DAYS FOR A TOTAL OF 0.2 HOUR/WEEK. THERE SHALL BE NO MORE THAN 5 DAYS BETWEEN THE LAST VISIT IN ONE WEEK AND THE FIRST VISIT IN THE NEXT WEEK. | N | Y | FRATERNAL ORDER OF POLICE #108 | 9001 NORTH TAYLOR ROAD |  | SEFFNER | FL | 33584 |  | 8136855220 |  | REBECCA IVERSON | FRATERNAL ORDER OF POLICE #108 | 9001 NORTH TAYLOR ROAD |  | SEFFNER | FL | 33584 |  | 8136855220 |  | INVESTOR | 25 | 15000 | 2 | 2019-10-08 | 2021-10-05 | NC01 | 50
6 | HILLSBOROUGH | SWHI |  | 6295997 | OTHER PUBLIC WATER SYSTEM | CHLORINATION; AERATION FOR REMOVAL OF ANY SECONDARY CONTAMINANT, SULFIDE, OR ANY UNREGULATED CONTAMINANT; CORROSION CONTROL INHIBITOR ADDITION; HYPOCHLORINATION; IRON OR MANGANESE SEQUESTRATION; OR ULTRAVIOLET RADIATION. THE LEAD/CHIEF OPERATOR MUST BE CLASS D OR HIGHER. 50,000 GPD UP TO 0.25 MGD-STAFFING BY CLASS D OR HIGHER OPERATOR: 3 VISITS/WEEK ON NONCONSECUTIVE DAYS FOR A TOTAL OF 0.3 HOUR/WEEK. LESS THAN 50,000 GPD-STAFFING BY A CLASS D OR HIGHER OPERATOR: 2 VISITS/WEEK ON NONCONSECUTIVE DAYS FOR A TOTAL OF 0.2 HOUR/WEEK. THERE SHALL BE NO MORE THAN 5 DAYS BETWEEN THE LAST VISIT IN ONE WEEK AND THE FIRST VISIT IN THE NEXT WEEK. | N | Y | E&M MOBILE HOME PARK | 3607 NORTH WILDER ROAD |  | NORTH PLANT CITY | FL | 33565 |  | 8137541914 |  | SHERLY BCHORE | TERRY SPEER | 6001 WEST STAFFORD ROAD |  | PLANT CITY | FL | 33565 |  | 8139866430 |  | INVESTOR | 20 | 1000 | 9 | 2095-08-21 | 2095-08-21 | NAF | 0
6 | HILLSBOROUGH | SWHI |  | 6295998 | OTHER PUBLIC WATER SYSTEM | CHLORINATION; AERATION FOR REMOVAL OF ANY SECONDARY CONTAMINANT, SULFIDE, OR ANY UNREGULATED CONTAMINANT; CORROSION CONTROL INHIBITOR ADDITION; HYPOCHLORINATION; IRON OR MANGANESE SEQUESTRATION; OR ULTRAVIOLET RADIATION. THE LEAD/CHIEF OPERATOR MUST BE CLASS D OR HIGHER. 50,000 GPD UP TO 0.25 MGD-STAFFING BY CLASS D OR HIGHER OPERATOR: 3 VISITS/WEEK ON NONCONSECUTIVE DAYS FOR A TOTAL OF 0.3 HOUR/WEEK. LESS THAN 50,000 GPD-STAFFING BY A CLASS D OR HIGHER OPERATOR: 2 VISITS/WEEK ON NONCONSECUTIVE DAYS FOR A TOTAL OF 0.2 HOUR/WEEK. THERE SHALL BE NO MORE THAN 5 DAYS BETWEEN THE LAST VISIT IN ONE WEEK AND THE FIRST VISIT IN THE NEXT WEEK. | N | Y | RINKER PLANT CITY | 2680 EAST HIGHWAY 92 |  | PLANT CITY | FL | 33566 |  | 8137525101 |  | JR PARISH | RINKER MATERIALS--JEFF PORTER | PO BOX 24635 |  | WEST PALM BEACH | FL | 33416 | 4635 | 5618208415 |  | INVESTOR | 24 | 1000 | 3 | 2098-06-23 | 2095-08-21 | NAF | 0
6 | HILLSBOROUGH | SWHI |  | 6295999 | OTHER PUBLIC WATER SYSTEM | CHLORINATION; AERATION FOR REMOVAL OF ANY SECONDARY CONTAMINANT, SULFIDE, OR ANY UNREGULATED CONTAMINANT; CORROSION CONTROL INHIBITOR ADDITION; HYPOCHLORINATION; IRON OR MANGANESE SEQUESTRATION; OR ULTRAVIOLET RADIATION. THE LEAD/CHIEF OPERATOR MUST BE CLASS D OR HIGHER. 50,000 GPD UP TO 0.25 MGD-STAFFING BY CLASS D OR HIGHER OPERATOR: 3 VISITS/WEEK ON NONCONSECUTIVE DAYS FOR A TOTAL OF 0.3 HOUR/WEEK. LESS THAN 50,000 GPD-STAFFING BY A CLASS D OR HIGHER OPERATOR: 2 VISITS/WEEK ON NONCONSECUTIVE DAYS FOR A TOTAL OF 0.2 HOUR/WEEK. THERE SHALL BE NO MORE THAN 5 DAYS BETWEEN THE LAST VISIT IN ONE WEEK AND THE FIRST VISIT IN THE NEXT WEEK. | N | Y | J.D. MILLER AND SONS TRUCKING | 10441 NORTH HARNEY ROAD |  | THONOTOSASSA | FL | 33592 |  | 8139861275 |  | JULIA MILLER | JD MILLER & SONS TRUCKING | 10441 N HARNEY RD |  | THONOTOSASSA | FL | 33592 |  | 8139861275 |  | INVESTOR | 6 | 5000 | 3 | 2012-08-24 | 2014-10-27 | NAF | 0
6 | HILLSBOROUGH | SWHI |  | 6296004 | NONTRANSIENT NONCOMMUNITY | CHLORINATION; AERATION FOR REMOVAL OF ANY SECONDARY CONTAMINANT, SULFIDE, OR ANY UNREGULATED CONTAMINANT; CORROSION CONTROL INHIBITOR ADDITION; HYPOCHLORINATION; IRON OR MANGANESE SEQUESTRATION; OR ULTRAVIOLET RADIATION. THE LEAD/CHIEF OPERATOR MUST BE CLASS D OR HIGHER. 50,000 GPD UP TO 0.25 MGD-STAFFING BY CLASS D OR HIGHER OPERATOR: 3 VISITS/WEEK ON NONCONSECUTIVE DAYS FOR A TOTAL OF 0.3 HOUR/WEEK. LESS THAN 50,000 GPD-STAFFING BY A CLASS D OR HIGHER OPERATOR: 2 VISITS/WEEK ON NONCONSECUTIVE DAYS FOR A TOTAL OF 0.2 HOUR/WEEK. THERE SHALL BE NO MORE THAN 5 DAYS BETWEEN THE LAST VISIT IN ONE WEEK AND THE FIRST VISIT IN THE NEXT WEEK. | N | Y | M&B PRODUCTS, INC | 8601 HARNEY RD |  | TAMPA | FL | 33637 |  | 8139882211 |  | STEVE TIBBETS | M&B PRODUCTS, INC | 8601 HARNEY RD |  | TAMPA | FL | 33637 |  | 8139882211 | 206 | INVESTOR | 100 | 200000 | 7 | 2021-09-07 | 2019-08-21 | NTNC | 100
6 | HILLSBOROUGH | SWHI | mwalker@miraclesoutreach.org | 6296005 | COMMUNITY | CHLORINATION; AERATION FOR REMOVAL OF ANY SECONDARY CONTAMINANT, SULFIDE, OR ANY UNREGULATED CONTAMINANT; CORROSION CONTROL INHIBITOR ADDITION; HYPOCHLORINATION; IRON OR MANGANESE SEQUESTRATION; OR ULTRAVIOLET RADIATION. THE LEAD/CHIEF OPERATOR MUST BE CLASS D OR HIGHER. 50,000 GPD UP TO 0.25 MGD-STAFFING BY CLASS D OR HIGHER OPERATOR: 3 VISITS/WEEK ON NONCONSECUTIVE DAYS FOR A TOTAL OF 0.3 HOUR/WEEK. LESS THAN 50,000 GPD-STAFFING BY A CLASS D OR HIGHER OPERATOR: 2 VISITS/WEEK ON NONCONSECUTIVE DAYS FOR A TOTAL OF 0.2 HOUR/WEEK. THERE SHALL BE NO MORE THAN 5 DAYS BETWEEN THE LAST VISIT IN ONE WEEK AND THE FIRST VISIT IN THE NEXT WEEK. | N | Y | MIRACLES OUTREACH CDC | 13133 ST FRANCIS LANE |  | THONOTOSASSA | FL | 33592 |  | 8133629908 |  | MICHELLE WALKER | MICHELLE WALKER | 13129 SAINT FRANCIS LANE |  | THONOTOSASSA | FL | 33593 | 4232 | 8133742184 |  | INVESTOR | 50 | 28800 | 10 | 2020-03-04 | 2021-09-30 | DC06 | 100
6 | HILLSBOROUGH | SWHI | ALW2634@AOL.COM | 6296006 | NONCOMMUNITY | CHLORINATION; AERATION FOR REMOVAL OF ANY SECONDARY CONTAMINANT, SULFIDE, OR ANY UNREGULATED CONTAMINANT; CORROSION CONTROL INHIBITOR ADDITION; HYPOCHLORINATION; IRON OR MANGANESE SEQUESTRATION; OR ULTRAVIOLET RADIATION. THE LEAD/CHIEF OPERATOR MUST BE CLASS D OR HIGHER. 50,000 GPD UP TO 0.25 MGD-STAFFING BY CLASS D OR HIGHER OPERATOR: 3 VISITS/WEEK ON NONCONSECUTIVE DAYS FOR A TOTAL OF 0.3 HOUR/WEEK. LESS THAN 50,000 GPD-STAFFING BY A CLASS D OR HIGHER OPERATOR: 2 VISITS/WEEK ON NONCONSECUTIVE DAYS FOR A TOTAL OF 0.2 HOUR/WEEK. THERE SHALL BE NO MORE THAN 5 DAYS BETWEEN THE LAST VISIT IN ONE WEEK AND THE FIRST VISIT IN THE NEXT WEEK. | N | Y | DOGWOOD HAVEN APARTMENTS | 4311 US HWY 92 W |  | PLANT CITY | FL | 33563 |  | 8137546060 |  | AVERY WHEELOCK | AVERY WHEELOCK | 4307 US HWY 92 W |  | PLANT CITY | FL | 33563 |  | 8135053938 |  | INVESTOR | 34 | 2000 | 20 | 2021-02-04 | 2020-04-09 | NC01 | 50
6 | HILLSBOROUGH | SWHI | JTBRANIGAN@AOL.COM | 6296007 | NONCOMMUNITY | CHLORINATION; AERATION FOR REMOVAL OF ANY SECONDARY CONTAMINANT, SULFIDE, OR ANY UNREGULATED CONTAMINANT; CORROSION CONTROL INHIBITOR ADDITION; HYPOCHLORINATION; IRON OR MANGANESE SEQUESTRATION; OR ULTRAVIOLET RADIATION. THE LEAD/CHIEF OPERATOR MUST BE CLASS D OR HIGHER. 50,000 GPD UP TO 0.25 MGD-STAFFING BY CLASS D OR HIGHER OPERATOR: 3 VISITS/WEEK ON NONCONSECUTIVE DAYS FOR A TOTAL OF 0.3 HOUR/WEEK. LESS THAN 50,000 GPD-STAFFING BY A CLASS D OR HIGHER OPERATOR: 2 VISITS/WEEK ON NONCONSECUTIVE DAYS FOR A TOTAL OF 0.2 HOUR/WEEK. THERE SHALL BE NO MORE THAN 5 DAYS BETWEEN THE LAST VISIT IN ONE WEEK AND THE FIRST VISIT IN THE NEXT WEEK. | N | Y | KEYSTONE KORNER | 18515 CRAWLEY ROAD |  | ODESSA | FL | 33556 |  | 8139205158 |  | CHRISTINE BRANIGAN | CHRISTINE BRANIGAN | 18515 CRAWLEY ROAD |  | ODESSA | FL | 33556 |  | 8139205158 |  | INVESTOR | 100 | 2500 | 2 | 2021-06-30 | 2020-04-08 | NC01 | 50
6 | HILLSBOROUGH | SWHI |  | 6296009 | NONCOMMUNITY | CHLORINATION; AERATION FOR REMOVAL OF ANY SECONDARY CONTAMINANT, SULFIDE, OR ANY UNREGULATED CONTAMINANT; CORROSION CONTROL INHIBITOR ADDITION; HYPOCHLORINATION; IRON OR MANGANESE SEQUESTRATION; OR ULTRAVIOLET RADIATION. THE LEAD/CHIEF OPERATOR MUST BE CLASS D OR HIGHER. 50,000 GPD UP TO 0.25 MGD-STAFFING BY CLASS D OR HIGHER OPERATOR: 3 VISITS/WEEK ON NONCONSECUTIVE DAYS FOR A TOTAL OF 0.3 HOUR/WEEK. LESS THAN 50,000 GPD-STAFFING BY A CLASS D OR HIGHER OPERATOR: 2 VISITS/WEEK ON NONCONSECUTIVE DAYS FOR A TOTAL OF 0.2 HOUR/WEEK. THERE SHALL BE NO MORE THAN 5 DAYS BETWEEN THE LAST VISIT IN ONE WEEK AND THE FIRST VISIT IN THE NEXT WEEK. | N | Y | MACEDONIA M.B. CHURCH | 9750 ROCKHILL RD |  | THONOTOSASSA | FL | 33592 |  | 8139865576 |  | ERROL SINGLETON | MACEDONIA M.B. CHURCH | PO BOX 1325 |  | THONOTOSASSA | FL | 33592 |  | 8139865576 |  | INVESTOR | 75 | 1500 | 1 | 2021-08-12 | 2019-02-05 | NC01 | 50
6 | HILLSBOROUGH | SWHI |  | 6296010 | OTHER PUBLIC WATER SYSTEM | CHLORINATION; AERATION FOR REMOVAL OF ANY SECONDARY CONTAMINANT, SULFIDE, OR ANY UNREGULATED CONTAMINANT; CORROSION CONTROL INHIBITOR ADDITION; HYPOCHLORINATION; IRON OR MANGANESE SEQUESTRATION; OR ULTRAVIOLET RADIATION. THE LEAD/CHIEF OPERATOR MUST BE CLASS D OR HIGHER. 50,000 GPD UP TO 0.25 MGD-STAFFING BY CLASS D OR HIGHER OPERATOR: 3 VISITS/WEEK ON NONCONSECUTIVE DAYS FOR A TOTAL OF 0.3 HOUR/WEEK. LESS THAN 50,000 GPD-STAFFING BY A CLASS D OR HIGHER OPERATOR: 2 VISITS/WEEK ON NONCONSECUTIVE DAYS FOR A TOTAL OF 0.2 HOUR/WEEK. THERE SHALL BE NO MORE THAN 5 DAYS BETWEEN THE LAST VISIT IN ONE WEEK AND THE FIRST VISIT IN THE NEXT WEEK. | N | Y | TURKEY CREEK STABLES | 5534 TURKEY CREEK ROAD |  | PLANT CITY | FL | 33567 |  | 8137371312 |  | PEGGY WOLMACK | PEGGY WOLMACK | 5534 TURKEY CREEK ROAD |  | PLANT CITY | FL | 33567 |  | 8137371312 |  | INVESTOR | 25 | 1000 | 5 | 2097-01-06 | 2097-01-06 | NAF | 0
6 | HILLSBOROUGH | SWHI |  | 6296011 | NONCOMMUNITY | CHLORINATION; AERATION FOR REMOVAL OF ANY SECONDARY CONTAMINANT, SULFIDE, OR ANY UNREGULATED CONTAMINANT; CORROSION CONTROL INHIBITOR ADDITION; HYPOCHLORINATION; IRON OR MANGANESE SEQUESTRATION; OR ULTRAVIOLET RADIATION. THE LEAD/CHIEF OPERATOR MUST BE CLASS D OR HIGHER. 50,000 GPD UP TO 0.25 MGD-STAFFING BY CLASS D OR HIGHER OPERATOR: 3 VISITS/WEEK ON NONCONSECUTIVE DAYS FOR A TOTAL OF 0.3 HOUR/WEEK. LESS THAN 50,000 GPD-STAFFING BY A CLASS D OR HIGHER OPERATOR: 2 VISITS/WEEK ON NONCONSECUTIVE DAYS FOR A TOTAL OF 0.2 HOUR/WEEK. THERE SHALL BE NO MORE THAN 5 DAYS BETWEEN THE LAST VISIT IN ONE WEEK AND THE FIRST VISIT IN THE NEXT WEEK. | N | Y | CORK UNITED METHODIST CHURCH | 4815 WEST SAM ALLEN ROAD |  | PLANT CITY | FL | 33565 |  | 8137044873 |  | BILL HARRIS | CORK UNITED METHODIST CHURCH | 4815 WEST SAM ALLEN ROAD |  | PLANT CITY | FL | 33565 |  | 8137637452 |  | INVESTOR | 50 | 2500 | 2 | 2021-05-13 | 2020-10-13 | NC01 | 50
6 | HILLSBOROUGH | SWHI | MATT@MYLIGHTHOUSE.CHURCH | 6296014 | NONCOMMUNITY | CHLORINATION; AERATION FOR REMOVAL OF ANY SECONDARY CONTAMINANT, SULFIDE, OR ANY UNREGULATED CONTAMINANT; CORROSION CONTROL INHIBITOR ADDITION; HYPOCHLORINATION; IRON OR MANGANESE SEQUESTRATION; OR ULTRAVIOLET RADIATION. THE LEAD/CHIEF OPERATOR MUST BE CLASS D OR HIGHER. 50,000 GPD UP TO 0.25 MGD-STAFFING BY CLASS D OR HIGHER OPERATOR: 3 VISITS/WEEK ON NONCONSECUTIVE DAYS FOR A TOTAL OF 0.3 HOUR/WEEK. LESS THAN 50,000 GPD-STAFFING BY A CLASS D OR HIGHER OPERATOR: 2 VISITS/WEEK ON NONCONSECUTIVE DAYS FOR A TOTAL OF 0.2 HOUR/WEEK. THERE SHALL BE NO MORE THAN 5 DAYS BETWEEN THE LAST VISIT IN ONE WEEK AND THE FIRST VISIT IN THE NEXT WEEK. | N | Y | FAITH LIGHTHOUSE ASSEMBLY | 3409 PAUL BUCHMAN HIGHWAY |  | PLANT CITY | FL | 33565 |  | 8137585941 |  | MATT FRANCIS | FAITH LIGHTHOUSE ASSEMBLY | 3409 PAUL BUCHMAN HIGHWAY |  | PLANT CITY | FL | 33565 |  | 8137585941 |  | INVESTOR | 75 | 5000 | 3 | 2021-05-05 | 2021-03-31 | NC01 | 50
6 | HILLSBOROUGH | SWHI |  | 6296015 | NONCOMMUNITY | CHLORINATION; AERATION FOR REMOVAL OF ANY SECONDARY CONTAMINANT, SULFIDE, OR ANY UNREGULATED CONTAMINANT; CORROSION CONTROL INHIBITOR ADDITION; HYPOCHLORINATION; IRON OR MANGANESE SEQUESTRATION; OR ULTRAVIOLET RADIATION. THE LEAD/CHIEF OPERATOR MUST BE CLASS D OR HIGHER. 50,000 GPD UP TO 0.25 MGD-STAFFING BY CLASS D OR HIGHER OPERATOR: 3 VISITS/WEEK ON NONCONSECUTIVE DAYS FOR A TOTAL OF 0.3 HOUR/WEEK. LESS THAN 50,000 GPD-STAFFING BY A CLASS D OR HIGHER OPERATOR: 2 VISITS/WEEK ON NONCONSECUTIVE DAYS FOR A TOTAL OF 0.2 HOUR/WEEK. THERE SHALL BE NO MORE THAN 5 DAYS BETWEEN THE LAST VISIT IN ONE WEEK AND THE FIRST VISIT IN THE NEXT WEEK. | N | Y | FIRST BAPTIST CHURCH OF MIDWAY | 2902 MIDWAY ROAD |  | PLANT CITY | FL | 33565 |  | 8137527209 |  | SHARI CORGAN | FIRST BAPTIST CHURCH OF MIDWAY, INC | 2902 MIDWAY ROAD |  | PLANT CITY | FL | 33565 |  | 8137527209 |  | INVESTOR | 150 | 2500 | 4 | 2019-09-13 | 2019-09-04 | NC01 | 50
6 | HILLSBOROUGH | SWHI |  | 6296016 | NONCOMMUNITY | CHLORINATION; AERATION FOR REMOVAL OF ANY SECONDARY CONTAMINANT, SULFIDE, OR ANY UNREGULATED CONTAMINANT; CORROSION CONTROL INHIBITOR ADDITION; HYPOCHLORINATION; IRON OR MANGANESE SEQUESTRATION; OR ULTRAVIOLET RADIATION. THE LEAD/CHIEF OPERATOR MUST BE CLASS D OR HIGHER. 50,000 GPD UP TO 0.25 MGD-STAFFING BY CLASS D OR HIGHER OPERATOR: 3 VISITS/WEEK ON NONCONSECUTIVE DAYS FOR A TOTAL OF 0.3 HOUR/WEEK. LESS THAN 50,000 GPD-STAFFING BY A CLASS D OR HIGHER OPERATOR: 2 VISITS/WEEK ON NONCONSECUTIVE DAYS FOR A TOTAL OF 0.2 HOUR/WEEK. THERE SHALL BE NO MORE THAN 5 DAYS BETWEEN THE LAST VISIT IN ONE WEEK AND THE FIRST VISIT IN THE NEXT WEEK. | N | Y | CORK CHURCH OF CHRIST | 3211 CORK ROAD |  | PLANT CITY | FL | 33565 |  | 8137372498 |  | RJ BROWN | CORK CHURCH OF CHRIST | 205 HOPEWELL MANOR ROAD |  | PLANT CITY | FL | 33567 |  | 8137372498 |  | INVESTOR | 50 | 1000 | 1 | 2021-05-13 | 2021-11-22 | NC01 | 50
6 | HILLSBOROUGH | SWHI |  | 6296017 | NONCOMMUNITY | CHLORINATION; AERATION FOR REMOVAL OF ANY SECONDARY CONTAMINANT, SULFIDE, OR ANY UNREGULATED CONTAMINANT; CORROSION CONTROL INHIBITOR ADDITION; HYPOCHLORINATION; IRON OR MANGANESE SEQUESTRATION; OR ULTRAVIOLET RADIATION. THE LEAD/CHIEF OPERATOR MUST BE CLASS D OR HIGHER. 50,000 GPD UP TO 0.25 MGD-STAFFING BY CLASS D OR HIGHER OPERATOR: 3 VISITS/WEEK ON NONCONSECUTIVE DAYS FOR A TOTAL OF 0.3 HOUR/WEEK. LESS THAN 50,000 GPD-STAFFING BY A CLASS D OR HIGHER OPERATOR: 2 VISITS/WEEK ON NONCONSECUTIVE DAYS FOR A TOTAL OF 0.2 HOUR/WEEK. THERE SHALL BE NO MORE THAN 5 DAYS BETWEEN THE LAST VISIT IN ONE WEEK AND THE FIRST VISIT IN THE NEXT WEEK. | N | Y | MT ZION ASSEMBLY OF GOD CHURCH | 3005 THONOTOSASSA ROAD |  | PLANT CITY | FL | 33565 |  | 8137046149 |  | CARLOS RAMIREZ | MT ZION ASSEMBLY OF GOD INC | 3005 THONOTOSASSA ROAD |  | PLANT CITY | FL | 33565 |  | 8137046149 |  | INVESTOR | 100 | 2500 | 4 | 2019-05-09 | 2021-10-05 | NC01 | 50
6 | HILLSBOROUGH | SWHI |  | 6296018 | NONTRANSIENT NONCOMMUNITY | CHLORINATION; AERATION FOR REMOVAL OF ANY SECONDARY CONTAMINANT, SULFIDE, OR ANY UNREGULATED CONTAMINANT; CORROSION CONTROL INHIBITOR ADDITION; HYPOCHLORINATION; IRON OR MANGANESE SEQUESTRATION; OR ULTRAVIOLET RADIATION. THE LEAD/CHIEF OPERATOR MUST BE CLASS D OR HIGHER. 50,000 GPD UP TO 0.25 MGD-STAFFING BY CLASS D OR HIGHER OPERATOR: 3 VISITS/WEEK ON NONCONSECUTIVE DAYS FOR A TOTAL OF 0.3 HOUR/WEEK. LESS THAN 50,000 GPD-STAFFING BY A CLASS D OR HIGHER OPERATOR: 2 VISITS/WEEK ON NONCONSECUTIVE DAYS FOR A TOTAL OF 0.2 HOUR/WEEK. THERE SHALL BE NO MORE THAN 5 DAYS BETWEEN THE LAST VISIT IN ONE WEEK AND THE FIRST VISIT IN THE NEXT WEEK. | N | Y | CENTRAL MAINTENANCE & WELDING SHOP | 2620 KEYSVILLE RD |  | LITHIA | FL | 33547 |  | 8137371402 |  | TODD HOOD | CENTRAL MAINTENANCE AND WELDING | 2620 KEYSVILLE RD |  | LITHIA | FL | 33547 |  | 8137371402 |  | INVESTOR | 59 | 4000 | 1 | 2021-08-02 | 2019-01-17 | NTNC | 100
6 | HILLSBOROUGH | SWHI |  | 6296019 | NONCOMMUNITY | CHLORINATION; AERATION FOR REMOVAL OF ANY SECONDARY CONTAMINANT, SULFIDE, OR ANY UNREGULATED CONTAMINANT; CORROSION CONTROL INHIBITOR ADDITION; HYPOCHLORINATION; IRON OR MANGANESE SEQUESTRATION; OR ULTRAVIOLET RADIATION. THE LEAD/CHIEF OPERATOR MUST BE CLASS D OR HIGHER. 50,000 GPD UP TO 0.25 MGD-STAFFING BY CLASS D OR HIGHER OPERATOR: 3 VISITS/WEEK ON NONCONSECUTIVE DAYS FOR A TOTAL OF 0.3 HOUR/WEEK. LESS THAN 50,000 GPD-STAFFING BY A CLASS D OR HIGHER OPERATOR: 2 VISITS/WEEK ON NONCONSECUTIVE DAYS FOR A TOTAL OF 0.2 HOUR/WEEK. THERE SHALL BE NO MORE THAN 5 DAYS BETWEEN THE LAST VISIT IN ONE WEEK AND THE FIRST VISIT IN THE NEXT WEEK. | N | Y | PARKWAY BAPTIST CHURCH | 4305 JAMES L REDMAN PARKWAY |  | PLANT CITY | FL | 33567 |  | 8137371232 |  | PASTOR DICK MOORE | PARKWAY BAPTIST CHURCH | 4305 JAMES L REDMAN PARKWAY |  | PLANT CITY | FL | 33567 |  | 8137371232 |  | OTHER | 150 | 1000 | 4 | 2021-05-18 | 2020-12-03 | NC01 | 50
6 | HILLSBOROUGH | SWHI | YOUMANS.PWC@GMAIL.COM | 6296020 | NONCOMMUNITY | CHLORINATION; AERATION FOR REMOVAL OF ANY SECONDARY CONTAMINANT, SULFIDE, OR ANY UNREGULATED CONTAMINANT; CORROSION CONTROL INHIBITOR ADDITION; HYPOCHLORINATION; IRON OR MANGANESE SEQUESTRATION; OR ULTRAVIOLET RADIATION. THE LEAD/CHIEF OPERATOR MUST BE CLASS D OR HIGHER. 50,000 GPD UP TO 0.25 MGD-STAFFING BY CLASS D OR HIGHER OPERATOR: 3 VISITS/WEEK ON NONCONSECUTIVE DAYS FOR A TOTAL OF 0.3 HOUR/WEEK. LESS THAN 50,000 GPD-STAFFING BY A CLASS D OR HIGHER OPERATOR: 2 VISITS/WEEK ON NONCONSECUTIVE DAYS FOR A TOTAL OF 0.2 HOUR/WEEK. THERE SHALL BE NO MORE THAN 5 DAYS BETWEEN THE LAST VISIT IN ONE WEEK AND THE FIRST VISIT IN THE NEXT WEEK. | N | Y | YOUMAN'S PRAISE & WORSHIP | 3816 HIGHWAY 92 EAST |  | PLANT CITY | FL | 33566 |  | 8137563259 |  | RAFAEL ACEVEDO | YOUMAN'S PRAISE & WORSHIP | 3816 HIGHWAY 92 EAST |  | PLANT CITY | FL | 33566 |  | 8137563259 |  | OTHER | 55 | 1000 | 1 | 2020-12-30 | 2021-02-16 | NC01 | 50
6 | HILLSBOROUGH | SWHI |  | 6296021 | OTHER PUBLIC WATER SYSTEM | CHLORINATION; AERATION FOR REMOVAL OF ANY SECONDARY CONTAMINANT, SULFIDE, OR ANY UNREGULATED CONTAMINANT; CORROSION CONTROL INHIBITOR ADDITION; HYPOCHLORINATION; IRON OR MANGANESE SEQUESTRATION; OR ULTRAVIOLET RADIATION. THE LEAD/CHIEF OPERATOR MUST BE CLASS D OR HIGHER. 50,000 GPD UP TO 0.25 MGD-STAFFING BY CLASS D OR HIGHER OPERATOR: 3 VISITS/WEEK ON NONCONSECUTIVE DAYS FOR A TOTAL OF 0.3 HOUR/WEEK. LESS THAN 50,000 GPD-STAFFING BY A CLASS D OR HIGHER OPERATOR: 2 VISITS/WEEK ON NONCONSECUTIVE DAYS FOR A TOTAL OF 0.2 HOUR/WEEK. THERE SHALL BE NO MORE THAN 5 DAYS BETWEEN THE LAST VISIT IN ONE WEEK AND THE FIRST VISIT IN THE NEXT WEEK. | N | Y | 1ST SOUTHERN METHODIST CHURCH | 103 WEST JOHNSON ROAD |  | PLANT CITY | FL | 33566 |  | 8137545968 |  | RICHARD RAWLS | 1ST SOUTHERN METHODIST CHURCH | 103 WEST JOHNSON ROAD |  | PLANT CITY | FL | 33566 |  | 8137545968 |  | OTHER | 13 | 2500 | 2 | 2010-03-15 | 2010-02-17 | NAF | 0
6 | HILLSBOROUGH | SWHI |  | 6296022 | OTHER PUBLIC WATER SYSTEM | CHLORINATION; AERATION FOR REMOVAL OF ANY SECONDARY CONTAMINANT, SULFIDE, OR ANY UNREGULATED CONTAMINANT; CORROSION CONTROL INHIBITOR ADDITION; HYPOCHLORINATION; IRON OR MANGANESE SEQUESTRATION; OR ULTRAVIOLET RADIATION. THE LEAD/CHIEF OPERATOR MUST BE CLASS D OR HIGHER. 50,000 GPD UP TO 0.25 MGD-STAFFING BY CLASS D OR HIGHER OPERATOR: 3 VISITS/WEEK ON NONCONSECUTIVE DAYS FOR A TOTAL OF 0.3 HOUR/WEEK. LESS THAN 50,000 GPD-STAFFING BY A CLASS D OR HIGHER OPERATOR: 2 VISITS/WEEK ON NONCONSECUTIVE DAYS FOR A TOTAL OF 0.2 HOUR/WEEK. THERE SHALL BE NO MORE THAN 5 DAYS BETWEEN THE LAST VISIT IN ONE WEEK AND THE FIRST VISIT IN THE NEXT WEEK. | N | Y | LEBANON BAPTIST CHURCH | 110 FORBES ROAD |  | PLANT CITY | FL | 33566 |  | 8137522006 |  | PASTOR GARLAND COMBS | LEBANON BAPTIST CHURCH | 110 FORBES ROAD |  | PLANT CITY | FL | 33566 |  | 8137522006 |  | OTHER | 24 | 1000 | 2 | 2013-04-02 | 2011-08-16 | NAF | 0
6 | HILLSBOROUGH | SWHI |  | 6296023 | NONCOMMUNITY | CHLORINATION; AERATION FOR REMOVAL OF ANY SECONDARY CONTAMINANT, SULFIDE, OR ANY UNREGULATED CONTAMINANT; CORROSION CONTROL INHIBITOR ADDITION; HYPOCHLORINATION; IRON OR MANGANESE SEQUESTRATION; OR ULTRAVIOLET RADIATION. THE LEAD/CHIEF OPERATOR MUST BE CLASS D OR HIGHER. 50,000 GPD UP TO 0.25 MGD-STAFFING BY CLASS D OR HIGHER OPERATOR: 3 VISITS/WEEK ON NONCONSECUTIVE DAYS FOR A TOTAL OF 0.3 HOUR/WEEK. LESS THAN 50,000 GPD-STAFFING BY A CLASS D OR HIGHER OPERATOR: 2 VISITS/WEEK ON NONCONSECUTIVE DAYS FOR A TOTAL OF 0.2 HOUR/WEEK. THERE SHALL BE NO MORE THAN 5 DAYS BETWEEN THE LAST VISIT IN ONE WEEK AND THE FIRST VISIT IN THE NEXT WEEK. | N | Y | KNIGHTS BAPTIST CHURCH | 4809 PAUL BUCHMAN HWY N. |  | PLANT CITY | FL | 33565 |  | 8137524972 |  | BYRON HENDRY | KNIGHTS BAPTIST CHURCH | 4809 PAUL BUCHMAN HWY NORTH |  | PLANT CITY | FL | 33565 |  | 8137524972 |  | OTHER | 100 | 1000 | 2 | 2021-04-08 | 2021-03-24 | NC01 | 50
6 | HILLSBOROUGH | SWHI | PCFIRSTAG@VERIZON.NET | 6296024 | NONCOMMUNITY | CHLORINATION; AERATION FOR REMOVAL OF ANY SECONDARY CONTAMINANT, SULFIDE, OR ANY UNREGULATED CONTAMINANT; CORROSION CONTROL INHIBITOR ADDITION; HYPOCHLORINATION; IRON OR MANGANESE SEQUESTRATION; OR ULTRAVIOLET RADIATION. THE LEAD/CHIEF OPERATOR MUST BE CLASS D OR HIGHER. 50,000 GPD UP TO 0.25 MGD-STAFFING BY CLASS D OR HIGHER OPERATOR: 3 VISITS/WEEK ON NONCONSECUTIVE DAYS FOR A TOTAL OF 0.3 HOUR/WEEK. LESS THAN 50,000 GPD-STAFFING BY A CLASS D OR HIGHER OPERATOR: 2 VISITS/WEEK ON NONCONSECUTIVE DAYS FOR A TOTAL OF 0.2 HOUR/WEEK. THERE SHALL BE NO MORE THAN 5 DAYS BETWEEN THE LAST VISIT IN ONE WEEK AND THE FIRST VISIT IN THE NEXT WEEK. | N | Y | FIRST ASSEMBLY OF GOD PLANT CITY | 602 CHARLIE GRIFFIN ROAD |  | PLANT CITY | FL | 33566 |  | 8137523351 |  | REV. DANIEL BRADDOCK | FIRST ASSEMBLY OF GOD PLANT CITY | 602 CHARLIE GRIFFIN RD |  | PLANT CITY | FL | 33566 |  | 8137523351 |  | OTHER | 150 | 36000 | 2 | 2021-08-09 | 2019-04-11 | NC01 | 50
6 | HILLSBOROUGH | SWHI |  | 6296025 | OTHER PUBLIC WATER SYSTEM | CHLORINATION; AERATION FOR REMOVAL OF ANY SECONDARY CONTAMINANT, SULFIDE, OR ANY UNREGULATED CONTAMINANT; CORROSION CONTROL INHIBITOR ADDITION; HYPOCHLORINATION; IRON OR MANGANESE SEQUESTRATION; OR ULTRAVIOLET RADIATION. THE LEAD/CHIEF OPERATOR MUST BE CLASS D OR HIGHER. 50,000 GPD UP TO 0.25 MGD-STAFFING BY CLASS D OR HIGHER OPERATOR: 3 VISITS/WEEK ON NONCONSECUTIVE DAYS FOR A TOTAL OF 0.3 HOUR/WEEK. LESS THAN 50,000 GPD-STAFFING BY A CLASS D OR HIGHER OPERATOR: 2 VISITS/WEEK ON NONCONSECUTIVE DAYS FOR A TOTAL OF 0.2 HOUR/WEEK. THERE SHALL BE NO MORE THAN 5 DAYS BETWEEN THE LAST VISIT IN ONE WEEK AND THE FIRST VISIT IN THE NEXT WEEK. | N | Y | SPRINGHEAD CHURCH OF CHRIST | 1402 LINDSEY ROAD |  | PLANT CITY | FL | 33566 |  | 8635149985 |  | STEVE WALLING | SPRINGHEAD CHURCH OF CHRIST | 1402 LINDSEY ROAD |  | PLANT CITY | FL | 33566 |  | 8635149985 |  | OTHER | 40 | 1000 | 1 | 2014-08-05 | 2012-09-19 | NAF | 0
6 | HILLSBOROUGH | SWHI | ANTIOCHMB@YAHOO.COM | 6296027 | NONCOMMUNITY | CHLORINATION; AERATION FOR REMOVAL OF ANY SECONDARY CONTAMINANT, SULFIDE, OR ANY UNREGULATED CONTAMINANT; CORROSION CONTROL INHIBITOR ADDITION; HYPOCHLORINATION; IRON OR MANGANESE SEQUESTRATION; OR ULTRAVIOLET RADIATION. THE LEAD/CHIEF OPERATOR MUST BE CLASS D OR HIGHER. 50,000 GPD UP TO 0.25 MGD-STAFFING BY CLASS D OR HIGHER OPERATOR: 3 VISITS/WEEK ON NONCONSECUTIVE DAYS FOR A TOTAL OF 0.3 HOUR/WEEK. LESS THAN 50,000 GPD-STAFFING BY A CLASS D OR HIGHER OPERATOR: 2 VISITS/WEEK ON NONCONSECUTIVE DAYS FOR A TOTAL OF 0.2 HOUR/WEEK. THERE SHALL BE NO MORE THAN 5 DAYS BETWEEN THE LAST VISIT IN ONE WEEK AND THE FIRST VISIT IN THE NEXT WEEK. | N | Y | ANTIOCH MISSIONARY BAPTIST CHURCH | 5201 HORTON ROAD |  | PLANT CITY | FL | 33567 |  | 8137373240 |  | ED RANDOLPH | ANTIOCH MISSONARY BAPTIST CHURCH | PO BOX 3867 |  | PLANT CITY | FL | 33564 |  | 8137373240 |  | OTHER | 110 | 1000 | 2 | 2021-05-13 | 2019-03-28 | NC01 | 50
6 | HILLSBOROUGH | SWHI | eglover@hearneproduce.net | 6296028 | OTHER PUBLIC WATER SYSTEM | CHLORINATION; AERATION FOR REMOVAL OF ANY SECONDARY CONTAMINANT, SULFIDE, OR ANY UNREGULATED CONTAMINANT; CORROSION CONTROL INHIBITOR ADDITION; HYPOCHLORINATION; IRON OR MANGANESE SEQUESTRATION; OR ULTRAVIOLET RADIATION. THE LEAD/CHIEF OPERATOR MUST BE CLASS D OR HIGHER. 50,000 GPD UP TO 0.25 MGD-STAFFING BY CLASS D OR HIGHER OPERATOR: 3 VISITS/WEEK ON NONCONSECUTIVE DAYS FOR A TOTAL OF 0.3 HOUR/WEEK. LESS THAN 50,000 GPD-STAFFING BY A CLASS D OR HIGHER OPERATOR: 2 VISITS/WEEK ON NONCONSECUTIVE DAYS FOR A TOTAL OF 0.2 HOUR/WEEK. THERE SHALL BE NO MORE THAN 5 DAYS BETWEEN THE LAST VISIT IN ONE WEEK AND THE FIRST VISIT IN THE NEXT WEEK. | N | Y | WM P HEARNE PRODUCE LLC | 707 WEST LAKE DRIVE |  | WIMAUMA | FL | 33598 |  | 8136338910 |  | WILLIAM SANFORD | WM P HEARNE PRODUCE LLC | PO BOX 450 |  | WIMAUMA | FL | 33598 |  | 8136338910 |  | INVESTOR | 6 | 5000 | 2 | 2016-10-13 | 2015-02-19 | NAF | 0
6 | HILLSBOROUGH | SWHI | doug@doverac.org | 6296029 | NONCOMMUNITY | CHLORINATION; AERATION FOR REMOVAL OF ANY SECONDARY CONTAMINANT, SULFIDE, OR ANY UNREGULATED CONTAMINANT; CORROSION CONTROL INHIBITOR ADDITION; HYPOCHLORINATION; IRON OR MANGANESE SEQUESTRATION; OR ULTRAVIOLET RADIATION. THE LEAD/CHIEF OPERATOR MUST BE CLASS D OR HIGHER. 50,000 GPD UP TO 0.25 MGD-STAFFING BY CLASS D OR HIGHER OPERATOR: 3 VISITS/WEEK ON NONCONSECUTIVE DAYS FOR A TOTAL OF 0.3 HOUR/WEEK. LESS THAN 50,000 GPD-STAFFING BY A CLASS D OR HIGHER OPERATOR: 2 VISITS/WEEK ON NONCONSECUTIVE DAYS FOR A TOTAL OF 0.2 HOUR/WEEK. THERE SHALL BE NO MORE THAN 5 DAYS BETWEEN THE LAST VISIT IN ONE WEEK AND THE FIRST VISIT IN THE NEXT WEEK. | N | Y | DOVER ADVENT CHRISTIAN CHURCH | 14202 DOWNING STREET |  | DOVER | FL | 33527 |  | 8136592600 |  | DOUG LUCAS | DOVER ADVENT CHRISTIAN CHURCH | PO BOX 396 |  | DOVER | FL | 33527 |  | 8136592600 |  | OTHER | 75 | 1000 | 3 | 2021-02-18 | 2019-04-17 | NC01 | 50
6 | HILLSBOROUGH | SWHI |  | 6296030 | OTHER PUBLIC WATER SYSTEM | CHLORINATION; AERATION FOR REMOVAL OF ANY SECONDARY CONTAMINANT, SULFIDE, OR ANY UNREGULATED CONTAMINANT; CORROSION CONTROL INHIBITOR ADDITION; HYPOCHLORINATION; IRON OR MANGANESE SEQUESTRATION; OR ULTRAVIOLET RADIATION. THE LEAD/CHIEF OPERATOR MUST BE CLASS D OR HIGHER. 50,000 GPD UP TO 0.25 MGD-STAFFING BY CLASS D OR HIGHER OPERATOR: 3 VISITS/WEEK ON NONCONSECUTIVE DAYS FOR A TOTAL OF 0.3 HOUR/WEEK. LESS THAN 50,000 GPD-STAFFING BY A CLASS D OR HIGHER OPERATOR: 2 VISITS/WEEK ON NONCONSECUTIVE DAYS FOR A TOTAL OF 0.2 HOUR/WEEK. THERE SHALL BE NO MORE THAN 5 DAYS BETWEEN THE LAST VISIT IN ONE WEEK AND THE FIRST VISIT IN THE NEXT WEEK. | N | Y | DOVER CHURCH OF GOD | 14422 DOWNING STREET |  | DOVER | FL | 33527 |  |  |  |  | DOVER CHURCH OF GOD | PO BOX 670 |  | DOVER | FL | 33527 |  |  |  | OTHER | 24 | 1000 | 1 | 2096-06-25 |  | NAF | 0
6 | HILLSBOROUGH | SWHI |  | 6296031 | NONCOMMUNITY | CHLORINATION; AERATION FOR REMOVAL OF ANY SECONDARY CONTAMINANT, SULFIDE, OR ANY UNREGULATED CONTAMINANT; CORROSION CONTROL INHIBITOR ADDITION; HYPOCHLORINATION; IRON OR MANGANESE SEQUESTRATION; OR ULTRAVIOLET RADIATION. THE LEAD/CHIEF OPERATOR MUST BE CLASS D OR HIGHER. 50,000 GPD UP TO 0.25 MGD-STAFFING BY CLASS D OR HIGHER OPERATOR: 3 VISITS/WEEK ON NONCONSECUTIVE DAYS FOR A TOTAL OF 0.3 HOUR/WEEK. LESS THAN 50,000 GPD-STAFFING BY A CLASS D OR HIGHER OPERATOR: 2 VISITS/WEEK ON NONCONSECUTIVE DAYS FOR A TOTAL OF 0.2 HOUR/WEEK. THERE SHALL BE NO MORE THAN 5 DAYS BETWEEN THE LAST VISIT IN ONE WEEK AND THE FIRST VISIT IN THE NEXT WEEK. | N | Y | NEW HOPE FREE WILL BAPTIST CHURCH | 3101 SYDNEY DOVER ROAD |  | DOVER | FL | 33527 |  | 8137527165 |  | LARRY OLDS | NEW HOPE FREE WILL BAPTIST CHURCH | PO BOX 382 |  | DOVER | FL | 33527 |  | 8137527165 |  | OTHER | 70 | 1000 | 2 | 2021-07-07 | 2020-09-24 | NC01 | 50
6 | HILLSBOROUGH | SWHI |  | 6296033 | OTHER PUBLIC WATER SYSTEM | CHLORINATION; AERATION FOR REMOVAL OF ANY SECONDARY CONTAMINANT, SULFIDE, OR ANY UNREGULATED CONTAMINANT; CORROSION CONTROL INHIBITOR ADDITION; HYPOCHLORINATION; IRON OR MANGANESE SEQUESTRATION; OR ULTRAVIOLET RADIATION. THE LEAD/CHIEF OPERATOR MUST BE CLASS D OR HIGHER. 50,000 GPD UP TO 0.25 MGD-STAFFING BY CLASS D OR HIGHER OPERATOR: 3 VISITS/WEEK ON NONCONSECUTIVE DAYS FOR A TOTAL OF 0.3 HOUR/WEEK. LESS THAN 50,000 GPD-STAFFING BY A CLASS D OR HIGHER OPERATOR: 2 VISITS/WEEK ON NONCONSECUTIVE DAYS FOR A TOTAL OF 0.2 HOUR/WEEK. THERE SHALL BE NO MORE THAN 5 DAYS BETWEEN THE LAST VISIT IN ONE WEEK AND THE FIRST VISIT IN THE NEXT WEEK. | N | Y | CROSS ROAD WAREHOUSE | 1209 HOPEWELL RD |  | TAMPA | FL | 33619 |  |  |  |  | CHRISTIAN HOME REALTY | 211 LITHIA PINECREST RD |  | BRANDON | FL | 33511 |  | 8136815509 |  | OTHER | 24 | 1 | 2 |  | 2096-07-15 | NAF | 0
6 | HILLSBOROUGH | SWHI |  | 6296034 | OTHER PUBLIC WATER SYSTEM | CHLORINATION; AERATION FOR REMOVAL OF ANY SECONDARY CONTAMINANT, SULFIDE, OR ANY UNREGULATED CONTAMINANT; CORROSION CONTROL INHIBITOR ADDITION; HYPOCHLORINATION; IRON OR MANGANESE SEQUESTRATION; OR ULTRAVIOLET RADIATION. THE LEAD/CHIEF OPERATOR MUST BE CLASS D OR HIGHER. 50,000 GPD UP TO 0.25 MGD-STAFFING BY CLASS D OR HIGHER OPERATOR: 3 VISITS/WEEK ON NONCONSECUTIVE DAYS FOR A TOTAL OF 0.3 HOUR/WEEK. LESS THAN 50,000 GPD-STAFFING BY A CLASS D OR HIGHER OPERATOR: 2 VISITS/WEEK ON NONCONSECUTIVE DAYS FOR A TOTAL OF 0.2 HOUR/WEEK. THERE SHALL BE NO MORE THAN 5 DAYS BETWEEN THE LAST VISIT IN ONE WEEK AND THE FIRST VISIT IN THE NEXT WEEK. | N | Y | DOVER FIRST ASSEMBLY OF GOD | 14690 HIGWAY 574 |  | DOVER | FL | 33527 |  |  |  | REV RICK MEDEIROS | FIRST ASSEMBLY OF GOD | PO BOX 621 |  | DAVER | FL | 33527 |  |  |  | OTHER | 24 | 1000 | 1 | 2096-08-21 |  | NAF | 0
6 | HILLSBOROUGH | SWHI |  | 6296035 | OTHER PUBLIC WATER SYSTEM | CHLORINATION; AERATION FOR REMOVAL OF ANY SECONDARY CONTAMINANT, SULFIDE, OR ANY UNREGULATED CONTAMINANT; CORROSION CONTROL INHIBITOR ADDITION; HYPOCHLORINATION; IRON OR MANGANESE SEQUESTRATION; OR ULTRAVIOLET RADIATION. THE LEAD/CHIEF OPERATOR MUST BE CLASS D OR HIGHER. 50,000 GPD UP TO 0.25 MGD-STAFFING BY CLASS D OR HIGHER OPERATOR: 3 VISITS/WEEK ON NONCONSECUTIVE DAYS FOR A TOTAL OF 0.3 HOUR/WEEK. LESS THAN 50,000 GPD-STAFFING BY A CLASS D OR HIGHER OPERATOR: 2 VISITS/WEEK ON NONCONSECUTIVE DAYS FOR A TOTAL OF 0.2 HOUR/WEEK. THERE SHALL BE NO MORE THAN 5 DAYS BETWEEN THE LAST VISIT IN ONE WEEK AND THE FIRST VISIT IN THE NEXT WEEK. | N | Y | DOVER FIRST UNITED METHODIST | 3310 MOORES LAKE ROAD |  | DOVER | FL | 33527 |  |  |  |  | FIRST UNITED METHODIST CHURCH | PO BOX 14 |  | DOVER | FL | 33527 |  |  |  | OTHER | 25 | 1000 | 1 | 2096-08-21 |  | NAF | 0
6 | HILLSBOROUGH | SWHI |  | 6296036 | NONCOMMUNITY | CHLORINATION; AERATION FOR REMOVAL OF ANY SECONDARY CONTAMINANT, SULFIDE, OR ANY UNREGULATED CONTAMINANT; CORROSION CONTROL INHIBITOR ADDITION; HYPOCHLORINATION; IRON OR MANGANESE SEQUESTRATION; OR ULTRAVIOLET RADIATION. THE LEAD/CHIEF OPERATOR MUST BE CLASS D OR HIGHER. 50,000 GPD UP TO 0.25 MGD-STAFFING BY CLASS D OR HIGHER OPERATOR: 3 VISITS/WEEK ON NONCONSECUTIVE DAYS FOR A TOTAL OF 0.3 HOUR/WEEK. LESS THAN 50,000 GPD-STAFFING BY A CLASS D OR HIGHER OPERATOR: 2 VISITS/WEEK ON NONCONSECUTIVE DAYS FOR A TOTAL OF 0.2 HOUR/WEEK. THERE SHALL BE NO MORE THAN 5 DAYS BETWEEN THE LAST VISIT IN ONE WEEK AND THE FIRST VISIT IN THE NEXT WEEK. | N | Y | DOVER PENTECOSTAL HOLINESS CHURCH | 14150 HOLINESS CHURCH ROAD |  | DOVER | FL | 33527 |  | 8136591301 |  | ED RICHARDS | PENTECOSTAL HOLINESS CHURCH | PO BOX 1019 |  | DOVER | FL | 33527 |  | 8136591301 |  | OTHER | 45 | 1000 | 2 | 2021-06-14 | 2020-10-21 | NC01 | 50
6 | HILLSBOROUGH | SWHI | FATHERHARRYL3@YAHOO.COM; panicarrie@yahoo.com | 6296037 | NONCOMMUNITY | CHLORINATION; AERATION FOR REMOVAL OF ANY SECONDARY CONTAMINANT, SULFIDE, OR ANY UNREGULATED CONTAMINANT; CORROSION CONTROL INHIBITOR ADDITION; HYPOCHLORINATION; IRON OR MANGANESE SEQUESTRATION; OR ULTRAVIOLET RADIATION. THE LEAD/CHIEF OPERATOR MUST BE CLASS D OR HIGHER. 50,000 GPD UP TO 0.25 MGD-STAFFING BY CLASS D OR HIGHER OPERATOR: 3 VISITS/WEEK ON NONCONSECUTIVE DAYS FOR A TOTAL OF 0.3 HOUR/WEEK. LESS THAN 50,000 GPD-STAFFING BY A CLASS D OR HIGHER OPERATOR: 2 VISITS/WEEK ON NONCONSECUTIVE DAYS FOR A TOTAL OF 0.2 HOUR/WEEK. THERE SHALL BE NO MORE THAN 5 DAYS BETWEEN THE LAST VISIT IN ONE WEEK AND THE FIRST VISIT IN THE NEXT WEEK. | N | Y | UKRAINIAN ORTHODOX CHURCH | 3820 MOORES LAKE ROAD |  | DOVER | FL | 33527 |  | 8136590123 |  | HARRY LINSINBIGLER III | UKRAINIAN ORTHODOX CHURCH | 3820 MOORES LAKES RD |  | DOVER | FL | 33527 |  | 8136590123 |  | OTHER | 40 | 2500 | 3 | 2021-09-14 | 2020-10-21 | NC01 | 50
6 | HILLSBOROUGH | SWHI |  | 6296038 | NONCOMMUNITY | CHLORINATION; AERATION FOR REMOVAL OF ANY SECONDARY CONTAMINANT, SULFIDE, OR ANY UNREGULATED CONTAMINANT; CORROSION CONTROL INHIBITOR ADDITION; HYPOCHLORINATION; IRON OR MANGANESE SEQUESTRATION; OR ULTRAVIOLET RADIATION. THE LEAD/CHIEF OPERATOR MUST BE CLASS D OR HIGHER. 50,000 GPD UP TO 0.25 MGD-STAFFING BY CLASS D OR HIGHER OPERATOR: 3 VISITS/WEEK ON NONCONSECUTIVE DAYS FOR A TOTAL OF 0.3 HOUR/WEEK. LESS THAN 50,000 GPD-STAFFING BY A CLASS D OR HIGHER OPERATOR: 2 VISITS/WEEK ON NONCONSECUTIVE DAYS FOR A TOTAL OF 0.2 HOUR/WEEK. THERE SHALL BE NO MORE THAN 5 DAYS BETWEEN THE LAST VISIT IN ONE WEEK AND THE FIRST VISIT IN THE NEXT WEEK. | N | Y | BURGER KING # 9871 | 4649 MCINTOSH ROAD |  | DOVER | FL | 33527 |  | 8137193211 |  | DAVE BAGWELL OR CJ FITZPATRICK | BRAVOTAMPA LLC | 4220 EDISON LAKES PARKWAY |  | MISHAWAKA | IN | 46545 |  | 5742714600 |  | INVESTOR | 700 | 7300 | 1 | 2021-03-26 | 2020-03-04 | NC01 | 50
6 | HILLSBOROUGH | SWHI | epagtampa@gmail.com | 6296039 | COMMUNITY | CHLORINATION; AERATION FOR REMOVAL OF ANY SECONDARY CONTAMINANT, SULFIDE, OR ANY UNREGULATED CONTAMINANT; CORROSION CONTROL INHIBITOR ADDITION; HYPOCHLORINATION; IRON OR MANGANESE SEQUESTRATION; OR ULTRAVIOLET RADIATION. THE LEAD/CHIEF OPERATOR MUST BE CLASS D OR HIGHER. 50,000 GPD UP TO 0.25 MGD-STAFFING BY CLASS D OR HIGHER OPERATOR: 3 VISITS/WEEK ON NONCONSECUTIVE DAYS FOR A TOTAL OF 0.3 HOUR/WEEK. LESS THAN 50,000 GPD-STAFFING BY A CLASS D OR HIGHER OPERATOR: 2 VISITS/WEEK ON NONCONSECUTIVE DAYS FOR A TOTAL OF 0.2 HOUR/WEEK. THERE SHALL BE NO MORE THAN 5 DAYS BETWEEN THE LAST VISIT IN ONE WEEK AND THE FIRST VISIT IN THE NEXT WEEK. | N | Y | EAST POINT ASSEMBLY OF GOD | 5337 GARDEN LANE |  | TAMPA | FL | 33610 |  | 8136212350 |  | DON WHITE | EAST POINT ASSEMBLY OF GOD | 5337 GARDEN LANE |  | TAMPA | FL | 33610 |  | 8136212350 |  | OTHER | 25 | 5000 | 14 | 2020-01-29 | 2021-09-03 | DC06 | 100
6 | HILLSBOROUGH | SWHI |  | 6296041 | OTHER PUBLIC WATER SYSTEM | CHLORINATION; AERATION FOR REMOVAL OF ANY SECONDARY CONTAMINANT, SULFIDE, OR ANY UNREGULATED CONTAMINANT; CORROSION CONTROL INHIBITOR ADDITION; HYPOCHLORINATION; IRON OR MANGANESE SEQUESTRATION; OR ULTRAVIOLET RADIATION. THE LEAD/CHIEF OPERATOR MUST BE CLASS D OR HIGHER. 50,000 GPD UP TO 0.25 MGD-STAFFING BY CLASS D OR HIGHER OPERATOR: 3 VISITS/WEEK ON NONCONSECUTIVE DAYS FOR A TOTAL OF 0.3 HOUR/WEEK. LESS THAN 50,000 GPD-STAFFING BY A CLASS D OR HIGHER OPERATOR: 2 VISITS/WEEK ON NONCONSECUTIVE DAYS FOR A TOTAL OF 0.2 HOUR/WEEK. THERE SHALL BE NO MORE THAN 5 DAYS BETWEEN THE LAST VISIT IN ONE WEEK AND THE FIRST VISIT IN THE NEXT WEEK. | N | Y | DOVER CHURCH OF CHRIST | 3150 REX AVE |  | DOVER | FL | 33527 |  |  |  |  | DOVER CHURCH OF CHRIST | 3150 REX AVE |  | DOVER | FL | 33527 |  |  |  | OTHER | 24 | 1000 | 1 | 2096-09-24 |  | NAF | 0
6 | HILLSBOROUGH | SWHI | sydneyfirstchurchofgod@gmail.com | 6296042 | NONCOMMUNITY | CHLORINATION; AERATION FOR REMOVAL OF ANY SECONDARY CONTAMINANT, SULFIDE, OR ANY UNREGULATED CONTAMINANT; CORROSION CONTROL INHIBITOR ADDITION; HYPOCHLORINATION; IRON OR MANGANESE SEQUESTRATION; OR ULTRAVIOLET RADIATION. THE LEAD/CHIEF OPERATOR MUST BE CLASS D OR HIGHER. 50,000 GPD UP TO 0.25 MGD-STAFFING BY CLASS D OR HIGHER OPERATOR: 3 VISITS/WEEK ON NONCONSECUTIVE DAYS FOR A TOTAL OF 0.3 HOUR/WEEK. LESS THAN 50,000 GPD-STAFFING BY A CLASS D OR HIGHER OPERATOR: 2 VISITS/WEEK ON NONCONSECUTIVE DAYS FOR A TOTAL OF 0.2 HOUR/WEEK. THERE SHALL BE NO MORE THAN 5 DAYS BETWEEN THE LAST VISIT IN ONE WEEK AND THE FIRST VISIT IN THE NEXT WEEK. | N | Y | SYDNEY FIRST CHURCH OF GOD | 1432 SYDNEY DOVER ROAD |  | DOVER | FL | 33527 |  | 8136591021 |  | PHILLIP BAKER | SYDNEY FIRST CHURCH OF GOD | PO BOX 3 |  | SYDNEY | FL | 33587 |  | 8136591021 |  | OTHER | 100 | 1000 | 3 | 2021-07-22 | 2020-12-03 | NC01 | 50
6 | HILLSBOROUGH | SWHI |  | 6296043 | NONCOMMUNITY | CHLORINATION; AERATION FOR REMOVAL OF ANY SECONDARY CONTAMINANT, SULFIDE, OR ANY UNREGULATED CONTAMINANT; CORROSION CONTROL INHIBITOR ADDITION; HYPOCHLORINATION; IRON OR MANGANESE SEQUESTRATION; OR ULTRAVIOLET RADIATION. THE LEAD/CHIEF OPERATOR MUST BE CLASS D OR HIGHER. 50,000 GPD UP TO 0.25 MGD-STAFFING BY CLASS D OR HIGHER OPERATOR: 3 VISITS/WEEK ON NONCONSECUTIVE DAYS FOR A TOTAL OF 0.3 HOUR/WEEK. LESS THAN 50,000 GPD-STAFFING BY A CLASS D OR HIGHER OPERATOR: 2 VISITS/WEEK ON NONCONSECUTIVE DAYS FOR A TOTAL OF 0.2 HOUR/WEEK. THERE SHALL BE NO MORE THAN 5 DAYS BETWEEN THE LAST VISIT IN ONE WEEK AND THE FIRST VISIT IN THE NEXT WEEK. | N | Y | EAST THONOTOSASSA BAPTIST CHURCH | 12735 KNIGHTS GRIFFIN RD |  | THONOTOSASSA | FL | 33592 |  | 8139864346 |  | JIM BRADY | EAST THONOTOSASSA BAPTIST CHURCH | 12735 KNIGHTS GRIFFIN RD |  | THONOTOSASSA | FL | 33592 |  | 8139864346 |  | INVESTOR | 250 | 2500 | 3 | 2020-12-17 | 2020-11-02 | NC01 | 50
6 | HILLSBOROUGH | SWHI |  | 6296044 | OTHER PUBLIC WATER SYSTEM | CHLORINATION; AERATION FOR REMOVAL OF ANY SECONDARY CONTAMINANT, SULFIDE, OR ANY UNREGULATED CONTAMINANT; CORROSION CONTROL INHIBITOR ADDITION; HYPOCHLORINATION; IRON OR MANGANESE SEQUESTRATION; OR ULTRAVIOLET RADIATION. THE LEAD/CHIEF OPERATOR MUST BE CLASS D OR HIGHER. 50,000 GPD UP TO 0.25 MGD-STAFFING BY CLASS D OR HIGHER OPERATOR: 3 VISITS/WEEK ON NONCONSECUTIVE DAYS FOR A TOTAL OF 0.3 HOUR/WEEK. LESS THAN 50,000 GPD-STAFFING BY A CLASS D OR HIGHER OPERATOR: 2 VISITS/WEEK ON NONCONSECUTIVE DAYS FOR A TOTAL OF 0.2 HOUR/WEEK. THERE SHALL BE NO MORE THAN 5 DAYS BETWEEN THE LAST VISIT IN ONE WEEK AND THE FIRST VISIT IN THE NEXT WEEK. | N | Y | GODS MIRICLE MISSION | 14550 MARTIN LUTHER KING BLVD |  | DOVER | FL | 33527 |  |  |  | REV HUNT | GODS MIRICLE MISSION | 14550 HIGHWAY 574 |  | DOVER | FL | 33527 |  | 8136590924 |  | OTHER | 24 | 1000 | 1 | 2096-10-08 |  | NAF | 0
6 | HILLSBOROUGH | SWHI |  | 6296045 | NONCOMMUNITY | CHLORINATION; AERATION FOR REMOVAL OF ANY SECONDARY CONTAMINANT, SULFIDE, OR ANY UNREGULATED CONTAMINANT; CORROSION CONTROL INHIBITOR ADDITION; HYPOCHLORINATION; IRON OR MANGANESE SEQUESTRATION; OR ULTRAVIOLET RADIATION. THE LEAD/CHIEF OPERATOR MUST BE CLASS D OR HIGHER. 50,000 GPD UP TO 0.25 MGD-STAFFING BY CLASS D OR HIGHER OPERATOR: 3 VISITS/WEEK ON NONCONSECUTIVE DAYS FOR A TOTAL OF 0.3 HOUR/WEEK. LESS THAN 50,000 GPD-STAFFING BY A CLASS D OR HIGHER OPERATOR: 2 VISITS/WEEK ON NONCONSECUTIVE DAYS FOR A TOTAL OF 0.2 HOUR/WEEK. THERE SHALL BE NO MORE THAN 5 DAYS BETWEEN THE LAST VISIT IN ONE WEEK AND THE FIRST VISIT IN THE NEXT WEEK. | N | Y | ST MARY MISSIONARY BAPTIST CHURCH | 1840 S.R. 60 EAST |  | PLANT CITY | FL | 33567 |  | 8137371752 |  | JIMMY CLOSE | ST MARY MISSIONARY BAPTIST CHURCH | 1840 SR 60 EAST |  | PLANT CITY | FL | 33567 |  | 8137870414 |  | OTHER | 150 | 36000 | 1 | 2019-03-28 | 2021-12-17 | NC01 | 50
6 | HILLSBOROUGH | SWHI | CEDARGROVE8201@GMAIL.COM | 6296046 | NONCOMMUNITY | CHLORINATION; AERATION FOR REMOVAL OF ANY SECONDARY CONTAMINANT, SULFIDE, OR ANY UNREGULATED CONTAMINANT; CORROSION CONTROL INHIBITOR ADDITION; HYPOCHLORINATION; IRON OR MANGANESE SEQUESTRATION; OR ULTRAVIOLET RADIATION. THE LEAD/CHIEF OPERATOR MUST BE CLASS D OR HIGHER. 50,000 GPD UP TO 0.25 MGD-STAFFING BY CLASS D OR HIGHER OPERATOR: 3 VISITS/WEEK ON NONCONSECUTIVE DAYS FOR A TOTAL OF 0.3 HOUR/WEEK. LESS THAN 50,000 GPD-STAFFING BY A CLASS D OR HIGHER OPERATOR: 2 VISITS/WEEK ON NONCONSECUTIVE DAYS FOR A TOTAL OF 0.2 HOUR/WEEK. THERE SHALL BE NO MORE THAN 5 DAYS BETWEEN THE LAST VISIT IN ONE WEEK AND THE FIRST VISIT IN THE NEXT WEEK. | N | Y | CEDAR GROVE BAPTIST CHURCH | 8201 CEDAR GROVE CHURCH ROAD |  | PLANT CITY | FL | 33567 |  | 8137371234 |  | JAMES KING | CEDAR GROVE BAPTIST CHURCH | 8201 CEDAR GROVE CHURCH RD |  | PLANT CITY | FL | 33567 |  | 8137371234 |  | OTHER | 50 | 1999 | 3 | 2019-08-22 | 2021-09-24 | NC01 | 50
6 | HILLSBOROUGH | SWHI |  | 6296047 | OTHER PUBLIC WATER SYSTEM | CHLORINATION; AERATION FOR REMOVAL OF ANY SECONDARY CONTAMINANT, SULFIDE, OR ANY UNREGULATED CONTAMINANT; CORROSION CONTROL INHIBITOR ADDITION; HYPOCHLORINATION; IRON OR MANGANESE SEQUESTRATION; OR ULTRAVIOLET RADIATION. THE LEAD/CHIEF OPERATOR MUST BE CLASS D OR HIGHER. 50,000 GPD UP TO 0.25 MGD-STAFFING BY CLASS D OR HIGHER OPERATOR: 3 VISITS/WEEK ON NONCONSECUTIVE DAYS FOR A TOTAL OF 0.3 HOUR/WEEK. LESS THAN 50,000 GPD-STAFFING BY A CLASS D OR HIGHER OPERATOR: 2 VISITS/WEEK ON NONCONSECUTIVE DAYS FOR A TOTAL OF 0.2 HOUR/WEEK. THERE SHALL BE NO MORE THAN 5 DAYS BETWEEN THE LAST VISIT IN ONE WEEK AND THE FIRST VISIT IN THE NEXT WEEK. | N | Y | SPRINGHEAD UNITED METHODIST | 2301 CLEMONS ROAD (SPARKMAN) |  | PLANT CITY | FL | 33566 |  |  |  |  | SPRINGHEAD UNITED METHODIST | 2305 CLEMONS ROAD |  | PLANT CITY | FL | 33566 |  |  |  | OTHER | 24 | 1000 | 1 | 2096-10-16 |  | NAF | 0
6 | HILLSBOROUGH | SWHI |  | 6296049 | NONCOMMUNITY | CHLORINATION; AERATION FOR REMOVAL OF ANY SECONDARY CONTAMINANT, SULFIDE, OR ANY UNREGULATED CONTAMINANT; CORROSION CONTROL INHIBITOR ADDITION; HYPOCHLORINATION; IRON OR MANGANESE SEQUESTRATION; OR ULTRAVIOLET RADIATION. THE LEAD/CHIEF OPERATOR MUST BE CLASS D OR HIGHER. 50,000 GPD UP TO 0.25 MGD-STAFFING BY CLASS D OR HIGHER OPERATOR: 3 VISITS/WEEK ON NONCONSECUTIVE DAYS FOR A TOTAL OF 0.3 HOUR/WEEK. LESS THAN 50,000 GPD-STAFFING BY A CLASS D OR HIGHER OPERATOR: 2 VISITS/WEEK ON NONCONSECUTIVE DAYS FOR A TOTAL OF 0.2 HOUR/WEEK. THERE SHALL BE NO MORE THAN 5 DAYS BETWEEN THE LAST VISIT IN ONE WEEK AND THE FIRST VISIT IN THE NEXT WEEK. | N | Y | NORTH 56TH STREET CHAPEL | 12811 NORTH 56TH STREET |  | TAMPA | FL | 33617 |  | 8136215444 |  | AL ADAMS | NORTH 56TH STREET CHAPEL | PO BOX 16725 |  | TAMPA | FL | 33687 |  | 8136215444 |  | INVESTOR | 45 | 1999 | 1 | 2019-01-09 | 2021-11-22 | NC01 | 50
6 | HILLSBOROUGH | SWHI |  | 6296052 | NONTRANSIENT NONCOMMUNITY | CHLORINATION; AERATION FOR REMOVAL OF ANY SECONDARY CONTAMINANT, SULFIDE, OR ANY UNREGULATED CONTAMINANT; CORROSION CONTROL INHIBITOR ADDITION; HYPOCHLORINATION; IRON OR MANGANESE SEQUESTRATION; OR ULTRAVIOLET RADIATION. THE LEAD/CHIEF OPERATOR MUST BE CLASS D OR HIGHER. 50,000 GPD UP TO 0.25 MGD-STAFFING BY CLASS D OR HIGHER OPERATOR: 3 VISITS/WEEK ON NONCONSECUTIVE DAYS FOR A TOTAL OF 0.3 HOUR/WEEK. LESS THAN 50,000 GPD-STAFFING BY A CLASS D OR HIGHER OPERATOR: 2 VISITS/WEEK ON NONCONSECUTIVE DAYS FOR A TOTAL OF 0.2 HOUR/WEEK. THERE SHALL BE NO MORE THAN 5 DAYS BETWEEN THE LAST VISIT IN ONE WEEK AND THE FIRST VISIT IN THE NEXT WEEK. | N | Y | SHARICK'S DECK RETIREMENT RANCH | 4506 BRUTON ROAD |  | PLANT CITY | FL | 33565 |  | 8137545223 |  | NICK CICCARELLO | NICK CICCARELLO | 4506 BRUTON ROAD |  | PLANT CITY | FL | 33565 |  | 8139673858 |  | INVESTOR | 27 | 5000 | 1 | 2018-03-05 | 2019-05-30 | NTNC | 100
6 | HILLSBOROUGH | SWHI | MSGREEN8084@GMAIL.COM | 6296054 | NONCOMMUNITY | CHLORINATION; AERATION FOR REMOVAL OF ANY SECONDARY CONTAMINANT, SULFIDE, OR ANY UNREGULATED CONTAMINANT; CORROSION CONTROL INHIBITOR ADDITION; HYPOCHLORINATION; IRON OR MANGANESE SEQUESTRATION; OR ULTRAVIOLET RADIATION. THE LEAD/CHIEF OPERATOR MUST BE CLASS D OR HIGHER. 50,000 GPD UP TO 0.25 MGD-STAFFING BY CLASS D OR HIGHER OPERATOR: 3 VISITS/WEEK ON NONCONSECUTIVE DAYS FOR A TOTAL OF 0.3 HOUR/WEEK. LESS THAN 50,000 GPD-STAFFING BY A CLASS D OR HIGHER OPERATOR: 2 VISITS/WEEK ON NONCONSECUTIVE DAYS FOR A TOTAL OF 0.2 HOUR/WEEK. THERE SHALL BE NO MORE THAN 5 DAYS BETWEEN THE LAST VISIT IN ONE WEEK AND THE FIRST VISIT IN THE NEXT WEEK. | N | Y | HARVEST TIME MINISTRIES INTERNATIONAL | 15115 NORTH 19TH STREET |  | LUTZ | FL | 33549 |  | 8139718585 |  | TIFFANY GREEN | HARVEST TIME MINISTRIES INTERNATIONAL | PO BOX 17151 |  | TAMPA | FL | 33682 |  | 8138179841 |  | OTHER | 70 | 2500 | 4 | 2021-02-25 | 2020-11-30 | NC01 | 50
6 | HILLSBOROUGH | SWHI |  | 6296057 | OTHER PUBLIC WATER SYSTEM | CHLORINATION; AERATION FOR REMOVAL OF ANY SECONDARY CONTAMINANT, SULFIDE, OR ANY UNREGULATED CONTAMINANT; CORROSION CONTROL INHIBITOR ADDITION; HYPOCHLORINATION; IRON OR MANGANESE SEQUESTRATION; OR ULTRAVIOLET RADIATION. THE LEAD/CHIEF OPERATOR MUST BE CLASS D OR HIGHER. 50,000 GPD UP TO 0.25 MGD-STAFFING BY CLASS D OR HIGHER OPERATOR: 3 VISITS/WEEK ON NONCONSECUTIVE DAYS FOR A TOTAL OF 0.3 HOUR/WEEK. LESS THAN 50,000 GPD-STAFFING BY A CLASS D OR HIGHER OPERATOR: 2 VISITS/WEEK ON NONCONSECUTIVE DAYS FOR A TOTAL OF 0.2 HOUR/WEEK. THERE SHALL BE NO MORE THAN 5 DAYS BETWEEN THE LAST VISIT IN ONE WEEK AND THE FIRST VISIT IN THE NEXT WEEK. | N | Y | UNITED SIKH FOUNDATION | 15302 MORRIS BRIDGE ROAD |  | THONOTOSASSA | FL | 33592 |  | 8139919841 |  | DEVINDER SETHI | UNITED SIKH FOUNDATION | 15302 MORRIS BRIDGE RD |  | THONOTOSASSA | FL | 33592 |  | 8139919841 |  | INVESTOR | 75 | 5000 | 2 | 2014-10-21 | 2013-04-23 | NAF | 0
6 | HILLSBOROUGH | SWHI |  | 6296059 | NONCOMMUNITY | CHLORINATION; AERATION FOR REMOVAL OF ANY SECONDARY CONTAMINANT, SULFIDE, OR ANY UNREGULATED CONTAMINANT; CORROSION CONTROL INHIBITOR ADDITION; HYPOCHLORINATION; IRON OR MANGANESE SEQUESTRATION; OR ULTRAVIOLET RADIATION. THE LEAD/CHIEF OPERATOR MUST BE CLASS D OR HIGHER. 50,000 GPD UP TO 0.25 MGD-STAFFING BY CLASS D OR HIGHER OPERATOR: 3 VISITS/WEEK ON NONCONSECUTIVE DAYS FOR A TOTAL OF 0.3 HOUR/WEEK. LESS THAN 50,000 GPD-STAFFING BY A CLASS D OR HIGHER OPERATOR: 2 VISITS/WEEK ON NONCONSECUTIVE DAYS FOR A TOTAL OF 0.2 HOUR/WEEK. THERE SHALL BE NO MORE THAN 5 DAYS BETWEEN THE LAST VISIT IN ONE WEEK AND THE FIRST VISIT IN THE NEXT WEEK. | N | Y | ADVANCE AUTO PARTS #9497 | 5201 WEST HIGHWAY 92 |  | PLANT CITY | FL | 33566 |  | 8137196191 |  | TODD AGNEW | TODD AGNEW | PO BOX 2710 |  | ROANOKE | VA | 24001 |  | 5405616488 |  | INVESTOR | 210 | 2500 | 1 | 2021-06-11 | 2020-11-19 | NC01 | 50
6 | HILLSBOROUGH | SWHI | TRAVIS@NATURALSPRINGSPOOLS.COM | 6296060 | NONCOMMUNITY | CHLORINATION; AERATION FOR REMOVAL OF ANY SECONDARY CONTAMINANT, SULFIDE, OR ANY UNREGULATED CONTAMINANT; CORROSION CONTROL INHIBITOR ADDITION; HYPOCHLORINATION; IRON OR MANGANESE SEQUESTRATION; OR ULTRAVIOLET RADIATION. THE LEAD/CHIEF OPERATOR MUST BE CLASS D OR HIGHER. 50,000 GPD UP TO 0.25 MGD-STAFFING BY CLASS D OR HIGHER OPERATOR: 3 VISITS/WEEK ON NONCONSECUTIVE DAYS FOR A TOTAL OF 0.3 HOUR/WEEK. LESS THAN 50,000 GPD-STAFFING BY A CLASS D OR HIGHER OPERATOR: 2 VISITS/WEEK ON NONCONSECUTIVE DAYS FOR A TOTAL OF 0.2 HOUR/WEEK. THERE SHALL BE NO MORE THAN 5 DAYS BETWEEN THE LAST VISIT IN ONE WEEK AND THE FIRST VISIT IN THE NEXT WEEK. | N | Y | GRG JOINT VENTURE | 109 WHITAKER ROAD |  | LUTZ | FL | 33549 |  | 8139339500 |  | TRAVIS GREEN | GRG JOINT VENTURE | 109 WHITAKER ROAD |  | LUTZ | FL | 33549 |  | 8139339500 |  | INVESTOR | 30 | 1200 | 2 | 2021-11-19 | 2020-06-10 | NC01 | 50
6 | HILLSBOROUGH | SWHI |  | 6296061 | OTHER PUBLIC WATER SYSTEM | CHLORINATION; AERATION FOR REMOVAL OF ANY SECONDARY CONTAMINANT, SULFIDE, OR ANY UNREGULATED CONTAMINANT; CORROSION CONTROL INHIBITOR ADDITION; HYPOCHLORINATION; IRON OR MANGANESE SEQUESTRATION; OR ULTRAVIOLET RADIATION. THE LEAD/CHIEF OPERATOR MUST BE CLASS D OR HIGHER. 50,000 GPD UP TO 0.25 MGD-STAFFING BY CLASS D OR HIGHER OPERATOR: 3 VISITS/WEEK ON NONCONSECUTIVE DAYS FOR A TOTAL OF 0.3 HOUR/WEEK. LESS THAN 50,000 GPD-STAFFING BY A CLASS D OR HIGHER OPERATOR: 2 VISITS/WEEK ON NONCONSECUTIVE DAYS FOR A TOTAL OF 0.2 HOUR/WEEK. THERE SHALL BE NO MORE THAN 5 DAYS BETWEEN THE LAST VISIT IN ONE WEEK AND THE FIRST VISIT IN THE NEXT WEEK. | N | Y | HIGHWAY SAFTEY DEVICES | 5340 US HIGHWAY 92 WEST |  | PLANT CITY | FL | 33566 |  | 8137591559 |  | MARIAN PRICE | HIGHWAY SAFTEY DEVICES | 5340 US HIGHWAY 92 WEST |  | PLANT CITY | FL | 33566 |  | 8137591559 |  | INVESTOR | 25 | 1000 | 1 | 2097-02-07 |  | NAF | 0
6 | HILLSBOROUGH | SWHI |  | 6296063 | OTHER PUBLIC WATER SYSTEM | AERATION FOR REMOVAL OF ANY PRIMARY CONTAMINANT; ALKALINITY/PH ADJUSTMENT; CHLORAMIN ATION; CHLORINE DIOXIDE FOR OXIDATION OR DISINFECTION; FLUORIDATION; ION EXCHANGE FOR REMOVAL OF ANY SECONDARY CONTAMINANT, SULFIDE, OR ANY UNREGULATED CONTAMINANT; OR OZONATION LESS THAN 0.1 MGD. STAFFING BY A CLASS D OR HIGHER OPERATOR: 3 VISITS/WEEK ON NONCONSECUTIVE DAYS FOR A TOTAL OF 0.6 HOUR/WEEK. THE LEAD/CHIEF OPERATOR MUST BE CLASS D OR HIGHER. | N | Y | FLORIDA CABLE CONTRACTORS | 115 EAST KNIGHTS GRIFFIN ROAD |  | PLANT CITY | FL | 33565 |  | 8136891551 |  | BRENDA RAY | FLORIDA CABLE CONTRACTORS | PO BOX 2210 |  | PLANT CITY | FL | 33564 |  | 8136891551 |  | INVESTOR | 10 | 1000 | 2 | 2004-12-10 | 2008-09-04 | NAF | 0
6 | HILLSBOROUGH | SWHI |  | 6296064 | OTHER PUBLIC WATER SYSTEM | CHLORINATION; AERATION FOR REMOVAL OF ANY SECONDARY CONTAMINANT, SULFIDE, OR ANY UNREGULATED CONTAMINANT; CORROSION CONTROL INHIBITOR ADDITION; HYPOCHLORINATION; IRON OR MANGANESE SEQUESTRATION; OR ULTRAVIOLET RADIATION. THE LEAD/CHIEF OPERATOR MUST BE CLASS D OR HIGHER. 50,000 GPD UP TO 0.25 MGD-STAFFING BY CLASS D OR HIGHER OPERATOR: 3 VISITS/WEEK ON NONCONSECUTIVE DAYS FOR A TOTAL OF 0.3 HOUR/WEEK. LESS THAN 50,000 GPD-STAFFING BY A CLASS D OR HIGHER OPERATOR: 2 VISITS/WEEK ON NONCONSECUTIVE DAYS FOR A TOTAL OF 0.2 HOUR/WEEK. THERE SHALL BE NO MORE THAN 5 DAYS BETWEEN THE LAST VISIT IN ONE WEEK AND THE FIRST VISIT IN THE NEXT WEEK. | N | Y | SOUTHERN PALMS MHP | 10615 OHIO AVE |  | THONOTOSASSA | FL | 33592 |  | 8157351857 |  | JAMES HURT OR SHIRLEY HURT | JAMES HURT AND SHIRLEY HURT | PO BOX 1139 |  | THONOTOSASSA | FL | 33592 |  | 8157351857 |  | INVESTOR | 20 | 5500 | 14 | 2014-07-29 | 2015-04-06 | NAF | 0
6 | HILLSBOROUGH | SWHI |  | 6296066 | OTHER PUBLIC WATER SYSTEM | CHLORINATION; AERATION FOR REMOVAL OF ANY SECONDARY CONTAMINANT, SULFIDE, OR ANY UNREGULATED CONTAMINANT; CORROSION CONTROL INHIBITOR ADDITION; HYPOCHLORINATION; IRON OR MANGANESE SEQUESTRATION; OR ULTRAVIOLET RADIATION. THE LEAD/CHIEF OPERATOR MUST BE CLASS D OR HIGHER. 50,000 GPD UP TO 0.25 MGD-STAFFING BY CLASS D OR HIGHER OPERATOR: 3 VISITS/WEEK ON NONCONSECUTIVE DAYS FOR A TOTAL OF 0.3 HOUR/WEEK. LESS THAN 50,000 GPD-STAFFING BY A CLASS D OR HIGHER OPERATOR: 2 VISITS/WEEK ON NONCONSECUTIVE DAYS FOR A TOTAL OF 0.2 HOUR/WEEK. THERE SHALL BE NO MORE THAN 5 DAYS BETWEEN THE LAST VISIT IN ONE WEEK AND THE FIRST VISIT IN THE NEXT WEEK. | N | Y | CONIGLIO LAND FILL | 11981 NORTH WILLIAMS ROAD |  | THONOTOSASSA | FL | 33592 |  | 8139862097 |  | GEORGE CONIGLIO | GEORGE CONIGLIO | 11981 NORTH WILLIAMS ROAD |  | THONOTOSASSA | FL | 33592 |  | 8139862097 |  | INVESTOR | 20 | 15000 | 4 | 2005-12-15 | 2005-05-09 | NAF | 0
6 | HILLSBOROUGH | SWHI |  | 6296067 | NONCOMMUNITY | CHLORINATION; AERATION FOR REMOVAL OF ANY SECONDARY CONTAMINANT, SULFIDE, OR ANY UNREGULATED CONTAMINANT; CORROSION CONTROL INHIBITOR ADDITION; HYPOCHLORINATION; IRON OR MANGANESE SEQUESTRATION; OR ULTRAVIOLET RADIATION. THE LEAD/CHIEF OPERATOR MUST BE CLASS D OR HIGHER. 50,000 GPD UP TO 0.25 MGD-STAFFING BY CLASS D OR HIGHER OPERATOR: 3 VISITS/WEEK ON NONCONSECUTIVE DAYS FOR A TOTAL OF 0.3 HOUR/WEEK. LESS THAN 50,000 GPD-STAFFING BY A CLASS D OR HIGHER OPERATOR: 2 VISITS/WEEK ON NONCONSECUTIVE DAYS FOR A TOTAL OF 0.2 HOUR/WEEK. THERE SHALL BE NO MORE THAN 5 DAYS BETWEEN THE LAST VISIT IN ONE WEEK AND THE FIRST VISIT IN THE NEXT WEEK. | N | Y | LAKESIDE GRILL | 11502 THONOTOSASSA RD. |  | THONOTOSASSA | FL | 33592 |  | 8133408133 |  | BUDDY CHAVES | BUDDY CHAVES | 11502 THONOTOSASSA RD |  | THONOTOSASSA | FL | 33592 |  | 8134535104 |  | INVESTOR | 50 | 3800 | 1 | 2021-11-08 | 2020-05-13 | NC01 | 50
6 | HILLSBOROUGH | SWHI | BEVECO2@AOL.COM | 6296068 | NONCOMMUNITY | CHLORINATION; AERATION FOR REMOVAL OF ANY SECONDARY CONTAMINANT, SULFIDE, OR ANY UNREGULATED CONTAMINANT; CORROSION CONTROL INHIBITOR ADDITION; HYPOCHLORINATION; IRON OR MANGANESE SEQUESTRATION; OR ULTRAVIOLET RADIATION. THE LEAD/CHIEF OPERATOR MUST BE CLASS D OR HIGHER. 50,000 GPD UP TO 0.25 MGD-STAFFING BY CLASS D OR HIGHER OPERATOR: 3 VISITS/WEEK ON NONCONSECUTIVE DAYS FOR A TOTAL OF 0.3 HOUR/WEEK. LESS THAN 50,000 GPD-STAFFING BY A CLASS D OR HIGHER OPERATOR: 2 VISITS/WEEK ON NONCONSECUTIVE DAYS FOR A TOTAL OF 0.2 HOUR/WEEK. THERE SHALL BE NO MORE THAN 5 DAYS BETWEEN THE LAST VISIT IN ONE WEEK AND THE FIRST VISIT IN THE NEXT WEEK. | N | Y | VICTORY BAPTIST CHURCH | 2603 SOUTH BAPTIST CHURCH ROAD |  | PLANT CITY | FL | 33563 |  | 8137528054 |  | PASTOR HOLLOWELL | VICTORY BAPTIST CHURCH | 1321 W. REDBUD ST |  | PLANT CITY | FL | 33563 |  | 8137528054 |  | OTHER | 75 | 1000 | 2 | 2021-07-14 | 2021-05-24 | NC01 | 50
6 | HILLSBOROUGH | SWHI |  | 6296071 | NONCOMMUNITY | CHLORINATION; AERATION FOR REMOVAL OF ANY SECONDARY CONTAMINANT, SULFIDE, OR ANY UNREGULATED CONTAMINANT; CORROSION CONTROL INHIBITOR ADDITION; HYPOCHLORINATION; IRON OR MANGANESE SEQUESTRATION; OR ULTRAVIOLET RADIATION. THE LEAD/CHIEF OPERATOR MUST BE CLASS D OR HIGHER. 50,000 GPD UP TO 0.25 MGD-STAFFING BY CLASS D OR HIGHER OPERATOR: 3 VISITS/WEEK ON NONCONSECUTIVE DAYS FOR A TOTAL OF 0.3 HOUR/WEEK. LESS THAN 50,000 GPD-STAFFING BY A CLASS D OR HIGHER OPERATOR: 2 VISITS/WEEK ON NONCONSECUTIVE DAYS FOR A TOTAL OF 0.2 HOUR/WEEK. THERE SHALL BE NO MORE THAN 5 DAYS BETWEEN THE LAST VISIT IN ONE WEEK AND THE FIRST VISIT IN THE NEXT WEEK. | N | Y | GRACE POINT PLANT CITY | 1107 CHARLIE GRIFFIN ROAD |  | PLANT CITY | FL | 33566 |  | 8137599383 |  | HENRY PHILPOT | GRACE POINT PLANT CITY | 1107 CHARLIE GRIFFIN ROAD |  | PLANT CITY | FL | 33566 |  | 8137599383 |  | OTHER | 145 | 9300 | 2 | 2021-11-19 | 2021-10-13 | NC01 | 50
6 | HILLSBOROUGH | SWHI | TEMPLOCRISTIANO@TAMPABAY.RR.COM | 6296072 | NONCOMMUNITY | CHLORINATION; AERATION FOR REMOVAL OF ANY SECONDARY CONTAMINANT, SULFIDE, OR ANY UNREGULATED CONTAMINANT; CORROSION CONTROL INHIBITOR ADDITION; HYPOCHLORINATION; IRON OR MANGANESE SEQUESTRATION; OR ULTRAVIOLET RADIATION. THE LEAD/CHIEF OPERATOR MUST BE CLASS D OR HIGHER. 50,000 GPD UP TO 0.25 MGD-STAFFING BY CLASS D OR HIGHER OPERATOR: 3 VISITS/WEEK ON NONCONSECUTIVE DAYS FOR A TOTAL OF 0.3 HOUR/WEEK. LESS THAN 50,000 GPD-STAFFING BY A CLASS D OR HIGHER OPERATOR: 2 VISITS/WEEK ON NONCONSECUTIVE DAYS FOR A TOTAL OF 0.2 HOUR/WEEK. THERE SHALL BE NO MORE THAN 5 DAYS BETWEEN THE LAST VISIT IN ONE WEEK AND THE FIRST VISIT IN THE NEXT WEEK. | N | Y | TEMPLO CRISTIANO | 14690 DR. MARTIN LUTHER KING JR. BLVD |  | DOVER | FL | 33527 |  | 8137529651 |  | JOSE CARREA | TEMPLO CRISTIANO | PO BOX 159 |  | DOVER | FL | 33527 |  | 8137529651 |  | OTHER | 75 | 1000 | 2 | 2021-03-02 | 2020-02-20 | NC01 | 50
6 | HILLSBOROUGH | SWHI |  | 6296073 | NONCOMMUNITY | CHLORINATION; AERATION FOR REMOVAL OF ANY SECONDARY CONTAMINANT, SULFIDE, OR ANY UNREGULATED CONTAMINANT; CORROSION CONTROL INHIBITOR ADDITION; HYPOCHLORINATION; IRON OR MANGANESE SEQUESTRATION; OR ULTRAVIOLET RADIATION. THE LEAD/CHIEF OPERATOR MUST BE CLASS D OR HIGHER. 50,000 GPD UP TO 0.25 MGD-STAFFING BY CLASS D OR HIGHER OPERATOR: 3 VISITS/WEEK ON NONCONSECUTIVE DAYS FOR A TOTAL OF 0.3 HOUR/WEEK. LESS THAN 50,000 GPD-STAFFING BY A CLASS D OR HIGHER OPERATOR: 2 VISITS/WEEK ON NONCONSECUTIVE DAYS FOR A TOTAL OF 0.2 HOUR/WEEK. THERE SHALL BE NO MORE THAN 5 DAYS BETWEEN THE LAST VISIT IN ONE WEEK AND THE FIRST VISIT IN THE NEXT WEEK. | N | Y | CALVARY FREE WILL BAPTIST CHURCH | 3539 EAST TRAPNELL ROAD |  | PLANT CITY | FL | 33566 |  | 8635105391 |  | RODGER MCCLELLAN | CALVARY FREE WILL BAPTIST CHURCH | 3539 EAST TRAPNELL ROAD |  | PLANT CITY | FL | 33566 |  | 8635105391 |  | OTHER | 50 | 1000 | 2 | 2021-04-08 | 2021-03-24 | NC01 | 50
6 | HILLSBOROUGH | SWHI |  | 6296076 | OTHER PUBLIC WATER SYSTEM | CHLORINATION; AERATION FOR REMOVAL OF ANY SECONDARY CONTAMINANT, SULFIDE, OR ANY UNREGULATED CONTAMINANT; CORROSION CONTROL INHIBITOR ADDITION; HYPOCHLORINATION; IRON OR MANGANESE SEQUESTRATION; OR ULTRAVIOLET RADIATION. THE LEAD/CHIEF OPERATOR MUST BE CLASS D OR HIGHER. 50,000 GPD UP TO 0.25 MGD-STAFFING BY CLASS D OR HIGHER OPERATOR: 3 VISITS/WEEK ON NONCONSECUTIVE DAYS FOR A TOTAL OF 0.3 HOUR/WEEK. LESS THAN 50,000 GPD-STAFFING BY A CLASS D OR HIGHER OPERATOR: 2 VISITS/WEEK ON NONCONSECUTIVE DAYS FOR A TOTAL OF 0.2 HOUR/WEEK. THERE SHALL BE NO MORE THAN 5 DAYS BETWEEN THE LAST VISIT IN ONE WEEK AND THE FIRST VISIT IN THE NEXT WEEK. | N | Y | UNIVERSAL HARDSCAPES LLC | 7720 US HWY 301 NORTH |  | TAMPA | FL | 33637 |  | 8138840010 |  | UGUR OZER | UGUR OZER | 7720 US HWY 301 NORTH |  | TAMPA | FL | 33637 |  | 8138840010 |  | INVESTOR | 12 | 2000 | 1 | 2018-02-21 | 2016-07-13 | NAF | 0
6 | HILLSBOROUGH | SWHI |  | 6296079 | OTHER PUBLIC WATER SYSTEM | CHLORINATION; AERATION FOR REMOVAL OF ANY SECONDARY CONTAMINANT, SULFIDE, OR ANY UNREGULATED CONTAMINANT; CORROSION CONTROL INHIBITOR ADDITION; HYPOCHLORINATION; IRON OR MANGANESE SEQUESTRATION; OR ULTRAVIOLET RADIATION. THE LEAD/CHIEF OPERATOR MUST BE CLASS D OR HIGHER. 50,000 GPD UP TO 0.25 MGD-STAFFING BY CLASS D OR HIGHER OPERATOR: 3 VISITS/WEEK ON NONCONSECUTIVE DAYS FOR A TOTAL OF 0.3 HOUR/WEEK. LESS THAN 50,000 GPD-STAFFING BY A CLASS D OR HIGHER OPERATOR: 2 VISITS/WEEK ON NONCONSECUTIVE DAYS FOR A TOTAL OF 0.2 HOUR/WEEK. THERE SHALL BE NO MORE THAN 5 DAYS BETWEEN THE LAST VISIT IN ONE WEEK AND THE FIRST VISIT IN THE NEXT WEEK. | N | Y | EPPS NURSERY | 815 TANNER ROAD |  | PLANT CITY | FL | 33566 |  | 8137529620 |  | MARILYN KAISER | EPPS NURSERY | PO BOX 3419 |  | PLANT CITY | FL | 33563 |  | 8137529620 |  | INVESTOR | 4 | 1000 | 1 | 2013-03-28 | 2014-12-03 | NAF | 0
6 | HILLSBOROUGH | SWHI |  | 6296080 | OTHER PUBLIC WATER SYSTEM | CHLORINATION; AERATION FOR REMOVAL OF ANY SECONDARY CONTAMINANT, SULFIDE, OR ANY UNREGULATED CONTAMINANT; CORROSION CONTROL INHIBITOR ADDITION; HYPOCHLORINATION; IRON OR MANGANESE SEQUESTRATION; OR ULTRAVIOLET RADIATION. THE LEAD/CHIEF OPERATOR MUST BE CLASS D OR HIGHER. 50,000 GPD UP TO 0.25 MGD-STAFFING BY CLASS D OR HIGHER OPERATOR: 3 VISITS/WEEK ON NONCONSECUTIVE DAYS FOR A TOTAL OF 0.3 HOUR/WEEK. LESS THAN 50,000 GPD-STAFFING BY A CLASS D OR HIGHER OPERATOR: 2 VISITS/WEEK ON NONCONSECUTIVE DAYS FOR A TOTAL OF 0.2 HOUR/WEEK. THERE SHALL BE NO MORE THAN 5 DAYS BETWEEN THE LAST VISIT IN ONE WEEK AND THE FIRST VISIT IN THE NEXT WEEK. | N | Y | BOONE'S WHOLESALE NURSERY | 3201 NORTH MARYLAND AVENUE |  | PLANT CITY | FL | 33565 |  | 8137523485 |  | FLOYD BOONE | BOONE'S WHOLESALE NURSERY INC | 3201 NORTH MARYLAND AVENUE |  | PLANT CITY | FL | 33565 |  | 8137523485 |  | INVESTOR | 25 | 1000 | 1 | 2097-05-01 |  | NAF | 0
6 | HILLSBOROUGH | SWHI | CLAY@KEELANDCURLEYWINERY.COM | 6296081 | NONTRANSIENT NONCOMMUNITY | CHLORINATION; AERATION FOR REMOVAL OF ANY SECONDARY CONTAMINANT, SULFIDE, OR ANY UNREGULATED CONTAMINANT; CORROSION CONTROL INHIBITOR ADDITION; HYPOCHLORINATION; IRON OR MANGANESE SEQUESTRATION; OR ULTRAVIOLET RADIATION. THE LEAD/CHIEF OPERATOR MUST BE CLASS D OR HIGHER. 50,000 GPD UP TO 0.25 MGD-STAFFING BY CLASS D OR HIGHER OPERATOR: 3 VISITS/WEEK ON NONCONSECUTIVE DAYS FOR A TOTAL OF 0.3 HOUR/WEEK. LESS THAN 50,000 GPD-STAFFING BY A CLASS D OR HIGHER OPERATOR: 2 VISITS/WEEK ON NONCONSECUTIVE DAYS FOR A TOTAL OF 0.2 HOUR/WEEK. THERE SHALL BE NO MORE THAN 5 DAYS BETWEEN THE LAST VISIT IN ONE WEEK AND THE FIRST VISIT IN THE NEXT WEEK. | N | Y | KEEL FARM WINERY | 5202 W. THONOTOSASSA RD |  | PLANT CITY | FL | 33565 |  | 8137205474 |  | CHRIS WATSON | CLAY KEEL | 5210 W. THONOTOSASSA ROAD |  | PLANT CITY | FL | 33565 |  | 8137205474 |  | INVESTOR | 80 | 6000 | 4 | 2019-06-21 | 2021-10-05 | NTNC | 100
6 | HILLSBOROUGH | SWHI |  | 6296082 | NONCOMMUNITY | CHLORINATION; AERATION FOR REMOVAL OF ANY SECONDARY CONTAMINANT, SULFIDE, OR ANY UNREGULATED CONTAMINANT; CORROSION CONTROL INHIBITOR ADDITION; HYPOCHLORINATION; IRON OR MANGANESE SEQUESTRATION; OR ULTRAVIOLET RADIATION. THE LEAD/CHIEF OPERATOR MUST BE CLASS D OR HIGHER. 50,000 GPD UP TO 0.25 MGD-STAFFING BY CLASS D OR HIGHER OPERATOR: 3 VISITS/WEEK ON NONCONSECUTIVE DAYS FOR A TOTAL OF 0.3 HOUR/WEEK. LESS THAN 50,000 GPD-STAFFING BY A CLASS D OR HIGHER OPERATOR: 2 VISITS/WEEK ON NONCONSECUTIVE DAYS FOR A TOTAL OF 0.2 HOUR/WEEK. THERE SHALL BE NO MORE THAN 5 DAYS BETWEEN THE LAST VISIT IN ONE WEEK AND THE FIRST VISIT IN THE NEXT WEEK. | N | Y | PLANT CITY CONGREGATION JEHOVAH WITNESS | 3202 N. MARYLAND AVE. |  | PLANT CITY | FL | 33563 |  | 8134097364 |  | OLLY HOWARD | PLANT CITY CONGREGATION OF JEHOVAH WITNESS | 3202 N. MARYLAND AVE |  | PLANT CITY | FL | 33563 |  | 8134097364 |  | OTHER | 200 | 2500 | 3 | 2021-04-29 | 2021-03-31 | NC01 | 50
6 | HILLSBOROUGH | SWHI |  | 6296083 | OTHER PUBLIC WATER SYSTEM | CHLORINATION; AERATION FOR REMOVAL OF ANY SECONDARY CONTAMINANT, SULFIDE, OR ANY UNREGULATED CONTAMINANT; CORROSION CONTROL INHIBITOR ADDITION; HYPOCHLORINATION; IRON OR MANGANESE SEQUESTRATION; OR ULTRAVIOLET RADIATION. THE LEAD/CHIEF OPERATOR MUST BE CLASS D OR HIGHER. 50,000 GPD UP TO 0.25 MGD-STAFFING BY CLASS D OR HIGHER OPERATOR: 3 VISITS/WEEK ON NONCONSECUTIVE DAYS FOR A TOTAL OF 0.3 HOUR/WEEK. LESS THAN 50,000 GPD-STAFFING BY A CLASS D OR HIGHER OPERATOR: 2 VISITS/WEEK ON NONCONSECUTIVE DAYS FOR A TOTAL OF 0.2 HOUR/WEEK. THERE SHALL BE NO MORE THAN 5 DAYS BETWEEN THE LAST VISIT IN ONE WEEK AND THE FIRST VISIT IN THE NEXT WEEK. | N | Y | WILSON'S WHOLESALE NURSERY | 4703 NORTH WILDER ROAD |  | PLANT CITY | FL | 33565 |  | 8137543208 |  | RALPH PATTERSON | WILSON'S WHOLESALE NURSERY | 4703 NORTH WILDER ROAD |  | PLANT CITY | FL | 33565 |  | 8137543208 |  | INVESTOR | 12 | 1000 | 1 | 2099-09-14 | 2002-07-03 | NAF | 0
6 | HILLSBOROUGH | SWHI |  | 6296084 | OTHER PUBLIC WATER SYSTEM | CHLORINATION; AERATION FOR REMOVAL OF ANY SECONDARY CONTAMINANT, SULFIDE, OR ANY UNREGULATED CONTAMINANT; CORROSION CONTROL INHIBITOR ADDITION; HYPOCHLORINATION; IRON OR MANGANESE SEQUESTRATION; OR ULTRAVIOLET RADIATION. THE LEAD/CHIEF OPERATOR MUST BE CLASS D OR HIGHER. 50,000 GPD UP TO 0.25 MGD-STAFFING BY CLASS D OR HIGHER OPERATOR: 3 VISITS/WEEK ON NONCONSECUTIVE DAYS FOR A TOTAL OF 0.3 HOUR/WEEK. LESS THAN 50,000 GPD-STAFFING BY A CLASS D OR HIGHER OPERATOR: 2 VISITS/WEEK ON NONCONSECUTIVE DAYS FOR A TOTAL OF 0.2 HOUR/WEEK. THERE SHALL BE NO MORE THAN 5 DAYS BETWEEN THE LAST VISIT IN ONE WEEK AND THE FIRST VISIT IN THE NEXT WEEK. | N | Y | SOUTHERN WINDING SERVICE INC. | 5302 ST PAUL ST |  | TAMPA | FL | 33619 |  | 8136216555 |  | LEO LETOURNEAU | SOUTHERN WINDING SERVICE INC | 5302 ST PAUL ST |  | TAMPA | FL | 33619 |  | 8136216555 |  | OTHER | 22 | 1000 | 1 | 2007-05-29 | 2007-04-23 | NAF | 0
6 | HILLSBOROUGH | SWHI |  | 6296085 | COMMUNITY | CHLORINATION; AERATION FOR REMOVAL OF ANY SECONDARY CONTAMINANT, SULFIDE, OR ANY UNREGULATED CONTAMINANT; CORROSION CONTROL INHIBITOR ADDITION; HYPOCHLORINATION; IRON OR MANGANESE SEQUESTRATION; OR ULTRAVIOLET RADIATION. THE LEAD/CHIEF OPERATOR MUST BE CLASS D OR HIGHER. 50,000 GPD UP TO 0.25 MGD-STAFFING BY CLASS D OR HIGHER OPERATOR: 3 VISITS/WEEK ON NONCONSECUTIVE DAYS FOR A TOTAL OF 0.3 HOUR/WEEK. LESS THAN 50,000 GPD-STAFFING BY A CLASS D OR HIGHER OPERATOR: 2 VISITS/WEEK ON NONCONSECUTIVE DAYS FOR A TOTAL OF 0.2 HOUR/WEEK. THERE SHALL BE NO MORE THAN 5 DAYS BETWEEN THE LAST VISIT IN ONE WEEK AND THE FIRST VISIT IN THE NEXT WEEK. | N | Y | THE LAKES OF WELLINGTON | 1230 OXBRIDGE DRIVE |  | LUTZ | FL | 33549 |  | 8139364164 |  | JEFF D'AMOURS | THE LAKES OF WELLINGTON | 4131 GUNN HIGHWAY |  | TAMPA | FL | 33618 |  | 8139364164 |  | INVESTOR | 260 | 66000 | 64 | 2020-09-11 | 2021-01-25 | DC05 | 500
6 | HILLSBOROUGH | SWHI |  | 6296088 | NONCOMMUNITY | CHLORINATION; AERATION FOR REMOVAL OF ANY SECONDARY CONTAMINANT, SULFIDE, OR ANY UNREGULATED CONTAMINANT; CORROSION CONTROL INHIBITOR ADDITION; HYPOCHLORINATION; IRON OR MANGANESE SEQUESTRATION; OR ULTRAVIOLET RADIATION. THE LEAD/CHIEF OPERATOR MUST BE CLASS D OR HIGHER. 50,000 GPD UP TO 0.25 MGD-STAFFING BY CLASS D OR HIGHER OPERATOR: 3 VISITS/WEEK ON NONCONSECUTIVE DAYS FOR A TOTAL OF 0.3 HOUR/WEEK. LESS THAN 50,000 GPD-STAFFING BY A CLASS D OR HIGHER OPERATOR: 2 VISITS/WEEK ON NONCONSECUTIVE DAYS FOR A TOTAL OF 0.2 HOUR/WEEK. THERE SHALL BE NO MORE THAN 5 DAYS BETWEEN THE LAST VISIT IN ONE WEEK AND THE FIRST VISIT IN THE NEXT WEEK. | N | Y | D AND D GROCERY | 3519 NICHOLS RD |  | LITHIA | FL | 33547 |  | 8136500077 |  | CHARANJI DUGGAL | D AND D GROCERY | 3519 NICHOLS RD |  | LITHIA | FL | 33547 |  | 8136500077 |  | INVESTOR | 100 | 1999 | 1 | 2021-03-19 | 2020-01-23 | NC01 | 50
6 | HILLSBOROUGH | SWHI | chills36@tampabay.rr.com | 6296089 | OTHER PUBLIC WATER SYSTEM | CHLORINATION; AERATION FOR REMOVAL OF ANY SECONDARY CONTAMINANT, SULFIDE, OR ANY UNREGULATED CONTAMINANT; CORROSION CONTROL INHIBITOR ADDITION; HYPOCHLORINATION; IRON OR MANGANESE SEQUESTRATION; OR ULTRAVIOLET RADIATION. THE LEAD/CHIEF OPERATOR MUST BE CLASS D OR HIGHER. 50,000 GPD UP TO 0.25 MGD-STAFFING BY CLASS D OR HIGHER OPERATOR: 3 VISITS/WEEK ON NONCONSECUTIVE DAYS FOR A TOTAL OF 0.3 HOUR/WEEK. LESS THAN 50,000 GPD-STAFFING BY A CLASS D OR HIGHER OPERATOR: 2 VISITS/WEEK ON NONCONSECUTIVE DAYS FOR A TOTAL OF 0.2 HOUR/WEEK. THERE SHALL BE NO MORE THAN 5 DAYS BETWEEN THE LAST VISIT IN ONE WEEK AND THE FIRST VISIT IN THE NEXT WEEK. | N | Y | HOFFMAN TRAILER PARK | 811 E. 129TH AVENUE |  | TAMPA | FL | 33612 |  | 8139718422 |  | CHRISTINE HILLS | GARY AND CHRISTINE HILLS | 811 E. 129TH AVENUE, LOT O |  | TAMPA | FL | 33612 |  | 8139718422 |  | INVESTOR | 23 | 2500 | 14 | 2011-12-15 | 2011-10-26 | NAF | 0
6 | HILLSBOROUGH | SWHI | thomasgforce@gmail.com | 6296091 | OTHER PUBLIC WATER SYSTEM | CHLORINATION; AERATION FOR REMOVAL OF ANY SECONDARY CONTAMINANT, SULFIDE, OR ANY UNREGULATED CONTAMINANT; CORROSION CONTROL INHIBITOR ADDITION; HYPOCHLORINATION; IRON OR MANGANESE SEQUESTRATION; OR ULTRAVIOLET RADIATION. THE LEAD/CHIEF OPERATOR MUST BE CLASS D OR HIGHER. 50,000 GPD UP TO 0.25 MGD-STAFFING BY CLASS D OR HIGHER OPERATOR: 3 VISITS/WEEK ON NONCONSECUTIVE DAYS FOR A TOTAL OF 0.3 HOUR/WEEK. LESS THAN 50,000 GPD-STAFFING BY A CLASS D OR HIGHER OPERATOR: 2 VISITS/WEEK ON NONCONSECUTIVE DAYS FOR A TOTAL OF 0.2 HOUR/WEEK. THERE SHALL BE NO MORE THAN 5 DAYS BETWEEN THE LAST VISIT IN ONE WEEK AND THE FIRST VISIT IN THE NEXT WEEK. | N | Y | THE MUTT MEETUP | 18636 GUNN HIGHWAY |  | ODESSA | FL | 33556 |  | 8134756973 |  | MELANIE GARDINER | TOMMY WHITE & LINDA ALCATHIE | 18636 GUNN HIGHWAY |  | ODESSA | FL | 33556 |  | 8134756973 |  | INVESTOR | 15 | 5000 | 1 | 2013-08-16 | 2013-07-10 | NAF | 0
6 | HILLSBOROUGH | SWHI |  | 6296096 | OTHER PUBLIC WATER SYSTEM | CHLORINATION; AERATION FOR REMOVAL OF ANY SECONDARY CONTAMINANT, SULFIDE, OR ANY UNREGULATED CONTAMINANT; CORROSION CONTROL INHIBITOR ADDITION; HYPOCHLORINATION; IRON OR MANGANESE SEQUESTRATION; OR ULTRAVIOLET RADIATION. THE LEAD/CHIEF OPERATOR MUST BE CLASS D OR HIGHER. 50,000 GPD UP TO 0.25 MGD-STAFFING BY CLASS D OR HIGHER OPERATOR: 3 VISITS/WEEK ON NONCONSECUTIVE DAYS FOR A TOTAL OF 0.3 HOUR/WEEK. LESS THAN 50,000 GPD-STAFFING BY A CLASS D OR HIGHER OPERATOR: 2 VISITS/WEEK ON NONCONSECUTIVE DAYS FOR A TOTAL OF 0.2 HOUR/WEEK. THERE SHALL BE NO MORE THAN 5 DAYS BETWEEN THE LAST VISIT IN ONE WEEK AND THE FIRST VISIT IN THE NEXT WEEK. | N | Y | CEMEX CONSTRUCTION MATERIALS, LP | 311 FAULKENBURG |  | BRANDON | FL | 33619 |  | 8136893150 |  | CEMEX CONSTRUCTION MATERIALS, LP | CEMEX CONSTRUCTION MATERIALS, LP | 3820 NORTHDALE BLVD | SUITE 100-B | TAMPA | FL | 33624 |  | 8132691035 |  | INVESTOR | 3 | 27465 | 2 | 2005-05-10 | 2007-09-25 | NAF | 0
6 | HILLSBOROUGH | SWHI | JJIRISHPUB@GMAIL.COM | 6296097 | NONCOMMUNITY | CHLORINATION; AERATION FOR REMOVAL OF ANY SECONDARY CONTAMINANT, SULFIDE, OR ANY UNREGULATED CONTAMINANT; CORROSION CONTROL INHIBITOR ADDITION; HYPOCHLORINATION; IRON OR MANGANESE SEQUESTRATION; OR ULTRAVIOLET RADIATION. THE LEAD/CHIEF OPERATOR MUST BE CLASS D OR HIGHER. 50,000 GPD UP TO 0.25 MGD-STAFFING BY CLASS D OR HIGHER OPERATOR: 3 VISITS/WEEK ON NONCONSECUTIVE DAYS FOR A TOTAL OF 0.3 HOUR/WEEK. LESS THAN 50,000 GPD-STAFFING BY A CLASS D OR HIGHER OPERATOR: 2 VISITS/WEEK ON NONCONSECUTIVE DAYS FOR A TOTAL OF 0.2 HOUR/WEEK. THERE SHALL BE NO MORE THAN 5 DAYS BETWEEN THE LAST VISIT IN ONE WEEK AND THE FIRST VISIT IN THE NEXT WEEK. | N | Y | JAMES JOYCE IRISH PUB | 1724 8TH AVE E |  | TAMPA | FL | 33605 |  | 8132105227 |  | RYAN GOUGEON | RYAN GOUGEON | 1724 8TH AVE E. |  | TAMPA | FL | 33605 |  | 8132471896 |  | INVESTOR | 70 | 1999 | 1 | 2019-08-21 | 2021-01-11 | NC01 | 50
6 | HILLSBOROUGH | SWHI | jtsdev@gmail.com | 6296100 | NONCOMMUNITY | CHLORINATION; AERATION FOR REMOVAL OF ANY SECONDARY CONTAMINANT, SULFIDE, OR ANY UNREGULATED CONTAMINANT; CORROSION CONTROL INHIBITOR ADDITION; HYPOCHLORINATION; IRON OR MANGANESE SEQUESTRATION; OR ULTRAVIOLET RADIATION. THE LEAD/CHIEF OPERATOR MUST BE CLASS D OR HIGHER. 50,000 GPD UP TO 0.25 MGD-STAFFING BY CLASS D OR HIGHER OPERATOR: 3 VISITS/WEEK ON NONCONSECUTIVE DAYS FOR A TOTAL OF 0.3 HOUR/WEEK. LESS THAN 50,000 GPD-STAFFING BY A CLASS D OR HIGHER OPERATOR: 2 VISITS/WEEK ON NONCONSECUTIVE DAYS FOR A TOTAL OF 0.2 HOUR/WEEK. THERE SHALL BE NO MORE THAN 5 DAYS BETWEEN THE LAST VISIT IN ONE WEEK AND THE FIRST VISIT IN THE NEXT WEEK. | N | Y | SUNSET PARK | 18430 LIVINGSTON AVENUE |  | LUTZ | FL | 33549 |  | 8137653892 |  | JERRY SHAW | SUNSET LIVINGSTON LLC | 18970 SHAW ACRES DR |  | LUTZ | FL | 33559 |  | 8137653892 |  | INVESTOR | 50 | 9999 | 5 | 2021-04-19 | 2020-09-16 | NC01 | 50
6 | HILLSBOROUGH | SWHI | SANZC@HILLSBOROUGHCOUNTY.ORG | 6296102 | NONCOMMUNITY | CHLORINATION; AERATION FOR REMOVAL OF ANY SECONDARY CONTAMINANT, SULFIDE, OR ANY UNREGULATED CONTAMINANT; CORROSION CONTROL INHIBITOR ADDITION; HYPOCHLORINATION; IRON OR MANGANESE SEQUESTRATION; OR ULTRAVIOLET RADIATION. THE LEAD/CHIEF OPERATOR MUST BE CLASS D OR HIGHER. 50,000 GPD UP TO 0.25 MGD-STAFFING BY CLASS D OR HIGHER OPERATOR: 3 VISITS/WEEK ON NONCONSECUTIVE DAYS FOR A TOTAL OF 0.3 HOUR/WEEK. LESS THAN 50,000 GPD-STAFFING BY A CLASS D OR HIGHER OPERATOR: 2 VISITS/WEEK ON NONCONSECUTIVE DAYS FOR A TOTAL OF 0.2 HOUR/WEEK. THERE SHALL BE NO MORE THAN 5 DAYS BETWEEN THE LAST VISIT IN ONE WEEK AND THE FIRST VISIT IN THE NEXT WEEK. | N | Y | HCPRD/PETERSON PARK | 8203 PETERSON ROAD |  | ODESSA | FL | 33556 |  | 8132746633 |  | CHRISTOPHER SANZ | HILLSBOROUGH CTY PARKS & RECREATION MU1 | PO BOX 1110 |  | TAMPA | FL | 33601 |  | 8132676439 |  | COUNTY | 100 | 490 | 1 | 2019-06-10 | 2022-01-07 | NC01 | 50
6 | HILLSBOROUGH | SWHI |  | 6296106 | OTHER PUBLIC WATER SYSTEM | CHLORINATION; AERATION FOR REMOVAL OF ANY SECONDARY CONTAMINANT, SULFIDE, OR ANY UNREGULATED CONTAMINANT; CORROSION CONTROL INHIBITOR ADDITION; HYPOCHLORINATION; IRON OR MANGANESE SEQUESTRATION; OR ULTRAVIOLET RADIATION. THE LEAD/CHIEF OPERATOR MUST BE CLASS D OR HIGHER. 50,000 GPD UP TO 0.25 MGD-STAFFING BY CLASS D OR HIGHER OPERATOR: 3 VISITS/WEEK ON NONCONSECUTIVE DAYS FOR A TOTAL OF 0.3 HOUR/WEEK. LESS THAN 50,000 GPD-STAFFING BY A CLASS D OR HIGHER OPERATOR: 2 VISITS/WEEK ON NONCONSECUTIVE DAYS FOR A TOTAL OF 0.2 HOUR/WEEK. THERE SHALL BE NO MORE THAN 5 DAYS BETWEEN THE LAST VISIT IN ONE WEEK AND THE FIRST VISIT IN THE NEXT WEEK. | N | Y | PIEN DANH TIRE | 6201 CAUSEWAY BLVD |  | TAMPA | FL | 33619 |  | 8136284392 |  | DA DANH | DA DANH | 14004 HOLLOWLEAF PLACE |  | TAMPA | FL | 33579 |  | 8136284392 |  | UNKNOWN | 3 | 1999 | 3 | 2011-11-15 | 2009-06-10 | NAF | 0
6 | HILLSBOROUGH | SWHI |  | 6296109 | OTHER PUBLIC WATER SYSTEM | CHLORINATION; AERATION FOR REMOVAL OF ANY SECONDARY CONTAMINANT, SULFIDE, OR ANY UNREGULATED CONTAMINANT; CORROSION CONTROL INHIBITOR ADDITION; HYPOCHLORINATION; IRON OR MANGANESE SEQUESTRATION; OR ULTRAVIOLET RADIATION. THE LEAD/CHIEF OPERATOR MUST BE CLASS D OR HIGHER. 50,000 GPD UP TO 0.25 MGD-STAFFING BY CLASS D OR HIGHER OPERATOR: 3 VISITS/WEEK ON NONCONSECUTIVE DAYS FOR A TOTAL OF 0.3 HOUR/WEEK. LESS THAN 50,000 GPD-STAFFING BY A CLASS D OR HIGHER OPERATOR: 2 VISITS/WEEK ON NONCONSECUTIVE DAYS FOR A TOTAL OF 0.2 HOUR/WEEK. THERE SHALL BE NO MORE THAN 5 DAYS BETWEEN THE LAST VISIT IN ONE WEEK AND THE FIRST VISIT IN THE NEXT WEEK. | N | Y | VET'S WHOLESALE NURSERY | 1525 OLD HILLSBOROUGH RD. |  | SEFFNER | FL | 33584 |  | 8136892056 |  | DONALD BAILEY | DONALD BAILEY | P. O. BOX 608 |  | SEFFNER | FL | 33583 |  | 8136892056 |  | INVESTOR | 20 | 2500 | 1 | 2004-04-22 | 2003-08-27 | NAF | 0
6 | HILLSBOROUGH | SWHI | RDAVIDSON@WATERFORD.CC | 6296110 | NONTRANSIENT NONCOMMUNITY | CHLORINATION; AERATION FOR REMOVAL OF ANY SECONDARY CONTAMINANT, SULFIDE, OR ANY UNREGULATED CONTAMINANT; CORROSION CONTROL INHIBITOR ADDITION; HYPOCHLORINATION; IRON OR MANGANESE SEQUESTRATION; OR ULTRAVIOLET RADIATION. THE LEAD/CHIEF OPERATOR MUST BE CLASS D OR HIGHER. 50,000 GPD UP TO 0.25 MGD-STAFFING BY CLASS D OR HIGHER OPERATOR: 3 VISITS/WEEK ON NONCONSECUTIVE DAYS FOR A TOTAL OF 0.3 HOUR/WEEK. LESS THAN 50,000 GPD-STAFFING BY A CLASS D OR HIGHER OPERATOR: 2 VISITS/WEEK ON NONCONSECUTIVE DAYS FOR A TOTAL OF 0.2 HOUR/WEEK. THERE SHALL BE NO MORE THAN 5 DAYS BETWEEN THE LAST VISIT IN ONE WEEK AND THE FIRST VISIT IN THE NEXT WEEK. | N | Y | CARROLLWOOD GROVE BUSINESS PK | 3401 W. FLETCHER AVENUE |  | TAMPA | FL | 33618 |  | 8139626544 |  | REGINA DAVIDSON | CARROLLWOOD GROVE PROFESSIONAL PARK OWNERS ASSOCIATION | 16630 NORTH DALE MABRY HWY |  | TAMPA | FL | 33618 |  | 8139626544 | 315 | INVESTOR | 85 | 33320 | 7 | 2019-12-05 | 2019-10-09 | NTNC | 100
6 | HILLSBOROUGH | SWHI |  | 6296111 | OTHER PUBLIC WATER SYSTEM | CHLORINATION; AERATION FOR REMOVAL OF ANY SECONDARY CONTAMINANT, SULFIDE, OR ANY UNREGULATED CONTAMINANT; CORROSION CONTROL INHIBITOR ADDITION; HYPOCHLORINATION; IRON OR MANGANESE SEQUESTRATION; OR ULTRAVIOLET RADIATION. THE LEAD/CHIEF OPERATOR MUST BE CLASS D OR HIGHER. 50,000 GPD UP TO 0.25 MGD-STAFFING BY CLASS D OR HIGHER OPERATOR: 3 VISITS/WEEK ON NONCONSECUTIVE DAYS FOR A TOTAL OF 0.3 HOUR/WEEK. LESS THAN 50,000 GPD-STAFFING BY A CLASS D OR HIGHER OPERATOR: 2 VISITS/WEEK ON NONCONSECUTIVE DAYS FOR A TOTAL OF 0.2 HOUR/WEEK. THERE SHALL BE NO MORE THAN 5 DAYS BETWEEN THE LAST VISIT IN ONE WEEK AND THE FIRST VISIT IN THE NEXT WEEK. | N | Y | CF PRODUCE INC | 3120 NORTH DOVER ROAD |  | DOVER | FL | 33527 |  | 8136593011 |  | DONNA NESTER | CF PRODUCE INC | PO BOX 1499 |  | DOVER | FL | 33527 |  | 8137044257 |  | INVESTOR | 20 | 2000 | 2 | 2019-05-08 | 2017-10-02 | NAF | 0
6 | HILLSBOROUGH | SWHI |  | 6296112 | NONTRANSIENT NONCOMMUNITY | CHLORINATION; AERATION FOR REMOVAL OF ANY SECONDARY CONTAMINANT, SULFIDE, OR ANY UNREGULATED CONTAMINANT; CORROSION CONTROL INHIBITOR ADDITION; HYPOCHLORINATION; IRON OR MANGANESE SEQUESTRATION; OR ULTRAVIOLET RADIATION. THE LEAD/CHIEF OPERATOR MUST BE CLASS D OR HIGHER. 50,000 GPD UP TO 0.25 MGD-STAFFING BY CLASS D OR HIGHER OPERATOR: 3 VISITS/WEEK ON NONCONSECUTIVE DAYS FOR A TOTAL OF 0.3 HOUR/WEEK. LESS THAN 50,000 GPD-STAFFING BY A CLASS D OR HIGHER OPERATOR: 2 VISITS/WEEK ON NONCONSECUTIVE DAYS FOR A TOTAL OF 0.2 HOUR/WEEK. THERE SHALL BE NO MORE THAN 5 DAYS BETWEEN THE LAST VISIT IN ONE WEEK AND THE FIRST VISIT IN THE NEXT WEEK. | N | Y | HARRELL'S NURSERY, INC. | 3315 ENGLISH ROAD |  | PLANT CITY | FL | 33567 |  | 8137520931 |  | DOUG PADGETT | HARRELL'S NURSERY, INC. | 3315 ENGLISH ROAD |  | PLANT CITY | FL | 33567 |  | 8137520931 |  | INVESTOR | 125 | 4000 | 2 | 2021-04-26 | 2019-05-02 | NTNC | 100
6 | HILLSBOROUGH | SWHI | LISA@FAVORITEFARMS.NET | 6296113 | NONTRANSIENT NONCOMMUNITY | CHLORINATION; AERATION FOR REMOVAL OF ANY SECONDARY CONTAMINANT, SULFIDE, OR ANY UNREGULATED CONTAMINANT; CORROSION CONTROL INHIBITOR ADDITION; HYPOCHLORINATION; IRON OR MANGANESE SEQUESTRATION; OR ULTRAVIOLET RADIATION. THE LEAD/CHIEF OPERATOR MUST BE CLASS D OR HIGHER. 50,000 GPD UP TO 0.25 MGD-STAFFING BY CLASS D OR HIGHER OPERATOR: 3 VISITS/WEEK ON NONCONSECUTIVE DAYS FOR A TOTAL OF 0.3 HOUR/WEEK. LESS THAN 50,000 GPD-STAFFING BY A CLASS D OR HIGHER OPERATOR: 2 VISITS/WEEK ON NONCONSECUTIVE DAYS FOR A TOTAL OF 0.2 HOUR/WEEK. THERE SHALL BE NO MORE THAN 5 DAYS BETWEEN THE LAST VISIT IN ONE WEEK AND THE FIRST VISIT IN THE NEXT WEEK. | N | Y | FAVORITE FARMS-BETHLEHEM | 2412 NORTH BETHLEHEM ROAD |  | PLANT CITY | FL | 33527 |  | 8139863949 |  | LISA FOX | FAVORITE FARMS | 10070 MCINTOSH ROAD |  | DOVER | FL | 33527 |  | 8139863949 |  | INVESTOR | 62 | 10000 | 12 | 2021-08-19 | 2019-08-08 | NTNC | 100
6 | HILLSBOROUGH | SWHI | CNDYCRSBY@YAHOO.COM | 6296114 | NONCOMMUNITY | CHLORINATION; AERATION FOR REMOVAL OF ANY SECONDARY CONTAMINANT, SULFIDE, OR ANY UNREGULATED CONTAMINANT; CORROSION CONTROL INHIBITOR ADDITION; HYPOCHLORINATION; IRON OR MANGANESE SEQUESTRATION; OR ULTRAVIOLET RADIATION. THE LEAD/CHIEF OPERATOR MUST BE CLASS D OR HIGHER. 50,000 GPD UP TO 0.25 MGD-STAFFING BY CLASS D OR HIGHER OPERATOR: 3 VISITS/WEEK ON NONCONSECUTIVE DAYS FOR A TOTAL OF 0.3 HOUR/WEEK. LESS THAN 50,000 GPD-STAFFING BY A CLASS D OR HIGHER OPERATOR: 2 VISITS/WEEK ON NONCONSECUTIVE DAYS FOR A TOTAL OF 0.2 HOUR/WEEK. THERE SHALL BE NO MORE THAN 5 DAYS BETWEEN THE LAST VISIT IN ONE WEEK AND THE FIRST VISIT IN THE NEXT WEEK. | N | Y | SEVEN STAR FOOD STORE | 15634 MARTIN LUTHER KING BLVD |  | DOVER | FL | 33527 |  | 8137523761 |  | CINDY FRITZ | CINDY FRITZ | PO BOX 702 |  | PLANT CITY | FL | 33564 |  | 8639567003 |  | INVESTOR | 100 | 3000 | 1 | 2021-03-02 | 2020-04-16 | NC01 | 50
6 | HILLSBOROUGH | SWHI |  | 6296117 | NONTRANSIENT NONCOMMUNITY | CHLORINATION; AERATION FOR REMOVAL OF ANY SECONDARY CONTAMINANT, SULFIDE, OR ANY UNREGULATED CONTAMINANT; CORROSION CONTROL INHIBITOR ADDITION; HYPOCHLORINATION; IRON OR MANGANESE SEQUESTRATION; OR ULTRAVIOLET RADIATION. THE LEAD/CHIEF OPERATOR MUST BE CLASS D OR HIGHER. 50,000 GPD UP TO 0.25 MGD-STAFFING BY CLASS D OR HIGHER OPERATOR: 3 VISITS/WEEK ON NONCONSECUTIVE DAYS FOR A TOTAL OF 0.3 HOUR/WEEK. LESS THAN 50,000 GPD-STAFFING BY A CLASS D OR HIGHER OPERATOR: 2 VISITS/WEEK ON NONCONSECUTIVE DAYS FOR A TOTAL OF 0.2 HOUR/WEEK. THERE SHALL BE NO MORE THAN 5 DAYS BETWEEN THE LAST VISIT IN ONE WEEK AND THE FIRST VISIT IN THE NEXT WEEK. | N | Y | MANOR OAKS | 106 MYRTLE RIDGE ROAD |  | LUTZ | FL | 33549 |  | 8136378888 |  | IAN ROWELL | MANOR OAKS CONDO ASSOCIATION | 17811 TIDEWATER BAY LANE |  | LUTZ | FL | 33549 |  | 8138336659 |  | INVESTOR | 50 | 6480 | 6 | 2021-10-18 | 2019-04-04 | NTNC | 100
6 | HILLSBOROUGH | SWHI |  | 6296119 | OTHER PUBLIC WATER SYSTEM | CHLORINATION; AERATION FOR REMOVAL OF ANY SECONDARY CONTAMINANT, SULFIDE, OR ANY UNREGULATED CONTAMINANT; CORROSION CONTROL INHIBITOR ADDITION; HYPOCHLORINATION; IRON OR MANGANESE SEQUESTRATION; OR ULTRAVIOLET RADIATION. THE LEAD/CHIEF OPERATOR MUST BE CLASS D OR HIGHER. 50,000 GPD UP TO 0.25 MGD-STAFFING BY CLASS D OR HIGHER OPERATOR: 3 VISITS/WEEK ON NONCONSECUTIVE DAYS FOR A TOTAL OF 0.3 HOUR/WEEK. LESS THAN 50,000 GPD-STAFFING BY A CLASS D OR HIGHER OPERATOR: 2 VISITS/WEEK ON NONCONSECUTIVE DAYS FOR A TOTAL OF 0.2 HOUR/WEEK. THERE SHALL BE NO MORE THAN 5 DAYS BETWEEN THE LAST VISIT IN ONE WEEK AND THE FIRST VISIT IN THE NEXT WEEK. | N | Y | STEPP'S TOWING SERVICE | 9602 E. HWY. 92 |  | TAMPA | FL | 33610 |  | 8136218651 |  | JIM STEPP | JIM STEPP | 9602 E. HWY. 92 |  | TAMPA | FL | 33610 |  | 8136218651 |  | INVESTOR | 18 | 2000 | 1 | 2098-08-25 |  | NAF | 0
6 | HILLSBOROUGH | SWHI |  | 6296120 | NONCOMMUNITY | AERATION FOR REMOVAL OF ANY PRIMARY CONTAMINANT; ALKALINITY/PH ADJUSTMENT; CHLORAMIN ATION; CHLORINE DIOXIDE FOR OXIDATION OR DISINFECTION; FLUORIDATION; ION EXCHANGE FOR REMOVAL OF ANY SECONDARY CONTAMINANT, SULFIDE, OR ANY UNREGULATED CONTAMINANT; OR OZONATION LESS THAN 0.1 MGD. STAFFING BY A CLASS D OR HIGHER OPERATOR: 3 VISITS/WEEK ON NONCONSECUTIVE DAYS FOR A TOTAL OF 0.6 HOUR/WEEK. THE LEAD/CHIEF OPERATOR MUST BE CLASS D OR HIGHER. | N | Y | SUNRISE LANDSCAPE | 5521 BAPTIST CHURCH ROAD |  | TAMPA | FL | 33610 |  | 8139859381 |  | PAUL GASSEN | PAUL GASSEN | PO BOX 16531 |  | TAMPA | FL | 33687 |  | 8139859381 |  | INVESTOR | 75 | 2000 | 3 | 2021-07-20 | 2019-04-16 | NC01 | 50
6 | HILLSBOROUGH | SWHI |  | 6296123 | NONCOMMUNITY | CHLORINATION; AERATION FOR REMOVAL OF ANY SECONDARY CONTAMINANT, SULFIDE, OR ANY UNREGULATED CONTAMINANT; CORROSION CONTROL INHIBITOR ADDITION; HYPOCHLORINATION; IRON OR MANGANESE SEQUESTRATION; OR ULTRAVIOLET RADIATION. THE LEAD/CHIEF OPERATOR MUST BE CLASS D OR HIGHER. 50,000 GPD UP TO 0.25 MGD-STAFFING BY CLASS D OR HIGHER OPERATOR: 3 VISITS/WEEK ON NONCONSECUTIVE DAYS FOR A TOTAL OF 0.3 HOUR/WEEK. LESS THAN 50,000 GPD-STAFFING BY A CLASS D OR HIGHER OPERATOR: 2 VISITS/WEEK ON NONCONSECUTIVE DAYS FOR A TOTAL OF 0.2 HOUR/WEEK. THERE SHALL BE NO MORE THAN 5 DAYS BETWEEN THE LAST VISIT IN ONE WEEK AND THE FIRST VISIT IN THE NEXT WEEK. | N | Y | FOURTEEN STARS EDUCATIONAL CENTER | 10320 MAIN STREET |  | THONOTOSASSA | FL | 33592 |  | 8133247452 |  | AHLUL BAYT ISLAMIC CENTER, INC. | AHLUL BAYT ISLAMIC CENTER, INC. | 10320 MAIN STREET |  | THONOTOSASSA | FL | 33592 |  | 8133247452 |  | OTHER | 35 | 2000 | 2 | 2019-05-29 | 2021-11-12 | NC01 | 50
6 | HILLSBOROUGH | SWHI | johndamron@verizon.net | 6296124 | OTHER PUBLIC WATER SYSTEM | AERATION FOR REMOVAL OF ANY PRIMARY CONTAMINANT; ALKALINITY/PH ADJUSTMENT; CHLORAMIN ATION; CHLORINE DIOXIDE FOR OXIDATION OR DISINFECTION; FLUORIDATION; ION EXCHANGE FOR REMOVAL OF ANY SECONDARY CONTAMINANT, SULFIDE, OR ANY UNREGULATED CONTAMINANT; OR OZONATION LESS THAN 0.1 MGD. STAFFING BY A CLASS D OR HIGHER OPERATOR: 3 VISITS/WEEK ON NONCONSECUTIVE DAYS FOR A TOTAL OF 0.6 HOUR/WEEK. THE LEAD/CHIEF OPERATOR MUST BE CLASS D OR HIGHER. | N | Y | STATE HIGHWAY BAPTIST CHURCH | 5502 BAPTIST CHURCH ROAD |  | TAMPA | FL | 33610 |  | 8136262043 |  | PASTOR JOHN DAMRON | STATE HIGHWAY BAPTIST CHURCH | 5502 BAPTIST CHURCH ROAD |  | TAMPA | FL | 33610 |  | 8136262043 |  | OTHER | 15 | 2000 | 1 | 2017-06-15 | 2015-06-11 | NAF | 0
6 | HILLSBOROUGH | SWHI | Pastorgallon@gmail.com; disciples365@gmail.com | 6296125 | NONCOMMUNITY | CHLORINATION; AERATION FOR REMOVAL OF ANY SECONDARY CONTAMINANT, SULFIDE, OR ANY UNREGULATED CONTAMINANT; CORROSION CONTROL INHIBITOR ADDITION; HYPOCHLORINATION; IRON OR MANGANESE SEQUESTRATION; OR ULTRAVIOLET RADIATION. THE LEAD/CHIEF OPERATOR MUST BE CLASS D OR HIGHER. 50,000 GPD UP TO 0.25 MGD-STAFFING BY CLASS D OR HIGHER OPERATOR: 3 VISITS/WEEK ON NONCONSECUTIVE DAYS FOR A TOTAL OF 0.3 HOUR/WEEK. LESS THAN 50,000 GPD-STAFFING BY A CLASS D OR HIGHER OPERATOR: 2 VISITS/WEEK ON NONCONSECUTIVE DAYS FOR A TOTAL OF 0.2 HOUR/WEEK. THERE SHALL BE NO MORE THAN 5 DAYS BETWEEN THE LAST VISIT IN ONE WEEK AND THE FIRST VISIT IN THE NEXT WEEK. | N | Y | NEW TESTAMENT CHURCH | 11530 WALKER ROAD |  | THONOTOSASSA | FL | 33592 |  | 8139863971 |  | AL GALLON | NEW TESTAMENT CHURCH | 11530 WALKER RD |  | THONOTOSASSA | FL | 33592 |  | 8138567713 |  | INVESTOR | 100 | 2000 | 2 | 2020-02-19 | 2021-09-27 | NC01 | 50
6 | HILLSBOROUGH | SWHI |  | 6296126 | NONCOMMUNITY | CHLORINATION; AERATION FOR REMOVAL OF ANY SECONDARY CONTAMINANT, SULFIDE, OR ANY UNREGULATED CONTAMINANT; CORROSION CONTROL INHIBITOR ADDITION; HYPOCHLORINATION; IRON OR MANGANESE SEQUESTRATION; OR ULTRAVIOLET RADIATION. THE LEAD/CHIEF OPERATOR MUST BE CLASS D OR HIGHER. 50,000 GPD UP TO 0.25 MGD-STAFFING BY CLASS D OR HIGHER OPERATOR: 3 VISITS/WEEK ON NONCONSECUTIVE DAYS FOR A TOTAL OF 0.3 HOUR/WEEK. LESS THAN 50,000 GPD-STAFFING BY A CLASS D OR HIGHER OPERATOR: 2 VISITS/WEEK ON NONCONSECUTIVE DAYS FOR A TOTAL OF 0.2 HOUR/WEEK. THERE SHALL BE NO MORE THAN 5 DAYS BETWEEN THE LAST VISIT IN ONE WEEK AND THE FIRST VISIT IN THE NEXT WEEK. | N | Y | JDMPG, LLC | 7820 PROFESSIONAL PLACE |  | TAMPA | FL | 33637 |  | 8138855656 |  | FRANK CISNEROS | JDMPG, LLC | 711 N SHERRILL ST |  | TAMPA | FL | 33609 |  | 8138855656 |  | INVESTOR | 35 | 2000 | 2 | 2021-12-03 | 2021-10-21 | NC01 | 50
6 | HILLSBOROUGH | SWHI | JIMC@ODESSACHRISTIANSCHOOL.ORG | 6296128 | OTHER PUBLIC WATER SYSTEM | CHLORINATION; AERATION FOR REMOVAL OF ANY SECONDARY CONTAMINANT, SULFIDE, OR ANY UNREGULATED CONTAMINANT; CORROSION CONTROL INHIBITOR ADDITION; HYPOCHLORINATION; IRON OR MANGANESE SEQUESTRATION; OR ULTRAVIOLET RADIATION. THE LEAD/CHIEF OPERATOR MUST BE CLASS D OR HIGHER. 50,000 GPD UP TO 0.25 MGD-STAFFING BY CLASS D OR HIGHER OPERATOR: 3 VISITS/WEEK ON NONCONSECUTIVE DAYS FOR A TOTAL OF 0.3 HOUR/WEEK. LESS THAN 50,000 GPD-STAFFING BY A CLASS D OR HIGHER OPERATOR: 2 VISITS/WEEK ON NONCONSECUTIVE DAYS FOR A TOTAL OF 0.2 HOUR/WEEK. THERE SHALL BE NO MORE THAN 5 DAYS BETWEEN THE LAST VISIT IN ONE WEEK AND THE FIRST VISIT IN THE NEXT WEEK. | N | Y | ODESSA CHRISTIAN HIGH SCHOOL | 8602 TARPON SPRINGS RD |  | ODESSA | FL | 33556 |  | 8139208837 |  | JIM CIULLA | JIM CIULLA | PO BOX 946 |  | SAFETY HARBOR | FL | 34695 |  | 7274219172 |  | INVESTOR | 20 | 0 | 1 | 2012-08-15 | 2011-06-22 | NAF | 0
6 | HILLSBOROUGH | SWHI |  | 6296130 | OTHER PUBLIC WATER SYSTEM | CHLORINATION; AERATION FOR REMOVAL OF ANY SECONDARY CONTAMINANT, SULFIDE, OR ANY UNREGULATED CONTAMINANT; CORROSION CONTROL INHIBITOR ADDITION; HYPOCHLORINATION; IRON OR MANGANESE SEQUESTRATION; OR ULTRAVIOLET RADIATION. THE LEAD/CHIEF OPERATOR MUST BE CLASS D OR HIGHER. 50,000 GPD UP TO 0.25 MGD-STAFFING BY CLASS D OR HIGHER OPERATOR: 3 VISITS/WEEK ON NONCONSECUTIVE DAYS FOR A TOTAL OF 0.3 HOUR/WEEK. LESS THAN 50,000 GPD-STAFFING BY A CLASS D OR HIGHER OPERATOR: 2 VISITS/WEEK ON NONCONSECUTIVE DAYS FOR A TOTAL OF 0.2 HOUR/WEEK. THERE SHALL BE NO MORE THAN 5 DAYS BETWEEN THE LAST VISIT IN ONE WEEK AND THE FIRST VISIT IN THE NEXT WEEK. | N | Y | SWEET SOUTHERN MARKET | 2810 E. HWY 60 |  | VALRICO | FL | 33594 |  | 3866882209 |  | LISA COLLINS | CDLC HOLDINGS, LLC | 2810 E. HWY 60 |  | VALRICO | FL | 33594 |  | 3866882209 |  | INVESTOR | 100 | 3000 | 1 | 2018-11-13 | 2017-02-23 | NAF | 0
6 | HILLSBOROUGH | SWHI | SANDYKARLTPA@GMAIL.COM | 6296135 | NONCOMMUNITY | CHLORINATION; AERATION FOR REMOVAL OF ANY SECONDARY CONTAMINANT, SULFIDE, OR ANY UNREGULATED CONTAMINANT; CORROSION CONTROL INHIBITOR ADDITION; HYPOCHLORINATION; IRON OR MANGANESE SEQUESTRATION; OR ULTRAVIOLET RADIATION. THE LEAD/CHIEF OPERATOR MUST BE CLASS D OR HIGHER. 50,000 GPD UP TO 0.25 MGD-STAFFING BY CLASS D OR HIGHER OPERATOR: 3 VISITS/WEEK ON NONCONSECUTIVE DAYS FOR A TOTAL OF 0.3 HOUR/WEEK. LESS THAN 50,000 GPD-STAFFING BY A CLASS D OR HIGHER OPERATOR: 2 VISITS/WEEK ON NONCONSECUTIVE DAYS FOR A TOTAL OF 0.2 HOUR/WEEK. THERE SHALL BE NO MORE THAN 5 DAYS BETWEEN THE LAST VISIT IN ONE WEEK AND THE FIRST VISIT IN THE NEXT WEEK. | N | Y | KARL & DIMARCO SCHOOL OF THEATRE | 19024 GERACI ROAD |  | LUTZ | FL | 33548 |  | 8139097346 |  | SANDRA RODRIGUEZ | SANDRA RODRIGUEZ | 2504 GULF BLVD, #403 |  | INDIAN ROCKS BEACH | FL | 33785 |  | 8133359090 |  | INVESTOR | 75 | 1150 | 1 | 2019-10-09 | 2020-02-27 | NC01 | 50
6 | HILLSBOROUGH | SWHI | JOHN.YOUNG1@BAYCARE.ORG | 6296137 | OTHER PUBLIC WATER SYSTEM | CHLORINATION; AERATION FOR REMOVAL OF ANY SECONDARY CONTAMINANT, SULFIDE, OR ANY UNREGULATED CONTAMINANT; CORROSION CONTROL INHIBITOR ADDITION; HYPOCHLORINATION; IRON OR MANGANESE SEQUESTRATION; OR ULTRAVIOLET RADIATION. THE LEAD/CHIEF OPERATOR MUST BE CLASS C OR HIGHER. 5.0 MGD AND ABOVE-STAFFING BY CLASS C OR HIGHER OPERATOR: 6 HOURS/DAY FOR 5 DAYS/WEEK AND ONE VISIT ON EACH WEEKEND DAY. 3.0 MGD UP TO 5.0 MGD-STAFFING BY CLASS C OR HIGHER OPERATOR: 1 HOUR/DAY FOR 5 DAYS/WEEK AND ONE VISIT ON EACH WEEKEND DAY. 0.25 MGD UP TO 3.0 MGD-STAFFING BY CLASS C OR HIGHER OPERATOR: 5 VISITS/WEEK AND ONE VISIT EACH WEEKEND FOR A TOTAL OF 0.6 HOUR/WEEK. | N | Y | ST. JOSEPH'S HOSPITAL | 3001 W. DR. MARTIN LUTHER KING BLVD |  | TAMPA | FL | 33607 | 6307 | 8135548092 |  | JOHN YOUNG | ST JOSEPH'S HOSPITAL INC | 3001 W. DR. MARTIN LUTHER KING BLVD |  | TAMPA | FL | 33607 |  | 8135548092 |  | OTHER | 4454 | 430000 | 1 | 2019-08-28 | 2016-10-10 | NAF | 0
6 | HILLSBOROUGH | SWHI |  | 6296138 | NONTRANSIENT NONCOMMUNITY | CHLORINATION; AERATION FOR REMOVAL OF ANY SECONDARY CONTAMINANT, SULFIDE, OR ANY UNREGULATED CONTAMINANT; CORROSION CONTROL INHIBITOR ADDITION; HYPOCHLORINATION; IRON OR MANGANESE SEQUESTRATION; OR ULTRAVIOLET RADIATION. THE LEAD/CHIEF OPERATOR MUST BE CLASS D OR HIGHER. 50,000 GPD UP TO 0.25 MGD-STAFFING BY CLASS D OR HIGHER OPERATOR: 3 VISITS/WEEK ON NONCONSECUTIVE DAYS FOR A TOTAL OF 0.3 HOUR/WEEK. LESS THAN 50,000 GPD-STAFFING BY A CLASS D OR HIGHER OPERATOR: 2 VISITS/WEEK ON NONCONSECUTIVE DAYS FOR A TOTAL OF 0.2 HOUR/WEEK. THERE SHALL BE NO MORE THAN 5 DAYS BETWEEN THE LAST VISIT IN ONE WEEK AND THE FIRST VISIT IN THE NEXT WEEK. | N | Y | TAMPA EXECUTIVE AIRPORT TERMINAL | 6530 TAMPA EXECUTIVE ROAD |  | TAMPA | FL | 33610 |  | 8138707898 |  | MARILYN GAUTHIER | HILLSBOROUGH COUNTY AVIATION AUTHORITY | PO BOX 22287 |  | TAMPA | FL | 33622 |  | 8138707898 |  | INVESTOR | 40 | 9600 | 1 | 2021-09-17 | 2019-07-31 | NTNC | 100
6 | HILLSBOROUGH | SWD |  | 6296139 | COMMUNITY | CONVENTIONAL FILTRATION (COAGULATION, FLOCCULATION, SEDIMENTATION, AND FILTRATION); DIRECT FILTRATION, (COAGULATION AND FILTRATION); OR LIME SOFTENING 5.0 MGD AND ABOVE. STAFFING BY CLASS C OR HIGHER OPERATOR: 24 HOURS/DAY FOR 7 DAYS/WEEK. THE LEAD/CHIEF OPERATOR MUST BE CLASS A. | Y | N | TAMPA BAY WATER REG. SURFACE WATER PLANT | 2301 REGIONAL WATER LANE | (9302 STANNUM ROAD OFF US 301 NORTH) | TAMPA | FL | 33619 |  | 8136268708 |  | EVELYN DOOLEY | RON PARKER | 2575 ENTERPRISE ROAD |  | CLEARWATER | FL | 33763 | 3930 | 7277962355 |  | WATER ASSOCIATION | 25 | 120000000 | 6 | 2011-12-07 | 2019-05-28 | DC01 | 6000
6 | HILLSBOROUGH | SWHI |  | 6296140 | NONCOMMUNITY | CHLORINATION; AERATION FOR REMOVAL OF ANY SECONDARY CONTAMINANT, SULFIDE, OR ANY UNREGULATED CONTAMINANT; CORROSION CONTROL INHIBITOR ADDITION; HYPOCHLORINATION; IRON OR MANGANESE SEQUESTRATION; OR ULTRAVIOLET RADIATION. THE LEAD/CHIEF OPERATOR MUST BE CLASS D OR HIGHER. 50,000 GPD UP TO 0.25 MGD-STAFFING BY CLASS D OR HIGHER OPERATOR: 3 VISITS/WEEK ON NONCONSECUTIVE DAYS FOR A TOTAL OF 0.3 HOUR/WEEK. LESS THAN 50,000 GPD-STAFFING BY A CLASS D OR HIGHER OPERATOR: 2 VISITS/WEEK ON NONCONSECUTIVE DAYS FOR A TOTAL OF 0.2 HOUR/WEEK. THERE SHALL BE NO MORE THAN 5 DAYS BETWEEN THE LAST VISIT IN ONE WEEK AND THE FIRST VISIT IN THE NEXT WEEK. | N | Y | ADVANCE AUTO PARTS # 9496 | 5518 COUNTY ROAD 39 SOUTH |  | PLANT CITY | FL | 33567 |  | 8136508933 |  | TODD AGNEW | ADVANCE AUTO PARTS | PO BOX 2710 |  | ROANOKE | VA | 24001 |  | 5405616488 |  | INVESTOR | 100 | 1500 | 1 | 2021-08-04 | 2020-12-03 | NC01 | 50
6 | HILLSBOROUGH | SWHI |  | 6296141 | NONTRANSIENT NONCOMMUNITY | CHLORINATION; AERATION FOR REMOVAL OF ANY SECONDARY CONTAMINANT, SULFIDE, OR ANY UNREGULATED CONTAMINANT; CORROSION CONTROL INHIBITOR ADDITION; HYPOCHLORINATION; IRON OR MANGANESE SEQUESTRATION; OR ULTRAVIOLET RADIATION. THE LEAD/CHIEF OPERATOR MUST BE CLASS D OR HIGHER. 50,000 GPD UP TO 0.25 MGD-STAFFING BY CLASS D OR HIGHER OPERATOR: 3 VISITS/WEEK ON NONCONSECUTIVE DAYS FOR A TOTAL OF 0.3 HOUR/WEEK. LESS THAN 50,000 GPD-STAFFING BY A CLASS D OR HIGHER OPERATOR: 2 VISITS/WEEK ON NONCONSECUTIVE DAYS FOR A TOTAL OF 0.2 HOUR/WEEK. THERE SHALL BE NO MORE THAN 5 DAYS BETWEEN THE LAST VISIT IN ONE WEEK AND THE FIRST VISIT IN THE NEXT WEEK. | N | Y | HAWKINS ROAD CAMP | 4201 SOUTH HAWKINS ROAD |  | PLANT CITY | FL | 33567 |  | 8136593913 |  | STEVE WATSON | R & W FARMS LLC | 3932 MOORES LAKE RD |  | DOVER | FL | 33567 |  | 8136593913 |  | INVESTOR | 71 | 7500 | 12 | 2021-08-19 | 2019-07-11 | NTNC | 100
6 | HILLSBOROUGH | SWHI |  | 6296142 | NONCOMMUNITY | CHLORINATION; AERATION FOR REMOVAL OF ANY SECONDARY CONTAMINANT, SULFIDE, OR ANY UNREGULATED CONTAMINANT; CORROSION CONTROL INHIBITOR ADDITION; HYPOCHLORINATION; IRON OR MANGANESE SEQUESTRATION; OR ULTRAVIOLET RADIATION. THE LEAD/CHIEF OPERATOR MUST BE CLASS D OR HIGHER. 50,000 GPD UP TO 0.25 MGD-STAFFING BY CLASS D OR HIGHER OPERATOR: 3 VISITS/WEEK ON NONCONSECUTIVE DAYS FOR A TOTAL OF 0.3 HOUR/WEEK. LESS THAN 50,000 GPD-STAFFING BY A CLASS D OR HIGHER OPERATOR: 2 VISITS/WEEK ON NONCONSECUTIVE DAYS FOR A TOTAL OF 0.2 HOUR/WEEK. THERE SHALL BE NO MORE THAN 5 DAYS BETWEEN THE LAST VISIT IN ONE WEEK AND THE FIRST VISIT IN THE NEXT WEEK. | N | Y | MARATHON MCINTOSH | 12901 E. US HWY 92 |  | DOVER | FL | 33527 |  | 8137541744 |  | RON BELL | APEC | 25404 BABETTE COURT |  | PUNTA GORDA | FL | 33983 |  | 8136905015 |  | INVESTOR | 150 | 11250 | 1 | 2021-02-18 | 2019-03-20 | NC01 | 50
6 | HILLSBOROUGH | SWHI |  | 6296143 | COMMUNITY | CHLORINATION; AERATION FOR REMOVAL OF ANY SECONDARY CONTAMINANT, SULFIDE, OR ANY UNREGULATED CONTAMINANT; CORROSION CONTROL INHIBITOR ADDITION; HYPOCHLORINATION; IRON OR MANGANESE SEQUESTRATION; OR ULTRAVIOLET RADIATION. THE LEAD/CHIEF OPERATOR MUST BE CLASS D OR HIGHER. 50,000 GPD UP TO 0.25 MGD-STAFFING BY CLASS D OR HIGHER OPERATOR: 3 VISITS/WEEK ON NONCONSECUTIVE DAYS FOR A TOTAL OF 0.3 HOUR/WEEK. LESS THAN 50,000 GPD-STAFFING BY A CLASS D OR HIGHER OPERATOR: 2 VISITS/WEEK ON NONCONSECUTIVE DAYS FOR A TOTAL OF 0.2 HOUR/WEEK. THERE SHALL BE NO MORE THAN 5 DAYS BETWEEN THE LAST VISIT IN ONE WEEK AND THE FIRST VISIT IN THE NEXT WEEK. | N | Y | JAY MAR VILLAS | 14852 SWEET CHARLIE CIR |  | WIMAUMA | FL | 33598 |  | 8137637416 |  | DONNA SIZEMORE | JAYMAR FARMS INC | 8423 SR 674 |  | WIMAUMA | FL | 33598 |  | 8136348620 | 222 | TRUST/COOPERATIVE | 546 | 80000 | 74 | 2021-10-14 | 2019-06-03 | DC051 | 100
6 | HILLSBOROUGH | SWHI |  | 6296145 | COMMUNITY | NO TREATMENT--CONSECUTIVE SYSTEMS ONLY | Y | N | HCPUD/FAIRVIEW MHP | 7100 FAIRVIEW PARK DR |  | TAMPA | FL | 33610 |  | 8136260342 |  | EDWARD WATSON | HILLSBOROUGH COUNTY PUBLIC UTILITIES DEPARTMENT | 925 E TWIGGS ST |  | TAMPA | FL | 33602 |  | 8132093009 |  | INVESTOR | 95 | 25000 | 45 | 2019-12-05 | 2021-06-28 | PC01 | 50
6 | HILLSBOROUGH | SWHI |  | 6296147 | OTHER PUBLIC WATER SYSTEM | CHLORINATION; AERATION FOR REMOVAL OF ANY SECONDARY CONTAMINANT, SULFIDE, OR ANY UNREGULATED CONTAMINANT; CORROSION CONTROL INHIBITOR ADDITION; HYPOCHLORINATION; IRON OR MANGANESE SEQUESTRATION; OR ULTRAVIOLET RADIATION. THE LEAD/CHIEF OPERATOR MUST BE CLASS D OR HIGHER. 50,000 GPD UP TO 0.25 MGD-STAFFING BY CLASS D OR HIGHER OPERATOR: 3 VISITS/WEEK ON NONCONSECUTIVE DAYS FOR A TOTAL OF 0.3 HOUR/WEEK. LESS THAN 50,000 GPD-STAFFING BY A CLASS D OR HIGHER OPERATOR: 2 VISITS/WEEK ON NONCONSECUTIVE DAYS FOR A TOTAL OF 0.2 HOUR/WEEK. THERE SHALL BE NO MORE THAN 5 DAYS BETWEEN THE LAST VISIT IN ONE WEEK AND THE FIRST VISIT IN THE NEXT WEEK. | N | Y | POLICE/FIRE COMMUNICATION CTR | 2920 E. HENRY AVENUE |  | TAMPA | FL | 33610 |  | 8139718148 |  | FACILITIES MANAGEMENT | CITY OF TAMPA | 1550 N. GRADY AVENUE |  | TAMPA | FL | 33607 |  | 8133481166 |  | CITY | 40 | 13300 | 1 | 2011-05-02 | 2009-03-30 | NAF | 0
6 | HILLSBOROUGH | SWHI | dreamshuvo1@yahoo.com | 6296148 | NONCOMMUNITY | CHLORINATION; AERATION FOR REMOVAL OF ANY SECONDARY CONTAMINANT, SULFIDE, OR ANY UNREGULATED CONTAMINANT; CORROSION CONTROL INHIBITOR ADDITION; HYPOCHLORINATION; IRON OR MANGANESE SEQUESTRATION; OR ULTRAVIOLET RADIATION. THE LEAD/CHIEF OPERATOR MUST BE CLASS D OR HIGHER. 50,000 GPD UP TO 0.25 MGD-STAFFING BY CLASS D OR HIGHER OPERATOR: 3 VISITS/WEEK ON NONCONSECUTIVE DAYS FOR A TOTAL OF 0.3 HOUR/WEEK. LESS THAN 50,000 GPD-STAFFING BY A CLASS D OR HIGHER OPERATOR: 2 VISITS/WEEK ON NONCONSECUTIVE DAYS FOR A TOTAL OF 0.2 HOUR/WEEK. THERE SHALL BE NO MORE THAN 5 DAYS BETWEEN THE LAST VISIT IN ONE WEEK AND THE FIRST VISIT IN THE NEXT WEEK. | N | Y | MOBIL LUTZ | 17102 N. HWY 41 |  | LUTZ | FL | 33549 |  | 8133917966 |  | MDNASIRUL SHUVO | NAS-SHUVO FASTWAY INC | 17102 N. HWY 41 |  | LUTZ | FL | 33549 |  | 9546735002 |  | INVESTOR | 100 | 4800 | 1 | 2021-10-18 | 2020-09-23 | NC01 | 50
6 | HILLSBOROUGH | SWHI |  | 6296149 | NONCOMMUNITY | CHLORINATION; AERATION FOR REMOVAL OF ANY SECONDARY CONTAMINANT, SULFIDE, OR ANY UNREGULATED CONTAMINANT; CORROSION CONTROL INHIBITOR ADDITION; HYPOCHLORINATION; IRON OR MANGANESE SEQUESTRATION; OR ULTRAVIOLET RADIATION. THE LEAD/CHIEF OPERATOR MUST BE CLASS D OR HIGHER. 50,000 GPD UP TO 0.25 MGD-STAFFING BY CLASS D OR HIGHER OPERATOR: 3 VISITS/WEEK ON NONCONSECUTIVE DAYS FOR A TOTAL OF 0.3 HOUR/WEEK. LESS THAN 50,000 GPD-STAFFING BY A CLASS D OR HIGHER OPERATOR: 2 VISITS/WEEK ON NONCONSECUTIVE DAYS FOR A TOTAL OF 0.2 HOUR/WEEK. THERE SHALL BE NO MORE THAN 5 DAYS BETWEEN THE LAST VISIT IN ONE WEEK AND THE FIRST VISIT IN THE NEXT WEEK. | N | Y | FELLOWSHIP BAPTIST CHURCH OF VALRICO | 106 ROLLING HILLS BLVD |  | VALRICO | FL | 33594 |  | 8136848885 |  | JOHNNY HOLLAND | FELLOWSHIP BAPTIST CHURCH | 106 ROLLING HILLS BLVD |  | VALRICO | FL | 33594 |  | 8136848885 |  | OTHER | 50 | 1500 | 1 | 2021-07-13 | 2020-11-13 | NC01 | 50
6 | HILLSBOROUGH | SWHI | TODD.AGNEW@ADVANCE-AUTO.COM | 6296151 | NONCOMMUNITY | CHLORINATION; AERATION FOR REMOVAL OF ANY SECONDARY CONTAMINANT, SULFIDE, OR ANY UNREGULATED CONTAMINANT; CORROSION CONTROL INHIBITOR ADDITION; HYPOCHLORINATION; IRON OR MANGANESE SEQUESTRATION; OR ULTRAVIOLET RADIATION. THE LEAD/CHIEF OPERATOR MUST BE CLASS D OR HIGHER. 50,000 GPD UP TO 0.25 MGD-STAFFING BY CLASS D OR HIGHER OPERATOR: 3 VISITS/WEEK ON NONCONSECUTIVE DAYS FOR A TOTAL OF 0.3 HOUR/WEEK. LESS THAN 50,000 GPD-STAFFING BY A CLASS D OR HIGHER OPERATOR: 2 VISITS/WEEK ON NONCONSECUTIVE DAYS FOR A TOTAL OF 0.2 HOUR/WEEK. THERE SHALL BE NO MORE THAN 5 DAYS BETWEEN THE LAST VISIT IN ONE WEEK AND THE FIRST VISIT IN THE NEXT WEEK. | N | Y | ADVANCE AUTO PARTS # 9575 | 12114 US HIGHWAY 301 NORTH |  | THONOTOSASSA | FL | 33592 |  | 8139822283 |  | TODD AGNEW | DISCOUNT AUTO PARTS LLC | PO BOX 2710/LEASE PROP TAX |  | ROANOKE | VA | 24001 |  | 8003144243 |  | INVESTOR | 150 | 5000 | 1 | 2021-01-27 | 2021-07-14 | NC01 | 50
6 | HILLSBOROUGH | SWHI |  | 6296152 | NONCOMMUNITY | CHLORINATION; AERATION FOR REMOVAL OF ANY SECONDARY CONTAMINANT, SULFIDE, OR ANY UNREGULATED CONTAMINANT; CORROSION CONTROL INHIBITOR ADDITION; HYPOCHLORINATION; IRON OR MANGANESE SEQUESTRATION; OR ULTRAVIOLET RADIATION. THE LEAD/CHIEF OPERATOR MUST BE CLASS D OR HIGHER. 50,000 GPD UP TO 0.25 MGD-STAFFING BY CLASS D OR HIGHER OPERATOR: 3 VISITS/WEEK ON NONCONSECUTIVE DAYS FOR A TOTAL OF 0.3 HOUR/WEEK. LESS THAN 50,000 GPD-STAFFING BY A CLASS D OR HIGHER OPERATOR: 2 VISITS/WEEK ON NONCONSECUTIVE DAYS FOR A TOTAL OF 0.2 HOUR/WEEK. THERE SHALL BE NO MORE THAN 5 DAYS BETWEEN THE LAST VISIT IN ONE WEEK AND THE FIRST VISIT IN THE NEXT WEEK. | N | Y | CHRIST CUMBERLAND PRESBYTERIAN CHURCH | 19501 HOLLY LANE |  | LUTZ | FL | 33548 |  | 8139099789 |  | LAURA REED | CHRIST CUMBERLAND PRESBYTERIAN CHURCH | 19501 HOLLY LANE |  | LUTZ | FL | 33548 |  | 8139099789 |  | OTHER | 150 | 1800 | 2 | 2019-12-05 | 2020-08-31 | NC01 | 50
6 | HILLSBOROUGH | SWD |  | 6296153 | COMMUNITY | MEMBRANE PROCESSES, INCLUDING ELECTRODIALYSIS, ELECTRODIALYSIS REVERSAL, MICROFILTRATION, ULTRAFILTRATION, NANOFILTRATION, AND REVERSE OSMOSIS 6.5 MGD AND ABOVE. STAFFING BY CLASS C OR HIGHER OPERATOR: 24 HOURS/DAY FOR 7 DAYS/WEEK. THE LEAD/CHIEF OPERATOR MUST BE CLASS A. | Y | N | TAMPA BAY SEAWATER DESALINATION FACILITY | 13041 WYANDOTTE ROAD |  | GIBSONTON | FL | 33534 |  | 8136719992 |  | EVELYN DOOLEY | RON PARKER | 2575 ENTERPRISE ROAD |  | CLEARWATER | FL | 33763 |  | 7277962355 |  | WATER ASSOCIATION | 25 | 29000000 | 1 | 2014-01-24 | 2019-05-29 | DC01 | 6000
6 | HILLSBOROUGH | SWHI | ksanchez@flaseal.com | 6296155 | OTHER PUBLIC WATER SYSTEM | CHLORINATION; AERATION FOR REMOVAL OF ANY SECONDARY CONTAMINANT, SULFIDE, OR ANY UNREGULATED CONTAMINANT; CORROSION CONTROL INHIBITOR ADDITION; HYPOCHLORINATION; IRON OR MANGANESE SEQUESTRATION; OR ULTRAVIOLET RADIATION. THE LEAD/CHIEF OPERATOR MUST BE CLASS D OR HIGHER. 50,000 GPD UP TO 0.25 MGD-STAFFING BY CLASS D OR HIGHER OPERATOR: 3 VISITS/WEEK ON NONCONSECUTIVE DAYS FOR A TOTAL OF 0.3 HOUR/WEEK. LESS THAN 50,000 GPD-STAFFING BY A CLASS D OR HIGHER OPERATOR: 2 VISITS/WEEK ON NONCONSECUTIVE DAYS FOR A TOTAL OF 0.2 HOUR/WEEK. THERE SHALL BE NO MORE THAN 5 DAYS BETWEEN THE LAST VISIT IN ONE WEEK AND THE FIRST VISIT IN THE NEXT WEEK. | N | Y | FLORIDA SEAL AND RUBBER | 10350 FISHER AVE |  | TAMPA | FL | 33619 |  | 8136815502 |  | KIM SANCHEZ | FLORIDA SEAL AND RUBBER | 10350 FISHER AVE |  | TAMPA | FL | 33619 | 7838 | 8136815502 |  | OTHER | 17 | 1999 | 1 | 2010-12-15 | 2014-11-24 | NAF | 0
6 | HILLSBOROUGH | SWHI |  | 6296158 | OTHER PUBLIC WATER SYSTEM | ACTIVATED CARBON PROCESSES; DIATOMACEOUS EARTH FILTRATION; ION EXCHANGE FOR REMOVAL OF ANY PRIMARY CONTAMINANT; ION AND MANGANESE REMOVAL (OXIDATION, DETENTION, AND FILTRATION); OR SLOW SAND FILTRATION. LEAD/CHIEF OPERATOR MUST BE CLASS C OR HIGHER. 1.0 MGD UP TO 2.0 MGD-STAFFING BY CLASS C OR HIGHER OPERATOR: 6 HOURS/DAY FOR 5 DAYS/WEEK AND ONE VISIT ON EACH WEEKEND DAY. 0.5 MGD UP TO 1.0 MGD-STAFFING BY CLASS C OR HIGHER OPERATOR: 3 HOURS/DAY FOR 5 DAYS/WEEK AND ONE VISIT ON EACH WEEKEND DAY. 0.25 MGD UP TO 0.5 MGD-STAFFING BY CLASS C OR HIGHER OPERATOR: 1 HOUR/DAY FOR 5 DAYS/WEEK AND ONE VISIT ON EACH WEEKEND DAY. LESS THAN 0.25 MGD-STAFFING BY CLASS C OR HIGHER OPERATOR: 5 VISITS/WEEK AND ONE VISIT EACH WEEKEND FOR A TOTAL OF 1.8 HOURS/WEEK. | N | Y | SAFETY-KLEEN SYSTEMS, INC. | 5309 24TH AVE S |  | TAMPA | FL | 33619 |  | 8136261709 |  | JOHN WALTERS | SAFETY-KLEEN SYSTEMS, INC. | 5309 24TH AVE S |  | TAMPA | FL | 33619 |  | 8136261709 |  | INVESTOR | 21 | 5000 | 1 | 2009-07-24 | 2009-06-04 | NAF | 0
6 | HILLSBOROUGH | SWHI | LJACKSON@FFWC.ORG | 6296159 | NONCOMMUNITY | CHLORINATION; AERATION FOR REMOVAL OF ANY SECONDARY CONTAMINANT, SULFIDE, OR ANY UNREGULATED CONTAMINANT; CORROSION CONTROL INHIBITOR ADDITION; HYPOCHLORINATION; IRON OR MANGANESE SEQUESTRATION; OR ULTRAVIOLET RADIATION. THE LEAD/CHIEF OPERATOR MUST BE CLASS D OR HIGHER. 50,000 GPD UP TO 0.25 MGD-STAFFING BY CLASS D OR HIGHER OPERATOR: 3 VISITS/WEEK ON NONCONSECUTIVE DAYS FOR A TOTAL OF 0.3 HOUR/WEEK. LESS THAN 50,000 GPD-STAFFING BY A CLASS D OR HIGHER OPERATOR: 2 VISITS/WEEK ON NONCONSECUTIVE DAYS FOR A TOTAL OF 0.2 HOUR/WEEK. THERE SHALL BE NO MORE THAN 5 DAYS BETWEEN THE LAST VISIT IN ONE WEEK AND THE FIRST VISIT IN THE NEXT WEEK. | N | Y | FAITH FAMILY WORSHIP CENTER | 14514 DEL VALLE RD |  | TAMPA | FL | 33625 |  | 8139203685 |  | LEE JACKSON | FAITH FAMILY WORSHIP CENTER | 14514 DEL VALLE RD |  | TAMPA | FL | 33625 |  | 8139203685 |  | OTHER | 55 | 2500 | 4 | 2019-12-05 | 2018-04-11 | NC01 | 50
6 | HILLSBOROUGH | SWHI | DOMINICANGROCERYDELI119@GMAIL.COM | 6296160 | NONCOMMUNITY | CHLORINATION; AERATION FOR REMOVAL OF ANY SECONDARY CONTAMINANT, SULFIDE, OR ANY UNREGULATED CONTAMINANT; CORROSION CONTROL INHIBITOR ADDITION; HYPOCHLORINATION; IRON OR MANGANESE SEQUESTRATION; OR ULTRAVIOLET RADIATION. THE LEAD/CHIEF OPERATOR MUST BE CLASS D OR HIGHER. 50,000 GPD UP TO 0.25 MGD-STAFFING BY CLASS D OR HIGHER OPERATOR: 3 VISITS/WEEK ON NONCONSECUTIVE DAYS FOR A TOTAL OF 0.3 HOUR/WEEK. LESS THAN 50,000 GPD-STAFFING BY A CLASS D OR HIGHER OPERATOR: 2 VISITS/WEEK ON NONCONSECUTIVE DAYS FOR A TOTAL OF 0.2 HOUR/WEEK. THERE SHALL BE NO MORE THAN 5 DAYS BETWEEN THE LAST VISIT IN ONE WEEK AND THE FIRST VISIT IN THE NEXT WEEK. | N | Y | DOMINICAN GROCERY & DELI LLC. | 8505 S COUNTY ROAD 39 |  | PLANT CITY | FL | 33567 | 3275 | 3477011069 |  | NOEL LOPEZ NADAL | NOEL LOPEZ NADAL | 8505 S. COUNTY RD 39 |  | PLANT CITY | FL | 33567 |  | 3477011069 |  | INVESTOR | 100 | 1999 | 2 | 2021-07-14 | 2020-12-03 | NC01 | 50
6 | HILLSBOROUGH | SWHI |  | 6296162 | OTHER PUBLIC WATER SYSTEM | CHLORINATION; AERATION FOR REMOVAL OF ANY SECONDARY CONTAMINANT, SULFIDE, OR ANY UNREGULATED CONTAMINANT; CORROSION CONTROL INHIBITOR ADDITION; HYPOCHLORINATION; IRON OR MANGANESE SEQUESTRATION; OR ULTRAVIOLET RADIATION. THE LEAD/CHIEF OPERATOR MUST BE CLASS D OR HIGHER. 50,000 GPD UP TO 0.25 MGD-STAFFING BY CLASS D OR HIGHER OPERATOR: 3 VISITS/WEEK ON NONCONSECUTIVE DAYS FOR A TOTAL OF 0.3 HOUR/WEEK. LESS THAN 50,000 GPD-STAFFING BY A CLASS D OR HIGHER OPERATOR: 2 VISITS/WEEK ON NONCONSECUTIVE DAYS FOR A TOTAL OF 0.2 HOUR/WEEK. THERE SHALL BE NO MORE THAN 5 DAYS BETWEEN THE LAST VISIT IN ONE WEEK AND THE FIRST VISIT IN THE NEXT WEEK. | N | Y | CIRCLE M RANCH | 3802 E HIGHWAY 60 |  | PLANT CITY | FL | 33567 |  | 8634253500 |  | STEVE MADONIA | STEVE MADONIA | PO BOX 2636 |  | PLANT CITY | FL | 33566 |  | 8634253500 |  | OTHER | 12 | 5438 | 4 | 2013-01-30 | 2010-10-19 | NAF | 0
6 | HILLSBOROUGH | SWHI |  | 6296163 | NONTRANSIENT NONCOMMUNITY | CHLORINATION; AERATION FOR REMOVAL OF ANY SECONDARY CONTAMINANT, SULFIDE, OR ANY UNREGULATED CONTAMINANT; CORROSION CONTROL INHIBITOR ADDITION; HYPOCHLORINATION; IRON OR MANGANESE SEQUESTRATION; OR ULTRAVIOLET RADIATION. THE LEAD/CHIEF OPERATOR MUST BE CLASS D OR HIGHER. 50,000 GPD UP TO 0.25 MGD-STAFFING BY CLASS D OR HIGHER OPERATOR: 3 VISITS/WEEK ON NONCONSECUTIVE DAYS FOR A TOTAL OF 0.3 HOUR/WEEK. LESS THAN 50,000 GPD-STAFFING BY A CLASS D OR HIGHER OPERATOR: 2 VISITS/WEEK ON NONCONSECUTIVE DAYS FOR A TOTAL OF 0.2 HOUR/WEEK. THERE SHALL BE NO MORE THAN 5 DAYS BETWEEN THE LAST VISIT IN ONE WEEK AND THE FIRST VISIT IN THE NEXT WEEK. | N | Y | WILDER ROAD CAMP | 3609 N WILDER ROAD |  | PLANT CITY | FL | 33565 |  | 8136593913 |  | STEVE WATSON | R & W FARMS LLC | 3932 MOORES LAKE RD |  | DOVER | FL | 33527 |  | 8136593913 |  | INVESTOR | 77 | 10000 | 11 | 2021-11-19 | 2019-06-27 | NTNC | 100
6 | HILLSBOROUGH | SWHI | jespa1@aol.com | 6296164 | NONTRANSIENT NONCOMMUNITY | CHLORINATION; AERATION FOR REMOVAL OF ANY SECONDARY CONTAMINANT, SULFIDE, OR ANY UNREGULATED CONTAMINANT; CORROSION CONTROL INHIBITOR ADDITION; HYPOCHLORINATION; IRON OR MANGANESE SEQUESTRATION; OR ULTRAVIOLET RADIATION. THE LEAD/CHIEF OPERATOR MUST BE CLASS D OR HIGHER. 50,000 GPD UP TO 0.25 MGD-STAFFING BY CLASS D OR HIGHER OPERATOR: 3 VISITS/WEEK ON NONCONSECUTIVE DAYS FOR A TOTAL OF 0.3 HOUR/WEEK. LESS THAN 50,000 GPD-STAFFING BY A CLASS D OR HIGHER OPERATOR: 2 VISITS/WEEK ON NONCONSECUTIVE DAYS FOR A TOTAL OF 0.2 HOUR/WEEK. THERE SHALL BE NO MORE THAN 5 DAYS BETWEEN THE LAST VISIT IN ONE WEEK AND THE FIRST VISIT IN THE NEXT WEEK. | N | Y | MILLENNIUM CENTER | 1206 MILLENNIUM PARKWAY |  | BRANDON | FL | 33511 |  | 8136813480 |  | TOM RICE | MILLENNIUM CENTER | PO BOX 2638 |  | BRANDON | FL | 33509 |  | 8136813480 |  | INVESTOR | 80 | 7500 | 7 | 2021-01-29 | 2019-10-30 | NTNC | 100
6 | HILLSBOROUGH | SWHI |  | 6296166 | OTHER PUBLIC WATER SYSTEM | CHLORINATION; AERATION FOR REMOVAL OF ANY SECONDARY CONTAMINANT, SULFIDE, OR ANY UNREGULATED CONTAMINANT; CORROSION CONTROL INHIBITOR ADDITION; HYPOCHLORINATION; IRON OR MANGANESE SEQUESTRATION; OR ULTRAVIOLET RADIATION. THE LEAD/CHIEF OPERATOR MUST BE CLASS D OR HIGHER. 50,000 GPD UP TO 0.25 MGD-STAFFING BY CLASS D OR HIGHER OPERATOR: 3 VISITS/WEEK ON NONCONSECUTIVE DAYS FOR A TOTAL OF 0.3 HOUR/WEEK. LESS THAN 50,000 GPD-STAFFING BY A CLASS D OR HIGHER OPERATOR: 2 VISITS/WEEK ON NONCONSECUTIVE DAYS FOR A TOTAL OF 0.2 HOUR/WEEK. THERE SHALL BE NO MORE THAN 5 DAYS BETWEEN THE LAST VISIT IN ONE WEEK AND THE FIRST VISIT IN THE NEXT WEEK. | N | Y | MOUNT PLEASANT A.M.E. CHURCH | 9703 GUNN HIGHWAY |  | ODESSA | FL | 33556 |  | 8139200859 |  | MATTIE FORD | MOUNT PLEASANT A.M.E. CHURCH | PO BOX 533 |  | ODESSA | FL | 33556 |  | 8139200859 |  | OTHER | 20 | 1500 | 2 | 2007-05-14 | 2007-05-02 | NAF | 0
6 | HILLSBOROUGH | SWHI |  | 6296168 | NONTRANSIENT NONCOMMUNITY | CHLORINATION; AERATION FOR REMOVAL OF ANY SECONDARY CONTAMINANT, SULFIDE, OR ANY UNREGULATED CONTAMINANT; CORROSION CONTROL INHIBITOR ADDITION; HYPOCHLORINATION; IRON OR MANGANESE SEQUESTRATION; OR ULTRAVIOLET RADIATION. THE LEAD/CHIEF OPERATOR MUST BE CLASS D OR HIGHER. 50,000 GPD UP TO 0.25 MGD-STAFFING BY CLASS D OR HIGHER OPERATOR: 3 VISITS/WEEK ON NONCONSECUTIVE DAYS FOR A TOTAL OF 0.3 HOUR/WEEK. LESS THAN 50,000 GPD-STAFFING BY A CLASS D OR HIGHER OPERATOR: 2 VISITS/WEEK ON NONCONSECUTIVE DAYS FOR A TOTAL OF 0.2 HOUR/WEEK. THERE SHALL BE NO MORE THAN 5 DAYS BETWEEN THE LAST VISIT IN ONE WEEK AND THE FIRST VISIT IN THE NEXT WEEK. | N | Y | 84 LUMBER COMPANY | 6301 US HWY 41 S |  | RUSKIN | FL | 33570 |  | 8136412257 |  | ROBERT MOWRY | 84 LUMBER COMPANY | 1019 ROUTE 519 |  | EIGHTY-FOUR | PA | 15330 |  | 8006641984 | 1357 | INVESTOR | 30 | 1000 | 2 | 2021-07-29 | 2019-12-04 | NTNC | 100
6 | HILLSBOROUGH | SWHI |  | 6296173 | OTHER PUBLIC WATER SYSTEM | CHLORINATION; AERATION FOR REMOVAL OF ANY SECONDARY CONTAMINANT, SULFIDE, OR ANY UNREGULATED CONTAMINANT; CORROSION CONTROL INHIBITOR ADDITION; HYPOCHLORINATION; IRON OR MANGANESE SEQUESTRATION; OR ULTRAVIOLET RADIATION. THE LEAD/CHIEF OPERATOR MUST BE CLASS D OR HIGHER. 50,000 GPD UP TO 0.25 MGD-STAFFING BY CLASS D OR HIGHER OPERATOR: 3 VISITS/WEEK ON NONCONSECUTIVE DAYS FOR A TOTAL OF 0.3 HOUR/WEEK. LESS THAN 50,000 GPD-STAFFING BY A CLASS D OR HIGHER OPERATOR: 2 VISITS/WEEK ON NONCONSECUTIVE DAYS FOR A TOTAL OF 0.2 HOUR/WEEK. THERE SHALL BE NO MORE THAN 5 DAYS BETWEEN THE LAST VISIT IN ONE WEEK AND THE FIRST VISIT IN THE NEXT WEEK. | N | Y | ALAFIA RIVER STATE RECREATION MAINT. | 146 THATCHER RD. |  | LITHIA | FL | 33547 |  | 8136725132 |  | COY HELMS | ALAFIA RIVER STATE PARK | 14502 S COUNTY RD 39 |  | LITHIA | FL | 33598 |  | 8136725132 |  | DEP (STATE PARK OR STATE REC AREA) | 12 | 1000 | 6 | 2008-03-11 | 2008-03-11 | NAF | 0
6 | HILLSBOROUGH | SWHI |  | 6296174 | NONCOMMUNITY | CHLORINATION; AERATION FOR REMOVAL OF ANY SECONDARY CONTAMINANT, SULFIDE, OR ANY UNREGULATED CONTAMINANT; CORROSION CONTROL INHIBITOR ADDITION; HYPOCHLORINATION; IRON OR MANGANESE SEQUESTRATION; OR ULTRAVIOLET RADIATION. THE LEAD/CHIEF OPERATOR MUST BE CLASS D OR HIGHER. 50,000 GPD UP TO 0.25 MGD-STAFFING BY CLASS D OR HIGHER OPERATOR: 3 VISITS/WEEK ON NONCONSECUTIVE DAYS FOR A TOTAL OF 0.3 HOUR/WEEK. LESS THAN 50,000 GPD-STAFFING BY A CLASS D OR HIGHER OPERATOR: 2 VISITS/WEEK ON NONCONSECUTIVE DAYS FOR A TOTAL OF 0.2 HOUR/WEEK. THERE SHALL BE NO MORE THAN 5 DAYS BETWEEN THE LAST VISIT IN ONE WEEK AND THE FIRST VISIT IN THE NEXT WEEK. | N | Y | ALAFIA RIVER STATE PARK BATH HOUSE | 14326 SOUTH COUNTY ROAD 39 |  | LITHIA | FL | 33547 |  | 8136725320 |  | DUSTIN ALLEN | STATE OF FLORIDA DEPARTMENT OF ENVIRONMENTAL PROTECTION | 14326 SOUTH COUNTY ROAD 39 |  | LITHIA | FL | 33547 |  | 8136725320 |  | DEP (STATE PARK OR STATE REC AREA) | 240 | 1500 | 34 | 2021-08-02 | 2020-07-01 | NC01 | 50
6 | HILLSBOROUGH | SWHI |  | 6296175 | COMMUNITY | CHLORINATION; AERATION FOR REMOVAL OF ANY SECONDARY CONTAMINANT, SULFIDE, OR ANY UNREGULATED CONTAMINANT; CORROSION CONTROL INHIBITOR ADDITION; HYPOCHLORINATION; IRON OR MANGANESE SEQUESTRATION; OR ULTRAVIOLET RADIATION. THE LEAD/CHIEF OPERATOR MUST BE CLASS D OR HIGHER. 50,000 GPD UP TO 0.25 MGD-STAFFING BY CLASS D OR HIGHER OPERATOR: 3 VISITS/WEEK ON NONCONSECUTIVE DAYS FOR A TOTAL OF 0.3 HOUR/WEEK. LESS THAN 50,000 GPD-STAFFING BY A CLASS D OR HIGHER OPERATOR: 2 VISITS/WEEK ON NONCONSECUTIVE DAYS FOR A TOTAL OF 0.2 HOUR/WEEK. THERE SHALL BE NO MORE THAN 5 DAYS BETWEEN THE LAST VISIT IN ONE WEEK AND THE FIRST VISIT IN THE NEXT WEEK. | N | Y | SUNPOINT MOBILE HOME PARK | 1934 33RD STREET SE |  | RUSKIN | FL | 33570 |  | 9419213228 |  | KEVIN WANG | JGA INTERNATIONAL LLC | 16350 BRUCE B DOWNS BLVD #46878 |  | TAMPA | FL | 33646 |  | 8134383818 |  | INVESTOR | 68 | 49000 | 17 | 2021-09-07 | 2020-03-30 | DC06 | 100
6 | HILLSBOROUGH | SWHI |  | 6296176 | OTHER PUBLIC WATER SYSTEM | CHLORINATION; AERATION FOR REMOVAL OF ANY SECONDARY CONTAMINANT, SULFIDE, OR ANY UNREGULATED CONTAMINANT; CORROSION CONTROL INHIBITOR ADDITION; HYPOCHLORINATION; IRON OR MANGANESE SEQUESTRATION; OR ULTRAVIOLET RADIATION. THE LEAD/CHIEF OPERATOR MUST BE CLASS D OR HIGHER. 50,000 GPD UP TO 0.25 MGD-STAFFING BY CLASS D OR HIGHER OPERATOR: 3 VISITS/WEEK ON NONCONSECUTIVE DAYS FOR A TOTAL OF 0.3 HOUR/WEEK. LESS THAN 50,000 GPD-STAFFING BY A CLASS D OR HIGHER OPERATOR: 2 VISITS/WEEK ON NONCONSECUTIVE DAYS FOR A TOTAL OF 0.2 HOUR/WEEK. THERE SHALL BE NO MORE THAN 5 DAYS BETWEEN THE LAST VISIT IN ONE WEEK AND THE FIRST VISIT IN THE NEXT WEEK. | N | Y | J&B TRAILER COURT & RV | 3007 41ST AVE SE |  | RUSKIN | FL | 33570 |  |  |  |  | BOB ICENOGLE | 1501 33RD ST SE |  | RUSKIN | FL | 33570 |  | 8138408049 |  | INVESTOR | 20 | 1500 | 12 | 2002-04-02 | 2001-04-10 | NAF | 0
6 | HILLSBOROUGH | SWD |  | 6296177 | COMMUNITY | AERATION FOR REMOVAL OF ANY PRIMARY CONTAMINANT; ALKALINITY/PH ADJUSTMENT; CHLORAMIN ATION; CHLORINE DIOXIDE FOR OXIDATION OR DISINFECTION; FLUORIDATION; ION EXCHANGE FOR REMOVAL OF ANY SECONDARY CONTAMINANT, SULFIDE, OR ANY UNREGULATED CONTAMINANT; OR OZONATION 10 MGD AND ABOVE. STAFFING BY CLASS C OR HIGHER OPERATOR: 16 HOURS/DAY FOR 7 DAYS/WEEK. THE LEAD/CHIEF OPERATOR MUST BE CLASS B OR HIGHER. | Y | Y | TAMPA BAY WATER MORRIS BRIDGE PUMP STATI | 17101 BRUCE B DOWNS BLVD |  | TAMPA | FL | 33647 |  | 8139103297 |  | EVELYN DOOLEY | RON PARKER | 2575 ENTERPRISE ROAD |  | CLEARWATER | FL | 33763 |  | 8137962355 |  | WATER ASSOCIATION | 25 | 30000000 | 6 | 2010-04-21 | 2020-07-15 | DC01 | 6000
6 | HILLSBOROUGH | SWHI | LUTZEXEC@VERIZON.NET; LUTZEXECGOLF@GMAIL.COM | 6296179 | OTHER PUBLIC WATER SYSTEM | CHLORINATION; AERATION FOR REMOVAL OF ANY SECONDARY CONTAMINANT, SULFIDE, OR ANY UNREGULATED CONTAMINANT; CORROSION CONTROL INHIBITOR ADDITION; HYPOCHLORINATION; IRON OR MANGANESE SEQUESTRATION; OR ULTRAVIOLET RADIATION. THE LEAD/CHIEF OPERATOR MUST BE CLASS D OR HIGHER. 50,000 GPD UP TO 0.25 MGD-STAFFING BY CLASS D OR HIGHER OPERATOR: 3 VISITS/WEEK ON NONCONSECUTIVE DAYS FOR A TOTAL OF 0.3 HOUR/WEEK. LESS THAN 50,000 GPD-STAFFING BY A CLASS D OR HIGHER OPERATOR: 2 VISITS/WEEK ON NONCONSECUTIVE DAYS FOR A TOTAL OF 0.2 HOUR/WEEK. THERE SHALL BE NO MORE THAN 5 DAYS BETWEEN THE LAST VISIT IN ONE WEEK AND THE FIRST VISIT IN THE NEXT WEEK. | N | Y | LUTZ EXECUTIVE GOLF CENTER | 2220 NEWBERGER ROAD |  | LUTZ | FL | 33549 |  | 8139496687 |  | BETH KAUFMANN | BETH KAUFMANN | 18226 CLEAR LAKE DR |  | LUTZ | FL | 33549 |  | 8139496687 |  | INVESTOR | 20 | 7500 | 1 | 2017-05-25 | 2017-05-23 | NAF | 0
6 | HILLSBOROUGH | SWHI |  | 6296181 | NONCOMMUNITY | CHLORINATION; AERATION FOR REMOVAL OF ANY SECONDARY CONTAMINANT, SULFIDE, OR ANY UNREGULATED CONTAMINANT; CORROSION CONTROL INHIBITOR ADDITION; HYPOCHLORINATION; IRON OR MANGANESE SEQUESTRATION; OR ULTRAVIOLET RADIATION. THE LEAD/CHIEF OPERATOR MUST BE CLASS D OR HIGHER. 50,000 GPD UP TO 0.25 MGD-STAFFING BY CLASS D OR HIGHER OPERATOR: 3 VISITS/WEEK ON NONCONSECUTIVE DAYS FOR A TOTAL OF 0.3 HOUR/WEEK. LESS THAN 50,000 GPD-STAFFING BY A CLASS D OR HIGHER OPERATOR: 2 VISITS/WEEK ON NONCONSECUTIVE DAYS FOR A TOTAL OF 0.2 HOUR/WEEK. THERE SHALL BE NO MORE THAN 5 DAYS BETWEEN THE LAST VISIT IN ONE WEEK AND THE FIRST VISIT IN THE NEXT WEEK. | N | Y | TAMPA EXECUTIVE/MAINTENANCE SHOP | 5970 TAMPA EXECUTIVE AIRPORT ROAD |  | TAMPA | FL | 33610 |  | 8138707898 |  | MARILYN GAUTHIER | HILLSBOROUGH COUNTY AVIATION AUTHORITY | PO BOX 22287 |  | TAMPA | FL | 33622 |  | 8138707898 |  | AUTHORITY/COMMISSION/DISTRICT | 25 | 280 | 4 | 2021-09-17 | 2019-07-31 | NC01 | 50
6 | HILLSBOROUGH | SWHI | office@fbc301.org | 6296183 | NONCOMMUNITY | CHLORINATION; AERATION FOR REMOVAL OF ANY SECONDARY CONTAMINANT, SULFIDE, OR ANY UNREGULATED CONTAMINANT; CORROSION CONTROL INHIBITOR ADDITION; HYPOCHLORINATION; IRON OR MANGANESE SEQUESTRATION; OR ULTRAVIOLET RADIATION. THE LEAD/CHIEF OPERATOR MUST BE CLASS D OR HIGHER. 50,000 GPD UP TO 0.25 MGD-STAFFING BY CLASS D OR HIGHER OPERATOR: 3 VISITS/WEEK ON NONCONSECUTIVE DAYS FOR A TOTAL OF 0.3 HOUR/WEEK. LESS THAN 50,000 GPD-STAFFING BY A CLASS D OR HIGHER OPERATOR: 2 VISITS/WEEK ON NONCONSECUTIVE DAYS FOR A TOTAL OF 0.2 HOUR/WEEK. THERE SHALL BE NO MORE THAN 5 DAYS BETWEEN THE LAST VISIT IN ONE WEEK AND THE FIRST VISIT IN THE NEXT WEEK. | N | Y | FELLOWSHIP BAPTIST CHURCH | 13515 N US HWY 301 |  | THONOTOSASSA | FL | 33592 |  | 8139821000 |  | PASTOR DAVID SPENCER | FELLOWSHIP BAPTIST CHURCH | 13515 N US HWY 301 |  | THONOTOSASSA | FL | 33592 |  | 8139821000 |  | OTHER | 450 | 3480 | 4 | 2020-03-04 | 2021-11-05 | NC01 | 50
6 | HILLSBOROUGH | SWHI |  | 6296185 | NONCOMMUNITY | CHLORINATION; AERATION FOR REMOVAL OF ANY SECONDARY CONTAMINANT, SULFIDE, OR ANY UNREGULATED CONTAMINANT; CORROSION CONTROL INHIBITOR ADDITION; HYPOCHLORINATION; IRON OR MANGANESE SEQUESTRATION; OR ULTRAVIOLET RADIATION. THE LEAD/CHIEF OPERATOR MUST BE CLASS D OR HIGHER. 50,000 GPD UP TO 0.25 MGD-STAFFING BY CLASS D OR HIGHER OPERATOR: 3 VISITS/WEEK ON NONCONSECUTIVE DAYS FOR A TOTAL OF 0.3 HOUR/WEEK. LESS THAN 50,000 GPD-STAFFING BY A CLASS D OR HIGHER OPERATOR: 2 VISITS/WEEK ON NONCONSECUTIVE DAYS FOR A TOTAL OF 0.2 HOUR/WEEK. THERE SHALL BE NO MORE THAN 5 DAYS BETWEEN THE LAST VISIT IN ONE WEEK AND THE FIRST VISIT IN THE NEXT WEEK. | N | Y | 7-11 #33105A | 3629 STATE ROAD 60 E |  | VALRICO | FL | 33594 |  | 8136574648 |  | DEEPAK TAILOR DBA 7-11 #33105A | DEEPAK TAILOR DBA 7-11 #33105A | 3629 STATE ROAD 60 E |  | VALRICO | FL | 33594 |  | 8136574648 |  | INVESTOR | 100 | 5571 | 1 | 2021-04-14 | 2019-08-06 | NC01 | 50
6 | HILLSBOROUGH | SWHI |  | 6296186 | OTHER PUBLIC WATER SYSTEM | CHLORINATION; AERATION FOR REMOVAL OF ANY SECONDARY CONTAMINANT, SULFIDE, OR ANY UNREGULATED CONTAMINANT; CORROSION CONTROL INHIBITOR ADDITION; HYPOCHLORINATION; IRON OR MANGANESE SEQUESTRATION; OR ULTRAVIOLET RADIATION. THE LEAD/CHIEF OPERATOR MUST BE CLASS D OR HIGHER. 50,000 GPD UP TO 0.25 MGD-STAFFING BY CLASS D OR HIGHER OPERATOR: 3 VISITS/WEEK ON NONCONSECUTIVE DAYS FOR A TOTAL OF 0.3 HOUR/WEEK. LESS THAN 50,000 GPD-STAFFING BY A CLASS D OR HIGHER OPERATOR: 2 VISITS/WEEK ON NONCONSECUTIVE DAYS FOR A TOTAL OF 0.2 HOUR/WEEK. THERE SHALL BE NO MORE THAN 5 DAYS BETWEEN THE LAST VISIT IN ONE WEEK AND THE FIRST VISIT IN THE NEXT WEEK. | N | Y | DOVER MEDICAL OFFICE | HYW 60 AT DOVER ROAD |  | DOVER | FL | 33527 |  |  |  |  | DOVER MEDICAL OFFICE | HYW 60 AT DOVER ROAD |  | DOVER | FL | 33527 |  |  |  | INVESTOR | 27 | 4298 | 1 |  |  | NAF | 0
6 | HILLSBOROUGH | SWHI | gsolano1@msn.com | 6296188 | OTHER PUBLIC WATER SYSTEM | CHLORINATION; AERATION FOR REMOVAL OF ANY SECONDARY CONTAMINANT, SULFIDE, OR ANY UNREGULATED CONTAMINANT; CORROSION CONTROL INHIBITOR ADDITION; HYPOCHLORINATION; IRON OR MANGANESE SEQUESTRATION; OR ULTRAVIOLET RADIATION. THE LEAD/CHIEF OPERATOR MUST BE CLASS D OR HIGHER. 50,000 GPD UP TO 0.25 MGD-STAFFING BY CLASS D OR HIGHER OPERATOR: 3 VISITS/WEEK ON NONCONSECUTIVE DAYS FOR A TOTAL OF 0.3 HOUR/WEEK. LESS THAN 50,000 GPD-STAFFING BY A CLASS D OR HIGHER OPERATOR: 2 VISITS/WEEK ON NONCONSECUTIVE DAYS FOR A TOTAL OF 0.2 HOUR/WEEK. THERE SHALL BE NO MORE THAN 5 DAYS BETWEEN THE LAST VISIT IN ONE WEEK AND THE FIRST VISIT IN THE NEXT WEEK. | N | Y | CENTRO CRISTIANO EL CAMINO | 5903 NORTH 47TH STREET |  | TAMPA | FL | 33610 |  | 8133519648 |  | ELI DELGADO | CENTRO CRISTIANO EL CAMINO | 12013 HAMPSHIRE FIELD CT. |  | TAMPA | FL | 33579 |  | 8133519648 |  | OTHER | 20 | 1500 | 2 | 2011-04-20 | 2010-12-02 | NAF | 0
6 | HILLSBOROUGH | SWHI |  | 6296189 | OTHER PUBLIC WATER SYSTEM | AERATION FOR REMOVAL OF ANY PRIMARY CONTAMINANT; ALKALINITY/PH ADJUSTMENT; CHLORAMIN ATION; CHLORINE DIOXIDE FOR OXIDATION OR DISINFECTION; FLUORIDATION; ION EXCHANGE FOR REMOVAL OF ANY SECONDARY CONTAMINANT, SULFIDE, OR ANY UNREGULATED CONTAMINANT; OR OZONATION LESS THAN 0.1 MGD. STAFFING BY A CLASS D OR HIGHER OPERATOR: 3 VISITS/WEEK ON NONCONSECUTIVE DAYS FOR A TOTAL OF 0.6 HOUR/WEEK. THE LEAD/CHIEF OPERATOR MUST BE CLASS D OR HIGHER. | N | Y | CCS/CLEMENT ROAD | 2411 CLEMENT ROAD |  | LUTZ | FL | 33549 |  | 8139483325 |  | JESS ELLER | CENTER FOR COMPREHENSIVE SERVICES | 10150 HIGHLAND MANOR DRIVE | SUITE 220 | TAMPA | FL | 33610 |  | 8139483325 |  | INVESTOR | 16 | 3500 | 1 | 2006-06-15 | 2008-04-10 | NAF | 0
6 | HILLSBOROUGH | SWHI |  | 6296193 | COMMUNITY | AERATION FOR REMOVAL OF ANY PRIMARY CONTAMINANT; ALKALINITY/PH ADJUSTMENT; CHLORAMIN ATION; CHLORINE DIOXIDE FOR OXIDATION OR DISINFECTION; FLUORIDATION; ION EXCHANGE FOR REMOVAL OF ANY SECONDARY CONTAMINANT, SULFIDE, OR ANY UNREGULATED CONTAMINANT; OR OZONATION. THE LEAD/CHIEF OPERATOR MUST BE CLASS C OR HIGHER. 5.0 MGD UP TO 10 MGD-STAFFING BY CLASS C OR HIGHER OPERATOR: 6 HOURS/DAY FOR 5 DAYS/WEEK AND ONE VISIT ON EACH WEEKEND DAY. 3.0 MGD UP TO 5.0 MGD-STAFFING BY CLASS C OR HIGHER OPERATOR: 3 HOURS/DAY FOR 5 DAYS/WEEK AND ONE VISIT ON EACH WEEKEND DAY. 1.0 MGD UP TO 3.0 MGD-STAFFING BY CLASS C OR HIGHER OPERATOR: 1 HOUR/DAY FOR 5 DAYS/WEEK AND ONE VISIT ON EACH WEEKEND DAY. 0.1 MGD UP TO 1.0 MGD-STAFFING BY CLASS C OR HIGHER OPERATOR: 5 VISITS/WEEK AND ONE VISIT EACH WEEKEND FOR A TOTAL OF 1.2 HOURS/WEEK. | Y | N | FLORIDA GOVERMENTAL UTILITY AUTHORITY | MACDILL AFB | FACILITY 568 SOUTH MACDILL AVE | TAMPA | FL | 33621 |  | 8138283984 |  | WALLY WITTANIEMI | FLORIDA GOVERNMENTAL UTILITY AUTHORITY | 280 WEKIVA SPRINGS ROAD, SUITE 2070 |  | LONGWOOD | FL | 32779 |  | 4076286757 |  | INVESTOR/LICENSED PUBLIC UTILITIES | 11965 | 5760000 | 500 | 2017-05-02 | 2021-09-08 | PC04 | 1000
6 | HILLSBOROUGH | SWHI |  | 6296194 | COMMUNITY | CHLORINATION; AERATION FOR REMOVAL OF ANY SECONDARY CONTAMINANT, SULFIDE, OR ANY UNREGULATED CONTAMINANT; CORROSION CONTROL INHIBITOR ADDITION; HYPOCHLORINATION; IRON OR MANGANESE SEQUESTRATION; OR ULTRAVIOLET RADIATION. THE LEAD/CHIEF OPERATOR MUST BE CLASS D OR HIGHER. 50,000 GPD UP TO 0.25 MGD-STAFFING BY CLASS D OR HIGHER OPERATOR: 3 VISITS/WEEK ON NONCONSECUTIVE DAYS FOR A TOTAL OF 0.3 HOUR/WEEK. LESS THAN 50,000 GPD-STAFFING BY A CLASS D OR HIGHER OPERATOR: 2 VISITS/WEEK ON NONCONSECUTIVE DAYS FOR A TOTAL OF 0.2 HOUR/WEEK. THERE SHALL BE NO MORE THAN 5 DAYS BETWEEN THE LAST VISIT IN ONE WEEK AND THE FIRST VISIT IN THE NEXT WEEK. | N | Y | BARRINGTON HOA | 7116 MUCK POND ROAD |  | DOVER | FL | 33527 |  | 8138791139 |  | CORY MALLORY | BARRINGTON HOA, C/O UNIQUE PROPERTY SERVICES | P.O. BOX 2878 |  | RIVERVIEW | FL | 33568 |  | 8138791139 | 104 | INVESTOR | 130 | 37000 | 37 | 2021-05-04 | 2021-03-10 | DC06 | 100
6 | HILLSBOROUGH | SWHI |  | 6296195 | NONCOMMUNITY | CHLORINATION; AERATION FOR REMOVAL OF ANY SECONDARY CONTAMINANT, SULFIDE, OR ANY UNREGULATED CONTAMINANT; CORROSION CONTROL INHIBITOR ADDITION; HYPOCHLORINATION; IRON OR MANGANESE SEQUESTRATION; OR ULTRAVIOLET RADIATION. THE LEAD/CHIEF OPERATOR MUST BE CLASS D OR HIGHER. 50,000 GPD UP TO 0.25 MGD-STAFFING BY CLASS D OR HIGHER OPERATOR: 3 VISITS/WEEK ON NONCONSECUTIVE DAYS FOR A TOTAL OF 0.3 HOUR/WEEK. LESS THAN 50,000 GPD-STAFFING BY A CLASS D OR HIGHER OPERATOR: 2 VISITS/WEEK ON NONCONSECUTIVE DAYS FOR A TOTAL OF 0.2 HOUR/WEEK. THERE SHALL BE NO MORE THAN 5 DAYS BETWEEN THE LAST VISIT IN ONE WEEK AND THE FIRST VISIT IN THE NEXT WEEK. | N | Y | SUN CITY CHRISTIAN CENTER | 17566 HIGHWAY 301 SOUTH |  | WIMAUMA | FL | 33598 |  | 8136331188 |  | BONNIE GODFORTH | SUN CITY CHRISTIAN CENTER | 17566 HWY 301 S |  | WIMAUMA | FL | 33598 |  | 8136331188 |  | INVESTOR | 200 | 1500 | 3 | 2021-04-23 | 2020-09-17 | NC01 | 50
6 | HILLSBOROUGH | SWHI | CARLSFS1@VERIZON.NET | 6296198 | OTHER PUBLIC WATER SYSTEM | CHLORINATION; AERATION FOR REMOVAL OF ANY SECONDARY CONTAMINANT, SULFIDE, OR ANY UNREGULATED CONTAMINANT; CORROSION CONTROL INHIBITOR ADDITION; HYPOCHLORINATION; IRON OR MANGANESE SEQUESTRATION; OR ULTRAVIOLET RADIATION. THE LEAD/CHIEF OPERATOR MUST BE CLASS D OR HIGHER. 50,000 GPD UP TO 0.25 MGD-STAFFING BY CLASS D OR HIGHER OPERATOR: 3 VISITS/WEEK ON NONCONSECUTIVE DAYS FOR A TOTAL OF 0.3 HOUR/WEEK. LESS THAN 50,000 GPD-STAFFING BY A CLASS D OR HIGHER OPERATOR: 2 VISITS/WEEK ON NONCONSECUTIVE DAYS FOR A TOTAL OF 0.2 HOUR/WEEK. THERE SHALL BE NO MORE THAN 5 DAYS BETWEEN THE LAST VISIT IN ONE WEEK AND THE FIRST VISIT IN THE NEXT WEEK. | N | Y | CARL'S FRUIT STAND | 11729 NORTH US HWY 301 |  | THONOTOSASSA | FL | 33592 |  | 8139862050 |  | HAROLD AND EMMA PILE | CARL'S FRUIT STAND | 11729 US 301 N |  | THONOTOSASSA | FL | 33592 |  | 8139862050 |  | INVESTOR | 15 | 5000 | 2 | 2012-05-02 | 2014-04-08 | NAF | 0
6 | HILLSBOROUGH | SWHI |  | 6296199 | COMMUNITY | NO TREATMENT--CONSECUTIVE SYSTEMS ONLY | Y | N | PROMENADE SUBDIVISION | DUQUESNE DRIVE |  | TAMPA | FL | 33647 |  | 8133410943 |  | TRACY INGRAM | PROMENADE OWNER'S ASSOC INC | 2019 OSPREY LANE SUITE B |  | LUTZ | FL | 33549 |  | 8133410943 |  | SUBDIVISION | 200 | 40000 | 120 | 2019-11-25 | 2021-10-11 | PC01 | 50
6 | HILLSBOROUGH | SWHI |  | 6296201 | NONTRANSIENT NONCOMMUNITY | CHLORINATION; AERATION FOR REMOVAL OF ANY SECONDARY CONTAMINANT, SULFIDE, OR ANY UNREGULATED CONTAMINANT; CORROSION CONTROL INHIBITOR ADDITION; HYPOCHLORINATION; IRON OR MANGANESE SEQUESTRATION; OR ULTRAVIOLET RADIATION. THE LEAD/CHIEF OPERATOR MUST BE CLASS D OR HIGHER. 50,000 GPD UP TO 0.25 MGD-STAFFING BY CLASS D OR HIGHER OPERATOR: 3 VISITS/WEEK ON NONCONSECUTIVE DAYS FOR A TOTAL OF 0.3 HOUR/WEEK. LESS THAN 50,000 GPD-STAFFING BY A CLASS D OR HIGHER OPERATOR: 2 VISITS/WEEK ON NONCONSECUTIVE DAYS FOR A TOTAL OF 0.2 HOUR/WEEK. THERE SHALL BE NO MORE THAN 5 DAYS BETWEEN THE LAST VISIT IN ONE WEEK AND THE FIRST VISIT IN THE NEXT WEEK. | N | Y | PACIFIC TOMATO GROWERS | 18740 HIGHWAY 301 |  | WIMAUMA | FL | 33598 |  | 8136339110 |  | JASON MCVICAR | PACIFIC TOMATO GROWERS LTD. | PO BOX 866 |  | PALMETTO | FL | 34220 |  | 2063910112 |  | INVESTOR | 140 | 70000 | 2 | 2021-04-23 | 2019-05-21 | NTNC | 100
6 | HILLSBOROUGH | SWHI | shad.fitzpatrick@gmail.com | 6296202 | OTHER PUBLIC WATER SYSTEM | CHLORINATION; AERATION FOR REMOVAL OF ANY SECONDARY CONTAMINANT, SULFIDE, OR ANY UNREGULATED CONTAMINANT; CORROSION CONTROL INHIBITOR ADDITION; HYPOCHLORINATION; IRON OR MANGANESE SEQUESTRATION; OR ULTRAVIOLET RADIATION. THE LEAD/CHIEF OPERATOR MUST BE CLASS D OR HIGHER. 50,000 GPD UP TO 0.25 MGD-STAFFING BY CLASS D OR HIGHER OPERATOR: 3 VISITS/WEEK ON NONCONSECUTIVE DAYS FOR A TOTAL OF 0.3 HOUR/WEEK. LESS THAN 50,000 GPD-STAFFING BY A CLASS D OR HIGHER OPERATOR: 2 VISITS/WEEK ON NONCONSECUTIVE DAYS FOR A TOTAL OF 0.2 HOUR/WEEK. THERE SHALL BE NO MORE THAN 5 DAYS BETWEEN THE LAST VISIT IN ONE WEEK AND THE FIRST VISIT IN THE NEXT WEEK. | N | Y | KINGDOM CHRISTIAN MINISTRIES | 6627 LITHIA PINECREST RD |  | LITHIA | FL | 33547 |  | 8136854240 |  | PASTOR SHAD FITZPATRICK | KINGDOM CHRISTIAN MINISTRIES | P.O. BOX 648 |  | LITHIA | FL | 33547 |  | 8136850689 |  | INVESTOR | 24 | 2500 | 3 | 2016-11-16 | 2017-11-09 | NAF | 0
6 | HILLSBOROUGH | SWHI |  | 6296203 | NONTRANSIENT NONCOMMUNITY | CHLORINATION; AERATION FOR REMOVAL OF ANY SECONDARY CONTAMINANT, SULFIDE, OR ANY UNREGULATED CONTAMINANT; CORROSION CONTROL INHIBITOR ADDITION; HYPOCHLORINATION; IRON OR MANGANESE SEQUESTRATION; OR ULTRAVIOLET RADIATION. THE LEAD/CHIEF OPERATOR MUST BE CLASS D OR HIGHER. 50,000 GPD UP TO 0.25 MGD-STAFFING BY CLASS D OR HIGHER OPERATOR: 3 VISITS/WEEK ON NONCONSECUTIVE DAYS FOR A TOTAL OF 0.3 HOUR/WEEK. LESS THAN 50,000 GPD-STAFFING BY A CLASS D OR HIGHER OPERATOR: 2 VISITS/WEEK ON NONCONSECUTIVE DAYS FOR A TOTAL OF 0.2 HOUR/WEEK. THERE SHALL BE NO MORE THAN 5 DAYS BETWEEN THE LAST VISIT IN ONE WEEK AND THE FIRST VISIT IN THE NEXT WEEK. | N | Y | LEARNING GATE COMMUNITY SCHOOL | 16215 HANNA ROAD |  | LUTZ | FL | 33549 |  | 8139484190 |  | KRIS SMITH | LEARNING GATE COMMUNITY SCHOOL INC. | 16215 HANNA ROAD |  | LUTZ | FL | 33549 |  | 8139484190 |  | INVESTOR | 651 | 6900 | 10 | 2021-09-10 | 2019-01-23 | NTNC | 100
6 | HILLSBOROUGH | SWHI |  | 6296204 | NONCOMMUNITY | CHLORINATION; AERATION FOR REMOVAL OF ANY SECONDARY CONTAMINANT, SULFIDE, OR ANY UNREGULATED CONTAMINANT; CORROSION CONTROL INHIBITOR ADDITION; HYPOCHLORINATION; IRON OR MANGANESE SEQUESTRATION; OR ULTRAVIOLET RADIATION. THE LEAD/CHIEF OPERATOR MUST BE CLASS D OR HIGHER. 50,000 GPD UP TO 0.25 MGD-STAFFING BY CLASS D OR HIGHER OPERATOR: 3 VISITS/WEEK ON NONCONSECUTIVE DAYS FOR A TOTAL OF 0.3 HOUR/WEEK. LESS THAN 50,000 GPD-STAFFING BY A CLASS D OR HIGHER OPERATOR: 2 VISITS/WEEK ON NONCONSECUTIVE DAYS FOR A TOTAL OF 0.2 HOUR/WEEK. THERE SHALL BE NO MORE THAN 5 DAYS BETWEEN THE LAST VISIT IN ONE WEEK AND THE FIRST VISIT IN THE NEXT WEEK. | N | Y | SHERIFF'S OFFICE TRAINING FACILITY NORTH | 14063 COUNTY ROAD 39 SOUTH |  | LITHIA | FL | 33547 |  | 8132470769 |  | MIGUEL M. HERNANDEZ | HILLSBOROUGH COUNTY SHERIFF OFFICE | 14063 COUNTY ROAD 39 SOUTH |  | LITHIA | FL | 33547 |  | 8132470769 |  | INVESTOR | 50 | 1600 | 9 | 2019-09-23 | 2021-06-30 | NC01 | 50
6 | HILLSBOROUGH | SWHI |  | 6296206 | NONCOMMUNITY | CHLORINATION; AERATION FOR REMOVAL OF ANY SECONDARY CONTAMINANT, SULFIDE, OR ANY UNREGULATED CONTAMINANT; CORROSION CONTROL INHIBITOR ADDITION; HYPOCHLORINATION; IRON OR MANGANESE SEQUESTRATION; OR ULTRAVIOLET RADIATION. THE LEAD/CHIEF OPERATOR MUST BE CLASS D OR HIGHER. 50,000 GPD UP TO 0.25 MGD-STAFFING BY CLASS D OR HIGHER OPERATOR: 3 VISITS/WEEK ON NONCONSECUTIVE DAYS FOR A TOTAL OF 0.3 HOUR/WEEK. LESS THAN 50,000 GPD-STAFFING BY A CLASS D OR HIGHER OPERATOR: 2 VISITS/WEEK ON NONCONSECUTIVE DAYS FOR A TOTAL OF 0.2 HOUR/WEEK. THERE SHALL BE NO MORE THAN 5 DAYS BETWEEN THE LAST VISIT IN ONE WEEK AND THE FIRST VISIT IN THE NEXT WEEK. | N | Y | BROWNING ROAD BAPTIST CHURCH | 11702 BROWNING RD |  | LITHIA | FL | 33547 |  | 8137371701 |  | MARVIN DRIGGERS | BROWNING ROAD BAPTIST CHURCH INC | PO BOX 1024 |  | LITHIA | FL | 33547 |  | 8137371701 |  | OTHER | 37 | 1368 | 1 | 2021-02-23 | 2020-06-03 | NC01 | 50
6 | HILLSBOROUGH | SWHI |  | 6296207 | OTHER PUBLIC WATER SYSTEM | CHLORINATION; AERATION FOR REMOVAL OF ANY SECONDARY CONTAMINANT, SULFIDE, OR ANY UNREGULATED CONTAMINANT; CORROSION CONTROL INHIBITOR ADDITION; HYPOCHLORINATION; IRON OR MANGANESE SEQUESTRATION; OR ULTRAVIOLET RADIATION. THE LEAD/CHIEF OPERATOR MUST BE CLASS D OR HIGHER. 50,000 GPD UP TO 0.25 MGD-STAFFING BY CLASS D OR HIGHER OPERATOR: 3 VISITS/WEEK ON NONCONSECUTIVE DAYS FOR A TOTAL OF 0.3 HOUR/WEEK. LESS THAN 50,000 GPD-STAFFING BY A CLASS D OR HIGHER OPERATOR: 2 VISITS/WEEK ON NONCONSECUTIVE DAYS FOR A TOTAL OF 0.2 HOUR/WEEK. THERE SHALL BE NO MORE THAN 5 DAYS BETWEEN THE LAST VISIT IN ONE WEEK AND THE FIRST VISIT IN THE NEXT WEEK. | N | Y | TAMPA BAY COLLISION | 1121 US 301 SOUTH |  | TAMPA | FL | 33619 |  |  |  | TIM MCCABE | TIM MCCABE | PO BOX 5225 |  | CLEARWATER | FL | 33618 |  | 7272244263 |  | INVESTOR | 13 | 0 | 1 | 2003-05-13 |  | NAF | 0
6 | HILLSBOROUGH | SWHI |  | 6296208 | NONTRANSIENT NONCOMMUNITY | CHLORINATION; AERATION FOR REMOVAL OF ANY SECONDARY CONTAMINANT, SULFIDE, OR ANY UNREGULATED CONTAMINANT; CORROSION CONTROL INHIBITOR ADDITION; HYPOCHLORINATION; IRON OR MANGANESE SEQUESTRATION; OR ULTRAVIOLET RADIATION. THE LEAD/CHIEF OPERATOR MUST BE CLASS D OR HIGHER. 50,000 GPD UP TO 0.25 MGD-STAFFING BY CLASS D OR HIGHER OPERATOR: 3 VISITS/WEEK ON NONCONSECUTIVE DAYS FOR A TOTAL OF 0.3 HOUR/WEEK. LESS THAN 50,000 GPD-STAFFING BY A CLASS D OR HIGHER OPERATOR: 2 VISITS/WEEK ON NONCONSECUTIVE DAYS FOR A TOTAL OF 0.2 HOUR/WEEK. THERE SHALL BE NO MORE THAN 5 DAYS BETWEEN THE LAST VISIT IN ONE WEEK AND THE FIRST VISIT IN THE NEXT WEEK. | N | Y | HCS/SOUTH COUNTY CAREER CENTER | 2810 JOHN SHERMAN WAY |  | RUSKIN | FL | 33570 |  | 8132333335 |  | HILLSBOROUGH COUNTY SITES & UTILITES | HILLSBOROUGH COUNTY SITES AND UTILITIES | 3838 N 50TH ST |  | TAMPA | FL | 33619 |  | 8136351181 |  | COUNTY | 250 | 49000 | 7 | 2021-08-02 | 2019-04-16 | NTNC | 100
6 | HILLSBOROUGH | SWHI |  | 6296211 | NONCOMMUNITY | CHLORINATION; AERATION FOR REMOVAL OF ANY SECONDARY CONTAMINANT, SULFIDE, OR ANY UNREGULATED CONTAMINANT; CORROSION CONTROL INHIBITOR ADDITION; HYPOCHLORINATION; IRON OR MANGANESE SEQUESTRATION; OR ULTRAVIOLET RADIATION. THE LEAD/CHIEF OPERATOR MUST BE CLASS D OR HIGHER. 50,000 GPD UP TO 0.25 MGD-STAFFING BY CLASS D OR HIGHER OPERATOR: 3 VISITS/WEEK ON NONCONSECUTIVE DAYS FOR A TOTAL OF 0.3 HOUR/WEEK. LESS THAN 50,000 GPD-STAFFING BY A CLASS D OR HIGHER OPERATOR: 2 VISITS/WEEK ON NONCONSECUTIVE DAYS FOR A TOTAL OF 0.2 HOUR/WEEK. THERE SHALL BE NO MORE THAN 5 DAYS BETWEEN THE LAST VISIT IN ONE WEEK AND THE FIRST VISIT IN THE NEXT WEEK. | N | Y | ALAFIA RIVER STATE PARK-PICNIC AREA | 14326 SOUTH COUNTY ROAD 39 |  | LITHIA | FL | 33547 |  | 8136725320 |  | DUSTIN ALLEN | STATE OF FLORIDA DEPARTMENT OF ENVIRONMENTAL PROTECTION | 14326 SOUTH COUNTY ROAD 39 |  | LITHIA | FL | 33547 |  | 8136725320 |  | DEP (STATE PARK OR STATE REC AREA) | 300 | 1600 | 9 | 2021-08-02 | 2020-07-01 | NC01 | 50
6 | HILLSBOROUGH | SWHI | tonya@theharborfl.org | 6296214 | NONCOMMUNITY | CHLORINATION; AERATION FOR REMOVAL OF ANY SECONDARY CONTAMINANT, SULFIDE, OR ANY UNREGULATED CONTAMINANT; CORROSION CONTROL INHIBITOR ADDITION; HYPOCHLORINATION; IRON OR MANGANESE SEQUESTRATION; OR ULTRAVIOLET RADIATION. THE LEAD/CHIEF OPERATOR MUST BE CLASS D OR HIGHER. 50,000 GPD UP TO 0.25 MGD-STAFFING BY CLASS D OR HIGHER OPERATOR: 3 VISITS/WEEK ON NONCONSECUTIVE DAYS FOR A TOTAL OF 0.3 HOUR/WEEK. LESS THAN 50,000 GPD-STAFFING BY A CLASS D OR HIGHER OPERATOR: 2 VISITS/WEEK ON NONCONSECUTIVE DAYS FOR A TOTAL OF 0.2 HOUR/WEEK. THERE SHALL BE NO MORE THAN 5 DAYS BETWEEN THE LAST VISIT IN ONE WEEK AND THE FIRST VISIT IN THE NEXT WEEK. | N | Y | THE HARBOR CHURCH | 15612 RACE TRACK ROAD |  | ODESSA | FL | 33556 |  | 8139209922 |  | TONYA TOWNER | WESTCHASE COMMUNITY CHURCH DBA THE HARBOR | 15612 RACE TRACK ROAD |  | ODESSA | FL | 33556 |  | 8139209922 |  | OTHER | 300 | 2175 | 2 | 2021-07-15 | 2020-04-08 | NC01 | 50
6 | HILLSBOROUGH | SWHI | PASTORJON@VERIZON.NET | 6296215 | OTHER PUBLIC WATER SYSTEM | CHLORINATION; AERATION FOR REMOVAL OF ANY SECONDARY CONTAMINANT, SULFIDE, OR ANY UNREGULATED CONTAMINANT; CORROSION CONTROL INHIBITOR ADDITION; HYPOCHLORINATION; IRON OR MANGANESE SEQUESTRATION; OR ULTRAVIOLET RADIATION. THE LEAD/CHIEF OPERATOR MUST BE CLASS D OR HIGHER. 50,000 GPD UP TO 0.25 MGD-STAFFING BY CLASS D OR HIGHER OPERATOR: 3 VISITS/WEEK ON NONCONSECUTIVE DAYS FOR A TOTAL OF 0.3 HOUR/WEEK. LESS THAN 50,000 GPD-STAFFING BY A CLASS D OR HIGHER OPERATOR: 2 VISITS/WEEK ON NONCONSECUTIVE DAYS FOR A TOTAL OF 0.2 HOUR/WEEK. THERE SHALL BE NO MORE THAN 5 DAYS BETWEEN THE LAST VISIT IN ONE WEEK AND THE FIRST VISIT IN THE NEXT WEEK. | N | Y | COMMUNITY OF CHRIST | 17112 LIVINGSTON AVE. |  | LUTZ | FL | 33559 |  | 8139480600 |  | JON RALSTON | COMMUNITY OF CHRIST | 17112 LIVINGSTON AVE |  | LUTZ | FL | 33559 |  | 8139480600 |  | INVESTOR | 20 | 1350 | 1 | 2017-04-17 | 2017-03-15 | NAF | 0
6 | HILLSBOROUGH | SWHI | andessmartacademyllc@gmail.com | 6296216 | NONTRANSIENT NONCOMMUNITY | CHLORINATION; AERATION FOR REMOVAL OF ANY SECONDARY CONTAMINANT, SULFIDE, OR ANY UNREGULATED CONTAMINANT; CORROSION CONTROL INHIBITOR ADDITION; HYPOCHLORINATION; IRON OR MANGANESE SEQUESTRATION; OR ULTRAVIOLET RADIATION. THE LEAD/CHIEF OPERATOR MUST BE CLASS D OR HIGHER. 50,000 GPD UP TO 0.25 MGD-STAFFING BY CLASS D OR HIGHER OPERATOR: 3 VISITS/WEEK ON NONCONSECUTIVE DAYS FOR A TOTAL OF 0.3 HOUR/WEEK. LESS THAN 50,000 GPD-STAFFING BY A CLASS D OR HIGHER OPERATOR: 2 VISITS/WEEK ON NONCONSECUTIVE DAYS FOR A TOTAL OF 0.2 HOUR/WEEK. THERE SHALL BE NO MORE THAN 5 DAYS BETWEEN THE LAST VISIT IN ONE WEEK AND THE FIRST VISIT IN THE NEXT WEEK. | N | Y | ANDES SMART ACADEMY | 19215 LIVINGSTON AVENUE |  | LUTZ | FL | 33559 | 3959 | 8139484450 |  | MERCEDES DELGADO | ANDES SMART ACADEMY LLC | 19215 LIVINGSTON AVE |  | LUTZ | FL | 33559 |  | 8139289652 |  | INVESTOR | 30 | 2000 | 2 | 2021-04-16 | 2020-12-14 | NTNC | 100
6 | HILLSBOROUGH | SWHI |  | 6296217 | COMMUNITY | CHLORINATION; AERATION FOR REMOVAL OF ANY SECONDARY CONTAMINANT, SULFIDE, OR ANY UNREGULATED CONTAMINANT; CORROSION CONTROL INHIBITOR ADDITION; HYPOCHLORINATION; IRON OR MANGANESE SEQUESTRATION; OR ULTRAVIOLET RADIATION. THE LEAD/CHIEF OPERATOR MUST BE CLASS D OR HIGHER. 50,000 GPD UP TO 0.25 MGD-STAFFING BY CLASS D OR HIGHER OPERATOR: 3 VISITS/WEEK ON NONCONSECUTIVE DAYS FOR A TOTAL OF 0.3 HOUR/WEEK. LESS THAN 50,000 GPD-STAFFING BY A CLASS D OR HIGHER OPERATOR: 2 VISITS/WEEK ON NONCONSECUTIVE DAYS FOR A TOTAL OF 0.2 HOUR/WEEK. THERE SHALL BE NO MORE THAN 5 DAYS BETWEEN THE LAST VISIT IN ONE WEEK AND THE FIRST VISIT IN THE NEXT WEEK. | N | Y | BURRELL DUPLEXES | 15902 WEST LAKE BURRELL DRIVE |  | LUTZ | FL | 33549 |  | 8139184947 |  | VINCENT BEKIEMPIS | VBB MEDIA ENTERPRISES LLC | 18039 US 41 |  | LUTZ | FL | 33549 |  | 8139184947 |  | INVESTOR | 30 | 10000 | 18 | 2020-05-21 | 2021-09-10 | DC06 | 100
6 | HILLSBOROUGH | SWHI |  | 6296218 | NONTRANSIENT NONCOMMUNITY | CHLORINATION; AERATION FOR REMOVAL OF ANY SECONDARY CONTAMINANT, SULFIDE, OR ANY UNREGULATED CONTAMINANT; CORROSION CONTROL INHIBITOR ADDITION; HYPOCHLORINATION; IRON OR MANGANESE SEQUESTRATION; OR ULTRAVIOLET RADIATION. THE LEAD/CHIEF OPERATOR MUST BE CLASS D OR HIGHER. 50,000 GPD UP TO 0.25 MGD-STAFFING BY CLASS D OR HIGHER OPERATOR: 3 VISITS/WEEK ON NONCONSECUTIVE DAYS FOR A TOTAL OF 0.3 HOUR/WEEK. LESS THAN 50,000 GPD-STAFFING BY A CLASS D OR HIGHER OPERATOR: 2 VISITS/WEEK ON NONCONSECUTIVE DAYS FOR A TOTAL OF 0.2 HOUR/WEEK. THERE SHALL BE NO MORE THAN 5 DAYS BETWEEN THE LAST VISIT IN ONE WEEK AND THE FIRST VISIT IN THE NEXT WEEK. | N | Y | CROSSROADS AT LITHIA SHOPPING CENTER | 10431 CR 39 SOUTH |  | LITHIA | FL | 33547 |  | 8136500497 |  | CHRIS BEALL | PGM HOLDINGS LP | PO BOX 1088 |  | LITHIA | FL | 33547 |  | 8136500497 |  | INVESTOR | 100 | 20000 | 1 | 2021-08-02 | 2021-06-30 | NTNC | 100
6 | HILLSBOROUGH | SWHI | MAESTRALINDA@MSN.COM | 6296219 | NONCOMMUNITY | CHLORINATION; AERATION FOR REMOVAL OF ANY SECONDARY CONTAMINANT, SULFIDE, OR ANY UNREGULATED CONTAMINANT; CORROSION CONTROL INHIBITOR ADDITION; HYPOCHLORINATION; IRON OR MANGANESE SEQUESTRATION; OR ULTRAVIOLET RADIATION. THE LEAD/CHIEF OPERATOR MUST BE CLASS D OR HIGHER. 50,000 GPD UP TO 0.25 MGD-STAFFING BY CLASS D OR HIGHER OPERATOR: 3 VISITS/WEEK ON NONCONSECUTIVE DAYS FOR A TOTAL OF 0.3 HOUR/WEEK. LESS THAN 50,000 GPD-STAFFING BY A CLASS D OR HIGHER OPERATOR: 2 VISITS/WEEK ON NONCONSECUTIVE DAYS FOR A TOTAL OF 0.2 HOUR/WEEK. THERE SHALL BE NO MORE THAN 5 DAYS BETWEEN THE LAST VISIT IN ONE WEEK AND THE FIRST VISIT IN THE NEXT WEEK. | N | Y | INGLESIA ADVENTISTA DEL 7TH DIA TAMPA N | 15901 WEST LAKE BURRELL DRIVE |  | LUTZ | FL | 33549 |  | 8132153950 |  | DENISE ACOSTA | FLORIDA CONFERENCE ASSOCIATION OF SEVENTH DAY ADVENTISTS | 351 S SR-434 |  | ALTAMONTE SPRINGS | FL | 32714 |  | 4076180207 |  | INVESTOR | 250 | 1680 | 1 | 2021-12-29 | 2021-11-04 | NC01 | 50
6 | HILLSBOROUGH | SWHI |  | 6296220 | OTHER PUBLIC WATER SYSTEM | AERATION FOR REMOVAL OF ANY PRIMARY CONTAMINANT; ALKALINITY/PH ADJUSTMENT; CHLORAMIN ATION; CHLORINE DIOXIDE FOR OXIDATION OR DISINFECTION; FLUORIDATION; ION EXCHANGE FOR REMOVAL OF ANY SECONDARY CONTAMINANT, SULFIDE, OR ANY UNREGULATED CONTAMINANT; OR OZONATION LESS THAN 0.1 MGD. STAFFING BY A CLASS D OR HIGHER OPERATOR: 3 VISITS/WEEK ON NONCONSECUTIVE DAYS FOR A TOTAL OF 0.6 HOUR/WEEK. THE LEAD/CHIEF OPERATOR MUST BE CLASS D OR HIGHER. | N | Y | ENGINEERED STRUCTURAL SYSTEMS | 9508 N. TRASK ST |  | TAMPA | FL | 33624 |  | 8139611337 |  | AMADOR ROJAS | ENGINEERED STRUCTURAL SYSTEMS | 9508 TRASK ST |  | TAMPA | FL | 33624 |  | 8139611337 |  | INVESTOR | 18 | 5000 | 1 | 2008-07-16 | 2007-05-23 | NAF | 0
6 | HILLSBOROUGH | SWHI |  | 6296222 | NONCOMMUNITY | CHLORINATION; AERATION FOR REMOVAL OF ANY SECONDARY CONTAMINANT, SULFIDE, OR ANY UNREGULATED CONTAMINANT; CORROSION CONTROL INHIBITOR ADDITION; HYPOCHLORINATION; IRON OR MANGANESE SEQUESTRATION; OR ULTRAVIOLET RADIATION. THE LEAD/CHIEF OPERATOR MUST BE CLASS D OR HIGHER. 50,000 GPD UP TO 0.25 MGD-STAFFING BY CLASS D OR HIGHER OPERATOR: 3 VISITS/WEEK ON NONCONSECUTIVE DAYS FOR A TOTAL OF 0.3 HOUR/WEEK. LESS THAN 50,000 GPD-STAFFING BY A CLASS D OR HIGHER OPERATOR: 2 VISITS/WEEK ON NONCONSECUTIVE DAYS FOR A TOTAL OF 0.2 HOUR/WEEK. THERE SHALL BE NO MORE THAN 5 DAYS BETWEEN THE LAST VISIT IN ONE WEEK AND THE FIRST VISIT IN THE NEXT WEEK. | N | Y | LAMB OF GOD CHURCH | 5707 31ST AVENUE SOUTH |  | TAMPA | FL | 33619 |  | 8136228800 |  | TOM SNYDER | LAMB OF GOD CHRISTIAN CENTER INC | 9602 SPRINGBROOK DRIVE |  | RIVERVIEW | FL | 33569 |  | 8136228800 |  | INVESTOR | 30 | 1000 | 1 | 2019-02-28 | 2019-02-26 | NC01 | 50
6 | HILLSBOROUGH | SWHI |  | 6296224 | COMMUNITY | CHLORINATION; AERATION FOR REMOVAL OF ANY SECONDARY CONTAMINANT, SULFIDE, OR ANY UNREGULATED CONTAMINANT; CORROSION CONTROL INHIBITOR ADDITION; HYPOCHLORINATION; IRON OR MANGANESE SEQUESTRATION; OR ULTRAVIOLET RADIATION. THE LEAD/CHIEF OPERATOR MUST BE CLASS D OR HIGHER. 50,000 GPD UP TO 0.25 MGD-STAFFING BY CLASS D OR HIGHER OPERATOR: 3 VISITS/WEEK ON NONCONSECUTIVE DAYS FOR A TOTAL OF 0.3 HOUR/WEEK. LESS THAN 50,000 GPD-STAFFING BY A CLASS D OR HIGHER OPERATOR: 2 VISITS/WEEK ON NONCONSECUTIVE DAYS FOR A TOTAL OF 0.2 HOUR/WEEK. THERE SHALL BE NO MORE THAN 5 DAYS BETWEEN THE LAST VISIT IN ONE WEEK AND THE FIRST VISIT IN THE NEXT WEEK. | N | Y | SAN JOSE MISSION | 3204 SAN DIEGO LANE |  | DOVER | FL | 33527 |  | 8137077416 |  | SOCORRO PRISCO | CATHOLIC CHARITIES | 3204 SAN DIEGO LANE |  | DOVER | FL | 33527 |  | 8137077416 |  | OTHER | 375 | 75000 | 120 | 2021-05-20 | 2021-04-15 | DC05 | 500
6 | HILLSBOROUGH | SWHI |  | 6296225 | NONTRANSIENT NONCOMMUNITY | CHLORINATION; AERATION FOR REMOVAL OF ANY SECONDARY CONTAMINANT, SULFIDE, OR ANY UNREGULATED CONTAMINANT; CORROSION CONTROL INHIBITOR ADDITION; HYPOCHLORINATION; IRON OR MANGANESE SEQUESTRATION; OR ULTRAVIOLET RADIATION. THE LEAD/CHIEF OPERATOR MUST BE CLASS D OR HIGHER. 50,000 GPD UP TO 0.25 MGD-STAFFING BY CLASS D OR HIGHER OPERATOR: 3 VISITS/WEEK ON NONCONSECUTIVE DAYS FOR A TOTAL OF 0.3 HOUR/WEEK. LESS THAN 50,000 GPD-STAFFING BY A CLASS D OR HIGHER OPERATOR: 2 VISITS/WEEK ON NONCONSECUTIVE DAYS FOR A TOTAL OF 0.2 HOUR/WEEK. THERE SHALL BE NO MORE THAN 5 DAYS BETWEEN THE LAST VISIT IN ONE WEEK AND THE FIRST VISIT IN THE NEXT WEEK. | N | Y | THE LEARNING STATION, LLC | 10611 CONE GROVE ROAD |  | RIVERVIEW | FL | 33578 |  | 8136715774 |  | HANNAH BAKER | THE LEARNING STATION, LLC | 10611 CONE GROVE RD |  | RIVERVIEW | FL | 33578 |  | 8136715774 |  | INVESTOR | 92 | 5760 | 1 | 2021-02-25 | 2019-02-05 | NTNC | 100
6 | HILLSBOROUGH | SWHI |  | 6296226 | OTHER PUBLIC WATER SYSTEM | CHLORINATION; AERATION FOR REMOVAL OF ANY SECONDARY CONTAMINANT, SULFIDE, OR ANY UNREGULATED CONTAMINANT; CORROSION CONTROL INHIBITOR ADDITION; HYPOCHLORINATION; IRON OR MANGANESE SEQUESTRATION; OR ULTRAVIOLET RADIATION. THE LEAD/CHIEF OPERATOR MUST BE CLASS D OR HIGHER. 50,000 GPD UP TO 0.25 MGD-STAFFING BY CLASS D OR HIGHER OPERATOR: 3 VISITS/WEEK ON NONCONSECUTIVE DAYS FOR A TOTAL OF 0.3 HOUR/WEEK. LESS THAN 50,000 GPD-STAFFING BY A CLASS D OR HIGHER OPERATOR: 2 VISITS/WEEK ON NONCONSECUTIVE DAYS FOR A TOTAL OF 0.2 HOUR/WEEK. THERE SHALL BE NO MORE THAN 5 DAYS BETWEEN THE LAST VISIT IN ONE WEEK AND THE FIRST VISIT IN THE NEXT WEEK. | N | Y | AMPLEX | 3302 N. FRONTAGE RD. |  | PLANT CITY | FL | 33565 |  |  |  |  | TAMI MCKNIGHT | 3302 N FRONTAGE RD. |  | PLANT CITY | FL | 33565 |  | 8137547003 |  | INVESTOR | 24 | 0 | 2 |  |  | NAF | 0
6 | HILLSBOROUGH | SWHI |  | 6296227 | OTHER PUBLIC WATER SYSTEM | CHLORINATION; AERATION FOR REMOVAL OF ANY SECONDARY CONTAMINANT, SULFIDE, OR ANY UNREGULATED CONTAMINANT; CORROSION CONTROL INHIBITOR ADDITION; HYPOCHLORINATION; IRON OR MANGANESE SEQUESTRATION; OR ULTRAVIOLET RADIATION. THE LEAD/CHIEF OPERATOR MUST BE CLASS D OR HIGHER. 50,000 GPD UP TO 0.25 MGD-STAFFING BY CLASS D OR HIGHER OPERATOR: 3 VISITS/WEEK ON NONCONSECUTIVE DAYS FOR A TOTAL OF 0.3 HOUR/WEEK. LESS THAN 50,000 GPD-STAFFING BY A CLASS D OR HIGHER OPERATOR: 2 VISITS/WEEK ON NONCONSECUTIVE DAYS FOR A TOTAL OF 0.2 HOUR/WEEK. THERE SHALL BE NO MORE THAN 5 DAYS BETWEEN THE LAST VISIT IN ONE WEEK AND THE FIRST VISIT IN THE NEXT WEEK. | N | Y | NEW BEGINNING BAPTIST TEMPLE | 15926 CARLTON LAKE RD |  | WIMAUMA | FL | 33574 | [13 empty] | INVESTOR | 20 | 0 | 1 | 2009-07-29 |  | NAF | 0
6 | HILLSBOROUGH | SWHI |  | 6296228 | OTHER PUBLIC WATER SYSTEM | CHLORINATION; AERATION FOR REMOVAL OF ANY SECONDARY CONTAMINANT, SULFIDE, OR ANY UNREGULATED CONTAMINANT; CORROSION CONTROL INHIBITOR ADDITION; HYPOCHLORINATION; IRON OR MANGANESE SEQUESTRATION; OR ULTRAVIOLET RADIATION. THE LEAD/CHIEF OPERATOR MUST BE CLASS D OR HIGHER. 50,000 GPD UP TO 0.25 MGD-STAFFING BY CLASS D OR HIGHER OPERATOR: 3 VISITS/WEEK ON NONCONSECUTIVE DAYS FOR A TOTAL OF 0.3 HOUR/WEEK. LESS THAN 50,000 GPD-STAFFING BY A CLASS D OR HIGHER OPERATOR: 2 VISITS/WEEK ON NONCONSECUTIVE DAYS FOR A TOTAL OF 0.2 HOUR/WEEK. THERE SHALL BE NO MORE THAN 5 DAYS BETWEEN THE LAST VISIT IN ONE WEEK AND THE FIRST VISIT IN THE NEXT WEEK. | N | Y | ALAFIA RIVER SRA GUARD STATION | 14502 S. COUNTY ROAD 39 |  | LITHIA | FL | 33547 | [13 empty] | STATE | 5 | 120 | 1 |  |  | NAF | 0
6 | HILLSBOROUGH | SWHI |  | 6296229 | NONCOMMUNITY | CHLORINATION; AERATION FOR REMOVAL OF ANY SECONDARY CONTAMINANT, SULFIDE, OR ANY UNREGULATED CONTAMINANT; CORROSION CONTROL INHIBITOR ADDITION; HYPOCHLORINATION; IRON OR MANGANESE SEQUESTRATION; OR ULTRAVIOLET RADIATION. THE LEAD/CHIEF OPERATOR MUST BE CLASS D OR HIGHER. 50,000 GPD UP TO 0.25 MGD-STAFFING BY CLASS D OR HIGHER OPERATOR: 3 VISITS/WEEK ON NONCONSECUTIVE DAYS FOR A TOTAL OF 0.3 HOUR/WEEK. LESS THAN 50,000 GPD-STAFFING BY A CLASS D OR HIGHER OPERATOR: 2 VISITS/WEEK ON NONCONSECUTIVE DAYS FOR A TOTAL OF 0.2 HOUR/WEEK. THERE SHALL BE NO MORE THAN 5 DAYS BETWEEN THE LAST VISIT IN ONE WEEK AND THE FIRST VISIT IN THE NEXT WEEK. | N | Y | NIDIA'S GRILLED CHICKEN | 14164 MARTIN LUTHER KING BLVD. |  | DOVER | FL | 33527 |  | 8137541505 |  | FELIPE GUTIERREZ | FELIPE GUTIERREZ | PO BOX 682 |  | DOVER | FL | 33527 |  | 8134718110 |  | UNKNOWN | 50 | 1500 | 1 | 2021-07-21 | 2020-10-21 | NC01 | 50
6 | HILLSBOROUGH | SWHI |  | 6296232 | NONCOMMUNITY | CHLORINATION; AERATION FOR REMOVAL OF ANY SECONDARY CONTAMINANT, SULFIDE, OR ANY UNREGULATED CONTAMINANT; CORROSION CONTROL INHIBITOR ADDITION; HYPOCHLORINATION; IRON OR MANGANESE SEQUESTRATION; OR ULTRAVIOLET RADIATION. THE LEAD/CHIEF OPERATOR MUST BE CLASS D OR HIGHER. 50,000 GPD UP TO 0.25 MGD-STAFFING BY CLASS D OR HIGHER OPERATOR: 3 VISITS/WEEK ON NONCONSECUTIVE DAYS FOR A TOTAL OF 0.3 HOUR/WEEK. LESS THAN 50,000 GPD-STAFFING BY A CLASS D OR HIGHER OPERATOR: 2 VISITS/WEEK ON NONCONSECUTIVE DAYS FOR A TOTAL OF 0.2 HOUR/WEEK. THERE SHALL BE NO MORE THAN 5 DAYS BETWEEN THE LAST VISIT IN ONE WEEK AND THE FIRST VISIT IN THE NEXT WEEK. | N | Y | HCPRD/STEARNS ROAD PARK | 3611 STEARNS PARK ROAD |  | VALRICO | FL | 33594 |  | 8139752160 |  | ROYCE JOHNSON | HILLSBOROUGH CTY PARK & RECREATION - MU2 | PO BOX 1110 |  | TAMPA | FL | 33601 |  | 8133526427 |  | COUNTY | 100 | 3000 | 1 | 2021-04-28 | 2020-05-12 | NC01 | 50
6 | HILLSBOROUGH | SWHI |  | 6296233 | OTHER PUBLIC WATER SYSTEM | CHLORINATION; AERATION FOR REMOVAL OF ANY SECONDARY CONTAMINANT, SULFIDE, OR ANY UNREGULATED CONTAMINANT; CORROSION CONTROL INHIBITOR ADDITION; HYPOCHLORINATION; IRON OR MANGANESE SEQUESTRATION; OR ULTRAVIOLET RADIATION. THE LEAD/CHIEF OPERATOR MUST BE CLASS D OR HIGHER. 50,000 GPD UP TO 0.25 MGD-STAFFING BY CLASS D OR HIGHER OPERATOR: 3 VISITS/WEEK ON NONCONSECUTIVE DAYS FOR A TOTAL OF 0.3 HOUR/WEEK. LESS THAN 50,000 GPD-STAFFING BY A CLASS D OR HIGHER OPERATOR: 2 VISITS/WEEK ON NONCONSECUTIVE DAYS FOR A TOTAL OF 0.2 HOUR/WEEK. THERE SHALL BE NO MORE THAN 5 DAYS BETWEEN THE LAST VISIT IN ONE WEEK AND THE FIRST VISIT IN THE NEXT WEEK. | N | Y | KEYSTONE BIBLE CHURCH | 12032 TARPON SPRINGS ROAD |  | ODESSA | FL | 33556 |  | 8139203466 |  | ANDREW HANEY | KEYSTONE BIBLE CHURCH | PO BOX 428 |  | ODESSA | FL | 33556 |  | 8139203466 |  | OTHER | 15 | 1999 | 1 | 2014-12-12 | 2014-08-20 | NAF | 0
6 | HILLSBOROUGH | SWHI |  | 6296236 | NONCOMMUNITY | CHLORINATION; AERATION FOR REMOVAL OF ANY SECONDARY CONTAMINANT, SULFIDE, OR ANY UNREGULATED CONTAMINANT; CORROSION CONTROL INHIBITOR ADDITION; HYPOCHLORINATION; IRON OR MANGANESE SEQUESTRATION; OR ULTRAVIOLET RADIATION. THE LEAD/CHIEF OPERATOR MUST BE CLASS D OR HIGHER. 50,000 GPD UP TO 0.25 MGD-STAFFING BY CLASS D OR HIGHER OPERATOR: 3 VISITS/WEEK ON NONCONSECUTIVE DAYS FOR A TOTAL OF 0.3 HOUR/WEEK. LESS THAN 50,000 GPD-STAFFING BY A CLASS D OR HIGHER OPERATOR: 2 VISITS/WEEK ON NONCONSECUTIVE DAYS FOR A TOTAL OF 0.2 HOUR/WEEK. THERE SHALL BE NO MORE THAN 5 DAYS BETWEEN THE LAST VISIT IN ONE WEEK AND THE FIRST VISIT IN THE NEXT WEEK. | N | Y | WATERMELON SWIM LUTZ, LLC | 19509 N. DALE MABRY HWY |  | LUTZ | FL | 33548 |  | 8132297946 |  | KIM GRANT | WMS REALTY LUTZ, LLC | 19509 N. DALE MABRY HWY |  | LUTZ | FL | 33548 |  | 8132459681 |  | INVESTOR | 250 | 3440 | 1 | 2019-12-05 | 2020-02-27 | NC01 | 50
6 | HILLSBOROUGH | SWHI |  | 6296237 | NONCOMMUNITY | CHLORINATION; AERATION FOR REMOVAL OF ANY SECONDARY CONTAMINANT, SULFIDE, OR ANY UNREGULATED CONTAMINANT; CORROSION CONTROL INHIBITOR ADDITION; HYPOCHLORINATION; IRON OR MANGANESE SEQUESTRATION; OR ULTRAVIOLET RADIATION. THE LEAD/CHIEF OPERATOR MUST BE CLASS D OR HIGHER. 50,000 GPD UP TO 0.25 MGD-STAFFING BY CLASS D OR HIGHER OPERATOR: 3 VISITS/WEEK ON NONCONSECUTIVE DAYS FOR A TOTAL OF 0.3 HOUR/WEEK. LESS THAN 50,000 GPD-STAFFING BY A CLASS D OR HIGHER OPERATOR: 2 VISITS/WEEK ON NONCONSECUTIVE DAYS FOR A TOTAL OF 0.2 HOUR/WEEK. THERE SHALL BE NO MORE THAN 5 DAYS BETWEEN THE LAST VISIT IN ONE WEEK AND THE FIRST VISIT IN THE NEXT WEEK. | N | Y | CIRCLE K #7563 | 5108 GLEN HARWELL ROAD |  | PLANT CITY | FL | 33567 |  | 8137522534 |  | CHERYL BARROW | CIRCLE K STORES, INC. | 3802 CORPOREX PARK DR, SUITE 200 |  | TAMPA | FL | 33619 |  | 8139106878 |  | INVESTOR | 100 | 4000 | 1 | 2021-05-13 | 2021-04-15 | NC01 | 50
6 | HILLSBOROUGH | SWHI |  | 6296238 | COMMUNITY | NO TREATMENT--CONSECUTIVE SYSTEMS ONLY | Y | Y | BRANDON POINTE TOWNHOMES | PROVIDENCE LAKES BLVD & LARIMAR ISLE WAY |  | BRANDON | FL | 33511 |  | 8133496552 |  | JEN ROBERTSON | BRANDON POINTE HOA | 6554 KRYCUL AVENUE |  | RIVERVIEW | FL | 33578 |  | 8133496552 |  | INVESTOR | 1001 | 100000 | 400 |  | 2021-04-06 | PC02 | 100
6 | HILLSBOROUGH | SWHI |  | 6296239 | NONTRANSIENT NONCOMMUNITY | CHLORINATION; AERATION FOR REMOVAL OF ANY SECONDARY CONTAMINANT, SULFIDE, OR ANY UNREGULATED CONTAMINANT; CORROSION CONTROL INHIBITOR ADDITION; HYPOCHLORINATION; IRON OR MANGANESE SEQUESTRATION; OR ULTRAVIOLET RADIATION. THE LEAD/CHIEF OPERATOR MUST BE CLASS D OR HIGHER. 50,000 GPD UP TO 0.25 MGD-STAFFING BY CLASS D OR HIGHER OPERATOR: 3 VISITS/WEEK ON NONCONSECUTIVE DAYS FOR A TOTAL OF 0.3 HOUR/WEEK. LESS THAN 50,000 GPD-STAFFING BY A CLASS D OR HIGHER OPERATOR: 2 VISITS/WEEK ON NONCONSECUTIVE DAYS FOR A TOTAL OF 0.2 HOUR/WEEK. THERE SHALL BE NO MORE THAN 5 DAYS BETWEEN THE LAST VISIT IN ONE WEEK AND THE FIRST VISIT IN THE NEXT WEEK. | N | Y | SPEEDLING INC CORPORATE OFFICE | 4447 OLD US HIGHWAY 41 |  | RUSKIN | FL | 33570 |  | 8136453261 |  | RUSS BARNES | SPEEDLING INC | PO BOX 2543 |  | SUN CITY | FL | 33586 |  | 8135235187 |  | INVESTOR | 25 | 35000 | 4 | 2021-10-26 | 2019-04-16 | NTNC | 100
6 | HILLSBOROUGH | SWHI | MMBQTT@YAHOO.COM | 6296240 | NONCOMMUNITY | CHLORINATION; AERATION FOR REMOVAL OF ANY SECONDARY CONTAMINANT, SULFIDE, OR ANY UNREGULATED CONTAMINANT; CORROSION CONTROL INHIBITOR ADDITION; HYPOCHLORINATION; IRON OR MANGANESE SEQUESTRATION; OR ULTRAVIOLET RADIATION. THE LEAD/CHIEF OPERATOR MUST BE CLASS D OR HIGHER. 50,000 GPD UP TO 0.25 MGD-STAFFING BY CLASS D OR HIGHER OPERATOR: 3 VISITS/WEEK ON NONCONSECUTIVE DAYS FOR A TOTAL OF 0.3 HOUR/WEEK. LESS THAN 50,000 GPD-STAFFING BY A CLASS D OR HIGHER OPERATOR: 2 VISITS/WEEK ON NONCONSECUTIVE DAYS FOR A TOTAL OF 0.2 HOUR/WEEK. THERE SHALL BE NO MORE THAN 5 DAYS BETWEEN THE LAST VISIT IN ONE WEEK AND THE FIRST VISIT IN THE NEXT WEEK. | N | Y | AMVET POST 44 | 5521 STATE RD 60 E. |  | PLANT CITY | FL | 33567 |  | 8137566944 |  | MIKE GRAHAM | MIMI NGUYEN | 3613 W TYSON AVE |  | TAMPA | FL | 33611 |  | 8133618932 |  | INVESTOR | 25 | 1500 | 1 | 2021-03-02 | 2019-04-04 | NC01 | 50
6 | HILLSBOROUGH | SWHI |  | 6296243 | COMMUNITY | NO TREATMENT--CONSECUTIVE SYSTEMS ONLY | Y | N | FISHHAWK RIDGE ASSOCIATION INC | 15802 FISHHAWK FALLS DR |  | LITHIA | FL | 33547 |  |  |  | DANIEL SANDERS | C/O TERRA MANAGEMENT SERVICES | 14914 WINDING CREEK CT |  | TAMPA | FL | 33613 |  | 8133742363 |  | INVESTOR | 1001 | 44000000 | 340 | 2021-08-02 | 2020-04-13 | PC02 | 100
6 | HILLSBOROUGH | SWHI |  | 6296244 | NONCOMMUNITY | CHLORINATION; AERATION FOR REMOVAL OF ANY SECONDARY CONTAMINANT, SULFIDE, OR ANY UNREGULATED CONTAMINANT; CORROSION CONTROL INHIBITOR ADDITION; HYPOCHLORINATION; IRON OR MANGANESE SEQUESTRATION; OR ULTRAVIOLET RADIATION. THE LEAD/CHIEF OPERATOR MUST BE CLASS D OR HIGHER. 50,000 GPD UP TO 0.25 MGD-STAFFING BY CLASS D OR HIGHER OPERATOR: 3 VISITS/WEEK ON NONCONSECUTIVE DAYS FOR A TOTAL OF 0.3 HOUR/WEEK. LESS THAN 50,000 GPD-STAFFING BY A CLASS D OR HIGHER OPERATOR: 2 VISITS/WEEK ON NONCONSECUTIVE DAYS FOR A TOTAL OF 0.2 HOUR/WEEK. THERE SHALL BE NO MORE THAN 5 DAYS BETWEEN THE LAST VISIT IN ONE WEEK AND THE FIRST VISIT IN THE NEXT WEEK. | N | Y | HCPRD/WILLIAM OWEN PASS PARK | 1320 SYDNEY DOVER ROAD |  | DOVER | FL | 33527 |  | 8136260342 |  | ROYCE JOHNSON | HILLSBOROUGH CTY PARKS & RECREATION MU2 | PO BOX 1110 |  | TAMPA | FL | 33601 |  | 8133526427 |  | COUNTY | 2000 | 36000 | 5 | 2021-04-28 | 2020-05-13 | NC01 | 50
6 | HILLSBOROUGH | SWHI |  | 6296245 | NONTRANSIENT NONCOMMUNITY | CHLORINATION; AERATION FOR REMOVAL OF ANY SECONDARY CONTAMINANT, SULFIDE, OR ANY UNREGULATED CONTAMINANT; CORROSION CONTROL INHIBITOR ADDITION; HYPOCHLORINATION; IRON OR MANGANESE SEQUESTRATION; OR ULTRAVIOLET RADIATION. THE LEAD/CHIEF OPERATOR MUST BE CLASS D OR HIGHER. 50,000 GPD UP TO 0.25 MGD-STAFFING BY CLASS D OR HIGHER OPERATOR: 3 VISITS/WEEK ON NONCONSECUTIVE DAYS FOR A TOTAL OF 0.3 HOUR/WEEK. LESS THAN 50,000 GPD-STAFFING BY A CLASS D OR HIGHER OPERATOR: 2 VISITS/WEEK ON NONCONSECUTIVE DAYS FOR A TOTAL OF 0.2 HOUR/WEEK. THERE SHALL BE NO MORE THAN 5 DAYS BETWEEN THE LAST VISIT IN ONE WEEK AND THE FIRST VISIT IN THE NEXT WEEK. | N | Y | GULF COAST RESEARCH & EDUCATION CENTER | 14625 COUNTY ROAD 672 |  | WIMAUMA | FL | 33598 |  | 8134196670 |  | FRANK TIPTON | UNIVERSITY OF FLORIDA IFAS | PO BOX 110850 |  | GAINESVILLE | FL | 32611 |  | 3522943819 |  | STATE | 240 | 75000 | 11 | 2021-10-01 | 2021-09-08 | NTNC | 100
6 | HILLSBOROUGH | SWHI | GRANTRODRIGUEZBLANCA@HOTMAIL.COM | 6296246 | NONCOMMUNITY | CHLORINATION; AERATION FOR REMOVAL OF ANY SECONDARY CONTAMINANT, SULFIDE, OR ANY UNREGULATED CONTAMINANT; CORROSION CONTROL INHIBITOR ADDITION; HYPOCHLORINATION; IRON OR MANGANESE SEQUESTRATION; OR ULTRAVIOLET RADIATION. THE LEAD/CHIEF OPERATOR MUST BE CLASS D OR HIGHER. 50,000 GPD UP TO 0.25 MGD-STAFFING BY CLASS D OR HIGHER OPERATOR: 3 VISITS/WEEK ON NONCONSECUTIVE DAYS FOR A TOTAL OF 0.3 HOUR/WEEK. LESS THAN 50,000 GPD-STAFFING BY A CLASS D OR HIGHER OPERATOR: 2 VISITS/WEEK ON NONCONSECUTIVE DAYS FOR A TOTAL OF 0.2 HOUR/WEEK. THERE SHALL BE NO MORE THAN 5 DAYS BETWEEN THE LAST VISIT IN ONE WEEK AND THE FIRST VISIT IN THE NEXT WEEK. | N | Y | IGLESIA DE DIOS CHURCH OF GOD | 5335 US 92 |  | PLANT CITY | FL | 33566 |  | 8136592028 |  | MIGUEL G. QUIRINO | IGLESIA DE DIOS OF DOVER FLORIDA | PO BOX 250 |  | DOVER | FL | 33527 |  | 8136592028 |  | INVESTOR | 384 | 2304 | 1 | 2021-02-16 | 2019-05-09 | NC01 | 50
6 | HILLSBOROUGH | SWHI |  | 6296249 | COMMUNITY | NO TREATMENT--CONSECUTIVE SYSTEMS ONLY | Y | N | ON THE PARK TOWNHOMES | 10006 OLD HAVEN WAY |  | TAMPA | FL | 33624 |  | 8133635094 |  | DOUGLAS LEE | ON THE PARK TOWNHOMES HOA | 18550 NORTH DALE MABRY |  | LUTZ | FL | 33548 |  | 8139685665 | 305 | INVESTOR | 65 | 10125 | 30 | 2020-07-13 | 2021-06-30 | PC01 | 50
6 | HILLSBOROUGH | SWHI |  | 6296250 | COMMUNITY | NO TREATMENT--CONSECUTIVE SYSTEMS ONLY | Y | N | SOUTH SHORE FALLS NORTH MASTER METER #2 | 304 SENECA FALLS |  | APOLLO BEACH | FL | 33572 |  | 8136413616 |  | ROSEMARY MEISTER | SOUTH SHORE FALLS | 5831 CASCADE FALLS LANE |  | APOLLO BEACH | FL | 33572 |  | 8136413616 |  | INVESTOR | 400 | 104640 | 160 | 2021-08-19 | 2021-06-15 | PC01 | 50
6 | HILLSBOROUGH | SWHI |  | 6296251 | COMMUNITY | NO TREATMENT--CONSECUTIVE SYSTEMS ONLY | Y | N | SOUTH SHORE FALLS SOUTH MASTER METER #1 | 250 FALLS BLVD |  | APOLLO BEACH | FL | 33572 |  | 8136413616 |  | ROSEMARY MEISTER | SOUTH SHORE FALLS | 5831 CASCADE FALLS LANE |  | APOLLO BEACH | FL | 33572 |  | 8136413616 |  | INVESTOR | 995 | 122385 | 398 | 2021-08-23 | 2021-06-15 | PC02 | 100
6 | HILLSBOROUGH | SWHI | amy.young@mosaicco.com | 6296253 | NONTRANSIENT NONCOMMUNITY | CHLORINATION; AERATION FOR REMOVAL OF ANY SECONDARY CONTAMINANT, SULFIDE, OR ANY UNREGULATED CONTAMINANT; CORROSION CONTROL INHIBITOR ADDITION; HYPOCHLORINATION; IRON OR MANGANESE SEQUESTRATION; OR ULTRAVIOLET RADIATION. THE LEAD/CHIEF OPERATOR MUST BE CLASS D OR HIGHER. 50,000 GPD UP TO 0.25 MGD-STAFFING BY CLASS D OR HIGHER OPERATOR: 3 VISITS/WEEK ON NONCONSECUTIVE DAYS FOR A TOTAL OF 0.3 HOUR/WEEK. LESS THAN 50,000 GPD-STAFFING BY A CLASS D OR HIGHER OPERATOR: 2 VISITS/WEEK ON NONCONSECUTIVE DAYS FOR A TOTAL OF 0.2 HOUR/WEEK. THERE SHALL BE NO MORE THAN 5 DAYS BETWEEN THE LAST VISIT IN ONE WEEK AND THE FIRST VISIT IN THE NEXT WEEK. | N | Y | MOSAIC FERTILIZER FOUR CORNERS OUTPOST | 21699 SOUTH CR 39 |  | LITHIA | FL | 33547 |  | 8135006300 |  | AMY YOUNG | MOSAIC FERTILIZER, LLC | 13830 CIRCA CROSSING DR. |  | LITHIA | FL | 33547 |  | 8634283939 |  | INVESTOR | 250 | 7000 | 11 | 2021-06-21 | 2021-05-18 | NTNC | 100
6 | HILLSBOROUGH | SWHI |  | 6296261 | NONTRANSIENT NONCOMMUNITY | NO TREATMENT--CONSECUTIVE SYSTEMS ONLY | Y | N | MONROE'S BUSINESS PARK | 13937 MONROE'S BUSINESS PARK |  | TAMPA | FL | 33635 |  | 8139979849 |  | RON LONG | MONROE'S BUSINESS PARK OWNERS ASSOCIATION | 4131 GUNN HWY |  | TAMPA | FL | 33618 |  | 8139364104 |  | INVESTOR | 250 | 128535 | 20 | 2021-05-28 | 2020-01-28 | NTNC | 100
6 | HILLSBOROUGH | SWHI |  | 6296265 | NONCOMMUNITY | CHLORINATION; AERATION FOR REMOVAL OF ANY SECONDARY CONTAMINANT, SULFIDE, OR ANY UNREGULATED CONTAMINANT; CORROSION CONTROL INHIBITOR ADDITION; HYPOCHLORINATION; IRON OR MANGANESE SEQUESTRATION; OR ULTRAVIOLET RADIATION. THE LEAD/CHIEF OPERATOR MUST BE CLASS D OR HIGHER. 50,000 GPD UP TO 0.25 MGD-STAFFING BY CLASS D OR HIGHER OPERATOR: 3 VISITS/WEEK ON NONCONSECUTIVE DAYS FOR A TOTAL OF 0.3 HOUR/WEEK. LESS THAN 50,000 GPD-STAFFING BY A CLASS D OR HIGHER OPERATOR: 2 VISITS/WEEK ON NONCONSECUTIVE DAYS FOR A TOTAL OF 0.2 HOUR/WEEK. THERE SHALL BE NO MORE THAN 5 DAYS BETWEEN THE LAST VISIT IN ONE WEEK AND THE FIRST VISIT IN THE NEXT WEEK. | N | Y | OLD FORT KING TRAIL | 15402 US HIGHWAY 301 NORTH |  | THONOTOSASSA | FL | 33592 |  | 8139876771 |  | EDWARD WATSON | HILLSBOROUGH COUNTY | 332 N FALKENBURG RD |  | TAMPA | FL | 33619 |  | 8136633251 |  | DEP (STATE PARK OR STATE REC AREA) | 100 | 28000 | 2 | 2019-01-09 | 2020-01-14 | NC01 | 50
6 | HILLSBOROUGH | SWHI | contact@lutzchurchofchrist.org | 6296269 | OTHER PUBLIC WATER SYSTEM | CHLORINATION; AERATION FOR REMOVAL OF ANY SECONDARY CONTAMINANT, SULFIDE, OR ANY UNREGULATED CONTAMINANT; CORROSION CONTROL INHIBITOR ADDITION; HYPOCHLORINATION; IRON OR MANGANESE SEQUESTRATION; OR ULTRAVIOLET RADIATION. THE LEAD/CHIEF OPERATOR MUST BE CLASS D OR HIGHER. 50,000 GPD UP TO 0.25 MGD-STAFFING BY CLASS D OR HIGHER OPERATOR: 3 VISITS/WEEK ON NONCONSECUTIVE DAYS FOR A TOTAL OF 0.3 HOUR/WEEK. LESS THAN 50,000 GPD-STAFFING BY A CLASS D OR HIGHER OPERATOR: 2 VISITS/WEEK ON NONCONSECUTIVE DAYS FOR A TOTAL OF 0.2 HOUR/WEEK. THERE SHALL BE NO MORE THAN 5 DAYS BETWEEN THE LAST VISIT IN ONE WEEK AND THE FIRST VISIT IN THE NEXT WEEK. | N | Y | LUTZ CHURCH OF CHRIST | 311 LUTZ LAKE FERN ROAD |  | LUTZ | FL | 33548 |  | 8139497526 |  | MARVIN CUMMINGS | LUTZ CHURCH OF CHRIST | PO BOX 246 |  | LUTZ | FL | 33548 |  | 8139497526 |  | INVESTOR | 50 | 3000 | 1 | 2011-03-03 | 2011-03-03 | NAF | 0
6 | HILLSBOROUGH | SWHI |  | 6296272 | NONTRANSIENT NONCOMMUNITY | CHLORINATION; AERATION FOR REMOVAL OF ANY SECONDARY CONTAMINANT, SULFIDE, OR ANY UNREGULATED CONTAMINANT; CORROSION CONTROL INHIBITOR ADDITION; HYPOCHLORINATION; IRON OR MANGANESE SEQUESTRATION; OR ULTRAVIOLET RADIATION. THE LEAD/CHIEF OPERATOR MUST BE CLASS D OR HIGHER. 50,000 GPD UP TO 0.25 MGD-STAFFING BY CLASS D OR HIGHER OPERATOR: 3 VISITS/WEEK ON NONCONSECUTIVE DAYS FOR A TOTAL OF 0.3 HOUR/WEEK. LESS THAN 50,000 GPD-STAFFING BY A CLASS D OR HIGHER OPERATOR: 2 VISITS/WEEK ON NONCONSECUTIVE DAYS FOR A TOTAL OF 0.2 HOUR/WEEK. THERE SHALL BE NO MORE THAN 5 DAYS BETWEEN THE LAST VISIT IN ONE WEEK AND THE FIRST VISIT IN THE NEXT WEEK. | N | Y | KEYSTONE PREP HIGH SCHOOL | 18105 GUNN HWY |  | ODESSA | FL | 33556 | 7 | 8132644500 |  | PAUL HARVEY | KEYSTONE PREP HIGH SCHOOL INC | 18105 GUNN HWY |  | ODESSA | FL | 33556 |  | 8133550124 | 202 | INVESTOR | 65 | 6400 | 2 | 2019-03-27 | 2019-03-04 | NTNC | 100
6 | HILLSBOROUGH | SWHI | NICK@NICKPULLAROCPA.COM | 6296274 | NONTRANSIENT NONCOMMUNITY | CHLORINATION; AERATION FOR REMOVAL OF ANY SECONDARY CONTAMINANT, SULFIDE, OR ANY UNREGULATED CONTAMINANT; CORROSION CONTROL INHIBITOR ADDITION; HYPOCHLORINATION; IRON OR MANGANESE SEQUESTRATION; OR ULTRAVIOLET RADIATION. THE LEAD/CHIEF OPERATOR MUST BE CLASS D OR HIGHER. 50,000 GPD UP TO 0.25 MGD-STAFFING BY CLASS D OR HIGHER OPERATOR: 3 VISITS/WEEK ON NONCONSECUTIVE DAYS FOR A TOTAL OF 0.3 HOUR/WEEK. LESS THAN 50,000 GPD-STAFFING BY A CLASS D OR HIGHER OPERATOR: 2 VISITS/WEEK ON NONCONSECUTIVE DAYS FOR A TOTAL OF 0.2 HOUR/WEEK. THERE SHALL BE NO MORE THAN 5 DAYS BETWEEN THE LAST VISIT IN ONE WEEK AND THE FIRST VISIT IN THE NEXT WEEK. | N | Y | HERITAGE STATION OFFICE PARK | 17880 N. US HWY 41 |  | LUTZ | FL | 33549 |  | 8139497776 |  | NICK PULLARO | HERITAGE STATION OWNERS ASSOCIATION INC | 17880 N US HWY 41 |  | LUTZ | FL | 33549 |  | 8139497776 |  | INVESTOR | 75 | 2000 | 14 | 2021-10-18 | 2019-06-17 | NTNC | 100
6 | HILLSBOROUGH | SWHI | jackie.kidd@campingworld.com | 6296275 | NONTRANSIENT NONCOMMUNITY | CHLORINATION; AERATION FOR REMOVAL OF ANY SECONDARY CONTAMINANT, SULFIDE, OR ANY UNREGULATED CONTAMINANT; CORROSION CONTROL INHIBITOR ADDITION; HYPOCHLORINATION; IRON OR MANGANESE SEQUESTRATION; OR ULTRAVIOLET RADIATION. THE LEAD/CHIEF OPERATOR MUST BE CLASS D OR HIGHER. 50,000 GPD UP TO 0.25 MGD-STAFFING BY CLASS D OR HIGHER OPERATOR: 3 VISITS/WEEK ON NONCONSECUTIVE DAYS FOR A TOTAL OF 0.3 HOUR/WEEK. LESS THAN 50,000 GPD-STAFFING BY A CLASS D OR HIGHER OPERATOR: 2 VISITS/WEEK ON NONCONSECUTIVE DAYS FOR A TOTAL OF 0.2 HOUR/WEEK. THERE SHALL BE NO MORE THAN 5 DAYS BETWEEN THE LAST VISIT IN ONE WEEK AND THE FIRST VISIT IN THE NEXT WEEK. | N | Y | CAMPING WORLD RV SALES | 4811 MCINTOSH ROAD |  | DOVER | FL | 33527 |  | 8139821600 |  | SHANE SEYS | MITCH SCHWARZWALDER | 4811 MCINTOSH RD |  | DOVER | FL | 33527 |  | 8139821600 |  | INVESTOR | 90 | 9000 | 1 | 2021-03-26 | 2019-07-17 | NTNC | 100
6 | HILLSBOROUGH | SWHI | PASCODENTAL@GMAIL.COM | 6296276 | NONCOMMUNITY | CHLORINATION; AERATION FOR REMOVAL OF ANY SECONDARY CONTAMINANT, SULFIDE, OR ANY UNREGULATED CONTAMINANT; CORROSION CONTROL INHIBITOR ADDITION; HYPOCHLORINATION; IRON OR MANGANESE SEQUESTRATION; OR ULTRAVIOLET RADIATION. THE LEAD/CHIEF OPERATOR MUST BE CLASS D OR HIGHER. 50,000 GPD UP TO 0.25 MGD-STAFFING BY CLASS D OR HIGHER OPERATOR: 3 VISITS/WEEK ON NONCONSECUTIVE DAYS FOR A TOTAL OF 0.3 HOUR/WEEK. LESS THAN 50,000 GPD-STAFFING BY A CLASS D OR HIGHER OPERATOR: 2 VISITS/WEEK ON NONCONSECUTIVE DAYS FOR A TOTAL OF 0.2 HOUR/WEEK. THERE SHALL BE NO MORE THAN 5 DAYS BETWEEN THE LAST VISIT IN ONE WEEK AND THE FIRST VISIT IN THE NEXT WEEK. | N | Y | LUTZ DENTAL | 19105 N. US HWY 41 |  | LUTZ | FL | 33549 |  | 8138382636 |  | DANIEL HWANG | LUTZ DENTAL LLC | 29450 STATE ROAD 54 |  | WESLEY CHAPEL | FL | 33543 |  | 8138382636 |  | INVESTOR | 25 | 3450 | 2 | 2021-10-18 | 2020-06-25 | NC01 | 50
6 | HILLSBOROUGH | SWHI | tysonprater@gmail.com | 6296277 | NONCOMMUNITY | CHLORINATION; AERATION FOR REMOVAL OF ANY SECONDARY CONTAMINANT, SULFIDE, OR ANY UNREGULATED CONTAMINANT; CORROSION CONTROL INHIBITOR ADDITION; HYPOCHLORINATION; IRON OR MANGANESE SEQUESTRATION; OR ULTRAVIOLET RADIATION. THE LEAD/CHIEF OPERATOR MUST BE CLASS D OR HIGHER. 50,000 GPD UP TO 0.25 MGD-STAFFING BY CLASS D OR HIGHER OPERATOR: 3 VISITS/WEEK ON NONCONSECUTIVE DAYS FOR A TOTAL OF 0.3 HOUR/WEEK. LESS THAN 50,000 GPD-STAFFING BY A CLASS D OR HIGHER OPERATOR: 2 VISITS/WEEK ON NONCONSECUTIVE DAYS FOR A TOTAL OF 0.2 HOUR/WEEK. THERE SHALL BE NO MORE THAN 5 DAYS BETWEEN THE LAST VISIT IN ONE WEEK AND THE FIRST VISIT IN THE NEXT WEEK. | N | Y | BETHEL CHIN CHURCH | 18310 US 41 NORTH |  | LUTZ | FL | 33548 |  | 8139487555 |  | HNIN SANG | BETHEL CHIN CHURCH | 18310 US 41 NORTH |  | LUTZ | FL | 33548 |  | 8133818688 |  | OTHER | 100 | 1290 | 1 | 2019-11-07 | 2018-07-05 | NC01 | 50
6 | HILLSBOROUGH | SWHI |  | 6296280 | NONTRANSIENT NONCOMMUNITY | NO TREATMENT--CONSECUTIVE SYSTEMS ONLY | Y | N | PARSON'S PROFESSIONAL PARK | 831 S PARSONS AVE |  | BRANDON | FL | 33511 |  | 8134365900 |  | KARYN SCECH | PARSON'S PROFESSIONAL PARK ASSOCIATION, INC | 3416 EASTMONTE DR |  | VALRICO | FL | 33596 |  | 8134365904 |  | INVESTOR | 100 | 91800 | 4 | 2021-03-19 | 2019-06-26 | NTNC | 100
6 | HILLSBOROUGH | SWHI | DSCHEK@GREENACRE.COM | 6296281 | COMMUNITY | NO TREATMENT--CONSECUTIVE SYSTEMS ONLY | Y | N | VILLAGE CENTRE TOWNHOMES | 7422 GUNN HWY |  | TAMPA | FL | 33625 |  | 8139612203 |  | DENISE SCHEK | VILLAGE CENTRE TOWNHOMES HOA | 4131 GUNN HWY |  | TAMPA | FL | 33618 |  | 8132635771 |  | INVESTOR | 180 | 23544 | 72 | 2022-01-07 | 2021-06-30 | PC01 | 50
6 | HILLSBOROUGH | SWHI | RALPH@LUPTONSCATERING.COM | 6296282 | NONCOMMUNITY | CHLORINATION; AERATION FOR REMOVAL OF ANY SECONDARY CONTAMINANT, SULFIDE, OR ANY UNREGULATED CONTAMINANT; CORROSION CONTROL INHIBITOR ADDITION; HYPOCHLORINATION; IRON OR MANGANESE SEQUESTRATION; OR ULTRAVIOLET RADIATION. THE LEAD/CHIEF OPERATOR MUST BE CLASS D OR HIGHER. 50,000 GPD UP TO 0.25 MGD-STAFFING BY CLASS D OR HIGHER OPERATOR: 3 VISITS/WEEK ON NONCONSECUTIVE DAYS FOR A TOTAL OF 0.3 HOUR/WEEK. LESS THAN 50,000 GPD-STAFFING BY A CLASS D OR HIGHER OPERATOR: 2 VISITS/WEEK ON NONCONSECUTIVE DAYS FOR A TOTAL OF 0.2 HOUR/WEEK. THERE SHALL BE NO MORE THAN 5 DAYS BETWEEN THE LAST VISIT IN ONE WEEK AND THE FIRST VISIT IN THE NEXT WEEK. | N | Y | BOGGY BOTTOM EVENT RANCH | 508 EAST KEYSVILLE ROAD |  | PLANT CITY | FL | 33567 |  | 8139856963 |  | RALPH LUPTON | LUPTONS BOGGY BOTTOM EVENT PARK | PO BOX 16768 |  | TEMPLE TERRACE | FL | 33687 |  | 8139856963 |  | INVESTOR | 250 | 17000 | 3 | 2019-08-22 | 2021-09-24 | NC01 | 50
6 | HILLSBOROUGH | SWHI | GRIMESHARDWARE@GMAIL.COM | 6296283 | NONCOMMUNITY | CHLORINATION; AERATION FOR REMOVAL OF ANY SECONDARY CONTAMINANT, SULFIDE, OR ANY UNREGULATED CONTAMINANT; CORROSION CONTROL INHIBITOR ADDITION; HYPOCHLORINATION; IRON OR MANGANESE SEQUESTRATION; OR ULTRAVIOLET RADIATION. THE LEAD/CHIEF OPERATOR MUST BE CLASS D OR HIGHER. 50,000 GPD UP TO 0.25 MGD-STAFFING BY CLASS D OR HIGHER OPERATOR: 3 VISITS/WEEK ON NONCONSECUTIVE DAYS FOR A TOTAL OF 0.3 HOUR/WEEK. LESS THAN 50,000 GPD-STAFFING BY A CLASS D OR HIGHER OPERATOR: 2 VISITS/WEEK ON NONCONSECUTIVE DAYS FOR A TOTAL OF 0.2 HOUR/WEEK. THERE SHALL BE NO MORE THAN 5 DAYS BETWEEN THE LAST VISIT IN ONE WEEK AND THE FIRST VISIT IN THE NEXT WEEK. | N | Y | GRIMES HARDWARE CENTER | 3161 PAUL BUCHMAN HWY |  | PLANT CITY | FL | 33565 |  | 8137590851 |  | STACY GRIMES-ZEMLO | CHARLES GRIMES | PO BOX 4559 |  | PLANT CITY | FL | 33563 |  | 8137078483 |  | INVESTOR | 100 | 43200 | 1 | 2021-08-31 | 2020-03-26 | NC01 | 50
6 | HILLSBOROUGH | SWHI |  | 6296285 | NONCOMMUNITY | CHLORINATION; AERATION FOR REMOVAL OF ANY SECONDARY CONTAMINANT, SULFIDE, OR ANY UNREGULATED CONTAMINANT; CORROSION CONTROL INHIBITOR ADDITION; HYPOCHLORINATION; IRON OR MANGANESE SEQUESTRATION; OR ULTRAVIOLET RADIATION. THE LEAD/CHIEF OPERATOR MUST BE CLASS D OR HIGHER. 50,000 GPD UP TO 0.25 MGD-STAFFING BY CLASS D OR HIGHER OPERATOR: 3 VISITS/WEEK ON NONCONSECUTIVE DAYS FOR A TOTAL OF 0.3 HOUR/WEEK. LESS THAN 50,000 GPD-STAFFING BY A CLASS D OR HIGHER OPERATOR: 2 VISITS/WEEK ON NONCONSECUTIVE DAYS FOR A TOTAL OF 0.2 HOUR/WEEK. THERE SHALL BE NO MORE THAN 5 DAYS BETWEEN THE LAST VISIT IN ONE WEEK AND THE FIRST VISIT IN THE NEXT WEEK. | N | Y | GOODSON FARMS FRUIT STAND | 12405 CR 672 |  | RIVERVIEW | FL | 33569 |  | 8136251770 |  | MIKE & RICK GOODSON | GOODSON FARM INC | PO BOX 246 |  | BALM | FL | 33503 |  | 8136251770 |  | INVESTOR | 80 | 15840 | 1 | 2021-05-10 | 2019-03-05 | NC01 | 50
6 | HILLSBOROUGH | SWHI | R.YOUNG@BERRYBOSS.COM | 6296287 | NONTRANSIENT NONCOMMUNITY | CHLORINATION; AERATION FOR REMOVAL OF ANY SECONDARY CONTAMINANT, SULFIDE, OR ANY UNREGULATED CONTAMINANT; CORROSION CONTROL INHIBITOR ADDITION; HYPOCHLORINATION; IRON OR MANGANESE SEQUESTRATION; OR ULTRAVIOLET RADIATION. THE LEAD/CHIEF OPERATOR MUST BE CLASS D OR HIGHER. 50,000 GPD UP TO 0.25 MGD-STAFFING BY CLASS D OR HIGHER OPERATOR: 3 VISITS/WEEK ON NONCONSECUTIVE DAYS FOR A TOTAL OF 0.3 HOUR/WEEK. LESS THAN 50,000 GPD-STAFFING BY A CLASS D OR HIGHER OPERATOR: 2 VISITS/WEEK ON NONCONSECUTIVE DAYS FOR A TOTAL OF 0.2 HOUR/WEEK. THERE SHALL BE NO MORE THAN 5 DAYS BETWEEN THE LAST VISIT IN ONE WEEK AND THE FIRST VISIT IN THE NEXT WEEK. | N | Y | SHEFFIELD OAKS MLC | 3823 S. FORBES ROAD |  | DOVER | FL | 33527 |  | 8136590577 |  | WAYNE YOUNG | SYDNEY FARMS INC | PO BOX 217 |  | SYDNEY | FL | 33587 |  | 8136590577 |  | INVESTOR | 137 | 27000 | 17 | 2021-08-19 | 2019-07-18 | NTNC | 100
6 | HILLSBOROUGH | SWHI |  | 6296289 | NONTRANSIENT NONCOMMUNITY | CHLORINATION; AERATION FOR REMOVAL OF ANY SECONDARY CONTAMINANT, SULFIDE, OR ANY UNREGULATED CONTAMINANT; CORROSION CONTROL INHIBITOR ADDITION; HYPOCHLORINATION; IRON OR MANGANESE SEQUESTRATION; OR ULTRAVIOLET RADIATION. THE LEAD/CHIEF OPERATOR MUST BE CLASS D OR HIGHER. 50,000 GPD UP TO 0.25 MGD-STAFFING BY CLASS D OR HIGHER OPERATOR: 3 VISITS/WEEK ON NONCONSECUTIVE DAYS FOR A TOTAL OF 0.3 HOUR/WEEK. LESS THAN 50,000 GPD-STAFFING BY A CLASS D OR HIGHER OPERATOR: 2 VISITS/WEEK ON NONCONSECUTIVE DAYS FOR A TOTAL OF 0.2 HOUR/WEEK. THERE SHALL BE NO MORE THAN 5 DAYS BETWEEN THE LAST VISIT IN ONE WEEK AND THE FIRST VISIT IN THE NEXT WEEK. | N | Y | LOVE AND GLORY LEARNING CENTER | 4911 N 42 ND STREET |  | TAMPA | FL | 33610 |  | 8136646758 |  | MYTRICE AGEE | MYTRICE AGEE | 4911 N 42ND ST. |  | TAMPA | FL | 33610 |  | 8138991733 |  | INVESTOR | 45 | 2830 | 1 | 2021-09-21 | 2019-04-16 | NTNC | 100
6 | HILLSBOROUGH | SWHI | CHRIS@MATHISFARMS.COM; NIKKI@MATHISFARMS.COM | 6296290 | NONTRANSIENT NONCOMMUNITY | CHLORINATION; AERATION FOR REMOVAL OF ANY SECONDARY CONTAMINANT, SULFIDE, OR ANY UNREGULATED CONTAMINANT; CORROSION CONTROL INHIBITOR ADDITION; HYPOCHLORINATION; IRON OR MANGANESE SEQUESTRATION; OR ULTRAVIOLET RADIATION. THE LEAD/CHIEF OPERATOR MUST BE CLASS D OR HIGHER. 50,000 GPD UP TO 0.25 MGD-STAFFING BY CLASS D OR HIGHER OPERATOR: 3 VISITS/WEEK ON NONCONSECUTIVE DAYS FOR A TOTAL OF 0.3 HOUR/WEEK. LESS THAN 50,000 GPD-STAFFING BY A CLASS D OR HIGHER OPERATOR: 2 VISITS/WEEK ON NONCONSECUTIVE DAYS FOR A TOTAL OF 0.2 HOUR/WEEK. THERE SHALL BE NO MORE THAN 5 DAYS BETWEEN THE LAST VISIT IN ONE WEEK AND THE FIRST VISIT IN THE NEXT WEEK. | N | Y | MATHIS MIGRANT LABOR CAMP | 1120 OLD HOPEWELL RD |  | PLANT CITY | FL | 33567 |  | 8137576955 |  | CHRIS FALTER | MATHIS MLC | PO BOX 4468 |  | PLANT CITY | FL | 33563 |  | 8137576955 |  | INVESTOR | 48 | 2500 | 8 | 2021-08-19 | 2019-07-25 | NTNC | 100
6 | HILLSBOROUGH | SWHI | easyhomesrob@gmail.com | 6296291 | COMMUNITY | AERATION FOR REMOVAL OF ANY PRIMARY CONTAMINANT; ALKALINITY/PH ADJUSTMENT; CHLORAMIN ATION; CHLORINE DIOXIDE FOR OXIDATION OR DISINFECTION; FLUORIDATION; ION EXCHANGE FOR REMOVAL OF ANY SECONDARY CONTAMINANT, SULFIDE, OR ANY UNREGULATED CONTAMINANT; OR OZONATION LESS THAN 0.1 MGD. STAFFING BY A CLASS D OR HIGHER OPERATOR: 3 VISITS/WEEK ON NONCONSECUTIVE DAYS FOR A TOTAL OF 0.6 HOUR/WEEK. THE LEAD/CHIEF OPERATOR MUST BE CLASS D OR HIGHER. | N | Y | RUSKIN MOBILE HOME PARK | 425 SE 18TH ST |  | RUSKIN | FL | 33570 |  | 8138982844 |  | ROBERT GRAY | VINH INVESTMENT LLC | 15820 49TH ST N |  | CLEARWATER | FL | 33762 |  | 7276660729 |  | INVESTOR | 49 | 10800 | 18 | 2021-03-11 | 2021-03-11 | DC06 | 100
6 | HILLSBOROUGH | SWHI |  | 6296292 | NONCOMMUNITY | CHLORINATION; AERATION FOR REMOVAL OF ANY SECONDARY CONTAMINANT, SULFIDE, OR ANY UNREGULATED CONTAMINANT; CORROSION CONTROL INHIBITOR ADDITION; HYPOCHLORINATION; IRON OR MANGANESE SEQUESTRATION; OR ULTRAVIOLET RADIATION. THE LEAD/CHIEF OPERATOR MUST BE CLASS D OR HIGHER. 50,000 GPD UP TO 0.25 MGD-STAFFING BY CLASS D OR HIGHER OPERATOR: 3 VISITS/WEEK ON NONCONSECUTIVE DAYS FOR A TOTAL OF 0.3 HOUR/WEEK. LESS THAN 50,000 GPD-STAFFING BY A CLASS D OR HIGHER OPERATOR: 2 VISITS/WEEK ON NONCONSECUTIVE DAYS FOR A TOTAL OF 0.2 HOUR/WEEK. THERE SHALL BE NO MORE THAN 5 DAYS BETWEEN THE LAST VISIT IN ONE WEEK AND THE FIRST VISIT IN THE NEXT WEEK. | N | Y | CONGREGATION OF YAHWEH | 710 CRENSHAW LAKE ROAD |  | LUTZ | FL | 33548 |  | 8138857025 |  | ELIU REYES | CONGREGATION OF YAHWEH INC | 710 CRENSHAW LAKE RD |  | LUTZ | FL | 33548 |  | 8138857025 |  | OTHER | 35 | 2000 | 1 | 2021-10-18 | 2020-09-23 | NC01 | 50
6 | HILLSBOROUGH | SWHI | R.YOUNG@BERRYBOSS.COM | 6296293 | NONTRANSIENT NONCOMMUNITY | CHLORINATION; AERATION FOR REMOVAL OF ANY SECONDARY CONTAMINANT, SULFIDE, OR ANY UNREGULATED CONTAMINANT; CORROSION CONTROL INHIBITOR ADDITION; HYPOCHLORINATION; IRON OR MANGANESE SEQUESTRATION; OR ULTRAVIOLET RADIATION. THE LEAD/CHIEF OPERATOR MUST BE CLASS D OR HIGHER. 50,000 GPD UP TO 0.25 MGD-STAFFING BY CLASS D OR HIGHER OPERATOR: 3 VISITS/WEEK ON NONCONSECUTIVE DAYS FOR A TOTAL OF 0.3 HOUR/WEEK. LESS THAN 50,000 GPD-STAFFING BY A CLASS D OR HIGHER OPERATOR: 2 VISITS/WEEK ON NONCONSECUTIVE DAYS FOR A TOTAL OF 0.2 HOUR/WEEK. THERE SHALL BE NO MORE THAN 5 DAYS BETWEEN THE LAST VISIT IN ONE WEEK AND THE FIRST VISIT IN THE NEXT WEEK. | N | Y | BACHELORS MLC | 6721 DURANT RD |  | DURANT | FL | 33567 |  | 8134789377 |  | ADAM YOUNG | STRAWBERRY RANCH INC | PO BOX 219 |  | SYDNEY | FL | 33587 |  | 8134789377 |  | INVESTOR | 51 | 6000 | 9 | 2021-08-19 | 2019-08-02 | NTNC | 100
6 | HILLSBOROUGH | SWHI |  | 6296294 | NONTRANSIENT NONCOMMUNITY | CHLORINATION; AERATION FOR REMOVAL OF ANY SECONDARY CONTAMINANT, SULFIDE, OR ANY UNREGULATED CONTAMINANT; CORROSION CONTROL INHIBITOR ADDITION; HYPOCHLORINATION; IRON OR MANGANESE SEQUESTRATION; OR ULTRAVIOLET RADIATION. THE LEAD/CHIEF OPERATOR MUST BE CLASS D OR HIGHER. 50,000 GPD UP TO 0.25 MGD-STAFFING BY CLASS D OR HIGHER OPERATOR: 3 VISITS/WEEK ON NONCONSECUTIVE DAYS FOR A TOTAL OF 0.3 HOUR/WEEK. LESS THAN 50,000 GPD-STAFFING BY A CLASS D OR HIGHER OPERATOR: 2 VISITS/WEEK ON NONCONSECUTIVE DAYS FOR A TOTAL OF 0.2 HOUR/WEEK. THERE SHALL BE NO MORE THAN 5 DAYS BETWEEN THE LAST VISIT IN ONE WEEK AND THE FIRST VISIT IN THE NEXT WEEK. | N | Y | THREE STAR CAMP | 14506 WALDEN SHEFFIELD |  | DOVER | FL | 33527 |  | 8136591182 |  | RONNIE YOUNG | THREE STAR FARMS INC | PO BOX 219 |  | SYDNEY | FL | 33587 |  | 8136591182 |  | INVESTOR | 55 | 7400 | 11 | 2021-08-19 | 2019-05-29 | NTNC | 100
6 | HILLSBOROUGH | SWHI |  | 6296296 | OTHER PUBLIC WATER SYSTEM | CHLORINATION; AERATION FOR REMOVAL OF ANY SECONDARY CONTAMINANT, SULFIDE, OR ANY UNREGULATED CONTAMINANT; CORROSION CONTROL INHIBITOR ADDITION; HYPOCHLORINATION; IRON OR MANGANESE SEQUESTRATION; OR ULTRAVIOLET RADIATION. THE LEAD/CHIEF OPERATOR MUST BE CLASS D OR HIGHER. 50,000 GPD UP TO 0.25 MGD-STAFFING BY CLASS D OR HIGHER OPERATOR: 3 VISITS/WEEK ON NONCONSECUTIVE DAYS FOR A TOTAL OF 0.3 HOUR/WEEK. LESS THAN 50,000 GPD-STAFFING BY A CLASS D OR HIGHER OPERATOR: 2 VISITS/WEEK ON NONCONSECUTIVE DAYS FOR A TOTAL OF 0.2 HOUR/WEEK. THERE SHALL BE NO MORE THAN 5 DAYS BETWEEN THE LAST VISIT IN ONE WEEK AND THE FIRST VISIT IN THE NEXT WEEK. | N | Y | ZION CHRISTIAN FELLOWSHIP CHURCH | 1209 W HWY 60 |  | PLANT CITY | FL | 33567 |  | 8137375083 |  | ELDER GEORGE C. BOYD | ZION CHRISTIAN FELLOWSHIP CHURCH | PO BOX 3361 |  | PLANT CITY | FL | 33564 |  | 8137375083 |  | OTHER | 24 | 4300 | 1 | 2013-08-15 | 2011-03-24 | NAF | 0
6 | HILLSBOROUGH | SWHI |  | 6296297 | OTHER PUBLIC WATER SYSTEM | CHLORINATION; AERATION FOR REMOVAL OF ANY SECONDARY CONTAMINANT, SULFIDE, OR ANY UNREGULATED CONTAMINANT; CORROSION CONTROL INHIBITOR ADDITION; HYPOCHLORINATION; IRON OR MANGANESE SEQUESTRATION; OR ULTRAVIOLET RADIATION. THE LEAD/CHIEF OPERATOR MUST BE CLASS D OR HIGHER. 50,000 GPD UP TO 0.25 MGD-STAFFING BY CLASS D OR HIGHER OPERATOR: 3 VISITS/WEEK ON NONCONSECUTIVE DAYS FOR A TOTAL OF 0.3 HOUR/WEEK. LESS THAN 50,000 GPD-STAFFING BY A CLASS D OR HIGHER OPERATOR: 2 VISITS/WEEK ON NONCONSECUTIVE DAYS FOR A TOTAL OF 0.2 HOUR/WEEK. THERE SHALL BE NO MORE THAN 5 DAYS BETWEEN THE LAST VISIT IN ONE WEEK AND THE FIRST VISIT IN THE NEXT WEEK. | N | Y | LAKE TOSCANA | 5309 LAKE TOSCANA DR |  | WIMAUMA | FL | 33598 |  | 8132541600 |  | DIANE G. LEE | RIVERANCH PRESERVE HOA | 406 N HUBERT AVE SUITE 101 |  | TAMPA | FL | 33609 |  | 8132541600 |  | INVESTOR | 24 | 3000 | 1 | 2017-11-17 | 2019-08-19 | NAF | 0
6 | HILLSBOROUGH | SWHI |  | 6296298 | NONCOMMUNITY | CHLORINATION; AERATION FOR REMOVAL OF ANY SECONDARY CONTAMINANT, SULFIDE, OR ANY UNREGULATED CONTAMINANT; CORROSION CONTROL INHIBITOR ADDITION; HYPOCHLORINATION; IRON OR MANGANESE SEQUESTRATION; OR ULTRAVIOLET RADIATION. THE LEAD/CHIEF OPERATOR MUST BE CLASS D OR HIGHER. 50,000 GPD UP TO 0.25 MGD-STAFFING BY CLASS D OR HIGHER OPERATOR: 3 VISITS/WEEK ON NONCONSECUTIVE DAYS FOR A TOTAL OF 0.3 HOUR/WEEK. LESS THAN 50,000 GPD-STAFFING BY A CLASS D OR HIGHER OPERATOR: 2 VISITS/WEEK ON NONCONSECUTIVE DAYS FOR A TOTAL OF 0.2 HOUR/WEEK. THERE SHALL BE NO MORE THAN 5 DAYS BETWEEN THE LAST VISIT IN ONE WEEK AND THE FIRST VISIT IN THE NEXT WEEK. | N | Y | CALVARY CHAPEL | 17538 LIVINGSTON AVE |  | LUTZ | FL | 33559 |  | 8132652759 |  | JOSE CUVAS | CALVARY CHAPEL TAMPA INC | PO BOX 630 |  | LUTZ | FL | 33548 |  | 8132652759 |  | INVESTOR | 100 | 5000 | 1 | 2021-12-14 | 2021-11-04 | NC01 | 50
6 | HILLSBOROUGH | SWHI |  | 6296299 | NONTRANSIENT NONCOMMUNITY | CHLORINATION; AERATION FOR REMOVAL OF ANY SECONDARY CONTAMINANT, SULFIDE, OR ANY UNREGULATED CONTAMINANT; CORROSION CONTROL INHIBITOR ADDITION; HYPOCHLORINATION; IRON OR MANGANESE SEQUESTRATION; OR ULTRAVIOLET RADIATION. THE LEAD/CHIEF OPERATOR MUST BE CLASS D OR HIGHER. 50,000 GPD UP TO 0.25 MGD-STAFFING BY CLASS D OR HIGHER OPERATOR: 3 VISITS/WEEK ON NONCONSECUTIVE DAYS FOR A TOTAL OF 0.3 HOUR/WEEK. LESS THAN 50,000 GPD-STAFFING BY A CLASS D OR HIGHER OPERATOR: 2 VISITS/WEEK ON NONCONSECUTIVE DAYS FOR A TOTAL OF 0.2 HOUR/WEEK. THERE SHALL BE NO MORE THAN 5 DAYS BETWEEN THE LAST VISIT IN ONE WEEK AND THE FIRST VISIT IN THE NEXT WEEK. | N | Y | LUTZ PREPARATORY SCHOOL | 17951 NORTH US HWY 41 |  | LUTZ | FL | 33549 |  | 8134287100 | 131 | DAVID WHEATON | LUTZ PREPARATORY SCHOOL INC. | 17951 NORTH US HWY 41 |  | LUTZ | FL | 33549 |  | 8134287100 |  | INVESTOR | 852 | 25000 | 4 | 2021-06-11 | 2019-06-17 | NTNC | 100
6 | HILLSBOROUGH | SWHI |  | 6296300 | NONTRANSIENT NONCOMMUNITY | CHLORINATION; AERATION FOR REMOVAL OF ANY SECONDARY CONTAMINANT, SULFIDE, OR ANY UNREGULATED CONTAMINANT; CORROSION CONTROL INHIBITOR ADDITION; HYPOCHLORINATION; IRON OR MANGANESE SEQUESTRATION; OR ULTRAVIOLET RADIATION. THE LEAD/CHIEF OPERATOR MUST BE CLASS D OR HIGHER. 50,000 GPD UP TO 0.25 MGD-STAFFING BY CLASS D OR HIGHER OPERATOR: 3 VISITS/WEEK ON NONCONSECUTIVE DAYS FOR A TOTAL OF 0.3 HOUR/WEEK. LESS THAN 50,000 GPD-STAFFING BY A CLASS D OR HIGHER OPERATOR: 2 VISITS/WEEK ON NONCONSECUTIVE DAYS FOR A TOTAL OF 0.2 HOUR/WEEK. THERE SHALL BE NO MORE THAN 5 DAYS BETWEEN THE LAST VISIT IN ONE WEEK AND THE FIRST VISIT IN THE NEXT WEEK. | N | Y | SUNSET POINT II | 18228 US 41 |  | LUTZ | FL | 33549 |  | 8134316800 |  | CLIFTON LIVINGSTON | SUNSET DEVELOPMENT CORPORATION | PO BOX 860 |  | LUTZ | FL | 33548 |  | 8134316800 |  | INVESTOR | 50 | 8900 | 3 | 2021-10-18 | 2019-05-01 | NTNC | 100
6 | HILLSBOROUGH | SWHI |  | 6296301 | NONCOMMUNITY | CHLORINATION; AERATION FOR REMOVAL OF ANY SECONDARY CONTAMINANT, SULFIDE, OR ANY UNREGULATED CONTAMINANT; CORROSION CONTROL INHIBITOR ADDITION; HYPOCHLORINATION; IRON OR MANGANESE SEQUESTRATION; OR ULTRAVIOLET RADIATION. THE LEAD/CHIEF OPERATOR MUST BE CLASS D OR HIGHER. 50,000 GPD UP TO 0.25 MGD-STAFFING BY CLASS D OR HIGHER OPERATOR: 3 VISITS/WEEK ON NONCONSECUTIVE DAYS FOR A TOTAL OF 0.3 HOUR/WEEK. LESS THAN 50,000 GPD-STAFFING BY A CLASS D OR HIGHER OPERATOR: 2 VISITS/WEEK ON NONCONSECUTIVE DAYS FOR A TOTAL OF 0.2 HOUR/WEEK. THERE SHALL BE NO MORE THAN 5 DAYS BETWEEN THE LAST VISIT IN ONE WEEK AND THE FIRST VISIT IN THE NEXT WEEK. | N | Y | STONELAKE RANCH CLUBHOUSE | 10820 EAGLE ROOST COVE |  | THONOTOSASSA | FL | 33592 |  | 8133626766 |  | MARK CHAPMAN | STONELAKE RANCH HOMEOWNERS ASSOCIATION | 10820 EAGLE ROOST COVE |  | THONOTOSASSA | FL | 33592 |  | 8133626766 |  | SUBDIVISION | 267 | 7000 | 1 | 2020-04-01 | 2019-02-07 | NC01 | 50
6 | HILLSBOROUGH | SWHI |  | 6296302 | NONTRANSIENT NONCOMMUNITY | CHLORINATION; AERATION FOR REMOVAL OF ANY SECONDARY CONTAMINANT, SULFIDE, OR ANY UNREGULATED CONTAMINANT; CORROSION CONTROL INHIBITOR ADDITION; HYPOCHLORINATION; IRON OR MANGANESE SEQUESTRATION; OR ULTRAVIOLET RADIATION. THE LEAD/CHIEF OPERATOR MUST BE CLASS D OR HIGHER. 50,000 GPD UP TO 0.25 MGD-STAFFING BY CLASS D OR HIGHER OPERATOR: 3 VISITS/WEEK ON NONCONSECUTIVE DAYS FOR A TOTAL OF 0.3 HOUR/WEEK. LESS THAN 50,000 GPD-STAFFING BY A CLASS D OR HIGHER OPERATOR: 2 VISITS/WEEK ON NONCONSECUTIVE DAYS FOR A TOTAL OF 0.2 HOUR/WEEK. THERE SHALL BE NO MORE THAN 5 DAYS BETWEEN THE LAST VISIT IN ONE WEEK AND THE FIRST VISIT IN THE NEXT WEEK. | N | Y | KIDDIE CAMPUS UNIVERSITY | 111 MYRTLE RIDGE RD |  | LUTZ | FL | 33549 |  | 8139094745 |  | GINA BEAZLEY | GINA BEAZLEY | 111 MYRTLE RIDGE RD |  | LUTZ | FL | 33549 |  | 8139094745 |  | INVESTOR | 230 | 4450 | 1 | 2021-10-18 | 2019-04-04 | NTNC | 100
6 | HILLSBOROUGH | SWHI |  | 6296303 | NONCOMMUNITY | CHLORINATION; AERATION FOR REMOVAL OF ANY SECONDARY CONTAMINANT, SULFIDE, OR ANY UNREGULATED CONTAMINANT; CORROSION CONTROL INHIBITOR ADDITION; HYPOCHLORINATION; IRON OR MANGANESE SEQUESTRATION; OR ULTRAVIOLET RADIATION. THE LEAD/CHIEF OPERATOR MUST BE CLASS D OR HIGHER. 50,000 GPD UP TO 0.25 MGD-STAFFING BY CLASS D OR HIGHER OPERATOR: 3 VISITS/WEEK ON NONCONSECUTIVE DAYS FOR A TOTAL OF 0.3 HOUR/WEEK. LESS THAN 50,000 GPD-STAFFING BY A CLASS D OR HIGHER OPERATOR: 2 VISITS/WEEK ON NONCONSECUTIVE DAYS FOR A TOTAL OF 0.2 HOUR/WEEK. THERE SHALL BE NO MORE THAN 5 DAYS BETWEEN THE LAST VISIT IN ONE WEEK AND THE FIRST VISIT IN THE NEXT WEEK. | N | Y | THE BERRY BARN | 3931 STATE ROAD 60 |  | DOVER | FL | 33527 |  | 8134783257 |  | RICK PEACOCK | RICK PEACOCK | 4310 PIPPIN RD |  | PLANT CITY | FL | 33567 |  | 8134783257 |  | INVESTOR | 40 | 3500 | 1 | 2021-01-27 | 2019-04-17 | NC01 | 50
6 | HILLSBOROUGH | SWHI |  | 6296305 | NONTRANSIENT NONCOMMUNITY | CHLORINATION; AERATION FOR REMOVAL OF ANY SECONDARY CONTAMINANT, SULFIDE, OR ANY UNREGULATED CONTAMINANT; CORROSION CONTROL INHIBITOR ADDITION; HYPOCHLORINATION; IRON OR MANGANESE SEQUESTRATION; OR ULTRAVIOLET RADIATION. THE LEAD/CHIEF OPERATOR MUST BE CLASS D OR HIGHER. 50,000 GPD UP TO 0.25 MGD-STAFFING BY CLASS D OR HIGHER OPERATOR: 3 VISITS/WEEK ON NONCONSECUTIVE DAYS FOR A TOTAL OF 0.3 HOUR/WEEK. LESS THAN 50,000 GPD-STAFFING BY A CLASS D OR HIGHER OPERATOR: 2 VISITS/WEEK ON NONCONSECUTIVE DAYS FOR A TOTAL OF 0.2 HOUR/WEEK. THERE SHALL BE NO MORE THAN 5 DAYS BETWEEN THE LAST VISIT IN ONE WEEK AND THE FIRST VISIT IN THE NEXT WEEK. | N | Y | CHILDRENS ACADEMY FISHHAWK | 10540 BROWNING RD |  | LITHIA | FL | 33547 |  | 8136896819 |  | BALDWIN STERLING | CHILDRENS ACADEMY FISHHAWK | 10540 BROWNING ROAD |  | LITHIA | FL | 33547 |  | 8139665453 |  | INVESTOR | 224 | 13200 | 4 | 2021-03-16 | 2019-11-13 | NTNC | 100
6 | HILLSBOROUGH | SWHI |  | 6296308 | NONTRANSIENT NONCOMMUNITY | CHLORINATION; AERATION FOR REMOVAL OF ANY SECONDARY CONTAMINANT, SULFIDE, OR ANY UNREGULATED CONTAMINANT; CORROSION CONTROL INHIBITOR ADDITION; HYPOCHLORINATION; IRON OR MANGANESE SEQUESTRATION; OR ULTRAVIOLET RADIATION. THE LEAD/CHIEF OPERATOR MUST BE CLASS D OR HIGHER. 50,000 GPD UP TO 0.25 MGD-STAFFING BY CLASS D OR HIGHER OPERATOR: 3 VISITS/WEEK ON NONCONSECUTIVE DAYS FOR A TOTAL OF 0.3 HOUR/WEEK. LESS THAN 50,000 GPD-STAFFING BY A CLASS D OR HIGHER OPERATOR: 2 VISITS/WEEK ON NONCONSECUTIVE DAYS FOR A TOTAL OF 0.2 HOUR/WEEK. THERE SHALL BE NO MORE THAN 5 DAYS BETWEEN THE LAST VISIT IN ONE WEEK AND THE FIRST VISIT IN THE NEXT WEEK. | N | Y | ECOPIA DAY SCHOOL | 23461 COLLIER PARKWAY |  | LUTZ | FL | 33549 |  | 8137893115 |  | NIKI PATEL | EARLY LEARNING LLC | 23461 COLLIER PARKWAY |  | LUTZ | FL | 33549 |  | 8137893115 |  | INVESTOR | 76 | 10500 | 1 | 2019-03-04 | 2019-02-27 | NTNC | 100
6 | HILLSBOROUGH | SWHI | WHITESRIVERSIDE@AOL.COM | 6296309 | NONTRANSIENT NONCOMMUNITY | CHLORINATION; AERATION FOR REMOVAL OF ANY SECONDARY CONTAMINANT, SULFIDE, OR ANY UNREGULATED CONTAMINANT; CORROSION CONTROL INHIBITOR ADDITION; HYPOCHLORINATION; IRON OR MANGANESE SEQUESTRATION; OR ULTRAVIOLET RADIATION. THE LEAD/CHIEF OPERATOR MUST BE CLASS D OR HIGHER. 50,000 GPD UP TO 0.25 MGD-STAFFING BY CLASS D OR HIGHER OPERATOR: 3 VISITS/WEEK ON NONCONSECUTIVE DAYS FOR A TOTAL OF 0.3 HOUR/WEEK. LESS THAN 50,000 GPD-STAFFING BY A CLASS D OR HIGHER OPERATOR: 2 VISITS/WEEK ON NONCONSECUTIVE DAYS FOR A TOTAL OF 0.2 HOUR/WEEK. THERE SHALL BE NO MORE THAN 5 DAYS BETWEEN THE LAST VISIT IN ONE WEEK AND THE FIRST VISIT IN THE NEXT WEEK. | N | Y | WHITE'S RIVERSIDE FARM | 6349 DURANT RD |  | DURANT | FL | 33567 |  | 8136501464 |  | FRANCIS WHITE | FRANCIS WHITE | PO BOX 125 |  | DURANT | FL | 33530 |  | 8136501464 |  | INVESTOR | 65 | 14620 | 13 | 2021-08-19 | 2019-04-24 | NTNC | 100
6 | HILLSBOROUGH | SWHI | vicki@fantasticfirst.org | 6296312 | NONCOMMUNITY | CHLORINATION; AERATION FOR REMOVAL OF ANY SECONDARY CONTAMINANT, SULFIDE, OR ANY UNREGULATED CONTAMINANT; CORROSION CONTROL INHIBITOR ADDITION; HYPOCHLORINATION; IRON OR MANGANESE SEQUESTRATION; OR ULTRAVIOLET RADIATION. THE LEAD/CHIEF OPERATOR MUST BE CLASS D OR HIGHER. 50,000 GPD UP TO 0.25 MGD-STAFFING BY CLASS D OR HIGHER OPERATOR: 3 VISITS/WEEK ON NONCONSECUTIVE DAYS FOR A TOTAL OF 0.3 HOUR/WEEK. LESS THAN 50,000 GPD-STAFFING BY A CLASS D OR HIGHER OPERATOR: 2 VISITS/WEEK ON NONCONSECUTIVE DAYS FOR A TOTAL OF 0.2 HOUR/WEEK. THERE SHALL BE NO MORE THAN 5 DAYS BETWEEN THE LAST VISIT IN ONE WEEK AND THE FIRST VISIT IN THE NEXT WEEK. | N | Y | FIRST UNITED METHODIST CHURCH OF LUTZ | 960 W. LUTZ LAKE FERN ROAD |  | LUTZ | FL | 33548 |  | 8139491751 |  | VICKI APPLE | FIRST UNITED METHODIST CHURCH | 960 W. LUTZ LAKE FERN ROAD |  | LUTZ | FL | 33548 |  | 8139491751 |  | OTHER | 358 | 4000 | 1 | 2016-11-18 | 2019-09-30 | NC01 | 50
6 | HILLSBOROUGH | SWHI |  | 6296314 | NONCOMMUNITY | CHLORINATION; AERATION FOR REMOVAL OF ANY SECONDARY CONTAMINANT, SULFIDE, OR ANY UNREGULATED CONTAMINANT; CORROSION CONTROL INHIBITOR ADDITION; HYPOCHLORINATION; IRON OR MANGANESE SEQUESTRATION; OR ULTRAVIOLET RADIATION. THE LEAD/CHIEF OPERATOR MUST BE CLASS D OR HIGHER. 50,000 GPD UP TO 0.25 MGD-STAFFING BY CLASS D OR HIGHER OPERATOR: 3 VISITS/WEEK ON NONCONSECUTIVE DAYS FOR A TOTAL OF 0.3 HOUR/WEEK. LESS THAN 50,000 GPD-STAFFING BY A CLASS D OR HIGHER OPERATOR: 2 VISITS/WEEK ON NONCONSECUTIVE DAYS FOR A TOTAL OF 0.2 HOUR/WEEK. THERE SHALL BE NO MORE THAN 5 DAYS BETWEEN THE LAST VISIT IN ONE WEEK AND THE FIRST VISIT IN THE NEXT WEEK. | N | Y | NORTH TAMPA CHURCH OF CHRIST | 3611 E COUNTY LINE RD |  | LUTZ | FL | 33559 |  | 8139094646 |  | SANDY WEST | NORTH TAMPA CHURCH OF CHRIST INC | 3611 E COUNTY LINE ROAD |  | LUTZ | FL | 33559 |  | 8139094646 |  | OTHER | 200 | 6000 | 1 | 2019-05-20 | 2020-11-16 | NC01 | 50
6 | HILLSBOROUGH | SWHI |  | 6296315 | NONTRANSIENT NONCOMMUNITY | CHLORINATION; AERATION FOR REMOVAL OF ANY SECONDARY CONTAMINANT, SULFIDE, OR ANY UNREGULATED CONTAMINANT; CORROSION CONTROL INHIBITOR ADDITION; HYPOCHLORINATION; IRON OR MANGANESE SEQUESTRATION; OR ULTRAVIOLET RADIATION. THE LEAD/CHIEF OPERATOR MUST BE CLASS D OR HIGHER. 50,000 GPD UP TO 0.25 MGD-STAFFING BY CLASS D OR HIGHER OPERATOR: 3 VISITS/WEEK ON NONCONSECUTIVE DAYS FOR A TOTAL OF 0.3 HOUR/WEEK. LESS THAN 50,000 GPD-STAFFING BY A CLASS D OR HIGHER OPERATOR: 2 VISITS/WEEK ON NONCONSECUTIVE DAYS FOR A TOTAL OF 0.2 HOUR/WEEK. THERE SHALL BE NO MORE THAN 5 DAYS BETWEEN THE LAST VISIT IN ONE WEEK AND THE FIRST VISIT IN THE NEXT WEEK. | N | Y | WILLIAMSON HIGGINS DAIRY FARM | 15056 HIGGINS AVE |  | DOVER | FL | 33527 |  | 8136590400 |  | ANDY BROWNLEE | FLORIDA PACIFIC FARM LLC | 3932 MOORES LAKE ROAD |  | DOVER | FL | 33527 |  | 8136593913 |  | INVESTOR | 279 | 38400 | 28 | 2021-08-19 | 2019-06-04 | NTNC | 100
6 | HILLSBOROUGH | SWHI |  | 6296317 | COMMUNITY | CHLORINATION; AERATION FOR REMOVAL OF ANY SECONDARY CONTAMINANT, SULFIDE, OR ANY UNREGULATED CONTAMINANT; CORROSION CONTROL INHIBITOR ADDITION; HYPOCHLORINATION; IRON OR MANGANESE SEQUESTRATION; OR ULTRAVIOLET RADIATION. THE LEAD/CHIEF OPERATOR MUST BE CLASS D OR HIGHER. 50,000 GPD UP TO 0.25 MGD-STAFFING BY CLASS D OR HIGHER OPERATOR: 3 VISITS/WEEK ON NONCONSECUTIVE DAYS FOR A TOTAL OF 0.3 HOUR/WEEK. LESS THAN 50,000 GPD-STAFFING BY A CLASS D OR HIGHER OPERATOR: 2 VISITS/WEEK ON NONCONSECUTIVE DAYS FOR A TOTAL OF 0.2 HOUR/WEEK. THERE SHALL BE NO MORE THAN 5 DAYS BETWEEN THE LAST VISIT IN ONE WEEK AND THE FIRST VISIT IN THE NEXT WEEK. | N | Y | SKIPPER MHP | 2009 MOSER PL |  | DOVER | FL | 33527 |  | 8136890770 |  | RYAN BOSTICK | RYAN BOSTICK | 2403 CROSBY ROAD |  | VALRICO | FL | 33594 |  | 8134014212 |  | INVESTOR | 70 | 22750 | 20 | 2020-04-22 | 2021-02-18 | DC06 | 100
6 | HILLSBOROUGH | SWHI |  | 6296318 | OTHER PUBLIC WATER SYSTEM | CHLORINATION; AERATION FOR REMOVAL OF ANY SECONDARY CONTAMINANT, SULFIDE, OR ANY UNREGULATED CONTAMINANT; CORROSION CONTROL INHIBITOR ADDITION; HYPOCHLORINATION; IRON OR MANGANESE SEQUESTRATION; OR ULTRAVIOLET RADIATION. THE LEAD/CHIEF OPERATOR MUST BE CLASS D OR HIGHER. 50,000 GPD UP TO 0.25 MGD-STAFFING BY CLASS D OR HIGHER OPERATOR: 3 VISITS/WEEK ON NONCONSECUTIVE DAYS FOR A TOTAL OF 0.3 HOUR/WEEK. LESS THAN 50,000 GPD-STAFFING BY A CLASS D OR HIGHER OPERATOR: 2 VISITS/WEEK ON NONCONSECUTIVE DAYS FOR A TOTAL OF 0.2 HOUR/WEEK. THERE SHALL BE NO MORE THAN 5 DAYS BETWEEN THE LAST VISIT IN ONE WEEK AND THE FIRST VISIT IN THE NEXT WEEK. | N | N | SAMI'S WAREHOUSE / OFFICE | 8909 US HWY 301 N |  | TAMPA | FL | 33624 |  |  |  |  | SAMI'S PITA BAKERY INC | 4914 EAST BUSCH BLVD |  | TAMPA | FL | 33617 |  | 8138866621 |  | INVESTOR | 20 | 0 | 2 |  |  | NAF | 0
6 | HILLSBOROUGH | SWD |  | 6296319 | COMMUNITY | AERATION FOR REMOVAL OF ANY PRIMARY CONTAMINANT; ALKALINITY/PH ADJUSTMENT; CHLORAMIN ATION; CHLORINE DIOXIDE FOR OXIDATION OR DISINFECTION; FLUORIDATION; ION EXCHANGE FOR REMOVAL OF ANY SECONDARY CONTAMINANT, SULFIDE, OR ANY UNREGULATED CONTAMINANT; OR OZONATION. THE LEAD/CHIEF OPERATOR MUST BE CLASS C OR HIGHER. 5.0 MGD UP TO 10 MGD-STAFFING BY CLASS C OR HIGHER OPERATOR: 6 HOURS/DAY FOR 5 DAYS/WEEK AND ONE VISIT ON EACH WEEKEND DAY. 3.0 MGD UP TO 5.0 MGD-STAFFING BY CLASS C OR HIGHER OPERATOR: 3 HOURS/DAY FOR 5 DAYS/WEEK AND ONE VISIT ON EACH WEEKEND DAY. 1.0 MGD UP TO 3.0 MGD-STAFFING BY CLASS C OR HIGHER OPERATOR: 1 HOUR/DAY FOR 5 DAYS/WEEK AND ONE VISIT ON EACH WEEKEND DAY. 0.1 MGD UP TO 1.0 MGD-STAFFING BY CLASS C OR HIGHER OPERATOR: 5 VISITS/WEEK AND ONE VISIT EACH WEEKEND FOR A TOTAL OF 1.2 HOURS/WEEK. | Y | N | BUD WELL #7 WTP | 1702 MILLER RD. |  | VALRICO | FL | 33594 |  |  |  | EVELYN DOOLEY | RON PARKER | 2575 ENTERPRISE RD. |  | CLEARWATER | FL | 33763 | 1102 | 7277962355 |  | WATER ASSOCIATION | 25 | 3070000 | 1 | 2010-03-30 | 2020-08-06 | DC03 | 2000
6 | HILLSBOROUGH | SWD |  | 6296320 | COMMUNITY | AERATION FOR REMOVAL OF ANY PRIMARY CONTAMINANT; ALKALINITY/PH ADJUSTMENT; CHLORAMIN ATION; CHLORINE DIOXIDE FOR OXIDATION OR DISINFECTION; FLUORIDATION; ION EXCHANGE FOR REMOVAL OF ANY SECONDARY CONTAMINANT, SULFIDE, OR ANY UNREGULATED CONTAMINANT; OR OZONATION. THE LEAD/CHIEF OPERATOR MUST BE CLASS C OR HIGHER. 5.0 MGD UP TO 10 MGD-STAFFING BY CLASS C OR HIGHER OPERATOR: 6 HOURS/DAY FOR 5 DAYS/WEEK AND ONE VISIT ON EACH WEEKEND DAY. 3.0 MGD UP TO 5.0 MGD-STAFFING BY CLASS C OR HIGHER OPERATOR: 3 HOURS/DAY FOR 5 DAYS/WEEK AND ONE VISIT ON EACH WEEKEND DAY. 1.0 MGD UP TO 3.0 MGD-STAFFING BY CLASS C OR HIGHER OPERATOR: 1 HOUR/DAY FOR 5 DAYS/WEEK AND ONE VISIT ON EACH WEEKEND DAY. 0.1 MGD UP TO 1.0 MGD-STAFFING BY CLASS C OR HIGHER OPERATOR: 5 VISITS/WEEK AND ONE VISIT EACH WEEKEND FOR A TOTAL OF 1.2 HOURS/WEEK. | Y | Y | BUD WELL #5 WTP | 251 NORTH OAKWOOD AVENUE |  | BRANDON | FL | 33510 |  |  |  | EVELYN DOOLEY | RON PARKER | 2575 ENTERPRISE RD. |  | CLEARWATER | FL | 33763 | 1102 | 7277962355 |  | WATER ASSOCIATION | 25 | 7810000 | 1 | 2010-03-30 | 2020-08-06 | DC02 | 4000
6 | HILLSBOROUGH | SWHI | JEBKELLY@SUNCOAST-CHC.ORG | 6296321 | NONTRANSIENT NONCOMMUNITY | CHLORINATION; AERATION FOR REMOVAL OF ANY SECONDARY CONTAMINANT, SULFIDE, OR ANY UNREGULATED CONTAMINANT; CORROSION CONTROL INHIBITOR ADDITION; HYPOCHLORINATION; IRON OR MANGANESE SEQUESTRATION; OR ULTRAVIOLET RADIATION. THE LEAD/CHIEF OPERATOR MUST BE CLASS D OR HIGHER. 50,000 GPD UP TO 0.25 MGD-STAFFING BY CLASS D OR HIGHER OPERATOR: 3 VISITS/WEEK ON NONCONSECUTIVE DAYS FOR A TOTAL OF 0.3 HOUR/WEEK. LESS THAN 50,000 GPD-STAFFING BY A CLASS D OR HIGHER OPERATOR: 2 VISITS/WEEK ON NONCONSECUTIVE DAYS FOR A TOTAL OF 0.2 HOUR/WEEK. THERE SHALL BE NO MORE THAN 5 DAYS BETWEEN THE LAST VISIT IN ONE WEEK AND THE FIRST VISIT IN THE NEXT WEEK. | N | Y | TOM LEE COMMUNITY HEALTH CENTER | 14254 HWY 574 |  | DOVER | FL | 33527 |  | 8133497700 |  | DALE BERRY | SUNCOAST COMM HEALTH CENTER LLC | 14254 DR. MARTIN LUTHER KING BLVD |  | DOVER | FL | 33527 |  | 8133497700 |  | INVESTOR | 250 | 13000 | 2 | 2021-02-18 | 2019-04-10 | NTNC | 100
6 | HILLSBOROUGH | SWHI |  | 6296322 | NONCOMMUNITY | CHLORINATION; AERATION FOR REMOVAL OF ANY SECONDARY CONTAMINANT, SULFIDE, OR ANY UNREGULATED CONTAMINANT; CORROSION CONTROL INHIBITOR ADDITION; HYPOCHLORINATION; IRON OR MANGANESE SEQUESTRATION; OR ULTRAVIOLET RADIATION. THE LEAD/CHIEF OPERATOR MUST BE CLASS D OR HIGHER. 50,000 GPD UP TO 0.25 MGD-STAFFING BY CLASS D OR HIGHER OPERATOR: 3 VISITS/WEEK ON NONCONSECUTIVE DAYS FOR A TOTAL OF 0.3 HOUR/WEEK. LESS THAN 50,000 GPD-STAFFING BY A CLASS D OR HIGHER OPERATOR: 2 VISITS/WEEK ON NONCONSECUTIVE DAYS FOR A TOTAL OF 0.2 HOUR/WEEK. THERE SHALL BE NO MORE THAN 5 DAYS BETWEEN THE LAST VISIT IN ONE WEEK AND THE FIRST VISIT IN THE NEXT WEEK. | N | Y | THE CRAB HUT | 5005 DR MARTIN LUTHER KING JR BLVD |  | TAMPA | FL | 33619 |  | 8137164716 |  | PATRICIA DAVIS | PATRICIA DAVIS | 1930 N DOVER ROAD |  | DOVER | FL | 33527 |  | 8137164716 |  | INVESTOR | 25 | 5000 | 2 | 2021-09-21 | 2019-08-21 | NC01 | 50
6 | HILLSBOROUGH | SWHI |  | 6296323 | NONTRANSIENT NONCOMMUNITY | CHLORINATION; AERATION FOR REMOVAL OF ANY SECONDARY CONTAMINANT, SULFIDE, OR ANY UNREGULATED CONTAMINANT; CORROSION CONTROL INHIBITOR ADDITION; HYPOCHLORINATION; IRON OR MANGANESE SEQUESTRATION; OR ULTRAVIOLET RADIATION. THE LEAD/CHIEF OPERATOR MUST BE CLASS D OR HIGHER. 50,000 GPD UP TO 0.25 MGD-STAFFING BY CLASS D OR HIGHER OPERATOR: 3 VISITS/WEEK ON NONCONSECUTIVE DAYS FOR A TOTAL OF 0.3 HOUR/WEEK. LESS THAN 50,000 GPD-STAFFING BY A CLASS D OR HIGHER OPERATOR: 2 VISITS/WEEK ON NONCONSECUTIVE DAYS FOR A TOTAL OF 0.2 HOUR/WEEK. THERE SHALL BE NO MORE THAN 5 DAYS BETWEEN THE LAST VISIT IN ONE WEEK AND THE FIRST VISIT IN THE NEXT WEEK. | N | Y | SANWAY FARMS WALTER HUNTER MLC | 11531 WALTER HUNTER RD |  | LITHIA | FL | 33547 |  | 8137373182 |  | BECKY HARKINS | SAN-WAY FARMS INC | 11425 WALTER HUNTER RD |  | LITHIA | FL | 33547 |  | 8137373182 |  | INVESTOR | 84 | 13125 | 15 | 2021-08-12 | 2019-06-03 | NTNC | 100
6 | HILLSBOROUGH | SWHI | LSPIVEY_1967@VERIZON.NET | 6296324 | NONTRANSIENT NONCOMMUNITY | CHLORINATION; AERATION FOR REMOVAL OF ANY SECONDARY CONTAMINANT, SULFIDE, OR ANY UNREGULATED CONTAMINANT; CORROSION CONTROL INHIBITOR ADDITION; HYPOCHLORINATION; IRON OR MANGANESE SEQUESTRATION; OR ULTRAVIOLET RADIATION. THE LEAD/CHIEF OPERATOR MUST BE CLASS D OR HIGHER. 50,000 GPD UP TO 0.25 MGD-STAFFING BY CLASS D OR HIGHER OPERATOR: 3 VISITS/WEEK ON NONCONSECUTIVE DAYS FOR A TOTAL OF 0.3 HOUR/WEEK. LESS THAN 50,000 GPD-STAFFING BY A CLASS D OR HIGHER OPERATOR: 2 VISITS/WEEK ON NONCONSECUTIVE DAYS FOR A TOTAL OF 0.2 HOUR/WEEK. THERE SHALL BE NO MORE THAN 5 DAYS BETWEEN THE LAST VISIT IN ONE WEEK AND THE FIRST VISIT IN THE NEXT WEEK. | N | Y | SPIVEY FARMS | 6203 S. COUNTY RD 39 |  | PLANT CITY | FL | 33567 |  | 8137547331 |  | DAVID SPIVEY | DENNIS SPIVEY | PO BOX 935 |  | PLANT CITY | FL | 33566 |  | 8137547331 |  | INVESTOR | 50 | 14625 | 8 | 2021-09-01 | 2019-07-25 | NTNC | 100
6 | HILLSBOROUGH | SWHI |  | 6296326 | NONCOMMUNITY | CHLORINATION; AERATION FOR REMOVAL OF ANY SECONDARY CONTAMINANT, SULFIDE, OR ANY UNREGULATED CONTAMINANT; CORROSION CONTROL INHIBITOR ADDITION; HYPOCHLORINATION; IRON OR MANGANESE SEQUESTRATION; OR ULTRAVIOLET RADIATION. THE LEAD/CHIEF OPERATOR MUST BE CLASS D OR HIGHER. 50,000 GPD UP TO 0.25 MGD-STAFFING BY CLASS D OR HIGHER OPERATOR: 3 VISITS/WEEK ON NONCONSECUTIVE DAYS FOR A TOTAL OF 0.3 HOUR/WEEK. LESS THAN 50,000 GPD-STAFFING BY A CLASS D OR HIGHER OPERATOR: 2 VISITS/WEEK ON NONCONSECUTIVE DAYS FOR A TOTAL OF 0.2 HOUR/WEEK. THERE SHALL BE NO MORE THAN 5 DAYS BETWEEN THE LAST VISIT IN ONE WEEK AND THE FIRST VISIT IN THE NEXT WEEK. | N | Y | AUTOZONE AT PLANT CITY #3825 | 5202 W HWY 92 |  | PLANT CITY | FL | 33566 |  | 8137592078 |  | MISAEL VALDEZ | AUTOZONE INC | 123 S FRONT STREET, DEPT. 8350 |  | MEMPHIS | TN | 38103 |  | 9014958827 |  | INVESTOR | 250 | 2000 | 1 | 2021-08-31 | 2020-12-30 | NC01 | 50
6 | HILLSBOROUGH | SWHI | LACYM98@GMAIL.COM | 6296329 | NONCOMMUNITY | CHLORINATION; AERATION FOR REMOVAL OF ANY SECONDARY CONTAMINANT, SULFIDE, OR ANY UNREGULATED CONTAMINANT; CORROSION CONTROL INHIBITOR ADDITION; HYPOCHLORINATION; IRON OR MANGANESE SEQUESTRATION; OR ULTRAVIOLET RADIATION. THE LEAD/CHIEF OPERATOR MUST BE CLASS D OR HIGHER. 50,000 GPD UP TO 0.25 MGD-STAFFING BY CLASS D OR HIGHER OPERATOR: 3 VISITS/WEEK ON NONCONSECUTIVE DAYS FOR A TOTAL OF 0.3 HOUR/WEEK. LESS THAN 50,000 GPD-STAFFING BY A CLASS D OR HIGHER OPERATOR: 2 VISITS/WEEK ON NONCONSECUTIVE DAYS FOR A TOTAL OF 0.2 HOUR/WEEK. THERE SHALL BE NO MORE THAN 5 DAYS BETWEEN THE LAST VISIT IN ONE WEEK AND THE FIRST VISIT IN THE NEXT WEEK. | N | Y | JOHN'S BUTCHER SHOP | 102 FIRST AVE SW |  | LUTZ | FL | 33548 |  | 8139099746 |  | MICHAEL LACY | JOHN'S BUTCHER SHOP INC | 102 FIRST AVE SW |  | LUTZ | FL | 33548 |  | 8133527896 |  | INVESTOR | 35 | 2663 | 2 | 2022-01-14 | 2021-12-02 | NC01 | 50
6 | HILLSBOROUGH | SWHI |  | 6296330 | NONCOMMUNITY | CHLORINATION; AERATION FOR REMOVAL OF ANY SECONDARY CONTAMINANT, SULFIDE, OR ANY UNREGULATED CONTAMINANT; CORROSION CONTROL INHIBITOR ADDITION; HYPOCHLORINATION; IRON OR MANGANESE SEQUESTRATION; OR ULTRAVIOLET RADIATION. THE LEAD/CHIEF OPERATOR MUST BE CLASS D OR HIGHER. 50,000 GPD UP TO 0.25 MGD-STAFFING BY CLASS D OR HIGHER OPERATOR: 3 VISITS/WEEK ON NONCONSECUTIVE DAYS FOR A TOTAL OF 0.3 HOUR/WEEK. LESS THAN 50,000 GPD-STAFFING BY A CLASS D OR HIGHER OPERATOR: 2 VISITS/WEEK ON NONCONSECUTIVE DAYS FOR A TOTAL OF 0.2 HOUR/WEEK. THERE SHALL BE NO MORE THAN 5 DAYS BETWEEN THE LAST VISIT IN ONE WEEK AND THE FIRST VISIT IN THE NEXT WEEK. | N | Y | I-4 SOUTH WEIGHT IN MOTION WTP | 1251 I-4 EAST BOUND | BETWEEN MANGO RD AND MCINTOSH EXITS | SEFFNER | FL | 33584 |  | 8502457932 |  | FDOT/MOTOR CARRIER COMPLIANCE | FDOT/MOTOR CARRIER COMPLIANCE | FDOT MCSAW C/O JOE MALTESE | 605 SUWANNEE STREET (MS52) | TALLAHASSEE | FL | 32399 |  | 8504105462 |  | STATE | 130 | 2000 | 2 | 2019-08-27 | 2020-04-07 | NC01 | 50
6 | HILLSBOROUGH | SWHI |  | 6296331 | NONCOMMUNITY | CHLORINATION; AERATION FOR REMOVAL OF ANY SECONDARY CONTAMINANT, SULFIDE, OR ANY UNREGULATED CONTAMINANT; CORROSION CONTROL INHIBITOR ADDITION; HYPOCHLORINATION; IRON OR MANGANESE SEQUESTRATION; OR ULTRAVIOLET RADIATION. THE LEAD/CHIEF OPERATOR MUST BE CLASS D OR HIGHER. 50,000 GPD UP TO 0.25 MGD-STAFFING BY CLASS D OR HIGHER OPERATOR: 3 VISITS/WEEK ON NONCONSECUTIVE DAYS FOR A TOTAL OF 0.3 HOUR/WEEK. LESS THAN 50,000 GPD-STAFFING BY A CLASS D OR HIGHER OPERATOR: 2 VISITS/WEEK ON NONCONSECUTIVE DAYS FOR A TOTAL OF 0.2 HOUR/WEEK. THERE SHALL BE NO MORE THAN 5 DAYS BETWEEN THE LAST VISIT IN ONE WEEK AND THE FIRST VISIT IN THE NEXT WEEK. | N | Y | I-4 NORTH WEIGHT IN MOTION STATION | 1250 I-4 WEST BOUND |  | SEFFNER | FL | 33584 |  | 8502457932 |  | DOUG BINNION | FDOT/MOTOR CARRIER COMPLIANCE | FDOT MCSAW C/O JOE MALTESE | 605 SUWANNEE STREET (MS 52) | TALLAHASSEE | FL | 32399 |  | 8504105462 |  | STATE | 120 | 2000 | 1 | 2019-07-17 | 2020-04-07 | NC01 | 50
6 | HILLSBOROUGH | SWHI | Derek.Maples@sdhc.k12.fl.us | 6296333 | NONTRANSIENT NONCOMMUNITY | ACTIVATED CARBON PROCESSES; DIATOMACEOUS EARTH FILTRATION; ION EXCHANGE FOR REMOVAL OF ANY PRIMARY CONTAMINANT; ION AND MANGANESE REMOVAL (OXIDATION, DETENTION, AND FILTRATION); OR SLOW SAND FILTRATION. LEAD/CHIEF OPERATOR MUST BE CLASS C OR HIGHER. 1.0 MGD UP TO 2.0 MGD-STAFFING BY CLASS C OR HIGHER OPERATOR: 6 HOURS/DAY FOR 5 DAYS/WEEK AND ONE VISIT ON EACH WEEKEND DAY. 0.5 MGD UP TO 1.0 MGD-STAFFING BY CLASS C OR HIGHER OPERATOR: 3 HOURS/DAY FOR 5 DAYS/WEEK AND ONE VISIT ON EACH WEEKEND DAY. 0.25 MGD UP TO 0.5 MGD-STAFFING BY CLASS C OR HIGHER OPERATOR: 1 HOUR/DAY FOR 5 DAYS/WEEK AND ONE VISIT ON EACH WEEKEND DAY. LESS THAN 0.25 MGD-STAFFING BY CLASS C OR HIGHER OPERATOR: 5 VISITS/WEEK AND ONE VISIT EACH WEEKEND FOR A TOTAL OF 1.8 HOURS/WEEK. | N | Y | HCS/STRAWBERRY CREST HIGH/BAILEY ELEM | 4690 GALLAGHER RD |  | DOVER | FL | 33527 |  | 8132724570 |  | HILLSBOROUGH COUNTY SITES & UTILITIES | HILLSBOROUGH COUNTY SCHOOL BOARD | 3838 N 50TH ST |  | TAMPA | FL | 33619 |  | 8136351181 |  | COUNTY | 3365 | 194000 | 25 | 2021-12-21 | 2019-05-23 | NTNC | 100
6 | HILLSBOROUGH | SWHI | keith@cincosoccer.com | 6296334 | NONCOMMUNITY | CHLORINATION; AERATION FOR REMOVAL OF ANY SECONDARY CONTAMINANT, SULFIDE, OR ANY UNREGULATED CONTAMINANT; CORROSION CONTROL INHIBITOR ADDITION; HYPOCHLORINATION; IRON OR MANGANESE SEQUESTRATION; OR ULTRAVIOLET RADIATION. THE LEAD/CHIEF OPERATOR MUST BE CLASS D OR HIGHER. 50,000 GPD UP TO 0.25 MGD-STAFFING BY CLASS D OR HIGHER OPERATOR: 3 VISITS/WEEK ON NONCONSECUTIVE DAYS FOR A TOTAL OF 0.3 HOUR/WEEK. LESS THAN 50,000 GPD-STAFFING BY A CLASS D OR HIGHER OPERATOR: 2 VISITS/WEEK ON NONCONSECUTIVE DAYS FOR A TOTAL OF 0.2 HOUR/WEEK. THERE SHALL BE NO MORE THAN 5 DAYS BETWEEN THE LAST VISIT IN ONE WEEK AND THE FIRST VISIT IN THE NEXT WEEK. | N | Y | CINCO SOCCER | 5305 E. HENRY RD |  | TAMPA | FL | 33610 |  | 8136291618 |  | KEITH RADOS | CINCO SOCCER INC. | 3140 BAYSHORE OAKS DR |  | TAMPA | FL | 33611 |  | 8136291618 |  | INVESTOR | 100 | 2300 | 1 | 2021-10-07 | 2021-09-17 | NC01 | 50
6 | HILLSBOROUGH | SWHI |  | 6296338 | NONCOMMUNITY | CHLORINATION; AERATION FOR REMOVAL OF ANY SECONDARY CONTAMINANT, SULFIDE, OR ANY UNREGULATED CONTAMINANT; CORROSION CONTROL INHIBITOR ADDITION; HYPOCHLORINATION; IRON OR MANGANESE SEQUESTRATION; OR ULTRAVIOLET RADIATION. THE LEAD/CHIEF OPERATOR MUST BE CLASS D OR HIGHER. 50,000 GPD UP TO 0.25 MGD-STAFFING BY CLASS D OR HIGHER OPERATOR: 3 VISITS/WEEK ON NONCONSECUTIVE DAYS FOR A TOTAL OF 0.3 HOUR/WEEK. LESS THAN 50,000 GPD-STAFFING BY A CLASS D OR HIGHER OPERATOR: 2 VISITS/WEEK ON NONCONSECUTIVE DAYS FOR A TOTAL OF 0.2 HOUR/WEEK. THERE SHALL BE NO MORE THAN 5 DAYS BETWEEN THE LAST VISIT IN ONE WEEK AND THE FIRST VISIT IN THE NEXT WEEK. | N | Y | DOLLAR GENERAL STORE #11398 | 3265 SYDNEY DOVER RD |  | DOVER | FL | 33527 |  | 8137527929 |  | KRISTIN ELLIOTT | DOLLAR GENERAL CORPORATION | 100 MISSION RIDGE |  | GOODLETTSVILLE | TN | 37072 |  | 6158555365 |  | INVESTOR | 30 | 600 | 1 | 2020-01-22 | 2021-03-12 | NC01 | 50
6 | HILLSBOROUGH | SWHI | JANDREWS@RACETRAC.COM | 6296340 | NONCOMMUNITY | CHLORINATION; AERATION FOR REMOVAL OF ANY SECONDARY CONTAMINANT, SULFIDE, OR ANY UNREGULATED CONTAMINANT; CORROSION CONTROL INHIBITOR ADDITION; HYPOCHLORINATION; IRON OR MANGANESE SEQUESTRATION; OR ULTRAVIOLET RADIATION. THE LEAD/CHIEF OPERATOR MUST BE CLASS D OR HIGHER. 50,000 GPD UP TO 0.25 MGD-STAFFING BY CLASS D OR HIGHER OPERATOR: 3 VISITS/WEEK ON NONCONSECUTIVE DAYS FOR A TOTAL OF 0.3 HOUR/WEEK. LESS THAN 50,000 GPD-STAFFING BY A CLASS D OR HIGHER OPERATOR: 2 VISITS/WEEK ON NONCONSECUTIVE DAYS FOR A TOTAL OF 0.2 HOUR/WEEK. THERE SHALL BE NO MORE THAN 5 DAYS BETWEEN THE LAST VISIT IN ONE WEEK AND THE FIRST VISIT IN THE NEXT WEEK. | N | Y | RACETRAC #698 | 6050 E STATE ROAD 60 |  | PLANT CITY | FL | 33567 |  | 8137373916 |  | MICHAEL TORRES | RACETRAC PETROLEUM INC | 200 GALLERIA PKWY S.E., SUITE 900 |  | ATLANTA | GA | 30339 |  | 7704317600 |  | INVESTOR | 500 | 2700 | 1 | 2021-04-29 | 2019-01-10 | NC01 | 50
6 | HILLSBOROUGH | SWHI |  | 6296342 | OTHER PUBLIC WATER SYSTEM | CHLORINATION; AERATION FOR REMOVAL OF ANY SECONDARY CONTAMINANT, SULFIDE, OR ANY UNREGULATED CONTAMINANT; CORROSION CONTROL INHIBITOR ADDITION; HYPOCHLORINATION; IRON OR MANGANESE SEQUESTRATION; OR ULTRAVIOLET RADIATION. THE LEAD/CHIEF OPERATOR MUST BE CLASS D OR HIGHER. 50,000 GPD UP TO 0.25 MGD-STAFFING BY CLASS D OR HIGHER OPERATOR: 3 VISITS/WEEK ON NONCONSECUTIVE DAYS FOR A TOTAL OF 0.3 HOUR/WEEK. LESS THAN 50,000 GPD-STAFFING BY A CLASS D OR HIGHER OPERATOR: 2 VISITS/WEEK ON NONCONSECUTIVE DAYS FOR A TOTAL OF 0.2 HOUR/WEEK. THERE SHALL BE NO MORE THAN 5 DAYS BETWEEN THE LAST VISIT IN ONE WEEK AND THE FIRST VISIT IN THE NEXT WEEK. | N | Y | SILVER LANE MLC #1 | 4211 SILVER LANE |  | VALRICO | FL | 33594 |  | 8137160345 |  | KENNETH WINTER | KENNETH WINTER | PO BOX 1317 |  | VALRICO | FL | 33595 | 1317 | 8137160345 |  | INVESTOR | 48 | 0 | 12 | 2009-01-06 |  | NAF | 0
6 | HILLSBOROUGH | SWHI |  | 6296343 | NONTRANSIENT NONCOMMUNITY | CHLORINATION; AERATION FOR REMOVAL OF ANY SECONDARY CONTAMINANT, SULFIDE, OR ANY UNREGULATED CONTAMINANT; CORROSION CONTROL INHIBITOR ADDITION; HYPOCHLORINATION; IRON OR MANGANESE SEQUESTRATION; OR ULTRAVIOLET RADIATION. THE LEAD/CHIEF OPERATOR MUST BE CLASS D OR HIGHER. 50,000 GPD UP TO 0.25 MGD-STAFFING BY CLASS D OR HIGHER OPERATOR: 3 VISITS/WEEK ON NONCONSECUTIVE DAYS FOR A TOTAL OF 0.3 HOUR/WEEK. LESS THAN 50,000 GPD-STAFFING BY A CLASS D OR HIGHER OPERATOR: 2 VISITS/WEEK ON NONCONSECUTIVE DAYS FOR A TOTAL OF 0.2 HOUR/WEEK. THERE SHALL BE NO MORE THAN 5 DAYS BETWEEN THE LAST VISIT IN ONE WEEK AND THE FIRST VISIT IN THE NEXT WEEK. | N | Y | R & W FARMS LLC | 4114 SILVER LANE |  | VALRICO | FL | 33594 |  | 8136591095 |  | ANDY BROWNLEE | R & W FARMS LLC | 3932 MOORES LAKE RD |  | DOVER | FL | 33527 |  | 8136593913 |  | INVESTOR | 60 | 13800 | 12 | 2021-08-31 | 2019-09-17 | NTNC | 100
6 | HILLSBOROUGH | SWHI |  | 6296344 | NONCOMMUNITY | CHLORINATION; AERATION FOR REMOVAL OF ANY SECONDARY CONTAMINANT, SULFIDE, OR ANY UNREGULATED CONTAMINANT; CORROSION CONTROL INHIBITOR ADDITION; HYPOCHLORINATION; IRON OR MANGANESE SEQUESTRATION; OR ULTRAVIOLET RADIATION. THE LEAD/CHIEF OPERATOR MUST BE CLASS D OR HIGHER. 50,000 GPD UP TO 0.25 MGD-STAFFING BY CLASS D OR HIGHER OPERATOR: 3 VISITS/WEEK ON NONCONSECUTIVE DAYS FOR A TOTAL OF 0.3 HOUR/WEEK. LESS THAN 50,000 GPD-STAFFING BY A CLASS D OR HIGHER OPERATOR: 2 VISITS/WEEK ON NONCONSECUTIVE DAYS FOR A TOTAL OF 0.2 HOUR/WEEK. THERE SHALL BE NO MORE THAN 5 DAYS BETWEEN THE LAST VISIT IN ONE WEEK AND THE FIRST VISIT IN THE NEXT WEEK. | N | Y | FISHHAWK SPORTING CLAYS | 13505 HOBSON SIMMONS RD |  | LITHIA | FL | 33547 |  | 8136890490 |  | WYLIE HINTON | WYLIE HINTON | 13505 HOBSON SIMMONS ROAD |  | LITHIA | FL | 33547 |  | 8136890490 |  | INVESTOR | 28 | 1999 | 2 | 2021-08-02 | 2020-06-03 | NC01 | 50
6 | HILLSBOROUGH | SWHI | POST26FLAMVETS@GMAIL.COM | 6296345 | NONCOMMUNITY | CHLORINATION; AERATION FOR REMOVAL OF ANY SECONDARY CONTAMINANT, SULFIDE, OR ANY UNREGULATED CONTAMINANT; CORROSION CONTROL INHIBITOR ADDITION; HYPOCHLORINATION; IRON OR MANGANESE SEQUESTRATION; OR ULTRAVIOLET RADIATION. THE LEAD/CHIEF OPERATOR MUST BE CLASS D OR HIGHER. 50,000 GPD UP TO 0.25 MGD-STAFFING BY CLASS D OR HIGHER OPERATOR: 3 VISITS/WEEK ON NONCONSECUTIVE DAYS FOR A TOTAL OF 0.3 HOUR/WEEK. LESS THAN 50,000 GPD-STAFFING BY A CLASS D OR HIGHER OPERATOR: 2 VISITS/WEEK ON NONCONSECUTIVE DAYS FOR A TOTAL OF 0.2 HOUR/WEEK. THERE SHALL BE NO MORE THAN 5 DAYS BETWEEN THE LAST VISIT IN ONE WEEK AND THE FIRST VISIT IN THE NEXT WEEK. | N | Y | AMVET POST 26 | 221 S DOVER RD |  | DOVER | FL | 33527 |  | 8136622626 |  | CYNDI HANCOCK | AMVET POST 26 | PO BOX 126 |  | VALRICO | FL | 33595 |  | 8135975415 |  | INVESTOR | 52 | 1999 | 2 | 2019-07-09 | 2021-04-15 | NC01 | 50
6 | HILLSBOROUGH | SWHI |  | 6296348 | NONTRANSIENT NONCOMMUNITY | CHLORINATION; AERATION FOR REMOVAL OF ANY SECONDARY CONTAMINANT, SULFIDE, OR ANY UNREGULATED CONTAMINANT; CORROSION CONTROL INHIBITOR ADDITION; HYPOCHLORINATION; IRON OR MANGANESE SEQUESTRATION; OR ULTRAVIOLET RADIATION. THE LEAD/CHIEF OPERATOR MUST BE CLASS D OR HIGHER. 50,000 GPD UP TO 0.25 MGD-STAFFING BY CLASS D OR HIGHER OPERATOR: 3 VISITS/WEEK ON NONCONSECUTIVE DAYS FOR A TOTAL OF 0.3 HOUR/WEEK. LESS THAN 50,000 GPD-STAFFING BY A CLASS D OR HIGHER OPERATOR: 2 VISITS/WEEK ON NONCONSECUTIVE DAYS FOR A TOTAL OF 0.2 HOUR/WEEK. THERE SHALL BE NO MORE THAN 5 DAYS BETWEEN THE LAST VISIT IN ONE WEEK AND THE FIRST VISIT IN THE NEXT WEEK. | N | Y | MOSAIC FERTILIZER, LLC CENTRAL SCREENING | 17940 CR 39 S |  | LITHIA | FL | 33547 |  | 8135006300 |  | AMY YOUNG | MOSAIC FERTILIZER LLC | 13830 CIRCA CROSSING DR |  | LITHIA | FL | 33547 |  | 8634283939 |  | INVESTOR | 30 | 2250 | 3 | 2019-12-10 | 2021-05-18 | NTNC | 100
6 | HILLSBOROUGH | SWHI |  | 6296349 | OTHER PUBLIC WATER SYSTEM | CHLORINATION; AERATION FOR REMOVAL OF ANY SECONDARY CONTAMINANT, SULFIDE, OR ANY UNREGULATED CONTAMINANT; CORROSION CONTROL INHIBITOR ADDITION; HYPOCHLORINATION; IRON OR MANGANESE SEQUESTRATION; OR ULTRAVIOLET RADIATION. THE LEAD/CHIEF OPERATOR MUST BE CLASS D OR HIGHER. 50,000 GPD UP TO 0.25 MGD-STAFFING BY CLASS D OR HIGHER OPERATOR: 3 VISITS/WEEK ON NONCONSECUTIVE DAYS FOR A TOTAL OF 0.3 HOUR/WEEK. LESS THAN 50,000 GPD-STAFFING BY A CLASS D OR HIGHER OPERATOR: 2 VISITS/WEEK ON NONCONSECUTIVE DAYS FOR A TOTAL OF 0.2 HOUR/WEEK. THERE SHALL BE NO MORE THAN 5 DAYS BETWEEN THE LAST VISIT IN ONE WEEK AND THE FIRST VISIT IN THE NEXT WEEK. | N | Y | FELICITOUS COFFEHOUSE | 19015 NORTH US HWY 41 |  | LUTZ | FL | 33549 |  | 8139486540 |  |  | CRISTINA LEACOCK | 19015 NORTH US HWY 41 |  | LUTZ | FL | 33549 |  | 8139486540 |  | INVESTOR | 25 | 0 | 1 |  |  | NAF | 0
6 | HILLSBOROUGH | SWHI |  | 6296351 | NONCOMMUNITY | CHLORINATION; AERATION FOR REMOVAL OF ANY SECONDARY CONTAMINANT, SULFIDE, OR ANY UNREGULATED CONTAMINANT; CORROSION CONTROL INHIBITOR ADDITION; HYPOCHLORINATION; IRON OR MANGANESE SEQUESTRATION; OR ULTRAVIOLET RADIATION. THE LEAD/CHIEF OPERATOR MUST BE CLASS D OR HIGHER. 50,000 GPD UP TO 0.25 MGD-STAFFING BY CLASS D OR HIGHER OPERATOR: 3 VISITS/WEEK ON NONCONSECUTIVE DAYS FOR A TOTAL OF 0.3 HOUR/WEEK. LESS THAN 50,000 GPD-STAFFING BY A CLASS D OR HIGHER OPERATOR: 2 VISITS/WEEK ON NONCONSECUTIVE DAYS FOR A TOTAL OF 0.2 HOUR/WEEK. THERE SHALL BE NO MORE THAN 5 DAYS BETWEEN THE LAST VISIT IN ONE WEEK AND THE FIRST VISIT IN THE NEXT WEEK. | N | Y | TAMPA REFORMED BAPTIST CHURCH/FREE GRACE | 19111 LIVINGSTON AVE |  | LUTZ | FL | 33549 |  | 8139098949 |  | GARY CARTER | TAMPA REFORMED BAPTIST CHURCH INC | 16710 AUCOIN RANCH RD |  | LUTZ | FL | 33549 |  | 8139098949 |  | INVESTOR | 40 | 2000 | 1 | 2021-04-16 | 2020-11-16 | NC01 | 50
6 | HILLSBOROUGH | SWHI |  | 6296352 | NONCOMMUNITY | CHLORINATION; AERATION FOR REMOVAL OF ANY SECONDARY CONTAMINANT, SULFIDE, OR ANY UNREGULATED CONTAMINANT; CORROSION CONTROL INHIBITOR ADDITION; HYPOCHLORINATION; IRON OR MANGANESE SEQUESTRATION; OR ULTRAVIOLET RADIATION. THE LEAD/CHIEF OPERATOR MUST BE CLASS D OR HIGHER. 50,000 GPD UP TO 0.25 MGD-STAFFING BY CLASS D OR HIGHER OPERATOR: 3 VISITS/WEEK ON NONCONSECUTIVE DAYS FOR A TOTAL OF 0.3 HOUR/WEEK. LESS THAN 50,000 GPD-STAFFING BY A CLASS D OR HIGHER OPERATOR: 2 VISITS/WEEK ON NONCONSECUTIVE DAYS FOR A TOTAL OF 0.2 HOUR/WEEK. THERE SHALL BE NO MORE THAN 5 DAYS BETWEEN THE LAST VISIT IN ONE WEEK AND THE FIRST VISIT IN THE NEXT WEEK. | N | Y | THOMAS A. DIGERONIMO, MD, PA | 3302 WEST BAKER STREET |  | PLANT CITY | FL | 33563 |  | 8137521336 | 102 | AMY WYATT | THOMAS A. DIGERONIMO, MD, PA | 3302 WEST BAKER STREET |  | PLANT CITY | FL | 33563 |  | 8137521336 |  | INVESTOR | 75 | 1920 | 1 | 2021-02-04 | 2020-04-09 | NC01 | 50
6 | HILLSBOROUGH | SWHI | INFO@DINOSAURWORLD.COM | 6296353 | NONCOMMUNITY | CHLORINATION; AERATION FOR REMOVAL OF ANY SECONDARY CONTAMINANT, SULFIDE, OR ANY UNREGULATED CONTAMINANT; CORROSION CONTROL INHIBITOR ADDITION; HYPOCHLORINATION; IRON OR MANGANESE SEQUESTRATION; OR ULTRAVIOLET RADIATION. THE LEAD/CHIEF OPERATOR MUST BE CLASS D OR HIGHER. 50,000 GPD UP TO 0.25 MGD-STAFFING BY CLASS D OR HIGHER OPERATOR: 3 VISITS/WEEK ON NONCONSECUTIVE DAYS FOR A TOTAL OF 0.3 HOUR/WEEK. LESS THAN 50,000 GPD-STAFFING BY A CLASS D OR HIGHER OPERATOR: 2 VISITS/WEEK ON NONCONSECUTIVE DAYS FOR A TOTAL OF 0.2 HOUR/WEEK. THERE SHALL BE NO MORE THAN 5 DAYS BETWEEN THE LAST VISIT IN ONE WEEK AND THE FIRST VISIT IN THE NEXT WEEK. | N | Y | JURASSIC VALLEY LLC, DINOSAUR WORLD INC | 5145 HARVEY TEW RD |  | PLANT CITY | FL | 33565 |  | 8137179865 |  | JOE SVENSSON | JURASSIC VALLEY LLC | 5145 HARVEY TEW ROAD |  | PLANT CITY | FL | 33565 |  | 8137179865 |  | INVESTOR | 232 | 6800 | 1 | 2019-06-21 | 2021-10-29 | NC01 | 50
6 | HILLSBOROUGH | SWHI |  | 6296354 | NONTRANSIENT NONCOMMUNITY | NO TREATMENT--CONSECUTIVE SYSTEMS ONLY | Y | N | EASTPORT INDUSTRIAL PARK | 1340 N. ORIENT ROAD |  | TAMPA | FL | 33619 |  | 8132072200 |  | LUIS NIEVES | EASTPORT PROPERTY OWNERS ASSOCIATION INC | 8902 N. DALE MABRY HWY., SUITE 200 |  | TAMPA | FL | 33614 |  | 8132072200 |  | INVESTOR | 30 | 99000 | 1 | 2020-08-18 | 2019-05-08 | NTNC | 100
6 | HILLSBOROUGH | SWHI | MISSY@GRIMESPRODUCE.COM | 6296355 | NONTRANSIENT NONCOMMUNITY | CHLORINATION; AERATION FOR REMOVAL OF ANY SECONDARY CONTAMINANT, SULFIDE, OR ANY UNREGULATED CONTAMINANT; CORROSION CONTROL INHIBITOR ADDITION; HYPOCHLORINATION; IRON OR MANGANESE SEQUESTRATION; OR ULTRAVIOLET RADIATION. THE LEAD/CHIEF OPERATOR MUST BE CLASS D OR HIGHER. 50,000 GPD UP TO 0.25 MGD-STAFFING BY CLASS D OR HIGHER OPERATOR: 3 VISITS/WEEK ON NONCONSECUTIVE DAYS FOR A TOTAL OF 0.3 HOUR/WEEK. LESS THAN 50,000 GPD-STAFFING BY A CLASS D OR HIGHER OPERATOR: 2 VISITS/WEEK ON NONCONSECUTIVE DAYS FOR A TOTAL OF 0.2 HOUR/WEEK. THERE SHALL BE NO MORE THAN 5 DAYS BETWEEN THE LAST VISIT IN ONE WEEK AND THE FIRST VISIT IN THE NEXT WEEK. | N | Y | MILEY ROAD FARM WORKER HOUSING | 5102 MILEY ROAD |  | PLANT CITY | FL | 33565 |  | 8137078813 |  | MELISSA GRIMES | CIRCLE G FARMS & RANCH LLC | PO BOX 2367 |  | PLANT CITY | FL | 33564 |  | 8137078813 |  | INVESTOR | 232 | 75000 | 29 | 2021-09-15 | 2019-06-21 | NTNC | 100
6 | HILLSBOROUGH | SWHI |  | 6296356 | NONTRANSIENT NONCOMMUNITY | ACTIVATED CARBON PROCESSES; DIATOMACEOUS EARTH FILTRATION; ION EXCHANGE FOR REMOVAL OF ANY PRIMARY CONTAMINANT; ION AND MANGANESE REMOVAL (OXIDATION, DETENTION, AND FILTRATION); OR SLOW SAND FILTRATION. LEAD/CHIEF OPERATOR MUST BE CLASS C OR HIGHER. 1.0 MGD UP TO 2.0 MGD-STAFFING BY CLASS C OR HIGHER OPERATOR: 6 HOURS/DAY FOR 5 DAYS/WEEK AND ONE VISIT ON EACH WEEKEND DAY. 0.5 MGD UP TO 1.0 MGD-STAFFING BY CLASS C OR HIGHER OPERATOR: 3 HOURS/DAY FOR 5 DAYS/WEEK AND ONE VISIT ON EACH WEEKEND DAY. 0.25 MGD UP TO 0.5 MGD-STAFFING BY CLASS C OR HIGHER OPERATOR: 1 HOUR/DAY FOR 5 DAYS/WEEK AND ONE VISIT ON EACH WEEKEND DAY. LESS THAN 0.25 MGD-STAFFING BY CLASS C OR HIGHER OPERATOR: 5 VISITS/WEEK AND ONE VISIT EACH WEEKEND FOR A TOTAL OF 1.8 HOURS/WEEK. | N | Y | BONITA BAY | 5302 BONITA DRIVE |  | WIMAUMA | FL | 33598 |  | 8133529612 |  | NESTOR VAZQUEZ | ASTIN STRAWBERRY PROPERTY MGMT LLC TRUSTEE | PO BOX 3837 |  | PLANT CITY | FL | 33563 |  | 8136508448 | 4 | INVESTOR | 207 | 86000 | 35 | 2021-09-10 | 2019-06-03 | NTNC | 100
6 | HILLSBOROUGH | SWHI |  | 6296358 | OTHER PUBLIC WATER SYSTEM | CHLORINATION; AERATION FOR REMOVAL OF ANY SECONDARY CONTAMINANT, SULFIDE, OR ANY UNREGULATED CONTAMINANT; CORROSION CONTROL INHIBITOR ADDITION; HYPOCHLORINATION; IRON OR MANGANESE SEQUESTRATION; OR ULTRAVIOLET RADIATION. THE LEAD/CHIEF OPERATOR MUST BE CLASS D OR HIGHER. 50,000 GPD UP TO 0.25 MGD-STAFFING BY CLASS D OR HIGHER OPERATOR: 3 VISITS/WEEK ON NONCONSECUTIVE DAYS FOR A TOTAL OF 0.3 HOUR/WEEK. LESS THAN 50,000 GPD-STAFFING BY A CLASS D OR HIGHER OPERATOR: 2 VISITS/WEEK ON NONCONSECUTIVE DAYS FOR A TOTAL OF 0.2 HOUR/WEEK. THERE SHALL BE NO MORE THAN 5 DAYS BETWEEN THE LAST VISIT IN ONE WEEK AND THE FIRST VISIT IN THE NEXT WEEK. | N | Y | FIRST CHRISTIAN CHURCH OF SUN CITY CTR | 1707 33RD ST SE |  | RUSKIN | FL | 33573 |  | 8133618580 |  | ALAN BAILEY | FIRST CHRISTIAN CHURCH OF SUN CITY CENTER | 1707 33RD ST SE |  | RUSKIN | FL | 33570 |  | 8134194930 |  | INVESTOR | 60 | 5000 | 1 | 2021-06-24 | 2018-08-27 | NAF | 0
6 | HILLSBOROUGH | SWHI |  | 6296359 | NONTRANSIENT NONCOMMUNITY | ACTIVATED CARBON PROCESSES; DIATOMACEOUS EARTH FILTRATION; ION EXCHANGE FOR REMOVAL OF ANY PRIMARY CONTAMINANT; ION AND MANGANESE REMOVAL (OXIDATION, DETENTION, AND FILTRATION); OR SLOW SAND FILTRATION. LEAD/CHIEF OPERATOR MUST BE CLASS C OR HIGHER. 1.0 MGD UP TO 2.0 MGD-STAFFING BY CLASS C OR HIGHER OPERATOR: 6 HOURS/DAY FOR 5 DAYS/WEEK AND ONE VISIT ON EACH WEEKEND DAY. 0.5 MGD UP TO 1.0 MGD-STAFFING BY CLASS C OR HIGHER OPERATOR: 3 HOURS/DAY FOR 5 DAYS/WEEK AND ONE VISIT ON EACH WEEKEND DAY. 0.25 MGD UP TO 0.5 MGD-STAFFING BY CLASS C OR HIGHER OPERATOR: 1 HOUR/DAY FOR 5 DAYS/WEEK AND ONE VISIT ON EACH WEEKEND DAY. LESS THAN 0.25 MGD-STAFFING BY CLASS C OR HIGHER OPERATOR: 5 VISITS/WEEK AND ONE VISIT EACH WEEKEND FOR A TOTAL OF 1.8 HOURS/WEEK. | N | Y | TOMATO THYME | 18632 SOUTH US HIGHWAY 301 |  | WIMAUMA | FL | 33598 |  | 8136727707 |  | EDUARDO CEBALLOS | TOMATO THYME CORP | PO BOX 2284 |  | SARASOTA | FL | 34230 |  | 8136727707 |  | INVESTOR | 70 | 49900 | 1 | 2021-04-23 | 2020-02-28 | NTNC | 100
6 | HILLSBOROUGH | SWHI |  | 6296361 | OTHER PUBLIC WATER SYSTEM | CHLORINATION; AERATION FOR REMOVAL OF ANY SECONDARY CONTAMINANT, SULFIDE, OR ANY UNREGULATED CONTAMINANT; CORROSION CONTROL INHIBITOR ADDITION; HYPOCHLORINATION; IRON OR MANGANESE SEQUESTRATION; OR ULTRAVIOLET RADIATION. THE LEAD/CHIEF OPERATOR MUST BE CLASS D OR HIGHER. 50,000 GPD UP TO 0.25 MGD-STAFFING BY CLASS D OR HIGHER OPERATOR: 3 VISITS/WEEK ON NONCONSECUTIVE DAYS FOR A TOTAL OF 0.3 HOUR/WEEK. LESS THAN 50,000 GPD-STAFFING BY A CLASS D OR HIGHER OPERATOR: 2 VISITS/WEEK ON NONCONSECUTIVE DAYS FOR A TOTAL OF 0.2 HOUR/WEEK. THERE SHALL BE NO MORE THAN 5 DAYS BETWEEN THE LAST VISIT IN ONE WEEK AND THE FIRST VISIT IN THE NEXT WEEK. | N | Y | CHIEF TALLAHASSEE PARK | 6927 ORIENT ROAD |  | TAMPA | FL | 33610 |  | 8136280007 |  | SYID AHMAD | ISLAMIC SOCIETY OF TAMPA BAY AREA | 7326 E SLIGH AVE |  | TAMPA | FL | 33610 |  | 8136280007 |  | INVESTOR | 20 | 2000 | 1 | 2019-04-16 | 2017-05-16 | NAF | 0
6 | HILLSBOROUGH | SWHI |  | 6296362 | NONCOMMUNITY | CHLORINATION; AERATION FOR REMOVAL OF ANY SECONDARY CONTAMINANT, SULFIDE, OR ANY UNREGULATED CONTAMINANT; CORROSION CONTROL INHIBITOR ADDITION; HYPOCHLORINATION; IRON OR MANGANESE SEQUESTRATION; OR ULTRAVIOLET RADIATION. THE LEAD/CHIEF OPERATOR MUST BE CLASS D OR HIGHER. 50,000 GPD UP TO 0.25 MGD-STAFFING BY CLASS D OR HIGHER OPERATOR: 3 VISITS/WEEK ON NONCONSECUTIVE DAYS FOR A TOTAL OF 0.3 HOUR/WEEK. LESS THAN 50,000 GPD-STAFFING BY A CLASS D OR HIGHER OPERATOR: 2 VISITS/WEEK ON NONCONSECUTIVE DAYS FOR A TOTAL OF 0.2 HOUR/WEEK. THERE SHALL BE NO MORE THAN 5 DAYS BETWEEN THE LAST VISIT IN ONE WEEK AND THE FIRST VISIT IN THE NEXT WEEK. | N | Y | IGLESIA CRISTIANA PACTO DE FE | 2931 SOUTH COUNTY LINE RD |  | PLANT CITY | FL | 33566 |  | 8137521889 |  | PASTOR ORLANDO FELIX | IGLESIA CRISTIANA PACTO DE FE | 1305 EAST SPENCER ST |  | PLANT CITY | FL | 33563 |  | 8137521889 |  | INVESTOR | 340 | 2200 | 1 | 2021-12-17 | 2021-10-13 | NC01 | 50
6 | HILLSBOROUGH | SWHI |  | 6296364 | OTHER PUBLIC WATER SYSTEM | CHLORINATION; AERATION FOR REMOVAL OF ANY SECONDARY CONTAMINANT, SULFIDE, OR ANY UNREGULATED CONTAMINANT; CORROSION CONTROL INHIBITOR ADDITION; HYPOCHLORINATION; IRON OR MANGANESE SEQUESTRATION; OR ULTRAVIOLET RADIATION. THE LEAD/CHIEF OPERATOR MUST BE CLASS D OR HIGHER. 50,000 GPD UP TO 0.25 MGD-STAFFING BY CLASS D OR HIGHER OPERATOR: 3 VISITS/WEEK ON NONCONSECUTIVE DAYS FOR A TOTAL OF 0.3 HOUR/WEEK. LESS THAN 50,000 GPD-STAFFING BY A CLASS D OR HIGHER OPERATOR: 2 VISITS/WEEK ON NONCONSECUTIVE DAYS FOR A TOTAL OF 0.2 HOUR/WEEK. THERE SHALL BE NO MORE THAN 5 DAYS BETWEEN THE LAST VISIT IN ONE WEEK AND THE FIRST VISIT IN THE NEXT WEEK. | N | Y | RICHARD HIGGINS MHP | 6102 DUNCAN RD |  | RIVERVIEW | FL | 33578 |  | 8137586633 |  | RICHARD HIGGINS | RICHARD HIGGINS | 3003 SLEEPY HILL RD |  | LAKELAND | FL | 33810 |  | 8137586633 |  | INVESTOR | 22 | 8700 | 12 | 2018-07-06 | 2018-05-29 | NAF | 0
6 | HILLSBOROUGH | SWHI |  | 6296365 | NONTRANSIENT NONCOMMUNITY | CHLORINATION; AERATION FOR REMOVAL OF ANY SECONDARY CONTAMINANT, SULFIDE, OR ANY UNREGULATED CONTAMINANT; CORROSION CONTROL INHIBITOR ADDITION; HYPOCHLORINATION; IRON OR MANGANESE SEQUESTRATION; OR ULTRAVIOLET RADIATION. THE LEAD/CHIEF OPERATOR MUST BE CLASS D OR HIGHER. 50,000 GPD UP TO 0.25 MGD-STAFFING BY CLASS D OR HIGHER OPERATOR: 3 VISITS/WEEK ON NONCONSECUTIVE DAYS FOR A TOTAL OF 0.3 HOUR/WEEK. LESS THAN 50,000 GPD-STAFFING BY A CLASS D OR HIGHER OPERATOR: 2 VISITS/WEEK ON NONCONSECUTIVE DAYS FOR A TOTAL OF 0.2 HOUR/WEEK. THERE SHALL BE NO MORE THAN 5 DAYS BETWEEN THE LAST VISIT IN ONE WEEK AND THE FIRST VISIT IN THE NEXT WEEK. | N | Y | ACADEMY OF MONTESSORI INTERNATIONAL | 15421 MORRIS BRIDGE RD |  | THONOTOSASSA | FL | 33592 | 94 | 8137287893 |  | VASUMATHY ROHAN | VASUMATHY ROHAN | 8353 GOLDEN PRAIRIE DR |  | TAMPA | FL | 33647 |  | 8137287893 |  | INVESTOR | 55 | 9999 | 1 | 2021-06-04 | 2019-01-17 | NTNC | 100
6 | HILLSBOROUGH | SWHI | Henrymd63@aol.com | 6296366 | NONCOMMUNITY | CHLORINATION; AERATION FOR REMOVAL OF ANY SECONDARY CONTAMINANT, SULFIDE, OR ANY UNREGULATED CONTAMINANT; CORROSION CONTROL INHIBITOR ADDITION; HYPOCHLORINATION; IRON OR MANGANESE SEQUESTRATION; OR ULTRAVIOLET RADIATION. THE LEAD/CHIEF OPERATOR MUST BE CLASS D OR HIGHER. 50,000 GPD UP TO 0.25 MGD-STAFFING BY CLASS D OR HIGHER OPERATOR: 3 VISITS/WEEK ON NONCONSECUTIVE DAYS FOR A TOTAL OF 0.3 HOUR/WEEK. LESS THAN 50,000 GPD-STAFFING BY A CLASS D OR HIGHER OPERATOR: 2 VISITS/WEEK ON NONCONSECUTIVE DAYS FOR A TOTAL OF 0.2 HOUR/WEEK. THERE SHALL BE NO MORE THAN 5 DAYS BETWEEN THE LAST VISIT IN ONE WEEK AND THE FIRST VISIT IN THE NEXT WEEK. | N | Y | GLOVER SCHOOL | 5104 HORTON RD |  | PLANT CITY | FL | 33567 |  | 8137371352 |  | HENRY DAVIS | BEALSVILLE INC | 5104 HORTON RD |  | PLANT CITY | FL | 33567 |  | 8137373245 |  | INVESTOR | 147 | 2590 | 2 | 2019-03-28 | 2021-04-26 | NC01 | 50
6 | HILLSBOROUGH | SWHI | hillsboroughcountyfair@verzion.net | 6296368 | NONCOMMUNITY | CHLORINATION; AERATION FOR REMOVAL OF ANY SECONDARY CONTAMINANT, SULFIDE, OR ANY UNREGULATED CONTAMINANT; CORROSION CONTROL INHIBITOR ADDITION; HYPOCHLORINATION; IRON OR MANGANESE SEQUESTRATION; OR ULTRAVIOLET RADIATION. THE LEAD/CHIEF OPERATOR MUST BE CLASS D OR HIGHER. 50,000 GPD UP TO 0.25 MGD-STAFFING BY CLASS D OR HIGHER OPERATOR: 3 VISITS/WEEK ON NONCONSECUTIVE DAYS FOR A TOTAL OF 0.3 HOUR/WEEK. LESS THAN 50,000 GPD-STAFFING BY A CLASS D OR HIGHER OPERATOR: 2 VISITS/WEEK ON NONCONSECUTIVE DAYS FOR A TOTAL OF 0.2 HOUR/WEEK. THERE SHALL BE NO MORE THAN 5 DAYS BETWEEN THE LAST VISIT IN ONE WEEK AND THE FIRST VISIT IN THE NEXT WEEK. | N | Y | HILLSBOROUGH COUNTY FAIRGROUNDS | 215 SYDNEY WASHER RD |  | DOVER | FL | 33527 |  | 8137373247 |  | HILLSBOROUGH COUNTY FAIRGROUNDS | HILLSBOROUGH COUNTY CONSERVATION & ENVIRONMENTAL LANDS MGMNT | 15502 MORRIS BRIDGE RD. |  | THONOTOSASSA | FL | 33592 |  | 8139876240 |  | INVESTOR | 400 | 83000 | 7 | 2021-04-15 | 2019-04-23 | NC01 | 50
6 | HILLSBOROUGH | SWHI |  | 6296371 | NONTRANSIENT NONCOMMUNITY | ACTIVATED CARBON PROCESSES; DIATOMACEOUS EARTH FILTRATION; ION EXCHANGE FOR REMOVAL OF ANY PRIMARY CONTAMINANT; ION AND MANGANESE REMOVAL (OXIDATION, DETENTION, AND FILTRATION); OR SLOW SAND FILTRATION. LEAD/CHIEF OPERATOR MUST BE CLASS C OR HIGHER. 1.0 MGD UP TO 2.0 MGD-STAFFING BY CLASS C OR HIGHER OPERATOR: 6 HOURS/DAY FOR 5 DAYS/WEEK AND ONE VISIT ON EACH WEEKEND DAY. 0.5 MGD UP TO 1.0 MGD-STAFFING BY CLASS C OR HIGHER OPERATOR: 3 HOURS/DAY FOR 5 DAYS/WEEK AND ONE VISIT ON EACH WEEKEND DAY. 0.25 MGD UP TO 0.5 MGD-STAFFING BY CLASS C OR HIGHER OPERATOR: 1 HOUR/DAY FOR 5 DAYS/WEEK AND ONE VISIT ON EACH WEEKEND DAY. LESS THAN 0.25 MGD-STAFFING BY CLASS C OR HIGHER OPERATOR: 5 VISITS/WEEK AND ONE VISIT EACH WEEKEND FOR A TOTAL OF 1.8 HOURS/WEEK. | N | Y | BISHOP MLC | 5431 BISHOP RD |  | WIMAUMA | FL | 33598 |  | 8136508448 | 34 | MARISSA MCQUAIG | ASTIN STRAWBERRY PROPERTY MANAGEMENT LLC | PO BOX 3837 |  | PLANT CITY | FL | 33563 |  | 8136508448 | 7 | INVESTOR | 96 | 17280 | 12 | 2021-08-19 | 2019-06-03 | NTNC | 100
6 | HILLSBOROUGH | SWHI |  | 6296372 | NONTRANSIENT NONCOMMUNITY | CHLORINATION; AERATION FOR REMOVAL OF ANY SECONDARY CONTAMINANT, SULFIDE, OR ANY UNREGULATED CONTAMINANT; CORROSION CONTROL INHIBITOR ADDITION; HYPOCHLORINATION; IRON OR MANGANESE SEQUESTRATION; OR ULTRAVIOLET RADIATION. THE LEAD/CHIEF OPERATOR MUST BE CLASS D OR HIGHER. 50,000 GPD UP TO 0.25 MGD-STAFFING BY CLASS D OR HIGHER OPERATOR: 3 VISITS/WEEK ON NONCONSECUTIVE DAYS FOR A TOTAL OF 0.3 HOUR/WEEK. LESS THAN 50,000 GPD-STAFFING BY A CLASS D OR HIGHER OPERATOR: 2 VISITS/WEEK ON NONCONSECUTIVE DAYS FOR A TOTAL OF 0.2 HOUR/WEEK. THERE SHALL BE NO MORE THAN 5 DAYS BETWEEN THE LAST VISIT IN ONE WEEK AND THE FIRST VISIT IN THE NEXT WEEK. | N | Y | RUTH MORRIS MLC | 5501 RUTH MORRIS RD |  | WIMAUMA | FL | 33598 |  | 8135326128 |  | NESTOR VAZQUEZ | ASTIN STRAWBERRY PROPERTY MGMT LLC TRUSTEE | PO BOX 3837 |  | PLANT CITY | FL | 33563 |  | 8136508448 | 4 | INVESTOR | 72 | 19200 | 12 | 2021-08-19 | 2019-06-03 | NTNC | 100
6 | HILLSBOROUGH | SWHI |  | 6296373 | OTHER PUBLIC WATER SYSTEM | CHLORINATION; AERATION FOR REMOVAL OF ANY SECONDARY CONTAMINANT, SULFIDE, OR ANY UNREGULATED CONTAMINANT; CORROSION CONTROL INHIBITOR ADDITION; HYPOCHLORINATION; IRON OR MANGANESE SEQUESTRATION; OR ULTRAVIOLET RADIATION. THE LEAD/CHIEF OPERATOR MUST BE CLASS D OR HIGHER. 50,000 GPD UP TO 0.25 MGD-STAFFING BY CLASS D OR HIGHER OPERATOR: 3 VISITS/WEEK ON NONCONSECUTIVE DAYS FOR A TOTAL OF 0.3 HOUR/WEEK. LESS THAN 50,000 GPD-STAFFING BY A CLASS D OR HIGHER OPERATOR: 2 VISITS/WEEK ON NONCONSECUTIVE DAYS FOR A TOTAL OF 0.2 HOUR/WEEK. THERE SHALL BE NO MORE THAN 5 DAYS BETWEEN THE LAST VISIT IN ONE WEEK AND THE FIRST VISIT IN THE NEXT WEEK. | N | Y | PREVAIL PEST CONTROL | 5305 GARDEN LANE |  | TAMPA | FL | 33610 |  | 8136217337 |  | ED MANASSE | ED MANASSE | 5305 GARDEN LANE |  | TAMPA | FL | 33610 |  | 2394701174 |  | INVESTOR | 25 | 3300 | 2 | 2015-03-24 | 2014-02-14 | NAF | 0
6 | HILLSBOROUGH | SWHI |  | 6296374 | NONCOMMUNITY | CHLORINATION; AERATION FOR REMOVAL OF ANY SECONDARY CONTAMINANT, SULFIDE, OR ANY UNREGULATED CONTAMINANT; CORROSION CONTROL INHIBITOR ADDITION; HYPOCHLORINATION; IRON OR MANGANESE SEQUESTRATION; OR ULTRAVIOLET RADIATION. THE LEAD/CHIEF OPERATOR MUST BE CLASS D OR HIGHER. 50,000 GPD UP TO 0.25 MGD-STAFFING BY CLASS D OR HIGHER OPERATOR: 3 VISITS/WEEK ON NONCONSECUTIVE DAYS FOR A TOTAL OF 0.3 HOUR/WEEK. LESS THAN 50,000 GPD-STAFFING BY A CLASS D OR HIGHER OPERATOR: 2 VISITS/WEEK ON NONCONSECUTIVE DAYS FOR A TOTAL OF 0.2 HOUR/WEEK. THERE SHALL BE NO MORE THAN 5 DAYS BETWEEN THE LAST VISIT IN ONE WEEK AND THE FIRST VISIT IN THE NEXT WEEK. | N | Y | CORDOBA RANCH AMENITY CENTER | 17802 NEWCASTLE FIELD DR |  | LUTZ | FL | 33559 |  | 8133829905 |  | JESSICA BATTISTONE | CORDOBA PROPERTY OWNERS ASSOCIATION INC | 2100 S. HIAWASSEE ROAD |  | ORLANDO | FL | 32835 |  | 4075048352 |  | SUBDIVISION | 104 | 9000 | 1 | 2021-06-24 | 2020-09-16 | NC01 | 50
6 | HILLSBOROUGH | SWHI | office@gracechristianschool.com | 6296376 | NONCOMMUNITY | CHLORINATION; AERATION FOR REMOVAL OF ANY SECONDARY CONTAMINANT, SULFIDE, OR ANY UNREGULATED CONTAMINANT; CORROSION CONTROL INHIBITOR ADDITION; HYPOCHLORINATION; IRON OR MANGANESE SEQUESTRATION; OR ULTRAVIOLET RADIATION. THE LEAD/CHIEF OPERATOR MUST BE CLASS D OR HIGHER. 50,000 GPD UP TO 0.25 MGD-STAFFING BY CLASS D OR HIGHER OPERATOR: 3 VISITS/WEEK ON NONCONSECUTIVE DAYS FOR A TOTAL OF 0.3 HOUR/WEEK. LESS THAN 50,000 GPD-STAFFING BY A CLASS D OR HIGHER OPERATOR: 2 VISITS/WEEK ON NONCONSECUTIVE DAYS FOR A TOTAL OF 0.2 HOUR/WEEK. THERE SHALL BE NO MORE THAN 5 DAYS BETWEEN THE LAST VISIT IN ONE WEEK AND THE FIRST VISIT IN THE NEXT WEEK. | N | Y | GRACE CHRISTIAN SCHOOL - GYM | 1425 VALRICO ROAD |  | VALRICO | FL | 33594 |  | 8136899781 |  | BARRY A. MCKEEN | GRACE CHRISTIAN SCHOOL | PO BOX 843 |  | BRANDON | FL | 33509 |  | 8136899781 |  | INVESTOR | 400 | 16200 | 3 | 2021-07-13 | 2019-10-16 | NC01 | 50
6 | HILLSBOROUGH | SWHI | jcohen@generalrv.com | 6296377 | NONTRANSIENT NONCOMMUNITY | CHLORINATION; AERATION FOR REMOVAL OF ANY SECONDARY CONTAMINANT, SULFIDE, OR ANY UNREGULATED CONTAMINANT; CORROSION CONTROL INHIBITOR ADDITION; HYPOCHLORINATION; IRON OR MANGANESE SEQUESTRATION; OR ULTRAVIOLET RADIATION. THE LEAD/CHIEF OPERATOR MUST BE CLASS D OR HIGHER. 50,000 GPD UP TO 0.25 MGD-STAFFING BY CLASS D OR HIGHER OPERATOR: 3 VISITS/WEEK ON NONCONSECUTIVE DAYS FOR A TOTAL OF 0.3 HOUR/WEEK. LESS THAN 50,000 GPD-STAFFING BY A CLASS D OR HIGHER OPERATOR: 2 VISITS/WEEK ON NONCONSECUTIVE DAYS FOR A TOTAL OF 0.2 HOUR/WEEK. THERE SHALL BE NO MORE THAN 5 DAYS BETWEEN THE LAST VISIT IN ONE WEEK AND THE FIRST VISIT IN THE NEXT WEEK. | N | Y | GENERAL RV SALES CENTER | 13396 EAST US HIGHWAY 92 |  | DOVER | FL | 33527 |  | 8139245839 |  | CAMERON BURNS | TAMPA 92, LLC | 25000 ASSEMBLY PARK |  | WIXOM | MI | 48393 |  | 2483490900 | 7075 | INVESTOR | 150 | 4800 | 1 | 2021-03-26 | 2020-05-07 | NTNC | 100
6 | HILLSBOROUGH | SWHI |  | 6296378 | NONTRANSIENT NONCOMMUNITY | CHLORINATION; AERATION FOR REMOVAL OF ANY SECONDARY CONTAMINANT, SULFIDE, OR ANY UNREGULATED CONTAMINANT; CORROSION CONTROL INHIBITOR ADDITION; HYPOCHLORINATION; IRON OR MANGANESE SEQUESTRATION; OR ULTRAVIOLET RADIATION. THE LEAD/CHIEF OPERATOR MUST BE CLASS D OR HIGHER. 50,000 GPD UP TO 0.25 MGD-STAFFING BY CLASS D OR HIGHER OPERATOR: 3 VISITS/WEEK ON NONCONSECUTIVE DAYS FOR A TOTAL OF 0.3 HOUR/WEEK. LESS THAN 50,000 GPD-STAFFING BY A CLASS D OR HIGHER OPERATOR: 2 VISITS/WEEK ON NONCONSECUTIVE DAYS FOR A TOTAL OF 0.2 HOUR/WEEK. THERE SHALL BE NO MORE THAN 5 DAYS BETWEEN THE LAST VISIT IN ONE WEEK AND THE FIRST VISIT IN THE NEXT WEEK. | N | Y | INDEPENDENCE ACADEMY | 12902 EAST US HWY 92 |  | DOVER | FL | 33527 |  | 8134738600 |  | MARIO LAGUNES | INDEPENDENCE ACADEMY | 5471 N UNIVERSITY DR |  | CORAL SPRINGS | FL | 33067 |  | 9544145767 | 1103 | INVESTOR | 1012 | 20000 | 2 | 2021-10-25 | 2021-09-21 | NTNC | 100
6 | HILLSBOROUGH | SWHI |  | 6296380 | NONCOMMUNITY | CHLORINATION; AERATION FOR REMOVAL OF ANY SECONDARY CONTAMINANT, SULFIDE, OR ANY UNREGULATED CONTAMINANT; CORROSION CONTROL INHIBITOR ADDITION; HYPOCHLORINATION; IRON OR MANGANESE SEQUESTRATION; OR ULTRAVIOLET RADIATION. THE LEAD/CHIEF OPERATOR MUST BE CLASS D OR HIGHER. 50,000 GPD UP TO 0.25 MGD-STAFFING BY CLASS D OR HIGHER OPERATOR: 3 VISITS/WEEK ON NONCONSECUTIVE DAYS FOR A TOTAL OF 0.3 HOUR/WEEK. LESS THAN 50,000 GPD-STAFFING BY A CLASS D OR HIGHER OPERATOR: 2 VISITS/WEEK ON NONCONSECUTIVE DAYS FOR A TOTAL OF 0.2 HOUR/WEEK. THERE SHALL BE NO MORE THAN 5 DAYS BETWEEN THE LAST VISIT IN ONE WEEK AND THE FIRST VISIT IN THE NEXT WEEK. | N | Y | ANTIOCH FOOD STORE | 7120 W KNIGHTS GRIFFIN ROAD |  | PLANT CITY | FL | 33565 |  | 8139860600 |  | ANIL K JOSEPH | ALJ SUNSHINE PROPERTIES INC | 7120 KNIGHTS GRIFFIN ROAD |  | PLANT CITY | FL | 33565 |  | 8133906868 |  | INVESTOR | 400 | 2920 | 1 | 2019-03-14 | 2020-11-02 | NC01 | 50
6 | HILLSBOROUGH | SWHI |  | 6296381 | NONTRANSIENT NONCOMMUNITY | CHLORINATION; AERATION FOR REMOVAL OF ANY SECONDARY CONTAMINANT, SULFIDE, OR ANY UNREGULATED CONTAMINANT; CORROSION CONTROL INHIBITOR ADDITION; HYPOCHLORINATION; IRON OR MANGANESE SEQUESTRATION; OR ULTRAVIOLET RADIATION. THE LEAD/CHIEF OPERATOR MUST BE CLASS D OR HIGHER. 50,000 GPD UP TO 0.25 MGD-STAFFING BY CLASS D OR HIGHER OPERATOR: 3 VISITS/WEEK ON NONCONSECUTIVE DAYS FOR A TOTAL OF 0.3 HOUR/WEEK. LESS THAN 50,000 GPD-STAFFING BY A CLASS D OR HIGHER OPERATOR: 2 VISITS/WEEK ON NONCONSECUTIVE DAYS FOR A TOTAL OF 0.2 HOUR/WEEK. THERE SHALL BE NO MORE THAN 5 DAYS BETWEEN THE LAST VISIT IN ONE WEEK AND THE FIRST VISIT IN THE NEXT WEEK. | N | Y | MONTESSORI CASA DEI BAMBINI | 10616 BRANCHTON CHURCH RD |  | THONOTOSASSA | FL | 33592 |  | 8133307575 |  | DEAN SLAVEN | MONTESSORI CASA DEI BAMBINI LLC | 10616 BRANCHTON CHURCH RD |  | THONOTOSASSA | FL | 33592 |  | 8133307575 |  | INVESTOR | 50 | 3000 | 1 | 2021-09-07 | 2020-01-21 | NTNC | 100
6 | HILLSBOROUGH | SWHI | seanindover@gmail.com | 6296382 | NONCOMMUNITY | CHLORINATION; AERATION FOR REMOVAL OF ANY SECONDARY CONTAMINANT, SULFIDE, OR ANY UNREGULATED CONTAMINANT; CORROSION CONTROL INHIBITOR ADDITION; HYPOCHLORINATION; IRON OR MANGANESE SEQUESTRATION; OR ULTRAVIOLET RADIATION. THE LEAD/CHIEF OPERATOR MUST BE CLASS D OR HIGHER. 50,000 GPD UP TO 0.25 MGD-STAFFING BY CLASS D OR HIGHER OPERATOR: 3 VISITS/WEEK ON NONCONSECUTIVE DAYS FOR A TOTAL OF 0.3 HOUR/WEEK. LESS THAN 50,000 GPD-STAFFING BY A CLASS D OR HIGHER OPERATOR: 2 VISITS/WEEK ON NONCONSECUTIVE DAYS FOR A TOTAL OF 0.2 HOUR/WEEK. THERE SHALL BE NO MORE THAN 5 DAYS BETWEEN THE LAST VISIT IN ONE WEEK AND THE FIRST VISIT IN THE NEXT WEEK. | N | Y | CROSS CREEK RANCH | 12950 E. WHEELER ROAD |  | DOVER | FL | 33527 |  | 8136510934 |  | SEAN & BONNIE MCSHARRY | CROSS CREEK RANCH INC | 12950 E. WHEELER ROAD |  | DOVER | FL | 33527 |  | 8136510934 |  | INVESTOR | 1200 | 1700 | 4 | 2019-05-22 | 2021-08-31 | NC01 | 50
6 | HILLSBOROUGH | SWHI | SALES@SKYATHLETIX.COM | 6296383 | NONCOMMUNITY | CHLORINATION; AERATION FOR REMOVAL OF ANY SECONDARY CONTAMINANT, SULFIDE, OR ANY UNREGULATED CONTAMINANT; CORROSION CONTROL INHIBITOR ADDITION; HYPOCHLORINATION; IRON OR MANGANESE SEQUESTRATION; OR ULTRAVIOLET RADIATION. THE LEAD/CHIEF OPERATOR MUST BE CLASS D OR HIGHER. 50,000 GPD UP TO 0.25 MGD-STAFFING BY CLASS D OR HIGHER OPERATOR: 3 VISITS/WEEK ON NONCONSECUTIVE DAYS FOR A TOTAL OF 0.3 HOUR/WEEK. LESS THAN 50,000 GPD-STAFFING BY A CLASS D OR HIGHER OPERATOR: 2 VISITS/WEEK ON NONCONSECUTIVE DAYS FOR A TOTAL OF 0.2 HOUR/WEEK. THERE SHALL BE NO MORE THAN 5 DAYS BETWEEN THE LAST VISIT IN ONE WEEK AND THE FIRST VISIT IN THE NEXT WEEK. | N | Y | SKY ATHLETIX | 110 HOLLAND LANE |  | LUTZ | FL | 33548 |  | 8139496227 |  | MARCIA SCHUYLER | FRANK SUFKA | 1913 E BEARSS AVE |  | TAMPA | FL | 33613 |  | 8132408721 |  | INVESTOR | 40 | 3000 | 1 | 2021-10-18 | 2020-09-23 | NC01 | 50
6 | HILLSBOROUGH | SWHI | mark.bonczyk@us.mcd.com | 6296384 | NONCOMMUNITY | CHLORINATION; AERATION FOR REMOVAL OF ANY SECONDARY CONTAMINANT, SULFIDE, OR ANY UNREGULATED CONTAMINANT; CORROSION CONTROL INHIBITOR ADDITION; HYPOCHLORINATION; IRON OR MANGANESE SEQUESTRATION; OR ULTRAVIOLET RADIATION. THE LEAD/CHIEF OPERATOR MUST BE CLASS D OR HIGHER. 50,000 GPD UP TO 0.25 MGD-STAFFING BY CLASS D OR HIGHER OPERATOR: 3 VISITS/WEEK ON NONCONSECUTIVE DAYS FOR A TOTAL OF 0.3 HOUR/WEEK. LESS THAN 50,000 GPD-STAFFING BY A CLASS D OR HIGHER OPERATOR: 2 VISITS/WEEK ON NONCONSECUTIVE DAYS FOR A TOTAL OF 0.2 HOUR/WEEK. THERE SHALL BE NO MORE THAN 5 DAYS BETWEEN THE LAST VISIT IN ONE WEEK AND THE FIRST VISIT IN THE NEXT WEEK. | N | Y | MCDONALD'S #4514 | 4650 MCINTOSH ROAD |  | DOVER | FL | 33527 |  | 8136590379 |  | MARK BONCZYK | MCDONALD'S RESTAURANTS OF FLORIDA INC | PO BOX 182766 |  | COLUMBUS | OH | 43218 |  | 4074320316 |  | INVESTOR | 1700 | 11900 | 1 | 2019-05-02 | 2021-04-08 | NC01 | 50
6 | HILLSBOROUGH | SWHI | valspies@gmail.com | 6296385 | NONCOMMUNITY | CHLORINATION; AERATION FOR REMOVAL OF ANY SECONDARY CONTAMINANT, SULFIDE, OR ANY UNREGULATED CONTAMINANT; CORROSION CONTROL INHIBITOR ADDITION; HYPOCHLORINATION; IRON OR MANGANESE SEQUESTRATION; OR ULTRAVIOLET RADIATION. THE LEAD/CHIEF OPERATOR MUST BE CLASS D OR HIGHER. 50,000 GPD UP TO 0.25 MGD-STAFFING BY CLASS D OR HIGHER OPERATOR: 3 VISITS/WEEK ON NONCONSECUTIVE DAYS FOR A TOTAL OF 0.3 HOUR/WEEK. LESS THAN 50,000 GPD-STAFFING BY A CLASS D OR HIGHER OPERATOR: 2 VISITS/WEEK ON NONCONSECUTIVE DAYS FOR A TOTAL OF 0.2 HOUR/WEEK. THERE SHALL BE NO MORE THAN 5 DAYS BETWEEN THE LAST VISIT IN ONE WEEK AND THE FIRST VISIT IN THE NEXT WEEK. | N | Y | LOTUS POND CENTER FOR YOGA AND HEALTH | 6201 LYNN ROAD |  | TAMPA | FL | 33625 |  | 8139613160 |  | VAL SPIES | VAL SPIES | 6201 LYNN ROAD |  | TAMPA | FL | 33625 |  | 8139563506 |  | INVESTOR | 50 | 28800 | 1 | 2022-01-07 | 2021-07-26 | NC01 | 50
6 | HILLSBOROUGH | SWHI |  | 6296386 | NONCOMMUNITY | CHLORINATION; AERATION FOR REMOVAL OF ANY SECONDARY CONTAMINANT, SULFIDE, OR ANY UNREGULATED CONTAMINANT; CORROSION CONTROL INHIBITOR ADDITION; HYPOCHLORINATION; IRON OR MANGANESE SEQUESTRATION; OR ULTRAVIOLET RADIATION. THE LEAD/CHIEF OPERATOR MUST BE CLASS D OR HIGHER. 50,000 GPD UP TO 0.25 MGD-STAFFING BY CLASS D OR HIGHER OPERATOR: 3 VISITS/WEEK ON NONCONSECUTIVE DAYS FOR A TOTAL OF 0.3 HOUR/WEEK. LESS THAN 50,000 GPD-STAFFING BY A CLASS D OR HIGHER OPERATOR: 2 VISITS/WEEK ON NONCONSECUTIVE DAYS FOR A TOTAL OF 0.2 HOUR/WEEK. THERE SHALL BE NO MORE THAN 5 DAYS BETWEEN THE LAST VISIT IN ONE WEEK AND THE FIRST VISIT IN THE NEXT WEEK. | N | Y | DOLLAR GENERAL STORE #15583 | 2914 FIRST NATIONAL DR |  | RUSKIN | FL | 33570 |  | 8634574107 |  | SHEILA SCULL | DOLLAR GENERAL | 100 MISSION RIDGE |  | GOODLETTSVILLE | TN | 37072 |  | 6158554459 |  | INVESTOR | 100 | 2400 | 1 | 2021-10-29 | 2021-10-26 | NC01 | 50
6 | HILLSBOROUGH | SWHI | pastorjuanhhim@yahoo.com | 6296387 | NONCOMMUNITY | CHLORINATION; AERATION FOR REMOVAL OF ANY SECONDARY CONTAMINANT, SULFIDE, OR ANY UNREGULATED CONTAMINANT; CORROSION CONTROL INHIBITOR ADDITION; HYPOCHLORINATION; IRON OR MANGANESE SEQUESTRATION; OR ULTRAVIOLET RADIATION. THE LEAD/CHIEF OPERATOR MUST BE CLASS D OR HIGHER. 50,000 GPD UP TO 0.25 MGD-STAFFING BY CLASS D OR HIGHER OPERATOR: 3 VISITS/WEEK ON NONCONSECUTIVE DAYS FOR A TOTAL OF 0.3 HOUR/WEEK. LESS THAN 50,000 GPD-STAFFING BY A CLASS D OR HIGHER OPERATOR: 2 VISITS/WEEK ON NONCONSECUTIVE DAYS FOR A TOTAL OF 0.2 HOUR/WEEK. THERE SHALL BE NO MORE THAN 5 DAYS BETWEEN THE LAST VISIT IN ONE WEEK AND THE FIRST VISIT IN THE NEXT WEEK. | N | Y | EXTRAORDINARY LIFE CHURCH | 5808 LYNN ROAD |  | TAMPA | FL | 33624 |  | 8139080893 |  | JUAN GARCIA | EXTRAORDINARY LIFE CHURCH | 5808 LYNN ROAD |  | TAMPA | FL | 33624 |  | 8139080893 |  | INVESTOR | 140 | 840 | 1 | 2019-10-23 | 2022-01-07 | NC01 | 50
6 | HILLSBOROUGH | SWHI | joelconnell@me.com | 6296388 | NONTRANSIENT NONCOMMUNITY | CHLORINATION; AERATION FOR REMOVAL OF ANY SECONDARY CONTAMINANT, SULFIDE, OR ANY UNREGULATED CONTAMINANT; CORROSION CONTROL INHIBITOR ADDITION; HYPOCHLORINATION; IRON OR MANGANESE SEQUESTRATION; OR ULTRAVIOLET RADIATION. THE LEAD/CHIEF OPERATOR MUST BE CLASS D OR HIGHER. 50,000 GPD UP TO 0.25 MGD-STAFFING BY CLASS D OR HIGHER OPERATOR: 3 VISITS/WEEK ON NONCONSECUTIVE DAYS FOR A TOTAL OF 0.3 HOUR/WEEK. LESS THAN 50,000 GPD-STAFFING BY A CLASS D OR HIGHER OPERATOR: 2 VISITS/WEEK ON NONCONSECUTIVE DAYS FOR A TOTAL OF 0.2 HOUR/WEEK. THERE SHALL BE NO MORE THAN 5 DAYS BETWEEN THE LAST VISIT IN ONE WEEK AND THE FIRST VISIT IN THE NEXT WEEK. | N | Y | ALBRITTON LABOR CAMP | 2905 E. ALBRITTON ROAD |  | PLANT CITY | FL | 33564 |  | 8132998611 |  | JOEL CONNELL | GRIMES HOLDINGS LLC | PO BOX 2367 |  | PLANT CITY | FL | 33564 |  | 8132998611 |  | INVESTOR | 83 | 13600 | 8 | 2021-09-14 | 2021-08-19 | NTNC | 100
6 | HILLSBOROUGH | SWHI |  | 6296389 | COMMUNITY | CHLORINATION; AERATION FOR REMOVAL OF ANY SECONDARY CONTAMINANT, SULFIDE, OR ANY UNREGULATED CONTAMINANT; CORROSION CONTROL INHIBITOR ADDITION; HYPOCHLORINATION; IRON OR MANGANESE SEQUESTRATION; OR ULTRAVIOLET RADIATION. THE LEAD/CHIEF OPERATOR MUST BE CLASS D OR HIGHER. 50,000 GPD UP TO 0.25 MGD-STAFFING BY CLASS D OR HIGHER OPERATOR: 3 VISITS/WEEK ON NONCONSECUTIVE DAYS FOR A TOTAL OF 0.3 HOUR/WEEK. LESS THAN 50,000 GPD-STAFFING BY A CLASS D OR HIGHER OPERATOR: 2 VISITS/WEEK ON NONCONSECUTIVE DAYS FOR A TOTAL OF 0.2 HOUR/WEEK. THERE SHALL BE NO MORE THAN 5 DAYS BETWEEN THE LAST VISIT IN ONE WEEK AND THE FIRST VISIT IN THE NEXT WEEK. | N | Y | SHERWOOD MHP WEST | 9910 CARL ST |  | TAMPA | FL | 33610 |  | 8133476598 |  | RANDY CORLISS | MHP TAMPA LLC | 3500 PIEDMONT ROAD, SUITE 330 |  | ATLANTA | GA | 30305 |  | 6785081427 |  | INVESTOR | 45 | 12672 | 22 | 2021-09-03 | 2019-01-23 | DC06 | 100
6 | HILLSBOROUGH | SWHI | thefamilyfarm@icloud.com | 6296391 | OTHER PUBLIC WATER SYSTEM | CHLORINATION; AERATION FOR REMOVAL OF ANY SECONDARY CONTAMINANT, SULFIDE, OR ANY UNREGULATED CONTAMINANT; CORROSION CONTROL INHIBITOR ADDITION; HYPOCHLORINATION; IRON OR MANGANESE SEQUESTRATION; OR ULTRAVIOLET RADIATION. THE LEAD/CHIEF OPERATOR MUST BE CLASS D OR HIGHER. 50,000 GPD UP TO 0.25 MGD-STAFFING BY CLASS D OR HIGHER OPERATOR: 3 VISITS/WEEK ON NONCONSECUTIVE DAYS FOR A TOTAL OF 0.3 HOUR/WEEK. LESS THAN 50,000 GPD-STAFFING BY A CLASS D OR HIGHER OPERATOR: 2 VISITS/WEEK ON NONCONSECUTIVE DAYS FOR A TOTAL OF 0.2 HOUR/WEEK. THERE SHALL BE NO MORE THAN 5 DAYS BETWEEN THE LAST VISIT IN ONE WEEK AND THE FIRST VISIT IN THE NEXT WEEK. | N | Y | THE FAMILY FARM IN LUTZ | 206 NEWBERGER ROAD |  | LUTZ | FL | 33549 |  | 8134064435 |  | FAMILY FARM ON 41 LLC | FAMILY FARM ON 41 LLC | 11 LADOGA AVE |  | TAMPA | FL | 33606 |  | 8134319546 |  | INVESTOR | 50 | 0 | 1 | 2016-03-01 |  | NAF | 0
6 | HILLSBOROUGH | SWHI |  | 6296392 | NONCOMMUNITY | CHLORINATION; AERATION FOR REMOVAL OF ANY SECONDARY CONTAMINANT, SULFIDE, OR ANY UNREGULATED CONTAMINANT; CORROSION CONTROL INHIBITOR ADDITION; HYPOCHLORINATION; IRON OR MANGANESE SEQUESTRATION; OR ULTRAVIOLET RADIATION. THE LEAD/CHIEF OPERATOR MUST BE CLASS D OR HIGHER. 50,000 GPD UP TO 0.25 MGD-STAFFING BY CLASS D OR HIGHER OPERATOR: 3 VISITS/WEEK ON NONCONSECUTIVE DAYS FOR A TOTAL OF 0.3 HOUR/WEEK. LESS THAN 50,000 GPD-STAFFING BY A CLASS D OR HIGHER OPERATOR: 2 VISITS/WEEK ON NONCONSECUTIVE DAYS FOR A TOTAL OF 0.2 HOUR/WEEK. THERE SHALL BE NO MORE THAN 5 DAYS BETWEEN THE LAST VISIT IN ONE WEEK AND THE FIRST VISIT IN THE NEXT WEEK. | N | Y | FRIENDS AND FAMILY CHURCH | 17332 CARLTON BRANCH DRIVE |  | WIMAUMA | FL | 33598 |  | 8133357668 |  | PASTOR DONALD NEWBERRY | FRIENDS AND FAMILY ASSEMBLY INC. | PO BOX 1500 |  | WIMAUMA | FL | 33598 |  | 8133357668 |  | INVESTOR | 184 | 1700 | 1 | 2021-04-23 | 2019-10-29 | NC01 | 50
6 | HILLSBOROUGH | SWHI |  | 6296393 | NONCOMMUNITY | CHLORINATION; AERATION FOR REMOVAL OF ANY SECONDARY CONTAMINANT, SULFIDE, OR ANY UNREGULATED CONTAMINANT; CORROSION CONTROL INHIBITOR ADDITION; HYPOCHLORINATION; IRON OR MANGANESE SEQUESTRATION; OR ULTRAVIOLET RADIATION. THE LEAD/CHIEF OPERATOR MUST BE CLASS D OR HIGHER. 50,000 GPD UP TO 0.25 MGD-STAFFING BY CLASS D OR HIGHER OPERATOR: 3 VISITS/WEEK ON NONCONSECUTIVE DAYS FOR A TOTAL OF 0.3 HOUR/WEEK. LESS THAN 50,000 GPD-STAFFING BY A CLASS D OR HIGHER OPERATOR: 2 VISITS/WEEK ON NONCONSECUTIVE DAYS FOR A TOTAL OF 0.2 HOUR/WEEK. THERE SHALL BE NO MORE THAN 5 DAYS BETWEEN THE LAST VISIT IN ONE WEEK AND THE FIRST VISIT IN THE NEXT WEEK. | N | Y | QUAN AM BUDDHIST TEMPLE | 8505 BOWLES RD |  | TAMPA | FL | 33637 |  | 8133344149 |  | QUANG NGUYEN | QUAN AM BUDDHIST TEMPLE | 8505 BOWLES RD |  | TAMPA | FL | 33637 |  | 8133344149 |  | INVESTOR | 50 | 10000 | 2 | 2021-11-04 | 2021-09-30 | NC01 | 50
6 | HILLSBOROUGH | SWHI |  | 6296394 | NONCOMMUNITY | CHLORINATION; AERATION FOR REMOVAL OF ANY SECONDARY CONTAMINANT, SULFIDE, OR ANY UNREGULATED CONTAMINANT; CORROSION CONTROL INHIBITOR ADDITION; HYPOCHLORINATION; IRON OR MANGANESE SEQUESTRATION; OR ULTRAVIOLET RADIATION. THE LEAD/CHIEF OPERATOR MUST BE CLASS D OR HIGHER. 50,000 GPD UP TO 0.25 MGD-STAFFING BY CLASS D OR HIGHER OPERATOR: 3 VISITS/WEEK ON NONCONSECUTIVE DAYS FOR A TOTAL OF 0.3 HOUR/WEEK. LESS THAN 50,000 GPD-STAFFING BY A CLASS D OR HIGHER OPERATOR: 2 VISITS/WEEK ON NONCONSECUTIVE DAYS FOR A TOTAL OF 0.2 HOUR/WEEK. THERE SHALL BE NO MORE THAN 5 DAYS BETWEEN THE LAST VISIT IN ONE WEEK AND THE FIRST VISIT IN THE NEXT WEEK. | N | Y | CANOE OUTPOST | 18001 US HWY 301 |  | WIMAUMA | FL | 33598 |  | 8136342228 |  | BRIAN RUDDEFORTH | BRIAN RUDDEFORTH | 18001 US HWY 301 |  | WIMAUMA | FL | 33598 |  | 8136342228 |  | INVESTOR | 75 | 24000 | 35 | 2021-04-26 | 2020-09-23 | NC01 | 50
6 | HILLSBOROUGH | SWHI | MUHAMMAD.K.AZAM@GMAIL.COM; AMBER.DAES@VERIZON.NET; | 6296396 | NONTRANSIENT NONCOMMUNITY | ACTIVATED CARBON PROCESSES; DIATOMACEOUS EARTH FILTRATION; ION EXCHANGE FOR REMOVAL OF ANY PRIMARY CONTAMINANT; ION AND MANGANESE REMOVAL (OXIDATION, DETENTION, AND FILTRATION); OR SLOW SAND FILTRATION. LEAD/CHIEF OPERATOR MUST BE CLASS C OR HIGHER. 1.0 MGD UP TO 2.0 MGD-STAFFING BY CLASS C OR HIGHER OPERATOR: 6 HOURS/DAY FOR 5 DAYS/WEEK AND ONE VISIT ON EACH WEEKEND DAY. 0.5 MGD UP TO 1.0 MGD-STAFFING BY CLASS C OR HIGHER OPERATOR: 3 HOURS/DAY FOR 5 DAYS/WEEK AND ONE VISIT ON EACH WEEKEND DAY. 0.25 MGD UP TO 0.5 MGD-STAFFING BY CLASS C OR HIGHER OPERATOR: 1 HOUR/DAY FOR 5 DAYS/WEEK AND ONE VISIT ON EACH WEEKEND DAY. LESS THAN 0.25 MGD-STAFFING BY CLASS C OR HIGHER OPERATOR: 5 VISITS/WEEK AND ONE VISIT EACH WEEKEND FOR A TOTAL OF 1.8 HOURS/WEEK. | N | Y | BAYAAN ACADEMY | 15435 MORRIS BRIDGE RD. |  | THONOTOSASSA | FL | 33592 |  | 8134042289 |  | MUHAMMAD AZAM | MUHAMMAD AZAM | 10525 SAN TRAVASO DR |  | TAMPA | FL | 33647 |  | 8134042289 |  | INVESTOR | 44 | 9999 | 1 | 2021-06-04 | 2020-03-04 | NTNC | 100
6 | HILLSBOROUGH | SWHI |  | 6296397 | NONCOMMUNITY | CHLORINATION; AERATION FOR REMOVAL OF ANY SECONDARY CONTAMINANT, SULFIDE, OR ANY UNREGULATED CONTAMINANT; CORROSION CONTROL INHIBITOR ADDITION; HYPOCHLORINATION; IRON OR MANGANESE SEQUESTRATION; OR ULTRAVIOLET RADIATION. THE LEAD/CHIEF OPERATOR MUST BE CLASS D OR HIGHER. 50,000 GPD UP TO 0.25 MGD-STAFFING BY CLASS D OR HIGHER OPERATOR: 3 VISITS/WEEK ON NONCONSECUTIVE DAYS FOR A TOTAL OF 0.3 HOUR/WEEK. LESS THAN 50,000 GPD-STAFFING BY A CLASS D OR HIGHER OPERATOR: 2 VISITS/WEEK ON NONCONSECUTIVE DAYS FOR A TOTAL OF 0.2 HOUR/WEEK. THERE SHALL BE NO MORE THAN 5 DAYS BETWEEN THE LAST VISIT IN ONE WEEK AND THE FIRST VISIT IN THE NEXT WEEK. | N | Y | NORTH POINTE CHURCH | 19862 AMANDA PARK DR |  | LUTZ | FL | 33559 |  | 8135459420 |  | STEVE WELLS | NORTH POINT CHURCH INC. | 19862 AMANDA PARK DR |  | LUTZ | FL | 33559 |  | 8135459420 |  | INVESTOR | 400 | 2055 | 1 | 2021-02-25 | 2020-11-16 | NC01 | 50
6 | HILLSBOROUGH | SWHI |  | 6296399 | NONTRANSIENT NONCOMMUNITY | CHLORINATION; AERATION FOR REMOVAL OF ANY SECONDARY CONTAMINANT, SULFIDE, OR ANY UNREGULATED CONTAMINANT; CORROSION CONTROL INHIBITOR ADDITION; HYPOCHLORINATION; IRON OR MANGANESE SEQUESTRATION; OR ULTRAVIOLET RADIATION. THE LEAD/CHIEF OPERATOR MUST BE CLASS D OR HIGHER. 50,000 GPD UP TO 0.25 MGD-STAFFING BY CLASS D OR HIGHER OPERATOR: 3 VISITS/WEEK ON NONCONSECUTIVE DAYS FOR A TOTAL OF 0.3 HOUR/WEEK. LESS THAN 50,000 GPD-STAFFING BY A CLASS D OR HIGHER OPERATOR: 2 VISITS/WEEK ON NONCONSECUTIVE DAYS FOR A TOTAL OF 0.2 HOUR/WEEK. THERE SHALL BE NO MORE THAN 5 DAYS BETWEEN THE LAST VISIT IN ONE WEEK AND THE FIRST VISIT IN THE NEXT WEEK. | N | Y | SWEET LIFE FARMS | 5210 BERRY PATCH ROAD |  | DOVER | FL | 33527 |  | 8139180805 |  | ANDY MCDONALD | SWEET LIFE FARMS LLC | 203 E TERRACE DR |  | PLANT CITY | FL | 33563 |  | 8137579600 |  | INVESTOR | 176 | 30800 | 22 | 2021-08-23 | 2021-08-19 | NTNC | 100
6 | HILLSBOROUGH | SWHI |  | 6296400 | NONTRANSIENT NONCOMMUNITY | AERATION FOR REMOVAL OF ANY PRIMARY CONTAMINANT; ALKALINITY/PH ADJUSTMENT; CHLORAMIN ATION; CHLORINE DIOXIDE FOR OXIDATION OR DISINFECTION; FLUORIDATION; ION EXCHANGE FOR REMOVAL OF ANY SECONDARY CONTAMINANT, SULFIDE, OR ANY UNREGULATED CONTAMINANT; OR OZONATION. THE LEAD/CHIEF OPERATOR MUST BE CLASS C OR HIGHER. 5.0 MGD UP TO 10 MGD-STAFFING BY CLASS C OR HIGHER OPERATOR: 6 HOURS/DAY FOR 5 DAYS/WEEK AND ONE VISIT ON EACH WEEKEND DAY. 3.0 MGD UP TO 5.0 MGD-STAFFING BY CLASS C OR HIGHER OPERATOR: 3 HOURS/DAY FOR 5 DAYS/WEEK AND ONE VISIT ON EACH WEEKEND DAY. 1.0 MGD UP TO 3.0 MGD-STAFFING BY CLASS C OR HIGHER OPERATOR: 1 HOUR/DAY FOR 5 DAYS/WEEK AND ONE VISIT ON EACH WEEKEND DAY. 0.1 MGD UP TO 1.0 MGD-STAFFING BY CLASS C OR HIGHER OPERATOR: 5 VISITS/WEEK AND ONE VISIT EACH WEEKEND FOR A TOTAL OF 1.2 HOURS/WEEK. | Y | N | TAMPA GENERAL HOSPITAL | 1 TAMPA GENERAL CIRCLE |  | TAMPA | FL | 33606 |  | 8138448517 |  | DEAN HEAD | HILLSBOROUGH COUNTY HOSPITAL AUTHORITY DBA TAMPA GENERAL | PO BOX 1289 |  | TAMPA | FL | 33601 | 1289 | 8138448517 |  | UNKNOWN | 3500 | 800000 | 8 | 2021-03-15 | 2020-12-08 | NTNC | 100
6 | HILLSBOROUGH | SWHI |  | 6296401 | NONTRANSIENT NONCOMMUNITY | CHLORINATION; AERATION FOR REMOVAL OF ANY SECONDARY CONTAMINANT, SULFIDE, OR ANY UNREGULATED CONTAMINANT; CORROSION CONTROL INHIBITOR ADDITION; HYPOCHLORINATION; IRON OR MANGANESE SEQUESTRATION; OR ULTRAVIOLET RADIATION. THE LEAD/CHIEF OPERATOR MUST BE CLASS D OR HIGHER. 50,000 GPD UP TO 0.25 MGD-STAFFING BY CLASS D OR HIGHER OPERATOR: 3 VISITS/WEEK ON NONCONSECUTIVE DAYS FOR A TOTAL OF 0.3 HOUR/WEEK. LESS THAN 50,000 GPD-STAFFING BY A CLASS D OR HIGHER OPERATOR: 2 VISITS/WEEK ON NONCONSECUTIVE DAYS FOR A TOTAL OF 0.2 HOUR/WEEK. THERE SHALL BE NO MORE THAN 5 DAYS BETWEEN THE LAST VISIT IN ONE WEEK AND THE FIRST VISIT IN THE NEXT WEEK. | N | Y | MOTT ROAD FARM WORKER HOUSING | 3727 MOTT ROAD |  | DOVER | FL | 33527 |  | 8136593913 |  | ANDY BROWNLEE | FLORIDA PACIFIC FARM LLC | 3932 MOORES LAKE ROAD |  | DOVER | FL | 33527 |  | 8136593913 |  | INVESTOR | 170 | 19924 | 21 | 2020-09-30 | 2021-08-03 | NTNC | 100
6 | HILLSBOROUGH | SWHI | vprocinsky@verizon.net | 6296402 | NONCOMMUNITY | CHLORINATION; AERATION FOR REMOVAL OF ANY SECONDARY CONTAMINANT, SULFIDE, OR ANY UNREGULATED CONTAMINANT; CORROSION CONTROL INHIBITOR ADDITION; HYPOCHLORINATION; IRON OR MANGANESE SEQUESTRATION; OR ULTRAVIOLET RADIATION. THE LEAD/CHIEF OPERATOR MUST BE CLASS D OR HIGHER. 50,000 GPD UP TO 0.25 MGD-STAFFING BY CLASS D OR HIGHER OPERATOR: 3 VISITS/WEEK ON NONCONSECUTIVE DAYS FOR A TOTAL OF 0.3 HOUR/WEEK. LESS THAN 50,000 GPD-STAFFING BY A CLASS D OR HIGHER OPERATOR: 2 VISITS/WEEK ON NONCONSECUTIVE DAYS FOR A TOTAL OF 0.2 HOUR/WEEK. THERE SHALL BE NO MORE THAN 5 DAYS BETWEEN THE LAST VISIT IN ONE WEEK AND THE FIRST VISIT IN THE NEXT WEEK. | N | Y | UNITY OF NORTH TAMPA | 19520 HOLLY LANE |  | LUTZ | FL | 33558 |  | 8133945804 |  | VICKI PROCINSKY | UNITY OF NORTH TAMPA | 18801 N DALE MABRY HWY #153 |  | LUTZ | FL | 33548 |  | 8133945804 |  | INVESTOR | 60 | 1000 | 1 | 2021-12-22 | 2021-12-02 | NC01 | 50
6 | HILLSBOROUGH | SWHI |  | 6296403 | NONTRANSIENT NONCOMMUNITY | CHLORINATION; AERATION FOR REMOVAL OF ANY SECONDARY CONTAMINANT, SULFIDE, OR ANY UNREGULATED CONTAMINANT; CORROSION CONTROL INHIBITOR ADDITION; HYPOCHLORINATION; IRON OR MANGANESE SEQUESTRATION; OR ULTRAVIOLET RADIATION. THE LEAD/CHIEF OPERATOR MUST BE CLASS D OR HIGHER. 50,000 GPD UP TO 0.25 MGD-STAFFING BY CLASS D OR HIGHER OPERATOR: 3 VISITS/WEEK ON NONCONSECUTIVE DAYS FOR A TOTAL OF 0.3 HOUR/WEEK. LESS THAN 50,000 GPD-STAFFING BY A CLASS D OR HIGHER OPERATOR: 2 VISITS/WEEK ON NONCONSECUTIVE DAYS FOR A TOTAL OF 0.2 HOUR/WEEK. THERE SHALL BE NO MORE THAN 5 DAYS BETWEEN THE LAST VISIT IN ONE WEEK AND THE FIRST VISIT IN THE NEXT WEEK. | N | Y | GENERAL RV SERVICE CENTER | 13384 US 92 |  | DOVER | FL | 33527 |  | 8133052500 |  | CAMERON BURNS | TAMPA 92, LLC | 25000 ASSEMBLY PARK DRIVE |  | WIXOM | MI | 48393 |  | 8884367578 |  | INVESTOR | 90 | 6624 | 2 | 2021-03-26 | 2020-08-25 | NTNC | 100
6 | HILLSBOROUGH | SWHI |  | 6296404 | NONCOMMUNITY | CHLORINATION; AERATION FOR REMOVAL OF ANY SECONDARY CONTAMINANT, SULFIDE, OR ANY UNREGULATED CONTAMINANT; CORROSION CONTROL INHIBITOR ADDITION; HYPOCHLORINATION; IRON OR MANGANESE SEQUESTRATION; OR ULTRAVIOLET RADIATION. THE LEAD/CHIEF OPERATOR MUST BE CLASS D OR HIGHER. 50,000 GPD UP TO 0.25 MGD-STAFFING BY CLASS D OR HIGHER OPERATOR: 3 VISITS/WEEK ON NONCONSECUTIVE DAYS FOR A TOTAL OF 0.3 HOUR/WEEK. LESS THAN 50,000 GPD-STAFFING BY A CLASS D OR HIGHER OPERATOR: 2 VISITS/WEEK ON NONCONSECUTIVE DAYS FOR A TOTAL OF 0.2 HOUR/WEEK. THERE SHALL BE NO MORE THAN 5 DAYS BETWEEN THE LAST VISIT IN ONE WEEK AND THE FIRST VISIT IN THE NEXT WEEK. | N | Y | DOLLAR GENERAL STORE #18604 | 4707 WEST TRAPNELL ROAD |  | PLANT CITY | FL | 33566 |  | 8638081320 |  | KRISTIN ELLIOTT | DOLLAR GENERAL CORPORATION | 100 MISSION RIDGE |  | GOODLETTSVILLE | TN | 37072 |  | 6158555365 |  | INVESTOR | 25 | 1820 | 1 | 2019-09-13 | 2021-11-19 | NC01 | 50
6 | HILLSBOROUGH | SWHI |  | 6296405 | NONTRANSIENT NONCOMMUNITY | CHLORINATION; AERATION FOR REMOVAL OF ANY SECONDARY CONTAMINANT, SULFIDE, OR ANY UNREGULATED CONTAMINANT; CORROSION CONTROL INHIBITOR ADDITION; HYPOCHLORINATION; IRON OR MANGANESE SEQUESTRATION; OR ULTRAVIOLET RADIATION. THE LEAD/CHIEF OPERATOR MUST BE CLASS D OR HIGHER. 50,000 GPD UP TO 0.25 MGD-STAFFING BY CLASS D OR HIGHER OPERATOR: 3 VISITS/WEEK ON NONCONSECUTIVE DAYS FOR A TOTAL OF 0.3 HOUR/WEEK. LESS THAN 50,000 GPD-STAFFING BY A CLASS D OR HIGHER OPERATOR: 2 VISITS/WEEK ON NONCONSECUTIVE DAYS FOR A TOTAL OF 0.2 HOUR/WEEK. THERE SHALL BE NO MORE THAN 5 DAYS BETWEEN THE LAST VISIT IN ONE WEEK AND THE FIRST VISIT IN THE NEXT WEEK. | N | Y | TAMPA RV ONE SUPERSTORE WELL #1 (EAST) | 4656 MCINTOSH ROAD |  | DOVER | FL | 33527 |  | 8136590008 |  | ANTHONY SAHLI | RV ONE SUPERSTORE INC | 4656 MCINTOSH RD |  | DOVER | FL | 33527 |  | 8136590008 |  | INVESTOR | 40 | 7704 | 2 | 2019-11-21 | 2021-04-08 | NTNC | 100
6 | HILLSBOROUGH | SWHI |  | 6296406 | NONTRANSIENT NONCOMMUNITY | CHLORINATION; AERATION FOR REMOVAL OF ANY SECONDARY CONTAMINANT, SULFIDE, OR ANY UNREGULATED CONTAMINANT; CORROSION CONTROL INHIBITOR ADDITION; HYPOCHLORINATION; IRON OR MANGANESE SEQUESTRATION; OR ULTRAVIOLET RADIATION. THE LEAD/CHIEF OPERATOR MUST BE CLASS D OR HIGHER. 50,000 GPD UP TO 0.25 MGD-STAFFING BY CLASS D OR HIGHER OPERATOR: 3 VISITS/WEEK ON NONCONSECUTIVE DAYS FOR A TOTAL OF 0.3 HOUR/WEEK. LESS THAN 50,000 GPD-STAFFING BY A CLASS D OR HIGHER OPERATOR: 2 VISITS/WEEK ON NONCONSECUTIVE DAYS FOR A TOTAL OF 0.2 HOUR/WEEK. THERE SHALL BE NO MORE THAN 5 DAYS BETWEEN THE LAST VISIT IN ONE WEEK AND THE FIRST VISIT IN THE NEXT WEEK. | N | Y | AIRSTREAM OF TAMPA | 4656 MCINTOSH ROAD |  | DOVER | FL | 33527 |  | 8136590008 |  | SHANNON GULCH | RV ONE SUPERSTORES INC | 4656 MCINTOSH ROAD |  | DOVER | FL | 33527 |  | 8136590008 |  | INVESTOR | 40 | 3514 | 1 | 2019-06-11 | 2021-09-07 | NTNC | 100
6 | HILLSBOROUGH | SWHI |  | 6296407 | COMMUNITY | NO TREATMENT--CONSECUTIVE SYSTEMS ONLY | Y | N | IMPERIAL OAKS | 698 E. HILLSBOROUGH AVE AT SHANGRI LA DR |  | SEFFNER | FL | 33584 |  | 4076472622 |  | MARIE MOORE | SPECIALTY MANAGEMENT COMPANY OF CENTRAL FLORIDA, INC | 1000 PINE HOLLOW POINTE |  | ALTAMONTE SPRINGS | FL | 32714 |  | 4076472622 |  | SUBDIVISION | 150 | 84000 | 96 | 2021-07-23 | 2020-12-03 | PC01 | 50
6 | HILLSBOROUGH | SWHI |  | 6296408 | NONTRANSIENT NONCOMMUNITY | CHLORINATION; AERATION FOR REMOVAL OF ANY SECONDARY CONTAMINANT, SULFIDE, OR ANY UNREGULATED CONTAMINANT; CORROSION CONTROL INHIBITOR ADDITION; HYPOCHLORINATION; IRON OR MANGANESE SEQUESTRATION; OR ULTRAVIOLET RADIATION. THE LEAD/CHIEF OPERATOR MUST BE CLASS D OR HIGHER. 50,000 GPD UP TO 0.25 MGD-STAFFING BY CLASS D OR HIGHER OPERATOR: 3 VISITS/WEEK ON NONCONSECUTIVE DAYS FOR A TOTAL OF 0.3 HOUR/WEEK. LESS THAN 50,000 GPD-STAFFING BY A CLASS D OR HIGHER OPERATOR: 2 VISITS/WEEK ON NONCONSECUTIVE DAYS FOR A TOTAL OF 0.2 HOUR/WEEK. THERE SHALL BE NO MORE THAN 5 DAYS BETWEEN THE LAST VISIT IN ONE WEEK AND THE FIRST VISIT IN THE NEXT WEEK. | N | Y | MATHIS FARMS FARM WORKER HOUSING | 1189 COLSON ROAD |  | PLANT CITY | FL | 33567 |  | 8134784848 |  | CHRIS FALTER | MATHIS LAND GROUP LLC | PO BOX 4468 |  | PLANT CITY | FL | 33563 |  | 8134784848 |  | INVESTOR | 80 | 9600 | 8 | 2021-08-19 | 2019-09-16 | NTNC | 100
6 | HILLSBOROUGH | SWHI |  | 6296410 | NONCOMMUNITY | CHLORINATION; AERATION FOR REMOVAL OF ANY SECONDARY CONTAMINANT, SULFIDE, OR ANY UNREGULATED CONTAMINANT; CORROSION CONTROL INHIBITOR ADDITION; HYPOCHLORINATION; IRON OR MANGANESE SEQUESTRATION; OR ULTRAVIOLET RADIATION. THE LEAD/CHIEF OPERATOR MUST BE CLASS D OR HIGHER. 50,000 GPD UP TO 0.25 MGD-STAFFING BY CLASS D OR HIGHER OPERATOR: 3 VISITS/WEEK ON NONCONSECUTIVE DAYS FOR A TOTAL OF 0.3 HOUR/WEEK. LESS THAN 50,000 GPD-STAFFING BY A CLASS D OR HIGHER OPERATOR: 2 VISITS/WEEK ON NONCONSECUTIVE DAYS FOR A TOTAL OF 0.2 HOUR/WEEK. THERE SHALL BE NO MORE THAN 5 DAYS BETWEEN THE LAST VISIT IN ONE WEEK AND THE FIRST VISIT IN THE NEXT WEEK. | N | Y | DOLLAR GENERAL STORE #19629 | 13289 E US 92 |  | DOVER | FL | 33527 |  | 8638081320 |  | JERRY TANNER | DOLLAR GENERAL STORE #19629 | 100 MISSION RIDGE |  | GOODLETTSVILLE | TN | 37072 |  | 6158554459 |  | INVESTOR | 100 | 1200 | 1 | 2021-04-26 | 2019-01-29 | NC01 | 50
6 | HILLSBOROUGH | SWHI | jeff@palmettocapitalgroup.com | 6296412 | NONCOMMUNITY | CHLORINATION; AERATION FOR REMOVAL OF ANY SECONDARY CONTAMINANT, SULFIDE, OR ANY UNREGULATED CONTAMINANT; CORROSION CONTROL INHIBITOR ADDITION; HYPOCHLORINATION; IRON OR MANGANESE SEQUESTRATION; OR ULTRAVIOLET RADIATION. THE LEAD/CHIEF OPERATOR MUST BE CLASS D OR HIGHER. 50,000 GPD UP TO 0.25 MGD-STAFFING BY CLASS D OR HIGHER OPERATOR: 3 VISITS/WEEK ON NONCONSECUTIVE DAYS FOR A TOTAL OF 0.3 HOUR/WEEK. LESS THAN 50,000 GPD-STAFFING BY A CLASS D OR HIGHER OPERATOR: 2 VISITS/WEEK ON NONCONSECUTIVE DAYS FOR A TOTAL OF 0.2 HOUR/WEEK. THERE SHALL BE NO MORE THAN 5 DAYS BETWEEN THE LAST VISIT IN ONE WEEK AND THE FIRST VISIT IN THE NEXT WEEK. | N | Y | DOLLAR GENERAL STORE #20163 | 10365 MCINTOSH ROAD |  | DOVER | FL | 33527 |  | 8638081320 |  | JEFF LAZENBY | PALMETTO DOVER THONOTOSASSA RD, LLC | 1643 WILLIAMSBURG SQUARE |  | LAKELAND | FL | 33803 |  | 8638081320 |  | INVESTOR | 100 | 1200 | 1 | 2021-12-07 | 2019-08-28 | NC01 | 50
6 | HILLSBOROUGH | SWHI |  | 6296413 | NONCOMMUNITY | CHLORINATION; AERATION FOR REMOVAL OF ANY SECONDARY CONTAMINANT, SULFIDE, OR ANY UNREGULATED CONTAMINANT; CORROSION CONTROL INHIBITOR ADDITION; HYPOCHLORINATION; IRON OR MANGANESE SEQUESTRATION; OR ULTRAVIOLET RADIATION. THE LEAD/CHIEF OPERATOR MUST BE CLASS D OR HIGHER. 50,000 GPD UP TO 0.25 MGD-STAFFING BY CLASS D OR HIGHER OPERATOR: 3 VISITS/WEEK ON NONCONSECUTIVE DAYS FOR A TOTAL OF 0.3 HOUR/WEEK. LESS THAN 50,000 GPD-STAFFING BY A CLASS D OR HIGHER OPERATOR: 2 VISITS/WEEK ON NONCONSECUTIVE DAYS FOR A TOTAL OF 0.2 HOUR/WEEK. THERE SHALL BE NO MORE THAN 5 DAYS BETWEEN THE LAST VISIT IN ONE WEEK AND THE FIRST VISIT IN THE NEXT WEEK. | N | Y | CIRCLE K STORE #2709708 | 3702 S US HWY 41 |  | RUSKIN | FL | 33570 |  | 8139105366 |  | STEVEN (EDDIE) CLARK | CIRCLE K STORE INC | 3802 CORPOREX PARK DR SUITE 200 |  | TAMPA | FL | 33619 |  | 8139106878 |  | INVESTOR | 100 | 3045 | 1 | 2021-07-28 | 2020-04-21 | NC01 | 50
6 | HILLSBOROUGH | SWHI |  | 6296414 | NONTRANSIENT NONCOMMUNITY | CHLORINATION; AERATION FOR REMOVAL OF ANY SECONDARY CONTAMINANT, SULFIDE, OR ANY UNREGULATED CONTAMINANT; CORROSION CONTROL INHIBITOR ADDITION; HYPOCHLORINATION; IRON OR MANGANESE SEQUESTRATION; OR ULTRAVIOLET RADIATION. THE LEAD/CHIEF OPERATOR MUST BE CLASS D OR HIGHER. 50,000 GPD UP TO 0.25 MGD-STAFFING BY CLASS D OR HIGHER OPERATOR: 3 VISITS/WEEK ON NONCONSECUTIVE DAYS FOR A TOTAL OF 0.3 HOUR/WEEK. LESS THAN 50,000 GPD-STAFFING BY A CLASS D OR HIGHER OPERATOR: 2 VISITS/WEEK ON NONCONSECUTIVE DAYS FOR A TOTAL OF 0.2 HOUR/WEEK. THERE SHALL BE NO MORE THAN 5 DAYS BETWEEN THE LAST VISIT IN ONE WEEK AND THE FIRST VISIT IN THE NEXT WEEK. | N | Y | PARALLEL WIMAUMA | 2324 W LAKE DR |  | WIMAUMA | FL | 33598 |  | 8133348569 |  | JOHN (SKIP) HOLLAND | PARALLEL WIMAUMA LLC | 2324 WEST LAKE DR |  | WIMAUMA | FL | 33598 |  | 4046616285 |  | INVESTOR | 300 | 12384 | 9 | 2021-05-10 | 2020-12-01 | NTNC | 100
6 | HILLSBOROUGH | SWHI |  | 6296415 | NONTRANSIENT NONCOMMUNITY | CHLORINATION; AERATION FOR REMOVAL OF ANY SECONDARY CONTAMINANT, SULFIDE, OR ANY UNREGULATED CONTAMINANT; CORROSION CONTROL INHIBITOR ADDITION; HYPOCHLORINATION; IRON OR MANGANESE SEQUESTRATION; OR ULTRAVIOLET RADIATION. THE LEAD/CHIEF OPERATOR MUST BE CLASS D OR HIGHER. 50,000 GPD UP TO 0.25 MGD-STAFFING BY CLASS D OR HIGHER OPERATOR: 3 VISITS/WEEK ON NONCONSECUTIVE DAYS FOR A TOTAL OF 0.3 HOUR/WEEK. LESS THAN 50,000 GPD-STAFFING BY A CLASS D OR HIGHER OPERATOR: 2 VISITS/WEEK ON NONCONSECUTIVE DAYS FOR A TOTAL OF 0.2 HOUR/WEEK. THERE SHALL BE NO MORE THAN 5 DAYS BETWEEN THE LAST VISIT IN ONE WEEK AND THE FIRST VISIT IN THE NEXT WEEK. | N | Y | LOOP FARM MCL | 21301 HOBBS RD |  | WIMAUMA | FL | 33598 |  | 8136348620 |  | JACK P SIZEMORE, JR | LOOP FARM LLC | 8423 SR 674 |  | WIMAUMA | FL | 33598 |  | 8136348620 |  | INVESTOR | 92 | 10000 | 5 | 2021-08-23 | 2020-10-12 | NTNC | 100
6 | HILLSBOROUGH | SWHI |  | 6296416 | COMMUNITY | NO TREATMENT--CONSECUTIVE SYSTEMS ONLY | Y | N | GRACELAND ESTATES | NW CORNER OF JOE EBERT AND CR 579 |  | SEFFNER | FL | 33548 |  | 4079058180 |  | CAMERON DIEHL | CAMERON DIEHL | 10411 CRESTVIEW HEIGHTS AVE |  | THONOTOSASSA | FL | 33592 |  | 7274221774 |  | INVESTOR | 115 | 50400 | 38 | 2021-10-05 | 2021-09-30 | PC01 | 50
6 | HILLSBOROUGH | SWHI |  | 6296417 | NONCOMMUNITY | CHLORINATION; AERATION FOR REMOVAL OF ANY SECONDARY CONTAMINANT, SULFIDE, OR ANY UNREGULATED CONTAMINANT; CORROSION CONTROL INHIBITOR ADDITION; HYPOCHLORINATION; IRON OR MANGANESE SEQUESTRATION; OR ULTRAVIOLET RADIATION. THE LEAD/CHIEF OPERATOR MUST BE CLASS D OR HIGHER. 50,000 GPD UP TO 0.25 MGD-STAFFING BY CLASS D OR HIGHER OPERATOR: 3 VISITS/WEEK ON NONCONSECUTIVE DAYS FOR A TOTAL OF 0.3 HOUR/WEEK. LESS THAN 50,000 GPD-STAFFING BY A CLASS D OR HIGHER OPERATOR: 2 VISITS/WEEK ON NONCONSECUTIVE DAYS FOR A TOTAL OF 0.2 HOUR/WEEK. THERE SHALL BE NO MORE THAN 5 DAYS BETWEEN THE LAST VISIT IN ONE WEEK AND THE FIRST VISIT IN THE NEXT WEEK. | N | Y | CREEKSIDE CHURCH | 311 NEWBERGER RD |  | LUTZ | FL | 33549 |  | 8139091907 |  | JEFF AMAN | CREEKSIDE CHURCH INC | 311 NEWBERGER ROAD |  | LUTZ | FL | 33549 |  | 8139091907 |  | INVESTOR | 500 | 2000 | 1 | 2021-10-14 | 2020-12-09 | NC01 | 50
6 | HILLSBOROUGH | SWHI |  | 6296418 | NONCOMMUNITY | CHLORINATION; AERATION FOR REMOVAL OF ANY SECONDARY CONTAMINANT, SULFIDE, OR ANY UNREGULATED CONTAMINANT; CORROSION CONTROL INHIBITOR ADDITION; HYPOCHLORINATION; IRON OR MANGANESE SEQUESTRATION; OR ULTRAVIOLET RADIATION. THE LEAD/CHIEF OPERATOR MUST BE CLASS D OR HIGHER. 50,000 GPD UP TO 0.25 MGD-STAFFING BY CLASS D OR HIGHER OPERATOR: 3 VISITS/WEEK ON NONCONSECUTIVE DAYS FOR A TOTAL OF 0.3 HOUR/WEEK. LESS THAN 50,000 GPD-STAFFING BY A CLASS D OR HIGHER OPERATOR: 2 VISITS/WEEK ON NONCONSECUTIVE DAYS FOR A TOTAL OF 0.2 HOUR/WEEK. THERE SHALL BE NO MORE THAN 5 DAYS BETWEEN THE LAST VISIT IN ONE WEEK AND THE FIRST VISIT IN THE NEXT WEEK. | N | Y | MCINTOSH PLAZA | 4810 MCINTOSH RD |  | DOVER | FL | 33527 |  | 8132474731 |  | FRANK D CAPITANO | MCINTOSH PLAZA, LLC | 1320 E 9TH AVE SECOND FLOOR |  | TAMPA | FL | 33605 |  | 8132474731 |  | INVESTOR | 300 | 3214 | 1 | 2021-03-29 | 2020-03-02 | NC01 | 50
6 | HILLSBOROUGH | SWHI |  | 6296419 | NONTRANSIENT NONCOMMUNITY | CHLORINATION; AERATION FOR REMOVAL OF ANY SECONDARY CONTAMINANT, SULFIDE, OR ANY UNREGULATED CONTAMINANT; CORROSION CONTROL INHIBITOR ADDITION; HYPOCHLORINATION; IRON OR MANGANESE SEQUESTRATION; OR ULTRAVIOLET RADIATION. THE LEAD/CHIEF OPERATOR MUST BE CLASS D OR HIGHER. 50,000 GPD UP TO 0.25 MGD-STAFFING BY CLASS D OR HIGHER OPERATOR: 3 VISITS/WEEK ON NONCONSECUTIVE DAYS FOR A TOTAL OF 0.3 HOUR/WEEK. LESS THAN 50,000 GPD-STAFFING BY A CLASS D OR HIGHER OPERATOR: 2 VISITS/WEEK ON NONCONSECUTIVE DAYS FOR A TOTAL OF 0.2 HOUR/WEEK. THERE SHALL BE NO MORE THAN 5 DAYS BETWEEN THE LAST VISIT IN ONE WEEK AND THE FIRST VISIT IN THE NEXT WEEK. | N | Y | CAREY ROAD AG HOUSING SOLUTIONS | 8411 CAREY RD |  | LITHIA | FL | 33547 |  | 8132994410 |  | COLE SELLERS | AG HOUSING SOLUTIONS, LLC | 202 DORIS DRIVE, SUITE 105 |  | LAKELAND | FL | 33813 |  | 8636404890 |  | INVESTOR | 142 | 14200 | 6 | 2021-10-31 | 2021-10-27 | NTNC | 100
6 | HILLSBOROUGH | SWHI |  | 6296422 | NONTRANSIENT NONCOMMUNITY | CHLORINATION; AERATION FOR REMOVAL OF ANY SECONDARY CONTAMINANT, SULFIDE, OR ANY UNREGULATED CONTAMINANT; CORROSION CONTROL INHIBITOR ADDITION; HYPOCHLORINATION; IRON OR MANGANESE SEQUESTRATION; OR ULTRAVIOLET RADIATION. THE LEAD/CHIEF OPERATOR MUST BE CLASS D OR HIGHER. 50,000 GPD UP TO 0.25 MGD-STAFFING BY CLASS D OR HIGHER OPERATOR: 3 VISITS/WEEK ON NONCONSECUTIVE DAYS FOR A TOTAL OF 0.3 HOUR/WEEK. LESS THAN 50,000 GPD-STAFFING BY A CLASS D OR HIGHER OPERATOR: 2 VISITS/WEEK ON NONCONSECUTIVE DAYS FOR A TOTAL OF 0.2 HOUR/WEEK. THERE SHALL BE NO MORE THAN 5 DAYS BETWEEN THE LAST VISIT IN ONE WEEK AND THE FIRST VISIT IN THE NEXT WEEK. | N | Y | FL PACIFIC FARMS FARM WORKER HOUSING | 8425 LITHIA PINECREST RD |  | LITHIA | FL | 33547 |  | 8058893558 |  | MIGUEL GUERRERO | LITHIA RD PLANT CITY, LLC | 1521 WESTBRANCH DR, SUITE 200 |  | MCLEAN | VA | 22102 |  | 7032875839 |  | INVESTOR | 160 | 16000 | 13 | 2021-11-19 | 2021-11-12 | NTNC | 100
6 | HILLSBOROUGH | SWHI |  | 6296423 | NONCOMMUNITY | CHLORINATION; AERATION FOR REMOVAL OF ANY SECONDARY CONTAMINANT, SULFIDE, OR ANY UNREGULATED CONTAMINANT; CORROSION CONTROL INHIBITOR ADDITION; HYPOCHLORINATION; IRON OR MANGANESE SEQUESTRATION; OR ULTRAVIOLET RADIATION. THE LEAD/CHIEF OPERATOR MUST BE CLASS D OR HIGHER. 50,000 GPD UP TO 0.25 MGD-STAFFING BY CLASS D OR HIGHER OPERATOR: 3 VISITS/WEEK ON NONCONSECUTIVE DAYS FOR A TOTAL OF 0.3 HOUR/WEEK. LESS THAN 50,000 GPD-STAFFING BY A CLASS D OR HIGHER OPERATOR: 2 VISITS/WEEK ON NONCONSECUTIVE DAYS FOR A TOTAL OF 0.2 HOUR/WEEK. THERE SHALL BE NO MORE THAN 5 DAYS BETWEEN THE LAST VISIT IN ONE WEEK AND THE FIRST VISIT IN THE NEXT WEEK. | N | Y | MISION LAGO | 11901 FORT KING HIGHWAY |  | THONOTOSASSA | FL | 33592 |  | 8133762858 |  | ROBERT REED | MISION LAGO LAND, LLC | 11865 FORT KING HIGHWAY |  | THONOTOSASSA | FL | 33592 |  | 8133762858 |  | INVESTOR | 165 | 1600 | 2 | 2021-11-12 | 2021-10-27 | NC01 | 50
6 | HILLSBOROUGH | SWHI |  | 6296424 | NONCOMMUNITY | CHLORINATION; AERATION FOR REMOVAL OF ANY SECONDARY CONTAMINANT, SULFIDE, OR ANY UNREGULATED CONTAMINANT; CORROSION CONTROL INHIBITOR ADDITION; HYPOCHLORINATION; IRON OR MANGANESE SEQUESTRATION; OR ULTRAVIOLET RADIATION. THE LEAD/CHIEF OPERATOR MUST BE CLASS D OR HIGHER. 50,000 GPD UP TO 0.25 MGD-STAFFING BY CLASS D OR HIGHER OPERATOR: 3 VISITS/WEEK ON NONCONSECUTIVE DAYS FOR A TOTAL OF 0.3 HOUR/WEEK. LESS THAN 50,000 GPD-STAFFING BY A CLASS D OR HIGHER OPERATOR: 2 VISITS/WEEK ON NONCONSECUTIVE DAYS FOR A TOTAL OF 0.2 HOUR/WEEK. THERE SHALL BE NO MORE THAN 5 DAYS BETWEEN THE LAST VISIT IN ONE WEEK AND THE FIRST VISIT IN THE NEXT WEEK. | N | Y | HUNGRY HOWIE'S PIZZA | 4506 MCINTOSH RD |  | DOVER | FL | 33511 |  | 8135784500 |  | PERLA AVILA | KAZ FAMILY PROPERTIES LLC | 1326 EAST LUMSDEN ROAD |  | BRANDON | FL | 33511 |  | 8139671831 |  | INVESTOR | 100 | 2000 | 1 | 2021-04-12 | 2021-04-08 | NC01 | 50
2 | LEVY | NED | CJ.ZIMOSKI@WILLISTONFL.ORG | 6382055 | COMMUNITY | CHLORINATION; AERATION FOR REMOVAL OF ANY SECONDARY CONTAMINANT, SULFIDE, OR ANY UNREGULATED CONTAMINANT; CORROSION CONTROL INHIBITOR ADDITION; HYPOCHLORINATION; IRON OR MANGANESE SEQUESTRATION; OR ULTRAVIOLET RADIATION. THE LEAD/CHIEF OPERATOR MUST BE CLASS C OR HIGHER. 5.0 MGD AND ABOVE-STAFFING BY CLASS C OR HIGHER OPERATOR: 6 HOURS/DAY FOR 5 DAYS/WEEK AND ONE VISIT ON EACH WEEKEND DAY. 3.0 MGD UP TO 5.0 MGD-STAFFING BY CLASS C OR HIGHER OPERATOR: 1 HOUR/DAY FOR 5 DAYS/WEEK AND ONE VISIT ON EACH WEEKEND DAY. 0.25 MGD UP TO 3.0 MGD-STAFFING BY CLASS C OR HIGHER OPERATOR: 5 VISITS/WEEK AND ONE VISIT EACH WEEKEND FOR A TOTAL OF 0.6 HOUR/WEEK. | N | Y | WILLISTON WTP | POST OFFICE BOX 160 |  | WILLISTON | FL | 32696 |  | 3525283060 |  | JONATHEN BISHOP | JACKIE GORMAN | PO BOX 160 |  | WILLISTON | FL | 32696 |  | 3525283060 |  | MUNICIPALITY | 2400 | 5794000 | 915 | 2017-08-14 | 2020-05-15 | DC02 | 4000
2 | LEVY | NED | TOWNOFINGLISDEPUTYCLERK@GMAIL.COM | 6382056 | COMMUNITY | MEMBRANE PROCESSES, INCLUDING ELECTRODIALYSIS, ELECTRODIALYSIS REVERSAL, MICROFILTRATION, ULTRAFILTRATION, NANOFILTRATION, AND REVERSE OSMOSIS. THE LEAD/CHIEF OPERATOR MUST BE CLASS C OR HIGHER. 0.5 MGD UP TO 1.0 MGD-STAFFING BY CLASS C OR HIGHER OPERATOR: 6 HOURS/DAY FOR 5 DAYS/WEEK AND ONE VISIT ON EACH WEEKEND DAY. 0.1 MGD UP TO 0.5 MGD-STAFFING BY CLASS C OR HIGHER OPERATOR: 3 HOURS/DAY FOR 5 DAYS/WEEK AND ONE VISIT ON EACH WEEKEND DAY. LESS THAN 0.1 MGD-STAFFING BY CLASS C OR HIGHER OPERATOR: 1 HOUR/DAY FOR 5 DAYS/WEEK AND ONE VISIT ON EACH WEEKEND DAY. | N | Y | TOWN OF INGLIS | 171 ELM ST |  | INGLIS | FL | 34449 |  | 3524472203 |  | WAYNE MOORE | MICHAEL ANDREW (DREW) WHITE, MAYOR | POST OFFICE DRAWER 429 |  | INGLIS | FL | 34449 |  | 3524472203 | 107 | MUNICIPALITY | 1630 | 500000 | 903 | 2014-12-10 | 2021-11-05 | DC04 | 1000
2 | LEVY | NED |  | 6382106 | NONCOMMUNITY | CHLORINATION; AERATION FOR REMOVAL OF ANY SECONDARY CONTAMINANT, SULFIDE, OR ANY UNREGULATED CONTAMINANT; CORROSION CONTROL INHIBITOR ADDITION; HYPOCHLORINATION; IRON OR MANGANESE SEQUESTRATION; OR ULTRAVIOLET RADIATION. THE LEAD/CHIEF OPERATOR MUST BE CLASS D OR HIGHER. 50,000 GPD UP TO 0.25 MGD-STAFFING BY CLASS D OR HIGHER OPERATOR: 3 VISITS/WEEK ON NONCONSECUTIVE DAYS FOR A TOTAL OF 0.3 HOUR/WEEK. LESS THAN 50,000 GPD-STAFFING BY A CLASS D OR HIGHER OPERATOR: 2 VISITS/WEEK ON NONCONSECUTIVE DAYS FOR A TOTAL OF 0.2 HOUR/WEEK. THERE SHALL BE NO MORE THAN 5 DAYS BETWEEN THE LAST VISIT IN ONE WEEK AND THE FIRST VISIT IN THE NEXT WEEK. | N | Y | DRIFTWOOD TRAILER PARK | 10090 HWY 40 EAST |  | INGLIS | FL | 34449 |  | 3524895918 |  | STEWART YAPP | MR RONNIE CANNON | 12071 SW 180TH AVE. |  | DUNNELLON | FL | 34432 |  | 3524895918 |  | INVESTOR | 48 | 9442 | 24 | 2017-12-30 | 2017-09-22 | NC01 | 50
2 | LEVY | NED | MARSHALL@HASH.COM | 6382108 | COMMUNITY | CHLORINATION; AERATION FOR REMOVAL OF ANY SECONDARY CONTAMINANT, SULFIDE, OR ANY UNREGULATED CONTAMINANT; CORROSION CONTROL INHIBITOR ADDITION; HYPOCHLORINATION; IRON OR MANGANESE SEQUESTRATION; OR ULTRAVIOLET RADIATION. THE LEAD/CHIEF OPERATOR MUST BE CLASS D OR HIGHER. 50,000 GPD UP TO 0.25 MGD-STAFFING BY CLASS D OR HIGHER OPERATOR: 3 VISITS/WEEK ON NONCONSECUTIVE DAYS FOR A TOTAL OF 0.3 HOUR/WEEK. LESS THAN 50,000 GPD-STAFFING BY A CLASS D OR HIGHER OPERATOR: 2 VISITS/WEEK ON NONCONSECUTIVE DAYS FOR A TOTAL OF 0.2 HOUR/WEEK. THERE SHALL BE NO MORE THAN 5 DAYS BETWEEN THE LAST VISIT IN ONE WEEK AND THE FIRST VISIT IN THE NEXT WEEK. | N | Y | INGLEWOOD ESTATES MH SD | 5790 SOUTHEAST 194TH LANE (LOT 17) |  | INGLIS | FL | 34449 |  | 3526130103 |  | MARSHALL AND KIM HASH | MARSHALL AND LIZA HASH | PO BOX 4 |  | INGLIS | FL | 34449 |  | 3526130103 |  | INVESTOR | 150 | 57793 | 65 | 2013-09-04 | 2020-02-14 | DC051 | 100
2 | LEVY | NED | ADMIN@EMERALDCOVERV.COM | 6382112 | NONCOMMUNITY | CHLORINATION; AERATION FOR REMOVAL OF ANY SECONDARY CONTAMINANT, SULFIDE, OR ANY UNREGULATED CONTAMINANT; CORROSION CONTROL INHIBITOR ADDITION; HYPOCHLORINATION; IRON OR MANGANESE SEQUESTRATION; OR ULTRAVIOLET RADIATION. THE LEAD/CHIEF OPERATOR MUST BE CLASS D OR HIGHER. 50,000 GPD UP TO 0.25 MGD-STAFFING BY CLASS D OR HIGHER OPERATOR: 3 VISITS/WEEK ON NONCONSECUTIVE DAYS FOR A TOTAL OF 0.3 HOUR/WEEK. LESS THAN 50,000 GPD-STAFFING BY A CLASS D OR HIGHER OPERATOR: 2 VISITS/WEEK ON NONCONSECUTIVE DAYS FOR A TOTAL OF 0.2 HOUR/WEEK. THERE SHALL BE NO MORE THAN 5 DAYS BETWEEN THE LAST VISIT IN ONE WEEK AND THE FIRST VISIT IN THE NEXT WEEK. | N | Y | EMERALD COVE RV RESORT | 20050 SE 110TH AVENUE |  | INGLIS | FL | 34449 |  | 3525700181 |  | JOEL AND EVE STRONG | THEODORE AND JEANETTE CAREY | 1 B VENETIAN WAY |  | INDIAN HARBOUR BEACH | FL | 32937 |  |  |  | INVESTOR | 33 | 11495 | 33 | 2017-09-18 | 2017-09-01 | NC01 | 50
2 | LEVY | NED | MROTTEVEEL@USWATERCORP.NET | 6382116 | COMMUNITY | MEMBRANE PROCESSES, INCLUDING ELECTRODIALYSIS, ELECTRODIALYSIS REVERSAL, MICROFILTRATION, ULTRAFILTRATION, NANOFILTRATION, AND REVERSE OSMOSIS. THE LEAD/CHIEF OPERATOR MUST BE CLASS C OR HIGHER. 0.5 MGD UP TO 1.0 MGD-STAFFING BY CLASS C OR HIGHER OPERATOR: 6 HOURS/DAY FOR 5 DAYS/WEEK AND ONE VISIT ON EACH WEEKEND DAY. 0.1 MGD UP TO 0.5 MGD-STAFFING BY CLASS C OR HIGHER OPERATOR: 3 HOURS/DAY FOR 5 DAYS/WEEK AND ONE VISIT ON EACH WEEKEND DAY. LESS THAN 0.1 MGD-STAFFING BY CLASS C OR HIGHER OPERATOR: 1 HOUR/DAY FOR 5 DAYS/WEEK AND ONE VISIT ON EACH WEEKEND DAY. | N | Y | YANKEETOWN WTP | 4013 HIGHWAY 40 WEST |  | YANKEETOWN | FL | 34498 |  | 3524472511 |  | MELISA ROTTEVEEL | JACK H. SCHOFIELD II | POST OFFICE BOX 280 |  | YANKEETOWN | FL | 34498 | 280 | 3524472511 |  | MUNICIPALITY | 504 | 432000 | 469 | 2016-11-10 | 2019-11-22 | DC04 | 1000
2 | LEVY | NED | ADMIN@EMERALDCOVERV.COM | 6382121 | NONCOMMUNITY | CHLORINATION; AERATION FOR REMOVAL OF ANY SECONDARY CONTAMINANT, SULFIDE, OR ANY UNREGULATED CONTAMINANT; CORROSION CONTROL INHIBITOR ADDITION; HYPOCHLORINATION; IRON OR MANGANESE SEQUESTRATION; OR ULTRAVIOLET RADIATION. THE LEAD/CHIEF OPERATOR MUST BE CLASS D OR HIGHER. 50,000 GPD UP TO 0.25 MGD-STAFFING BY CLASS D OR HIGHER OPERATOR: 3 VISITS/WEEK ON NONCONSECUTIVE DAYS FOR A TOTAL OF 0.3 HOUR/WEEK. LESS THAN 50,000 GPD-STAFFING BY A CLASS D OR HIGHER OPERATOR: 2 VISITS/WEEK ON NONCONSECUTIVE DAYS FOR A TOTAL OF 0.2 HOUR/WEEK. THERE SHALL BE NO MORE THAN 5 DAYS BETWEEN THE LAST VISIT IN ONE WEEK AND THE FIRST VISIT IN THE NEXT WEEK. | N | Y | EMERALD COVE TAVERN | 10930 SE 201 ST |  | INGLIS | FL | 34449 |  | 3525700181 |  | JOEL AND EVE STRONG | THEODORE AND JEANETTE CAREY | 1 B VENETIAN WAY |  | INDIAN HARBOUR BEACH | FL | 32937 |  |  |  | INVESTOR | 25 | 11495 | 10 | 2017-09-18 | 2017-09-01 | NC01 | 50
2 | LEVY | NED | LEVY_GATOR@YAHOO.COM | 6384606 | NONCOMMUNITY | CHLORINATION; AERATION FOR REMOVAL OF ANY SECONDARY CONTAMINANT, SULFIDE, OR ANY UNREGULATED CONTAMINANT; CORROSION CONTROL INHIBITOR ADDITION; HYPOCHLORINATION; IRON OR MANGANESE SEQUESTRATION; OR ULTRAVIOLET RADIATION. THE LEAD/CHIEF OPERATOR MUST BE CLASS D OR HIGHER. 50,000 GPD UP TO 0.25 MGD-STAFFING BY CLASS D OR HIGHER OPERATOR: 3 VISITS/WEEK ON NONCONSECUTIVE DAYS FOR A TOTAL OF 0.3 HOUR/WEEK. LESS THAN 50,000 GPD-STAFFING BY A CLASS D OR HIGHER OPERATOR: 2 VISITS/WEEK ON NONCONSECUTIVE DAYS FOR A TOTAL OF 0.2 HOUR/WEEK. THERE SHALL BE NO MORE THAN 5 DAYS BETWEEN THE LAST VISIT IN ONE WEEK AND THE FIRST VISIT IN THE NEXT WEEK. | N | Y | WITHLACOOCHEE BACKWATER MHP | 19151 SE 135 CT |  | DUNNELLON | FL | 34431 |  | 3524896691 |  | RICK BORWEGEN, JR. AND BETTINA BORWEGEN | RICK BORWEGEN JR. | 19151 SE 135TH COURT |  | DUNNELLON | FL | 34431 |  | 4062600330 |  | INVESTOR | 25 | 7369 | 46 | 2014-06-25 | 2021-05-21 | NC01 | 50
2 | LEVY | NED | maddiemiller4404@gmail.com | 6384607 | NONCOMMUNITY | CHLORINATION; AERATION FOR REMOVAL OF ANY SECONDARY CONTAMINANT, SULFIDE, OR ANY UNREGULATED CONTAMINANT; CORROSION CONTROL INHIBITOR ADDITION; HYPOCHLORINATION; IRON OR MANGANESE SEQUESTRATION; OR ULTRAVIOLET RADIATION. THE LEAD/CHIEF OPERATOR MUST BE CLASS D OR HIGHER. 50,000 GPD UP TO 0.25 MGD-STAFFING BY CLASS D OR HIGHER OPERATOR: 3 VISITS/WEEK ON NONCONSECUTIVE DAYS FOR A TOTAL OF 0.3 HOUR/WEEK. LESS THAN 50,000 GPD-STAFFING BY A CLASS D OR HIGHER OPERATOR: 2 VISITS/WEEK ON NONCONSECUTIVE DAYS FOR A TOTAL OF 0.2 HOUR/WEEK. THERE SHALL BE NO MORE THAN 5 DAYS BETWEEN THE LAST VISIT IN ONE WEEK AND THE FIRST VISIT IN THE NEXT WEEK. | N | Y | OUT OF TOWNERS | 7501 NORTHWEST 162 COURT |  | WILLISTON | FL | 32696 |  | 3522866671 |  | MADALEN MILLER | MADALEN MILLER | 21301 NE 30TH STREET |  | WILLISTON | FL | 32696 |  | 3522866671 |  | INVESTOR | 30 | 57399 | 21 | 2017-11-13 | 2017-08-09 | NC01 | 50
2 | LEVY | NED | villagepines@trgliving.com | 6384610 | NONCOMMUNITY | CHLORINATION; AERATION FOR REMOVAL OF ANY SECONDARY CONTAMINANT, SULFIDE, OR ANY UNREGULATED CONTAMINANT; CORROSION CONTROL INHIBITOR ADDITION; HYPOCHLORINATION; IRON OR MANGANESE SEQUESTRATION; OR ULTRAVIOLET RADIATION. THE LEAD/CHIEF OPERATOR MUST BE CLASS D OR HIGHER. 50,000 GPD UP TO 0.25 MGD-STAFFING BY CLASS D OR HIGHER OPERATOR: 3 VISITS/WEEK ON NONCONSECUTIVE DAYS FOR A TOTAL OF 0.3 HOUR/WEEK. LESS THAN 50,000 GPD-STAFFING BY A CLASS D OR HIGHER OPERATOR: 2 VISITS/WEEK ON NONCONSECUTIVE DAYS FOR A TOTAL OF 0.2 HOUR/WEEK. THERE SHALL BE NO MORE THAN 5 DAYS BETWEEN THE LAST VISIT IN ONE WEEK AND THE FIRST VISIT IN THE NEXT WEEK. | N | Y | VILLAGE PINE CAMPGROUND | 8053 SE 140TH LANE |  | INGLIS | FL | 34449 |  | 3524472777 |  | JEN ULLRICH | JEN ULLRICH | 7521 PAULA DRIVE | #260085 | TAMPA | FL | 33685 |  | 8457214901 |  | INVESTOR | 64 | 11780 | 32 | 2014-07-18 | 2017-05-30 | NC01 | 50
2 | LEVY | NED | SuzieBBV@gmail.com | 6384611 | NONCOMMUNITY | CHLORINATION; AERATION FOR REMOVAL OF ANY SECONDARY CONTAMINANT, SULFIDE, OR ANY UNREGULATED CONTAMINANT; CORROSION CONTROL INHIBITOR ADDITION; HYPOCHLORINATION; IRON OR MANGANESE SEQUESTRATION; OR ULTRAVIOLET RADIATION. THE LEAD/CHIEF OPERATOR MUST BE CLASS D OR HIGHER. 50,000 GPD UP TO 0.25 MGD-STAFFING BY CLASS D OR HIGHER OPERATOR: 3 VISITS/WEEK ON NONCONSECUTIVE DAYS FOR A TOTAL OF 0.3 HOUR/WEEK. LESS THAN 50,000 GPD-STAFFING BY A CLASS D OR HIGHER OPERATOR: 2 VISITS/WEEK ON NONCONSECUTIVE DAYS FOR A TOTAL OF 0.2 HOUR/WEEK. THERE SHALL BE NO MORE THAN 5 DAYS BETWEEN THE LAST VISIT IN ONE WEEK AND THE FIRST VISIT IN THE NEXT WEEK. | N | Y | BUDDY'S LAKESIDE PARK | 10050 HWY 40 EAST |  | INGLIS | FL | 34449 |  | 3524473474 |  | SUZANNE ABERNATHY | WILLIAM HUDNALL | 10050 HWY 40 EAST | BOX 22 | INGLIS | FL | 34449 |  | 3524813222 |  | INVESTOR | 102 | 18604 | 61 | 2017-11-13 | 2017-09-22 | NC01 | 50
2 | LEVY | NED | DOUGNSUE2@NETZERO.NET | 6384612 | NONCOMMUNITY | CHLORINATION; AERATION FOR REMOVAL OF ANY SECONDARY CONTAMINANT, SULFIDE, OR ANY UNREGULATED CONTAMINANT; CORROSION CONTROL INHIBITOR ADDITION; HYPOCHLORINATION; IRON OR MANGANESE SEQUESTRATION; OR ULTRAVIOLET RADIATION. THE LEAD/CHIEF OPERATOR MUST BE CLASS D OR HIGHER. 50,000 GPD UP TO 0.25 MGD-STAFFING BY CLASS D OR HIGHER OPERATOR: 3 VISITS/WEEK ON NONCONSECUTIVE DAYS FOR A TOTAL OF 0.3 HOUR/WEEK. LESS THAN 50,000 GPD-STAFFING BY A CLASS D OR HIGHER OPERATOR: 2 VISITS/WEEK ON NONCONSECUTIVE DAYS FOR A TOTAL OF 0.2 HOUR/WEEK. THERE SHALL BE NO MORE THAN 5 DAYS BETWEEN THE LAST VISIT IN ONE WEEK AND THE FIRST VISIT IN THE NEXT WEEK. | N | Y | DAN'S MHP | 1 DAN'S DRIVE |  | INGLIS | FL | 34449 |  | 3524472043 |  | SUZANNE STOUT | SUZANNE STOUT | 1 DAN'S DRIVE |  | INGLIS | FL | 34449 |  | 3524472043 |  | UNKNOWN | 31 | 28887 | 31 | 2017-09-01 | 2017-09-01 | NC01 | 50
2 | LEVY | NED | villagepines@trgliving.com | 6384619 | NONCOMMUNITY | CHLORINATION; AERATION FOR REMOVAL OF ANY SECONDARY CONTAMINANT, SULFIDE, OR ANY UNREGULATED CONTAMINANT; CORROSION CONTROL INHIBITOR ADDITION; HYPOCHLORINATION; IRON OR MANGANESE SEQUESTRATION; OR ULTRAVIOLET RADIATION. THE LEAD/CHIEF OPERATOR MUST BE CLASS D OR HIGHER. 50,000 GPD UP TO 0.25 MGD-STAFFING BY CLASS D OR HIGHER OPERATOR: 3 VISITS/WEEK ON NONCONSECUTIVE DAYS FOR A TOTAL OF 0.3 HOUR/WEEK. LESS THAN 50,000 GPD-STAFFING BY A CLASS D OR HIGHER OPERATOR: 2 VISITS/WEEK ON NONCONSECUTIVE DAYS FOR A TOTAL OF 0.2 HOUR/WEEK. THERE SHALL BE NO MORE THAN 5 DAYS BETWEEN THE LAST VISIT IN ONE WEEK AND THE FIRST VISIT IN THE NEXT WEEK. | N | Y | WAGONWHEEL MHP | 8053 SE 140TH LANE |  | INGLIS | FL | 34449 |  | 3524472777 |  | JEN ULLRICH | JEN ULLRICH | 7521 PAULA DRIVE | #260085 | TAMPA | FL | 33685 |  | 8457214901 |  | INVESTOR/LICENSED PUBLIC UTILITIES | 50 | 12155 | 29 | 2014-09-19 | 2017-05-30 | NC01 | 50
2 | LEVY | NED | BFRYE@YOUTHRANCHES.ORG | 6384621 | NONTRANSIENT NONCOMMUNITY | CHLORINATION; AERATION FOR REMOVAL OF ANY SECONDARY CONTAMINANT, SULFIDE, OR ANY UNREGULATED CONTAMINANT; CORROSION CONTROL INHIBITOR ADDITION; HYPOCHLORINATION; IRON OR MANGANESE SEQUESTRATION; OR ULTRAVIOLET RADIATION. THE LEAD/CHIEF OPERATOR MUST BE CLASS D OR HIGHER. 50,000 GPD UP TO 0.25 MGD-STAFFING BY CLASS D OR HIGHER OPERATOR: 3 VISITS/WEEK ON NONCONSECUTIVE DAYS FOR A TOTAL OF 0.3 HOUR/WEEK. LESS THAN 50,000 GPD-STAFFING BY A CLASS D OR HIGHER OPERATOR: 2 VISITS/WEEK ON NONCONSECUTIVE DAYS FOR A TOTAL OF 0.2 HOUR/WEEK. THERE SHALL BE NO MORE THAN 5 DAYS BETWEEN THE LAST VISIT IN ONE WEEK AND THE FIRST VISIT IN THE NEXT WEEK. | N | Y | FLORIDA SHERIFFS YOUTH RANCH CARUTH CAMP | 14770 SE STATE ROAD 19 |  | INGLIS | FL | 34449 |  | 3524472259 |  | BILL FRYE | BILL FRYE | PO BOX 2000 |  | BOYS RANCH | FL | 32064 |  | 3528425501 |  | INVESTOR | 200 | 28146 | 10 | 2018-01-03 | 2020-02-14 | NTNC | 100
2 | LEVY | NED | cmpatel4u@yahoo.com | 6384623 | NONCOMMUNITY | CHLORINATION; AERATION FOR REMOVAL OF ANY SECONDARY CONTAMINANT, SULFIDE, OR ANY UNREGULATED CONTAMINANT; CORROSION CONTROL INHIBITOR ADDITION; HYPOCHLORINATION; IRON OR MANGANESE SEQUESTRATION; OR ULTRAVIOLET RADIATION. THE LEAD/CHIEF OPERATOR MUST BE CLASS D OR HIGHER. 50,000 GPD UP TO 0.25 MGD-STAFFING BY CLASS D OR HIGHER OPERATOR: 3 VISITS/WEEK ON NONCONSECUTIVE DAYS FOR A TOTAL OF 0.3 HOUR/WEEK. LESS THAN 50,000 GPD-STAFFING BY A CLASS D OR HIGHER OPERATOR: 2 VISITS/WEEK ON NONCONSECUTIVE DAYS FOR A TOTAL OF 0.2 HOUR/WEEK. THERE SHALL BE NO MORE THAN 5 DAYS BETWEEN THE LAST VISIT IN ONE WEEK AND THE FIRST VISIT IN THE NEXT WEEK. | N | Y | QUICK KING #17 | 3250 SE HWY 41 |  | MORRISTON | FL | 34470 |  | 3525286770 |  | CHIRAG (CHARLIE) PATEL | VIJAY PATEL | 303 SW 8TH STREET | SUITE ONE | OCALA | FL | 34471 |  | 3524029191 |  | INVESTOR | 25 | 9407 | 1 | 2018-08-21 | 2018-03-01 | NC01 | 50
2 | LEVY | NED |  | 6384626 | NONCOMMUNITY | CHLORINATION; AERATION FOR REMOVAL OF ANY SECONDARY CONTAMINANT, SULFIDE, OR ANY UNREGULATED CONTAMINANT; CORROSION CONTROL INHIBITOR ADDITION; HYPOCHLORINATION; IRON OR MANGANESE SEQUESTRATION; OR ULTRAVIOLET RADIATION. THE LEAD/CHIEF OPERATOR MUST BE CLASS D OR HIGHER. 50,000 GPD UP TO 0.25 MGD-STAFFING BY CLASS D OR HIGHER OPERATOR: 3 VISITS/WEEK ON NONCONSECUTIVE DAYS FOR A TOTAL OF 0.3 HOUR/WEEK. LESS THAN 50,000 GPD-STAFFING BY A CLASS D OR HIGHER OPERATOR: 2 VISITS/WEEK ON NONCONSECUTIVE DAYS FOR A TOTAL OF 0.2 HOUR/WEEK. THERE SHALL BE NO MORE THAN 5 DAYS BETWEEN THE LAST VISIT IN ONE WEEK AND THE FIRST VISIT IN THE NEXT WEEK. | N | Y | HUDSON JIFFY #1121 | 16790 NE SR 121 |  | WILLISTON | FL | 32696 |  | 3525282592 |  | WHITNEY SMITH | [9 empty] | OTHER | 37 | 11472 | 1 | 2014-03-21 | 2017-10-27 | NC01 | 50
2 | LEVY | NED |  | 6384627 | NONCOMMUNITY | CHLORINATION; AERATION FOR REMOVAL OF ANY SECONDARY CONTAMINANT, SULFIDE, OR ANY UNREGULATED CONTAMINANT; CORROSION CONTROL INHIBITOR ADDITION; HYPOCHLORINATION; IRON OR MANGANESE SEQUESTRATION; OR ULTRAVIOLET RADIATION. THE LEAD/CHIEF OPERATOR MUST BE CLASS D OR HIGHER. 50,000 GPD UP TO 0.25 MGD-STAFFING BY CLASS D OR HIGHER OPERATOR: 3 VISITS/WEEK ON NONCONSECUTIVE DAYS FOR A TOTAL OF 0.3 HOUR/WEEK. LESS THAN 50,000 GPD-STAFFING BY A CLASS D OR HIGHER OPERATOR: 2 VISITS/WEEK ON NONCONSECUTIVE DAYS FOR A TOTAL OF 0.2 HOUR/WEEK. THERE SHALL BE NO MORE THAN 5 DAYS BETWEEN THE LAST VISIT IN ONE WEEK AND THE FIRST VISIT IN THE NEXT WEEK. | N | Y | LIL FOOD RANCH #1 | 5250 NE 140TH CT. |  | WILLISTON | FL | 32696 |  | 3525286555 |  | MIKE PATEL | MIKE PATEL | 5250 NE 140TH COURT |  | WILLISTON | FL | 32696 |  | 3525286555 |  | OTHER | 41 | 9510 | 1 | 2018-10-10 | 2018-09-10 | NC01 | 50
2 | LEVY | NED | dale@mbproducts.com | 6384628 | NONCOMMUNITY | CHLORINATION; AERATION FOR REMOVAL OF ANY SECONDARY CONTAMINANT, SULFIDE, OR ANY UNREGULATED CONTAMINANT; CORROSION CONTROL INHIBITOR ADDITION; HYPOCHLORINATION; IRON OR MANGANESE SEQUESTRATION; OR ULTRAVIOLET RADIATION. THE LEAD/CHIEF OPERATOR MUST BE CLASS D OR HIGHER. 50,000 GPD UP TO 0.25 MGD-STAFFING BY CLASS D OR HIGHER OPERATOR: 3 VISITS/WEEK ON NONCONSECUTIVE DAYS FOR A TOTAL OF 0.3 HOUR/WEEK. LESS THAN 50,000 GPD-STAFFING BY A CLASS D OR HIGHER OPERATOR: 2 VISITS/WEEK ON NONCONSECUTIVE DAYS FOR A TOTAL OF 0.2 HOUR/WEEK. THERE SHALL BE NO MORE THAN 5 DAYS BETWEEN THE LAST VISIT IN ONE WEEK AND THE FIRST VISIT IN THE NEXT WEEK. | N | Y | GULF HAMMOCK FISHING CLUB | 7951 SE 5TH AVE. |  | GULF HAMMOCK | FL | 32639 |  | 3524866380 |  | DALE MCCLELLAN | DALE MCCLELLAN | 8601 HARNEY ROAD |  | TEMPLE TERRACE | FL | 33637 |  | 8133092193 |  | OTHER | 25 | 14126 | 23 | 2018-08-08 | 2018-07-20 | NC01 | 50
2 | LEVY | NED |  | 6384629 | NONCOMMUNITY | CHLORINATION; AERATION FOR REMOVAL OF ANY SECONDARY CONTAMINANT, SULFIDE, OR ANY UNREGULATED CONTAMINANT; CORROSION CONTROL INHIBITOR ADDITION; HYPOCHLORINATION; IRON OR MANGANESE SEQUESTRATION; OR ULTRAVIOLET RADIATION. THE LEAD/CHIEF OPERATOR MUST BE CLASS D OR HIGHER. 50,000 GPD UP TO 0.25 MGD-STAFFING BY CLASS D OR HIGHER OPERATOR: 3 VISITS/WEEK ON NONCONSECUTIVE DAYS FOR A TOTAL OF 0.3 HOUR/WEEK. LESS THAN 50,000 GPD-STAFFING BY A CLASS D OR HIGHER OPERATOR: 2 VISITS/WEEK ON NONCONSECUTIVE DAYS FOR A TOTAL OF 0.2 HOUR/WEEK. THERE SHALL BE NO MORE THAN 5 DAYS BETWEEN THE LAST VISIT IN ONE WEEK AND THE FIRST VISIT IN THE NEXT WEEK. | N | Y | D & M GENERAL STORE | 11050 SE 30 ST |  | MORRISTON | FL | 32668 |  | 3524864542 |  | DON MORRIS | DON MORRIS | 11050 SE 30TH ST |  | MORRISTON | FL | 32668 |  | 3525286216 |  | UNKNOWN | 25 | 9319 | 1 | 2017-09-20 | 2017-08-30 | NC01 | 50
2 | LEVY | NED | HAYENB@YAHOO.COM | 6384630 | NONCOMMUNITY | CHLORINATION; AERATION FOR REMOVAL OF ANY SECONDARY CONTAMINANT, SULFIDE, OR ANY UNREGULATED CONTAMINANT; CORROSION CONTROL INHIBITOR ADDITION; HYPOCHLORINATION; IRON OR MANGANESE SEQUESTRATION; OR ULTRAVIOLET RADIATION. THE LEAD/CHIEF OPERATOR MUST BE CLASS D OR HIGHER. 50,000 GPD UP TO 0.25 MGD-STAFFING BY CLASS D OR HIGHER OPERATOR: 3 VISITS/WEEK ON NONCONSECUTIVE DAYS FOR A TOTAL OF 0.3 HOUR/WEEK. LESS THAN 50,000 GPD-STAFFING BY A CLASS D OR HIGHER OPERATOR: 2 VISITS/WEEK ON NONCONSECUTIVE DAYS FOR A TOTAL OF 0.2 HOUR/WEEK. THERE SHALL BE NO MORE THAN 5 DAYS BETWEEN THE LAST VISIT IN ONE WEEK AND THE FIRST VISIT IN THE NEXT WEEK. | N | Y | FROGS PLACE | 21031 NORTHEAST HIGHWAY 27 |  | WILLISTON | FL | 32696 |  | 3525285381 |  |  | ROBERT HAYEN | 16461 W. HWY 318 |  | WILLISTON | FL | 32696 |  | 3523393801 |  | INVESTOR | 25 | 9319 | 1 | 2014-04-11 | 2018-07-20 | NC01 | 50
2 | LEVY | NED | PARKSMC@LEVYCOUNTY.ORG | 6384631 | NONCOMMUNITY | CHLORINATION; AERATION FOR REMOVAL OF ANY SECONDARY CONTAMINANT, SULFIDE, OR ANY UNREGULATED CONTAMINANT; CORROSION CONTROL INHIBITOR ADDITION; HYPOCHLORINATION; IRON OR MANGANESE SEQUESTRATION; OR ULTRAVIOLET RADIATION. THE LEAD/CHIEF OPERATOR MUST BE CLASS D OR HIGHER. 50,000 GPD UP TO 0.25 MGD-STAFFING BY CLASS D OR HIGHER OPERATOR: 3 VISITS/WEEK ON NONCONSECUTIVE DAYS FOR A TOTAL OF 0.3 HOUR/WEEK. LESS THAN 50,000 GPD-STAFFING BY A CLASS D OR HIGHER OPERATOR: 2 VISITS/WEEK ON NONCONSECUTIVE DAYS FOR A TOTAL OF 0.2 HOUR/WEEK. THERE SHALL BE NO MORE THAN 5 DAYS BETWEEN THE LAST VISIT IN ONE WEEK AND THE FIRST VISIT IN THE NEXT WEEK. | N | Y | PARKSMC@LEVYCOUNTY.ORG | 3770 CR-343 | CR 343 & CR 326 | GULF HAMMOCK | FL | 32369 |  |  |  | MATT WELDON | MR. MATT WELDON | POST OFFICE BOX 248 | 620 N. HATHAWAY AVE. | BRONSON | FL | 32621 |  | 3524865127 |  | OTHER | 25 | 24000 | 1 | 2013-07-10 | 2017-12-27 | NC01 | 50
2 | LEVY | NED | camino7728@yahoo.com | 6384634 | NONCOMMUNITY | CHLORINATION; AERATION FOR REMOVAL OF ANY SECONDARY CONTAMINANT, SULFIDE, OR ANY UNREGULATED CONTAMINANT; CORROSION CONTROL INHIBITOR ADDITION; HYPOCHLORINATION; IRON OR MANGANESE SEQUESTRATION; OR ULTRAVIOLET RADIATION. THE LEAD/CHIEF OPERATOR MUST BE CLASS D OR HIGHER. 50,000 GPD UP TO 0.25 MGD-STAFFING BY CLASS D OR HIGHER OPERATOR: 3 VISITS/WEEK ON NONCONSECUTIVE DAYS FOR A TOTAL OF 0.3 HOUR/WEEK. LESS THAN 50,000 GPD-STAFFING BY A CLASS D OR HIGHER OPERATOR: 2 VISITS/WEEK ON NONCONSECUTIVE DAYS FOR A TOTAL OF 0.2 HOUR/WEEK. THERE SHALL BE NO MORE THAN 5 DAYS BETWEEN THE LAST VISIT IN ONE WEEK AND THE FIRST VISIT IN THE NEXT WEEK. | N | Y | CANNON OAKS MHP | 10251 HIGHWAY 40, EAST |  | INGLIS | FL | 34449 |  |  |  | GENE CUSICK | JANICE CANNON DORMINEY | 10253 HWY 40 EAST |  | INGLIS | FL | 34449 | 9525 | 3524472025 |  | INVESTOR | 56 | 33900 | 28 | 2017-12-29 | 2017-09-22 | NC01 | 50
2 | LEVY | NED | DIVESHOP@DEVILSDEN.COM | 6384635 | NONCOMMUNITY | CHLORINATION; AERATION FOR REMOVAL OF ANY SECONDARY CONTAMINANT, SULFIDE, OR ANY UNREGULATED CONTAMINANT; CORROSION CONTROL INHIBITOR ADDITION; HYPOCHLORINATION; IRON OR MANGANESE SEQUESTRATION; OR ULTRAVIOLET RADIATION. THE LEAD/CHIEF OPERATOR MUST BE CLASS D OR HIGHER. 50,000 GPD UP TO 0.25 MGD-STAFFING BY CLASS D OR HIGHER OPERATOR: 3 VISITS/WEEK ON NONCONSECUTIVE DAYS FOR A TOTAL OF 0.3 HOUR/WEEK. LESS THAN 50,000 GPD-STAFFING BY A CLASS D OR HIGHER OPERATOR: 2 VISITS/WEEK ON NONCONSECUTIVE DAYS FOR A TOTAL OF 0.2 HOUR/WEEK. THERE SHALL BE NO MORE THAN 5 DAYS BETWEEN THE LAST VISIT IN ONE WEEK AND THE FIRST VISIT IN THE NEXT WEEK. | N | Y | DEVILS DEN | 5390 NORTHEAST 180TH AVENUE |  | WILLISTON | FL | 32696 |  | 3525283344 |  | ROWENA THOMAS | RAY WEBBER | 5390 NE 180TH AVE |  | WILLISTON | FL | 32696 |  | 3525283344 |  | INVESTOR | 25 | 10000 | 60 | 2015-01-07 | 2021-08-13 | NC01 | 50
6 | MANATEE | SWD | Keith.McGurn@CityofBradenton.com | 6410182 | COMMUNITY | CONVENTIONAL FILTRATION (COAGULATION, FLOCCULATION, SEDIMENTATION, AND FILTRATION); DIRECT FILTRATION, (COAGULATION AND FILTRATION); OR LIME SOFTENING 5.0 MGD AND ABOVE. STAFFING BY CLASS C OR HIGHER OPERATOR: 24 HOURS/DAY FOR 7 DAYS/WEEK. THE LEAD/CHIEF OPERATOR MUST BE CLASS A. | Y | N | BRADENTON CITY OF | 5600 NATALIE WAY |  | BRADENTON | FL | 34206 | 5015 | 9417276366 |  | RICKY FULLINGTON | CITY OF BRADENTON | 1411 9TH STREET WEST |  | BRADENTON | FL | 34205 |  | 9417480800 |  | MUNICIPALITY | 54409 | 12000000 | 17377 |  | 2019-06-25 | DC01 | 6000
6 | MANATEE | SWD | ssmith@palmettofl.org | 6410322 | COMMUNITY | NO TREATMENT--CONSECUTIVE SYSTEMS ONLY | Y | N | PALMETTO WATER DEPT | 600 17TH STREET WEST |  | PALMETTO | FL | 33561 |  | 9417234580 |  | MATTHEW BLOOME | AMBER FOLEY | PO BOX 1209 |  | PALMETTO | FL | 34220 |  | 9417234570 |  | MUNICIPALITY | 12606 | 0 | 4618 | 2017-10-25 | 2020-06-19 | PC04 | 1000
6 | MANATEE | SWD | watercheck@aol.com | 6410542 | NONCOMMUNITY | CHLORINATION; AERATION FOR REMOVAL OF ANY SECONDARY CONTAMINANT, SULFIDE, OR ANY UNREGULATED CONTAMINANT; CORROSION CONTROL INHIBITOR ADDITION; HYPOCHLORINATION; IRON OR MANGANESE SEQUESTRATION; OR ULTRAVIOLET RADIATION. THE LEAD/CHIEF OPERATOR MUST BE CLASS D OR HIGHER. 50,000 GPD UP TO 0.25 MGD-STAFFING BY CLASS D OR HIGHER OPERATOR: 3 VISITS/WEEK ON NONCONSECUTIVE DAYS FOR A TOTAL OF 0.3 HOUR/WEEK. LESS THAN 50,000 GPD-STAFFING BY A CLASS D OR HIGHER OPERATOR: 2 VISITS/WEEK ON NONCONSECUTIVE DAYS FOR A TOTAL OF 0.2 HOUR/WEEK. THERE SHALL BE NO MORE THAN 5 DAYS BETWEEN THE LAST VISIT IN ONE WEEK AND THE FIRST VISIT IN THE NEXT WEEK. | N | Y | JOEY'S PIZZA (FKA.GAMBINO'S PIZZA) | 12345 US HWY 301 NORTH |  | PARRISH | FL | 34219 |  | 9417760892 |  | JOEY KIELBASA | JOEY KIELBASA | P.O. BOX 676 |  | PARRISH | FL | 34219 |  | 3215762804 |  | INVESTOR | 25 | 3000 | 1 | 2008-10-14 | 2021-08-26 | NC01 | 50
6 | MANATEE | SWD |  | 6411098 | COMMUNITY | CHLORINATION; AERATION FOR REMOVAL OF ANY SECONDARY CONTAMINANT, SULFIDE, OR ANY UNREGULATED CONTAMINANT; CORROSION CONTROL INHIBITOR ADDITION; HYPOCHLORINATION; IRON OR MANGANESE SEQUESTRATION; OR ULTRAVIOLET RADIATION. THE LEAD/CHIEF OPERATOR MUST BE CLASS C OR HIGHER. 5.0 MGD AND ABOVE-STAFFING BY CLASS C OR HIGHER OPERATOR: 6 HOURS/DAY FOR 5 DAYS/WEEK AND ONE VISIT ON EACH WEEKEND DAY. 3.0 MGD UP TO 5.0 MGD-STAFFING BY CLASS C OR HIGHER OPERATOR: 1 HOUR/DAY FOR 5 DAYS/WEEK AND ONE VISIT ON EACH WEEKEND DAY. 0.25 MGD UP TO 3.0 MGD-STAFFING BY CLASS C OR HIGHER OPERATOR: 5 VISITS/WEEK AND ONE VISIT EACH WEEKEND FOR A TOTAL OF 0.6 HOUR/WEEK. | Y | N | TOWN OF LONGBOAT KEY | 600 GENERAL HARRIS ST. |  | LONGBOAT KEY | FL | 34228 |  | 9413161958 | 224 | BERT WARNER | BERT WARNER | 600 GENERAL HARRIS ST. |  | LONGBOAT KEY | FL | 33228 |  | 9413161988 | 2217 | MUNICIPALITY | 7603 | 2500000 | 2944 | 2005-11-01 | 2021-03-31 | PC03 | 500
6 | MANATEE | SWD | Katherine Gilmore <katherine.gilmore@mymanatee.org> | 6411132 | COMMUNITY | CONVENTIONAL FILTRATION (COAGULATION, FLOCCULATION, SEDIMENTATION, AND FILTRATION); DIRECT FILTRATION, (COAGULATION AND FILTRATION); OR LIME SOFTENING 5.0 MGD AND ABOVE. STAFFING BY CLASS C OR HIGHER OPERATOR: 24 HOURS/DAY FOR 7 DAYS/WEEK. THE LEAD/CHIEF OPERATOR MUST BE CLASS A. | Y | N | MANATEE COUNTY UTILITIES DEPT | 4410 66TH STREET W. |  | BRADENTON | FL | 34210 |  | 9417463020 |  | KATHERINE QUILTY | MANATEE COUNTY PUBLIC WORKS | CALLER SERVICE 25010 |  | BRADENTON | FL | 34206 |  | 9417928811 |  | MUNICIPALITY | 447382 | 84000000 | 96437 | 2012-05-04 | 2019-06-17 | DC01 | 6000
6 | MANATEE | SWD | AkshatOneLLC@gmail.com | 6411242 | NONCOMMUNITY | CHLORINATION; AERATION FOR REMOVAL OF ANY SECONDARY CONTAMINANT, SULFIDE, OR ANY UNREGULATED CONTAMINANT; CORROSION CONTROL INHIBITOR ADDITION; HYPOCHLORINATION; IRON OR MANGANESE SEQUESTRATION; OR ULTRAVIOLET RADIATION. THE LEAD/CHIEF OPERATOR MUST BE CLASS D OR HIGHER. 50,000 GPD UP TO 0.25 MGD-STAFFING BY CLASS D OR HIGHER OPERATOR: 3 VISITS/WEEK ON NONCONSECUTIVE DAYS FOR A TOTAL OF 0.3 HOUR/WEEK. LESS THAN 50,000 GPD-STAFFING BY A CLASS D OR HIGHER OPERATOR: 2 VISITS/WEEK ON NONCONSECUTIVE DAYS FOR A TOTAL OF 0.2 HOUR/WEEK. THERE SHALL BE NO MORE THAN 5 DAYS BETWEEN THE LAST VISIT IN ONE WEEK AND THE FIRST VISIT IN THE NEXT WEEK. | N | Y | MYAKKA CITY GROCERY | 37155 SR 70 EAST | PO BOX 99 | MYAKKA | FL | 34251 |  | 9413221222 |  | SHIVRAMBHAI PATEL | SHIVRAMBHAI PATEL | 11941 SR 52 |  | HUDSON | FL | 34669 |  | 9413221222 |  | INVESTOR | 100 | 5000 | 1 | 2013-08-15 | 2020-06-18 | NC01 | 50
6 | MANATEE | SWD | david@sixls.com | 6411373 | NONCOMMUNITY | CHLORINATION; AERATION FOR REMOVAL OF ANY SECONDARY CONTAMINANT, SULFIDE, OR ANY UNREGULATED CONTAMINANT; CORROSION CONTROL INHIBITOR ADDITION; HYPOCHLORINATION; IRON OR MANGANESE SEQUESTRATION; OR ULTRAVIOLET RADIATION. THE LEAD/CHIEF OPERATOR MUST BE CLASS D OR HIGHER. 50,000 GPD UP TO 0.25 MGD-STAFFING BY CLASS D OR HIGHER OPERATOR: 3 VISITS/WEEK ON NONCONSECUTIVE DAYS FOR A TOTAL OF 0.3 HOUR/WEEK. LESS THAN 50,000 GPD-STAFFING BY A CLASS D OR HIGHER OPERATOR: 2 VISITS/WEEK ON NONCONSECUTIVE DAYS FOR A TOTAL OF 0.2 HOUR/WEEK. THERE SHALL BE NO MORE THAN 5 DAYS BETWEEN THE LAST VISIT IN ONE WEEK AND THE FIRST VISIT IN THE NEXT WEEK. | N | Y | SIX L'S FARM OP 15 FARM 3 SITE 4 | 917 25TH ST. E. |  | PALMETTO | FL | 34221 |  | 2396574421 |  | DAVID GARCIA | KENT SHOEMAKER | PO BOX 3088 |  | IMMOKALEE | FL | 34143 |  | 2396574421 |  | INVESTOR | 90 | 57000 | 14 | 2015-11-10 | 2020-06-19 | NC01 | 50
6 | MANATEE | SWD |  | 6411627 | NONCOMMUNITY | CHLORINATION; AERATION FOR REMOVAL OF ANY SECONDARY CONTAMINANT, SULFIDE, OR ANY UNREGULATED CONTAMINANT; CORROSION CONTROL INHIBITOR ADDITION; HYPOCHLORINATION; IRON OR MANGANESE SEQUESTRATION; OR ULTRAVIOLET RADIATION. THE LEAD/CHIEF OPERATOR MUST BE CLASS D OR HIGHER. 50,000 GPD UP TO 0.25 MGD-STAFFING BY CLASS D OR HIGHER OPERATOR: 3 VISITS/WEEK ON NONCONSECUTIVE DAYS FOR A TOTAL OF 0.3 HOUR/WEEK. LESS THAN 50,000 GPD-STAFFING BY A CLASS D OR HIGHER OPERATOR: 2 VISITS/WEEK ON NONCONSECUTIVE DAYS FOR A TOTAL OF 0.2 HOUR/WEEK. THERE SHALL BE NO MORE THAN 5 DAYS BETWEEN THE LAST VISIT IN ONE WEEK AND THE FIRST VISIT IN THE NEXT WEEK. | N | Y | LA PLACITA MEXICANA | 12341 US HWY 301 N |  | PARRISH | FL | 34219 |  | 9417760438 |  |  | LOIS CASTRO | 12341 US HWY 301 N |  | PARRISH | FL | 34219 |  | 9417760438 |  | INVESTOR | 100 | 24000 | 1 | 2018-01-12 | 2017-10-24 | NC01 | 50
6 | MANATEE | SWD |  | 6412418 | COMMUNITY | NO TREATMENT--CONSECUTIVE SYSTEMS ONLY | Y | N | SUNNY SHORE WATER COMPANY | 3827 116TH ST W. |  | BRADENTON | FL | 34210 |  | 9417942283 |  | MICHAEL SMALLRIDGE | MICHAEL SMALLRIDGE | 5911 TROUBLE CREEK RD |  | NEW PORT RICHEY FL | FL | 34652 |  | 3523027406 |  | INVESTOR | 450 | 0 | 263 |  | 2021-03-26 | PC01 | 50
6 | MANATEE | SWD | JOHNC@C-DFRUIT.COM | 6412422 | NONCOMMUNITY | CHLORINATION; AERATION FOR REMOVAL OF ANY SECONDARY CONTAMINANT, SULFIDE, OR ANY UNREGULATED CONTAMINANT; CORROSION CONTROL INHIBITOR ADDITION; HYPOCHLORINATION; IRON OR MANGANESE SEQUESTRATION; OR ULTRAVIOLET RADIATION. THE LEAD/CHIEF OPERATOR MUST BE CLASS D OR HIGHER. 50,000 GPD UP TO 0.25 MGD-STAFFING BY CLASS D OR HIGHER OPERATOR: 3 VISITS/WEEK ON NONCONSECUTIVE DAYS FOR A TOTAL OF 0.3 HOUR/WEEK. LESS THAN 50,000 GPD-STAFFING BY A CLASS D OR HIGHER OPERATOR: 2 VISITS/WEEK ON NONCONSECUTIVE DAYS FOR A TOTAL OF 0.2 HOUR/WEEK. THERE SHALL BE NO MORE THAN 5 DAYS BETWEEN THE LAST VISIT IN ONE WEEK AND THE FIRST VISIT IN THE NEXT WEEK. | N | Y | PARRISH MIGRANT FACILITY | 11938 82ND LANE EAST |  | PARRISH | FL | 34219 |  | 9417440505 |  |  | JAMES (JIM) AMERSON | 651 17TH ST WEST UNIT I |  | PALMETTO | FL | 34221 |  | 9417228866 |  | INVESTOR | 40 | 10000 | 1 | 2015-04-27 | 2019-05-24 | NC01 | 50
6 | MANATEE | SWD |  | 6412423 | NONCOMMUNITY | CHLORINATION; AERATION FOR REMOVAL OF ANY SECONDARY CONTAMINANT, SULFIDE, OR ANY UNREGULATED CONTAMINANT; CORROSION CONTROL INHIBITOR ADDITION; HYPOCHLORINATION; IRON OR MANGANESE SEQUESTRATION; OR ULTRAVIOLET RADIATION. THE LEAD/CHIEF OPERATOR MUST BE CLASS D OR HIGHER. 50,000 GPD UP TO 0.25 MGD-STAFFING BY CLASS D OR HIGHER OPERATOR: 3 VISITS/WEEK ON NONCONSECUTIVE DAYS FOR A TOTAL OF 0.3 HOUR/WEEK. LESS THAN 50,000 GPD-STAFFING BY A CLASS D OR HIGHER OPERATOR: 2 VISITS/WEEK ON NONCONSECUTIVE DAYS FOR A TOTAL OF 0.2 HOUR/WEEK. THERE SHALL BE NO MORE THAN 5 DAYS BETWEEN THE LAST VISIT IN ONE WEEK AND THE FIRST VISIT IN THE NEXT WEEK. | N | Y | SILVER STAR EAST CONVENIENT | 36255 SR 70 EAST |  | MYAKKA CITY | FL | 34251 | 74 | 9413221377 |  | ANN ROCHE | [9 empty] | INVESTOR | 50 | 2500 | 1 | 2017-02-17 | 2021-11-09 | NC01 | 50
6 | MANATEE | SWD |  | 6412425 | NONTRANSIENT NONCOMMUNITY | CHLORINATION; AERATION FOR REMOVAL OF ANY SECONDARY CONTAMINANT, SULFIDE, OR ANY UNREGULATED CONTAMINANT; CORROSION CONTROL INHIBITOR ADDITION; HYPOCHLORINATION; IRON OR MANGANESE SEQUESTRATION; OR ULTRAVIOLET RADIATION. THE LEAD/CHIEF OPERATOR MUST BE CLASS D OR HIGHER. 50,000 GPD UP TO 0.25 MGD-STAFFING BY CLASS D OR HIGHER OPERATOR: 3 VISITS/WEEK ON NONCONSECUTIVE DAYS FOR A TOTAL OF 0.3 HOUR/WEEK. LESS THAN 50,000 GPD-STAFFING BY A CLASS D OR HIGHER OPERATOR: 2 VISITS/WEEK ON NONCONSECUTIVE DAYS FOR A TOTAL OF 0.2 HOUR/WEEK. THERE SHALL BE NO MORE THAN 5 DAYS BETWEEN THE LAST VISIT IN ONE WEEK AND THE FIRST VISIT IN THE NEXT WEEK. | N | Y | DUETTE ELEMENTARY SCHOOL | 40755 SR 62 |  | DUETTE | FL | 34834 |  | 9417216674 |  | DONNA KING | BILL KELLEY | 215 MANATEE AVE. WEST |  | BRADENTON | FL | 34205 |  | 9417088770 | 2057 | COUNTY | 25 | 1400 | 1 | 2014-02-04 | 2018-11-08 | NTNC | 100
6 | MANATEE | SWD | HENDERSON3S@MANATEESCHOOLS.NET | 6412428 | NONTRANSIENT NONCOMMUNITY | CHLORINATION; AERATION FOR REMOVAL OF ANY SECONDARY CONTAMINANT, SULFIDE, OR ANY UNREGULATED CONTAMINANT; CORROSION CONTROL INHIBITOR ADDITION; HYPOCHLORINATION; IRON OR MANGANESE SEQUESTRATION; OR ULTRAVIOLET RADIATION. THE LEAD/CHIEF OPERATOR MUST BE CLASS D OR HIGHER. 50,000 GPD UP TO 0.25 MGD-STAFFING BY CLASS D OR HIGHER OPERATOR: 3 VISITS/WEEK ON NONCONSECUTIVE DAYS FOR A TOTAL OF 0.3 HOUR/WEEK. LESS THAN 50,000 GPD-STAFFING BY A CLASS D OR HIGHER OPERATOR: 2 VISITS/WEEK ON NONCONSECUTIVE DAYS FOR A TOTAL OF 0.2 HOUR/WEEK. THERE SHALL BE NO MORE THAN 5 DAYS BETWEEN THE LAST VISIT IN ONE WEEK AND THE FIRST VISIT IN THE NEXT WEEK. | N | Y | MYAKKA ELEMENTARY SCHOOL | 37205 MANATEE AVE. |  | MYAKKA | FL | 34251 |  | 9417085515 | 212 | LISA MCLEOD | BILL KELLEY | 215 MANATEE AVE. WEST |  | BRADENTON | FL | 34205 |  | 9417088770 | 2057 | COUNTY | 450 | 28200 | 14 | 2017-06-14 | 2020-06-18 | NTNC | 100
6 | MANATEE | SWD |  | 6412432 | NONTRANSIENT NONCOMMUNITY | CHLORINATION; AERATION FOR REMOVAL OF ANY SECONDARY CONTAMINANT, SULFIDE, OR ANY UNREGULATED CONTAMINANT; CORROSION CONTROL INHIBITOR ADDITION; HYPOCHLORINATION; IRON OR MANGANESE SEQUESTRATION; OR ULTRAVIOLET RADIATION. THE LEAD/CHIEF OPERATOR MUST BE CLASS D OR HIGHER. 50,000 GPD UP TO 0.25 MGD-STAFFING BY CLASS D OR HIGHER OPERATOR: 3 VISITS/WEEK ON NONCONSECUTIVE DAYS FOR A TOTAL OF 0.3 HOUR/WEEK. LESS THAN 50,000 GPD-STAFFING BY A CLASS D OR HIGHER OPERATOR: 2 VISITS/WEEK ON NONCONSECUTIVE DAYS FOR A TOTAL OF 0.2 HOUR/WEEK. THERE SHALL BE NO MORE THAN 5 DAYS BETWEEN THE LAST VISIT IN ONE WEEK AND THE FIRST VISIT IN THE NEXT WEEK. | N | Y | WHISENANT FARMS | 19745 SR 62 E |  | PARRISH | FL | 34219 |  | 9417761244 |  | ALEX HARLLEE | JAAP | 19745 SR 62 E |  | PARRISH | FL | 34219 |  | 9417761244 |  | INVESTOR | 50 | 20000 | 17 | 2021-05-26 | 2021-05-13 | NTNC | 100
6 | MANATEE | SWD |  | 6412447 | NONCOMMUNITY | CHLORINATION; AERATION FOR REMOVAL OF ANY SECONDARY CONTAMINANT, SULFIDE, OR ANY UNREGULATED CONTAMINANT; CORROSION CONTROL INHIBITOR ADDITION; HYPOCHLORINATION; IRON OR MANGANESE SEQUESTRATION; OR ULTRAVIOLET RADIATION. THE LEAD/CHIEF OPERATOR MUST BE CLASS D OR HIGHER. 50,000 GPD UP TO 0.25 MGD-STAFFING BY CLASS D OR HIGHER OPERATOR: 3 VISITS/WEEK ON NONCONSECUTIVE DAYS FOR A TOTAL OF 0.3 HOUR/WEEK. LESS THAN 50,000 GPD-STAFFING BY A CLASS D OR HIGHER OPERATOR: 2 VISITS/WEEK ON NONCONSECUTIVE DAYS FOR A TOTAL OF 0.2 HOUR/WEEK. THERE SHALL BE NO MORE THAN 5 DAYS BETWEEN THE LAST VISIT IN ONE WEEK AND THE FIRST VISIT IN THE NEXT WEEK. | N | Y | C&A COUNTRY STORE | 12205 US HWY 301 N |  | PARRISH | FL | 34219 |  | 9417760950 |  | MOHAMMED ABU HANIF | MOHAMMED ABU HANIF | 12205 US HIGHWAY 301 NORTH |  | PARRISH | FL | 34219 |  | 9417760950 |  | INVESTOR | 100 | 2000 | 1 | 2017-11-14 | 2017-10-26 | NC01 | 50
6 | MANATEE | SWD | adam.richardson@FPL.com | 6412448 | NONTRANSIENT NONCOMMUNITY | CHLORINATION; AERATION FOR REMOVAL OF ANY SECONDARY CONTAMINANT, SULFIDE, OR ANY UNREGULATED CONTAMINANT; CORROSION CONTROL INHIBITOR ADDITION; HYPOCHLORINATION; IRON OR MANGANESE SEQUESTRATION; OR ULTRAVIOLET RADIATION. THE LEAD/CHIEF OPERATOR MUST BE CLASS D OR HIGHER. 50,000 GPD UP TO 0.25 MGD-STAFFING BY CLASS D OR HIGHER OPERATOR: 3 VISITS/WEEK ON NONCONSECUTIVE DAYS FOR A TOTAL OF 0.3 HOUR/WEEK. LESS THAN 50,000 GPD-STAFFING BY A CLASS D OR HIGHER OPERATOR: 2 VISITS/WEEK ON NONCONSECUTIVE DAYS FOR A TOTAL OF 0.2 HOUR/WEEK. THERE SHALL BE NO MORE THAN 5 DAYS BETWEEN THE LAST VISIT IN ONE WEEK AND THE FIRST VISIT IN THE NEXT WEEK. | N | Y | FLORIDA POWER & LIGHT-MANATEE PLANT | 19050 SR 62 |  | PARRISH | FL | 34219 | 9220 | 9417765200 |  | ADAM RICHARDSON | FLORIDA POWER & LIGHT | POST OFFICE BOX 14000 |  | JUNO BEACH | FL | 32408 | 420 | 9417765200 |  | INVESTOR | 125 | 72000 | 8 | 2013-03-28 | 2021-05-13 | NTNC | 100
6 | MANATEE | SWD | enola@aasrq.net | 6412454 | NONCOMMUNITY | CHLORINATION; AERATION FOR REMOVAL OF ANY SECONDARY CONTAMINANT, SULFIDE, OR ANY UNREGULATED CONTAMINANT; CORROSION CONTROL INHIBITOR ADDITION; HYPOCHLORINATION; IRON OR MANGANESE SEQUESTRATION; OR ULTRAVIOLET RADIATION. THE LEAD/CHIEF OPERATOR MUST BE CLASS D OR HIGHER. 50,000 GPD UP TO 0.25 MGD-STAFFING BY CLASS D OR HIGHER OPERATOR: 3 VISITS/WEEK ON NONCONSECUTIVE DAYS FOR A TOTAL OF 0.3 HOUR/WEEK. LESS THAN 50,000 GPD-STAFFING BY A CLASS D OR HIGHER OPERATOR: 2 VISITS/WEEK ON NONCONSECUTIVE DAYS FOR A TOTAL OF 0.2 HOUR/WEEK. THERE SHALL BE NO MORE THAN 5 DAYS BETWEEN THE LAST VISIT IN ONE WEEK AND THE FIRST VISIT IN THE NEXT WEEK. | N | Y | DOLLAR GENERAL(F.K.A. Q-DEP) | 6414 14TH STREET WEST |  | BRADENTON | FL | 34207 |  | 9419170141 |  |  | FOUR Q MANAGEMENT LLC | 4509 BEE RIDGE ROAD SUITE #A |  | SARASOTA | FL | 34233 |  | 9419170141 |  | INVESTOR | 50 | 10000 | 2 | 2015-06-05 | 2019-07-19 | NC01 | 50
6 | MANATEE | SWD | AHOUSTON@classiegrowers.COM | 6412464 | NONCOMMUNITY | CHLORINATION; AERATION FOR REMOVAL OF ANY SECONDARY CONTAMINANT, SULFIDE, OR ANY UNREGULATED CONTAMINANT; CORROSION CONTROL INHIBITOR ADDITION; HYPOCHLORINATION; IRON OR MANGANESE SEQUESTRATION; OR ULTRAVIOLET RADIATION. THE LEAD/CHIEF OPERATOR MUST BE CLASS D OR HIGHER. 50,000 GPD UP TO 0.25 MGD-STAFFING BY CLASS D OR HIGHER OPERATOR: 3 VISITS/WEEK ON NONCONSECUTIVE DAYS FOR A TOTAL OF 0.3 HOUR/WEEK. LESS THAN 50,000 GPD-STAFFING BY A CLASS D OR HIGHER OPERATOR: 2 VISITS/WEEK ON NONCONSECUTIVE DAYS FOR A TOTAL OF 0.2 HOUR/WEEK. THERE SHALL BE NO MORE THAN 5 DAYS BETWEEN THE LAST VISIT IN ONE WEEK AND THE FIRST VISIT IN THE NEXT WEEK. | N | Y | FALKNER FARMS # 1 (NORTHSIDE) | 35100 SR 64 EAST |  | MYAKKA | FL | 34251 |  | 9413222016 |  | ANNA HOUSTON | JOHN FALKNER | 35100 SR 64 EAST |  | MYAKKA | FL | 34251 |  | 9413222016 |  | OTHER | 105 | 27000 | 15 | 2018-01-07 | 2018-10-31 | NC01 | 50
6 | MANATEE | SWD | AHOUSTON@classiegrowers.COM | 6412465 | NONCOMMUNITY | CHLORINATION; AERATION FOR REMOVAL OF ANY SECONDARY CONTAMINANT, SULFIDE, OR ANY UNREGULATED CONTAMINANT; CORROSION CONTROL INHIBITOR ADDITION; HYPOCHLORINATION; IRON OR MANGANESE SEQUESTRATION; OR ULTRAVIOLET RADIATION. THE LEAD/CHIEF OPERATOR MUST BE CLASS D OR HIGHER. 50,000 GPD UP TO 0.25 MGD-STAFFING BY CLASS D OR HIGHER OPERATOR: 3 VISITS/WEEK ON NONCONSECUTIVE DAYS FOR A TOTAL OF 0.3 HOUR/WEEK. LESS THAN 50,000 GPD-STAFFING BY A CLASS D OR HIGHER OPERATOR: 2 VISITS/WEEK ON NONCONSECUTIVE DAYS FOR A TOTAL OF 0.2 HOUR/WEEK. THERE SHALL BE NO MORE THAN 5 DAYS BETWEEN THE LAST VISIT IN ONE WEEK AND THE FIRST VISIT IN THE NEXT WEEK. | N | Y | FALKNER FARMS #2 (WESTSIDE) | 35100 SR 64 EAST |  | MYAKKA CITY | FL | 34251 |  | 9413222016 |  | ANNA HOUSTON | JOHN FALKNER | 35100 SR 64 EAST |  | MYAKKA | FL | 34251 |  | 9413222016 |  | OTHER | 105 | 27000 | 15 | 2014-03-25 | 2018-10-31 | NC01 | 50
6 | MANATEE | SWD | AHOUSTON@FALKNERGROUPS.COM | 6412469 | NONCOMMUNITY | CHLORINATION; AERATION FOR REMOVAL OF ANY SECONDARY CONTAMINANT, SULFIDE, OR ANY UNREGULATED CONTAMINANT; CORROSION CONTROL INHIBITOR ADDITION; HYPOCHLORINATION; IRON OR MANGANESE SEQUESTRATION; OR ULTRAVIOLET RADIATION. THE LEAD/CHIEF OPERATOR MUST BE CLASS D OR HIGHER. 50,000 GPD UP TO 0.25 MGD-STAFFING BY CLASS D OR HIGHER OPERATOR: 3 VISITS/WEEK ON NONCONSECUTIVE DAYS FOR A TOTAL OF 0.3 HOUR/WEEK. LESS THAN 50,000 GPD-STAFFING BY A CLASS D OR HIGHER OPERATOR: 2 VISITS/WEEK ON NONCONSECUTIVE DAYS FOR A TOTAL OF 0.2 HOUR/WEEK. THERE SHALL BE NO MORE THAN 5 DAYS BETWEEN THE LAST VISIT IN ONE WEEK AND THE FIRST VISIT IN THE NEXT WEEK. | N | Y | FALKNER FARMS #3 (SOUTHEAST) | 35100 SR 64 EAST |  | MYAKKA CITY | FL | 34251 |  | 9413222016 |  | ANNA HOUSTON | JOHN FALKNER | 35100 SR 64 EAST |  | MYAKKA | FL | 34251 |  | 9413222016 |  | INVESTOR | 329 | 54000 | 47 | 2014-03-25 | 2020-12-21 | NC01 | 50
6 | MANATEE | SWD |  | 6412476 | NONCOMMUNITY | AERATION FOR REMOVAL OF ANY PRIMARY CONTAMINANT; ALKALINITY/PH ADJUSTMENT; CHLORAMIN ATION; CHLORINE DIOXIDE FOR OXIDATION OR DISINFECTION; FLUORIDATION; ION EXCHANGE FOR REMOVAL OF ANY SECONDARY CONTAMINANT, SULFIDE, OR ANY UNREGULATED CONTAMINANT; OR OZONATION LESS THAN 0.1 MGD. STAFFING BY A CLASS D OR HIGHER OPERATOR: 3 VISITS/WEEK ON NONCONSECUTIVE DAYS FOR A TOTAL OF 0.6 HOUR/WEEK. THE LEAD/CHIEF OPERATOR MUST BE CLASS D OR HIGHER. | N | Y | FREEDOM FACTORY NORTH WELL | 25000 STATE ROAD 64 |  | BRADENTON | FL | 34202 |  | 8137483171 |  | MIKE Z | CLEETUS MCFARLAND | 21050 STATE ROAD 64 |  | BRADENTON | FL | 34202 |  | 9417483171 |  | INVESTOR | 1500 | 10000 | 3 | 2091-07-31 | 2021-08-26 | NC01 | 50
6 | MANATEE | SWD |  | 6412478 | NONCOMMUNITY | CHLORINATION; AERATION FOR REMOVAL OF ANY SECONDARY CONTAMINANT, SULFIDE, OR ANY UNREGULATED CONTAMINANT; CORROSION CONTROL INHIBITOR ADDITION; HYPOCHLORINATION; IRON OR MANGANESE SEQUESTRATION; OR ULTRAVIOLET RADIATION. THE LEAD/CHIEF OPERATOR MUST BE CLASS D OR HIGHER. 50,000 GPD UP TO 0.25 MGD-STAFFING BY CLASS D OR HIGHER OPERATOR: 3 VISITS/WEEK ON NONCONSECUTIVE DAYS FOR A TOTAL OF 0.3 HOUR/WEEK. LESS THAN 50,000 GPD-STAFFING BY A CLASS D OR HIGHER OPERATOR: 2 VISITS/WEEK ON NONCONSECUTIVE DAYS FOR A TOTAL OF 0.2 HOUR/WEEK. THERE SHALL BE NO MORE THAN 5 DAYS BETWEEN THE LAST VISIT IN ONE WEEK AND THE FIRST VISIT IN THE NEXT WEEK. | N | Y | CAMP FLYING EAGLE | 16009 UPPER MANATEE RIVER RD. |  | BRADENTON | FL | 34202 |  | 9417463919 |  | TODD GREENE | GREG GRAHAM | 1801 BOY SCOUT DRIVE |  | FORT MYERS | FL | 33907 |  | 2399368072 |  | INVESTOR | 250 | 35000 | 13 | 2017-12-10 | 2017-10-24 | NC01 | 50
6 | MANATEE | SWD | rouchea@aol.com | 6412519 | NONCOMMUNITY | CHLORINATION; AERATION FOR REMOVAL OF ANY SECONDARY CONTAMINANT, SULFIDE, OR ANY UNREGULATED CONTAMINANT; CORROSION CONTROL INHIBITOR ADDITION; HYPOCHLORINATION; IRON OR MANGANESE SEQUESTRATION; OR ULTRAVIOLET RADIATION. THE LEAD/CHIEF OPERATOR MUST BE CLASS D OR HIGHER. 50,000 GPD UP TO 0.25 MGD-STAFFING BY CLASS D OR HIGHER OPERATOR: 3 VISITS/WEEK ON NONCONSECUTIVE DAYS FOR A TOTAL OF 0.3 HOUR/WEEK. LESS THAN 50,000 GPD-STAFFING BY A CLASS D OR HIGHER OPERATOR: 2 VISITS/WEEK ON NONCONSECUTIVE DAYS FOR A TOTAL OF 0.2 HOUR/WEEK. THERE SHALL BE NO MORE THAN 5 DAYS BETWEEN THE LAST VISIT IN ONE WEEK AND THE FIRST VISIT IN THE NEXT WEEK. | N | Y | SILVER STAR EAST (FKA.SUZY Q'S) | 36251 SR 70 E. |  | MYAKKA | FL | 34251 |  | 9413228441 |  | ANNE ROCHE | ANNE ROCHE | 2739 ASPINWALL ST. |  | SARASOTA | FL | 34237 |  | 9419284213 |  | INVESTOR | 50 | 3840 | 1 | 2016-05-25 | 2021-03-26 | NC01 | 50
6 | MANATEE | SWD | manateefishcamp@gmail.com | 6412520 | NONCOMMUNITY | CHLORINATION; AERATION FOR REMOVAL OF ANY SECONDARY CONTAMINANT, SULFIDE, OR ANY UNREGULATED CONTAMINANT; CORROSION CONTROL INHIBITOR ADDITION; HYPOCHLORINATION; IRON OR MANGANESE SEQUESTRATION; OR ULTRAVIOLET RADIATION. THE LEAD/CHIEF OPERATOR MUST BE CLASS D OR HIGHER. 50,000 GPD UP TO 0.25 MGD-STAFFING BY CLASS D OR HIGHER OPERATOR: 3 VISITS/WEEK ON NONCONSECUTIVE DAYS FOR A TOTAL OF 0.3 HOUR/WEEK. LESS THAN 50,000 GPD-STAFFING BY A CLASS D OR HIGHER OPERATOR: 2 VISITS/WEEK ON NONCONSECUTIVE DAYS FOR A TOTAL OF 0.2 HOUR/WEEK. THERE SHALL BE NO MORE THAN 5 DAYS BETWEEN THE LAST VISIT IN ONE WEEK AND THE FIRST VISIT IN THE NEXT WEEK. | N | Y | LAKE MANATEE FISH CAMP | 23745 SR 675 E. |  | MYAKKA CITY | FL | 34253 |  | 9413228500 |  | VANESSA LUCCIOLA | VANESSA LUCCIOLA | 5718 21ST ST W. |  | BRADENTON | FL | 34207 |  | 9417553789 |  | INVESTOR | 75 | 5000 | 1 | 2014-05-19 | 2017-10-26 | NC01 | 50
6 | MANATEE | SWD |  | 6412521 | NONCOMMUNITY | CHLORINATION; AERATION FOR REMOVAL OF ANY SECONDARY CONTAMINANT, SULFIDE, OR ANY UNREGULATED CONTAMINANT; CORROSION CONTROL INHIBITOR ADDITION; HYPOCHLORINATION; IRON OR MANGANESE SEQUESTRATION; OR ULTRAVIOLET RADIATION. THE LEAD/CHIEF OPERATOR MUST BE CLASS D OR HIGHER. 50,000 GPD UP TO 0.25 MGD-STAFFING BY CLASS D OR HIGHER OPERATOR: 3 VISITS/WEEK ON NONCONSECUTIVE DAYS FOR A TOTAL OF 0.3 HOUR/WEEK. LESS THAN 50,000 GPD-STAFFING BY A CLASS D OR HIGHER OPERATOR: 2 VISITS/WEEK ON NONCONSECUTIVE DAYS FOR A TOTAL OF 0.2 HOUR/WEEK. THERE SHALL BE NO MORE THAN 5 DAYS BETWEEN THE LAST VISIT IN ONE WEEK AND THE FIRST VISIT IN THE NEXT WEEK. | N | Y | MYAKKA HEALTH CENTER | 37220 GLENWOOD AVE |  | MYAKKA | FL | 34219 |  | 9413221661 |  | VAN DIXON | BARBARA ANSON | P.O. BOX 277 |  | MYAKKA CITY | FL | 34251 |  | 9413221661 |  | OTHER | 25 | 5000 | 2 | 2018-01-19 | 2021-11-09 | NC01 | 50
6 | MANATEE | SWD | methodistmyakka@gmail.com | 6412522 | NONTRANSIENT NONCOMMUNITY | ACTIVATED CARBON PROCESSES; DIATOMACEOUS EARTH FILTRATION; ION EXCHANGE FOR REMOVAL OF ANY PRIMARY CONTAMINANT; ION AND MANGANESE REMOVAL (OXIDATION, DETENTION, AND FILTRATION); OR SLOW SAND FILTRATION. LEAD/CHIEF OPERATOR MUST BE CLASS C OR HIGHER. 1.0 MGD UP TO 2.0 MGD-STAFFING BY CLASS C OR HIGHER OPERATOR: 6 HOURS/DAY FOR 5 DAYS/WEEK AND ONE VISIT ON EACH WEEKEND DAY. 0.5 MGD UP TO 1.0 MGD-STAFFING BY CLASS C OR HIGHER OPERATOR: 3 HOURS/DAY FOR 5 DAYS/WEEK AND ONE VISIT ON EACH WEEKEND DAY. 0.25 MGD UP TO 0.5 MGD-STAFFING BY CLASS C OR HIGHER OPERATOR: 1 HOUR/DAY FOR 5 DAYS/WEEK AND ONE VISIT ON EACH WEEKEND DAY. LESS THAN 0.25 MGD-STAFFING BY CLASS C OR HIGHER OPERATOR: 5 VISITS/WEEK AND ONE VISIT EACH WEEKEND FOR A TOTAL OF 1.8 HOURS/WEEK. | N | Y | MYAKKA CITY UNITED METHODIST CHURCH | 10540 HAMILTON WAY |  | MYAKKA | FL | 34251 |  | 9417133873 |  | MARILYN BEASLEY | LISA DAWN | 38400 SR 70 EAST |  | MYAKKA CITY | FL | 34251 |  | 9417133873 |  | INVESTOR | 80 | 1025 | 4 | 2018-08-29 | 2021-03-26 | NTNC | 100
6 | MANATEE | SWD |  | 6412523 | NONCOMMUNITY | CHLORINATION; AERATION FOR REMOVAL OF ANY SECONDARY CONTAMINANT, SULFIDE, OR ANY UNREGULATED CONTAMINANT; CORROSION CONTROL INHIBITOR ADDITION; HYPOCHLORINATION; IRON OR MANGANESE SEQUESTRATION; OR ULTRAVIOLET RADIATION. THE LEAD/CHIEF OPERATOR MUST BE CLASS D OR HIGHER. 50,000 GPD UP TO 0.25 MGD-STAFFING BY CLASS D OR HIGHER OPERATOR: 3 VISITS/WEEK ON NONCONSECUTIVE DAYS FOR A TOTAL OF 0.3 HOUR/WEEK. LESS THAN 50,000 GPD-STAFFING BY A CLASS D OR HIGHER OPERATOR: 2 VISITS/WEEK ON NONCONSECUTIVE DAYS FOR A TOTAL OF 0.2 HOUR/WEEK. THERE SHALL BE NO MORE THAN 5 DAYS BETWEEN THE LAST VISIT IN ONE WEEK AND THE FIRST VISIT IN THE NEXT WEEK. | N | Y | DUETTE COUNTRY STORE | 37615 STATE ROAD 62 |  | DUETTE | FL | 33834 |  | 9417761097 |  | SINEATH SENG | ORIGINAL V, INC. | 15821 CR 675 |  | PARRISH | FL | 34219 |  | 9417761097 |  | INVESTOR/LICENSED PUBLIC UTILITIES | 200 | 1250 | 1 | 2017-06-08 | 2017-05-19 | NC01 | 50
6 | MANATEE | SWD | JAMIEFOSTER777@GMAIL.COM | 6412524 | NONCOMMUNITY | CHLORINATION; AERATION FOR REMOVAL OF ANY SECONDARY CONTAMINANT, SULFIDE, OR ANY UNREGULATED CONTAMINANT; CORROSION CONTROL INHIBITOR ADDITION; HYPOCHLORINATION; IRON OR MANGANESE SEQUESTRATION; OR ULTRAVIOLET RADIATION. THE LEAD/CHIEF OPERATOR MUST BE CLASS D OR HIGHER. 50,000 GPD UP TO 0.25 MGD-STAFFING BY CLASS D OR HIGHER OPERATOR: 3 VISITS/WEEK ON NONCONSECUTIVE DAYS FOR A TOTAL OF 0.3 HOUR/WEEK. LESS THAN 50,000 GPD-STAFFING BY A CLASS D OR HIGHER OPERATOR: 2 VISITS/WEEK ON NONCONSECUTIVE DAYS FOR A TOTAL OF 0.2 HOUR/WEEK. THERE SHALL BE NO MORE THAN 5 DAYS BETWEEN THE LAST VISIT IN ONE WEEK AND THE FIRST VISIT IN THE NEXT WEEK. | N | Y | PIER ASSOCIATES SO. SKYWAY FISHING PIER | PO BOX 146 |  | TERRA CEIA | FL | 34250 | 146 | 9417290117 |  | LYNN DUDLEY | LYNN DUDLEY | PO BOX 146 |  | TEREA CEIA | FL | 34250 | 146 | 9417290117 |  | INVESTOR | 100 | 1500 | 1 | 2016-02-17 | 2021-05-24 | NC01 | 50
6 | MANATEE | SWD |  | 6412525 | NONTRANSIENT NONCOMMUNITY | CHLORINATION; AERATION FOR REMOVAL OF ANY SECONDARY CONTAMINANT, SULFIDE, OR ANY UNREGULATED CONTAMINANT; CORROSION CONTROL INHIBITOR ADDITION; HYPOCHLORINATION; IRON OR MANGANESE SEQUESTRATION; OR ULTRAVIOLET RADIATION. THE LEAD/CHIEF OPERATOR MUST BE CLASS D OR HIGHER. 50,000 GPD UP TO 0.25 MGD-STAFFING BY CLASS D OR HIGHER OPERATOR: 3 VISITS/WEEK ON NONCONSECUTIVE DAYS FOR A TOTAL OF 0.3 HOUR/WEEK. LESS THAN 50,000 GPD-STAFFING BY A CLASS D OR HIGHER OPERATOR: 2 VISITS/WEEK ON NONCONSECUTIVE DAYS FOR A TOTAL OF 0.2 HOUR/WEEK. THERE SHALL BE NO MORE THAN 5 DAYS BETWEEN THE LAST VISIT IN ONE WEEK AND THE FIRST VISIT IN THE NEXT WEEK. | N | Y | MYAKKA PARK | 10060 WACHULA ROAD |  | MYAKKA | FL | 34251 |  | 9417425923 |  |  | CHERYL GABORIK | 1112 MANATEE AVE. WEST |  | BRADENTON | FL | 34205 |  | 9417425980 | 1870 | COUNTY | 50 | 5000 | 3 | 2017-10-18 | 2020-06-18 | NTNC | 100
6 | MANATEE | SWD | Cheryl.bommarito@mosaicco.com | 6412526 | NONTRANSIENT NONCOMMUNITY | CHLORINATION; AERATION FOR REMOVAL OF ANY SECONDARY CONTAMINANT, SULFIDE, OR ANY UNREGULATED CONTAMINANT; CORROSION CONTROL INHIBITOR ADDITION; HYPOCHLORINATION; IRON OR MANGANESE SEQUESTRATION; OR ULTRAVIOLET RADIATION. THE LEAD/CHIEF OPERATOR MUST BE CLASS D OR HIGHER. 50,000 GPD UP TO 0.25 MGD-STAFFING BY CLASS D OR HIGHER OPERATOR: 3 VISITS/WEEK ON NONCONSECUTIVE DAYS FOR A TOTAL OF 0.3 HOUR/WEEK. LESS THAN 50,000 GPD-STAFFING BY A CLASS D OR HIGHER OPERATOR: 2 VISITS/WEEK ON NONCONSECUTIVE DAYS FOR A TOTAL OF 0.2 HOUR/WEEK. THERE SHALL BE NO MORE THAN 5 DAYS BETWEEN THE LAST VISIT IN ONE WEEK AND THE FIRST VISIT IN THE NEXT WEEK. | N | Y | MOSAIC, WINGATE CREEK MINE | 38651 SR 64 |  | MYAKKA CITY | FL | 34251 |  | 8135006474 |  |  | DAVID B. JELLERSON | 13830 CIRCA CROSSING DRIVE |  | LITHIA | FL | 33547 |  | 8135006474 |  | INVESTOR | 135 | 7800 | 4 | 2004-12-21 | 2020-06-19 | NTNC | 100
6 | MANATEE | SWD | camerondakindairy@gmail.com | 6412527 | NONCOMMUNITY | CHLORINATION; AERATION FOR REMOVAL OF ANY SECONDARY CONTAMINANT, SULFIDE, OR ANY UNREGULATED CONTAMINANT; CORROSION CONTROL INHIBITOR ADDITION; HYPOCHLORINATION; IRON OR MANGANESE SEQUESTRATION; OR ULTRAVIOLET RADIATION. THE LEAD/CHIEF OPERATOR MUST BE CLASS D OR HIGHER. 50,000 GPD UP TO 0.25 MGD-STAFFING BY CLASS D OR HIGHER OPERATOR: 3 VISITS/WEEK ON NONCONSECUTIVE DAYS FOR A TOTAL OF 0.3 HOUR/WEEK. LESS THAN 50,000 GPD-STAFFING BY A CLASS D OR HIGHER OPERATOR: 2 VISITS/WEEK ON NONCONSECUTIVE DAYS FOR A TOTAL OF 0.2 HOUR/WEEK. THERE SHALL BE NO MORE THAN 5 DAYS BETWEEN THE LAST VISIT IN ONE WEEK AND THE FIRST VISIT IN THE NEXT WEEK. | N | Y | DAKIN COMMERCIAL BUILDING | 4100 STATE ROAD 70 |  | MYAKKA | FL | 34251 |  | 9413221141 |  | CAMERON DAKIN | CAMERON DAKIN | 41000 E. SR 70 |  | MYAKKA CITY | FL | 34251 |  | 9417375064 |  | INVESTOR | 100 | 2400 | 4 | 2018-04-19 | 2017-12-12 | NC01 | 50
6 | MANATEE | SWD | AHOUSTON@classiegrowers.com | 6412528 | NONCOMMUNITY | CHLORINATION; AERATION FOR REMOVAL OF ANY SECONDARY CONTAMINANT, SULFIDE, OR ANY UNREGULATED CONTAMINANT; CORROSION CONTROL INHIBITOR ADDITION; HYPOCHLORINATION; IRON OR MANGANESE SEQUESTRATION; OR ULTRAVIOLET RADIATION. THE LEAD/CHIEF OPERATOR MUST BE CLASS D OR HIGHER. 50,000 GPD UP TO 0.25 MGD-STAFFING BY CLASS D OR HIGHER OPERATOR: 3 VISITS/WEEK ON NONCONSECUTIVE DAYS FOR A TOTAL OF 0.3 HOUR/WEEK. LESS THAN 50,000 GPD-STAFFING BY A CLASS D OR HIGHER OPERATOR: 2 VISITS/WEEK ON NONCONSECUTIVE DAYS FOR A TOTAL OF 0.2 HOUR/WEEK. THERE SHALL BE NO MORE THAN 5 DAYS BETWEEN THE LAST VISIT IN ONE WEEK AND THE FIRST VISIT IN THE NEXT WEEK. | N | Y | CLASSIE PINES | VERNA BETHANY ROAD |  | BRADENTON | FL | 34251 |  | 9413222016 |  | ANNA HOUSTON | JOHN FALKNER | 35100 SR 64 EAST |  | MYAKKA CITY | FL | 34251 |  | 9413222016 |  | OTHER | 60 | 27600 | 10 | 2015-07-21 | 2020-06-18 | NC01 | 50
6 | MANATEE | SWD | AHOUSTON@FALKNERGROUPS.COM | 6412529 | NONCOMMUNITY | CHLORINATION; AERATION FOR REMOVAL OF ANY SECONDARY CONTAMINANT, SULFIDE, OR ANY UNREGULATED CONTAMINANT; CORROSION CONTROL INHIBITOR ADDITION; HYPOCHLORINATION; IRON OR MANGANESE SEQUESTRATION; OR ULTRAVIOLET RADIATION. THE LEAD/CHIEF OPERATOR MUST BE CLASS D OR HIGHER. 50,000 GPD UP TO 0.25 MGD-STAFFING BY CLASS D OR HIGHER OPERATOR: 3 VISITS/WEEK ON NONCONSECUTIVE DAYS FOR A TOTAL OF 0.3 HOUR/WEEK. LESS THAN 50,000 GPD-STAFFING BY A CLASS D OR HIGHER OPERATOR: 2 VISITS/WEEK ON NONCONSECUTIVE DAYS FOR A TOTAL OF 0.2 HOUR/WEEK. THERE SHALL BE NO MORE THAN 5 DAYS BETWEEN THE LAST VISIT IN ONE WEEK AND THE FIRST VISIT IN THE NEXT WEEK. | N | Y | FALKNER FARMS SITE #6 | 35100 SR 64E |  | MYAKKA CITY | FL | 34251 |  | 9413222016 |  |  | JOHN FALKNER | 35100 SR 64 EAST |  | MYAKKA CITY | FL | 34251 |  | 9413222016 |  | OTHER | 90 | 12000 | 15 | 2015-11-17 | 2020-12-21 | NC01 | 50
6 | MANATEE | SWD | samandalva@gmail.com | 6412530 | NONCOMMUNITY | CHLORINATION; AERATION FOR REMOVAL OF ANY SECONDARY CONTAMINANT, SULFIDE, OR ANY UNREGULATED CONTAMINANT; CORROSION CONTROL INHIBITOR ADDITION; HYPOCHLORINATION; IRON OR MANGANESE SEQUESTRATION; OR ULTRAVIOLET RADIATION. THE LEAD/CHIEF OPERATOR MUST BE CLASS D OR HIGHER. 50,000 GPD UP TO 0.25 MGD-STAFFING BY CLASS D OR HIGHER OPERATOR: 3 VISITS/WEEK ON NONCONSECUTIVE DAYS FOR A TOTAL OF 0.3 HOUR/WEEK. LESS THAN 50,000 GPD-STAFFING BY A CLASS D OR HIGHER OPERATOR: 2 VISITS/WEEK ON NONCONSECUTIVE DAYS FOR A TOTAL OF 0.2 HOUR/WEEK. THERE SHALL BE NO MORE THAN 5 DAYS BETWEEN THE LAST VISIT IN ONE WEEK AND THE FIRST VISIT IN THE NEXT WEEK. | N | Y | DRY PRAIRIE BAPTIST CHURCH | 40849 SR 62 |  | DUETTE | FL | 33834 |  | 9417761143 |  | SAM HAMRICK | RUDY L. WILLIAMS | 40849 SR 62 |  | DUETTE | FL | 34834 |  | 9417761143 |  | OTHER | 250 | 12000 | 3 | 2011-06-22 | 2018-12-05 | NC01 | 50
6 | MANATEE | SWD | la@bradentonmotorsports.com | 6412531 | NONCOMMUNITY | CHLORINATION; AERATION FOR REMOVAL OF ANY SECONDARY CONTAMINANT, SULFIDE, OR ANY UNREGULATED CONTAMINANT; CORROSION CONTROL INHIBITOR ADDITION; HYPOCHLORINATION; IRON OR MANGANESE SEQUESTRATION; OR ULTRAVIOLET RADIATION. THE LEAD/CHIEF OPERATOR MUST BE CLASS D OR HIGHER. 50,000 GPD UP TO 0.25 MGD-STAFFING BY CLASS D OR HIGHER OPERATOR: 3 VISITS/WEEK ON NONCONSECUTIVE DAYS FOR A TOTAL OF 0.3 HOUR/WEEK. LESS THAN 50,000 GPD-STAFFING BY A CLASS D OR HIGHER OPERATOR: 2 VISITS/WEEK ON NONCONSECUTIVE DAYS FOR A TOTAL OF 0.2 HOUR/WEEK. THERE SHALL BE NO MORE THAN 5 DAYS BETWEEN THE LAST VISIT IN ONE WEEK AND THE FIRST VISIT IN THE NEXT WEEK. | N | Y | BRADENTON MOTOR SPORTS | 21000 SR 64 EAST |  | BRADENTON | FL | 34212 |  | 9417481320 |  | DAVE LANSBERRY | TODD DICKINSON | PO BOX 56 |  | SAFETY HARBOR | FL | 34695 |  | 9417481320 |  | INVESTOR | 500 | 10000 | 2 | 2020-07-09 | 2020-06-18 | NC01 | 50
6 | MANATEE | SWD | hh4925@verizon.net | 6412533 | COMMUNITY | NO TREATMENT--CONSECUTIVE SYSTEMS ONLY | Y | N | HEATHER HILLS ESTATES | 4925 3RD STREET WEST |  | BRADENTON | FL | 34207 |  | 9417550123 |  | MIKE SMALLRIDGE | MIKE SMALLRIDGE | 5911 TROUBLE CREEK ROAD |  | NEW PORT RICHEY | FL | 34652 |  | 9417550123 |  | INVESTOR | 700 | 0 | 355 |  | 2021-05-13 | PC02 | 100
6 | MANATEE | SWD | BPlang@netzero.net | 6412534 | NONTRANSIENT NONCOMMUNITY | CHLORINATION; AERATION FOR REMOVAL OF ANY SECONDARY CONTAMINANT, SULFIDE, OR ANY UNREGULATED CONTAMINANT; CORROSION CONTROL INHIBITOR ADDITION; HYPOCHLORINATION; IRON OR MANGANESE SEQUESTRATION; OR ULTRAVIOLET RADIATION. THE LEAD/CHIEF OPERATOR MUST BE CLASS D OR HIGHER. 50,000 GPD UP TO 0.25 MGD-STAFFING BY CLASS D OR HIGHER OPERATOR: 3 VISITS/WEEK ON NONCONSECUTIVE DAYS FOR A TOTAL OF 0.3 HOUR/WEEK. LESS THAN 50,000 GPD-STAFFING BY A CLASS D OR HIGHER OPERATOR: 2 VISITS/WEEK ON NONCONSECUTIVE DAYS FOR A TOTAL OF 0.2 HOUR/WEEK. THERE SHALL BE NO MORE THAN 5 DAYS BETWEEN THE LAST VISIT IN ONE WEEK AND THE FIRST VISIT IN THE NEXT WEEK. | N | Y | MYAKKA EARLY LEARNING CENTER | 37190 SINGLETARY ROAD |  | MYAKKA CITY | FL | 34251 |  | 9413222605 |  | PEPPER SELLARS | PEPPER SELLARS | PO BOX 126 |  | MYAKKA CITY | FL | 34251 |  | 9413228144 |  | OTHER | 30 | 2400 | 1 | 2011-05-04 | 2020-06-18 | NTNC | 100
6 | MANATEE | SWD | vp1@manateegunclub.com | 6412535 | NONCOMMUNITY | CHLORINATION; AERATION FOR REMOVAL OF ANY SECONDARY CONTAMINANT, SULFIDE, OR ANY UNREGULATED CONTAMINANT; CORROSION CONTROL INHIBITOR ADDITION; HYPOCHLORINATION; IRON OR MANGANESE SEQUESTRATION; OR ULTRAVIOLET RADIATION. THE LEAD/CHIEF OPERATOR MUST BE CLASS D OR HIGHER. 50,000 GPD UP TO 0.25 MGD-STAFFING BY CLASS D OR HIGHER OPERATOR: 3 VISITS/WEEK ON NONCONSECUTIVE DAYS FOR A TOTAL OF 0.3 HOUR/WEEK. LESS THAN 50,000 GPD-STAFFING BY A CLASS D OR HIGHER OPERATOR: 2 VISITS/WEEK ON NONCONSECUTIVE DAYS FOR A TOTAL OF 0.2 HOUR/WEEK. THERE SHALL BE NO MORE THAN 5 DAYS BETWEEN THE LAST VISIT IN ONE WEEK AND THE FIRST VISIT IN THE NEXT WEEK. | N | Y | MANATEE COUNTY GUN & ARCHERY CLUB | 1805 LOGUE ROAD |  | MYAKKA CITY | FL | 34251 |  | 9413220055 |  | GENE PITTS | GENE PITTS | 1805 LOGUE ROAD |  | MYAKKA CITY | FL | 34251 |  | 9413221909 |  | OTHER | 150 | 2400 | 1 | 2015-07-21 | 2021-08-26 | NC01 | 50
6 | MANATEE | SWD | dsc@dixiesouthern.com | 6412536 | NONTRANSIENT NONCOMMUNITY | CHLORINATION; AERATION FOR REMOVAL OF ANY SECONDARY CONTAMINANT, SULFIDE, OR ANY UNREGULATED CONTAMINANT; CORROSION CONTROL INHIBITOR ADDITION; HYPOCHLORINATION; IRON OR MANGANESE SEQUESTRATION; OR ULTRAVIOLET RADIATION. THE LEAD/CHIEF OPERATOR MUST BE CLASS D OR HIGHER. 50,000 GPD UP TO 0.25 MGD-STAFFING BY CLASS D OR HIGHER OPERATOR: 3 VISITS/WEEK ON NONCONSECUTIVE DAYS FOR A TOTAL OF 0.3 HOUR/WEEK. LESS THAN 50,000 GPD-STAFFING BY A CLASS D OR HIGHER OPERATOR: 2 VISITS/WEEK ON NONCONSECUTIVE DAYS FOR A TOTAL OF 0.2 HOUR/WEEK. THERE SHALL BE NO MORE THAN 5 DAYS BETWEEN THE LAST VISIT IN ONE WEEK AND THE FIRST VISIT IN THE NEXT WEEK. | N | Y | DIXIE SOUTHERN CONSTRUCTION | 12650 COUNTY ROAD 39 |  | DUETTE | FL | 34219 |  | 8636836741 |  |  | SHAWNTEL CARLTON | 12650 CR 39 |  | DUETTE | FL | 34219 |  | 8636836741 | 104 | OTHER | 80 | 24000 | 4 | 2015-12-15 | 2018-12-05 | NTNC | 100
6 | MANATEE | SWD |  | 6412538 | NONCOMMUNITY | CHLORINATION; AERATION FOR REMOVAL OF ANY SECONDARY CONTAMINANT, SULFIDE, OR ANY UNREGULATED CONTAMINANT; CORROSION CONTROL INHIBITOR ADDITION; HYPOCHLORINATION; IRON OR MANGANESE SEQUESTRATION; OR ULTRAVIOLET RADIATION. THE LEAD/CHIEF OPERATOR MUST BE CLASS D OR HIGHER. 50,000 GPD UP TO 0.25 MGD-STAFFING BY CLASS D OR HIGHER OPERATOR: 3 VISITS/WEEK ON NONCONSECUTIVE DAYS FOR A TOTAL OF 0.3 HOUR/WEEK. LESS THAN 50,000 GPD-STAFFING BY A CLASS D OR HIGHER OPERATOR: 2 VISITS/WEEK ON NONCONSECUTIVE DAYS FOR A TOTAL OF 0.2 HOUR/WEEK. THERE SHALL BE NO MORE THAN 5 DAYS BETWEEN THE LAST VISIT IN ONE WEEK AND THE FIRST VISIT IN THE NEXT WEEK. | N | Y | SIX L'S FARM OP 15 CAMP 3 SITE 1 | 12955 CR 39 |  | DUETTE | FL | 33834 |  | 9417761387 |  | DAVID GARCIA | [9 empty] | OTHER | 150 | 20250 | 15 | 2015-11-10 | 2020-06-19 | NC01 | 50
6 | MANATEE | SWD | david@sixls.com | 6412539 | NONCOMMUNITY | CHLORINATION; AERATION FOR REMOVAL OF ANY SECONDARY CONTAMINANT, SULFIDE, OR ANY UNREGULATED CONTAMINANT; CORROSION CONTROL INHIBITOR ADDITION; HYPOCHLORINATION; IRON OR MANGANESE SEQUESTRATION; OR ULTRAVIOLET RADIATION. THE LEAD/CHIEF OPERATOR MUST BE CLASS D OR HIGHER. 50,000 GPD UP TO 0.25 MGD-STAFFING BY CLASS D OR HIGHER OPERATOR: 3 VISITS/WEEK ON NONCONSECUTIVE DAYS FOR A TOTAL OF 0.3 HOUR/WEEK. LESS THAN 50,000 GPD-STAFFING BY A CLASS D OR HIGHER OPERATOR: 2 VISITS/WEEK ON NONCONSECUTIVE DAYS FOR A TOTAL OF 0.2 HOUR/WEEK. THERE SHALL BE NO MORE THAN 5 DAYS BETWEEN THE LAST VISIT IN ONE WEEK AND THE FIRST VISIT IN THE NEXT WEEK. | N | Y | SIX L'S FARM OP 15 FARM 3 SITE 2 | 10250 LOUGE RD |  | DUETTE | FL | 33834 |  | 9417761387 |  | DAVID GARCIA | FFD LAND CO., INC. | PO BOX 3088 |  | IMMOKALEE | FL | 34143 |  | 2396574421 |  | OTHER | 140 | 28000 | 14 | 2015-11-10 | 2020-06-19 | NC01 | 50
6 | MANATEE | SWD | genesis2458@MSN.com | 6412541 | NONCOMMUNITY | CHLORINATION; AERATION FOR REMOVAL OF ANY SECONDARY CONTAMINANT, SULFIDE, OR ANY UNREGULATED CONTAMINANT; CORROSION CONTROL INHIBITOR ADDITION; HYPOCHLORINATION; IRON OR MANGANESE SEQUESTRATION; OR ULTRAVIOLET RADIATION. THE LEAD/CHIEF OPERATOR MUST BE CLASS D OR HIGHER. 50,000 GPD UP TO 0.25 MGD-STAFFING BY CLASS D OR HIGHER OPERATOR: 3 VISITS/WEEK ON NONCONSECUTIVE DAYS FOR A TOTAL OF 0.3 HOUR/WEEK. LESS THAN 50,000 GPD-STAFFING BY A CLASS D OR HIGHER OPERATOR: 2 VISITS/WEEK ON NONCONSECUTIVE DAYS FOR A TOTAL OF 0.2 HOUR/WEEK. THERE SHALL BE NO MORE THAN 5 DAYS BETWEEN THE LAST VISIT IN ONE WEEK AND THE FIRST VISIT IN THE NEXT WEEK. | N | Y | HOUSE OF FELLOWSHIP OF BELIEVERS CHURCH | 23707 SR 70 EAST |  | MYAKKA CITY | FL | 34251 |  | 9417043076 |  | CHRIS BROWN | TEDD DOUCETTE | 9328 BARAK AVE. |  | SEFFNER | FL | 33584 |  | 8135066313 |  | OTHER | 193 | 10000 | 1 | 2019-07-31 | 2019-06-18 | NC01 | 50
6 | MANATEE | SWD |  | 6412543 | NONTRANSIENT NONCOMMUNITY | CHLORINATION; AERATION FOR REMOVAL OF ANY SECONDARY CONTAMINANT, SULFIDE, OR ANY UNREGULATED CONTAMINANT; CORROSION CONTROL INHIBITOR ADDITION; HYPOCHLORINATION; IRON OR MANGANESE SEQUESTRATION; OR ULTRAVIOLET RADIATION. THE LEAD/CHIEF OPERATOR MUST BE CLASS D OR HIGHER. 50,000 GPD UP TO 0.25 MGD-STAFFING BY CLASS D OR HIGHER OPERATOR: 3 VISITS/WEEK ON NONCONSECUTIVE DAYS FOR A TOTAL OF 0.3 HOUR/WEEK. LESS THAN 50,000 GPD-STAFFING BY A CLASS D OR HIGHER OPERATOR: 2 VISITS/WEEK ON NONCONSECUTIVE DAYS FOR A TOTAL OF 0.2 HOUR/WEEK. THERE SHALL BE NO MORE THAN 5 DAYS BETWEEN THE LAST VISIT IN ONE WEEK AND THE FIRST VISIT IN THE NEXT WEEK. | N | Y | EAST COAST MIGRANT HEAD START | 34590 SR 64 EAST |  | MYAKKA CITY | FL | 34251 |  | 9413226064 |  | LIZAIDA RAMOS | DORA SANDERS | 3700 DMG DRIVE |  | LAKELAND | FL | 33811 |  | 8632997100 |  | OTHER | 190 | 9600 | 6 | 2018-11-02 | 2018-10-31 | NTNC | 100
6 | MANATEE | SWD | pastor@myakkacog.com | 6412544 | NONCOMMUNITY | CHLORINATION; AERATION FOR REMOVAL OF ANY SECONDARY CONTAMINANT, SULFIDE, OR ANY UNREGULATED CONTAMINANT; CORROSION CONTROL INHIBITOR ADDITION; HYPOCHLORINATION; IRON OR MANGANESE SEQUESTRATION; OR ULTRAVIOLET RADIATION. THE LEAD/CHIEF OPERATOR MUST BE CLASS D OR HIGHER. 50,000 GPD UP TO 0.25 MGD-STAFFING BY CLASS D OR HIGHER OPERATOR: 3 VISITS/WEEK ON NONCONSECUTIVE DAYS FOR A TOTAL OF 0.3 HOUR/WEEK. LESS THAN 50,000 GPD-STAFFING BY A CLASS D OR HIGHER OPERATOR: 2 VISITS/WEEK ON NONCONSECUTIVE DAYS FOR A TOTAL OF 0.2 HOUR/WEEK. THERE SHALL BE NO MORE THAN 5 DAYS BETWEEN THE LAST VISIT IN ONE WEEK AND THE FIRST VISIT IN THE NEXT WEEK. | N | Y | MYAKKA CHURCH OF GOD | 39805 STATE ROAD 70 EAST |  | MYAKKA CITY | FL | 34251 |  | 9413223124 |  | BRAD STIDHAM | BRAD STIDHAM | P.O. BOX 325 |  | MYAKKA CITY | FL | 34251 |  | 9413222124 |  | OTHER | 40 | 5000 | 2 | 2014-04-02 | 2017-10-26 | NC01 | 50
6 | MANATEE | SWD |  | 6412545 | NONCOMMUNITY | CHLORINATION; AERATION FOR REMOVAL OF ANY SECONDARY CONTAMINANT, SULFIDE, OR ANY UNREGULATED CONTAMINANT; CORROSION CONTROL INHIBITOR ADDITION; HYPOCHLORINATION; IRON OR MANGANESE SEQUESTRATION; OR ULTRAVIOLET RADIATION. THE LEAD/CHIEF OPERATOR MUST BE CLASS D OR HIGHER. 50,000 GPD UP TO 0.25 MGD-STAFFING BY CLASS D OR HIGHER OPERATOR: 3 VISITS/WEEK ON NONCONSECUTIVE DAYS FOR A TOTAL OF 0.3 HOUR/WEEK. LESS THAN 50,000 GPD-STAFFING BY A CLASS D OR HIGHER OPERATOR: 2 VISITS/WEEK ON NONCONSECUTIVE DAYS FOR A TOTAL OF 0.2 HOUR/WEEK. THERE SHALL BE NO MORE THAN 5 DAYS BETWEEN THE LAST VISIT IN ONE WEEK AND THE FIRST VISIT IN THE NEXT WEEK. | N | Y | BUNKER HILL/ DUETTE PARK | 35600 SR 62 EAST |  | DUETTE | FL | 33834 |  | 9419999999 |  |  | TINA ASCANI | 5502 33RD AVE. DRIVE WEST |  | BRADENTON | FL | 34209 |  | 9417425923 |  | OTHER | 50 | 28000 | 1 | 2019-07-11 | 2018-12-05 | NC01 | 50
6 | MANATEE | SWD | dkhunsader@msn.com | 6412546 | NONCOMMUNITY | AERATION FOR REMOVAL OF ANY PRIMARY CONTAMINANT; ALKALINITY/PH ADJUSTMENT; CHLORAMIN ATION; CHLORINE DIOXIDE FOR OXIDATION OR DISINFECTION; FLUORIDATION; ION EXCHANGE FOR REMOVAL OF ANY SECONDARY CONTAMINANT, SULFIDE, OR ANY UNREGULATED CONTAMINANT; OR OZONATION LESS THAN 0.1 MGD. STAFFING BY A CLASS D OR HIGHER OPERATOR: 3 VISITS/WEEK ON NONCONSECUTIVE DAYS FOR A TOTAL OF 0.6 HOUR/WEEK. THE LEAD/CHIEF OPERATOR MUST BE CLASS D OR HIGHER. | N | Y | HUNSADER FARMS | 5500 CR 675 EAST |  | BRADENTON | FL | 34211 |  | 9417252364 |  |  | DAVID HUNSADER | 5500 CR 675 |  | BRADENTON | FL | 34211 |  | 9417252364 |  | OTHER | 100 | 0 | 54 |  | 2021-11-30 | NC01 | 50
6 | MANATEE | SWD |  | 6412548 | NONCOMMUNITY | CHLORINATION; AERATION FOR REMOVAL OF ANY SECONDARY CONTAMINANT, SULFIDE, OR ANY UNREGULATED CONTAMINANT; CORROSION CONTROL INHIBITOR ADDITION; HYPOCHLORINATION; IRON OR MANGANESE SEQUESTRATION; OR ULTRAVIOLET RADIATION. THE LEAD/CHIEF OPERATOR MUST BE CLASS D OR HIGHER. 50,000 GPD UP TO 0.25 MGD-STAFFING BY CLASS D OR HIGHER OPERATOR: 3 VISITS/WEEK ON NONCONSECUTIVE DAYS FOR A TOTAL OF 0.3 HOUR/WEEK. LESS THAN 50,000 GPD-STAFFING BY A CLASS D OR HIGHER OPERATOR: 2 VISITS/WEEK ON NONCONSECUTIVE DAYS FOR A TOTAL OF 0.2 HOUR/WEEK. THERE SHALL BE NO MORE THAN 5 DAYS BETWEEN THE LAST VISIT IN ONE WEEK AND THE FIRST VISIT IN THE NEXT WEEK. | N | Y | UTOPIA PACKING LLC | 43175 SR 70 |  | MYAKKA CITY | FL | 34251 |  | 9413222483 |  | BRIAN TURNER | GARY TAYLOR | 43175 SR 70 E |  | MYAKKA CITY | FL | 34251 |  | 9419202225 |  | OTHER | 55 | 48000 | 1 | 2021-05-24 | 2021-03-26 | NC01 | 50
6 | MANATEE | SWD | MALLORY@INNOVATIONSMGNT.COM | 6412549 | NONCOMMUNITY | CHLORINATION; AERATION FOR REMOVAL OF ANY SECONDARY CONTAMINANT, SULFIDE, OR ANY UNREGULATED CONTAMINANT; CORROSION CONTROL INHIBITOR ADDITION; HYPOCHLORINATION; IRON OR MANGANESE SEQUESTRATION; OR ULTRAVIOLET RADIATION. THE LEAD/CHIEF OPERATOR MUST BE CLASS D OR HIGHER. 50,000 GPD UP TO 0.25 MGD-STAFFING BY CLASS D OR HIGHER OPERATOR: 3 VISITS/WEEK ON NONCONSECUTIVE DAYS FOR A TOTAL OF 0.3 HOUR/WEEK. LESS THAN 50,000 GPD-STAFFING BY A CLASS D OR HIGHER OPERATOR: 2 VISITS/WEEK ON NONCONSECUTIVE DAYS FOR A TOTAL OF 0.2 HOUR/WEEK. THERE SHALL BE NO MORE THAN 5 DAYS BETWEEN THE LAST VISIT IN ONE WEEK AND THE FIRST VISIT IN THE NEXT WEEK. | N | Y | MYAKKA DOLLAR GENERAL | 36750 SR 70 EAST |  | MYAKKA CITY | FL | 34251 |  | 7278952150 |  | MALLORY MOONEYHAN | HERMAN INSTRIN | 9803 SAN FERNANDO ROAD |  | PACOIMA | CA | 91331 | 2604 |  |  | INVESTOR | 25 | 72000 | 1 | 2017-07-07 | 2019-06-03 | NC01 | 50
6 | MANATEE | SWD |  | 6412550 | NONCOMMUNITY | CHLORINATION; AERATION FOR REMOVAL OF ANY SECONDARY CONTAMINANT, SULFIDE, OR ANY UNREGULATED CONTAMINANT; CORROSION CONTROL INHIBITOR ADDITION; HYPOCHLORINATION; IRON OR MANGANESE SEQUESTRATION; OR ULTRAVIOLET RADIATION. THE LEAD/CHIEF OPERATOR MUST BE CLASS D OR HIGHER. 50,000 GPD UP TO 0.25 MGD-STAFFING BY CLASS D OR HIGHER OPERATOR: 3 VISITS/WEEK ON NONCONSECUTIVE DAYS FOR A TOTAL OF 0.3 HOUR/WEEK. LESS THAN 50,000 GPD-STAFFING BY A CLASS D OR HIGHER OPERATOR: 2 VISITS/WEEK ON NONCONSECUTIVE DAYS FOR A TOTAL OF 0.2 HOUR/WEEK. THERE SHALL BE NO MORE THAN 5 DAYS BETWEEN THE LAST VISIT IN ONE WEEK AND THE FIRST VISIT IN THE NEXT WEEK. | N | Y | TREEUMPH | 21805 SR 70 EAST |  | BRADENTON | FL | 34211 |  | 9413222130 |  |  | AARON CORR | PO BOX 110207 |  | LAKEWOOD RANCH | FL | 34211 |  | 9413222130 |  | INVESTOR | 25 | 0 | 1 | 2015-12-04 | 2021-03-26 | NC01 | 50
6 | MANATEE | SWD |  | 6412551 | COMMUNITY | NO TREATMENT--CONSECUTIVE SYSTEMS ONLY | Y | N | HARBOUR ISLES MASTER ASSOCIATION | 12300 MANATEE AVENUE WEST |  | BRADENTON | FL | 34209 |  | 9412163725 |  |  | HARBOUR ISLE ON ANNA MARIA SOUND MASTER ASSOCIATION | 220 MARTINIQUE DR. |  | BRADENTON | FL | 34209 |  | 9412163725 |  | OTHER | 200 | 0 | 25 | 2019-06-24 | 2019-06-03 | PC01 | 50
6 | MANATEE | SWD | DKHUNSADER@MSN.COM | 6412553 | NONCOMMUNITY | AERATION FOR REMOVAL OF ANY PRIMARY CONTAMINANT; ALKALINITY/PH ADJUSTMENT; CHLORAMIN ATION; CHLORINE DIOXIDE FOR OXIDATION OR DISINFECTION; FLUORIDATION; ION EXCHANGE FOR REMOVAL OF ANY SECONDARY CONTAMINANT, SULFIDE, OR ANY UNREGULATED CONTAMINANT; OR OZONATION LESS THAN 0.1 MGD. STAFFING BY A CLASS D OR HIGHER OPERATOR: 3 VISITS/WEEK ON NONCONSECUTIVE DAYS FOR A TOTAL OF 0.6 HOUR/WEEK. THE LEAD/CHIEF OPERATOR MUST BE CLASS D OR HIGHER. | N | N | HUNSADER FARM KOA | 550 C.R. 675 |  | BRADENTON | FL | 34211 |  | 9417252364 |  | DAVID HUNSADER | [9 empty] | UNKNOWN | 25 | 0 | 98 |  | 2021-11-30 | NC01 | 50
3 | MARION | CD |  | 6420103 | COMMUNITY | NO TREATMENT--CONSECUTIVE SYSTEMS ONLY | N | Y | BAHIA OAKS (CONSEC.) | 7801 SE 58TH AVE |  | OCALA | FL | 34480 |  | 3522457007 |  | REBECCA | DIRK LEEWARD | PO BOX 1476 |  | OCALA | FL | 34478 | 1476 | 3526900009 |  | INVESTOR | 1200 | 460000 | 517 | 2019-04-10 | 2019-03-26 | PC02 | 100
3 | MARION | CD |  | 6420467 | COMMUNITY | CHLORINATION; AERATION FOR REMOVAL OF ANY SECONDARY CONTAMINANT, SULFIDE, OR ANY UNREGULATED CONTAMINANT; CORROSION CONTROL INHIBITOR ADDITION; HYPOCHLORINATION; IRON OR MANGANESE SEQUESTRATION; OR ULTRAVIOLET RADIATION. THE LEAD/CHIEF OPERATOR MUST BE CLASS D OR HIGHER. 50,000 GPD UP TO 0.25 MGD-STAFFING BY CLASS D OR HIGHER OPERATOR: 3 VISITS/WEEK ON NONCONSECUTIVE DAYS FOR A TOTAL OF 0.3 HOUR/WEEK. LESS THAN 50,000 GPD-STAFFING BY A CLASS D OR HIGHER OPERATOR: 2 VISITS/WEEK ON NONCONSECUTIVE DAYS FOR A TOTAL OF 0.2 HOUR/WEEK. THERE SHALL BE NO MORE THAN 5 DAYS BETWEEN THE LAST VISIT IN ONE WEEK AND THE FIRST VISIT IN THE NEXT WEEK. | N | Y | DOGWOOD ACRES | 2450 SW 38TH AVE |  | OCALA | FL | 34474 |  | 3526290134 |  | PAUL GOJKOVICH III | PAUL GOJKOVICH III | 650 5TH AVE |  | NEW YORK | NY | 10019 |  | 9179050222 |  | INVESTOR | 181 | 960000 | 94 | 2019-02-12 | 2021-08-20 | DC04 | 1000
3 | MARION | CD | cynthia_dibble@equitylifestyle.com | 6420619 | COMMUNITY | CHLORINATION; AERATION FOR REMOVAL OF ANY SECONDARY CONTAMINANT, SULFIDE, OR ANY UNREGULATED CONTAMINANT; CORROSION CONTROL INHIBITOR ADDITION; HYPOCHLORINATION; IRON OR MANGANESE SEQUESTRATION; OR ULTRAVIOLET RADIATION. THE LEAD/CHIEF OPERATOR MUST BE CLASS C OR HIGHER. 5.0 MGD AND ABOVE-STAFFING BY CLASS C OR HIGHER OPERATOR: 6 HOURS/DAY FOR 5 DAYS/WEEK AND ONE VISIT ON EACH WEEKEND DAY. 3.0 MGD UP TO 5.0 MGD-STAFFING BY CLASS C OR HIGHER OPERATOR: 1 HOUR/DAY FOR 5 DAYS/WEEK AND ONE VISIT ON EACH WEEKEND DAY. 0.25 MGD UP TO 3.0 MGD-STAFFING BY CLASS C OR HIGHER OPERATOR: 5 VISITS/WEEK AND ONE VISIT EACH WEEKEND FOR A TOTAL OF 0.6 HOUR/WEEK. | N | Y | FOXWOOD FARMS | 4500 NW BLICHTON RD |  | OCALA | FL | 34482 |  | 3527324418 |  | HENRY LUE | MHC FOXWOOD FARMS, LLC | 2 N RIVERSIDE PLAZA | SUITE 800 | CHICAGO | IL | 60606 |  | 3122791400 |  | INVESTOR | 332 | 360000 | 412 | 2012-12-07 | 2021-06-03 | DC04 | 1000
3 | MARION | CD |  | 6420818 | NONTRANSIENT NONCOMMUNITY | CHLORINATION; AERATION FOR REMOVAL OF ANY SECONDARY CONTAMINANT, SULFIDE, OR ANY UNREGULATED CONTAMINANT; CORROSION CONTROL INHIBITOR ADDITION; HYPOCHLORINATION; IRON OR MANGANESE SEQUESTRATION; OR ULTRAVIOLET RADIATION. THE LEAD/CHIEF OPERATOR MUST BE CLASS D OR HIGHER. 50,000 GPD UP TO 0.25 MGD-STAFFING BY CLASS D OR HIGHER OPERATOR: 3 VISITS/WEEK ON NONCONSECUTIVE DAYS FOR A TOTAL OF 0.3 HOUR/WEEK. LESS THAN 50,000 GPD-STAFFING BY A CLASS D OR HIGHER OPERATOR: 2 VISITS/WEEK ON NONCONSECUTIVE DAYS FOR A TOTAL OF 0.2 HOUR/WEEK. THERE SHALL BE NO MORE THAN 5 DAYS BETWEEN THE LAST VISIT IN ONE WEEK AND THE FIRST VISIT IN THE NEXT WEEK. | N | Y | CLASSIC OAKS (HOLIDAY TRAVEL PARK) | 255 NW 40TH AVENUE |  | OCALA | FL | 34482 |  | 3523515334 |  | BRENDA BORCHGARDT | ALEX STUART | 255 NW 40TH AVE #63 |  | OCALA | FL | 34482 |  | 4107460201 |  | INVESTOR | 100 | 90000 | 125 | 2011-04-26 | 2020-11-06 | NTNC | 100
3 | MARION | CD | JODY.KIRKMAN@MARIONCOUNTYFL.ORG | 6421144 | COMMUNITY | CHLORINATION; AERATION FOR REMOVAL OF ANY SECONDARY CONTAMINANT, SULFIDE, OR ANY UNREGULATED CONTAMINANT; CORROSION CONTROL INHIBITOR ADDITION; HYPOCHLORINATION; IRON OR MANGANESE SEQUESTRATION; OR ULTRAVIOLET RADIATION. THE LEAD/CHIEF OPERATOR MUST BE CLASS C OR HIGHER. 5.0 MGD AND ABOVE-STAFFING BY CLASS C OR HIGHER OPERATOR: 6 HOURS/DAY FOR 5 DAYS/WEEK AND ONE VISIT ON EACH WEEKEND DAY. 3.0 MGD UP TO 5.0 MGD-STAFFING BY CLASS C OR HIGHER OPERATOR: 1 HOUR/DAY FOR 5 DAYS/WEEK AND ONE VISIT ON EACH WEEKEND DAY. 0.25 MGD UP TO 3.0 MGD-STAFFING BY CLASS C OR HIGHER OPERATOR: 5 VISITS/WEEK AND ONE VISIT EACH WEEKEND FOR A TOTAL OF 0.6 HOUR/WEEK. | N | Y | WEST SIDE CONSOLIDATED | 11800 S HWY 441 |  | BELLEVIEW | FL | 34420 |  | 3523074625 |  | JOHN KIRKMAN | JOHN KIRKMAN | 11800 S HWY 441 |  | BELLEVIEW | FL | 34420 |  | 3523076000 |  | COUNTY | 33667 | 16450400 | 14638 | 2015-09-02 | 2021-08-17 | DC01 | 6000
3 | MARION | CD | DDGV1022@AOL.COM | 6421462 | NONCOMMUNITY | CHLORINATION; AERATION FOR REMOVAL OF ANY SECONDARY CONTAMINANT, SULFIDE, OR ANY UNREGULATED CONTAMINANT; CORROSION CONTROL INHIBITOR ADDITION; HYPOCHLORINATION; IRON OR MANGANESE SEQUESTRATION; OR ULTRAVIOLET RADIATION. THE LEAD/CHIEF OPERATOR MUST BE CLASS D OR HIGHER. 50,000 GPD UP TO 0.25 MGD-STAFFING BY CLASS D OR HIGHER OPERATOR: 3 VISITS/WEEK ON NONCONSECUTIVE DAYS FOR A TOTAL OF 0.3 HOUR/WEEK. LESS THAN 50,000 GPD-STAFFING BY A CLASS D OR HIGHER OPERATOR: 2 VISITS/WEEK ON NONCONSECUTIVE DAYS FOR A TOTAL OF 0.2 HOUR/WEEK. THERE SHALL BE NO MORE THAN 5 DAYS BETWEEN THE LAST VISIT IN ONE WEEK AND THE FIRST VISIT IN THE NEXT WEEK. | N | Y | RAINBOWS END GOLF CLUB | 20650 SW 80TH PLACE RD. |  | DUNNELLON | FL | 34431 |  | 3524894566 |  | DON DELANEY | DON DELANEY | 9479 SW 190TH AVE. ROAD |  | DUNNELLON | FL | 34432 |  | 3524894566 |  | INVESTOR/LICENSED PUBLIC UTILITIES | 25 | 21600 | 1 | 2019-07-16 | 2019-01-31 | NC01 | 50
3 | MARION | CD |  | 6421470 | NONCOMMUNITY | CHLORINATION; AERATION FOR REMOVAL OF ANY SECONDARY CONTAMINANT, SULFIDE, OR ANY UNREGULATED CONTAMINANT; CORROSION CONTROL INHIBITOR ADDITION; HYPOCHLORINATION; IRON OR MANGANESE SEQUESTRATION; OR ULTRAVIOLET RADIATION. THE LEAD/CHIEF OPERATOR MUST BE CLASS D OR HIGHER. 50,000 GPD UP TO 0.25 MGD-STAFFING BY CLASS D OR HIGHER OPERATOR: 3 VISITS/WEEK ON NONCONSECUTIVE DAYS FOR A TOTAL OF 0.3 HOUR/WEEK. LESS THAN 50,000 GPD-STAFFING BY A CLASS D OR HIGHER OPERATOR: 2 VISITS/WEEK ON NONCONSECUTIVE DAYS FOR A TOTAL OF 0.2 HOUR/WEEK. THERE SHALL BE NO MORE THAN 5 DAYS BETWEEN THE LAST VISIT IN ONE WEEK AND THE FIRST VISIT IN THE NEXT WEEK. | N | Y | RAINBOW RIVER CAMPGROUND | 18185 SW 94TH STREET |  | DUNNELLON | FL | 34432 |  | 3524898550 |  | ROBERT DAMPMAN | LARRY STEED | 19158 SW 81ST PLACE RD. |  | DUNNELLON | FL | 34432 |  | 3524658536 |  | DEP (STATE PARK OR STATE REC AREA) | 25 | 114000 | 110 | 2018-12-28 | 2018-11-28 | NC01 | 50
3 | MARION | CD |  | 6421472 | NONCOMMUNITY | CHLORINATION; AERATION FOR REMOVAL OF ANY SECONDARY CONTAMINANT, SULFIDE, OR ANY UNREGULATED CONTAMINANT; CORROSION CONTROL INHIBITOR ADDITION; HYPOCHLORINATION; IRON OR MANGANESE SEQUESTRATION; OR ULTRAVIOLET RADIATION. THE LEAD/CHIEF OPERATOR MUST BE CLASS D OR HIGHER. 50,000 GPD UP TO 0.25 MGD-STAFFING BY CLASS D OR HIGHER OPERATOR: 3 VISITS/WEEK ON NONCONSECUTIVE DAYS FOR A TOTAL OF 0.3 HOUR/WEEK. LESS THAN 50,000 GPD-STAFFING BY A CLASS D OR HIGHER OPERATOR: 2 VISITS/WEEK ON NONCONSECUTIVE DAYS FOR A TOTAL OF 0.2 HOUR/WEEK. THERE SHALL BE NO MORE THAN 5 DAYS BETWEEN THE LAST VISIT IN ONE WEEK AND THE FIRST VISIT IN THE NEXT WEEK. | N | Y | RAINBOW SPRINGS PARK | 19158 SW 81ST PLACE RD |  | DUNNELLON | FL | 34432 |  | 3524898503 |  | LARRY STEED | LARRY STEED | 19158 SW 81ST PLACE RD |  | DUNNELLON | FL | 34432 |  | 3524658555 |  | DEP (STATE PARK OR STATE REC AREA) | 25 | 216000 | 10 | 2015-05-20 | 2019-04-29 | NC01 | 50
3 | MARION | CD |  | 6421512 | COMMUNITY | CHLORINATION; AERATION FOR REMOVAL OF ANY SECONDARY CONTAMINANT, SULFIDE, OR ANY UNREGULATED CONTAMINANT; CORROSION CONTROL INHIBITOR ADDITION; HYPOCHLORINATION; IRON OR MANGANESE SEQUESTRATION; OR ULTRAVIOLET RADIATION. THE LEAD/CHIEF OPERATOR MUST BE CLASS D OR HIGHER. 50,000 GPD UP TO 0.25 MGD-STAFFING BY CLASS D OR HIGHER OPERATOR: 3 VISITS/WEEK ON NONCONSECUTIVE DAYS FOR A TOTAL OF 0.3 HOUR/WEEK. LESS THAN 50,000 GPD-STAFFING BY A CLASS D OR HIGHER OPERATOR: 2 VISITS/WEEK ON NONCONSECUTIVE DAYS FOR A TOTAL OF 0.2 HOUR/WEEK. THERE SHALL BE NO MORE THAN 5 DAYS BETWEEN THE LAST VISIT IN ONE WEEK AND THE FIRST VISIT IN THE NEXT WEEK. | N | Y | RIO VISTA (2 WPS) | 1395 SE 52ND ST (SW 108 PL & 1SW 107 ST) |  | OCALA | FL | 34478 |  | 3523511338 |  | WILLIAM FONTAINE | SAM CAIN | 280 WEKIVA SPRINGS RD. | SUITE 2070 | LONGWOOD | FL | 32779 |  | 4076296900 |  | INVESTOR | 400 | 227000 | 200 | 2010-10-01 | 2019-11-12 | DC05 | 500
3 | MARION | CD | manager@ocalanorthrv.com | 6421777 | NONTRANSIENT NONCOMMUNITY | CHLORINATION; AERATION FOR REMOVAL OF ANY SECONDARY CONTAMINANT, SULFIDE, OR ANY UNREGULATED CONTAMINANT; CORROSION CONTROL INHIBITOR ADDITION; HYPOCHLORINATION; IRON OR MANGANESE SEQUESTRATION; OR ULTRAVIOLET RADIATION. THE LEAD/CHIEF OPERATOR MUST BE CLASS D OR HIGHER. 50,000 GPD UP TO 0.25 MGD-STAFFING BY CLASS D OR HIGHER OPERATOR: 3 VISITS/WEEK ON NONCONSECUTIVE DAYS FOR A TOTAL OF 0.3 HOUR/WEEK. LESS THAN 50,000 GPD-STAFFING BY A CLASS D OR HIGHER OPERATOR: 2 VISITS/WEEK ON NONCONSECUTIVE DAYS FOR A TOTAL OF 0.2 HOUR/WEEK. THERE SHALL BE NO MORE THAN 5 DAYS BETWEEN THE LAST VISIT IN ONE WEEK AND THE FIRST VISIT IN THE NEXT WEEK. | N | Y | OCALA NORTH RV PARK/REDDICK RV PARK | 16905 NW HWY 225 |  | REDDICK | FL | 32686 |  | 8476260400 |  | SHAUN SIMMS | SHAUN SIMMS | 235 APOLLO BEACH BLVD | #238 | APOLLO BEACH | FL | 33572 |  |  |  | INVESTOR | 50 | 67300 | 162 | 2011-03-23 | 2019-12-27 | NTNC | 100
3 | MARION | CD |  | 6421952 | COMMUNITY | CHLORINATION; AERATION FOR REMOVAL OF ANY SECONDARY CONTAMINANT, SULFIDE, OR ANY UNREGULATED CONTAMINANT; CORROSION CONTROL INHIBITOR ADDITION; HYPOCHLORINATION; IRON OR MANGANESE SEQUESTRATION; OR ULTRAVIOLET RADIATION. THE LEAD/CHIEF OPERATOR MUST BE CLASS D OR HIGHER. 50,000 GPD UP TO 0.25 MGD-STAFFING BY CLASS D OR HIGHER OPERATOR: 3 VISITS/WEEK ON NONCONSECUTIVE DAYS FOR A TOTAL OF 0.3 HOUR/WEEK. LESS THAN 50,000 GPD-STAFFING BY A CLASS D OR HIGHER OPERATOR: 2 VISITS/WEEK ON NONCONSECUTIVE DAYS FOR A TOTAL OF 0.2 HOUR/WEEK. THERE SHALL BE NO MORE THAN 5 DAYS BETWEEN THE LAST VISIT IN ONE WEEK AND THE FIRST VISIT IN THE NEXT WEEK. | N | Y | MHP OCALA AIR, LLC | 600 S.W. 38TH AVE |  | OCALA | FL | 34474 |  | 3524269292 |  | TAVARES BEARD | ARTUR SELITSKIY | 950 HARBINS RD NW #111 |  | LILBURN | GA | 30047 |  | 4044003447 |  | INVESTOR | 150 | 68000 | 75 | 2015-05-07 | 2020-11-06 | DC051 | 100
3 | MARION | CD |  | 6422245 | NONCOMMUNITY | CHLORINATION; AERATION FOR REMOVAL OF ANY SECONDARY CONTAMINANT, SULFIDE, OR ANY UNREGULATED CONTAMINANT; CORROSION CONTROL INHIBITOR ADDITION; HYPOCHLORINATION; IRON OR MANGANESE SEQUESTRATION; OR ULTRAVIOLET RADIATION. THE LEAD/CHIEF OPERATOR MUST BE CLASS D OR HIGHER. 50,000 GPD UP TO 0.25 MGD-STAFFING BY CLASS D OR HIGHER OPERATOR: 3 VISITS/WEEK ON NONCONSECUTIVE DAYS FOR A TOTAL OF 0.3 HOUR/WEEK. LESS THAN 50,000 GPD-STAFFING BY A CLASS D OR HIGHER OPERATOR: 2 VISITS/WEEK ON NONCONSECUTIVE DAYS FOR A TOTAL OF 0.2 HOUR/WEEK. THERE SHALL BE NO MORE THAN 5 DAYS BETWEEN THE LAST VISIT IN ONE WEEK AND THE FIRST VISIT IN THE NEXT WEEK. | N | Y | DOT REST AREA NB, MARION COUNTY | NORTHBOUND I-75 NEAR EXIT 341 | NORTH OF EXIT 341 ON I-75 | OCALA | FL | 32671 |  | 3527321338 |  | AUSTIN WOODINGTON | TODD CROFT | 1405 THOMAS AVE. |  | LEESBURG | FL | 34748 |  | 3523267742 |  | AUTHORITY/COMMISSION/DISTRICT | 25 | 72000 | 4 | 2012-05-23 | 2019-03-18 | NC01 | 50
3 | MARION | CD | info@rvcampocala.com | 6422306 | NONCOMMUNITY | CHLORINATION; AERATION FOR REMOVAL OF ANY SECONDARY CONTAMINANT, SULFIDE, OR ANY UNREGULATED CONTAMINANT; CORROSION CONTROL INHIBITOR ADDITION; HYPOCHLORINATION; IRON OR MANGANESE SEQUESTRATION; OR ULTRAVIOLET RADIATION. THE LEAD/CHIEF OPERATOR MUST BE CLASS D OR HIGHER. 50,000 GPD UP TO 0.25 MGD-STAFFING BY CLASS D OR HIGHER OPERATOR: 3 VISITS/WEEK ON NONCONSECUTIVE DAYS FOR A TOTAL OF 0.3 HOUR/WEEK. LESS THAN 50,000 GPD-STAFFING BY A CLASS D OR HIGHER OPERATOR: 2 VISITS/WEEK ON NONCONSECUTIVE DAYS FOR A TOTAL OF 0.2 HOUR/WEEK. THERE SHALL BE NO MORE THAN 5 DAYS BETWEEN THE LAST VISIT IN ONE WEEK AND THE FIRST VISIT IN THE NEXT WEEK. | N | Y | OCALA RV CAMP RESORT | 3200 S.W.38TH AVENUE |  | OCALA | FL | 34474 |  | 3522372138 |  |  | DANNY GAEKWAD | 3200 SW 38 AVE |  | OCALA | FL | 34474 |  | 3522372138 |  | INVESTOR | 700 | 10800 | 250 | 2012-05-30 | 2018-01-24 | NC01 | 50
3 | MARION | CD |  | 6422359 | COMMUNITY | CHLORINATION; AERATION FOR REMOVAL OF ANY SECONDARY CONTAMINANT, SULFIDE, OR ANY UNREGULATED CONTAMINANT; CORROSION CONTROL INHIBITOR ADDITION; HYPOCHLORINATION; IRON OR MANGANESE SEQUESTRATION; OR ULTRAVIOLET RADIATION. THE LEAD/CHIEF OPERATOR MUST BE CLASS D OR HIGHER. 50,000 GPD UP TO 0.25 MGD-STAFFING BY CLASS D OR HIGHER OPERATOR: 3 VISITS/WEEK ON NONCONSECUTIVE DAYS FOR A TOTAL OF 0.3 HOUR/WEEK. LESS THAN 50,000 GPD-STAFFING BY A CLASS D OR HIGHER OPERATOR: 2 VISITS/WEEK ON NONCONSECUTIVE DAYS FOR A TOTAL OF 0.2 HOUR/WEEK. THERE SHALL BE NO MORE THAN 5 DAYS BETWEEN THE LAST VISIT IN ONE WEEK AND THE FIRST VISIT IN THE NEXT WEEK. | N | Y | OAK TREE VILLAGE APTS & CAMPGROUND | 4039 NW BLITCHTON RD |  | OCALA | FL | 34475 |  | 3526291569 |  | WINK LANCASTER | JON KURTZ | 1720 SW 55TH LANE |  | OCALA | FL | 34471 |  | 3523614525 |  | INVESTOR | 412 | 110800 | 399 | 2015-01-26 | 2019-11-12 | DC05 | 500
3 | MARION | CD | ARROWHEADCAMPSITES@YAHOO.COM | 6422362 | COMMUNITY | CHLORINATION; AERATION FOR REMOVAL OF ANY SECONDARY CONTAMINANT, SULFIDE, OR ANY UNREGULATED CONTAMINANT; CORROSION CONTROL INHIBITOR ADDITION; HYPOCHLORINATION; IRON OR MANGANESE SEQUESTRATION; OR ULTRAVIOLET RADIATION. THE LEAD/CHIEF OPERATOR MUST BE CLASS D OR HIGHER. 50,000 GPD UP TO 0.25 MGD-STAFFING BY CLASS D OR HIGHER OPERATOR: 3 VISITS/WEEK ON NONCONSECUTIVE DAYS FOR A TOTAL OF 0.3 HOUR/WEEK. LESS THAN 50,000 GPD-STAFFING BY A CLASS D OR HIGHER OPERATOR: 2 VISITS/WEEK ON NONCONSECUTIVE DAYS FOR A TOTAL OF 0.2 HOUR/WEEK. THERE SHALL BE NO MORE THAN 5 DAYS BETWEEN THE LAST VISIT IN ONE WEEK AND THE FIRST VISIT IN THE NEXT WEEK. | N | Y | ARROWHEAD CAMPSITES | 1720 NW 38TH COURT |  | OCALA | FL | 34482 |  | 3526225627 |  | DENIS OUELLETTE | ARTUR SELITSKIY | 950 HARBINS RD NW | UNIT 111 | LILBURN | GA | 30047 |  | 6462673327 |  | INVESTOR | 99 | 93600 | 234 | 2011-04-22 | 2019-11-07 | DC051 | 100
3 | MARION | CD |  | 6422364 | NONCOMMUNITY | CHLORINATION; AERATION FOR REMOVAL OF ANY SECONDARY CONTAMINANT, SULFIDE, OR ANY UNREGULATED CONTAMINANT; CORROSION CONTROL INHIBITOR ADDITION; HYPOCHLORINATION; IRON OR MANGANESE SEQUESTRATION; OR ULTRAVIOLET RADIATION. THE LEAD/CHIEF OPERATOR MUST BE CLASS D OR HIGHER. 50,000 GPD UP TO 0.25 MGD-STAFFING BY CLASS D OR HIGHER OPERATOR: 3 VISITS/WEEK ON NONCONSECUTIVE DAYS FOR A TOTAL OF 0.3 HOUR/WEEK. LESS THAN 50,000 GPD-STAFFING BY A CLASS D OR HIGHER OPERATOR: 2 VISITS/WEEK ON NONCONSECUTIVE DAYS FOR A TOTAL OF 0.2 HOUR/WEEK. THERE SHALL BE NO MORE THAN 5 DAYS BETWEEN THE LAST VISIT IN ONE WEEK AND THE FIRST VISIT IN THE NEXT WEEK. | N | Y | MOTEL 6 OCALA | 3810 NW BLITCHTON ROAD |  | OCALA | FL | 34475 |  | 3527323131 |  | LINDA KESSINGER | KUMAR KONERU | 3810 NW BLICHTON RD |  | OCALA | FL | 34475 |  | 3527323131 |  | INVESTOR | 25 | 54000 | 3 | 2017-09-19 | 2021-11-18 | NC01 | 50
3 | MARION | CD |  | 6422679 | COMMUNITY | CHLORINATION; AERATION FOR REMOVAL OF ANY SECONDARY CONTAMINANT, SULFIDE, OR ANY UNREGULATED CONTAMINANT; CORROSION CONTROL INHIBITOR ADDITION; HYPOCHLORINATION; IRON OR MANGANESE SEQUESTRATION; OR ULTRAVIOLET RADIATION. THE LEAD/CHIEF OPERATOR MUST BE CLASS C OR HIGHER. 5.0 MGD AND ABOVE-STAFFING BY CLASS C OR HIGHER OPERATOR: 6 HOURS/DAY FOR 5 DAYS/WEEK AND ONE VISIT ON EACH WEEKEND DAY. 3.0 MGD UP TO 5.0 MGD-STAFFING BY CLASS C OR HIGHER OPERATOR: 1 HOUR/DAY FOR 5 DAYS/WEEK AND ONE VISIT ON EACH WEEKEND DAY. 0.25 MGD UP TO 3.0 MGD-STAFFING BY CLASS C OR HIGHER OPERATOR: 5 VISITS/WEEK AND ONE VISIT EACH WEEKEND FOR A TOTAL OF 0.6 HOUR/WEEK. | N | Y | RAINBOW SPRINGS CC ESTATES | 9305 SW 196 AVE RD. |  | DUNNELLON | FL | 34432 |  | 3524658500 |  | WILLIAM FONTAINE | SAM CAIN | 280 WEKIVA SPRINGS RD. | SUITE 2070 | LONGWOOD | FL | 32779 |  | 4076296900 |  | INVESTOR | 1826 | 1500000 | 1488 | 2019-02-12 | 2019-01-03 | DC03 | 2000
3 | MARION | CD | deanna@vernams.com | 6422738 | NONCOMMUNITY | CHLORINATION; AERATION FOR REMOVAL OF ANY SECONDARY CONTAMINANT, SULFIDE, OR ANY UNREGULATED CONTAMINANT; CORROSION CONTROL INHIBITOR ADDITION; HYPOCHLORINATION; IRON OR MANGANESE SEQUESTRATION; OR ULTRAVIOLET RADIATION. THE LEAD/CHIEF OPERATOR MUST BE CLASS D OR HIGHER. 50,000 GPD UP TO 0.25 MGD-STAFFING BY CLASS D OR HIGHER OPERATOR: 3 VISITS/WEEK ON NONCONSECUTIVE DAYS FOR A TOTAL OF 0.3 HOUR/WEEK. LESS THAN 50,000 GPD-STAFFING BY A CLASS D OR HIGHER OPERATOR: 2 VISITS/WEEK ON NONCONSECUTIVE DAYS FOR A TOTAL OF 0.2 HOUR/WEEK. THERE SHALL BE NO MORE THAN 5 DAYS BETWEEN THE LAST VISIT IN ONE WEEK AND THE FIRST VISIT IN THE NEXT WEEK. | N | Y | PADGETT INDUSTRIAL PARK | 1496 NW 38TH AVE |  | OCALA | FL | 34479 |  | 3528121869 |  | DEANNA RANEY | HUGH PADGETT | 2990 NE 49TH ST. |  | OCALA | FL | 34479 |  | 3526221690 |  | INVESTOR | 50 | 122400 | 5 | 2016-11-22 | 2021-09-28 | NC01 | 50
3 | MARION | CD |  | 6424071 | NONCOMMUNITY | CHLORINATION; AERATION FOR REMOVAL OF ANY SECONDARY CONTAMINANT, SULFIDE, OR ANY UNREGULATED CONTAMINANT; CORROSION CONTROL INHIBITOR ADDITION; HYPOCHLORINATION; IRON OR MANGANESE SEQUESTRATION; OR ULTRAVIOLET RADIATION. THE LEAD/CHIEF OPERATOR MUST BE CLASS D OR HIGHER. 50,000 GPD UP TO 0.25 MGD-STAFFING BY CLASS D OR HIGHER OPERATOR: 3 VISITS/WEEK ON NONCONSECUTIVE DAYS FOR A TOTAL OF 0.3 HOUR/WEEK. LESS THAN 50,000 GPD-STAFFING BY A CLASS D OR HIGHER OPERATOR: 2 VISITS/WEEK ON NONCONSECUTIVE DAYS FOR A TOTAL OF 0.2 HOUR/WEEK. THERE SHALL BE NO MORE THAN 5 DAYS BETWEEN THE LAST VISIT IN ONE WEEK AND THE FIRST VISIT IN THE NEXT WEEK. | N | Y | CRYSTAL SPRINGS MHP | 13914 NW HWY 27 | ACCESS GATE CODE 6666 | OCALA | FL | 34482 |  | 8542468833 |  | THOMAS STRUZZIERI | JOANNE PARISIAN | 319 MAIN ST. |  | SAUGERTIES | NY | 12477 |  | 8542468833 |  | INVESTOR | 25 | 43200 | 35 | 2019-08-06 | 2019-03-25 | NC01 | 50
3 | MARION | CD | mizsscott@juno.com | 6424073 | COMMUNITY | CHLORINATION; AERATION FOR REMOVAL OF ANY SECONDARY CONTAMINANT, SULFIDE, OR ANY UNREGULATED CONTAMINANT; CORROSION CONTROL INHIBITOR ADDITION; HYPOCHLORINATION; IRON OR MANGANESE SEQUESTRATION; OR ULTRAVIOLET RADIATION. THE LEAD/CHIEF OPERATOR MUST BE CLASS C OR HIGHER. 5.0 MGD AND ABOVE-STAFFING BY CLASS C OR HIGHER OPERATOR: 6 HOURS/DAY FOR 5 DAYS/WEEK AND ONE VISIT ON EACH WEEKEND DAY. 3.0 MGD UP TO 5.0 MGD-STAFFING BY CLASS C OR HIGHER OPERATOR: 1 HOUR/DAY FOR 5 DAYS/WEEK AND ONE VISIT ON EACH WEEKEND DAY. 0.25 MGD UP TO 3.0 MGD-STAFFING BY CLASS C OR HIGHER OPERATOR: 5 VISITS/WEEK AND ONE VISIT EACH WEEKEND FOR A TOTAL OF 0.6 HOUR/WEEK. | N | Y | DUNNELLON, CITY OF (2 WPS) | 11924 BOSTICK STREET |  | DUNNELLON | FL | 34432 |  | 3524658590 |  | WILLIAM FONTAINE | SAM CAIN | 280 WEKIVA SPRINGS RD. | SUITE 2070 | LONGWOOD, | FL | 32779 |  | 4076296900 |  | MUNICIPALITY | 1922 | 1366000 | 1120 | 2013-03-11 | 2019-11-12 | DC03 | 2000
3 | MARION | CD |  | 6424075 | NONCOMMUNITY | CHLORINATION; AERATION FOR REMOVAL OF ANY SECONDARY CONTAMINANT, SULFIDE, OR ANY UNREGULATED CONTAMINANT; CORROSION CONTROL INHIBITOR ADDITION; HYPOCHLORINATION; IRON OR MANGANESE SEQUESTRATION; OR ULTRAVIOLET RADIATION. THE LEAD/CHIEF OPERATOR MUST BE CLASS D OR HIGHER. 50,000 GPD UP TO 0.25 MGD-STAFFING BY CLASS D OR HIGHER OPERATOR: 3 VISITS/WEEK ON NONCONSECUTIVE DAYS FOR A TOTAL OF 0.3 HOUR/WEEK. LESS THAN 50,000 GPD-STAFFING BY A CLASS D OR HIGHER OPERATOR: 2 VISITS/WEEK ON NONCONSECUTIVE DAYS FOR A TOTAL OF 0.2 HOUR/WEEK. THERE SHALL BE NO MORE THAN 5 DAYS BETWEEN THE LAST VISIT IN ONE WEEK AND THE FIRST VISIT IN THE NEXT WEEK. | N | Y | CASTRO PLAZA, LLC | 6998 NW HWY 27 |  | OCALA | FL | 34482 |  | 3522848834 |  | BRAD YOUNG | [9 empty] | INVESTOR | 25 | 55000 | 3 | 2019-07-30 | 2019-02-22 | NC01 | 50
3 | MARION | CD |  | 6424076 | COMMUNITY | CHLORINATION; AERATION FOR REMOVAL OF ANY SECONDARY CONTAMINANT, SULFIDE, OR ANY UNREGULATED CONTAMINANT; CORROSION CONTROL INHIBITOR ADDITION; HYPOCHLORINATION; IRON OR MANGANESE SEQUESTRATION; OR ULTRAVIOLET RADIATION. THE LEAD/CHIEF OPERATOR MUST BE CLASS D OR HIGHER. 50,000 GPD UP TO 0.25 MGD-STAFFING BY CLASS D OR HIGHER OPERATOR: 3 VISITS/WEEK ON NONCONSECUTIVE DAYS FOR A TOTAL OF 0.3 HOUR/WEEK. LESS THAN 50,000 GPD-STAFFING BY A CLASS D OR HIGHER OPERATOR: 2 VISITS/WEEK ON NONCONSECUTIVE DAYS FOR A TOTAL OF 0.2 HOUR/WEEK. THERE SHALL BE NO MORE THAN 5 DAYS BETWEEN THE LAST VISIT IN ONE WEEK AND THE FIRST VISIT IN THE NEXT WEEK. | N | Y | GOLDEN HILLS GOLF & TURF WTP | 8021 NW 49TH ST. RD. |  | OCALA | FL | 34475 |  | 3526227090 |  | BRYAN GONGRE | BRYAN GONGRE | 200 WEATHERSFIELD AVE |  | ALTAMONTE SPRINGS | FL | 32714 |  | 4077745078 |  | INVESTOR | 1859 | 636000 | 531 | 2011-04-18 | 2020-05-29 | DC04 | 1000
3 | MARION | CD |  | 6424083 | COMMUNITY | CHLORINATION; AERATION FOR REMOVAL OF ANY SECONDARY CONTAMINANT, SULFIDE, OR ANY UNREGULATED CONTAMINANT; CORROSION CONTROL INHIBITOR ADDITION; HYPOCHLORINATION; IRON OR MANGANESE SEQUESTRATION; OR ULTRAVIOLET RADIATION. THE LEAD/CHIEF OPERATOR MUST BE CLASS C OR HIGHER. 5.0 MGD AND ABOVE-STAFFING BY CLASS C OR HIGHER OPERATOR: 6 HOURS/DAY FOR 5 DAYS/WEEK AND ONE VISIT ON EACH WEEKEND DAY. 3.0 MGD UP TO 5.0 MGD-STAFFING BY CLASS C OR HIGHER OPERATOR: 1 HOUR/DAY FOR 5 DAYS/WEEK AND ONE VISIT ON EACH WEEKEND DAY. 0.25 MGD UP TO 3.0 MGD-STAFFING BY CLASS C OR HIGHER OPERATOR: 5 VISITS/WEEK AND ONE VISIT EACH WEEKEND FOR A TOTAL OF 0.6 HOUR/WEEK. | N | Y | RAINBOW LAKES ESTATES | 19514 SW RAINBOW LAKES BLVD |  | DUNNELLON | FL | 34431 |  | 3526221171 |  | JODY KIRKMAN | MARION COUNTY UTILITES | 11800 S US HWY 441 |  | BELLEVIEW | FL | 34420 |  | 3523076000 |  | INVESTOR/LICENSED PUBLIC UTILITIES | 1823 | 750000 | 521 | 2019-03-26 | 2019-03-04 | DC04 | 1000
3 | MARION | CD |  | 6424169 | NONCOMMUNITY | CHLORINATION; AERATION FOR REMOVAL OF ANY SECONDARY CONTAMINANT, SULFIDE, OR ANY UNREGULATED CONTAMINANT; CORROSION CONTROL INHIBITOR ADDITION; HYPOCHLORINATION; IRON OR MANGANESE SEQUESTRATION; OR ULTRAVIOLET RADIATION. THE LEAD/CHIEF OPERATOR MUST BE CLASS D OR HIGHER. 50,000 GPD UP TO 0.25 MGD-STAFFING BY CLASS D OR HIGHER OPERATOR: 3 VISITS/WEEK ON NONCONSECUTIVE DAYS FOR A TOTAL OF 0.3 HOUR/WEEK. LESS THAN 50,000 GPD-STAFFING BY A CLASS D OR HIGHER OPERATOR: 2 VISITS/WEEK ON NONCONSECUTIVE DAYS FOR A TOTAL OF 0.2 HOUR/WEEK. THERE SHALL BE NO MORE THAN 5 DAYS BETWEEN THE LAST VISIT IN ONE WEEK AND THE FIRST VISIT IN THE NEXT WEEK. | N | Y | HOWARD JOHNSON | 3951 N W BLITCHTON RD |  | OCALA | FL | 34475 |  | 3526297021 |  | NAVROZ SAJU | NAVROZ SAJU | 1920 SW 12TH AVE. |  | OCALA | FL | 34471 |  | 3528671347 | 610 | INVESTOR | 25 | 151200 | 3 | 2013-02-18 | 2020-01-23 | NC01 | 50
3 | MARION | CD |  | 6424352 | COMMUNITY | CHLORINATION; AERATION FOR REMOVAL OF ANY SECONDARY CONTAMINANT, SULFIDE, OR ANY UNREGULATED CONTAMINANT; CORROSION CONTROL INHIBITOR ADDITION; HYPOCHLORINATION; IRON OR MANGANESE SEQUESTRATION; OR ULTRAVIOLET RADIATION. THE LEAD/CHIEF OPERATOR MUST BE CLASS D OR HIGHER. 50,000 GPD UP TO 0.25 MGD-STAFFING BY CLASS D OR HIGHER OPERATOR: 3 VISITS/WEEK ON NONCONSECUTIVE DAYS FOR A TOTAL OF 0.3 HOUR/WEEK. LESS THAN 50,000 GPD-STAFFING BY A CLASS D OR HIGHER OPERATOR: 2 VISITS/WEEK ON NONCONSECUTIVE DAYS FOR A TOTAL OF 0.2 HOUR/WEEK. THERE SHALL BE NO MORE THAN 5 DAYS BETWEEN THE LAST VISIT IN ONE WEEK AND THE FIRST VISIT IN THE NEXT WEEK. | N | Y | COUNTRY OAKS | 4541 SW 46 ST |  | OCALA | FL | 34474 |  | 3528045382 |  | MARY PRICE | MARY PRICE | 4450 SW 46TH AVE |  | OCALA | FL | 34474 | 4347 | 3524848445 |  | OTHER | 92 | 129600 | 43 | 2019-06-24 | 2019-05-29 | DC05 | 500
3 | MARION | CD |  | 6424371 | COMMUNITY | CHLORINATION; AERATION FOR REMOVAL OF ANY SECONDARY CONTAMINANT, SULFIDE, OR ANY UNREGULATED CONTAMINANT; CORROSION CONTROL INHIBITOR ADDITION; HYPOCHLORINATION; IRON OR MANGANESE SEQUESTRATION; OR ULTRAVIOLET RADIATION. THE LEAD/CHIEF OPERATOR MUST BE CLASS D OR HIGHER. 50,000 GPD UP TO 0.25 MGD-STAFFING BY CLASS D OR HIGHER OPERATOR: 3 VISITS/WEEK ON NONCONSECUTIVE DAYS FOR A TOTAL OF 0.3 HOUR/WEEK. LESS THAN 50,000 GPD-STAFFING BY A CLASS D OR HIGHER OPERATOR: 2 VISITS/WEEK ON NONCONSECUTIVE DAYS FOR A TOTAL OF 0.2 HOUR/WEEK. THERE SHALL BE NO MORE THAN 5 DAYS BETWEEN THE LAST VISIT IN ONE WEEK AND THE FIRST VISIT IN THE NEXT WEEK. | N | Y | SATEKE VILLAGE | 10021 SW 182 ND CIRCLE |  | OCALA | FL | 34478 |  | 3524894600 |  | STEVE PRIOR | STEVE PRIOR | 6008 EAGLES NEST DRIVE |  | JUPITER | FL | 33458 |  | 5617183890 |  | INVESTOR | 86 | 25000 | 43 | 2010-08-23 | 2020-04-15 | DC06 | 100
3 | MARION | CD |  | 6424589 | COMMUNITY | CHLORINATION; AERATION FOR REMOVAL OF ANY SECONDARY CONTAMINANT, SULFIDE, OR ANY UNREGULATED CONTAMINANT; CORROSION CONTROL INHIBITOR ADDITION; HYPOCHLORINATION; IRON OR MANGANESE SEQUESTRATION; OR ULTRAVIOLET RADIATION. THE LEAD/CHIEF OPERATOR MUST BE CLASS D OR HIGHER. 50,000 GPD UP TO 0.25 MGD-STAFFING BY CLASS D OR HIGHER OPERATOR: 3 VISITS/WEEK ON NONCONSECUTIVE DAYS FOR A TOTAL OF 0.3 HOUR/WEEK. LESS THAN 50,000 GPD-STAFFING BY A CLASS D OR HIGHER OPERATOR: 2 VISITS/WEEK ON NONCONSECUTIVE DAYS FOR A TOTAL OF 0.2 HOUR/WEEK. THERE SHALL BE NO MORE THAN 5 DAYS BETWEEN THE LAST VISIT IN ONE WEEK AND THE FIRST VISIT IN THE NEXT WEEK. | N | Y | INTERNATIONAL VILLAS | 5208 SW 21ST PLACE |  | OCALA | FL | 34470 |  |  |  | DENNY TRONCOSO | DENNY TRONCOSO | 127 W. FAIRBANKS AVE. | #281 | WINTER PARK | FL | 32789 |  | 4075751327 |  | INVESTOR/LICENSED PUBLIC UTILITIES | 95 | 40250 | 26 | 2015-01-29 | 2019-11-21 | DC06 | 100
3 | MARION | CD |  | 6424590 | COMMUNITY | CHLORINATION; AERATION FOR REMOVAL OF ANY SECONDARY CONTAMINANT, SULFIDE, OR ANY UNREGULATED CONTAMINANT; CORROSION CONTROL INHIBITOR ADDITION; HYPOCHLORINATION; IRON OR MANGANESE SEQUESTRATION; OR ULTRAVIOLET RADIATION. THE LEAD/CHIEF OPERATOR MUST BE CLASS D OR HIGHER. 50,000 GPD UP TO 0.25 MGD-STAFFING BY CLASS D OR HIGHER OPERATOR: 3 VISITS/WEEK ON NONCONSECUTIVE DAYS FOR A TOTAL OF 0.3 HOUR/WEEK. LESS THAN 50,000 GPD-STAFFING BY A CLASS D OR HIGHER OPERATOR: 2 VISITS/WEEK ON NONCONSECUTIVE DAYS FOR A TOTAL OF 0.2 HOUR/WEEK. THERE SHALL BE NO MORE THAN 5 DAYS BETWEEN THE LAST VISIT IN ONE WEEK AND THE FIRST VISIT IN THE NEXT WEEK. | N | Y | LIBRA OAKS | 3600 SW 46TH AVENUE |  | OCALA | FL | 34470 |  | 3526221171 |  | JODY KIRKMAN | MARION COUNTY UTILITIES | 11800 S US HWY 441 |  | BELLEVIEW | FL | 34420 |  | 3523076000 |  | INVESTOR | 320 | 36000 | 91 | 2011-06-20 | 2021-04-02 | DC06 | 100
3 | MARION | CD | JCONNOLLY@GOVMSERV.COM | 6424591 | COMMUNITY | CHLORINATION; AERATION FOR REMOVAL OF ANY SECONDARY CONTAMINANT, SULFIDE, OR ANY UNREGULATED CONTAMINANT; CORROSION CONTROL INHIBITOR ADDITION; HYPOCHLORINATION; IRON OR MANGANESE SEQUESTRATION; OR ULTRAVIOLET RADIATION. THE LEAD/CHIEF OPERATOR MUST BE CLASS D OR HIGHER. 50,000 GPD UP TO 0.25 MGD-STAFFING BY CLASS D OR HIGHER OPERATOR: 3 VISITS/WEEK ON NONCONSECUTIVE DAYS FOR A TOTAL OF 0.3 HOUR/WEEK. LESS THAN 50,000 GPD-STAFFING BY A CLASS D OR HIGHER OPERATOR: 2 VISITS/WEEK ON NONCONSECUTIVE DAYS FOR A TOTAL OF 0.2 HOUR/WEEK. THERE SHALL BE NO MORE THAN 5 DAYS BETWEEN THE LAST VISIT IN ONE WEEK AND THE FIRST VISIT IN THE NEXT WEEK. | N | Y | RIDGE MEADOWS | 957 NW 58TH CT. |  | OCALA | FL | 34470 |  | 4076296900 |  | WILLIAM FONTAINE | SAM CAIN | 280 WEKIVA SPRINGS RD | SUITE 2070 | LONGWOOD | FL | 32779 |  | 4076296900 |  | INVESTOR | 228 | 93600 | 65 | 2015-05-08 | 2020-11-19 | DC05 | 500
3 | MARION | CD | Bryan_Schmalz@BLCCDD.com | 6424619 | COMMUNITY | CHLORINATION; AERATION FOR REMOVAL OF ANY SECONDARY CONTAMINANT, SULFIDE, OR ANY UNREGULATED CONTAMINANT; CORROSION CONTROL INHIBITOR ADDITION; HYPOCHLORINATION; IRON OR MANGANESE SEQUESTRATION; OR ULTRAVIOLET RADIATION. THE LEAD/CHIEF OPERATOR MUST BE CLASS C OR HIGHER. 5.0 MGD AND ABOVE-STAFFING BY CLASS C OR HIGHER OPERATOR: 6 HOURS/DAY FOR 5 DAYS/WEEK AND ONE VISIT ON EACH WEEKEND DAY. 3.0 MGD UP TO 5.0 MGD-STAFFING BY CLASS C OR HIGHER OPERATOR: 1 HOUR/DAY FOR 5 DAYS/WEEK AND ONE VISIT ON EACH WEEKEND DAY. 0.25 MGD UP TO 3.0 MGD-STAFFING BY CLASS C OR HIGHER OPERATOR: 5 VISITS/WEEK AND ONE VISIT EACH WEEKEND FOR A TOTAL OF 0.6 HOUR/WEEK. | N | Y | ON TOP OF THE WORLD COMMUNITIES, LLC | 8445 SW 80TH ST. |  | OCALA | FL | 34481 |  | 3528540844 |  | BRYAN SCHMALZ | KENNETH D. COLEN | 8447 SW 99TH ST. ROAD |  | OCALA | FL | 34481 |  | 3528730848 |  | INVESTOR | 12901 | 11958000 | 5664 | 2012-05-21 | 2019-03-26 | DC01 | 6000
3 | MARION | CD | mrotteveel@uswatercorp.com | 6424620 | COMMUNITY | CHLORINATION; AERATION FOR REMOVAL OF ANY SECONDARY CONTAMINANT, SULFIDE, OR ANY UNREGULATED CONTAMINANT; CORROSION CONTROL INHIBITOR ADDITION; HYPOCHLORINATION; IRON OR MANGANESE SEQUESTRATION; OR ULTRAVIOLET RADIATION. THE LEAD/CHIEF OPERATOR MUST BE CLASS C OR HIGHER. 5.0 MGD AND ABOVE-STAFFING BY CLASS C OR HIGHER OPERATOR: 6 HOURS/DAY FOR 5 DAYS/WEEK AND ONE VISIT ON EACH WEEKEND DAY. 3.0 MGD UP TO 5.0 MGD-STAFFING BY CLASS C OR HIGHER OPERATOR: 1 HOUR/DAY FOR 5 DAYS/WEEK AND ONE VISIT ON EACH WEEKEND DAY. 0.25 MGD UP TO 3.0 MGD-STAFFING BY CLASS C OR HIGHER OPERATOR: 5 VISITS/WEEK AND ONE VISIT EACH WEEKEND FOR A TOTAL OF 0.6 HOUR/WEEK. | N | Y | SADDLE OAK CLUB MHP | 6045 S.W. 55TH CT. |  | OCALA | FL | 34474 |  | 3528730494 |  | JENNIFER HARDWICK | JOANNE MICKETT | 27777 FRANKLIN ROAD | SUITE 200 | SOUTHFIELD | MI | 48034 |  | 3528730494 |  | INVESTOR | 650 | 480000 | 376 | 2012-06-01 | 2019-01-30 | DC04 | 1000
3 | MARION | CD |  | 6424621 | COMMUNITY | CHLORINATION; AERATION FOR REMOVAL OF ANY SECONDARY CONTAMINANT, SULFIDE, OR ANY UNREGULATED CONTAMINANT; CORROSION CONTROL INHIBITOR ADDITION; HYPOCHLORINATION; IRON OR MANGANESE SEQUESTRATION; OR ULTRAVIOLET RADIATION. THE LEAD/CHIEF OPERATOR MUST BE CLASS D OR HIGHER. 50,000 GPD UP TO 0.25 MGD-STAFFING BY CLASS D OR HIGHER OPERATOR: 3 VISITS/WEEK ON NONCONSECUTIVE DAYS FOR A TOTAL OF 0.3 HOUR/WEEK. LESS THAN 50,000 GPD-STAFFING BY A CLASS D OR HIGHER OPERATOR: 2 VISITS/WEEK ON NONCONSECUTIVE DAYS FOR A TOTAL OF 0.2 HOUR/WEEK. THERE SHALL BE NO MORE THAN 5 DAYS BETWEEN THE LAST VISIT IN ONE WEEK AND THE FIRST VISIT IN THE NEXT WEEK. | N | Y | OCALA JOCKEY CLUB S/D | 8720 W. HWY 318 |  | REDDICK | FL | 34486 |  | 3522379776 |  | GARRY GRIFFIN | GARRY GRIFFIN | 2102 SW 20TH PL. | SUITE 402 | OCALA | FL | 34471 |  | 3526718203 |  | INVESTOR | 100 | 612000 | 27 | 2016-09-28 | 2020-01-17 | DC04 | 1000
3 | MARION | CD | CHARLES.STEGALL@MARION.K12.FL.US | 6424622 | NONTRANSIENT NONCOMMUNITY | CHLORINATION; AERATION FOR REMOVAL OF ANY SECONDARY CONTAMINANT, SULFIDE, OR ANY UNREGULATED CONTAMINANT; CORROSION CONTROL INHIBITOR ADDITION; HYPOCHLORINATION; IRON OR MANGANESE SEQUESTRATION; OR ULTRAVIOLET RADIATION. THE LEAD/CHIEF OPERATOR MUST BE CLASS D OR HIGHER. 50,000 GPD UP TO 0.25 MGD-STAFFING BY CLASS D OR HIGHER OPERATOR: 3 VISITS/WEEK ON NONCONSECUTIVE DAYS FOR A TOTAL OF 0.3 HOUR/WEEK. LESS THAN 50,000 GPD-STAFFING BY A CLASS D OR HIGHER OPERATOR: 2 VISITS/WEEK ON NONCONSECUTIVE DAYS FOR A TOTAL OF 0.2 HOUR/WEEK. THERE SHALL BE NO MORE THAN 5 DAYS BETWEEN THE LAST VISIT IN ONE WEEK AND THE FIRST VISIT IN THE NEXT WEEK. | N | Y | DUNNELLON HIGH/ELEM SCHOOL | 10055 SW 180TH AVE RD |  | DUNNELLON | FL | 34474 |  | 3526716950 |  | CHARLES STEGALL | DUNNELLON HIGH/ELEM SCHOOL | 1107 SW SEVENTH RD |  | OCALA | FL | 34471 |  | 3526716950 |  | COUNTY | 1256 | 828000 | 2 | 2018-01-08 | 2018-11-28 | NTNC | 100
3 | MARION | CD |  | 6424623 | COMMUNITY | CHLORINATION; AERATION FOR REMOVAL OF ANY SECONDARY CONTAMINANT, SULFIDE, OR ANY UNREGULATED CONTAMINANT; CORROSION CONTROL INHIBITOR ADDITION; HYPOCHLORINATION; IRON OR MANGANESE SEQUESTRATION; OR ULTRAVIOLET RADIATION. THE LEAD/CHIEF OPERATOR MUST BE CLASS D OR HIGHER. 50,000 GPD UP TO 0.25 MGD-STAFFING BY CLASS D OR HIGHER OPERATOR: 3 VISITS/WEEK ON NONCONSECUTIVE DAYS FOR A TOTAL OF 0.3 HOUR/WEEK. LESS THAN 50,000 GPD-STAFFING BY A CLASS D OR HIGHER OPERATOR: 2 VISITS/WEEK ON NONCONSECUTIVE DAYS FOR A TOTAL OF 0.2 HOUR/WEEK. THERE SHALL BE NO MORE THAN 5 DAYS BETWEEN THE LAST VISIT IN ONE WEEK AND THE FIRST VISIT IN THE NEXT WEEK. | N | Y | GOLDEN HILLS MHP | 7865 W. HWY 40 |  | OCALA | FL | 34482 |  | 3522378266 |  | GABRIEL RIVERA | GOLDEN HILLS MHP | 850 SW MARTIN DOWNS BLVD |  | PALM CITY | FL | 34990 |  | 3522378266 |  | INVESTOR | 323 | 36000 | 144 | 2015-04-01 | 2020-11-24 | DC06 | 100
3 | MARION | CD |  | 6424625 | NONCOMMUNITY | CHLORINATION; AERATION FOR REMOVAL OF ANY SECONDARY CONTAMINANT, SULFIDE, OR ANY UNREGULATED CONTAMINANT; CORROSION CONTROL INHIBITOR ADDITION; HYPOCHLORINATION; IRON OR MANGANESE SEQUESTRATION; OR ULTRAVIOLET RADIATION. THE LEAD/CHIEF OPERATOR MUST BE CLASS D OR HIGHER. 50,000 GPD UP TO 0.25 MGD-STAFFING BY CLASS D OR HIGHER OPERATOR: 3 VISITS/WEEK ON NONCONSECUTIVE DAYS FOR A TOTAL OF 0.3 HOUR/WEEK. LESS THAN 50,000 GPD-STAFFING BY A CLASS D OR HIGHER OPERATOR: 2 VISITS/WEEK ON NONCONSECUTIVE DAYS FOR A TOTAL OF 0.2 HOUR/WEEK. THERE SHALL BE NO MORE THAN 5 DAYS BETWEEN THE LAST VISIT IN ONE WEEK AND THE FIRST VISIT IN THE NEXT WEEK. | N | Y | W 200 BUSINESS CENTER/V.F.W. | 9311 SW SR 200 |  | OCALA | FL | 34474 |  | 3522372888 |  | DANA | MIKE SCOTT | 668 E OVERDRIVE CIRCLE |  | HERNANDO | FL | 34442 |  | 3522372888 |  | INVESTOR | 25 | 90000 | 4 | 2015-06-10 | 2019-05-05 | NC01 | 50
3 | MARION | CD |  | 6424626 | NONCOMMUNITY | CHLORINATION; AERATION FOR REMOVAL OF ANY SECONDARY CONTAMINANT, SULFIDE, OR ANY UNREGULATED CONTAMINANT; CORROSION CONTROL INHIBITOR ADDITION; HYPOCHLORINATION; IRON OR MANGANESE SEQUESTRATION; OR ULTRAVIOLET RADIATION. THE LEAD/CHIEF OPERATOR MUST BE CLASS D OR HIGHER. 50,000 GPD UP TO 0.25 MGD-STAFFING BY CLASS D OR HIGHER OPERATOR: 3 VISITS/WEEK ON NONCONSECUTIVE DAYS FOR A TOTAL OF 0.3 HOUR/WEEK. LESS THAN 50,000 GPD-STAFFING BY A CLASS D OR HIGHER OPERATOR: 2 VISITS/WEEK ON NONCONSECUTIVE DAYS FOR A TOTAL OF 0.2 HOUR/WEEK. THERE SHALL BE NO MORE THAN 5 DAYS BETWEEN THE LAST VISIT IN ONE WEEK AND THE FIRST VISIT IN THE NEXT WEEK. | N | Y | DOT REST AREA SB, MARION COUNTY | SOUTHBOUND I-75 NEAR EXIT 341 |  | OCALA | FL | 32671 |  |  |  | AUSTIN WOODINGTON | TODD CROFT | 1405 THOMAS AVE. |  | LEESBURG | FL | 34748 |  | 3523267742 |  | STATE | 25 | 72000 | 2 | 2012-05-23 | 2019-03-18 | NC01 | 50
3 | MARION | CD | alewis@lelandmanagement.com | 6424627 | COMMUNITY | CHLORINATION; AERATION FOR REMOVAL OF ANY SECONDARY CONTAMINANT, SULFIDE, OR ANY UNREGULATED CONTAMINANT; CORROSION CONTROL INHIBITOR ADDITION; HYPOCHLORINATION; IRON OR MANGANESE SEQUESTRATION; OR ULTRAVIOLET RADIATION. THE LEAD/CHIEF OPERATOR MUST BE CLASS C OR HIGHER. 5.0 MGD AND ABOVE-STAFFING BY CLASS C OR HIGHER OPERATOR: 6 HOURS/DAY FOR 5 DAYS/WEEK AND ONE VISIT ON EACH WEEKEND DAY. 3.0 MGD UP TO 5.0 MGD-STAFFING BY CLASS C OR HIGHER OPERATOR: 1 HOUR/DAY FOR 5 DAYS/WEEK AND ONE VISIT ON EACH WEEKEND DAY. 0.25 MGD UP TO 3.0 MGD-STAFFING BY CLASS C OR HIGHER OPERATOR: 5 VISITS/WEEK AND ONE VISIT EACH WEEKEND FOR A TOTAL OF 0.6 HOUR/WEEK. | N | Y | MARION LANDING | SW 65 AVE. & SW 65 AVE. RD. |  | OCALA | FL | 34476 |  | 3522377247 |  | ADINA LEWIS | MARION LANDING H.O.A. | 8457 SW 65TH AVE RD |  | OCALA | FL | 34476 |  | 3522377247 |  | INVESTOR | 1000 | 1704000 | 500 | 2013-02-27 | 2021-04-02 | DC03 | 2000
3 | MARION | CD | mbutler@mebrealestate.com | 6424629 | COMMUNITY | CHLORINATION; AERATION FOR REMOVAL OF ANY SECONDARY CONTAMINANT, SULFIDE, OR ANY UNREGULATED CONTAMINANT; CORROSION CONTROL INHIBITOR ADDITION; HYPOCHLORINATION; IRON OR MANGANESE SEQUESTRATION; OR ULTRAVIOLET RADIATION. THE LEAD/CHIEF OPERATOR MUST BE CLASS D OR HIGHER. 50,000 GPD UP TO 0.25 MGD-STAFFING BY CLASS D OR HIGHER OPERATOR: 3 VISITS/WEEK ON NONCONSECUTIVE DAYS FOR A TOTAL OF 0.3 HOUR/WEEK. LESS THAN 50,000 GPD-STAFFING BY A CLASS D OR HIGHER OPERATOR: 2 VISITS/WEEK ON NONCONSECUTIVE DAYS FOR A TOTAL OF 0.2 HOUR/WEEK. THERE SHALL BE NO MORE THAN 5 DAYS BETWEEN THE LAST VISIT IN ONE WEEK AND THE FIRST VISIT IN THE NEXT WEEK. | N | Y | THE FALLS OF OCALA | 551 S.W. 79TH TERRACE |  | OCALA | FL | 34474 |  | 9738860981 |  | MARK BUTLER | MARK BUTLER | 7282 55TH AVE. EAST | #145 | BRADENTON | FL | 34203 |  | 9417561800 |  | INVESTOR | 120 | 216000 | 89 | 2017-05-30 | 2021-11-04 | DC051 | 100
3 | MARION | CD | JODY.KIRKMAN@MARIONFL.ORG | 6424632 | COMMUNITY | CHLORINATION; AERATION FOR REMOVAL OF ANY SECONDARY CONTAMINANT, SULFIDE, OR ANY UNREGULATED CONTAMINANT; CORROSION CONTROL INHIBITOR ADDITION; HYPOCHLORINATION; IRON OR MANGANESE SEQUESTRATION; OR ULTRAVIOLET RADIATION. THE LEAD/CHIEF OPERATOR MUST BE CLASS C OR HIGHER. 5.0 MGD AND ABOVE-STAFFING BY CLASS C OR HIGHER OPERATOR: 6 HOURS/DAY FOR 5 DAYS/WEEK AND ONE VISIT ON EACH WEEKEND DAY. 3.0 MGD UP TO 5.0 MGD-STAFFING BY CLASS C OR HIGHER OPERATOR: 1 HOUR/DAY FOR 5 DAYS/WEEK AND ONE VISIT ON EACH WEEKEND DAY. 0.25 MGD UP TO 3.0 MGD-STAFFING BY CLASS C OR HIGHER OPERATOR: 5 VISITS/WEEK AND ONE VISIT EACH WEEKEND FOR A TOTAL OF 0.6 HOUR/WEEK. | N | Y | WOODS AND MEADOWS | 10400 SW 73RD AVE |  | OCALA | FL | 34470 |  | 3526221171 |  | JODY KIRKMAN | MARION COUTNY UTILITIES | 11800 S US HWY 441 |  | BELLEVIEW | FL | 34420 |  | 3523076000 |  | INVESTOR | 1736 | 560000 | 496 | 2019-01-31 | 2021-02-24 | DC04 | 1000
3 | MARION | CD | riverlandbaptist@gmail.com | 6424633 | NONTRANSIENT NONCOMMUNITY | CHLORINATION; AERATION FOR REMOVAL OF ANY SECONDARY CONTAMINANT, SULFIDE, OR ANY UNREGULATED CONTAMINANT; CORROSION CONTROL INHIBITOR ADDITION; HYPOCHLORINATION; IRON OR MANGANESE SEQUESTRATION; OR ULTRAVIOLET RADIATION. THE LEAD/CHIEF OPERATOR MUST BE CLASS D OR HIGHER. 50,000 GPD UP TO 0.25 MGD-STAFFING BY CLASS D OR HIGHER OPERATOR: 3 VISITS/WEEK ON NONCONSECUTIVE DAYS FOR A TOTAL OF 0.3 HOUR/WEEK. LESS THAN 50,000 GPD-STAFFING BY A CLASS D OR HIGHER OPERATOR: 2 VISITS/WEEK ON NONCONSECUTIVE DAYS FOR A TOTAL OF 0.2 HOUR/WEEK. THERE SHALL BE NO MORE THAN 5 DAYS BETWEEN THE LAST VISIT IN ONE WEEK AND THE FIRST VISIT IN THE NEXT WEEK. | N | Y | RIVERLAND BAPTIST CHURCH | 19455 SW 61ST STREET |  | DUNNELLON | FL | 34432 |  | 3524896171 |  |  | PETER WILKINSON | 19455 SW 61ST ST. |  | DUNNELLON | FL | 34432 |  | 3524896171 |  | OTHER | 25 | 43200 | 2 | 2016-04-06 | 2019-01-31 | NTNC | 100
3 | MARION | CD | gabeN@heritagemanagement.net | 6424635 | NONTRANSIENT NONCOMMUNITY | CHLORINATION; AERATION FOR REMOVAL OF ANY SECONDARY CONTAMINANT, SULFIDE, OR ANY UNREGULATED CONTAMINANT; CORROSION CONTROL INHIBITOR ADDITION; HYPOCHLORINATION; IRON OR MANGANESE SEQUESTRATION; OR ULTRAVIOLET RADIATION. THE LEAD/CHIEF OPERATOR MUST BE CLASS D OR HIGHER. 50,000 GPD UP TO 0.25 MGD-STAFFING BY CLASS D OR HIGHER OPERATOR: 3 VISITS/WEEK ON NONCONSECUTIVE DAYS FOR A TOTAL OF 0.3 HOUR/WEEK. LESS THAN 50,000 GPD-STAFFING BY A CLASS D OR HIGHER OPERATOR: 2 VISITS/WEEK ON NONCONSECUTIVE DAYS FOR A TOTAL OF 0.2 HOUR/WEEK. THERE SHALL BE NO MORE THAN 5 DAYS BETWEEN THE LAST VISIT IN ONE WEEK AND THE FIRST VISIT IN THE NEXT WEEK. | N | Y | CIRCLE SQUARE CENTER | 7651 SW HIGHWAY 200 |  | OCALA | FL | 34474 |  | 3528541195 |  | GABE NICCUM | GABE NICCUM | P.O. BOX 2495 |  | OCALA | FL | 34478 |  | 3523699881 |  | INVESTOR | 25 | 10800 | 5 | 2012-04-10 | 2021-04-02 | NTNC | 100
3 | MARION | CD |  | 6424636 | NONTRANSIENT NONCOMMUNITY | CHLORINATION; AERATION FOR REMOVAL OF ANY SECONDARY CONTAMINANT, SULFIDE, OR ANY UNREGULATED CONTAMINANT; CORROSION CONTROL INHIBITOR ADDITION; HYPOCHLORINATION; IRON OR MANGANESE SEQUESTRATION; OR ULTRAVIOLET RADIATION. THE LEAD/CHIEF OPERATOR MUST BE CLASS D OR HIGHER. 50,000 GPD UP TO 0.25 MGD-STAFFING BY CLASS D OR HIGHER OPERATOR: 3 VISITS/WEEK ON NONCONSECUTIVE DAYS FOR A TOTAL OF 0.3 HOUR/WEEK. LESS THAN 50,000 GPD-STAFFING BY A CLASS D OR HIGHER OPERATOR: 2 VISITS/WEEK ON NONCONSECUTIVE DAYS FOR A TOTAL OF 0.2 HOUR/WEEK. THERE SHALL BE NO MORE THAN 5 DAYS BETWEEN THE LAST VISIT IN ONE WEEK AND THE FIRST VISIT IN THE NEXT WEEK. | N | Y | QUEEN OF PEACE CATHOLIC CHURCH | 6455 SW STATE ROAD 200 |  | OCALA | FL | 34476 |  | 3528542181 |  | DON CESAR | PATRICK O'DOHERTY | 6455 SW SR 200 |  | OCALA | FL | 34476 |  | 3528542181 |  | OTHER | 25 | 10800 | 1 | 2013-02-19 | 2021-04-02 | NTNC | 100
3 | MARION | CD |  | 6424638 | NONCOMMUNITY | CHLORINATION; AERATION FOR REMOVAL OF ANY SECONDARY CONTAMINANT, SULFIDE, OR ANY UNREGULATED CONTAMINANT; CORROSION CONTROL INHIBITOR ADDITION; HYPOCHLORINATION; IRON OR MANGANESE SEQUESTRATION; OR ULTRAVIOLET RADIATION. THE LEAD/CHIEF OPERATOR MUST BE CLASS D OR HIGHER. 50,000 GPD UP TO 0.25 MGD-STAFFING BY CLASS D OR HIGHER OPERATOR: 3 VISITS/WEEK ON NONCONSECUTIVE DAYS FOR A TOTAL OF 0.3 HOUR/WEEK. LESS THAN 50,000 GPD-STAFFING BY A CLASS D OR HIGHER OPERATOR: 2 VISITS/WEEK ON NONCONSECUTIVE DAYS FOR A TOTAL OF 0.2 HOUR/WEEK. THERE SHALL BE NO MORE THAN 5 DAYS BETWEEN THE LAST VISIT IN ONE WEEK AND THE FIRST VISIT IN THE NEXT WEEK. | N | Y | STUMPKNOCKERS | 13821 SW HWY 200 |  | DUNNELLON | FL | 34432 |  | 3528542288 |  | TIMOTHY CHANNELL | TIMOTHY CHANNELL | 3381 N CARL G ROSE HWY |  | HERNANDO | FL | 34442 |  | 3528542288 |  | INVESTOR | 25 | 14400 | 1 | 2017-03-11 | 2021-09-27 | NC01 | 50
3 | MARION | CD | p1harsha@hotmail.com | 6424639 | NONCOMMUNITY | CHLORINATION; AERATION FOR REMOVAL OF ANY SECONDARY CONTAMINANT, SULFIDE, OR ANY UNREGULATED CONTAMINANT; CORROSION CONTROL INHIBITOR ADDITION; HYPOCHLORINATION; IRON OR MANGANESE SEQUESTRATION; OR ULTRAVIOLET RADIATION. THE LEAD/CHIEF OPERATOR MUST BE CLASS D OR HIGHER. 50,000 GPD UP TO 0.25 MGD-STAFFING BY CLASS D OR HIGHER OPERATOR: 3 VISITS/WEEK ON NONCONSECUTIVE DAYS FOR A TOTAL OF 0.3 HOUR/WEEK. LESS THAN 50,000 GPD-STAFFING BY A CLASS D OR HIGHER OPERATOR: 2 VISITS/WEEK ON NONCONSECUTIVE DAYS FOR A TOTAL OF 0.2 HOUR/WEEK. THERE SHALL BE NO MORE THAN 5 DAYS BETWEEN THE LAST VISIT IN ONE WEEK AND THE FIRST VISIT IN THE NEXT WEEK. | N | Y | QUICK KING # 12 (PEPE TIENDA) | 7944 SW SR 40 |  | OCALA | FL | 34482 |  | 3524029191 |  | PRATIKSHA PATEL | PRATIKSHA PATEL | 7947 W. HWY 40 |  | OCALA | FL | 34482 |  | 3528542122 |  | INVESTOR | 25 | 1 | 1 | 2016-03-29 | 2020-01-23 | NC01 | 50
3 | MARION | CD | richard.gryl@us.loomis.com | 6424641 | NONCOMMUNITY | CHLORINATION; AERATION FOR REMOVAL OF ANY SECONDARY CONTAMINANT, SULFIDE, OR ANY UNREGULATED CONTAMINANT; CORROSION CONTROL INHIBITOR ADDITION; HYPOCHLORINATION; IRON OR MANGANESE SEQUESTRATION; OR ULTRAVIOLET RADIATION. THE LEAD/CHIEF OPERATOR MUST BE CLASS D OR HIGHER. 50,000 GPD UP TO 0.25 MGD-STAFFING BY CLASS D OR HIGHER OPERATOR: 3 VISITS/WEEK ON NONCONSECUTIVE DAYS FOR A TOTAL OF 0.3 HOUR/WEEK. LESS THAN 50,000 GPD-STAFFING BY A CLASS D OR HIGHER OPERATOR: 2 VISITS/WEEK ON NONCONSECUTIVE DAYS FOR A TOTAL OF 0.2 HOUR/WEEK. THERE SHALL BE NO MORE THAN 5 DAYS BETWEEN THE LAST VISIT IN ONE WEEK AND THE FIRST VISIT IN THE NEXT WEEK. | N | Y | LOOMIS, FARGO &CO. | 4482 SW HWY 40 |  | OCALA | FL | 34474 |  | 3523514024 |  | SAMUEL VANHOOSE | JESSICA CAMERON | 4482 SW HWY 40 |  | OCALA | FL | 34474 |  | 3523514024 |  | INVESTOR | 25 | 1 | 1 | 2011-04-29 | 2017-07-13 | NC01 | 50
3 | MARION | CD | mru1982@gmail.com | 6424646 | NONCOMMUNITY | CHLORINATION; AERATION FOR REMOVAL OF ANY SECONDARY CONTAMINANT, SULFIDE, OR ANY UNREGULATED CONTAMINANT; CORROSION CONTROL INHIBITOR ADDITION; HYPOCHLORINATION; IRON OR MANGANESE SEQUESTRATION; OR ULTRAVIOLET RADIATION. THE LEAD/CHIEF OPERATOR MUST BE CLASS D OR HIGHER. 50,000 GPD UP TO 0.25 MGD-STAFFING BY CLASS D OR HIGHER OPERATOR: 3 VISITS/WEEK ON NONCONSECUTIVE DAYS FOR A TOTAL OF 0.3 HOUR/WEEK. LESS THAN 50,000 GPD-STAFFING BY A CLASS D OR HIGHER OPERATOR: 2 VISITS/WEEK ON NONCONSECUTIVE DAYS FOR A TOTAL OF 0.2 HOUR/WEEK. THERE SHALL BE NO MORE THAN 5 DAYS BETWEEN THE LAST VISIT IN ONE WEEK AND THE FIRST VISIT IN THE NEXT WEEK. | N | Y | QUICK KING # 9 | 10347 NW HWY 27 |  | OCALA | FL | 34482 |  | 3527891140 |  | KOKILABEN PATEL | KOKILABEN PATEL | 10347 N US 27 |  | OCALA | FL | 34482 |  | 3527891140 |  | INVESTOR | 25 | 1 | 1 | 2012-09-28 | 2021-09-29 | NC01 | 50
3 | MARION | CD | heather@apecgas.com | 6424647 | NONCOMMUNITY | CHLORINATION; AERATION FOR REMOVAL OF ANY SECONDARY CONTAMINANT, SULFIDE, OR ANY UNREGULATED CONTAMINANT; CORROSION CONTROL INHIBITOR ADDITION; HYPOCHLORINATION; IRON OR MANGANESE SEQUESTRATION; OR ULTRAVIOLET RADIATION. THE LEAD/CHIEF OPERATOR MUST BE CLASS D OR HIGHER. 50,000 GPD UP TO 0.25 MGD-STAFFING BY CLASS D OR HIGHER OPERATOR: 3 VISITS/WEEK ON NONCONSECUTIVE DAYS FOR A TOTAL OF 0.3 HOUR/WEEK. LESS THAN 50,000 GPD-STAFFING BY A CLASS D OR HIGHER OPERATOR: 2 VISITS/WEEK ON NONCONSECUTIVE DAYS FOR A TOTAL OF 0.2 HOUR/WEEK. THERE SHALL BE NO MORE THAN 5 DAYS BETWEEN THE LAST VISIT IN ONE WEEK AND THE FIRST VISIT IN THE NEXT WEEK. | N | Y | GATOR SHELL | 4410 C.R. 326 |  | OCALA | FL | 34482 |  | 3526713033 |  |  | JIM STEWART | 4410 CR 326 |  | OCALA | FL | 34482 |  |  |  | INVESTOR | 25 | 36000 | 1 | 2019-04-03 | 2019-03-05 | NC01 | 50
3 | MARION | CD | MARIONUTL@AOL.COM | 6424652 | COMMUNITY | CHLORINATION; AERATION FOR REMOVAL OF ANY SECONDARY CONTAMINANT, SULFIDE, OR ANY UNREGULATED CONTAMINANT; CORROSION CONTROL INHIBITOR ADDITION; HYPOCHLORINATION; IRON OR MANGANESE SEQUESTRATION; OR ULTRAVIOLET RADIATION. THE LEAD/CHIEF OPERATOR MUST BE CLASS C OR HIGHER. 5.0 MGD AND ABOVE-STAFFING BY CLASS C OR HIGHER OPERATOR: 6 HOURS/DAY FOR 5 DAYS/WEEK AND ONE VISIT ON EACH WEEKEND DAY. 3.0 MGD UP TO 5.0 MGD-STAFFING BY CLASS C OR HIGHER OPERATOR: 1 HOUR/DAY FOR 5 DAYS/WEEK AND ONE VISIT ON EACH WEEKEND DAY. 0.25 MGD UP TO 3.0 MGD-STAFFING BY CLASS C OR HIGHER OPERATOR: 5 VISITS/WEEK AND ONE VISIT EACH WEEKEND FOR A TOTAL OF 0.6 HOUR/WEEK. | N | Y | SPRUCE CREEK NORTH | 10994 SW 65TH AVE |  | OCALA | FL | 34476 |  | 3526221171 |  | JODY KIRKMAN | MARION COUNTY UTILITIES | 11800 S. US HWY 441 |  | BELLEVIEW | FL | 34420 |  | 3523076000 |  | INVESTOR | 6988 | 2017000 | 2829 | 2012-04-23 | 2020-03-09 | DC03 | 2000
3 | MARION | CD | JODY.KIRKMAN@MARIONFL.ORG | 6424653 | COMMUNITY | CHLORINATION; AERATION FOR REMOVAL OF ANY SECONDARY CONTAMINANT, SULFIDE, OR ANY UNREGULATED CONTAMINANT; CORROSION CONTROL INHIBITOR ADDITION; HYPOCHLORINATION; IRON OR MANGANESE SEQUESTRATION; OR ULTRAVIOLET RADIATION. THE LEAD/CHIEF OPERATOR MUST BE CLASS D OR HIGHER. 50,000 GPD UP TO 0.25 MGD-STAFFING BY CLASS D OR HIGHER OPERATOR: 3 VISITS/WEEK ON NONCONSECUTIVE DAYS FOR A TOTAL OF 0.3 HOUR/WEEK. LESS THAN 50,000 GPD-STAFFING BY A CLASS D OR HIGHER OPERATOR: 2 VISITS/WEEK ON NONCONSECUTIVE DAYS FOR A TOTAL OF 0.2 HOUR/WEEK. THERE SHALL BE NO MORE THAN 5 DAYS BETWEEN THE LAST VISIT IN ONE WEEK AND THE FIRST VISIT IN THE NEXT WEEK. | N | Y | DEER CREEK MOBILE HOME S/D | SW 67TH TERR/ SW 85TH PLACE |  | OCALA | FL | 34470 |  | 3528678138 |  | JODY KIRKMAN | MARION COUNTY UTILITIES | 11800 S. US HWY 441 |  | BELLEVIEW | FL | 34420 |  | 3523076000 |  | INVESTOR | 174 | 24200 | 49 | 2012-04-23 | 2020-03-09 | DC06 | 100
3 | MARION | CD | cmpatel4u@yahoo.com | 6424654 | NONCOMMUNITY | CHLORINATION; AERATION FOR REMOVAL OF ANY SECONDARY CONTAMINANT, SULFIDE, OR ANY UNREGULATED CONTAMINANT; CORROSION CONTROL INHIBITOR ADDITION; HYPOCHLORINATION; IRON OR MANGANESE SEQUESTRATION; OR ULTRAVIOLET RADIATION. THE LEAD/CHIEF OPERATOR MUST BE CLASS D OR HIGHER. 50,000 GPD UP TO 0.25 MGD-STAFFING BY CLASS D OR HIGHER OPERATOR: 3 VISITS/WEEK ON NONCONSECUTIVE DAYS FOR A TOTAL OF 0.3 HOUR/WEEK. LESS THAN 50,000 GPD-STAFFING BY A CLASS D OR HIGHER OPERATOR: 2 VISITS/WEEK ON NONCONSECUTIVE DAYS FOR A TOTAL OF 0.2 HOUR/WEEK. THERE SHALL BE NO MORE THAN 5 DAYS BETWEEN THE LAST VISIT IN ONE WEEK AND THE FIRST VISIT IN THE NEXT WEEK. | N | Y | QUICK KING # 16 | 5880 NW 44TH AVE. |  | OCALA | FL | 34482 |  | 3524029191 |  | CHIRAG (CHARLIE) PATEL | CHIRAG (CHARLIE) PATEL | 303 SW 8TH STREET, SUITE #1 |  | OCALA | FL | 34471 |  | 3524978034 |  | INVESTOR | 25 | 36000 | 1 | 2019-10-25 | 2019-02-22 | NC01 | 50
3 | MARION | CD | UCCOCALA@LIVE.COM | 6424659 | NONCOMMUNITY | CHLORINATION; AERATION FOR REMOVAL OF ANY SECONDARY CONTAMINANT, SULFIDE, OR ANY UNREGULATED CONTAMINANT; CORROSION CONTROL INHIBITOR ADDITION; HYPOCHLORINATION; IRON OR MANGANESE SEQUESTRATION; OR ULTRAVIOLET RADIATION. THE LEAD/CHIEF OPERATOR MUST BE CLASS D OR HIGHER. 50,000 GPD UP TO 0.25 MGD-STAFFING BY CLASS D OR HIGHER OPERATOR: 3 VISITS/WEEK ON NONCONSECUTIVE DAYS FOR A TOTAL OF 0.3 HOUR/WEEK. LESS THAN 50,000 GPD-STAFFING BY A CLASS D OR HIGHER OPERATOR: 2 VISITS/WEEK ON NONCONSECUTIVE DAYS FOR A TOTAL OF 0.2 HOUR/WEEK. THERE SHALL BE NO MORE THAN 5 DAYS BETWEEN THE LAST VISIT IN ONE WEEK AND THE FIRST VISIT IN THE NEXT WEEK. | N | Y | FIRST CONG. CHURCH OF CHRIST | 7171 SW HWY 200 |  | OCALA | FL | 34476 |  |  |  | JOYCE GAMACHE | HANIMI R. CHALLA | 134 NW 88TH TERRACE |  | GAINESVILLE | FL | 32607 |  | 3522741622 |  | INVESTOR | 25 | 10800 | 2 | 2017-02-24 | 2021-03-02 | NC01 | 50
3 | MARION | CD |  | 6424660 | NONCOMMUNITY | CHLORINATION; AERATION FOR REMOVAL OF ANY SECONDARY CONTAMINANT, SULFIDE, OR ANY UNREGULATED CONTAMINANT; CORROSION CONTROL INHIBITOR ADDITION; HYPOCHLORINATION; IRON OR MANGANESE SEQUESTRATION; OR ULTRAVIOLET RADIATION. THE LEAD/CHIEF OPERATOR MUST BE CLASS D OR HIGHER. 50,000 GPD UP TO 0.25 MGD-STAFFING BY CLASS D OR HIGHER OPERATOR: 3 VISITS/WEEK ON NONCONSECUTIVE DAYS FOR A TOTAL OF 0.3 HOUR/WEEK. LESS THAN 50,000 GPD-STAFFING BY A CLASS D OR HIGHER OPERATOR: 2 VISITS/WEEK ON NONCONSECUTIVE DAYS FOR A TOTAL OF 0.2 HOUR/WEEK. THERE SHALL BE NO MORE THAN 5 DAYS BETWEEN THE LAST VISIT IN ONE WEEK AND THE FIRST VISIT IN THE NEXT WEEK. | N | Y | LAS MICHELADAS MEXICAN & SEAFOOD | 12210 N.W. HWY 27 |  | OCALA | FL | 34482 |  | 3526200676 |  | MONICA MISTERIO & JUAN CARLOS ROMERO | LANCE SCHENKER | 8736 NW 136TH AVE RD |  | OCALA | FL | 34482 | 1708 | 3523513630 |  | INVESTOR | 25 | 10800 | 1 | 2016-08-25 | 2020-11-23 | NC01 | 50
3 | MARION | CD |  | 6424661 | NONCOMMUNITY | CHLORINATION; AERATION FOR REMOVAL OF ANY SECONDARY CONTAMINANT, SULFIDE, OR ANY UNREGULATED CONTAMINANT; CORROSION CONTROL INHIBITOR ADDITION; HYPOCHLORINATION; IRON OR MANGANESE SEQUESTRATION; OR ULTRAVIOLET RADIATION. THE LEAD/CHIEF OPERATOR MUST BE CLASS D OR HIGHER. 50,000 GPD UP TO 0.25 MGD-STAFFING BY CLASS D OR HIGHER OPERATOR: 3 VISITS/WEEK ON NONCONSECUTIVE DAYS FOR A TOTAL OF 0.3 HOUR/WEEK. LESS THAN 50,000 GPD-STAFFING BY A CLASS D OR HIGHER OPERATOR: 2 VISITS/WEEK ON NONCONSECUTIVE DAYS FOR A TOTAL OF 0.2 HOUR/WEEK. THERE SHALL BE NO MORE THAN 5 DAYS BETWEEN THE LAST VISIT IN ONE WEEK AND THE FIRST VISIT IN THE NEXT WEEK. | N | Y | K.P. HOLE PARK | 9435 SW 190TH AVE RD |  | DUNNELLON | FL | 34430 |  | 3526203485 |  | MIKE BRYSON | GREG WILEY | 11800 SE US 441 |  | BELLEVIEW | FL | 34420 |  | 3523074623 |  | OTHER | 25 | 23760 | 3 | 2019-02-07 | 2019-01-31 | NC01 | 50
3 | MARION | CD |  | 6424662 | NONTRANSIENT NONCOMMUNITY | CHLORINATION; AERATION FOR REMOVAL OF ANY SECONDARY CONTAMINANT, SULFIDE, OR ANY UNREGULATED CONTAMINANT; CORROSION CONTROL INHIBITOR ADDITION; HYPOCHLORINATION; IRON OR MANGANESE SEQUESTRATION; OR ULTRAVIOLET RADIATION. THE LEAD/CHIEF OPERATOR MUST BE CLASS D OR HIGHER. 50,000 GPD UP TO 0.25 MGD-STAFFING BY CLASS D OR HIGHER OPERATOR: 3 VISITS/WEEK ON NONCONSECUTIVE DAYS FOR A TOTAL OF 0.3 HOUR/WEEK. LESS THAN 50,000 GPD-STAFFING BY A CLASS D OR HIGHER OPERATOR: 2 VISITS/WEEK ON NONCONSECUTIVE DAYS FOR A TOTAL OF 0.2 HOUR/WEEK. THERE SHALL BE NO MORE THAN 5 DAYS BETWEEN THE LAST VISIT IN ONE WEEK AND THE FIRST VISIT IN THE NEXT WEEK. | N | Y | DUNNELLON AIRPORT | 15070 SW 111TH STREET |  | DUNNELLON | FL | 34432 |  | 3526718510 |  |  | WILLIAM "MIKE" BRYSON | 11800 SE US 441 |  | BELLEVIEW | FL | 34420 |  | 3525725239 |  | OTHER | 65 | 150000 | 13 | 2003-03-17 | 2021-04-02 | NTNC | 100
3 | MARION | CD | CMPATEL4U@YAHOO.COM | 6424663 | NONCOMMUNITY | CHLORINATION; AERATION FOR REMOVAL OF ANY SECONDARY CONTAMINANT, SULFIDE, OR ANY UNREGULATED CONTAMINANT; CORROSION CONTROL INHIBITOR ADDITION; HYPOCHLORINATION; IRON OR MANGANESE SEQUESTRATION; OR ULTRAVIOLET RADIATION. THE LEAD/CHIEF OPERATOR MUST BE CLASS D OR HIGHER. 50,000 GPD UP TO 0.25 MGD-STAFFING BY CLASS D OR HIGHER OPERATOR: 3 VISITS/WEEK ON NONCONSECUTIVE DAYS FOR A TOTAL OF 0.3 HOUR/WEEK. LESS THAN 50,000 GPD-STAFFING BY A CLASS D OR HIGHER OPERATOR: 2 VISITS/WEEK ON NONCONSECUTIVE DAYS FOR A TOTAL OF 0.2 HOUR/WEEK. THERE SHALL BE NO MORE THAN 5 DAYS BETWEEN THE LAST VISIT IN ONE WEEK AND THE FIRST VISIT IN THE NEXT WEEK. | N | Y | QUICK KING # 21 | 6701 SW HWY 200 |  | OCALA | FL | 34476 |  | 3523003624 |  | CHIRAG (CHARLIE) PATEL | CHIRAG (CHARLIE) PATEL | 303 SW 8TH STREET, SUITE #1 |  | OCALA | FL | 34471 |  | 3524978034 |  | INVESTOR | 25 | 36000 | 1 | 2009-03-25 | 2021-09-28 | NC01 | 50
3 | MARION | CD |  | 6424664 | NONCOMMUNITY | CHLORINATION; AERATION FOR REMOVAL OF ANY SECONDARY CONTAMINANT, SULFIDE, OR ANY UNREGULATED CONTAMINANT; CORROSION CONTROL INHIBITOR ADDITION; HYPOCHLORINATION; IRON OR MANGANESE SEQUESTRATION; OR ULTRAVIOLET RADIATION. THE LEAD/CHIEF OPERATOR MUST BE CLASS D OR HIGHER. 50,000 GPD UP TO 0.25 MGD-STAFFING BY CLASS D OR HIGHER OPERATOR: 3 VISITS/WEEK ON NONCONSECUTIVE DAYS FOR A TOTAL OF 0.3 HOUR/WEEK. LESS THAN 50,000 GPD-STAFFING BY A CLASS D OR HIGHER OPERATOR: 2 VISITS/WEEK ON NONCONSECUTIVE DAYS FOR A TOTAL OF 0.2 HOUR/WEEK. THERE SHALL BE NO MORE THAN 5 DAYS BETWEEN THE LAST VISIT IN ONE WEEK AND THE FIRST VISIT IN THE NEXT WEEK. | N | Y | QUICK KING # 3 | 6965 NW US HWY 27 |  | OCALA | FL | 34482 |  | 3524029191 |  | CHIRAG (CHARLIE) PATEL | CHIRAG (CHARLIE) PATEL | 303 SW 8TH STREET, SUITE #1 |  | OCALA | FL | 34471 |  | 3524978034 |  | INVESTOR | 25 | 36000 | 1 | 2011-11-29 | 2019-03-05 | NC01 | 50
3 | MARION | CD |  | 6424666 | NONCOMMUNITY | CHLORINATION; AERATION FOR REMOVAL OF ANY SECONDARY CONTAMINANT, SULFIDE, OR ANY UNREGULATED CONTAMINANT; CORROSION CONTROL INHIBITOR ADDITION; HYPOCHLORINATION; IRON OR MANGANESE SEQUESTRATION; OR ULTRAVIOLET RADIATION. THE LEAD/CHIEF OPERATOR MUST BE CLASS D OR HIGHER. 50,000 GPD UP TO 0.25 MGD-STAFFING BY CLASS D OR HIGHER OPERATOR: 3 VISITS/WEEK ON NONCONSECUTIVE DAYS FOR A TOTAL OF 0.3 HOUR/WEEK. LESS THAN 50,000 GPD-STAFFING BY A CLASS D OR HIGHER OPERATOR: 2 VISITS/WEEK ON NONCONSECUTIVE DAYS FOR A TOTAL OF 0.2 HOUR/WEEK. THERE SHALL BE NO MORE THAN 5 DAYS BETWEEN THE LAST VISIT IN ONE WEEK AND THE FIRST VISIT IN THE NEXT WEEK. | N | Y | MEDICAL PARK WEST | 8150 SW STATE ROAD 200 |  | OCALA | FL | 34481 |  |  |  |  | JIM CONLEY | 3019 SW 27TH AVE | SUITE 102 | OCALA | FL | 34471 |  | 3528739088 |  | UNKNOWN | 25 | 36000 | 1 | 2017-01-05 | 2021-09-28 | NC01 | 50
3 | MARION | CD | peacelutheran.dunnellon@gmail.com | 6424667 | NONCOMMUNITY | CHLORINATION; AERATION FOR REMOVAL OF ANY SECONDARY CONTAMINANT, SULFIDE, OR ANY UNREGULATED CONTAMINANT; CORROSION CONTROL INHIBITOR ADDITION; HYPOCHLORINATION; IRON OR MANGANESE SEQUESTRATION; OR ULTRAVIOLET RADIATION. THE LEAD/CHIEF OPERATOR MUST BE CLASS D OR HIGHER. 50,000 GPD UP TO 0.25 MGD-STAFFING BY CLASS D OR HIGHER OPERATOR: 3 VISITS/WEEK ON NONCONSECUTIVE DAYS FOR A TOTAL OF 0.3 HOUR/WEEK. LESS THAN 50,000 GPD-STAFFING BY A CLASS D OR HIGHER OPERATOR: 2 VISITS/WEEK ON NONCONSECUTIVE DAYS FOR A TOTAL OF 0.2 HOUR/WEEK. THERE SHALL BE NO MORE THAN 5 DAYS BETWEEN THE LAST VISIT IN ONE WEEK AND THE FIRST VISIT IN THE NEXT WEEK. | N | Y | PEACE LUTHERAN CHURCH | 7201 S. HWY 41 |  | DUNNELLON | FL | 34432 | 60 | 3524895881 |  | PASTOR TERRY MCKEE | PEACE LUTHERAN CHURCH | 7201 S. HWY 41 |  | DUNNELLON | FL | 34432 | 2264 | 3524895881 |  | UNKNOWN | 25 | 4887 | 1 | 2019-03-18 | 2019-01-31 | NC01 | 50
3 | MARION | CD |  | 6424669 | NONCOMMUNITY | CHLORINATION; AERATION FOR REMOVAL OF ANY SECONDARY CONTAMINANT, SULFIDE, OR ANY UNREGULATED CONTAMINANT; CORROSION CONTROL INHIBITOR ADDITION; HYPOCHLORINATION; IRON OR MANGANESE SEQUESTRATION; OR ULTRAVIOLET RADIATION. THE LEAD/CHIEF OPERATOR MUST BE CLASS D OR HIGHER. 50,000 GPD UP TO 0.25 MGD-STAFFING BY CLASS D OR HIGHER OPERATOR: 3 VISITS/WEEK ON NONCONSECUTIVE DAYS FOR A TOTAL OF 0.3 HOUR/WEEK. LESS THAN 50,000 GPD-STAFFING BY A CLASS D OR HIGHER OPERATOR: 2 VISITS/WEEK ON NONCONSECUTIVE DAYS FOR A TOTAL OF 0.2 HOUR/WEEK. THERE SHALL BE NO MORE THAN 5 DAYS BETWEEN THE LAST VISIT IN ONE WEEK AND THE FIRST VISIT IN THE NEXT WEEK. | N | Y | HWY 40 BP # 2 - ISLAND FOOD STORE #303 | 14055 W HWY 40 |  | OCALA | FL | 34474 |  | 3522377650 |  |  | MRUGASH PATEL | 14055 W HWY 40 |  | OCALA | FL | 34474 |  | 3524653551 |  | INVESTOR | 25 | 10800 | 1 | 2016-03-03 | 2020-01-23 | NC01 | 50
3 | MARION | CD | jmcconag@thecenters.us | 6424673 | COMMUNITY | CHLORINATION; AERATION FOR REMOVAL OF ANY SECONDARY CONTAMINANT, SULFIDE, OR ANY UNREGULATED CONTAMINANT; CORROSION CONTROL INHIBITOR ADDITION; HYPOCHLORINATION; IRON OR MANGANESE SEQUESTRATION; OR ULTRAVIOLET RADIATION. THE LEAD/CHIEF OPERATOR MUST BE CLASS D OR HIGHER. 50,000 GPD UP TO 0.25 MGD-STAFFING BY CLASS D OR HIGHER OPERATOR: 3 VISITS/WEEK ON NONCONSECUTIVE DAYS FOR A TOTAL OF 0.3 HOUR/WEEK. LESS THAN 50,000 GPD-STAFFING BY A CLASS D OR HIGHER OPERATOR: 2 VISITS/WEEK ON NONCONSECUTIVE DAYS FOR A TOTAL OF 0.2 HOUR/WEEK. THERE SHALL BE NO MORE THAN 5 DAYS BETWEEN THE LAST VISIT IN ONE WEEK AND THE FIRST VISIT IN THE NEXT WEEK. | N | Y | THE CENTERS | 5664 SW 60TH AVE |  | OCALA | FL | 34474 |  | 3522915547 |  | RAY JUHASZ | RAY JUHASZ | 5664 SW 60TH AVE. |  | OCALA | FL | 34474 |  | 3522915555 | 5547 | UNKNOWN | 100 | 72000 | 7 | 2016-06-08 | 2020-11-06 | DC052 | 100
3 | MARION | CD | cmpatel4u@yahoo.com | 6424679 | NONCOMMUNITY | CHLORINATION; AERATION FOR REMOVAL OF ANY SECONDARY CONTAMINANT, SULFIDE, OR ANY UNREGULATED CONTAMINANT; CORROSION CONTROL INHIBITOR ADDITION; HYPOCHLORINATION; IRON OR MANGANESE SEQUESTRATION; OR ULTRAVIOLET RADIATION. THE LEAD/CHIEF OPERATOR MUST BE CLASS D OR HIGHER. 50,000 GPD UP TO 0.25 MGD-STAFFING BY CLASS D OR HIGHER OPERATOR: 3 VISITS/WEEK ON NONCONSECUTIVE DAYS FOR A TOTAL OF 0.3 HOUR/WEEK. LESS THAN 50,000 GPD-STAFFING BY A CLASS D OR HIGHER OPERATOR: 2 VISITS/WEEK ON NONCONSECUTIVE DAYS FOR A TOTAL OF 0.2 HOUR/WEEK. THERE SHALL BE NO MORE THAN 5 DAYS BETWEEN THE LAST VISIT IN ONE WEEK AND THE FIRST VISIT IN THE NEXT WEEK. | N | Y | QUICK KING # 22 | 8955 SW HWY 200 |  | OCALA | FL | 34481 |  | 3524029191 |  | CHIRAG (CHARLIE) PATEL | CHIRAG (CHARLIE) PATEL | 303 SW 8TH STREET, SUITE #1 |  | OCALA | FL | 34471 |  | 3524978034 |  | INVESTOR | 25 | 10800 | 1 | 2016-10-20 | 2021-09-28 | NC01 | 50
3 | MARION | CD |  | 6424681 | NONCOMMUNITY | CHLORINATION; AERATION FOR REMOVAL OF ANY SECONDARY CONTAMINANT, SULFIDE, OR ANY UNREGULATED CONTAMINANT; CORROSION CONTROL INHIBITOR ADDITION; HYPOCHLORINATION; IRON OR MANGANESE SEQUESTRATION; OR ULTRAVIOLET RADIATION. THE LEAD/CHIEF OPERATOR MUST BE CLASS D OR HIGHER. 50,000 GPD UP TO 0.25 MGD-STAFFING BY CLASS D OR HIGHER OPERATOR: 3 VISITS/WEEK ON NONCONSECUTIVE DAYS FOR A TOTAL OF 0.3 HOUR/WEEK. LESS THAN 50,000 GPD-STAFFING BY A CLASS D OR HIGHER OPERATOR: 2 VISITS/WEEK ON NONCONSECUTIVE DAYS FOR A TOTAL OF 0.2 HOUR/WEEK. THERE SHALL BE NO MORE THAN 5 DAYS BETWEEN THE LAST VISIT IN ONE WEEK AND THE FIRST VISIT IN THE NEXT WEEK. | N | Y | SVARA ENTERPRISE INC. | 5985 W. HWY 40 |  | OCALA | FL | 34482 |  | 3528400904 |  |  | DIPAK PATEL | 4145 NE 14 COURT |  | OCALA | FL | 34479 |  | 3528040904 |  | INVESTOR | 25 | 1000 | 1 | 2017-07-12 | 2017-06-16 | NC01 | 50
3 | MARION | CD |  | 6424683 | NONCOMMUNITY | CHLORINATION; AERATION FOR REMOVAL OF ANY SECONDARY CONTAMINANT, SULFIDE, OR ANY UNREGULATED CONTAMINANT; CORROSION CONTROL INHIBITOR ADDITION; HYPOCHLORINATION; IRON OR MANGANESE SEQUESTRATION; OR ULTRAVIOLET RADIATION. THE LEAD/CHIEF OPERATOR MUST BE CLASS D OR HIGHER. 50,000 GPD UP TO 0.25 MGD-STAFFING BY CLASS D OR HIGHER OPERATOR: 3 VISITS/WEEK ON NONCONSECUTIVE DAYS FOR A TOTAL OF 0.3 HOUR/WEEK. LESS THAN 50,000 GPD-STAFFING BY A CLASS D OR HIGHER OPERATOR: 2 VISITS/WEEK ON NONCONSECUTIVE DAYS FOR A TOTAL OF 0.2 HOUR/WEEK. THERE SHALL BE NO MORE THAN 5 DAYS BETWEEN THE LAST VISIT IN ONE WEEK AND THE FIRST VISIT IN THE NEXT WEEK. | N | Y | MT. PEDRO BAPTIST CHURCH | 20520 SR 329 |  | REDDICK | FL | 32686 |  | 3524663001 |  | ISACC MITCHUM | ISACC MITCHUM | P.O. BOX 784 |  | MICANOPY | FL | 32667 |  | 3524663001 |  | INVESTOR | 25 | 10800 | 1 | 2011-09-08 | 2018-07-25 | NC01 | 50
3 | MARION | CD |  | 6424685 | NONCOMMUNITY | CHLORINATION; AERATION FOR REMOVAL OF ANY SECONDARY CONTAMINANT, SULFIDE, OR ANY UNREGULATED CONTAMINANT; CORROSION CONTROL INHIBITOR ADDITION; HYPOCHLORINATION; IRON OR MANGANESE SEQUESTRATION; OR ULTRAVIOLET RADIATION. THE LEAD/CHIEF OPERATOR MUST BE CLASS D OR HIGHER. 50,000 GPD UP TO 0.25 MGD-STAFFING BY CLASS D OR HIGHER OPERATOR: 3 VISITS/WEEK ON NONCONSECUTIVE DAYS FOR A TOTAL OF 0.3 HOUR/WEEK. LESS THAN 50,000 GPD-STAFFING BY A CLASS D OR HIGHER OPERATOR: 2 VISITS/WEEK ON NONCONSECUTIVE DAYS FOR A TOTAL OF 0.2 HOUR/WEEK. THERE SHALL BE NO MORE THAN 5 DAYS BETWEEN THE LAST VISIT IN ONE WEEK AND THE FIRST VISIT IN THE NEXT WEEK. | N | Y | MCDONALDS AT SR 200 | 8240 SW SR 200 |  | OCALA | FL | 34481 |  | 3528544005 |  |  | JOHN ROMER | 19175 N. DALE MABRY HWY |  | LUTZ | FL | 33548 |  | 8132649339 |  | INVESTOR | 25 | 10800 | 1 | 2016-05-02 | 2021-09-28 | NC01 | 50
3 | MARION | CD | mail@stjohncc.com | 6424686 | NONCOMMUNITY | CHLORINATION; AERATION FOR REMOVAL OF ANY SECONDARY CONTAMINANT, SULFIDE, OR ANY UNREGULATED CONTAMINANT; CORROSION CONTROL INHIBITOR ADDITION; HYPOCHLORINATION; IRON OR MANGANESE SEQUESTRATION; OR ULTRAVIOLET RADIATION. THE LEAD/CHIEF OPERATOR MUST BE CLASS D OR HIGHER. 50,000 GPD UP TO 0.25 MGD-STAFFING BY CLASS D OR HIGHER OPERATOR: 3 VISITS/WEEK ON NONCONSECUTIVE DAYS FOR A TOTAL OF 0.3 HOUR/WEEK. LESS THAN 50,000 GPD-STAFFING BY A CLASS D OR HIGHER OPERATOR: 2 VISITS/WEEK ON NONCONSECUTIVE DAYS FOR A TOTAL OF 0.2 HOUR/WEEK. THERE SHALL BE NO MORE THAN 5 DAYS BETWEEN THE LAST VISIT IN ONE WEEK AND THE FIRST VISIT IN THE NEXT WEEK. | N | Y | ST. JOHN THE BAPTIST CATHOLIC CHURCH | 7525 S US HWY 41 |  | DUNNELLON | FL | 34432 | 2451 |  |  | LEO DAIGLE | LILLY CRUZ | 7525 S. US 41 |  | DUNNELLON | FL | 34432 |  | 3524893166 |  | INVESTOR | 25 | 4000 | 5 | 2019-07-11 | 2019-01-31 | NC01 | 50
3 | MARION | CD |  | 6424689 | COMMUNITY | CHLORINATION; AERATION FOR REMOVAL OF ANY SECONDARY CONTAMINANT, SULFIDE, OR ANY UNREGULATED CONTAMINANT; CORROSION CONTROL INHIBITOR ADDITION; HYPOCHLORINATION; IRON OR MANGANESE SEQUESTRATION; OR ULTRAVIOLET RADIATION. THE LEAD/CHIEF OPERATOR MUST BE CLASS C OR HIGHER. 5.0 MGD AND ABOVE-STAFFING BY CLASS C OR HIGHER OPERATOR: 6 HOURS/DAY FOR 5 DAYS/WEEK AND ONE VISIT ON EACH WEEKEND DAY. 3.0 MGD UP TO 5.0 MGD-STAFFING BY CLASS C OR HIGHER OPERATOR: 1 HOUR/DAY FOR 5 DAYS/WEEK AND ONE VISIT ON EACH WEEKEND DAY. 0.25 MGD UP TO 3.0 MGD-STAFFING BY CLASS C OR HIGHER OPERATOR: 5 VISITS/WEEK AND ONE VISIT EACH WEEKEND FOR A TOTAL OF 0.6 HOUR/WEEK. | N | Y | SWEETWATER OAKS | 3151 N.W 44TH AVE (LOT #1) |  | OCALA | FL | 34482 |  | 3526200188 |  | PAM SMITH | UPCHURCH MARINAS | 1439 S. POMPANO PKWY | SUITE 300 | POMPANO BEACH | FL | 33069 |  | 3526200188 |  | INVESTOR | 240 | 450000 | 160 | 2014-08-29 | 2021-02-24 | DC04 | 1000
3 | MARION | CD |  | 6424695 | NONCOMMUNITY | CHLORINATION; AERATION FOR REMOVAL OF ANY SECONDARY CONTAMINANT, SULFIDE, OR ANY UNREGULATED CONTAMINANT; CORROSION CONTROL INHIBITOR ADDITION; HYPOCHLORINATION; IRON OR MANGANESE SEQUESTRATION; OR ULTRAVIOLET RADIATION. THE LEAD/CHIEF OPERATOR MUST BE CLASS D OR HIGHER. 50,000 GPD UP TO 0.25 MGD-STAFFING BY CLASS D OR HIGHER OPERATOR: 3 VISITS/WEEK ON NONCONSECUTIVE DAYS FOR A TOTAL OF 0.3 HOUR/WEEK. LESS THAN 50,000 GPD-STAFFING BY A CLASS D OR HIGHER OPERATOR: 2 VISITS/WEEK ON NONCONSECUTIVE DAYS FOR A TOTAL OF 0.2 HOUR/WEEK. THERE SHALL BE NO MORE THAN 5 DAYS BETWEEN THE LAST VISIT IN ONE WEEK AND THE FIRST VISIT IN THE NEXT WEEK. | N | Y | PLAZA #26 | 8820 SW HIGHWAY 200 | AT SW HWY 200 & SW 105TH ST | OCALA | FL | 34481 |  | 3527324464 |  |  | TRACY RAINS | 101 NE 16TH AVE. |  | OCALA | FL | 34470 |  | 3527324464 |  | INVESTOR | 25 | 10800 | 3 | 2021-07-14 | 2021-09-28 | NC01 | 50
3 | MARION | CD | michelle@countrysideocala.org | 6424703 | NONCOMMUNITY | CHLORINATION; AERATION FOR REMOVAL OF ANY SECONDARY CONTAMINANT, SULFIDE, OR ANY UNREGULATED CONTAMINANT; CORROSION CONTROL INHIBITOR ADDITION; HYPOCHLORINATION; IRON OR MANGANESE SEQUESTRATION; OR ULTRAVIOLET RADIATION. THE LEAD/CHIEF OPERATOR MUST BE CLASS D OR HIGHER. 50,000 GPD UP TO 0.25 MGD-STAFFING BY CLASS D OR HIGHER OPERATOR: 3 VISITS/WEEK ON NONCONSECUTIVE DAYS FOR A TOTAL OF 0.3 HOUR/WEEK. LESS THAN 50,000 GPD-STAFFING BY A CLASS D OR HIGHER OPERATOR: 2 VISITS/WEEK ON NONCONSECUTIVE DAYS FOR A TOTAL OF 0.2 HOUR/WEEK. THERE SHALL BE NO MORE THAN 5 DAYS BETWEEN THE LAST VISIT IN ONE WEEK AND THE FIRST VISIT IN THE NEXT WEEK. | N | Y | COUNTRYSIDE PRESBYTERIAN CHURCH | 7768 SW HWY 200 |  | OCALA | FL | 34476 | 7050 | 3522374633 |  | TERRY HOWELLS | JIM HENRICH | 7768 SW SR 200 |  | OCALA | FL | 34476 |  | 3522374633 |  | INVESTOR | 25 | 10800 | 1 | 2019-04-08 | 2019-02-26 | NC01 | 50
3 | MARION | CD |  | 6424704 | COMMUNITY | CHLORINATION; AERATION FOR REMOVAL OF ANY SECONDARY CONTAMINANT, SULFIDE, OR ANY UNREGULATED CONTAMINANT; CORROSION CONTROL INHIBITOR ADDITION; HYPOCHLORINATION; IRON OR MANGANESE SEQUESTRATION; OR ULTRAVIOLET RADIATION. THE LEAD/CHIEF OPERATOR MUST BE CLASS C OR HIGHER. 5.0 MGD AND ABOVE-STAFFING BY CLASS C OR HIGHER OPERATOR: 6 HOURS/DAY FOR 5 DAYS/WEEK AND ONE VISIT ON EACH WEEKEND DAY. 3.0 MGD UP TO 5.0 MGD-STAFFING BY CLASS C OR HIGHER OPERATOR: 1 HOUR/DAY FOR 5 DAYS/WEEK AND ONE VISIT ON EACH WEEKEND DAY. 0.25 MGD UP TO 3.0 MGD-STAFFING BY CLASS C OR HIGHER OPERATOR: 5 VISITS/WEEK AND ONE VISIT EACH WEEKEND FOR A TOTAL OF 0.6 HOUR/WEEK. | N | Y | FAIRFIELD VILLAGE | 5866 S.W. 58TH PLACE |  | OCALA | FL | 34474 | 7648 | 3522376333 |  | JENNIFER HARDWICK | JENNIFER HARDWICK | 5866 SW 58TH PLACE |  | OCALA | FL | 34474 |  | 9413745156 |  | INVESTOR | 500 | 584000 | 297 | 2013-09-11 | 2019-02-27 | DC04 | 1000
3 | MARION | CD | AMANDA.ORTIZ@SABERHEALTH.COM | 6424706 | COMMUNITY | CHLORINATION; AERATION FOR REMOVAL OF ANY SECONDARY CONTAMINANT, SULFIDE, OR ANY UNREGULATED CONTAMINANT; CORROSION CONTROL INHIBITOR ADDITION; HYPOCHLORINATION; IRON OR MANGANESE SEQUESTRATION; OR ULTRAVIOLET RADIATION. THE LEAD/CHIEF OPERATOR MUST BE CLASS D OR HIGHER. 50,000 GPD UP TO 0.25 MGD-STAFFING BY CLASS D OR HIGHER OPERATOR: 3 VISITS/WEEK ON NONCONSECUTIVE DAYS FOR A TOTAL OF 0.3 HOUR/WEEK. LESS THAN 50,000 GPD-STAFFING BY A CLASS D OR HIGHER OPERATOR: 2 VISITS/WEEK ON NONCONSECUTIVE DAYS FOR A TOTAL OF 0.2 HOUR/WEEK. THERE SHALL BE NO MORE THAN 5 DAYS BETWEEN THE LAST VISIT IN ONE WEEK AND THE FIRST VISIT IN THE NEXT WEEK. | N | Y | THE HAVEN HOUSE AT OCALA | 12980 SW HWY 484 |  | DUNNELLON | FL | 34432 |  | 3524650300 |  | PHYLIS CAUTHEN | REGAL SENIOR CARE | 2870 STERLING ROAD | SUITE 209 | HOLLYWOOD | FL | 33020 |  | 9546132300 |  | INVESTOR | 50 | 72000 | 1 | 2012-05-04 | 2021-02-24 | DC051 | 100
3 | MARION | CD |  | 6424712 | NONTRANSIENT NONCOMMUNITY | CHLORINATION; AERATION FOR REMOVAL OF ANY SECONDARY CONTAMINANT, SULFIDE, OR ANY UNREGULATED CONTAMINANT; CORROSION CONTROL INHIBITOR ADDITION; HYPOCHLORINATION; IRON OR MANGANESE SEQUESTRATION; OR ULTRAVIOLET RADIATION. THE LEAD/CHIEF OPERATOR MUST BE CLASS D OR HIGHER. 50,000 GPD UP TO 0.25 MGD-STAFFING BY CLASS D OR HIGHER OPERATOR: 3 VISITS/WEEK ON NONCONSECUTIVE DAYS FOR A TOTAL OF 0.3 HOUR/WEEK. LESS THAN 50,000 GPD-STAFFING BY A CLASS D OR HIGHER OPERATOR: 2 VISITS/WEEK ON NONCONSECUTIVE DAYS FOR A TOTAL OF 0.2 HOUR/WEEK. THERE SHALL BE NO MORE THAN 5 DAYS BETWEEN THE LAST VISIT IN ONE WEEK AND THE FIRST VISIT IN THE NEXT WEEK. | N | Y | U.S. POST OFFICE PADDOCK STATION | 4545 S.W. 60TH AVE |  | OCALA | FL | 34474 |  | 3528618188 |  | DARIA CHILTON | POSTMASTER-PADDOCK STATION | 400 SW FIRST AVE. |  | OCALA | FL | 34478 | 9998 |  |  | INVESTOR | 74 | 3000 | 1 | 2020-03-09 | 2019-02-27 | NTNC | 100
3 | MARION | CD | jdonnelly@goldenocala.com | 6424715 | NONCOMMUNITY | CHLORINATION; AERATION FOR REMOVAL OF ANY SECONDARY CONTAMINANT, SULFIDE, OR ANY UNREGULATED CONTAMINANT; CORROSION CONTROL INHIBITOR ADDITION; HYPOCHLORINATION; IRON OR MANGANESE SEQUESTRATION; OR ULTRAVIOLET RADIATION. THE LEAD/CHIEF OPERATOR MUST BE CLASS D OR HIGHER. 50,000 GPD UP TO 0.25 MGD-STAFFING BY CLASS D OR HIGHER OPERATOR: 3 VISITS/WEEK ON NONCONSECUTIVE DAYS FOR A TOTAL OF 0.3 HOUR/WEEK. LESS THAN 50,000 GPD-STAFFING BY A CLASS D OR HIGHER OPERATOR: 2 VISITS/WEEK ON NONCONSECUTIVE DAYS FOR A TOTAL OF 0.2 HOUR/WEEK. THERE SHALL BE NO MORE THAN 5 DAYS BETWEEN THE LAST VISIT IN ONE WEEK AND THE FIRST VISIT IN THE NEXT WEEK. | N | Y | GOLDEN OCALA GOLF & CC | 7340 NW US HWY 27 | SEE PLANT SCREEN FOR PLANT LOCATION | OCALA | FL | 34452 |  | 3526296229 |  | MARY WRAY | MARY WRAY | 8300 NW 31ST LANE ROAD |  | OCALA | FL | 34482 |  | 3526296229 |  | INVESTOR | 25 | 36000 | 1 | 2011-11-15 | 2019-04-30 | NC01 | 50
3 | MARION | CD | DBAUER@RSVCHURCH.ORG | 6424716 | NONCOMMUNITY | CHLORINATION; AERATION FOR REMOVAL OF ANY SECONDARY CONTAMINANT, SULFIDE, OR ANY UNREGULATED CONTAMINANT; CORROSION CONTROL INHIBITOR ADDITION; HYPOCHLORINATION; IRON OR MANGANESE SEQUESTRATION; OR ULTRAVIOLET RADIATION. THE LEAD/CHIEF OPERATOR MUST BE CLASS D OR HIGHER. 50,000 GPD UP TO 0.25 MGD-STAFFING BY CLASS D OR HIGHER OPERATOR: 3 VISITS/WEEK ON NONCONSECUTIVE DAYS FOR A TOTAL OF 0.3 HOUR/WEEK. LESS THAN 50,000 GPD-STAFFING BY A CLASS D OR HIGHER OPERATOR: 2 VISITS/WEEK ON NONCONSECUTIVE DAYS FOR A TOTAL OF 0.2 HOUR/WEEK. THERE SHALL BE NO MORE THAN 5 DAYS BETWEEN THE LAST VISIT IN ONE WEEK AND THE FIRST VISIT IN THE NEXT WEEK. | N | Y | RAINBOW SPRINGS VILLAGE CHURCH | 20222 SW 102ND ST RD |  | DUNNELLON | FL | 34431 |  | 3524890249 |  | STEPHANIE LAUNIER | DENNIS BAUER | 20222 SW 102ND ST. RD. |  | DUNNELLON | FL | 34431 |  | 3524899430 |  | INVESTOR | 125 | 10800 | 2 | 2017-01-17 | 2021-09-24 | NC01 | 50
3 | MARION | CD |  | 6424719 | NONCOMMUNITY | CHLORINATION; AERATION FOR REMOVAL OF ANY SECONDARY CONTAMINANT, SULFIDE, OR ANY UNREGULATED CONTAMINANT; CORROSION CONTROL INHIBITOR ADDITION; HYPOCHLORINATION; IRON OR MANGANESE SEQUESTRATION; OR ULTRAVIOLET RADIATION. THE LEAD/CHIEF OPERATOR MUST BE CLASS D OR HIGHER. 50,000 GPD UP TO 0.25 MGD-STAFFING BY CLASS D OR HIGHER OPERATOR: 3 VISITS/WEEK ON NONCONSECUTIVE DAYS FOR A TOTAL OF 0.3 HOUR/WEEK. LESS THAN 50,000 GPD-STAFFING BY A CLASS D OR HIGHER OPERATOR: 2 VISITS/WEEK ON NONCONSECUTIVE DAYS FOR A TOTAL OF 0.2 HOUR/WEEK. THERE SHALL BE NO MORE THAN 5 DAYS BETWEEN THE LAST VISIT IN ONE WEEK AND THE FIRST VISIT IN THE NEXT WEEK. | N | Y | HWY 40 BP # 1 - ISLAND FOOD STORE #302 | 11035 WEST C.R. 40 |  | OCALA | FL | 34482 |  | 3522377650 |  | PETER PATEL | [9 empty] | INVESTOR | 25 | 10800 | 1 | 2017-01-11 | 2020-01-23 | NC01 | 50
3 | MARION | CD | cmpatel4u@yahoo.com | 6424720 | NONCOMMUNITY | CHLORINATION; AERATION FOR REMOVAL OF ANY SECONDARY CONTAMINANT, SULFIDE, OR ANY UNREGULATED CONTAMINANT; CORROSION CONTROL INHIBITOR ADDITION; HYPOCHLORINATION; IRON OR MANGANESE SEQUESTRATION; OR ULTRAVIOLET RADIATION. THE LEAD/CHIEF OPERATOR MUST BE CLASS D OR HIGHER. 50,000 GPD UP TO 0.25 MGD-STAFFING BY CLASS D OR HIGHER OPERATOR: 3 VISITS/WEEK ON NONCONSECUTIVE DAYS FOR A TOTAL OF 0.3 HOUR/WEEK. LESS THAN 50,000 GPD-STAFFING BY A CLASS D OR HIGHER OPERATOR: 2 VISITS/WEEK ON NONCONSECUTIVE DAYS FOR A TOTAL OF 0.2 HOUR/WEEK. THERE SHALL BE NO MORE THAN 5 DAYS BETWEEN THE LAST VISIT IN ONE WEEK AND THE FIRST VISIT IN THE NEXT WEEK. | N | Y | QUICK KING # 19 | 13051 N US HWY 27 |  | OCALA | FL | 32670 |  | 3524209191 |  |  | CHIRAG (CHARLIE) PATEL | 303 SW 8TH STREET, SUITE #1 |  | OCALA | FL | 34471 |  | 3524978034 |  | INVESTOR | 25 | 10800 | 1 | 2011-09-20 | 2021-09-29 | NC01 | 50
3 | MARION | CD | silverwordz@yahoo.com | 6424721 | NONCOMMUNITY | CHLORINATION; AERATION FOR REMOVAL OF ANY SECONDARY CONTAMINANT, SULFIDE, OR ANY UNREGULATED CONTAMINANT; CORROSION CONTROL INHIBITOR ADDITION; HYPOCHLORINATION; IRON OR MANGANESE SEQUESTRATION; OR ULTRAVIOLET RADIATION. THE LEAD/CHIEF OPERATOR MUST BE CLASS D OR HIGHER. 50,000 GPD UP TO 0.25 MGD-STAFFING BY CLASS D OR HIGHER OPERATOR: 3 VISITS/WEEK ON NONCONSECUTIVE DAYS FOR A TOTAL OF 0.3 HOUR/WEEK. LESS THAN 50,000 GPD-STAFFING BY A CLASS D OR HIGHER OPERATOR: 2 VISITS/WEEK ON NONCONSECUTIVE DAYS FOR A TOTAL OF 0.2 HOUR/WEEK. THERE SHALL BE NO MORE THAN 5 DAYS BETWEEN THE LAST VISIT IN ONE WEEK AND THE FIRST VISIT IN THE NEXT WEEK. | N | Y | AGAPE BAPTIST CHURCH | 6200 NW 50TH AVENUE |  | OCALA | FL | 32675 |  | 3527325099 |  | DAVID E. L. (DEL) SMITH | AGAPE BAPTIST CHURCH | 6200 NW 50TH AVE |  | OCALA | FL | 34482 |  | 3528400186 |  | INVESTOR | 25 | 4000 | 1 | 2019-06-18 | 2019-03-25 | NC01 | 50
3 | MARION | CD |  | 6424724 | NONCOMMUNITY | CHLORINATION; AERATION FOR REMOVAL OF ANY SECONDARY CONTAMINANT, SULFIDE, OR ANY UNREGULATED CONTAMINANT; CORROSION CONTROL INHIBITOR ADDITION; HYPOCHLORINATION; IRON OR MANGANESE SEQUESTRATION; OR ULTRAVIOLET RADIATION. THE LEAD/CHIEF OPERATOR MUST BE CLASS D OR HIGHER. 50,000 GPD UP TO 0.25 MGD-STAFFING BY CLASS D OR HIGHER OPERATOR: 3 VISITS/WEEK ON NONCONSECUTIVE DAYS FOR A TOTAL OF 0.3 HOUR/WEEK. LESS THAN 50,000 GPD-STAFFING BY A CLASS D OR HIGHER OPERATOR: 2 VISITS/WEEK ON NONCONSECUTIVE DAYS FOR A TOTAL OF 0.2 HOUR/WEEK. THERE SHALL BE NO MORE THAN 5 DAYS BETWEEN THE LAST VISIT IN ONE WEEK AND THE FIRST VISIT IN THE NEXT WEEK. | N | Y | CARRIAGE PLAZA (HUNTER'S RUN) | 6847 S.W. SR 40 |  | OCALA | FL | 34482 |  | 3528610808 |  |  | KARL AND GINA MURRAY | 6847 W HIGHWAY 40 |  | OCALA | FL | 34482 |  | 3528610808 |  | INVESTOR | 25 | 1 | 2 | 2016-02-11 | 2020-01-23 | NC01 | 50
3 | MARION | CD | tamposi@citrushills.com | 6424726 | NONTRANSIENT NONCOMMUNITY | CHLORINATION; AERATION FOR REMOVAL OF ANY SECONDARY CONTAMINANT, SULFIDE, OR ANY UNREGULATED CONTAMINANT; CORROSION CONTROL INHIBITOR ADDITION; HYPOCHLORINATION; IRON OR MANGANESE SEQUESTRATION; OR ULTRAVIOLET RADIATION. THE LEAD/CHIEF OPERATOR MUST BE CLASS D OR HIGHER. 50,000 GPD UP TO 0.25 MGD-STAFFING BY CLASS D OR HIGHER OPERATOR: 3 VISITS/WEEK ON NONCONSECUTIVE DAYS FOR A TOTAL OF 0.3 HOUR/WEEK. LESS THAN 50,000 GPD-STAFFING BY A CLASS D OR HIGHER OPERATOR: 2 VISITS/WEEK ON NONCONSECUTIVE DAYS FOR A TOTAL OF 0.2 HOUR/WEEK. THERE SHALL BE NO MORE THAN 5 DAYS BETWEEN THE LAST VISIT IN ONE WEEK AND THE FIRST VISIT IN THE NEXT WEEK. | N | Y | 103RD STREET PLAZA | 8602 SW HIGHWAY 200 |  | OCALA | FL | 34481 |  | 3527465261 |  | MICHELLE J. FONZI | MICHELLE J. FONZI | 4065 N. LECANTO HIGHWAY | SUITE 500 | BEVERLY HILLS | FL | 34465 |  | 3527463301 |  | INVESTOR | 200 | 20000 | 14 | 2012-05-11 | 2021-09-24 | NTNC | 100
3 | MARION | CD |  | 6424728 | NONCOMMUNITY | CHLORINATION; AERATION FOR REMOVAL OF ANY SECONDARY CONTAMINANT, SULFIDE, OR ANY UNREGULATED CONTAMINANT; CORROSION CONTROL INHIBITOR ADDITION; HYPOCHLORINATION; IRON OR MANGANESE SEQUESTRATION; OR ULTRAVIOLET RADIATION. THE LEAD/CHIEF OPERATOR MUST BE CLASS D OR HIGHER. 50,000 GPD UP TO 0.25 MGD-STAFFING BY CLASS D OR HIGHER OPERATOR: 3 VISITS/WEEK ON NONCONSECUTIVE DAYS FOR A TOTAL OF 0.3 HOUR/WEEK. LESS THAN 50,000 GPD-STAFFING BY A CLASS D OR HIGHER OPERATOR: 2 VISITS/WEEK ON NONCONSECUTIVE DAYS FOR A TOTAL OF 0.2 HOUR/WEEK. THERE SHALL BE NO MORE THAN 5 DAYS BETWEEN THE LAST VISIT IN ONE WEEK AND THE FIRST VISIT IN THE NEXT WEEK. | N | Y | DUFFY'S PUB | 16620 WEST HIGHWAY 40 |  | OCALA | FL | 34481 |  | 3524897020 |  |  | LEE DECESARE | 16600 S.W. SR 40 |  | OCALA | FL | 34481 |  | 3522084862 |  | INVESTOR | 25 | 10800 | 1 | 2011-09-12 | 2021-08-20 | NC01 | 50
3 | MARION | CD | CHARLES.STEGALL@MARION.K12.FL.US | 6424729 | NONTRANSIENT NONCOMMUNITY | CHLORINATION; AERATION FOR REMOVAL OF ANY SECONDARY CONTAMINANT, SULFIDE, OR ANY UNREGULATED CONTAMINANT; CORROSION CONTROL INHIBITOR ADDITION; HYPOCHLORINATION; IRON OR MANGANESE SEQUESTRATION; OR ULTRAVIOLET RADIATION. THE LEAD/CHIEF OPERATOR MUST BE CLASS D OR HIGHER. 50,000 GPD UP TO 0.25 MGD-STAFFING BY CLASS D OR HIGHER OPERATOR: 3 VISITS/WEEK ON NONCONSECUTIVE DAYS FOR A TOTAL OF 0.3 HOUR/WEEK. LESS THAN 50,000 GPD-STAFFING BY A CLASS D OR HIGHER OPERATOR: 2 VISITS/WEEK ON NONCONSECUTIVE DAYS FOR A TOTAL OF 0.2 HOUR/WEEK. THERE SHALL BE NO MORE THAN 5 DAYS BETWEEN THE LAST VISIT IN ONE WEEK AND THE FIRST VISIT IN THE NEXT WEEK. | N | Y | ROMEO ELEMENTARY SCHOOL | 19550 SW 36TH ST (OFF US 41) |  | DUNNELLON | FL | 34431 |  | 3526207630 |  | CHARLES STEGALL | ROMEO ELEMENTARY SCHOOLS | 1105 SW 7TH RD |  | OCALA | FL | 34471 |  | 3526716950 |  | AUTHORITY/COMMISSION/DISTRICT | 600 | 144000 | 1 | 2019-01-22 | 2018-11-28 | NTNC | 100
3 | MARION | CD |  | 6424731 | NONCOMMUNITY | CHLORINATION; AERATION FOR REMOVAL OF ANY SECONDARY CONTAMINANT, SULFIDE, OR ANY UNREGULATED CONTAMINANT; CORROSION CONTROL INHIBITOR ADDITION; HYPOCHLORINATION; IRON OR MANGANESE SEQUESTRATION; OR ULTRAVIOLET RADIATION. THE LEAD/CHIEF OPERATOR MUST BE CLASS D OR HIGHER. 50,000 GPD UP TO 0.25 MGD-STAFFING BY CLASS D OR HIGHER OPERATOR: 3 VISITS/WEEK ON NONCONSECUTIVE DAYS FOR A TOTAL OF 0.3 HOUR/WEEK. LESS THAN 50,000 GPD-STAFFING BY A CLASS D OR HIGHER OPERATOR: 2 VISITS/WEEK ON NONCONSECUTIVE DAYS FOR A TOTAL OF 0.2 HOUR/WEEK. THERE SHALL BE NO MORE THAN 5 DAYS BETWEEN THE LAST VISIT IN ONE WEEK AND THE FIRST VISIT IN THE NEXT WEEK. | N | Y | PHILLIPS FOOD STORE | 6926 W. HWY 326 |  | OCALA | FL | 34482 |  | 3526223024 |  | MINAXI PATEL | MINAXI PATEL | 6926 W. HWY 326 |  | OCALA | FL | 34482 |  | 3523515112 |  | INVESTOR | 25 | 36000 | 1 | 2019-04-05 | 2019-03-05 | NC01 | 50
3 | MARION | CD | facility@ocalawestumc.com | 6424735 | NONCOMMUNITY | CHLORINATION; AERATION FOR REMOVAL OF ANY SECONDARY CONTAMINANT, SULFIDE, OR ANY UNREGULATED CONTAMINANT; CORROSION CONTROL INHIBITOR ADDITION; HYPOCHLORINATION; IRON OR MANGANESE SEQUESTRATION; OR ULTRAVIOLET RADIATION. THE LEAD/CHIEF OPERATOR MUST BE CLASS D OR HIGHER. 50,000 GPD UP TO 0.25 MGD-STAFFING BY CLASS D OR HIGHER OPERATOR: 3 VISITS/WEEK ON NONCONSECUTIVE DAYS FOR A TOTAL OF 0.3 HOUR/WEEK. LESS THAN 50,000 GPD-STAFFING BY A CLASS D OR HIGHER OPERATOR: 2 VISITS/WEEK ON NONCONSECUTIVE DAYS FOR A TOTAL OF 0.2 HOUR/WEEK. THERE SHALL BE NO MORE THAN 5 DAYS BETWEEN THE LAST VISIT IN ONE WEEK AND THE FIRST VISIT IN THE NEXT WEEK. | N | Y | OCALA WEST UNITED METH. CHURCH | 9330 S.W.105TH STREET |  | OCALA | FL | 34481 | 7614 | 3528549550 |  | MARK PAFFRATH | DENISE L WISE | 9330 SW 105TH ST. |  | OCALA | FL | 34481 |  | 3528549550 |  | INVESTOR | 25 | 1 | 2 | 2016-12-29 | 2021-09-24 | NC01 | 50
3 | MARION | CD | fellowshipinocala@embarqmail.com | 6424738 | NONCOMMUNITY | CHLORINATION; AERATION FOR REMOVAL OF ANY SECONDARY CONTAMINANT, SULFIDE, OR ANY UNREGULATED CONTAMINANT; CORROSION CONTROL INHIBITOR ADDITION; HYPOCHLORINATION; IRON OR MANGANESE SEQUESTRATION; OR ULTRAVIOLET RADIATION. THE LEAD/CHIEF OPERATOR MUST BE CLASS D OR HIGHER. 50,000 GPD UP TO 0.25 MGD-STAFFING BY CLASS D OR HIGHER OPERATOR: 3 VISITS/WEEK ON NONCONSECUTIVE DAYS FOR A TOTAL OF 0.3 HOUR/WEEK. LESS THAN 50,000 GPD-STAFFING BY A CLASS D OR HIGHER OPERATOR: 2 VISITS/WEEK ON NONCONSECUTIVE DAYS FOR A TOTAL OF 0.2 HOUR/WEEK. THERE SHALL BE NO MORE THAN 5 DAYS BETWEEN THE LAST VISIT IN ONE WEEK AND THE FIRST VISIT IN THE NEXT WEEK. | N | Y | FELLOWSHIP BAPTIST CHURCH | 10500 N. US HWY 27 |  | OCALA | FL | 34482 |  | 3526295379 |  | STEPHAN FRAYSIER | FELLOWSHIP BAPTIST CHURCH | 10500 N . US HWY 27 |  | OCALA | FL | 34482 |  | 3526295379 |  | INVESTOR | 25 | 10800 | 3 | 2016-07-14 | 2021-06-02 | NC01 | 50
3 | MARION | CD |  | 6424739 | NONCOMMUNITY | CHLORINATION; AERATION FOR REMOVAL OF ANY SECONDARY CONTAMINANT, SULFIDE, OR ANY UNREGULATED CONTAMINANT; CORROSION CONTROL INHIBITOR ADDITION; HYPOCHLORINATION; IRON OR MANGANESE SEQUESTRATION; OR ULTRAVIOLET RADIATION. THE LEAD/CHIEF OPERATOR MUST BE CLASS D OR HIGHER. 50,000 GPD UP TO 0.25 MGD-STAFFING BY CLASS D OR HIGHER OPERATOR: 3 VISITS/WEEK ON NONCONSECUTIVE DAYS FOR A TOTAL OF 0.3 HOUR/WEEK. LESS THAN 50,000 GPD-STAFFING BY A CLASS D OR HIGHER OPERATOR: 2 VISITS/WEEK ON NONCONSECUTIVE DAYS FOR A TOTAL OF 0.2 HOUR/WEEK. THERE SHALL BE NO MORE THAN 5 DAYS BETWEEN THE LAST VISIT IN ONE WEEK AND THE FIRST VISIT IN THE NEXT WEEK. | N | Y | CHRISTIAN LIFE ASSEMBLY OF GOD | 9644 HWY 484 |  | OCALA | FL | 34478 |  | 3522376950 |  | PASTOR TOM MARKUM | CHRISTIAN LIFE ASSEMBLY OF GOD | 9641 HWY 484 |  | OCALA | FL | 34481 |  | 3522376950 |  | INVESTOR | 25 | 72000 | 1 | 2019-04-16 | 2019-02-26 | NC01 | 50
3 | MARION | CD | Ed.dal@regalharborhouse.com | 6424741 | COMMUNITY | CHLORINATION; AERATION FOR REMOVAL OF ANY SECONDARY CONTAMINANT, SULFIDE, OR ANY UNREGULATED CONTAMINANT; CORROSION CONTROL INHIBITOR ADDITION; HYPOCHLORINATION; IRON OR MANGANESE SEQUESTRATION; OR ULTRAVIOLET RADIATION. THE LEAD/CHIEF OPERATOR MUST BE CLASS D OR HIGHER. 50,000 GPD UP TO 0.25 MGD-STAFFING BY CLASS D OR HIGHER OPERATOR: 3 VISITS/WEEK ON NONCONSECUTIVE DAYS FOR A TOTAL OF 0.3 HOUR/WEEK. LESS THAN 50,000 GPD-STAFFING BY A CLASS D OR HIGHER OPERATOR: 2 VISITS/WEEK ON NONCONSECUTIVE DAYS FOR A TOTAL OF 0.2 HOUR/WEEK. THERE SHALL BE NO MORE THAN 5 DAYS BETWEEN THE LAST VISIT IN ONE WEEK AND THE FIRST VISIT IN THE NEXT WEEK. | N | Y | THE HARBOR HOUSE AT OCALA | 12080 SW HWY 484 |  | DUNELLON | FL | 34432 |  | 3524899698 |  | DENISE HALL | REGAL SENIOR CARE | 2870 STERLING ROAD | STE 209 | HOLLYWOOD | FL | 33020 |  | 9546132300 |  | INVESTOR | 75 | 23000 | 2 | 2012-03-14 | 2020-03-09 | DC06 | 100
3 | MARION | CD |  | 6424742 | NONCOMMUNITY | CHLORINATION; AERATION FOR REMOVAL OF ANY SECONDARY CONTAMINANT, SULFIDE, OR ANY UNREGULATED CONTAMINANT; CORROSION CONTROL INHIBITOR ADDITION; HYPOCHLORINATION; IRON OR MANGANESE SEQUESTRATION; OR ULTRAVIOLET RADIATION. THE LEAD/CHIEF OPERATOR MUST BE CLASS D OR HIGHER. 50,000 GPD UP TO 0.25 MGD-STAFFING BY CLASS D OR HIGHER OPERATOR: 3 VISITS/WEEK ON NONCONSECUTIVE DAYS FOR A TOTAL OF 0.3 HOUR/WEEK. LESS THAN 50,000 GPD-STAFFING BY A CLASS D OR HIGHER OPERATOR: 2 VISITS/WEEK ON NONCONSECUTIVE DAYS FOR A TOTAL OF 0.2 HOUR/WEEK. THERE SHALL BE NO MORE THAN 5 DAYS BETWEEN THE LAST VISIT IN ONE WEEK AND THE FIRST VISIT IN THE NEXT WEEK. | N | Y | V MART | 14990 N.W. HWY 225 |  | FAIRFIELD | FL | 32634 |  | 3525910434 |  | KAL PATEL | KAL PATEL | 14990 N HWY 225 |  | FAIRFIELD | FL | 32634 |  | 3525910434 |  | INVESTOR | 25 | 36000 | 1 | 2015-06-19 | 2021-09-23 | NC01 | 50
3 | MARION | CD |  | 6424746 | NONTRANSIENT NONCOMMUNITY | CHLORINATION; AERATION FOR REMOVAL OF ANY SECONDARY CONTAMINANT, SULFIDE, OR ANY UNREGULATED CONTAMINANT; CORROSION CONTROL INHIBITOR ADDITION; HYPOCHLORINATION; IRON OR MANGANESE SEQUESTRATION; OR ULTRAVIOLET RADIATION. THE LEAD/CHIEF OPERATOR MUST BE CLASS D OR HIGHER. 50,000 GPD UP TO 0.25 MGD-STAFFING BY CLASS D OR HIGHER OPERATOR: 3 VISITS/WEEK ON NONCONSECUTIVE DAYS FOR A TOTAL OF 0.3 HOUR/WEEK. LESS THAN 50,000 GPD-STAFFING BY A CLASS D OR HIGHER OPERATOR: 2 VISITS/WEEK ON NONCONSECUTIVE DAYS FOR A TOTAL OF 0.2 HOUR/WEEK. THERE SHALL BE NO MORE THAN 5 DAYS BETWEEN THE LAST VISIT IN ONE WEEK AND THE FIRST VISIT IN THE NEXT WEEK. | N | Y | KINDEROO CHILDREN'S ACADEMY | 5180 SW 60TH AVE |  | OCALA | FL | 34474 |  | 3522085111 |  | MARTHA ANZOLA | MARTHA ANZOLA | 5180 SW 60TH AVE. |  | OCALA | FL | 34474 |  | 3528543800 |  | INVESTOR | 25 | 2000 | 1 | 2019-04-29 | 2019-02-27 | NTNC | 100
3 | MARION | CD |  | 6424749 | COMMUNITY | CHLORINATION; AERATION FOR REMOVAL OF ANY SECONDARY CONTAMINANT, SULFIDE, OR ANY UNREGULATED CONTAMINANT; CORROSION CONTROL INHIBITOR ADDITION; HYPOCHLORINATION; IRON OR MANGANESE SEQUESTRATION; OR ULTRAVIOLET RADIATION. THE LEAD/CHIEF OPERATOR MUST BE CLASS C OR HIGHER. 5.0 MGD AND ABOVE-STAFFING BY CLASS C OR HIGHER OPERATOR: 6 HOURS/DAY FOR 5 DAYS/WEEK AND ONE VISIT ON EACH WEEKEND DAY. 3.0 MGD UP TO 5.0 MGD-STAFFING BY CLASS C OR HIGHER OPERATOR: 1 HOUR/DAY FOR 5 DAYS/WEEK AND ONE VISIT ON EACH WEEKEND DAY. 0.25 MGD UP TO 3.0 MGD-STAFFING BY CLASS C OR HIGHER OPERATOR: 5 VISITS/WEEK AND ONE VISIT EACH WEEKEND FOR A TOTAL OF 0.6 HOUR/WEEK. | N | Y | SPRUCE CREEK PRESERVE | 11272 SW 136TH PLACE |  | DUNNELLON | FL | 34432 |  | 3526718510 |  |  | WILLIAM "MIKE" BRYSON | 11800 SE US 441 |  | BELLEVIEW | FL | 34420 |  | 3525725239 |  | COUNTY | 1456 | 936000 | 728 | 2010-02-25 | 2021-02-24 | DC04 | 1000
3 | MARION | CD | storage8@neighborhoodstorage.com | 6424750 | NONCOMMUNITY | CHLORINATION; AERATION FOR REMOVAL OF ANY SECONDARY CONTAMINANT, SULFIDE, OR ANY UNREGULATED CONTAMINANT; CORROSION CONTROL INHIBITOR ADDITION; HYPOCHLORINATION; IRON OR MANGANESE SEQUESTRATION; OR ULTRAVIOLET RADIATION. THE LEAD/CHIEF OPERATOR MUST BE CLASS D OR HIGHER. 50,000 GPD UP TO 0.25 MGD-STAFFING BY CLASS D OR HIGHER OPERATOR: 3 VISITS/WEEK ON NONCONSECUTIVE DAYS FOR A TOTAL OF 0.3 HOUR/WEEK. LESS THAN 50,000 GPD-STAFFING BY A CLASS D OR HIGHER OPERATOR: 2 VISITS/WEEK ON NONCONSECUTIVE DAYS FOR A TOTAL OF 0.2 HOUR/WEEK. THERE SHALL BE NO MORE THAN 5 DAYS BETWEEN THE LAST VISIT IN ONE WEEK AND THE FIRST VISIT IN THE NEXT WEEK. | N | Y | NEIGHBORHOOD STORAGE CENTER #18 | 6785 SW HWY 200 |  | OCALA | FL | 34474 |  | 3523448279 |  | VIRGINIA RAMOS | ANN VANDEUSEN | 1107 E. SILVER SPRINGS BLVD. | UNIT 2 | OCALA | FL | 34470 |  | 8004560698 | 713 | INVESTOR | 25 | 7560 | 2 | 2012-04-10 | 2019-05-15 | NC01 | 50
3 | MARION | CD |  | 6424751 | NONCOMMUNITY | CHLORINATION; AERATION FOR REMOVAL OF ANY SECONDARY CONTAMINANT, SULFIDE, OR ANY UNREGULATED CONTAMINANT; CORROSION CONTROL INHIBITOR ADDITION; HYPOCHLORINATION; IRON OR MANGANESE SEQUESTRATION; OR ULTRAVIOLET RADIATION. THE LEAD/CHIEF OPERATOR MUST BE CLASS D OR HIGHER. 50,000 GPD UP TO 0.25 MGD-STAFFING BY CLASS D OR HIGHER OPERATOR: 3 VISITS/WEEK ON NONCONSECUTIVE DAYS FOR A TOTAL OF 0.3 HOUR/WEEK. LESS THAN 50,000 GPD-STAFFING BY A CLASS D OR HIGHER OPERATOR: 2 VISITS/WEEK ON NONCONSECUTIVE DAYS FOR A TOTAL OF 0.2 HOUR/WEEK. THERE SHALL BE NO MORE THAN 5 DAYS BETWEEN THE LAST VISIT IN ONE WEEK AND THE FIRST VISIT IN THE NEXT WEEK. | N | Y | SILVER MOON TAVERN | 3025 N HWY 41 |  | DUNNELLON | FL | 34432 |  | 3524897020 |  |  | NANCY CAMPOS | 3025 SOUTH US HWY 41 |  | DUNNELLON | FL | 34432 |  | 3524897020 |  | INVESTOR | 25 | 10800 | 1 | 2011-08-03 | 2021-09-27 | NC01 | 50
3 | MARION | CD | GARYKEPPLER@HOTMAIL.COM | 6424753 | NONCOMMUNITY | CHLORINATION; AERATION FOR REMOVAL OF ANY SECONDARY CONTAMINANT, SULFIDE, OR ANY UNREGULATED CONTAMINANT; CORROSION CONTROL INHIBITOR ADDITION; HYPOCHLORINATION; IRON OR MANGANESE SEQUESTRATION; OR ULTRAVIOLET RADIATION. THE LEAD/CHIEF OPERATOR MUST BE CLASS D OR HIGHER. 50,000 GPD UP TO 0.25 MGD-STAFFING BY CLASS D OR HIGHER OPERATOR: 3 VISITS/WEEK ON NONCONSECUTIVE DAYS FOR A TOTAL OF 0.3 HOUR/WEEK. LESS THAN 50,000 GPD-STAFFING BY A CLASS D OR HIGHER OPERATOR: 2 VISITS/WEEK ON NONCONSECUTIVE DAYS FOR A TOTAL OF 0.2 HOUR/WEEK. THERE SHALL BE NO MORE THAN 5 DAYS BETWEEN THE LAST VISIT IN ONE WEEK AND THE FIRST VISIT IN THE NEXT WEEK. | N | Y | ST. JOHN UNITED METHODIST | 12390 W. HWY. 328 |  | OCALA | FL | 34482 |  | 3522375777 |  | GARY KEPPLER | ST. JOHN UNITED METHODIST CHURCH | 9621 SW 202 AVE. |  | DUNNELLON | FL | 34431 |  | 3523623121 |  | INVESTOR | 25 | 10800 | 2 | 2019-08-08 | 2019-04-30 | NC01 | 50
3 | MARION | CD | NO EMAIL PER OWNER. MB | 6424755 | NONCOMMUNITY | CHLORINATION; AERATION FOR REMOVAL OF ANY SECONDARY CONTAMINANT, SULFIDE, OR ANY UNREGULATED CONTAMINANT; CORROSION CONTROL INHIBITOR ADDITION; HYPOCHLORINATION; IRON OR MANGANESE SEQUESTRATION; OR ULTRAVIOLET RADIATION. THE LEAD/CHIEF OPERATOR MUST BE CLASS D OR HIGHER. 50,000 GPD UP TO 0.25 MGD-STAFFING BY CLASS D OR HIGHER OPERATOR: 3 VISITS/WEEK ON NONCONSECUTIVE DAYS FOR A TOTAL OF 0.3 HOUR/WEEK. LESS THAN 50,000 GPD-STAFFING BY A CLASS D OR HIGHER OPERATOR: 2 VISITS/WEEK ON NONCONSECUTIVE DAYS FOR A TOTAL OF 0.2 HOUR/WEEK. THERE SHALL BE NO MORE THAN 5 DAYS BETWEEN THE LAST VISIT IN ONE WEEK AND THE FIRST VISIT IN THE NEXT WEEK. | N | Y | GILBERT'S ACE HARDWARE | 7777 NW HWY 225A |  | OCALA | FL | 34482 |  | 3526223031 |  | TOMMY GILBERT | TOMMY GILBERT | 7777 NW HWY 225A |  | OCALA | FL | 34482 |  | 3526223031 |  | INVESTOR/LICENSED PUBLIC UTILITIES | 25 | 2000 | 1 | 2011-09-20 | 2019-02-22 | NC01 | 50
3 | MARION | CD |  | 6424759 | NONCOMMUNITY | CHLORINATION; AERATION FOR REMOVAL OF ANY SECONDARY CONTAMINANT, SULFIDE, OR ANY UNREGULATED CONTAMINANT; CORROSION CONTROL INHIBITOR ADDITION; HYPOCHLORINATION; IRON OR MANGANESE SEQUESTRATION; OR ULTRAVIOLET RADIATION. THE LEAD/CHIEF OPERATOR MUST BE CLASS D OR HIGHER. 50,000 GPD UP TO 0.25 MGD-STAFFING BY CLASS D OR HIGHER OPERATOR: 3 VISITS/WEEK ON NONCONSECUTIVE DAYS FOR A TOTAL OF 0.3 HOUR/WEEK. LESS THAN 50,000 GPD-STAFFING BY A CLASS D OR HIGHER OPERATOR: 2 VISITS/WEEK ON NONCONSECUTIVE DAYS FOR A TOTAL OF 0.2 HOUR/WEEK. THERE SHALL BE NO MORE THAN 5 DAYS BETWEEN THE LAST VISIT IN ONE WEEK AND THE FIRST VISIT IN THE NEXT WEEK. | N | Y | I-75 FLEA MARKET, LLC | 4121 N.W. 44TH AVE |  | OCALA | FL | 34474 |  | 3523519220 |  | TROY MITCHELL | TROY MITCHELL | 4121 NW 44TH AVE. |  | OCALA | FL | 34474 |  | 3522910600 |  | INVESTOR | 25 | 36000 | 1 | 2011-11-07 | 2019-02-22 | NC01 | 50
3 | MARION | CD | grandviewchurch@cox.net | 6424760 | NONCOMMUNITY | CHLORINATION; AERATION FOR REMOVAL OF ANY SECONDARY CONTAMINANT, SULFIDE, OR ANY UNREGULATED CONTAMINANT; CORROSION CONTROL INHIBITOR ADDITION; HYPOCHLORINATION; IRON OR MANGANESE SEQUESTRATION; OR ULTRAVIOLET RADIATION. THE LEAD/CHIEF OPERATOR MUST BE CLASS D OR HIGHER. 50,000 GPD UP TO 0.25 MGD-STAFFING BY CLASS D OR HIGHER OPERATOR: 3 VISITS/WEEK ON NONCONSECUTIVE DAYS FOR A TOTAL OF 0.3 HOUR/WEEK. LESS THAN 50,000 GPD-STAFFING BY A CLASS D OR HIGHER OPERATOR: 2 VISITS/WEEK ON NONCONSECUTIVE DAYS FOR A TOTAL OF 0.2 HOUR/WEEK. THERE SHALL BE NO MORE THAN 5 DAYS BETWEEN THE LAST VISIT IN ONE WEEK AND THE FIRST VISIT IN THE NEXT WEEK. | N | Y | GRAND VIEW CHURCH | 12401 SW HWY 484 |  | DUNNELLON | FL | 34430 |  | 3524891726 |  | DEBBIE WATTS | DEBBIE WATTS | 12401 SW HWY 484 |  | DUNNELLON | FL | 34432 |  | 3522195651 |  | INVESTOR | 25 | 2500 | 1 | 2017-02-22 | 2021-03-02 | NC01 | 50
3 | MARION | CD | justin.baxley@hiers-baxley.net | 6424763 | NONCOMMUNITY | CHLORINATION; AERATION FOR REMOVAL OF ANY SECONDARY CONTAMINANT, SULFIDE, OR ANY UNREGULATED CONTAMINANT; CORROSION CONTROL INHIBITOR ADDITION; HYPOCHLORINATION; IRON OR MANGANESE SEQUESTRATION; OR ULTRAVIOLET RADIATION. THE LEAD/CHIEF OPERATOR MUST BE CLASS D OR HIGHER. 50,000 GPD UP TO 0.25 MGD-STAFFING BY CLASS D OR HIGHER OPERATOR: 3 VISITS/WEEK ON NONCONSECUTIVE DAYS FOR A TOTAL OF 0.3 HOUR/WEEK. LESS THAN 50,000 GPD-STAFFING BY A CLASS D OR HIGHER OPERATOR: 2 VISITS/WEEK ON NONCONSECUTIVE DAYS FOR A TOTAL OF 0.2 HOUR/WEEK. THERE SHALL BE NO MORE THAN 5 DAYS BETWEEN THE LAST VISIT IN ONE WEEK AND THE FIRST VISIT IN THE NEXT WEEK. | N | Y | HIERS-BAXLEY FUNERAL SERVICES | 9695 SW 110TH STREET |  | OCALA | FL | 34470 |  | 3528734114 |  | JUSTIN BAXLEY | WILLIAM JOHNSON | 9695 SW 110TH ST. |  | OCALA | FL | 34470 |  | 3528734114 |  | INVESTOR | 25 | 10800 | 1 | 2012-06-12 | 2019-03-05 | NC01 | 50
3 | MARION | CD |  | 6424764 | NONCOMMUNITY | CHLORINATION; AERATION FOR REMOVAL OF ANY SECONDARY CONTAMINANT, SULFIDE, OR ANY UNREGULATED CONTAMINANT; CORROSION CONTROL INHIBITOR ADDITION; HYPOCHLORINATION; IRON OR MANGANESE SEQUESTRATION; OR ULTRAVIOLET RADIATION. THE LEAD/CHIEF OPERATOR MUST BE CLASS D OR HIGHER. 50,000 GPD UP TO 0.25 MGD-STAFFING BY CLASS D OR HIGHER OPERATOR: 3 VISITS/WEEK ON NONCONSECUTIVE DAYS FOR A TOTAL OF 0.3 HOUR/WEEK. LESS THAN 50,000 GPD-STAFFING BY A CLASS D OR HIGHER OPERATOR: 2 VISITS/WEEK ON NONCONSECUTIVE DAYS FOR A TOTAL OF 0.2 HOUR/WEEK. THERE SHALL BE NO MORE THAN 5 DAYS BETWEEN THE LAST VISIT IN ONE WEEK AND THE FIRST VISIT IN THE NEXT WEEK. | N | Y | EPISCOPAL CHURCH OF ADVENT | 11251 SW HWY 484 |  | DUNNELLON | FL | 34432 |  | 3522370882 |  | PAUL MCGUCKIN | EPISCOPAL CHURCH OF ADVENT | 11251 SW HWY 484 |  | DUNNELLON | FL | 34432 |  | 3524657272 |  | INVESTOR | 30 | 4500 | 1 | 2011-05-27 | 2021-03-02 | NC01 | 50
3 | MARION | CD |  | 6424766 | NONCOMMUNITY | CHLORINATION; AERATION FOR REMOVAL OF ANY SECONDARY CONTAMINANT, SULFIDE, OR ANY UNREGULATED CONTAMINANT; CORROSION CONTROL INHIBITOR ADDITION; HYPOCHLORINATION; IRON OR MANGANESE SEQUESTRATION; OR ULTRAVIOLET RADIATION. THE LEAD/CHIEF OPERATOR MUST BE CLASS D OR HIGHER. 50,000 GPD UP TO 0.25 MGD-STAFFING BY CLASS D OR HIGHER OPERATOR: 3 VISITS/WEEK ON NONCONSECUTIVE DAYS FOR A TOTAL OF 0.3 HOUR/WEEK. LESS THAN 50,000 GPD-STAFFING BY A CLASS D OR HIGHER OPERATOR: 2 VISITS/WEEK ON NONCONSECUTIVE DAYS FOR A TOTAL OF 0.2 HOUR/WEEK. THERE SHALL BE NO MORE THAN 5 DAYS BETWEEN THE LAST VISIT IN ONE WEEK AND THE FIRST VISIT IN THE NEXT WEEK. | N | Y | THE LIFE CENTER CHURCH | 4411 N.W. 60TH STREET |  | OCALA | FL | 34482 |  | 3527327774 |  | BARRY HENSON | BARRY HENSON | 4411 NW 60TH ST. |  | OCALA | FL | 34482 |  | 3527327774 |  | INVESTOR | 25 | 7200 | 1 | 2013-03-04 | 2019-03-25 | NC01 | 50
3 | MARION | CD |  | 6424768 | COMMUNITY | CHLORINATION; AERATION FOR REMOVAL OF ANY SECONDARY CONTAMINANT, SULFIDE, OR ANY UNREGULATED CONTAMINANT; CORROSION CONTROL INHIBITOR ADDITION; HYPOCHLORINATION; IRON OR MANGANESE SEQUESTRATION; OR ULTRAVIOLET RADIATION. THE LEAD/CHIEF OPERATOR MUST BE CLASS C OR HIGHER. 5.0 MGD AND ABOVE-STAFFING BY CLASS C OR HIGHER OPERATOR: 6 HOURS/DAY FOR 5 DAYS/WEEK AND ONE VISIT ON EACH WEEKEND DAY. 3.0 MGD UP TO 5.0 MGD-STAFFING BY CLASS C OR HIGHER OPERATOR: 1 HOUR/DAY FOR 5 DAYS/WEEK AND ONE VISIT ON EACH WEEKEND DAY. 0.25 MGD UP TO 3.0 MGD-STAFFING BY CLASS C OR HIGHER OPERATOR: 5 VISITS/WEEK AND ONE VISIT EACH WEEKEND FOR A TOTAL OF 0.6 HOUR/WEEK. | N | Y | GOLDEN OCALA (2 WTP) | 2550 NW 70TH AVE RD |  | OCALA | FL | 34482 |  | 3526871856 |  |  | WILLIAM "MIKE" BRYSON | 11800 SE US 441 |  | BELLEVIEW | FL | 34420 |  | 3525725239 |  | COUNTY | 182 | 570900 | 52 | 2008-07-17 | 2019-12-10 | DC04 | 1000
3 | MARION | CD |  | 6424771 | NONCOMMUNITY | CHLORINATION; AERATION FOR REMOVAL OF ANY SECONDARY CONTAMINANT, SULFIDE, OR ANY UNREGULATED CONTAMINANT; CORROSION CONTROL INHIBITOR ADDITION; HYPOCHLORINATION; IRON OR MANGANESE SEQUESTRATION; OR ULTRAVIOLET RADIATION. THE LEAD/CHIEF OPERATOR MUST BE CLASS D OR HIGHER. 50,000 GPD UP TO 0.25 MGD-STAFFING BY CLASS D OR HIGHER OPERATOR: 3 VISITS/WEEK ON NONCONSECUTIVE DAYS FOR A TOTAL OF 0.3 HOUR/WEEK. LESS THAN 50,000 GPD-STAFFING BY A CLASS D OR HIGHER OPERATOR: 2 VISITS/WEEK ON NONCONSECUTIVE DAYS FOR A TOTAL OF 0.2 HOUR/WEEK. THERE SHALL BE NO MORE THAN 5 DAYS BETWEEN THE LAST VISIT IN ONE WEEK AND THE FIRST VISIT IN THE NEXT WEEK. | N | Y | SILOAM BAPTIST CHURCH | 12977 NW 35TH ST |  | OCALA | FL | 34482 |  | 3522075030 |  | JAY HOPKINS | SILOAM BAPTIST CHURCH | 12977 NW 35TH ST |  | OCALA | FL | 34482 |  | 3524020785 |  | OTHER | 100 | 1181 | 2 | 2017-08-09 | 2017-06-16 | NC01 | 50
3 | MARION | CD | kdcolen266@otowfl.com | 6424772 | NONCOMMUNITY | CHLORINATION; AERATION FOR REMOVAL OF ANY SECONDARY CONTAMINANT, SULFIDE, OR ANY UNREGULATED CONTAMINANT; CORROSION CONTROL INHIBITOR ADDITION; HYPOCHLORINATION; IRON OR MANGANESE SEQUESTRATION; OR ULTRAVIOLET RADIATION. THE LEAD/CHIEF OPERATOR MUST BE CLASS D OR HIGHER. 50,000 GPD UP TO 0.25 MGD-STAFFING BY CLASS D OR HIGHER OPERATOR: 3 VISITS/WEEK ON NONCONSECUTIVE DAYS FOR A TOTAL OF 0.3 HOUR/WEEK. LESS THAN 50,000 GPD-STAFFING BY A CLASS D OR HIGHER OPERATOR: 2 VISITS/WEEK ON NONCONSECUTIVE DAYS FOR A TOTAL OF 0.2 HOUR/WEEK. THERE SHALL BE NO MORE THAN 5 DAYS BETWEEN THE LAST VISIT IN ONE WEEK AND THE FIRST VISIT IN THE NEXT WEEK. | N | Y | HORTICULTURAL ARTS & PARK INSTITUTE | S.W. 80TH AVE. |  | OCALA | FL | 34481 |  |  |  | CHRIS RUSSEL | KENNETH COLEN | 8435 SW 80TH ST. | SUITE 3 | OCALA | FL | 34481 |  | 3523877480 |  | INVESTOR | 25 | 2000 | 4 | 2019-02-28 | 2019-02-27 | NC01 | 50
3 | MARION | CD |  | 6424774 | NONCOMMUNITY | CHLORINATION; AERATION FOR REMOVAL OF ANY SECONDARY CONTAMINANT, SULFIDE, OR ANY UNREGULATED CONTAMINANT; CORROSION CONTROL INHIBITOR ADDITION; HYPOCHLORINATION; IRON OR MANGANESE SEQUESTRATION; OR ULTRAVIOLET RADIATION. THE LEAD/CHIEF OPERATOR MUST BE CLASS D OR HIGHER. 50,000 GPD UP TO 0.25 MGD-STAFFING BY CLASS D OR HIGHER OPERATOR: 3 VISITS/WEEK ON NONCONSECUTIVE DAYS FOR A TOTAL OF 0.3 HOUR/WEEK. LESS THAN 50,000 GPD-STAFFING BY A CLASS D OR HIGHER OPERATOR: 2 VISITS/WEEK ON NONCONSECUTIVE DAYS FOR A TOTAL OF 0.2 HOUR/WEEK. THERE SHALL BE NO MORE THAN 5 DAYS BETWEEN THE LAST VISIT IN ONE WEEK AND THE FIRST VISIT IN THE NEXT WEEK. | N | Y | FLEMINGTON COMMUNITY PARK | 18200 NORTH HWY 329 |  | FLEMINGTON | FL | 34471 |  | 3522367111 |  |  | LAURA COOPER | 111 SE 25TH AVE |  | OCALA | FL | 34471 | 9179 | 3526718560 |  | MUNICIPALITY | 25 | 10800 | 1 | 2015-05-01 | 2018-07-27 | NC01 | 50
3 | MARION | CD |  | 6424778 | NONTRANSIENT NONCOMMUNITY | CHLORINATION; AERATION FOR REMOVAL OF ANY SECONDARY CONTAMINANT, SULFIDE, OR ANY UNREGULATED CONTAMINANT; CORROSION CONTROL INHIBITOR ADDITION; HYPOCHLORINATION; IRON OR MANGANESE SEQUESTRATION; OR ULTRAVIOLET RADIATION. THE LEAD/CHIEF OPERATOR MUST BE CLASS D OR HIGHER. 50,000 GPD UP TO 0.25 MGD-STAFFING BY CLASS D OR HIGHER OPERATOR: 3 VISITS/WEEK ON NONCONSECUTIVE DAYS FOR A TOTAL OF 0.3 HOUR/WEEK. LESS THAN 50,000 GPD-STAFFING BY A CLASS D OR HIGHER OPERATOR: 2 VISITS/WEEK ON NONCONSECUTIVE DAYS FOR A TOTAL OF 0.2 HOUR/WEEK. THERE SHALL BE NO MORE THAN 5 DAYS BETWEEN THE LAST VISIT IN ONE WEEK AND THE FIRST VISIT IN THE NEXT WEEK. | N | Y | RCMA LA GUADALUPANA CDC | 11153 W. HWY. 40 |  | OCALA | FL | 34471 |  |  |  | VICTORIA CONTRERAS | MIKE FACUNDO | 402 W. MAIN ST. |  | IMMOKALEE | FL | 34142 |  | 2396583560 | 281 | OTHER | 35 | 10000 | 2 | 2018-09-10 | 2020-11-06 | NTNC | 100
3 | MARION | CD |  | 6424779 | NONCOMMUNITY | CHLORINATION; AERATION FOR REMOVAL OF ANY SECONDARY CONTAMINANT, SULFIDE, OR ANY UNREGULATED CONTAMINANT; CORROSION CONTROL INHIBITOR ADDITION; HYPOCHLORINATION; IRON OR MANGANESE SEQUESTRATION; OR ULTRAVIOLET RADIATION. THE LEAD/CHIEF OPERATOR MUST BE CLASS D OR HIGHER. 50,000 GPD UP TO 0.25 MGD-STAFFING BY CLASS D OR HIGHER OPERATOR: 3 VISITS/WEEK ON NONCONSECUTIVE DAYS FOR A TOTAL OF 0.3 HOUR/WEEK. LESS THAN 50,000 GPD-STAFFING BY A CLASS D OR HIGHER OPERATOR: 2 VISITS/WEEK ON NONCONSECUTIVE DAYS FOR A TOTAL OF 0.2 HOUR/WEEK. THERE SHALL BE NO MORE THAN 5 DAYS BETWEEN THE LAST VISIT IN ONE WEEK AND THE FIRST VISIT IN THE NEXT WEEK. | N | Y | LANDBRIDGE TRAILHEAD PARK | CR475 A |  | OCALA | FL | 34471 |  |  |  | KELLY CONLEY | KELLY CONLEY | 8282 SE HWY 314 |  | OCALA | FL | 34470 |  | 3522367143 |  | DEP (STATE PARK OR STATE REC AREA) | 25 | 10000 | 3 | 2012-05-11 | 2018-08-15 | NC01 | 50
3 | MARION | CD |  | 6424780 | NONCOMMUNITY | CHLORINATION; AERATION FOR REMOVAL OF ANY SECONDARY CONTAMINANT, SULFIDE, OR ANY UNREGULATED CONTAMINANT; CORROSION CONTROL INHIBITOR ADDITION; HYPOCHLORINATION; IRON OR MANGANESE SEQUESTRATION; OR ULTRAVIOLET RADIATION. THE LEAD/CHIEF OPERATOR MUST BE CLASS D OR HIGHER. 50,000 GPD UP TO 0.25 MGD-STAFFING BY CLASS D OR HIGHER OPERATOR: 3 VISITS/WEEK ON NONCONSECUTIVE DAYS FOR A TOTAL OF 0.3 HOUR/WEEK. LESS THAN 50,000 GPD-STAFFING BY A CLASS D OR HIGHER OPERATOR: 2 VISITS/WEEK ON NONCONSECUTIVE DAYS FOR A TOTAL OF 0.2 HOUR/WEEK. THERE SHALL BE NO MORE THAN 5 DAYS BETWEEN THE LAST VISIT IN ONE WEEK AND THE FIRST VISIT IN THE NEXT WEEK. | N | Y | HITS INC. | 13570 NW HWY. 27 |  | OCALA | FL | 34482 |  | 3526202275 |  | THOMAS STRUZZIERI | JOANNE PARISIAN | 319 MAIN ST. |  | SAUGERTIES | NY | 12477 |  | 8452468883 |  | INVESTOR | 25 | 40320 | 2 | 2017-07-11 | 2017-06-16 | NC01 | 50
3 | MARION | CD |  | 6424781 | NONCOMMUNITY | CHLORINATION; AERATION FOR REMOVAL OF ANY SECONDARY CONTAMINANT, SULFIDE, OR ANY UNREGULATED CONTAMINANT; CORROSION CONTROL INHIBITOR ADDITION; HYPOCHLORINATION; IRON OR MANGANESE SEQUESTRATION; OR ULTRAVIOLET RADIATION. THE LEAD/CHIEF OPERATOR MUST BE CLASS D OR HIGHER. 50,000 GPD UP TO 0.25 MGD-STAFFING BY CLASS D OR HIGHER OPERATOR: 3 VISITS/WEEK ON NONCONSECUTIVE DAYS FOR A TOTAL OF 0.3 HOUR/WEEK. LESS THAN 50,000 GPD-STAFFING BY A CLASS D OR HIGHER OPERATOR: 2 VISITS/WEEK ON NONCONSECUTIVE DAYS FOR A TOTAL OF 0.2 HOUR/WEEK. THERE SHALL BE NO MORE THAN 5 DAYS BETWEEN THE LAST VISIT IN ONE WEEK AND THE FIRST VISIT IN THE NEXT WEEK. | N | Y | ROADWAY EXPRESS | 410 S.W. 52ND AVE. |  | OCALA | FL | 34474 |  | 3522371209 |  | AANCHAL GUPTA | [9 empty] | INVESTOR | 25 | 5000 | 1 | 2011-05-25 | 2017-06-16 | NC01 | 50
3 | MARION | CD |  | 6424782 | NONCOMMUNITY | CHLORINATION; AERATION FOR REMOVAL OF ANY SECONDARY CONTAMINANT, SULFIDE, OR ANY UNREGULATED CONTAMINANT; CORROSION CONTROL INHIBITOR ADDITION; HYPOCHLORINATION; IRON OR MANGANESE SEQUESTRATION; OR ULTRAVIOLET RADIATION. THE LEAD/CHIEF OPERATOR MUST BE CLASS D OR HIGHER. 50,000 GPD UP TO 0.25 MGD-STAFFING BY CLASS D OR HIGHER OPERATOR: 3 VISITS/WEEK ON NONCONSECUTIVE DAYS FOR A TOTAL OF 0.3 HOUR/WEEK. LESS THAN 50,000 GPD-STAFFING BY A CLASS D OR HIGHER OPERATOR: 2 VISITS/WEEK ON NONCONSECUTIVE DAYS FOR A TOTAL OF 0.2 HOUR/WEEK. THERE SHALL BE NO MORE THAN 5 DAYS BETWEEN THE LAST VISIT IN ONE WEEK AND THE FIRST VISIT IN THE NEXT WEEK. | N | Y | ROSS PRAIRIE TRAILHEAD PARK | CR 484 & SR 200 |  | OCALA | FL | 34481 |  | 3522367143 |  | KELLY CONLEY | KELLY CONLEY | 8282 SE HWY 314 |  | OCALA | FL | 34470 |  | 3522367143 |  | DEP (STATE PARK OR STATE REC AREA) | 25 | 5000 | 1 | 2018-03-26 | 2018-03-13 | NC01 | 50
3 | MARION | CD |  | 6424784 | NONCOMMUNITY | CHLORINATION; AERATION FOR REMOVAL OF ANY SECONDARY CONTAMINANT, SULFIDE, OR ANY UNREGULATED CONTAMINANT; CORROSION CONTROL INHIBITOR ADDITION; HYPOCHLORINATION; IRON OR MANGANESE SEQUESTRATION; OR ULTRAVIOLET RADIATION. THE LEAD/CHIEF OPERATOR MUST BE CLASS D OR HIGHER. 50,000 GPD UP TO 0.25 MGD-STAFFING BY CLASS D OR HIGHER OPERATOR: 3 VISITS/WEEK ON NONCONSECUTIVE DAYS FOR A TOTAL OF 0.3 HOUR/WEEK. LESS THAN 50,000 GPD-STAFFING BY A CLASS D OR HIGHER OPERATOR: 2 VISITS/WEEK ON NONCONSECUTIVE DAYS FOR A TOTAL OF 0.2 HOUR/WEEK. THERE SHALL BE NO MORE THAN 5 DAYS BETWEEN THE LAST VISIT IN ONE WEEK AND THE FIRST VISIT IN THE NEXT WEEK. | N | Y | RAINBOW LAKES COMMUNITY CENTER AND PARK | 4030 RAINBOW LAKES BLVD |  | DUNNELLON | FL | 34430 |  | 3524894280 |  | JEFFERY WHITE | PAMELA SPICUZZA | 4000 SW DEEPWATER CT. |  | DUNNELLON | FL | 34431 |  | 3524894280 |  | AUTHORITY/COMMISSION/DISTRICT | 25 | 5000 | 6 | 2019-07-31 | 2019-03-18 | NC01 | 50
3 | MARION | CD |  | 6424785 | COMMUNITY | NO TREATMENT--CONSECUTIVE SYSTEMS ONLY | N | Y | OCALA PALMS (CONSEC.) | 2661 NW 60TH AVE. |  | OCALA | FL | 34482 |  | 3527325450 |  | OCALA PALMS UTILITIES, LLC | OCALA PALMS UTILITIES | 5970 NW 18TH PL. |  | OCALA | FL | 34482 |  | 3527329898 |  | INVESTOR | 2015 | 1000000 | 213 | 2016-07-13 | 2019-01-30 | PC02 | 100
3 | MARION | CD |  | 6424786 | NONCOMMUNITY | CHLORINATION; AERATION FOR REMOVAL OF ANY SECONDARY CONTAMINANT, SULFIDE, OR ANY UNREGULATED CONTAMINANT; CORROSION CONTROL INHIBITOR ADDITION; HYPOCHLORINATION; IRON OR MANGANESE SEQUESTRATION; OR ULTRAVIOLET RADIATION. THE LEAD/CHIEF OPERATOR MUST BE CLASS D OR HIGHER. 50,000 GPD UP TO 0.25 MGD-STAFFING BY CLASS D OR HIGHER OPERATOR: 3 VISITS/WEEK ON NONCONSECUTIVE DAYS FOR A TOTAL OF 0.3 HOUR/WEEK. LESS THAN 50,000 GPD-STAFFING BY A CLASS D OR HIGHER OPERATOR: 2 VISITS/WEEK ON NONCONSECUTIVE DAYS FOR A TOTAL OF 0.2 HOUR/WEEK. THERE SHALL BE NO MORE THAN 5 DAYS BETWEEN THE LAST VISIT IN ONE WEEK AND THE FIRST VISIT IN THE NEXT WEEK. | N | Y | ADESA-OCALA AUTO AUCTION | 540 S.W. 38TH AVE. |  | OCALA | FL | 34474 |  | 3523515100 |  | BRAD YEAGER | BRAD YEAGER | 540 SW 38TH AVE. |  | OCALA | FL | 34474 |  | 3523515100 |  | INVESTOR | 25 | 5000 | 6 | 2016-07-11 | 2020-11-23 | NC01 | 50
3 | MARION | CD |  | 6424787 | NONCOMMUNITY | CHLORINATION; AERATION FOR REMOVAL OF ANY SECONDARY CONTAMINANT, SULFIDE, OR ANY UNREGULATED CONTAMINANT; CORROSION CONTROL INHIBITOR ADDITION; HYPOCHLORINATION; IRON OR MANGANESE SEQUESTRATION; OR ULTRAVIOLET RADIATION. THE LEAD/CHIEF OPERATOR MUST BE CLASS D OR HIGHER. 50,000 GPD UP TO 0.25 MGD-STAFFING BY CLASS D OR HIGHER OPERATOR: 3 VISITS/WEEK ON NONCONSECUTIVE DAYS FOR A TOTAL OF 0.3 HOUR/WEEK. LESS THAN 50,000 GPD-STAFFING BY A CLASS D OR HIGHER OPERATOR: 2 VISITS/WEEK ON NONCONSECUTIVE DAYS FOR A TOTAL OF 0.2 HOUR/WEEK. THERE SHALL BE NO MORE THAN 5 DAYS BETWEEN THE LAST VISIT IN ONE WEEK AND THE FIRST VISIT IN THE NEXT WEEK. | N | Y | N. DUNNELLON JEHOVAH WITNESSES | 19565 SW 36TH ST, 1/2 MILE WEST OF SR 41 |  | DUNNELLON | FL | 34431 |  |  |  | WESLEY TURNBAUGH | WESLEY TURNBAUGH | 8950 SW 203RD CT. |  | DUNNELLON | FL | 34431 | 5723 | 3524895318 |  | OTHER | 25 | 10800 | 1 | 2019-05-31 | 2019-03-18 | NC01 | 50
3 | MARION | CD |  | 6424794 | NONCOMMUNITY | CHLORINATION; AERATION FOR REMOVAL OF ANY SECONDARY CONTAMINANT, SULFIDE, OR ANY UNREGULATED CONTAMINANT; CORROSION CONTROL INHIBITOR ADDITION; HYPOCHLORINATION; IRON OR MANGANESE SEQUESTRATION; OR ULTRAVIOLET RADIATION. THE LEAD/CHIEF OPERATOR MUST BE CLASS D OR HIGHER. 50,000 GPD UP TO 0.25 MGD-STAFFING BY CLASS D OR HIGHER OPERATOR: 3 VISITS/WEEK ON NONCONSECUTIVE DAYS FOR A TOTAL OF 0.3 HOUR/WEEK. LESS THAN 50,000 GPD-STAFFING BY A CLASS D OR HIGHER OPERATOR: 2 VISITS/WEEK ON NONCONSECUTIVE DAYS FOR A TOTAL OF 0.2 HOUR/WEEK. THERE SHALL BE NO MORE THAN 5 DAYS BETWEEN THE LAST VISIT IN ONE WEEK AND THE FIRST VISIT IN THE NEXT WEEK. | N | Y | ADENA SPRINGS HOUSING FACILITY | 14357 W. HWY 316 |  | OCALA | FL | 32696 |  | 3525281287 |  | HEATHER MARTIN | HEATHER MARTIN | 15045 NW 141ST CT. |  | WILLISTON | FL | 32696 |  | 3525281287 |  | INVESTOR | 25 | 15000 | 8 | 2020-01-17 | 2019-12-27 | NC01 | 50
3 | MARION | CD | BLUNT.KEITH@YAHOO.COM | 6424796 | NONCOMMUNITY | CHLORINATION; AERATION FOR REMOVAL OF ANY SECONDARY CONTAMINANT, SULFIDE, OR ANY UNREGULATED CONTAMINANT; CORROSION CONTROL INHIBITOR ADDITION; HYPOCHLORINATION; IRON OR MANGANESE SEQUESTRATION; OR ULTRAVIOLET RADIATION. THE LEAD/CHIEF OPERATOR MUST BE CLASS D OR HIGHER. 50,000 GPD UP TO 0.25 MGD-STAFFING BY CLASS D OR HIGHER OPERATOR: 3 VISITS/WEEK ON NONCONSECUTIVE DAYS FOR A TOTAL OF 0.3 HOUR/WEEK. LESS THAN 50,000 GPD-STAFFING BY A CLASS D OR HIGHER OPERATOR: 2 VISITS/WEEK ON NONCONSECUTIVE DAYS FOR A TOTAL OF 0.2 HOUR/WEEK. THERE SHALL BE NO MORE THAN 5 DAYS BETWEEN THE LAST VISIT IN ONE WEEK AND THE FIRST VISIT IN THE NEXT WEEK. | N | Y | NEW JERUSALEM BAPTIST CHURCH | 9010 SW 34TH PLACE |  | OCALA | FL | 34481 |  | 3522160302 |  | NATE ANDREWS | PASTOR KEITH BLUNT | 9010 SW 34TH PLACE |  | OCALA | FL | 34481 |  | 3522160302 |  | OTHER | 25 | 3000 | 1 | 2017-12-01 | 2017-06-16 | NC01 | 50
3 | MARION | CD |  | 6424797 | NONCOMMUNITY | CHLORINATION; AERATION FOR REMOVAL OF ANY SECONDARY CONTAMINANT, SULFIDE, OR ANY UNREGULATED CONTAMINANT; CORROSION CONTROL INHIBITOR ADDITION; HYPOCHLORINATION; IRON OR MANGANESE SEQUESTRATION; OR ULTRAVIOLET RADIATION. THE LEAD/CHIEF OPERATOR MUST BE CLASS D OR HIGHER. 50,000 GPD UP TO 0.25 MGD-STAFFING BY CLASS D OR HIGHER OPERATOR: 3 VISITS/WEEK ON NONCONSECUTIVE DAYS FOR A TOTAL OF 0.3 HOUR/WEEK. LESS THAN 50,000 GPD-STAFFING BY A CLASS D OR HIGHER OPERATOR: 2 VISITS/WEEK ON NONCONSECUTIVE DAYS FOR A TOTAL OF 0.2 HOUR/WEEK. THERE SHALL BE NO MORE THAN 5 DAYS BETWEEN THE LAST VISIT IN ONE WEEK AND THE FIRST VISIT IN THE NEXT WEEK. | N | Y | THE COUNTRY STORE | 10555 W. HWY 318 |  | REDDICK | FL | 32686 |  | 3525910446 |  | SAFAL DESAI | SAFAL DESAI | 8718 NW 35TH PL |  | GAINESVILLE | FL | 32606 |  | 3525910446 |  | INVESTOR | 25 | 2000 | 1 | 2016-08-15 | 2021-07-27 | NC01 | 50
3 | MARION | CD |  | 6424800 | NONCOMMUNITY | CHLORINATION; AERATION FOR REMOVAL OF ANY SECONDARY CONTAMINANT, SULFIDE, OR ANY UNREGULATED CONTAMINANT; CORROSION CONTROL INHIBITOR ADDITION; HYPOCHLORINATION; IRON OR MANGANESE SEQUESTRATION; OR ULTRAVIOLET RADIATION. THE LEAD/CHIEF OPERATOR MUST BE CLASS D OR HIGHER. 50,000 GPD UP TO 0.25 MGD-STAFFING BY CLASS D OR HIGHER OPERATOR: 3 VISITS/WEEK ON NONCONSECUTIVE DAYS FOR A TOTAL OF 0.3 HOUR/WEEK. LESS THAN 50,000 GPD-STAFFING BY A CLASS D OR HIGHER OPERATOR: 2 VISITS/WEEK ON NONCONSECUTIVE DAYS FOR A TOTAL OF 0.2 HOUR/WEEK. THERE SHALL BE NO MORE THAN 5 DAYS BETWEEN THE LAST VISIT IN ONE WEEK AND THE FIRST VISIT IN THE NEXT WEEK. | N | Y | BERRETTINI FEED SPECIALISTS | 13052 N. HWY 27 |  | OCALA | FL | 34482 |  | 3526291447 |  | MICHAEL BERRETTINI | MICHAEL BERRETTINI | 13052 N. HWY 27 |  | OCALA | FL | 34482 |  | 3526291447 |  | INVESTOR | 25 | 5000 | 1 | 2016-07-25 | 2020-11-23 | NC01 | 50
3 | MARION | CD |  | 6424801 | NONTRANSIENT NONCOMMUNITY | CHLORINATION; AERATION FOR REMOVAL OF ANY SECONDARY CONTAMINANT, SULFIDE, OR ANY UNREGULATED CONTAMINANT; CORROSION CONTROL INHIBITOR ADDITION; HYPOCHLORINATION; IRON OR MANGANESE SEQUESTRATION; OR ULTRAVIOLET RADIATION. THE LEAD/CHIEF OPERATOR MUST BE CLASS C OR HIGHER. 5.0 MGD AND ABOVE-STAFFING BY CLASS C OR HIGHER OPERATOR: 6 HOURS/DAY FOR 5 DAYS/WEEK AND ONE VISIT ON EACH WEEKEND DAY. 3.0 MGD UP TO 5.0 MGD-STAFFING BY CLASS C OR HIGHER OPERATOR: 1 HOUR/DAY FOR 5 DAYS/WEEK AND ONE VISIT ON EACH WEEKEND DAY. 0.25 MGD UP TO 3.0 MGD-STAFFING BY CLASS C OR HIGHER OPERATOR: 5 VISITS/WEEK AND ONE VISIT EACH WEEKEND FOR A TOTAL OF 0.6 HOUR/WEEK. | N | Y | KUNAL II, LLC (2 WTPS) | NW 49TH AVENUE AND HIGHWAY 326 |  | OCALA | FL | 34480 |  | 3524250177 |  | WILLIAM (MIKE) BRYSON | MARION COUNTY UTILITIES | 11800 S. HWY 441 |  | BELLEVIEW | FL | 34420 |  | 3526718510 |  | INVESTOR/LICENSED PUBLIC UTILITIES | 125 | 330000 | 4 | 2017-01-18 | 2019-12-27 | NTNC | 100
3 | MARION | CD |  | 6424802 | NONCOMMUNITY | CHLORINATION; AERATION FOR REMOVAL OF ANY SECONDARY CONTAMINANT, SULFIDE, OR ANY UNREGULATED CONTAMINANT; CORROSION CONTROL INHIBITOR ADDITION; HYPOCHLORINATION; IRON OR MANGANESE SEQUESTRATION; OR ULTRAVIOLET RADIATION. THE LEAD/CHIEF OPERATOR MUST BE CLASS D OR HIGHER. 50,000 GPD UP TO 0.25 MGD-STAFFING BY CLASS D OR HIGHER OPERATOR: 3 VISITS/WEEK ON NONCONSECUTIVE DAYS FOR A TOTAL OF 0.3 HOUR/WEEK. LESS THAN 50,000 GPD-STAFFING BY A CLASS D OR HIGHER OPERATOR: 2 VISITS/WEEK ON NONCONSECUTIVE DAYS FOR A TOTAL OF 0.2 HOUR/WEEK. THERE SHALL BE NO MORE THAN 5 DAYS BETWEEN THE LAST VISIT IN ONE WEEK AND THE FIRST VISIT IN THE NEXT WEEK. | N | Y | WEST MARION MOOSE LODGE #2356 | 10411 SW 110TH STREET |  | DUNNELLON | FL | 34432 |  | 3528545675 |  |  | JIM KERMANS | 10411 SW 110TH STREET |  | DUNNELLON | FL | 34432 |  | 3523220960 |  | INVESTOR | 25 | 10800 | 1 | 2017-03-27 | 2021-09-23 | NC01 | 50
3 | MARION | CD |  | 6424804 | COMMUNITY | CHLORINATION; AERATION FOR REMOVAL OF ANY SECONDARY CONTAMINANT, SULFIDE, OR ANY UNREGULATED CONTAMINANT; CORROSION CONTROL INHIBITOR ADDITION; HYPOCHLORINATION; IRON OR MANGANESE SEQUESTRATION; OR ULTRAVIOLET RADIATION. THE LEAD/CHIEF OPERATOR MUST BE CLASS D OR HIGHER. 50,000 GPD UP TO 0.25 MGD-STAFFING BY CLASS D OR HIGHER OPERATOR: 3 VISITS/WEEK ON NONCONSECUTIVE DAYS FOR A TOTAL OF 0.3 HOUR/WEEK. LESS THAN 50,000 GPD-STAFFING BY A CLASS D OR HIGHER OPERATOR: 2 VISITS/WEEK ON NONCONSECUTIVE DAYS FOR A TOTAL OF 0.2 HOUR/WEEK. THERE SHALL BE NO MORE THAN 5 DAYS BETWEEN THE LAST VISIT IN ONE WEEK AND THE FIRST VISIT IN THE NEXT WEEK. | N | Y | JULIETTE FALLS | SW 180TH CIRCLE |  | OCALA | FL | 34474 |  | 3524658590 |  | WILLIAM FONTAINE | SAM CAIN | 280 WEKIVA SPRINGS RD. | SUITE 2070 | LONGWOOD | FL | 32779 |  | 4076296900 |  | INVESTOR | 36 | 50000 | 23 | 2016-06-08 | 2021-10-20 | DC051 | 100
3 | MARION | CD | charles.e.smith@dep.state.fl.us | 6424805 | NONCOMMUNITY | CHLORINATION; AERATION FOR REMOVAL OF ANY SECONDARY CONTAMINANT, SULFIDE, OR ANY UNREGULATED CONTAMINANT; CORROSION CONTROL INHIBITOR ADDITION; HYPOCHLORINATION; IRON OR MANGANESE SEQUESTRATION; OR ULTRAVIOLET RADIATION. THE LEAD/CHIEF OPERATOR MUST BE CLASS D OR HIGHER. 50,000 GPD UP TO 0.25 MGD-STAFFING BY CLASS D OR HIGHER OPERATOR: 3 VISITS/WEEK ON NONCONSECUTIVE DAYS FOR A TOTAL OF 0.3 HOUR/WEEK. LESS THAN 50,000 GPD-STAFFING BY A CLASS D OR HIGHER OPERATOR: 2 VISITS/WEEK ON NONCONSECUTIVE DAYS FOR A TOTAL OF 0.2 HOUR/WEEK. THERE SHALL BE NO MORE THAN 5 DAYS BETWEEN THE LAST VISIT IN ONE WEEK AND THE FIRST VISIT IN THE NEXT WEEK. | N | Y | RAINBOW SPRINGS STATE CAMPGROUND/TUBER | 19158 SW 81ST PLACE RD. |  | DUNNELLON | FL | 34432 |  | 8504885372 |  | ROBERT DAMPMAN | LARRY STEED | 19158 SW 81ST PLACE RD. |  | DUNNELLON | FL | 34432 |  | 8504885372 |  | STATE | 25 | 10800 | 200 | 2019-08-28 | 2019-04-29 | NC01 | 50
3 | MARION | CD |  | 6424807 | NONCOMMUNITY | CHLORINATION; AERATION FOR REMOVAL OF ANY SECONDARY CONTAMINANT, SULFIDE, OR ANY UNREGULATED CONTAMINANT; CORROSION CONTROL INHIBITOR ADDITION; HYPOCHLORINATION; IRON OR MANGANESE SEQUESTRATION; OR ULTRAVIOLET RADIATION. THE LEAD/CHIEF OPERATOR MUST BE CLASS D OR HIGHER. 50,000 GPD UP TO 0.25 MGD-STAFFING BY CLASS D OR HIGHER OPERATOR: 3 VISITS/WEEK ON NONCONSECUTIVE DAYS FOR A TOTAL OF 0.3 HOUR/WEEK. LESS THAN 50,000 GPD-STAFFING BY A CLASS D OR HIGHER OPERATOR: 2 VISITS/WEEK ON NONCONSECUTIVE DAYS FOR A TOTAL OF 0.2 HOUR/WEEK. THERE SHALL BE NO MORE THAN 5 DAYS BETWEEN THE LAST VISIT IN ONE WEEK AND THE FIRST VISIT IN THE NEXT WEEK. | N | Y | DIVINE PROVIDENCE MINISTRIES | 8820 SW SR 200 |  | OCALA | FL | 34474 |  | 3523528544 |  |  | DIVINE PROVIDENCE MINISTRIES | 8888 SW HIGHWAY 200 |  | OCALA | FL | 34481 |  | 3528738544 |  | OTHER | 25 | 5000 | 1 | 2017-03-17 | 2017-01-24 | NC01 | 50
3 | MARION | CD | mtself@aol.com | 6424808 | NONCOMMUNITY | CHLORINATION; AERATION FOR REMOVAL OF ANY SECONDARY CONTAMINANT, SULFIDE, OR ANY UNREGULATED CONTAMINANT; CORROSION CONTROL INHIBITOR ADDITION; HYPOCHLORINATION; IRON OR MANGANESE SEQUESTRATION; OR ULTRAVIOLET RADIATION. THE LEAD/CHIEF OPERATOR MUST BE CLASS D OR HIGHER. 50,000 GPD UP TO 0.25 MGD-STAFFING BY CLASS D OR HIGHER OPERATOR: 3 VISITS/WEEK ON NONCONSECUTIVE DAYS FOR A TOTAL OF 0.3 HOUR/WEEK. LESS THAN 50,000 GPD-STAFFING BY A CLASS D OR HIGHER OPERATOR: 2 VISITS/WEEK ON NONCONSECUTIVE DAYS FOR A TOTAL OF 0.2 HOUR/WEEK. THERE SHALL BE NO MORE THAN 5 DAYS BETWEEN THE LAST VISIT IN ONE WEEK AND THE FIRST VISIT IN THE NEXT WEEK. | N | Y | THE BEACH OCALA | 13201 WEST HIGHWAY 326 |  | OCALA | FL | 34482 |  | 3523510371 |  | MARY SELF | MARY SELF | 13201 W. HWY 326 |  | OCALA | FL | 34482 |  | 3523510371 |  | INVESTOR | 25 | 0 | 1 | 2010-03-22 | 2021-09-27 | NC01 | 50
3 | MARION | CD |  | 6424810 | NONCOMMUNITY | CHLORINATION; AERATION FOR REMOVAL OF ANY SECONDARY CONTAMINANT, SULFIDE, OR ANY UNREGULATED CONTAMINANT; CORROSION CONTROL INHIBITOR ADDITION; HYPOCHLORINATION; IRON OR MANGANESE SEQUESTRATION; OR ULTRAVIOLET RADIATION. THE LEAD/CHIEF OPERATOR MUST BE CLASS D OR HIGHER. 50,000 GPD UP TO 0.25 MGD-STAFFING BY CLASS D OR HIGHER OPERATOR: 3 VISITS/WEEK ON NONCONSECUTIVE DAYS FOR A TOTAL OF 0.3 HOUR/WEEK. LESS THAN 50,000 GPD-STAFFING BY A CLASS D OR HIGHER OPERATOR: 2 VISITS/WEEK ON NONCONSECUTIVE DAYS FOR A TOTAL OF 0.2 HOUR/WEEK. THERE SHALL BE NO MORE THAN 5 DAYS BETWEEN THE LAST VISIT IN ONE WEEK AND THE FIRST VISIT IN THE NEXT WEEK. | N | Y | THE TOWN OF IRVINE | NW 77TH AVE |  | IRVINE | FL | 32686 |  | 3525729648 |  | LONNIE K. EDWARDS | MARTHA JANE E. DAVIS | 17546 NW HWY 225 |  | IRVINE | FL | 32686 |  | 3525729648 |  | INVESTOR | 25 | 5000 | 2 | 2020-01-17 | 2019-12-27 | NC01 | 50
3 | MARION | CD |  | 6424811 | NONCOMMUNITY | CHLORINATION; AERATION FOR REMOVAL OF ANY SECONDARY CONTAMINANT, SULFIDE, OR ANY UNREGULATED CONTAMINANT; CORROSION CONTROL INHIBITOR ADDITION; HYPOCHLORINATION; IRON OR MANGANESE SEQUESTRATION; OR ULTRAVIOLET RADIATION. THE LEAD/CHIEF OPERATOR MUST BE CLASS D OR HIGHER. 50,000 GPD UP TO 0.25 MGD-STAFFING BY CLASS D OR HIGHER OPERATOR: 3 VISITS/WEEK ON NONCONSECUTIVE DAYS FOR A TOTAL OF 0.3 HOUR/WEEK. LESS THAN 50,000 GPD-STAFFING BY A CLASS D OR HIGHER OPERATOR: 2 VISITS/WEEK ON NONCONSECUTIVE DAYS FOR A TOTAL OF 0.2 HOUR/WEEK. THERE SHALL BE NO MORE THAN 5 DAYS BETWEEN THE LAST VISIT IN ONE WEEK AND THE FIRST VISIT IN THE NEXT WEEK. | N | Y | MIDWAY MARKET | 16900 W HWY 40 |  | OCALA | FL | 34481 |  |  |  |  | SAM ISSAM CHARAMAND | 16900 W HWY 40 |  | OCALA | FL | 34481 |  | 3524653024 |  | UNKNOWN | 25 | 1000 | 2 | 2009-08-17 | 2020-09-11 | NC01 | 50
3 | MARION | CD | wramaswami@hotmail.com | 6424812 | NONCOMMUNITY | CHLORINATION; AERATION FOR REMOVAL OF ANY SECONDARY CONTAMINANT, SULFIDE, OR ANY UNREGULATED CONTAMINANT; CORROSION CONTROL INHIBITOR ADDITION; HYPOCHLORINATION; IRON OR MANGANESE SEQUESTRATION; OR ULTRAVIOLET RADIATION. THE LEAD/CHIEF OPERATOR MUST BE CLASS D OR HIGHER. 50,000 GPD UP TO 0.25 MGD-STAFFING BY CLASS D OR HIGHER OPERATOR: 3 VISITS/WEEK ON NONCONSECUTIVE DAYS FOR A TOTAL OF 0.3 HOUR/WEEK. LESS THAN 50,000 GPD-STAFFING BY A CLASS D OR HIGHER OPERATOR: 2 VISITS/WEEK ON NONCONSECUTIVE DAYS FOR A TOTAL OF 0.2 HOUR/WEEK. THERE SHALL BE NO MORE THAN 5 DAYS BETWEEN THE LAST VISIT IN ONE WEEK AND THE FIRST VISIT IN THE NEXT WEEK. | N | Y | OPTIMALMED | 10461 SW HIGHWAY 484 |  | DUNNELLON | FL | 34432 |  | 3528739696 |  |  | WENDI L. RAMASWAMI | P.O. BOX 5627 |  | OCALA | FL | 34478 |  | 3528128111 |  | INVESTOR | 25 | 8736 | 1 | 2017-02-09 | 2021-09-24 | NC01 | 50
3 | MARION | CD | mklein@emcocala.com | 6424813 | NONCOMMUNITY | CHLORINATION; AERATION FOR REMOVAL OF ANY SECONDARY CONTAMINANT, SULFIDE, OR ANY UNREGULATED CONTAMINANT; CORROSION CONTROL INHIBITOR ADDITION; HYPOCHLORINATION; IRON OR MANGANESE SEQUESTRATION; OR ULTRAVIOLET RADIATION. THE LEAD/CHIEF OPERATOR MUST BE CLASS D OR HIGHER. 50,000 GPD UP TO 0.25 MGD-STAFFING BY CLASS D OR HIGHER OPERATOR: 3 VISITS/WEEK ON NONCONSECUTIVE DAYS FOR A TOTAL OF 0.3 HOUR/WEEK. LESS THAN 50,000 GPD-STAFFING BY A CLASS D OR HIGHER OPERATOR: 2 VISITS/WEEK ON NONCONSECUTIVE DAYS FOR A TOTAL OF 0.2 HOUR/WEEK. THERE SHALL BE NO MORE THAN 5 DAYS BETWEEN THE LAST VISIT IN ONE WEEK AND THE FIRST VISIT IN THE NEXT WEEK. | N | Y | EQUINE MEDICAL CENTER OF OCALA | 7107 W. HWY 326 |  | OCALA | FL | 34482 |  | 3528737830 |  | RANDY WARDLOW | EQUINE MEDICAL CENTER OF OCALA | 7107 WEST HWY 326 |  | OCALA | FL | 34482 |  | 3528737830 |  | INVESTOR | 56 | 10800 | 4 | 2017-06-27 | 2017-06-16 | NC01 | 50
3 | MARION | CD |  | 6424815 | NONCOMMUNITY | CHLORINATION; AERATION FOR REMOVAL OF ANY SECONDARY CONTAMINANT, SULFIDE, OR ANY UNREGULATED CONTAMINANT; CORROSION CONTROL INHIBITOR ADDITION; HYPOCHLORINATION; IRON OR MANGANESE SEQUESTRATION; OR ULTRAVIOLET RADIATION. THE LEAD/CHIEF OPERATOR MUST BE CLASS D OR HIGHER. 50,000 GPD UP TO 0.25 MGD-STAFFING BY CLASS D OR HIGHER OPERATOR: 3 VISITS/WEEK ON NONCONSECUTIVE DAYS FOR A TOTAL OF 0.3 HOUR/WEEK. LESS THAN 50,000 GPD-STAFFING BY A CLASS D OR HIGHER OPERATOR: 2 VISITS/WEEK ON NONCONSECUTIVE DAYS FOR A TOTAL OF 0.2 HOUR/WEEK. THERE SHALL BE NO MORE THAN 5 DAYS BETWEEN THE LAST VISIT IN ONE WEEK AND THE FIRST VISIT IN THE NEXT WEEK. | N | Y | AMEX FOODS | 11000 W HWY 40 |  | OCALA | FL | 34471 |  | 3528047884 |  | RASEM OKAB | RASEM OKAB | 2709 SE 25TH AVE. |  | OCALA | FL | 34471 |  | 3528047884 |  | INVESTOR | 25 | 10000 | 1 | 2019-06-21 | 2019-04-30 | NC01 | 50
6 | PASCO | SWD |  | 6510050 | COMMUNITY | AERATION FOR REMOVAL OF ANY PRIMARY CONTAMINANT; ALKALINITY/PH ADJUSTMENT; CHLORAMIN ATION; CHLORINE DIOXIDE FOR OXIDATION OR DISINFECTION; FLUORIDATION; ION EXCHANGE FOR REMOVAL OF ANY SECONDARY CONTAMINANT, SULFIDE, OR ANY UNREGULATED CONTAMINANT; OR OZONATION. THE LEAD/CHIEF OPERATOR MUST BE CLASS C OR HIGHER. 5.0 MGD UP TO 10 MGD-STAFFING BY CLASS C OR HIGHER OPERATOR: 6 HOURS/DAY FOR 5 DAYS/WEEK AND ONE VISIT ON EACH WEEKEND DAY. 3.0 MGD UP TO 5.0 MGD-STAFFING BY CLASS C OR HIGHER OPERATOR: 3 HOURS/DAY FOR 5 DAYS/WEEK AND ONE VISIT ON EACH WEEKEND DAY. 1.0 MGD UP TO 3.0 MGD-STAFFING BY CLASS C OR HIGHER OPERATOR: 1 HOUR/DAY FOR 5 DAYS/WEEK AND ONE VISIT ON EACH WEEKEND DAY. 0.1 MGD UP TO 1.0 MGD-STAFFING BY CLASS C OR HIGHER OPERATOR: 5 VISITS/WEEK AND ONE VISIT EACH WEEKEND FOR A TOTAL OF 1.2 HOURS/WEEK. | Y | Y | ALOHA GARDENS UTILITIES | 6915 PERRINE RANCH ROAD |  | NEW PORT RICHEY | FL | 34655 |  | 7273720115 |  |  | SAM CAIN, P.E. | 280 WEKIVA SPRINGS RD | SUITE 2070 | LONGWOOD | FL | 32779 |  | 4076296900 |  | INVESTOR | 8136 | 432000 | 3162 | 2010-04-14 | 2021-04-22 | DC04 | 1000
6 | PASCO | SWD | info@andysrvpark.com | 6510069 | NONCOMMUNITY | CHLORINATION; AERATION FOR REMOVAL OF ANY SECONDARY CONTAMINANT, SULFIDE, OR ANY UNREGULATED CONTAMINANT; CORROSION CONTROL INHIBITOR ADDITION; HYPOCHLORINATION; IRON OR MANGANESE SEQUESTRATION; OR ULTRAVIOLET RADIATION. THE LEAD/CHIEF OPERATOR MUST BE CLASS D OR HIGHER. 50,000 GPD UP TO 0.25 MGD-STAFFING BY CLASS D OR HIGHER OPERATOR: 3 VISITS/WEEK ON NONCONSECUTIVE DAYS FOR A TOTAL OF 0.3 HOUR/WEEK. LESS THAN 50,000 GPD-STAFFING BY A CLASS D OR HIGHER OPERATOR: 2 VISITS/WEEK ON NONCONSECUTIVE DAYS FOR A TOTAL OF 0.2 HOUR/WEEK. THERE SHALL BE NO MORE THAN 5 DAYS BETWEEN THE LAST VISIT IN ONE WEEK AND THE FIRST VISIT IN THE NEXT WEEK. | N | Y | ANDY'S TRAVEL TRAILER PARK | 37707 S.R. 54 |  | ZEPHYRHILLS | FL | 33542 |  | 8137823843 |  | CHARLES CANNON | BEN AND TAMMY GRANDSTAFF | 1345 COUNTY ROAD 206 |  | MARENGO | OH | 43334 |  |  |  | INVESTOR | 150 | 50000 | 75 | 2016-12-20 | 2016-11-14 | NC01 | 50
6 | PASCO | SWD | wsol@thekong-group.com | 6510104 | NONCOMMUNITY | CHLORINATION; AERATION FOR REMOVAL OF ANY SECONDARY CONTAMINANT, SULFIDE, OR ANY UNREGULATED CONTAMINANT; CORROSION CONTROL INHIBITOR ADDITION; HYPOCHLORINATION; IRON OR MANGANESE SEQUESTRATION; OR ULTRAVIOLET RADIATION. THE LEAD/CHIEF OPERATOR MUST BE CLASS D OR HIGHER. 50,000 GPD UP TO 0.25 MGD-STAFFING BY CLASS D OR HIGHER OPERATOR: 3 VISITS/WEEK ON NONCONSECUTIVE DAYS FOR A TOTAL OF 0.3 HOUR/WEEK. LESS THAN 50,000 GPD-STAFFING BY A CLASS D OR HIGHER OPERATOR: 2 VISITS/WEEK ON NONCONSECUTIVE DAYS FOR A TOTAL OF 0.2 HOUR/WEEK. THERE SHALL BE NO MORE THAN 5 DAYS BETWEEN THE LAST VISIT IN ONE WEEK AND THE FIRST VISIT IN THE NEXT WEEK. | N | Y | ZEPHYRHILLS VILLAGE | 6941 MACDONALD COURT |  | ZEPHYRHILLS | FL | 33541 | 1875 | 8139929209 |  | WILLIE SOL | D JOSEPH | 301 W. PLATT ST. | SUITE 512 | TAMPA | FL | 33606 |  |  |  | INVESTOR | 75 | 1 | 51 | 2016-04-22 | 2021-06-24 | NC01 | 50
6 | PASCO | SWD | bakeracres@suncommunities.com | 6510107 | NONTRANSIENT NONCOMMUNITY | CHLORINATION; AERATION FOR REMOVAL OF ANY SECONDARY CONTAMINANT, SULFIDE, OR ANY UNREGULATED CONTAMINANT; CORROSION CONTROL INHIBITOR ADDITION; HYPOCHLORINATION; IRON OR MANGANESE SEQUESTRATION; OR ULTRAVIOLET RADIATION. THE LEAD/CHIEF OPERATOR MUST BE CLASS D OR HIGHER. 50,000 GPD UP TO 0.25 MGD-STAFFING BY CLASS D OR HIGHER OPERATOR: 3 VISITS/WEEK ON NONCONSECUTIVE DAYS FOR A TOTAL OF 0.3 HOUR/WEEK. LESS THAN 50,000 GPD-STAFFING BY A CLASS D OR HIGHER OPERATOR: 2 VISITS/WEEK ON NONCONSECUTIVE DAYS FOR A TOTAL OF 0.2 HOUR/WEEK. THERE SHALL BE NO MORE THAN 5 DAYS BETWEEN THE LAST VISIT IN ONE WEEK AND THE FIRST VISIT IN THE NEXT WEEK. | N | Y | BAKER ACRES RV RANCH | 7820 WIRE ROAD |  | ZEPHYRHILLS | FL | 33540 |  | 8137823950 |  | MARI SPARKS | APRIL ROLLIE | 27777 FRANKLIN ROAD | SUITE 200 | SOUTHFIELD | MI | 48034 |  | 2488640393 |  | INVESTOR | 500 | 1 | 356 | 2018-09-04 | 2021-05-27 | NTNC | 100
6 | PASCO | SWD |  | 6510165 | COMMUNITY | CHLORINATION; AERATION FOR REMOVAL OF ANY SECONDARY CONTAMINANT, SULFIDE, OR ANY UNREGULATED CONTAMINANT; CORROSION CONTROL INHIBITOR ADDITION; HYPOCHLORINATION; IRON OR MANGANESE SEQUESTRATION; OR ULTRAVIOLET RADIATION. THE LEAD/CHIEF OPERATOR MUST BE CLASS D OR HIGHER. 50,000 GPD UP TO 0.25 MGD-STAFFING BY CLASS D OR HIGHER OPERATOR: 3 VISITS/WEEK ON NONCONSECUTIVE DAYS FOR A TOTAL OF 0.3 HOUR/WEEK. LESS THAN 50,000 GPD-STAFFING BY A CLASS D OR HIGHER OPERATOR: 2 VISITS/WEEK ON NONCONSECUTIVE DAYS FOR A TOTAL OF 0.2 HOUR/WEEK. THERE SHALL BE NO MORE THAN 5 DAYS BETWEEN THE LAST VISIT IN ONE WEEK AND THE FIRST VISIT IN THE NEXT WEEK. | N | Y | BLUE JAY MHP | 38511 WILDS RD. |  | DADE CITY | FL | 33525 |  | 3525679678 |  | MARI SPARKS | JOHN B. MCLAREN | 27777 FRANKLIN ROAD | STE 200 | SOUTHFIELD | MI | 48034 |  | 2488640393 |  | INVESTOR | 420 | 106000 | 280 | 2018-05-03 | 2020-12-15 | DC05 | 500
6 | PASCO | SWD | D.ANDRES@CITYOFPORTRICHEY.COM | 6510324 | COMMUNITY | ACTIVATED CARBON PROCESSES; DIATOMACEOUS EARTH FILTRATION; ION EXCHANGE FOR REMOVAL OF ANY PRIMARY CONTAMINANT; ION AND MANGANESE REMOVAL (OXIDATION, DETENTION, AND FILTRATION); OR SLOW SAND FILTRATION. LEAD/CHIEF OPERATOR MUST BE CLASS C OR HIGHER. 1.0 MGD UP TO 2.0 MGD-STAFFING BY CLASS C OR HIGHER OPERATOR: 6 HOURS/DAY FOR 5 DAYS/WEEK AND ONE VISIT ON EACH WEEKEND DAY. 0.5 MGD UP TO 1.0 MGD-STAFFING BY CLASS C OR HIGHER OPERATOR: 3 HOURS/DAY FOR 5 DAYS/WEEK AND ONE VISIT ON EACH WEEKEND DAY. 0.25 MGD UP TO 0.5 MGD-STAFFING BY CLASS C OR HIGHER OPERATOR: 1 HOUR/DAY FOR 5 DAYS/WEEK AND ONE VISIT ON EACH WEEKEND DAY. LESS THAN 0.25 MGD-STAFFING BY CLASS C OR HIGHER OPERATOR: 5 VISITS/WEEK AND ONE VISIT EACH WEEKEND FOR A TOTAL OF 1.8 HOURS/WEEK. | N | Y | PORT RICHEY WATER DEPT-CITY OF | 6333 RIDGE ROAD |  | PORT RICHEY | FL | 34668 |  | 7278161900 |  | RICHARD WEEKS | VINCENT R. LUPO | 6333 RIDGE ROAD |  | PORT RICHEY | FL | 34668 |  | 7278161900 | 108 | MUNICIPALITY | 7704 | 1570000 | 2953 | 2012-10-09 | 2019-01-11 | DC03 | 2000
6 | PASCO | SWD |  | 6510325 | COMMUNITY | CHLORINATION; AERATION FOR REMOVAL OF ANY SECONDARY CONTAMINANT, SULFIDE, OR ANY UNREGULATED CONTAMINANT; CORROSION CONTROL INHIBITOR ADDITION; HYPOCHLORINATION; IRON OR MANGANESE SEQUESTRATION; OR ULTRAVIOLET RADIATION. THE LEAD/CHIEF OPERATOR MUST BE CLASS D OR HIGHER. 50,000 GPD UP TO 0.25 MGD-STAFFING BY CLASS D OR HIGHER OPERATOR: 3 VISITS/WEEK ON NONCONSECUTIVE DAYS FOR A TOTAL OF 0.3 HOUR/WEEK. LESS THAN 50,000 GPD-STAFFING BY A CLASS D OR HIGHER OPERATOR: 2 VISITS/WEEK ON NONCONSECUTIVE DAYS FOR A TOTAL OF 0.2 HOUR/WEEK. THERE SHALL BE NO MORE THAN 5 DAYS BETWEEN THE LAST VISIT IN ONE WEEK AND THE FIRST VISIT IN THE NEXT WEEK. | N | Y | SAN ANTONIO WATER DEPT-CITY OF | 32819 PENNSYLVANIA AVE |  | SAN ANTONIO | FL | 33576 |  | 3525882127 |  | WILL PLAZEWSKI | LAURA BUZZONE | PO BOX 75 |  | SAN ANTONIO | FL | 33576 |  | 3525882127 |  | MUNICIPALITY | 2015 | 1853000 | 325 | 2020-03-05 | 2020-02-27 | DC03 | 2000
6 | PASCO | SWD | fdelvecchio123@yahoo.com | 6510338 | NONCOMMUNITY | CHLORINATION; AERATION FOR REMOVAL OF ANY SECONDARY CONTAMINANT, SULFIDE, OR ANY UNREGULATED CONTAMINANT; CORROSION CONTROL INHIBITOR ADDITION; HYPOCHLORINATION; IRON OR MANGANESE SEQUESTRATION; OR ULTRAVIOLET RADIATION. THE LEAD/CHIEF OPERATOR MUST BE CLASS D OR HIGHER. 50,000 GPD UP TO 0.25 MGD-STAFFING BY CLASS D OR HIGHER OPERATOR: 3 VISITS/WEEK ON NONCONSECUTIVE DAYS FOR A TOTAL OF 0.3 HOUR/WEEK. LESS THAN 50,000 GPD-STAFFING BY A CLASS D OR HIGHER OPERATOR: 2 VISITS/WEEK ON NONCONSECUTIVE DAYS FOR A TOTAL OF 0.2 HOUR/WEEK. THERE SHALL BE NO MORE THAN 5 DAYS BETWEEN THE LAST VISIT IN ONE WEEK AND THE FIRST VISIT IN THE NEXT WEEK. | N | Y | CLYDES COTTAGES | 3927 CRYSTAL SPRINGS RD |  | ZEPHYRHILLS | FL | 33541 |  | 8137821613 |  | FRANK DEL VECCHIO | PAT DEL VECCHIO | 3927 CRYSTAL SPRINGS RD |  | ZEPHYRHILLS | FL | 33541 |  | 7863511613 |  | INVESTOR | 42 | 1 | 26 | 2014-04-11 | 2021-05-27 | NC01 | 50
6 | PASCO | SWD |  | 6510355 | COMMUNITY | NO TREATMENT--CONSECUTIVE SYSTEMS ONLY | Y | Y | COLONIAL MANOR WATER SYSTEM | 3504 LINKWOOD STREET |  | NEW PORT RICHEY | FL | 34652 |  | 7278488292 |  |  | SAM CAIN, P.E. | 280 WEKIVA SPRINGS ROAD | STE 2070 | LONGWOOD | FL | 32779 |  | 4076296900 |  | INVESTOR | 1794 | 0 | 726 | 2009-07-15 | 2019-12-03 | PC02 | 100
6 | PASCO | SWD |  | 6510378 | COMMUNITY | CHLORINATION; AERATION FOR REMOVAL OF ANY SECONDARY CONTAMINANT, SULFIDE, OR ANY UNREGULATED CONTAMINANT; CORROSION CONTROL INHIBITOR ADDITION; HYPOCHLORINATION; IRON OR MANGANESE SEQUESTRATION; OR ULTRAVIOLET RADIATION. THE LEAD/CHIEF OPERATOR MUST BE CLASS D OR HIGHER. 50,000 GPD UP TO 0.25 MGD-STAFFING BY CLASS D OR HIGHER OPERATOR: 3 VISITS/WEEK ON NONCONSECUTIVE DAYS FOR A TOTAL OF 0.3 HOUR/WEEK. LESS THAN 50,000 GPD-STAFFING BY A CLASS D OR HIGHER OPERATOR: 2 VISITS/WEEK ON NONCONSECUTIVE DAYS FOR A TOTAL OF 0.2 HOUR/WEEK. THERE SHALL BE NO MORE THAN 5 DAYS BETWEEN THE LAST VISIT IN ONE WEEK AND THE FIRST VISIT IN THE NEXT WEEK. | N | Y | COUNTRY AIRE EST. SERVICE CORP | 38130 MCDONALD ST |  | DADE CITY | FL | 33525 |  | 3525673630 |  | TINA GREENE | [9 empty] | INVESTOR | 80 | 367200 | 188 | 2021-08-25 | 2021-05-19 | DC04 | 1000
6 | PASCO | SWD |  | 6510379 | COMMUNITY | CHLORINATION; AERATION FOR REMOVAL OF ANY SECONDARY CONTAMINANT, SULFIDE, OR ANY UNREGULATED CONTAMINANT; CORROSION CONTROL INHIBITOR ADDITION; HYPOCHLORINATION; IRON OR MANGANESE SEQUESTRATION; OR ULTRAVIOLET RADIATION. THE LEAD/CHIEF OPERATOR MUST BE CLASS D OR HIGHER. 50,000 GPD UP TO 0.25 MGD-STAFFING BY CLASS D OR HIGHER OPERATOR: 3 VISITS/WEEK ON NONCONSECUTIVE DAYS FOR A TOTAL OF 0.3 HOUR/WEEK. LESS THAN 50,000 GPD-STAFFING BY A CLASS D OR HIGHER OPERATOR: 2 VISITS/WEEK ON NONCONSECUTIVE DAYS FOR A TOTAL OF 0.2 HOUR/WEEK. THERE SHALL BE NO MORE THAN 5 DAYS BETWEEN THE LAST VISIT IN ONE WEEK AND THE FIRST VISIT IN THE NEXT WEEK. | N | Y | COUNTRY AIRE VILLAGE MHP | 39333 BLUE SKYE DR. |  | ZEPHYRHILLS | FL | 33540 |  | 8137828270 |  | BONNE JOHNSTONE | LEELAND JOHNSTONE | 39333 BLUE SKYE DR. |  | ZEPHYRHILLS | FL | 33542 |  | 8137828270 |  | INVESTOR | 650 | 1 | 345 | 2019-05-01 | 2019-04-25 | DC06 | 100
6 | PASCO | SWD |  | 6510389 | COMMUNITY | CHLORINATION; AERATION FOR REMOVAL OF ANY SECONDARY CONTAMINANT, SULFIDE, OR ANY UNREGULATED CONTAMINANT; CORROSION CONTROL INHIBITOR ADDITION; HYPOCHLORINATION; IRON OR MANGANESE SEQUESTRATION; OR ULTRAVIOLET RADIATION. THE LEAD/CHIEF OPERATOR MUST BE CLASS D OR HIGHER. 50,000 GPD UP TO 0.25 MGD-STAFFING BY CLASS D OR HIGHER OPERATOR: 3 VISITS/WEEK ON NONCONSECUTIVE DAYS FOR A TOTAL OF 0.3 HOUR/WEEK. LESS THAN 50,000 GPD-STAFFING BY A CLASS D OR HIGHER OPERATOR: 2 VISITS/WEEK ON NONCONSECUTIVE DAYS FOR A TOTAL OF 0.2 HOUR/WEEK. THERE SHALL BE NO MORE THAN 5 DAYS BETWEEN THE LAST VISIT IN ONE WEEK AND THE FIRST VISIT IN THE NEXT WEEK. | N | Y | COUNTRY VILLAGE MHP | 17327 WALKING DRIVE |  | HUDSON | FL | 34667 |  |  |  |  | DENNIS KAPPAS | 491 RIVERSIDE DR |  | TARPON SPRINGS | FL | 34689 | 4906 |  |  | INVESTOR | 81 | 25000 | 56 | 2017-06-26 | 2019-12-17 | DC06 | 100
6 | PASCO | SWD |  | 6510403 | COMMUNITY | CHLORINATION; AERATION FOR REMOVAL OF ANY SECONDARY CONTAMINANT, SULFIDE, OR ANY UNREGULATED CONTAMINANT; CORROSION CONTROL INHIBITOR ADDITION; HYPOCHLORINATION; IRON OR MANGANESE SEQUESTRATION; OR ULTRAVIOLET RADIATION. THE LEAD/CHIEF OPERATOR MUST BE CLASS C OR HIGHER. 5.0 MGD AND ABOVE-STAFFING BY CLASS C OR HIGHER OPERATOR: 6 HOURS/DAY FOR 5 DAYS/WEEK AND ONE VISIT ON EACH WEEKEND DAY. 3.0 MGD UP TO 5.0 MGD-STAFFING BY CLASS C OR HIGHER OPERATOR: 1 HOUR/DAY FOR 5 DAYS/WEEK AND ONE VISIT ON EACH WEEKEND DAY. 0.25 MGD UP TO 3.0 MGD-STAFFING BY CLASS C OR HIGHER OPERATOR: 5 VISITS/WEEK AND ONE VISIT EACH WEEKEND FOR A TOTAL OF 0.6 HOUR/WEEK. | N | Y | CRESTRIDGE UTILITIES | 4806 PHOENIX AVENUE |  | HOLIDAY | FL | 34690 |  | 7279376275 |  |  | MICHAEL SMALLRIDGE | 5911 TROUBLE CREEK ROAD |  | NEW PORT RICHEY | FL | 34652 |  | 3523027406 |  | INVESTOR | 1209 | 432000 | 614 | 2021-05-14 | 2021-02-17 | DC04 | 1000
6 | PASCO | SWD |  | 6510424 | COMMUNITY | CHLORINATION; AERATION FOR REMOVAL OF ANY SECONDARY CONTAMINANT, SULFIDE, OR ANY UNREGULATED CONTAMINANT; CORROSION CONTROL INHIBITOR ADDITION; HYPOCHLORINATION; IRON OR MANGANESE SEQUESTRATION; OR ULTRAVIOLET RADIATION. THE LEAD/CHIEF OPERATOR MUST BE CLASS C OR HIGHER. 5.0 MGD AND ABOVE-STAFFING BY CLASS C OR HIGHER OPERATOR: 6 HOURS/DAY FOR 5 DAYS/WEEK AND ONE VISIT ON EACH WEEKEND DAY. 3.0 MGD UP TO 5.0 MGD-STAFFING BY CLASS C OR HIGHER OPERATOR: 1 HOUR/DAY FOR 5 DAYS/WEEK AND ONE VISIT ON EACH WEEKEND DAY. 0.25 MGD UP TO 3.0 MGD-STAFFING BY CLASS C OR HIGHER OPERATOR: 5 VISITS/WEEK AND ONE VISIT EACH WEEKEND FOR A TOTAL OF 0.6 HOUR/WEEK. | N | Y | DADE CITY WATER DEPT | P O BOX 1355 | 38020 MERIDIAN AVENUE | DADE CITY | FL | 33525 | 1355 | 3525235054 |  |  | JAMES SHERIDAN | P.O. BOX 1355 | 38008 MERIDIAN AVE | DADE CITY | FL | 33526 |  | 3525235054 |  | MUNICIPALITY | 14373 | 5469000 | 5528 | 2014-06-10 | 2020-02-26 | DC02 | 4000
6 | PASCO | SWD |  | 6510461 | COMMUNITY | CHLORINATION; AERATION FOR REMOVAL OF ANY SECONDARY CONTAMINANT, SULFIDE, OR ANY UNREGULATED CONTAMINANT; CORROSION CONTROL INHIBITOR ADDITION; HYPOCHLORINATION; IRON OR MANGANESE SEQUESTRATION; OR ULTRAVIOLET RADIATION. THE LEAD/CHIEF OPERATOR MUST BE CLASS D OR HIGHER. 50,000 GPD UP TO 0.25 MGD-STAFFING BY CLASS D OR HIGHER OPERATOR: 3 VISITS/WEEK ON NONCONSECUTIVE DAYS FOR A TOTAL OF 0.3 HOUR/WEEK. LESS THAN 50,000 GPD-STAFFING BY A CLASS D OR HIGHER OPERATOR: 2 VISITS/WEEK ON NONCONSECUTIVE DAYS FOR A TOTAL OF 0.2 HOUR/WEEK. THERE SHALL BE NO MORE THAN 5 DAYS BETWEEN THE LAST VISIT IN ONE WEEK AND THE FIRST VISIT IN THE NEXT WEEK. | N | Y | DIXIE GROVES ESTATES | 4939 CROSS BAYOU BLVD |  | NEW PORT RICHEY | FL | 34652 |  | 7278488292 |  |  | SAM CAIN, P.E. | 280 WEKIVA SPRINGS ROAD | STE 2070 | LONGWOOD | FL | 32779 |  | 4076296900 |  | INVESTOR | 880 | 279400 | 352 | 2021-06-07 | 2021-06-04 | DC05 | 500
6 | PASCO | SWD |  | 6510603 | COMMUNITY | NO TREATMENT--CONSECUTIVE SYSTEMS ONLY | N | Y | PCUD-FLORIDA ESTATES (EAST PASCO) | 7536 STATE ST (PASCO CO GOV C) |  | NEW PORT RICHEY | FL | 33553 |  | 8138478144 |  | GERALD RUNGE | ROBERT MARIN | 19420 CENTRAL BLVD. |  | LAND O' LAKES | FL | 34637 |  | 8139292755 |  | COUNTY | 614 | 0 | 236 | 2011-11-04 | 2020-10-19 | PC02 | 100
6 | PASCO | SWD |  | 6510605 | NONTRANSIENT NONCOMMUNITY | CHLORINATION; AERATION FOR REMOVAL OF ANY SECONDARY CONTAMINANT, SULFIDE, OR ANY UNREGULATED CONTAMINANT; CORROSION CONTROL INHIBITOR ADDITION; HYPOCHLORINATION; IRON OR MANGANESE SEQUESTRATION; OR ULTRAVIOLET RADIATION. THE LEAD/CHIEF OPERATOR MUST BE CLASS D OR HIGHER. 50,000 GPD UP TO 0.25 MGD-STAFFING BY CLASS D OR HIGHER OPERATOR: 3 VISITS/WEEK ON NONCONSECUTIVE DAYS FOR A TOTAL OF 0.3 HOUR/WEEK. LESS THAN 50,000 GPD-STAFFING BY A CLASS D OR HIGHER OPERATOR: 2 VISITS/WEEK ON NONCONSECUTIVE DAYS FOR A TOTAL OF 0.2 HOUR/WEEK. THERE SHALL BE NO MORE THAN 5 DAYS BETWEEN THE LAST VISIT IN ONE WEEK AND THE FIRST VISIT IN THE NEXT WEEK. | N | Y | FLORIDA VILLAS MHP | 37909 PONCAN CIRCLE |  | ZEPHYRHILLS | FL | 33541 |  | 3866635099 |  | CHRISTINA HALLADAY | ALEX WILLIAMS | 135 W CENTRAL BLVD, STE 730 |  | ORLANDO | FL | 32801 |  | 3866635099 |  | INVESTOR | 80 | 1 | 60 | 2019-02-06 | 2019-01-15 | NTNC | 100
6 | PASCO | SWD |  | 6510616 | NONTRANSIENT NONCOMMUNITY | CHLORINATION; AERATION FOR REMOVAL OF ANY SECONDARY CONTAMINANT, SULFIDE, OR ANY UNREGULATED CONTAMINANT; CORROSION CONTROL INHIBITOR ADDITION; HYPOCHLORINATION; IRON OR MANGANESE SEQUESTRATION; OR ULTRAVIOLET RADIATION. THE LEAD/CHIEF OPERATOR MUST BE CLASS D OR HIGHER. 50,000 GPD UP TO 0.25 MGD-STAFFING BY CLASS D OR HIGHER OPERATOR: 3 VISITS/WEEK ON NONCONSECUTIVE DAYS FOR A TOTAL OF 0.3 HOUR/WEEK. LESS THAN 50,000 GPD-STAFFING BY A CLASS D OR HIGHER OPERATOR: 2 VISITS/WEEK ON NONCONSECUTIVE DAYS FOR A TOTAL OF 0.2 HOUR/WEEK. THERE SHALL BE NO MORE THAN 5 DAYS BETWEEN THE LAST VISIT IN ONE WEEK AND THE FIRST VISIT IN THE NEXT WEEK. | N | Y | BIG OAKS TRAVEL PK & CAMPG | 16654 U.S. HWY. 41 |  | SHADY HILLS | FL | 34610 |  | 3527995533 |  |  | ALEX WILLIAMS | 16654 US HWY 41 |  | SPRING HILL | FL | 34610 |  | 3866635099 |  | INVESTOR | 85 | 57000 | 110 | 2020-02-06 | 2020-01-28 | NTNC | 100
6 | PASCO | SWD |  | 6510620 | COMMUNITY | CHLORINATION; AERATION FOR REMOVAL OF ANY SECONDARY CONTAMINANT, SULFIDE, OR ANY UNREGULATED CONTAMINANT; CORROSION CONTROL INHIBITOR ADDITION; HYPOCHLORINATION; IRON OR MANGANESE SEQUESTRATION; OR ULTRAVIOLET RADIATION. THE LEAD/CHIEF OPERATOR MUST BE CLASS C OR HIGHER. 5.0 MGD AND ABOVE-STAFFING BY CLASS C OR HIGHER OPERATOR: 6 HOURS/DAY FOR 5 DAYS/WEEK AND ONE VISIT ON EACH WEEKEND DAY. 3.0 MGD UP TO 5.0 MGD-STAFFING BY CLASS C OR HIGHER OPERATOR: 1 HOUR/DAY FOR 5 DAYS/WEEK AND ONE VISIT ON EACH WEEKEND DAY. 0.25 MGD UP TO 3.0 MGD-STAFFING BY CLASS C OR HIGHER OPERATOR: 5 VISITS/WEEK AND ONE VISIT EACH WEEKEND FOR A TOTAL OF 0.6 HOUR/WEEK. | N | Y | CYPRESS COVE - FOXWOOD | 1900 LAND O'LAKES BLVD. |  | LAND O' LAKES | FL | 33549 |  | 8139492167 |  |  | SAM CAIN, P.E. | 280 WEKIVA SPRINGS ROAD | SUITE 2070 | LONGWOOD | FL | 32779 |  | 4076296900 |  | INVESTOR | 1588 | 2862800 | 756 | 2020-06-02 | 2020-05-28 | DC03 | 2000
6 | PASCO | SWD | mitch.man@earthlink.net | 6510650 | COMMUNITY | CHLORINATION; AERATION FOR REMOVAL OF ANY SECONDARY CONTAMINANT, SULFIDE, OR ANY UNREGULATED CONTAMINANT; CORROSION CONTROL INHIBITOR ADDITION; HYPOCHLORINATION; IRON OR MANGANESE SEQUESTRATION; OR ULTRAVIOLET RADIATION. THE LEAD/CHIEF OPERATOR MUST BE CLASS D OR HIGHER. 50,000 GPD UP TO 0.25 MGD-STAFFING BY CLASS D OR HIGHER OPERATOR: 3 VISITS/WEEK ON NONCONSECUTIVE DAYS FOR A TOTAL OF 0.3 HOUR/WEEK. LESS THAN 50,000 GPD-STAFFING BY A CLASS D OR HIGHER OPERATOR: 2 VISITS/WEEK ON NONCONSECUTIVE DAYS FOR A TOTAL OF 0.2 HOUR/WEEK. THERE SHALL BE NO MORE THAN 5 DAYS BETWEEN THE LAST VISIT IN ONE WEEK AND THE FIRST VISIT IN THE NEXT WEEK. | N | Y | GEM ESTATES MH VILLAGE | 39415 ELGIN DRIVE |  | ZEPHYRHILLS | FL | 33542 |  | 2078070185 |  | MICHAEL A. MITCHELL | SANDY L MANN | 39415 ELGIN DR. |  | ZEPHYRHILLS | FL | 33542 |  | 8137821474 |  | INVESTOR | 423 | 45000 | 224 | 2016-04-12 | 2021-10-11 | DC06 | 100
6 | PASCO | SWD |  | 6510678 | COMMUNITY | CHLORINATION; AERATION FOR REMOVAL OF ANY SECONDARY CONTAMINANT, SULFIDE, OR ANY UNREGULATED CONTAMINANT; CORROSION CONTROL INHIBITOR ADDITION; HYPOCHLORINATION; IRON OR MANGANESE SEQUESTRATION; OR ULTRAVIOLET RADIATION. THE LEAD/CHIEF OPERATOR MUST BE CLASS D OR HIGHER. 50,000 GPD UP TO 0.25 MGD-STAFFING BY CLASS D OR HIGHER OPERATOR: 3 VISITS/WEEK ON NONCONSECUTIVE DAYS FOR A TOTAL OF 0.3 HOUR/WEEK. LESS THAN 50,000 GPD-STAFFING BY A CLASS D OR HIGHER OPERATOR: 2 VISITS/WEEK ON NONCONSECUTIVE DAYS FOR A TOTAL OF 0.2 HOUR/WEEK. THERE SHALL BE NO MORE THAN 5 DAYS BETWEEN THE LAST VISIT IN ONE WEEK AND THE FIRST VISIT IN THE NEXT WEEK. | N | Y | TROPIC BREEZE | 11310 US.19 N |  | PORT RICHEY | FL | 34668 |  | 7278681629 |  | RENEE GREEN | JENNIFER DELMOTTE | P.O. BOX 1388 |  | BIRMINGHAM | MI | 48012 |  | 2483018335 |  | INVESTOR | 125 | 120000 | 115 | 2020-12-04 | 2020-11-24 | DC051 | 100
6 | PASCO | SWD | greenhillsestates6001@gmail.com | 6510689 | COMMUNITY | CHLORINATION; AERATION FOR REMOVAL OF ANY SECONDARY CONTAMINANT, SULFIDE, OR ANY UNREGULATED CONTAMINANT; CORROSION CONTROL INHIBITOR ADDITION; HYPOCHLORINATION; IRON OR MANGANESE SEQUESTRATION; OR ULTRAVIOLET RADIATION. THE LEAD/CHIEF OPERATOR MUST BE CLASS D OR HIGHER. 50,000 GPD UP TO 0.25 MGD-STAFFING BY CLASS D OR HIGHER OPERATOR: 3 VISITS/WEEK ON NONCONSECUTIVE DAYS FOR A TOTAL OF 0.3 HOUR/WEEK. LESS THAN 50,000 GPD-STAFFING BY A CLASS D OR HIGHER OPERATOR: 2 VISITS/WEEK ON NONCONSECUTIVE DAYS FOR A TOTAL OF 0.2 HOUR/WEEK. THERE SHALL BE NO MORE THAN 5 DAYS BETWEEN THE LAST VISIT IN ONE WEEK AND THE FIRST VISIT IN THE NEXT WEEK. | N | Y | GREENHILLS ESTATES | 6001 ALPINE RD. |  | ZEPHYRHILLS | FL | 33541 |  | 8137822925 |  |  | RONETTA SMITH | 6041 RIDGEVIEW DR. |  | ZEPHYRHILLS | FL | 33542 |  | 8137154038 |  | INVESTOR | 240 | 1 | 130 | 2021-12-16 | 2021-12-08 | DC06 | 100
6 | PASCO | SWD |  | 6510709 | COMMUNITY | CHLORINATION; AERATION FOR REMOVAL OF ANY SECONDARY CONTAMINANT, SULFIDE, OR ANY UNREGULATED CONTAMINANT; CORROSION CONTROL INHIBITOR ADDITION; HYPOCHLORINATION; IRON OR MANGANESE SEQUESTRATION; OR ULTRAVIOLET RADIATION. THE LEAD/CHIEF OPERATOR MUST BE CLASS C OR HIGHER. 5.0 MGD AND ABOVE-STAFFING BY CLASS C OR HIGHER OPERATOR: 6 HOURS/DAY FOR 5 DAYS/WEEK AND ONE VISIT ON EACH WEEKEND DAY. 3.0 MGD UP TO 5.0 MGD-STAFFING BY CLASS C OR HIGHER OPERATOR: 1 HOUR/DAY FOR 5 DAYS/WEEK AND ONE VISIT ON EACH WEEKEND DAY. 0.25 MGD UP TO 3.0 MGD-STAFFING BY CLASS C OR HIGHER OPERATOR: 5 VISITS/WEEK AND ONE VISIT EACH WEEKEND FOR A TOTAL OF 0.6 HOUR/WEEK. | N | Y | HACIENDA VILLAGE MHP | 7107 GIBRALTAR AVENUE |  | NEW PORT RICHEY | FL | 34653 | 4129 | 7278471409 |  | SUSAN WORDEN | DOUG WILKINS | 4300 W. CYPRESS ST. |  | TAMPA | FL | 33607 |  | 8132826754 |  | INVESTOR | 960 | 375000 | 480 | 2020-12-18 | 2020-11-17 | DC04 | 1000
6 | PASCO | SWD |  | 6510733 | NONTRANSIENT NONCOMMUNITY | CHLORINATION; AERATION FOR REMOVAL OF ANY SECONDARY CONTAMINANT, SULFIDE, OR ANY UNREGULATED CONTAMINANT; CORROSION CONTROL INHIBITOR ADDITION; HYPOCHLORINATION; IRON OR MANGANESE SEQUESTRATION; OR ULTRAVIOLET RADIATION. THE LEAD/CHIEF OPERATOR MUST BE CLASS D OR HIGHER. 50,000 GPD UP TO 0.25 MGD-STAFFING BY CLASS D OR HIGHER OPERATOR: 3 VISITS/WEEK ON NONCONSECUTIVE DAYS FOR A TOTAL OF 0.3 HOUR/WEEK. LESS THAN 50,000 GPD-STAFFING BY A CLASS D OR HIGHER OPERATOR: 2 VISITS/WEEK ON NONCONSECUTIVE DAYS FOR A TOTAL OF 0.2 HOUR/WEEK. THERE SHALL BE NO MORE THAN 5 DAYS BETWEEN THE LAST VISIT IN ONE WEEK AND THE FIRST VISIT IN THE NEXT WEEK. | N | Y | HARMONY HEIGHTS COMMUNITIES LLC | 11050 HARMONY DR |  | DADE CITY | FL | 33525 |  | 3525675988 |  | KIETH LYCANS | ANDREW FIFER, MARGARET ARSENICH, KATHARINE HEESS | 1330 CHARLESTOWN RD |  | PHOENIXVILLE | PA | 19460 |  | 6109335627 |  | INVESTOR | 100 | 1 | 59 | 2019-02-18 | 2019-01-15 | NTNC | 100
6 | PASCO | SWD |  | 6510756 | NONCOMMUNITY | CHLORINATION; AERATION FOR REMOVAL OF ANY SECONDARY CONTAMINANT, SULFIDE, OR ANY UNREGULATED CONTAMINANT; CORROSION CONTROL INHIBITOR ADDITION; HYPOCHLORINATION; IRON OR MANGANESE SEQUESTRATION; OR ULTRAVIOLET RADIATION. THE LEAD/CHIEF OPERATOR MUST BE CLASS D OR HIGHER. 50,000 GPD UP TO 0.25 MGD-STAFFING BY CLASS D OR HIGHER OPERATOR: 3 VISITS/WEEK ON NONCONSECUTIVE DAYS FOR A TOTAL OF 0.3 HOUR/WEEK. LESS THAN 50,000 GPD-STAFFING BY A CLASS D OR HIGHER OPERATOR: 2 VISITS/WEEK ON NONCONSECUTIVE DAYS FOR A TOTAL OF 0.2 HOUR/WEEK. THERE SHALL BE NO MORE THAN 5 DAYS BETWEEN THE LAST VISIT IN ONE WEEK AND THE FIRST VISIT IN THE NEXT WEEK. | N | Y | HI AND DRI MOBILE HOME PARK | 36945 STAFF LANE |  | ZEPHYRHILLS | FL | 33540 |  | 8137156091 |  | MARIE GROH | DIETER AND MARIA GROH | PO BOX 1931 |  | ZEPHYRHILLS | FL | 33539 |  | 8137156091 |  | INVESTOR | 55 | 1 | 45 | 2014-02-24 | 2018-06-21 | NC01 | 50
6 | PASCO | SWD |  | 6510760 | COMMUNITY | CHLORINATION; AERATION FOR REMOVAL OF ANY SECONDARY CONTAMINANT, SULFIDE, OR ANY UNREGULATED CONTAMINANT; CORROSION CONTROL INHIBITOR ADDITION; HYPOCHLORINATION; IRON OR MANGANESE SEQUESTRATION; OR ULTRAVIOLET RADIATION. THE LEAD/CHIEF OPERATOR MUST BE CLASS D OR HIGHER. 50,000 GPD UP TO 0.25 MGD-STAFFING BY CLASS D OR HIGHER OPERATOR: 3 VISITS/WEEK ON NONCONSECUTIVE DAYS FOR A TOTAL OF 0.3 HOUR/WEEK. LESS THAN 50,000 GPD-STAFFING BY A CLASS D OR HIGHER OPERATOR: 2 VISITS/WEEK ON NONCONSECUTIVE DAYS FOR A TOTAL OF 0.2 HOUR/WEEK. THERE SHALL BE NO MORE THAN 5 DAYS BETWEEN THE LAST VISIT IN ONE WEEK AND THE FIRST VISIT IN THE NEXT WEEK. | N | Y | PCUD-HICKORY HILL (EAST PASCO) | 7530 LITTLE RD(PASCO CO GOV C) |  | NEW PORT RICHEY | FL | 34652 |  | 8138478144 |  | GERALD RUNGE | ROBERT MARIN | 19420 CENTRAL BLVD. |  | LAND O' LAKES | FL | 34637 |  | 8139292755 | 6907 | COUNTY | 372 | 240000 | 143 | 2011-10-28 | 2020-10-19 | DC05 | 500
6 | PASCO | SWD | pfrenette107@earthlink.net | 6510778 | COMMUNITY | CHLORINATION; AERATION FOR REMOVAL OF ANY SECONDARY CONTAMINANT, SULFIDE, OR ANY UNREGULATED CONTAMINANT; CORROSION CONTROL INHIBITOR ADDITION; HYPOCHLORINATION; IRON OR MANGANESE SEQUESTRATION; OR ULTRAVIOLET RADIATION. THE LEAD/CHIEF OPERATOR MUST BE CLASS D OR HIGHER. 50,000 GPD UP TO 0.25 MGD-STAFFING BY CLASS D OR HIGHER OPERATOR: 3 VISITS/WEEK ON NONCONSECUTIVE DAYS FOR A TOTAL OF 0.3 HOUR/WEEK. LESS THAN 50,000 GPD-STAFFING BY A CLASS D OR HIGHER OPERATOR: 2 VISITS/WEEK ON NONCONSECUTIVE DAYS FOR A TOTAL OF 0.2 HOUR/WEEK. THERE SHALL BE NO MORE THAN 5 DAYS BETWEEN THE LAST VISIT IN ONE WEEK AND THE FIRST VISIT IN THE NEXT WEEK. | N | Y | HILLCREST ESTATES, INC. | 39101 HEATH DR. |  | ZEPHYRHILLS | FL | 33542 |  | 8137809101 |  | PAULA FRENETTE | PAULA FRENETTE | 39030 HILLCREST DRIVE |  | ZEPHYRHILLS | FL | 33542 |  |  |  | INVESTOR | 130 | 80000 | 68 | 2016-10-03 | 2019-02-21 | DC051 | 100
6 | PASCO | SWD |  | 6510807 | COMMUNITY | CHLORINATION; AERATION FOR REMOVAL OF ANY SECONDARY CONTAMINANT, SULFIDE, OR ANY UNREGULATED CONTAMINANT; CORROSION CONTROL INHIBITOR ADDITION; HYPOCHLORINATION; IRON OR MANGANESE SEQUESTRATION; OR ULTRAVIOLET RADIATION. THE LEAD/CHIEF OPERATOR MUST BE CLASS D OR HIGHER. 50,000 GPD UP TO 0.25 MGD-STAFFING BY CLASS D OR HIGHER OPERATOR: 3 VISITS/WEEK ON NONCONSECUTIVE DAYS FOR A TOTAL OF 0.3 HOUR/WEEK. LESS THAN 50,000 GPD-STAFFING BY A CLASS D OR HIGHER OPERATOR: 2 VISITS/WEEK ON NONCONSECUTIVE DAYS FOR A TOTAL OF 0.2 HOUR/WEEK. THERE SHALL BE NO MORE THAN 5 DAYS BETWEEN THE LAST VISIT IN ONE WEEK AND THE FIRST VISIT IN THE NEXT WEEK. | N | Y | HOLIDAY GARDENS UTIL INC | 4804 MILE STRETCH DR |  | HOLIDAY | FL | 34690 |  | 7279376275 |  |  | MICHAEL SMALLRIDGE | 5911 TROUBLE CREEK ROAD |  | NEW PORT RICHEY | FL | 34652 |  | 8639045574 |  | INVESTOR/LICENSED PUBLIC UTILITIES | 886 | 0 | 456 | 2015-02-26 | 2021-02-17 | DC06 | 100
6 | PASCO | SWD | aylasgma@gmail.com | 6510893 | NONCOMMUNITY | CHLORINATION; AERATION FOR REMOVAL OF ANY SECONDARY CONTAMINANT, SULFIDE, OR ANY UNREGULATED CONTAMINANT; CORROSION CONTROL INHIBITOR ADDITION; HYPOCHLORINATION; IRON OR MANGANESE SEQUESTRATION; OR ULTRAVIOLET RADIATION. THE LEAD/CHIEF OPERATOR MUST BE CLASS D OR HIGHER. 50,000 GPD UP TO 0.25 MGD-STAFFING BY CLASS D OR HIGHER OPERATOR: 3 VISITS/WEEK ON NONCONSECUTIVE DAYS FOR A TOTAL OF 0.3 HOUR/WEEK. LESS THAN 50,000 GPD-STAFFING BY A CLASS D OR HIGHER OPERATOR: 2 VISITS/WEEK ON NONCONSECUTIVE DAYS FOR A TOTAL OF 0.2 HOUR/WEEK. THERE SHALL BE NO MORE THAN 5 DAYS BETWEEN THE LAST VISIT IN ONE WEEK AND THE FIRST VISIT IN THE NEXT WEEK. | N | Y | GLOSSON TR PK | 35008 SATEEN DRIVE |  | ZEPHYRHILLS | FL | 33541 |  | 8137820445 |  | NEIL FOSHEE | NEIL FOSHEE | 4732 COACH RD |  | ZEPHYRHILLS | FL | 33541 |  | 8137820445 |  | INVESTOR | 50 | 1 | 33 | 2010-03-09 | 2020-02-12 | NC01 | 50
6 | PASCO | SWD | joylandrivein@yahoo.com | 6510906 | NONCOMMUNITY | CHLORINATION; AERATION FOR REMOVAL OF ANY SECONDARY CONTAMINANT, SULFIDE, OR ANY UNREGULATED CONTAMINANT; CORROSION CONTROL INHIBITOR ADDITION; HYPOCHLORINATION; IRON OR MANGANESE SEQUESTRATION; OR ULTRAVIOLET RADIATION. THE LEAD/CHIEF OPERATOR MUST BE CLASS D OR HIGHER. 50,000 GPD UP TO 0.25 MGD-STAFFING BY CLASS D OR HIGHER OPERATOR: 3 VISITS/WEEK ON NONCONSECUTIVE DAYS FOR A TOTAL OF 0.3 HOUR/WEEK. LESS THAN 50,000 GPD-STAFFING BY A CLASS D OR HIGHER OPERATOR: 2 VISITS/WEEK ON NONCONSECUTIVE DAYS FOR A TOTAL OF 0.2 HOUR/WEEK. THERE SHALL BE NO MORE THAN 5 DAYS BETWEEN THE LAST VISIT IN ONE WEEK AND THE FIRST VISIT IN THE NEXT WEEK. | N | Y | JOY-LAN DRIVE IN | 16414 NORTH 301 |  | DADE CITY | FL | 33525 |  | 3525675085 |  | HAROLD SPEARS | HAROLD SPEARS | P.O. BOX 7235 |  | LAKELAND | FL | 33807 |  | 8636831168 |  | INVESTOR | 346 | 1 | 1 | 2010-04-15 | 2019-05-20 | NC01 | 50
6 | PASCO | SWD |  | 6511027 | NONTRANSIENT NONCOMMUNITY | CHLORINATION; AERATION FOR REMOVAL OF ANY SECONDARY CONTAMINANT, SULFIDE, OR ANY UNREGULATED CONTAMINANT; CORROSION CONTROL INHIBITOR ADDITION; HYPOCHLORINATION; IRON OR MANGANESE SEQUESTRATION; OR ULTRAVIOLET RADIATION. THE LEAD/CHIEF OPERATOR MUST BE CLASS D OR HIGHER. 50,000 GPD UP TO 0.25 MGD-STAFFING BY CLASS D OR HIGHER OPERATOR: 3 VISITS/WEEK ON NONCONSECUTIVE DAYS FOR A TOTAL OF 0.3 HOUR/WEEK. LESS THAN 50,000 GPD-STAFFING BY A CLASS D OR HIGHER OPERATOR: 2 VISITS/WEEK ON NONCONSECUTIVE DAYS FOR A TOTAL OF 0.2 HOUR/WEEK. THERE SHALL BE NO MORE THAN 5 DAYS BETWEEN THE LAST VISIT IN ONE WEEK AND THE FIRST VISIT IN THE NEXT WEEK. | N | Y | LAKEVIEW-IN-THE-HILLS | 10515 U.S. 301 |  | DADE CITY | FL | 33525 |  | 3525210424 |  | PARI HICE | PATRICIA RAY AND MARIA MCMILLAN | 10515 US HWY 301 |  | DADE CITY | FL | 33526 |  | 4805605250 |  | INVESTOR | 82 | 144000 | 41 | 2020-03-05 | 2020-02-27 | NTNC | 100
6 | PASCO | SWD | lakewood@gemstoneparks.com | 6511028 | NONTRANSIENT NONCOMMUNITY | CHLORINATION; AERATION FOR REMOVAL OF ANY SECONDARY CONTAMINANT, SULFIDE, OR ANY UNREGULATED CONTAMINANT; CORROSION CONTROL INHIBITOR ADDITION; HYPOCHLORINATION; IRON OR MANGANESE SEQUESTRATION; OR ULTRAVIOLET RADIATION. THE LEAD/CHIEF OPERATOR MUST BE CLASS D OR HIGHER. 50,000 GPD UP TO 0.25 MGD-STAFFING BY CLASS D OR HIGHER OPERATOR: 3 VISITS/WEEK ON NONCONSECUTIVE DAYS FOR A TOTAL OF 0.3 HOUR/WEEK. LESS THAN 50,000 GPD-STAFFING BY A CLASS D OR HIGHER OPERATOR: 2 VISITS/WEEK ON NONCONSECUTIVE DAYS FOR A TOTAL OF 0.2 HOUR/WEEK. THERE SHALL BE NO MORE THAN 5 DAYS BETWEEN THE LAST VISIT IN ONE WEEK AND THE FIRST VISIT IN THE NEXT WEEK. | N | Y | LAKEWOOD TRAVEL PARK | 11517 STATE ROAD 52 |  | HUDSON | FL | 34669 |  | 7278561306 |  | LILY | JENNIFER DELMOTTE | P.O. BOX 1388 |  | BIRMINGHAM | MI | 48012 |  | 2483018335 |  | INVESTOR | 60 | 216000 | 41 | 2021-09-16 | 2021-08-25 | NTNC | 100
6 | PASCO | SWD |  | 6511076 | COMMUNITY | CHLORINATION; AERATION FOR REMOVAL OF ANY SECONDARY CONTAMINANT, SULFIDE, OR ANY UNREGULATED CONTAMINANT; CORROSION CONTROL INHIBITOR ADDITION; HYPOCHLORINATION; IRON OR MANGANESE SEQUESTRATION; OR ULTRAVIOLET RADIATION. THE LEAD/CHIEF OPERATOR MUST BE CLASS D OR HIGHER. 50,000 GPD UP TO 0.25 MGD-STAFFING BY CLASS D OR HIGHER OPERATOR: 3 VISITS/WEEK ON NONCONSECUTIVE DAYS FOR A TOTAL OF 0.3 HOUR/WEEK. LESS THAN 50,000 GPD-STAFFING BY A CLASS D OR HIGHER OPERATOR: 2 VISITS/WEEK ON NONCONSECUTIVE DAYS FOR A TOTAL OF 0.2 HOUR/WEEK. THERE SHALL BE NO MORE THAN 5 DAYS BETWEEN THE LAST VISIT IN ONE WEEK AND THE FIRST VISIT IN THE NEXT WEEK. | N | Y | LINDA LAKE GROVES | EAST OF 20607 LEONARD RD. ON KAREN DRIVE |  | LAND O' LAKES | FL | 33558 |  | 4076296900 |  |  | SAM CAIN, P.E. | 280 WEKIVA SPRINGS ROAD | SUITE 2070 | LONGWOOD | FL | 32779 |  | 4076296900 |  | INVESTOR | 283 | 72000 | 60 | 2017-05-23 | 2020-05-28 | DC051 | 100
6 | PASCO | SWD |  | 6511077 | COMMUNITY | AERATION FOR REMOVAL OF ANY PRIMARY CONTAMINANT; ALKALINITY/PH ADJUSTMENT; CHLORAMIN ATION; CHLORINE DIOXIDE FOR OXIDATION OR DISINFECTION; FLUORIDATION; ION EXCHANGE FOR REMOVAL OF ANY SECONDARY CONTAMINANT, SULFIDE, OR ANY UNREGULATED CONTAMINANT; OR OZONATION. THE LEAD/CHIEF OPERATOR MUST BE CLASS C OR HIGHER. 5.0 MGD UP TO 10 MGD-STAFFING BY CLASS C OR HIGHER OPERATOR: 6 HOURS/DAY FOR 5 DAYS/WEEK AND ONE VISIT ON EACH WEEKEND DAY. 3.0 MGD UP TO 5.0 MGD-STAFFING BY CLASS C OR HIGHER OPERATOR: 3 HOURS/DAY FOR 5 DAYS/WEEK AND ONE VISIT ON EACH WEEKEND DAY. 1.0 MGD UP TO 3.0 MGD-STAFFING BY CLASS C OR HIGHER OPERATOR: 1 HOUR/DAY FOR 5 DAYS/WEEK AND ONE VISIT ON EACH WEEKEND DAY. 0.1 MGD UP TO 1.0 MGD-STAFFING BY CLASS C OR HIGHER OPERATOR: 5 VISITS/WEEK AND ONE VISIT EACH WEEKEND FOR A TOTAL OF 1.2 HOURS/WEEK. | N | Y | GULF HARBORS | 5245 US HIGHWAY 19 N |  | NEW PORT RICHEY | FL | 34652 |  | 7278481165 |  |  | SAM CAIN, P.E. | 280 WEKIVA SPRINGS ROAD | SUITE 2070 | LONGWOOD | FL | 32779 |  | 4076296900 |  | INVESTOR | 9110 | 1944000 | 2995 | 2014-03-31 | 2019-05-22 | DC03 | 2000
6 | PASCO | SWD | flaeriemc@yahoo.com | 6511094 | NONCOMMUNITY | CHLORINATION; AERATION FOR REMOVAL OF ANY SECONDARY CONTAMINANT, SULFIDE, OR ANY UNREGULATED CONTAMINANT; CORROSION CONTROL INHIBITOR ADDITION; HYPOCHLORINATION; IRON OR MANGANESE SEQUESTRATION; OR ULTRAVIOLET RADIATION. THE LEAD/CHIEF OPERATOR MUST BE CLASS D OR HIGHER. 50,000 GPD UP TO 0.25 MGD-STAFFING BY CLASS D OR HIGHER OPERATOR: 3 VISITS/WEEK ON NONCONSECUTIVE DAYS FOR A TOTAL OF 0.3 HOUR/WEEK. LESS THAN 50,000 GPD-STAFFING BY A CLASS D OR HIGHER OPERATOR: 2 VISITS/WEEK ON NONCONSECUTIVE DAYS FOR A TOTAL OF 0.2 HOUR/WEEK. THERE SHALL BE NO MORE THAN 5 DAYS BETWEEN THE LAST VISIT IN ONE WEEK AND THE FIRST VISIT IN THE NEXT WEEK. | N | Y | EAGLE'S BAR AKA BERMUDA CONNECTION | 15924 HWY 301 N |  | DADE CITY | FL | 33524 |  | 3525677686 |  | ANN ALTMAN | ROGER SAINTS | 10354 DUSTY HILL LOOP |  | DADE CITY | FL | 33525 |  | 3524670173 |  | INVESTOR | 25 | 0 | 1 | 2014-08-23 | 2016-11-14 | NC01 | 50
6 | PASCO | SWD |  | 6511123 | NONTRANSIENT NONCOMMUNITY | CHLORINATION; AERATION FOR REMOVAL OF ANY SECONDARY CONTAMINANT, SULFIDE, OR ANY UNREGULATED CONTAMINANT; CORROSION CONTROL INHIBITOR ADDITION; HYPOCHLORINATION; IRON OR MANGANESE SEQUESTRATION; OR ULTRAVIOLET RADIATION. THE LEAD/CHIEF OPERATOR MUST BE CLASS D OR HIGHER. 50,000 GPD UP TO 0.25 MGD-STAFFING BY CLASS D OR HIGHER OPERATOR: 3 VISITS/WEEK ON NONCONSECUTIVE DAYS FOR A TOTAL OF 0.3 HOUR/WEEK. LESS THAN 50,000 GPD-STAFFING BY A CLASS D OR HIGHER OPERATOR: 2 VISITS/WEEK ON NONCONSECUTIVE DAYS FOR A TOTAL OF 0.2 HOUR/WEEK. THERE SHALL BE NO MORE THAN 5 DAYS BETWEEN THE LAST VISIT IN ONE WEEK AND THE FIRST VISIT IN THE NEXT WEEK. | N | Y | MOCKINGBIRD MHP | 38018 WREN RD |  | ZEPHYRHILLS | FL | 33540 |  | 8137823787 |  | LYNDA EDDLEMON | JAMES C. GOSS | 10912 N 56TH ST |  | TEMPLE TERRACE | FL | 33617 | 3004 | 8137823787 |  | INVESTOR | 80 | 1 | 67 | 2019-05-01 | 2019-04-25 | NTNC | 100
6 | PASCO | SWD | WIKHOLMG@CITYOFNEWPORTRICHEY.ORG | 6511255 | COMMUNITY | AERATION FOR REMOVAL OF ANY PRIMARY CONTAMINANT; ALKALINITY/PH ADJUSTMENT; CHLORAMIN ATION; CHLORINE DIOXIDE FOR OXIDATION OR DISINFECTION; FLUORIDATION; ION EXCHANGE FOR REMOVAL OF ANY SECONDARY CONTAMINANT, SULFIDE, OR ANY UNREGULATED CONTAMINANT; OR OZONATION 10 MGD AND ABOVE. STAFFING BY CLASS C OR HIGHER OPERATOR: 16 HOURS/DAY FOR 7 DAYS/WEEK. THE LEAD/CHIEF OPERATOR MUST BE CLASS B OR HIGHER. | Y | Y | NEW PORT RICHEY WATER DEPT | 9748 DECUBELLIS ROAD |  | NEW PORT RICHEY | FL | 34654 |  | 7278414570 |  | MICHAEL STEIN | [9 empty] | MUNICIPALITY | 33000 | 11100000 | 13000 | 2014-03-28 | 2019-02-13 | DC01 | 6000
6 | PASCO | SWD |  | 6511307 | COMMUNITY | CHLORINATION; AERATION FOR REMOVAL OF ANY SECONDARY CONTAMINANT, SULFIDE, OR ANY UNREGULATED CONTAMINANT; CORROSION CONTROL INHIBITOR ADDITION; HYPOCHLORINATION; IRON OR MANGANESE SEQUESTRATION; OR ULTRAVIOLET RADIATION. THE LEAD/CHIEF OPERATOR MUST BE CLASS C OR HIGHER. 5.0 MGD AND ABOVE-STAFFING BY CLASS C OR HIGHER OPERATOR: 6 HOURS/DAY FOR 5 DAYS/WEEK AND ONE VISIT ON EACH WEEKEND DAY. 3.0 MGD UP TO 5.0 MGD-STAFFING BY CLASS C OR HIGHER OPERATOR: 1 HOUR/DAY FOR 5 DAYS/WEEK AND ONE VISIT ON EACH WEEKEND DAY. 0.25 MGD UP TO 3.0 MGD-STAFFING BY CLASS C OR HIGHER OPERATOR: 5 VISITS/WEEK AND ONE VISIT EACH WEEKEND FOR A TOTAL OF 0.6 HOUR/WEEK. | N | Y | ORANGELAND SUBDIVISION | 8323 LIMAN DRIVE |  | NEW PORT RICHEY | FL | 34653 |  | 7279373293 |  |  | MICHAEL SMALLRIDGE | 5911 TROUBLE CREEK ROAD |  | NEW PORT RICHEY | FL | 34652 |  | 8639045574 |  | INVESTOR | 186 | 100000 | 75 | 2013-03-21 | 2020-04-21 | DC051 | 100
6 | PASCO | SWD |  | 6511311 | COMMUNITY | CHLORINATION; AERATION FOR REMOVAL OF ANY SECONDARY CONTAMINANT, SULFIDE, OR ANY UNREGULATED CONTAMINANT; CORROSION CONTROL INHIBITOR ADDITION; HYPOCHLORINATION; IRON OR MANGANESE SEQUESTRATION; OR ULTRAVIOLET RADIATION. THE LEAD/CHIEF OPERATOR MUST BE CLASS C OR HIGHER. 5.0 MGD AND ABOVE-STAFFING BY CLASS C OR HIGHER OPERATOR: 6 HOURS/DAY FOR 5 DAYS/WEEK AND ONE VISIT ON EACH WEEKEND DAY. 3.0 MGD UP TO 5.0 MGD-STAFFING BY CLASS C OR HIGHER OPERATOR: 1 HOUR/DAY FOR 5 DAYS/WEEK AND ONE VISIT ON EACH WEEKEND DAY. 0.25 MGD UP TO 3.0 MGD-STAFFING BY CLASS C OR HIGHER OPERATOR: 5 VISITS/WEEK AND ONE VISIT EACH WEEKEND FOR A TOTAL OF 0.6 HOUR/WEEK. | N | Y | ORANGEWOOD WATER SYSTEM | 2448 ARCADIA ROAD |  | HOLIDAY | FL | 34690 |  | 7279349137 |  | MIKE WILSON | MIKE WILSON | 200 WEATHERSFIELD AVE |  | ALTAMONTE SPRINGS | FL | 32714 |  | 4057631467 |  | MUNICIPALITY | 6464 | 1240040 | 1847 | 2014-12-22 | 2020-12-18 | DC03 | 2000
6 | PASCO | SWD |  | 6511315 | COMMUNITY | CHLORINATION; AERATION FOR REMOVAL OF ANY SECONDARY CONTAMINANT, SULFIDE, OR ANY UNREGULATED CONTAMINANT; CORROSION CONTROL INHIBITOR ADDITION; HYPOCHLORINATION; IRON OR MANGANESE SEQUESTRATION; OR ULTRAVIOLET RADIATION. THE LEAD/CHIEF OPERATOR MUST BE CLASS D OR HIGHER. 50,000 GPD UP TO 0.25 MGD-STAFFING BY CLASS D OR HIGHER OPERATOR: 3 VISITS/WEEK ON NONCONSECUTIVE DAYS FOR A TOTAL OF 0.3 HOUR/WEEK. LESS THAN 50,000 GPD-STAFFING BY A CLASS D OR HIGHER OPERATOR: 2 VISITS/WEEK ON NONCONSECUTIVE DAYS FOR A TOTAL OF 0.2 HOUR/WEEK. THERE SHALL BE NO MORE THAN 5 DAYS BETWEEN THE LAST VISIT IN ONE WEEK AND THE FIRST VISIT IN THE NEXT WEEK. | N | Y | OSCEOLA MOBILE HOME PARK | 8844 ROSS LANE |  | NEW PORT RICHEY | FL | 34654 |  | 7278633640 |  |  | GARY GORDON | 8844 ROSS LANE |  | NEW PORT RICHEY | FL | 34654 |  | 7278473578 |  | INVESTOR | 128 | 1 | 64 | 2017-12-19 | 2021-02-24 | DC06 | 100
6 | PASCO | SWD | manager@palmtreemhp.com | 6511332 | COMMUNITY | CHLORINATION; AERATION FOR REMOVAL OF ANY SECONDARY CONTAMINANT, SULFIDE, OR ANY UNREGULATED CONTAMINANT; CORROSION CONTROL INHIBITOR ADDITION; HYPOCHLORINATION; IRON OR MANGANESE SEQUESTRATION; OR ULTRAVIOLET RADIATION. THE LEAD/CHIEF OPERATOR MUST BE CLASS D OR HIGHER. 50,000 GPD UP TO 0.25 MGD-STAFFING BY CLASS D OR HIGHER OPERATOR: 3 VISITS/WEEK ON NONCONSECUTIVE DAYS FOR A TOTAL OF 0.3 HOUR/WEEK. LESS THAN 50,000 GPD-STAFFING BY A CLASS D OR HIGHER OPERATOR: 2 VISITS/WEEK ON NONCONSECUTIVE DAYS FOR A TOTAL OF 0.2 HOUR/WEEK. THERE SHALL BE NO MORE THAN 5 DAYS BETWEEN THE LAST VISIT IN ONE WEEK AND THE FIRST VISIT IN THE NEXT WEEK. | N | Y | PALM TREE ACRES MHP | 36006 SR 54 WEST |  | ZEPHYRHILLS | FL | 33541 |  | 8137823259 |  | VICKY JONES | JAMES GOSS | 36006 SR 54 WEST |  | ZEPHYRHILLS | FL | 33541 |  | 8137823259 |  | INVESTOR | 500 | 360000 | 242 | 2019-02-08 | 2019-02-04 | DC04 | 1000
6 | PASCO | SWD |  | 6511348 | COMMUNITY | CHLORINATION; AERATION FOR REMOVAL OF ANY SECONDARY CONTAMINANT, SULFIDE, OR ANY UNREGULATED CONTAMINANT; CORROSION CONTROL INHIBITOR ADDITION; HYPOCHLORINATION; IRON OR MANGANESE SEQUESTRATION; OR ULTRAVIOLET RADIATION. THE LEAD/CHIEF OPERATOR MUST BE CLASS D OR HIGHER. 50,000 GPD UP TO 0.25 MGD-STAFFING BY CLASS D OR HIGHER OPERATOR: 3 VISITS/WEEK ON NONCONSECUTIVE DAYS FOR A TOTAL OF 0.3 HOUR/WEEK. LESS THAN 50,000 GPD-STAFFING BY A CLASS D OR HIGHER OPERATOR: 2 VISITS/WEEK ON NONCONSECUTIVE DAYS FOR A TOTAL OF 0.2 HOUR/WEEK. THERE SHALL BE NO MORE THAN 5 DAYS BETWEEN THE LAST VISIT IN ONE WEEK AND THE FIRST VISIT IN THE NEXT WEEK. | N | Y | PARKVIEW ACRES | 37810 EASY AVENUE |  | ZEPHYRHILLS | FL | 33542 | 3205 | 8137821410 |  | GREGG ATKINSON | JEAN PARSONS | 37736 MOSS AVE. |  | ZEPHYRHILLS | FL | 33542 |  | 8137835121 |  | INVESTOR | 190 | 1 | 98 | 2019-01-02 | 2021-12-08 | DC06 | 100
6 | PASCO | SWD |  | 6511360 | COMMUNITY | CHLORINATION; AERATION FOR REMOVAL OF ANY SECONDARY CONTAMINANT, SULFIDE, OR ANY UNREGULATED CONTAMINANT; CORROSION CONTROL INHIBITOR ADDITION; HYPOCHLORINATION; IRON OR MANGANESE SEQUESTRATION; OR ULTRAVIOLET RADIATION. THE LEAD/CHIEF OPERATOR MUST BE CLASS C OR HIGHER. 5.0 MGD AND ABOVE-STAFFING BY CLASS C OR HIGHER OPERATOR: 6 HOURS/DAY FOR 5 DAYS/WEEK AND ONE VISIT ON EACH WEEKEND DAY. 3.0 MGD UP TO 5.0 MGD-STAFFING BY CLASS C OR HIGHER OPERATOR: 1 HOUR/DAY FOR 5 DAYS/WEEK AND ONE VISIT ON EACH WEEKEND DAY. 0.25 MGD UP TO 3.0 MGD-STAFFING BY CLASS C OR HIGHER OPERATOR: 5 VISITS/WEEK AND ONE VISIT EACH WEEKEND FOR A TOTAL OF 0.6 HOUR/WEEK. | N | Y | ANGUS VALLEY | P O BOX 4118 |  | WESLEY CHAPEL | FL | 33607 |  | 8138778330 |  |  | SAM CAIN, P.E. | 280 WEKIVA SPRINGS ROAD | SUITE 2070 | LONGWOOD | FL | 32779 |  | 4076296900 |  | INVESTOR | 1797 | 498000 | 719 | 2017-08-04 | 2020-06-18 | DC04 | 1000
6 | PASCO | SWD |  | 6511361 | COMMUNITY | AERATION FOR REMOVAL OF ANY PRIMARY CONTAMINANT; ALKALINITY/PH ADJUSTMENT; CHLORAMIN ATION; CHLORINE DIOXIDE FOR OXIDATION OR DISINFECTION; FLUORIDATION; ION EXCHANGE FOR REMOVAL OF ANY SECONDARY CONTAMINANT, SULFIDE, OR ANY UNREGULATED CONTAMINANT; OR OZONATION 10 MGD AND ABOVE. STAFFING BY CLASS C OR HIGHER OPERATOR: 16 HOURS/DAY FOR 7 DAYS/WEEK. THE LEAD/CHIEF OPERATOR MUST BE CLASS B OR HIGHER. | Y | Y | PCUD-PASCO COUNTY REGIONAL PWS | 7536 STATE ST |  | NEW PORT RICHEY | FL | 33553 |  | 7278475955 |  | GERALD RUNGE | ROBERT MARIN | 19420 CENTRAL BLVD. |  | LAND O' LAKES | FL | 34637 |  | 8139292755 | 6907 | COUNTY | 214409 | 29229000 | 121768 | 2016-09-20 | 2019-11-05 | DC01 | 6000
6 | PASCO | SWD |  | 6511388 | COMMUNITY | CHLORINATION; AERATION FOR REMOVAL OF ANY SECONDARY CONTAMINANT, SULFIDE, OR ANY UNREGULATED CONTAMINANT; CORROSION CONTROL INHIBITOR ADDITION; HYPOCHLORINATION; IRON OR MANGANESE SEQUESTRATION; OR ULTRAVIOLET RADIATION. THE LEAD/CHIEF OPERATOR MUST BE CLASS D OR HIGHER. 50,000 GPD UP TO 0.25 MGD-STAFFING BY CLASS D OR HIGHER OPERATOR: 3 VISITS/WEEK ON NONCONSECUTIVE DAYS FOR A TOTAL OF 0.3 HOUR/WEEK. LESS THAN 50,000 GPD-STAFFING BY A CLASS D OR HIGHER OPERATOR: 2 VISITS/WEEK ON NONCONSECUTIVE DAYS FOR A TOTAL OF 0.2 HOUR/WEEK. THERE SHALL BE NO MORE THAN 5 DAYS BETWEEN THE LAST VISIT IN ONE WEEK AND THE FIRST VISIT IN THE NEXT WEEK. | N | Y | PCUD-PINE BREEZE (EAST PASCO) | 7536 STATE ST |  | NEW PORT RICHEY | FL | 33553 |  | 8138478144 |  | GERALD RUNGE | ROBERT MARIN | 19420 CENTRAL BLVD. |  | LAND O' LAKES | FL | 34637 |  | 8139292755 | 6907 | COUNTY | 174 | 20000 | 67 | 2011-11-04 | 2021-11-23 | DC06 | 100
6 | PASCO | SWD |  | 6511423 | COMMUNITY | NO TREATMENT--CONSECUTIVE SYSTEMS ONLY | N | Y | SUMMERTREE | 12005 PARADISE POINTE WAY |  | NEW PORT RICHEY | FL | 34654 |  | 7279349137 |  | MIKE WILSON | MIKE WILSON | 200 WEATHERSFIELD AVE |  | ALTAMONTE SPRINGS | FL | 32714 |  | 4057631467 | 1359 | INVESTOR | 2850 | 0 | 1140 | 2016-09-27 | 2020-12-18 | PC02 | 100
6 | PASCO | SWD | sppphyatt2018@gmail.com | 6511569 | COMMUNITY | CHLORINATION; AERATION FOR REMOVAL OF ANY SECONDARY CONTAMINANT, SULFIDE, OR ANY UNREGULATED CONTAMINANT; CORROSION CONTROL INHIBITOR ADDITION; HYPOCHLORINATION; IRON OR MANGANESE SEQUESTRATION; OR ULTRAVIOLET RADIATION. THE LEAD/CHIEF OPERATOR MUST BE CLASS D OR HIGHER. 50,000 GPD UP TO 0.25 MGD-STAFFING BY CLASS D OR HIGHER OPERATOR: 3 VISITS/WEEK ON NONCONSECUTIVE DAYS FOR A TOTAL OF 0.3 HOUR/WEEK. LESS THAN 50,000 GPD-STAFFING BY A CLASS D OR HIGHER OPERATOR: 2 VISITS/WEEK ON NONCONSECUTIVE DAYS FOR A TOTAL OF 0.2 HOUR/WEEK. THERE SHALL BE NO MORE THAN 5 DAYS BETWEEN THE LAST VISIT IN ONE WEEK AND THE FIRST VISIT IN THE NEXT WEEK. | N | Y | SOUTH PRETTY POND MHP | 38957 STAPLEY CIRCLE |  | ZEPHYRHILLS | FL | 33540 |  | 8136939925 |  | DAWN HYATT | DAWN HYATT | 38957 STAPLEY CIRCLE |  | ZEPHYRHILLS | FL | 33540 |  | 8136939925 |  | INVESTOR | 80 | 1 | 43 | 2019-01-02 | 2018-12-13 | DC06 | 100
6 | PASCO | SWD |  | 6511706 | NONCOMMUNITY | CHLORINATION; AERATION FOR REMOVAL OF ANY SECONDARY CONTAMINANT, SULFIDE, OR ANY UNREGULATED CONTAMINANT; CORROSION CONTROL INHIBITOR ADDITION; HYPOCHLORINATION; IRON OR MANGANESE SEQUESTRATION; OR ULTRAVIOLET RADIATION. THE LEAD/CHIEF OPERATOR MUST BE CLASS D OR HIGHER. 50,000 GPD UP TO 0.25 MGD-STAFFING BY CLASS D OR HIGHER OPERATOR: 3 VISITS/WEEK ON NONCONSECUTIVE DAYS FOR A TOTAL OF 0.3 HOUR/WEEK. LESS THAN 50,000 GPD-STAFFING BY A CLASS D OR HIGHER OPERATOR: 2 VISITS/WEEK ON NONCONSECUTIVE DAYS FOR A TOTAL OF 0.2 HOUR/WEEK. THERE SHALL BE NO MORE THAN 5 DAYS BETWEEN THE LAST VISIT IN ONE WEEK AND THE FIRST VISIT IN THE NEXT WEEK. | N | Y | ST JOE ESTATES | 31800 DECKER LANE |  | SAN ANTONIO | FL | 33525 |  | 3525884624 |  | JAMES GANT-OWNER FORMER MGR. | JAMES GANT | 15417 LAKE IOLA RD |  | DADE CITY | FL | 33523 |  | 3525882116 |  | INVESTOR | 25 | 1 | 10 | 2018-03-16 | 2018-02-19 | NC01 | 50
6 | PASCO | SWD | sheccleo@embarqmail.com | 6511709 | NONTRANSIENT NONCOMMUNITY | CHLORINATION; AERATION FOR REMOVAL OF ANY SECONDARY CONTAMINANT, SULFIDE, OR ANY UNREGULATED CONTAMINANT; CORROSION CONTROL INHIBITOR ADDITION; HYPOCHLORINATION; IRON OR MANGANESE SEQUESTRATION; OR ULTRAVIOLET RADIATION. THE LEAD/CHIEF OPERATOR MUST BE CLASS D OR HIGHER. 50,000 GPD UP TO 0.25 MGD-STAFFING BY CLASS D OR HIGHER OPERATOR: 3 VISITS/WEEK ON NONCONSECUTIVE DAYS FOR A TOTAL OF 0.3 HOUR/WEEK. LESS THAN 50,000 GPD-STAFFING BY A CLASS D OR HIGHER OPERATOR: 2 VISITS/WEEK ON NONCONSECUTIVE DAYS FOR A TOTAL OF 0.2 HOUR/WEEK. THERE SHALL BE NO MORE THAN 5 DAYS BETWEEN THE LAST VISIT IN ONE WEEK AND THE FIRST VISIT IN THE NEXT WEEK. | N | Y | SACRED HEART EARLY CHILDHOOD CENTER | 32245 ST. JOE ROAD |  | DADE CITY | FL | 33525 |  | 3525884060 |  | LUCINDA O'QUINN | SACRED HEART CATHOLIC CHURCH | 32245 ST. JOE ROAD |  | DADE CITY | FL | 33525 |  | 3525884060 |  | OTHER | 130 | 1 | 3 | 2017-12-06 | 2021-03-18 | NTNC | 100
6 | PASCO | SWD | br.timothy@saintleo.edu | 6511710 | COMMUNITY | CHLORINATION; AERATION FOR REMOVAL OF ANY SECONDARY CONTAMINANT, SULFIDE, OR ANY UNREGULATED CONTAMINANT; CORROSION CONTROL INHIBITOR ADDITION; HYPOCHLORINATION; IRON OR MANGANESE SEQUESTRATION; OR ULTRAVIOLET RADIATION. THE LEAD/CHIEF OPERATOR MUST BE CLASS D OR HIGHER. 50,000 GPD UP TO 0.25 MGD-STAFFING BY CLASS D OR HIGHER OPERATOR: 3 VISITS/WEEK ON NONCONSECUTIVE DAYS FOR A TOTAL OF 0.3 HOUR/WEEK. LESS THAN 50,000 GPD-STAFFING BY A CLASS D OR HIGHER OPERATOR: 2 VISITS/WEEK ON NONCONSECUTIVE DAYS FOR A TOTAL OF 0.2 HOUR/WEEK. THERE SHALL BE NO MORE THAN 5 DAYS BETWEEN THE LAST VISIT IN ONE WEEK AND THE FIRST VISIT IN THE NEXT WEEK. | N | Y | ST. LEO ABBEY WATER DEPT | P O BOX 2350, 33601 ST RD 52 EAST |  | ST LEO | FL | 33574 |  | 3525888200 |  | TIMOTHY GAGNON | JAMES TINGERTHAL | PO BOX 2350 |  | ST LEO | FL | 33574 |  | 3525888624 |  | OTHER | 250 | 216000 | 25 | 2016-07-25 | 2019-06-05 | DC05 | 500
6 | PASCO | SWD |  | 6511745 | COMMUNITY | CHLORINATION; AERATION FOR REMOVAL OF ANY SECONDARY CONTAMINANT, SULFIDE, OR ANY UNREGULATED CONTAMINANT; CORROSION CONTROL INHIBITOR ADDITION; HYPOCHLORINATION; IRON OR MANGANESE SEQUESTRATION; OR ULTRAVIOLET RADIATION. THE LEAD/CHIEF OPERATOR MUST BE CLASS C OR HIGHER. 5.0 MGD AND ABOVE-STAFFING BY CLASS C OR HIGHER OPERATOR: 6 HOURS/DAY FOR 5 DAYS/WEEK AND ONE VISIT ON EACH WEEKEND DAY. 3.0 MGD UP TO 5.0 MGD-STAFFING BY CLASS C OR HIGHER OPERATOR: 1 HOUR/DAY FOR 5 DAYS/WEEK AND ONE VISIT ON EACH WEEKEND DAY. 0.25 MGD UP TO 3.0 MGD-STAFFING BY CLASS C OR HIGHER OPERATOR: 5 VISITS/WEEK AND ONE VISIT EACH WEEKEND FOR A TOTAL OF 0.6 HOUR/WEEK. | N | Y | PCUD-SUNBURST HILL | 7530 LITTLE RD |  | NEW PORT RICHEY | FL | 33553 | 6512 | 8138478144 |  | GERALD RUNGE | ROBERT MARIN | 19420 CENTRAL BLVD. |  | LAND O' LAKES | FL | 34637 |  | 8139292755 | 6907 | COUNTY | 507 | 252000 | 195 | 2011-11-04 | 2021-11-23 | DC05 | 500
6 | PASCO | SWD | tvhoa1@verizon.net | 6511824 | COMMUNITY | CHLORINATION; AERATION FOR REMOVAL OF ANY SECONDARY CONTAMINANT, SULFIDE, OR ANY UNREGULATED CONTAMINANT; CORROSION CONTROL INHIBITOR ADDITION; HYPOCHLORINATION; IRON OR MANGANESE SEQUESTRATION; OR ULTRAVIOLET RADIATION. THE LEAD/CHIEF OPERATOR MUST BE CLASS D OR HIGHER. 50,000 GPD UP TO 0.25 MGD-STAFFING BY CLASS D OR HIGHER OPERATOR: 3 VISITS/WEEK ON NONCONSECUTIVE DAYS FOR A TOTAL OF 0.3 HOUR/WEEK. LESS THAN 50,000 GPD-STAFFING BY A CLASS D OR HIGHER OPERATOR: 2 VISITS/WEEK ON NONCONSECUTIVE DAYS FOR A TOTAL OF 0.2 HOUR/WEEK. THERE SHALL BE NO MORE THAN 5 DAYS BETWEEN THE LAST VISIT IN ONE WEEK AND THE FIRST VISIT IN THE NEXT WEEK. | N | Y | TIPPECANOE VILLAGE HOMEOWN ASSOC. | 34521 IRIS BLVD |  | ZEPHYRHILLS | FL | 33541 |  | 8137832583 |  | SUZANNE LENTNER | DIANE MASON | 34521 IRIS BLVD |  | ZEPHYRHILLS | FL | 33541 |  | 8137826590 |  | INVESTOR | 480 | 40000 | 218 | 2021-08-13 | 2021-05-27 | DC06 | 100
6 | PASCO | SWD | ray@travelersrestresort.com | 6511850 | COMMUNITY | CHLORINATION; AERATION FOR REMOVAL OF ANY SECONDARY CONTAMINANT, SULFIDE, OR ANY UNREGULATED CONTAMINANT; CORROSION CONTROL INHIBITOR ADDITION; HYPOCHLORINATION; IRON OR MANGANESE SEQUESTRATION; OR ULTRAVIOLET RADIATION. THE LEAD/CHIEF OPERATOR MUST BE CLASS C OR HIGHER. 5.0 MGD AND ABOVE-STAFFING BY CLASS C OR HIGHER OPERATOR: 6 HOURS/DAY FOR 5 DAYS/WEEK AND ONE VISIT ON EACH WEEKEND DAY. 3.0 MGD UP TO 5.0 MGD-STAFFING BY CLASS C OR HIGHER OPERATOR: 1 HOUR/DAY FOR 5 DAYS/WEEK AND ONE VISIT ON EACH WEEKEND DAY. 0.25 MGD UP TO 3.0 MGD-STAFFING BY CLASS C OR HIGHER OPERATOR: 5 VISITS/WEEK AND ONE VISIT EACH WEEKEND FOR A TOTAL OF 0.6 HOUR/WEEK. | N | Y | TRAVELERS REST RESORT INC | 29129 JOHNSTON ROAD |  | SAN ANTONIO | FL | 33523 | 6130 | 3525882013 |  |  | KATHERINE SHAWVER | 29129 JOHNSTON ROAD | LOT #10-04 | DADE CITY | FL | 33523 | 6130 | 3525850387 |  | INVESTOR | 1400 | 320000 | 680 | 2020-12-08 | 2020-10-27 | DC05 | 500
6 | PASCO | SWD | housingmanagementinc@yahoo.com | 6511859 | COMMUNITY | CHLORINATION; AERATION FOR REMOVAL OF ANY SECONDARY CONTAMINANT, SULFIDE, OR ANY UNREGULATED CONTAMINANT; CORROSION CONTROL INHIBITOR ADDITION; HYPOCHLORINATION; IRON OR MANGANESE SEQUESTRATION; OR ULTRAVIOLET RADIATION. THE LEAD/CHIEF OPERATOR MUST BE CLASS D OR HIGHER. 50,000 GPD UP TO 0.25 MGD-STAFFING BY CLASS D OR HIGHER OPERATOR: 3 VISITS/WEEK ON NONCONSECUTIVE DAYS FOR A TOTAL OF 0.3 HOUR/WEEK. LESS THAN 50,000 GPD-STAFFING BY A CLASS D OR HIGHER OPERATOR: 2 VISITS/WEEK ON NONCONSECUTIVE DAYS FOR A TOTAL OF 0.2 HOUR/WEEK. THERE SHALL BE NO MORE THAN 5 DAYS BETWEEN THE LAST VISIT IN ONE WEEK AND THE FIRST VISIT IN THE NEXT WEEK. | N | Y | TROPICAL TRAILER PARK | 37407 RAY DRIVE |  | ZEPHYRHILLS | FL | 33541 | 1182 | 8137880665 |  | A UTILITY INC | A UTILITY INC | 36645 SUNSHINE ROAD |  | ZEPHYRHILLS | FL | 33541 |  | 8137808503 |  | INVESTOR | 250 | 1 | 117 | 2011-11-30 | 2019-12-12 | DC06 | 100
6 | PASCO | SWD |  | 6511907 | COMMUNITY | AERATION FOR REMOVAL OF ANY PRIMARY CONTAMINANT; ALKALINITY/PH ADJUSTMENT; CHLORAMIN ATION; CHLORINE DIOXIDE FOR OXIDATION OR DISINFECTION; FLUORIDATION; ION EXCHANGE FOR REMOVAL OF ANY SECONDARY CONTAMINANT, SULFIDE, OR ANY UNREGULATED CONTAMINANT; OR OZONATION LESS THAN 0.1 MGD. STAFFING BY A CLASS D OR HIGHER OPERATOR: 3 VISITS/WEEK ON NONCONSECUTIVE DAYS FOR A TOTAL OF 0.6 HOUR/WEEK. THE LEAD/CHIEF OPERATOR MUST BE CLASS D OR HIGHER. | N | Y | VIRGINIA CITY | 7210 JASMINE DRIVE |  | NEW PORT RICHEY | FL | 34652 |  | 8139376745 |  |  | SAM CAIN, P.E. | 280 WEKIVA SPRINGS ROAD | SUITE 2070 | LONGWOOD | FL | 32779 |  | 4076296900 |  | INVESTOR | 787 | 345600 | 315 | 2021-06-07 | 2021-06-04 | DC04 | 1000
6 | PASCO | SWD |  | 6511953 | COMMUNITY | AERATION FOR REMOVAL OF ANY PRIMARY CONTAMINANT; ALKALINITY/PH ADJUSTMENT; CHLORAMIN ATION; CHLORINE DIOXIDE FOR OXIDATION OR DISINFECTION; FLUORIDATION; ION EXCHANGE FOR REMOVAL OF ANY SECONDARY CONTAMINANT, SULFIDE, OR ANY UNREGULATED CONTAMINANT; OR OZONATION LESS THAN 0.1 MGD. STAFFING BY A CLASS D OR HIGHER OPERATOR: 3 VISITS/WEEK ON NONCONSECUTIVE DAYS FOR A TOTAL OF 0.6 HOUR/WEEK. THE LEAD/CHIEF OPERATOR MUST BE CLASS D OR HIGHER. | N | Y | WESTWOOD S/D | BEHIND HAVER LN AND CANTERBERRY DR |  | HOLIDAY | FL | 34691 |  | 7278488292 |  |  | SAM CAIN, P.E. | 280 WEKIVA SPRINGS ROAD | SUITE 2070 | LONGWOOD | FL | 32779 |  | 4076296900 |  | MUNICIPALITY | 344 | 1 | 112 | 2009-05-28 | 2019-12-03 | DC06 | 100
6 | PASCO | SWD | sscorsetti@hotmail.com | 6512004 | COMMUNITY | CHLORINATION; AERATION FOR REMOVAL OF ANY SECONDARY CONTAMINANT, SULFIDE, OR ANY UNREGULATED CONTAMINANT; CORROSION CONTROL INHIBITOR ADDITION; HYPOCHLORINATION; IRON OR MANGANESE SEQUESTRATION; OR ULTRAVIOLET RADIATION. THE LEAD/CHIEF OPERATOR MUST BE CLASS D OR HIGHER. 50,000 GPD UP TO 0.25 MGD-STAFFING BY CLASS D OR HIGHER OPERATOR: 3 VISITS/WEEK ON NONCONSECUTIVE DAYS FOR A TOTAL OF 0.3 HOUR/WEEK. LESS THAN 50,000 GPD-STAFFING BY A CLASS D OR HIGHER OPERATOR: 2 VISITS/WEEK ON NONCONSECUTIVE DAYS FOR A TOTAL OF 0.2 HOUR/WEEK. THERE SHALL BE NO MORE THAN 5 DAYS BETWEEN THE LAST VISIT IN ONE WEEK AND THE FIRST VISIT IN THE NEXT WEEK. | N | Y | WOODDALE MHP | 37945 BENTLEY DRIVE |  | ZEPHYRHILLS | FL | 33542 |  | 8137826213 |  | MIKE RIDENHOUR | MAR-VI MOBILE HOMES | 11634 BITOLA DRIVE |  | ODESSA | FL | 33556 |  | 7273725919 |  | INVESTOR | 266 | 7000 | 133 | 2021-05-11 | 2021-04-20 | DC06 | 100
6 | PASCO | SWD | jbostic@ci.zephyrhills.fl.us | 6512020 | COMMUNITY | CHLORINATION; AERATION FOR REMOVAL OF ANY SECONDARY CONTAMINANT, SULFIDE, OR ANY UNREGULATED CONTAMINANT; CORROSION CONTROL INHIBITOR ADDITION; HYPOCHLORINATION; IRON OR MANGANESE SEQUESTRATION; OR ULTRAVIOLET RADIATION. THE LEAD/CHIEF OPERATOR MUST BE CLASS C OR HIGHER. 5.0 MGD AND ABOVE-STAFFING BY CLASS C OR HIGHER OPERATOR: 6 HOURS/DAY FOR 5 DAYS/WEEK AND ONE VISIT ON EACH WEEKEND DAY. 3.0 MGD UP TO 5.0 MGD-STAFFING BY CLASS C OR HIGHER OPERATOR: 1 HOUR/DAY FOR 5 DAYS/WEEK AND ONE VISIT ON EACH WEEKEND DAY. 0.25 MGD UP TO 3.0 MGD-STAFFING BY CLASS C OR HIGHER OPERATOR: 5 VISITS/WEEK AND ONE VISIT EACH WEEKEND FOR A TOTAL OF 0.6 HOUR/WEEK. | N | Y | ZEPHYRHILLS CITY OF | 5335 8TH ST |  | ZEPHYRHILLS | FL | 33542 |  | 8137800008 |  | JOHN BOSTIC | CITY OF ZEPHYRHILLS | 5335 8TH ST |  | ZEPHYRHILLS | FL | 33542 |  | 8137800008 |  | MUNICIPALITY | 28584 | 10732000 | 11983 | 2010-03-11 | 2020-06-19 | DC01 | 6000
6 | PASCO | SWD |  | 6512033 | COMMUNITY | AERATION FOR REMOVAL OF ANY PRIMARY CONTAMINANT; ALKALINITY/PH ADJUSTMENT; CHLORAMIN ATION; CHLORINE DIOXIDE FOR OXIDATION OR DISINFECTION; FLUORIDATION; ION EXCHANGE FOR REMOVAL OF ANY SECONDARY CONTAMINANT, SULFIDE, OR ANY UNREGULATED CONTAMINANT; OR OZONATION LESS THAN 0.1 MGD. STAFFING BY A CLASS D OR HIGHER OPERATOR: 3 VISITS/WEEK ON NONCONSECUTIVE DAYS FOR A TOTAL OF 0.6 HOUR/WEEK. THE LEAD/CHIEF OPERATOR MUST BE CLASS D OR HIGHER. | N | Y | PCUD-BLANTON LAKE PARK | CALLER AVE |  | SAN ANTONIO | FL | 33525 |  | 8138478144 |  | GERALD RUNGE | ROBERT MARIN | PUBLIC WORKS/UTILITIES BLDG | 14920 CENTRAL BLVD. | LAND O' LAKES | FL | 34637 |  | 8139292755 | 6907 | INVESTOR | 138 | 122000 | 53 | 2013-04-25 | 2021-10-26 | DC052 | 100
6 | PASCO | SWD |  | 6512064 | COMMUNITY | CHLORINATION; AERATION FOR REMOVAL OF ANY SECONDARY CONTAMINANT, SULFIDE, OR ANY UNREGULATED CONTAMINANT; CORROSION CONTROL INHIBITOR ADDITION; HYPOCHLORINATION; IRON OR MANGANESE SEQUESTRATION; OR ULTRAVIOLET RADIATION. THE LEAD/CHIEF OPERATOR MUST BE CLASS C OR HIGHER. 5.0 MGD AND ABOVE-STAFFING BY CLASS C OR HIGHER OPERATOR: 6 HOURS/DAY FOR 5 DAYS/WEEK AND ONE VISIT ON EACH WEEKEND DAY. 3.0 MGD UP TO 5.0 MGD-STAFFING BY CLASS C OR HIGHER OPERATOR: 1 HOUR/DAY FOR 5 DAYS/WEEK AND ONE VISIT ON EACH WEEKEND DAY. 0.25 MGD UP TO 3.0 MGD-STAFFING BY CLASS C OR HIGHER OPERATOR: 5 VISITS/WEEK AND ONE VISIT EACH WEEKEND FOR A TOTAL OF 0.6 HOUR/WEEK. | N | Y | TURTLE LAKES | 2348 RADEN DR. |  | LAND O' LAKES | FL | 33549 |  | 8139492167 |  |  | SAM CAIN, P.E. | 280 WEKIVA SPRINGS ROAD | SUITE 2070 | LONGWOOD | FL | 32779 |  | 4076296900 |  | SUBDIVISION | 7021 | 6032000 | 1322 | 2017-05-04 | 2020-05-28 | DC02 | 4000
6 | PASCO | SWD |  | 6512070 | COMMUNITY | CHLORINATION; AERATION FOR REMOVAL OF ANY SECONDARY CONTAMINANT, SULFIDE, OR ANY UNREGULATED CONTAMINANT; CORROSION CONTROL INHIBITOR ADDITION; HYPOCHLORINATION; IRON OR MANGANESE SEQUESTRATION; OR ULTRAVIOLET RADIATION. THE LEAD/CHIEF OPERATOR MUST BE CLASS C OR HIGHER. 5.0 MGD AND ABOVE-STAFFING BY CLASS C OR HIGHER OPERATOR: 6 HOURS/DAY FOR 5 DAYS/WEEK AND ONE VISIT ON EACH WEEKEND DAY. 3.0 MGD UP TO 5.0 MGD-STAFFING BY CLASS C OR HIGHER OPERATOR: 1 HOUR/DAY FOR 5 DAYS/WEEK AND ONE VISIT ON EACH WEEKEND DAY. 0.25 MGD UP TO 3.0 MGD-STAFFING BY CLASS C OR HIGHER OPERATOR: 5 VISITS/WEEK AND ONE VISIT EACH WEEKEND FOR A TOTAL OF 0.6 HOUR/WEEK. | N | Y | JASMINE LAKES UTL | 7612 PINEAPPLE LANE |  | PORT RICHEY | FL | 34668 |  | 3523694881 |  |  | JIM KAPLAN | 8215 LITTLE ROAD |  | NEW PORT RICHEY | FL | 34654 |  | 7278343255 |  | SUBDIVISION | 3311 | 748800 | 1540 | 2019-03-01 | 2019-02-26 | DC04 | 1000
6 | PASCO | SWD |  | 6512172 | NONTRANSIENT NONCOMMUNITY | CHLORINATION; AERATION FOR REMOVAL OF ANY SECONDARY CONTAMINANT, SULFIDE, OR ANY UNREGULATED CONTAMINANT; CORROSION CONTROL INHIBITOR ADDITION; HYPOCHLORINATION; IRON OR MANGANESE SEQUESTRATION; OR ULTRAVIOLET RADIATION. THE LEAD/CHIEF OPERATOR MUST BE CLASS D OR HIGHER. 50,000 GPD UP TO 0.25 MGD-STAFFING BY CLASS D OR HIGHER OPERATOR: 3 VISITS/WEEK ON NONCONSECUTIVE DAYS FOR A TOTAL OF 0.3 HOUR/WEEK. LESS THAN 50,000 GPD-STAFFING BY A CLASS D OR HIGHER OPERATOR: 2 VISITS/WEEK ON NONCONSECUTIVE DAYS FOR A TOTAL OF 0.2 HOUR/WEEK. THERE SHALL BE NO MORE THAN 5 DAYS BETWEEN THE LAST VISIT IN ONE WEEK AND THE FIRST VISIT IN THE NEXT WEEK. | N | Y | SAWMILL CAMPGROUND | 21710 US HIGHWAY 98 |  | DADE CITY | FL | 33523 |  | 3525830664 |  |  | ALAN JORDAN | 21710 US 98 |  | DADE CITY | FL | 33523 |  | 3522838538 |  | INVESTOR | 348 | 1 | 174 | 2015-10-27 | 2019-06-07 | NTNC | 100
6 | PASCO | SWD |  | 6512177 | COMMUNITY | NO TREATMENT--CONSECUTIVE SYSTEMS ONLY | N | Y | ANCLOTE VILLAGE | 4939 CROSS BAYOU BLVD |  | NEW PORT RICHEY | FL | 34652 |  | 7279373750 |  |  | SAM CAIN, P.E. | 280 WEKIVA SPRINGS ROAD | SUITE 2070 | LONGWOOD | FL | 32779 |  | 4076296900 |  | INVESTOR | 1257 | 0 | 213 | 2009-07-22 | 2021-04-22 | PC02 | 100
6 | PASCO | SWD |  | 6512182 | COMMUNITY | CHLORINATION; AERATION FOR REMOVAL OF ANY SECONDARY CONTAMINANT, SULFIDE, OR ANY UNREGULATED CONTAMINANT; CORROSION CONTROL INHIBITOR ADDITION; HYPOCHLORINATION; IRON OR MANGANESE SEQUESTRATION; OR ULTRAVIOLET RADIATION. THE LEAD/CHIEF OPERATOR MUST BE CLASS D OR HIGHER. 50,000 GPD UP TO 0.25 MGD-STAFFING BY CLASS D OR HIGHER OPERATOR: 3 VISITS/WEEK ON NONCONSECUTIVE DAYS FOR A TOTAL OF 0.3 HOUR/WEEK. LESS THAN 50,000 GPD-STAFFING BY A CLASS D OR HIGHER OPERATOR: 2 VISITS/WEEK ON NONCONSECUTIVE DAYS FOR A TOTAL OF 0.2 HOUR/WEEK. THERE SHALL BE NO MORE THAN 5 DAYS BETWEEN THE LAST VISIT IN ONE WEEK AND THE FIRST VISIT IN THE NEXT WEEK. | N | Y | CARIBBEAN MOBILE HOME ESTATES | 11635 TURKS DRIVE |  | NEW PORT RICHEY | FL | 34654 |  | 7278085712 |  |  | EUGENE KOLASKI | 11635 TURKS DRIVE |  | NEW PORT RICHEY | FL | 34654 |  | 7278085712 |  | INVESTOR | 124 | 432000 | 98 | 2019-05-20 | 2018-12-18 | DC04 | 1000
6 | PASCO | SWD |  | 6512184 | NONTRANSIENT NONCOMMUNITY | CHLORINATION; AERATION FOR REMOVAL OF ANY SECONDARY CONTAMINANT, SULFIDE, OR ANY UNREGULATED CONTAMINANT; CORROSION CONTROL INHIBITOR ADDITION; HYPOCHLORINATION; IRON OR MANGANESE SEQUESTRATION; OR ULTRAVIOLET RADIATION. THE LEAD/CHIEF OPERATOR MUST BE CLASS D OR HIGHER. 50,000 GPD UP TO 0.25 MGD-STAFFING BY CLASS D OR HIGHER OPERATOR: 3 VISITS/WEEK ON NONCONSECUTIVE DAYS FOR A TOTAL OF 0.3 HOUR/WEEK. LESS THAN 50,000 GPD-STAFFING BY A CLASS D OR HIGHER OPERATOR: 2 VISITS/WEEK ON NONCONSECUTIVE DAYS FOR A TOTAL OF 0.2 HOUR/WEEK. THERE SHALL BE NO MORE THAN 5 DAYS BETWEEN THE LAST VISIT IN ONE WEEK AND THE FIRST VISIT IN THE NEXT WEEK. | N | Y | COUNTRY AIRE MANOR | 10249 US HWY 98 |  | DADE CITY | FL | 33525 |  | 3525231228 |  | LISA ELBERST | CHARLES TOBIAS | 10115 WELLINGTON AVE. |  | DADE CITY | FL | 33525 |  | 3525231228 |  | INVESTOR | 488 | 1 | 266 | 2021-07-01 | 2021-05-19 | NTNC | 100
6 | PASCO | SWD |  | 6512198 | COMMUNITY | CHLORINATION; AERATION FOR REMOVAL OF ANY SECONDARY CONTAMINANT, SULFIDE, OR ANY UNREGULATED CONTAMINANT; CORROSION CONTROL INHIBITOR ADDITION; HYPOCHLORINATION; IRON OR MANGANESE SEQUESTRATION; OR ULTRAVIOLET RADIATION. THE LEAD/CHIEF OPERATOR MUST BE CLASS D OR HIGHER. 50,000 GPD UP TO 0.25 MGD-STAFFING BY CLASS D OR HIGHER OPERATOR: 3 VISITS/WEEK ON NONCONSECUTIVE DAYS FOR A TOTAL OF 0.3 HOUR/WEEK. LESS THAN 50,000 GPD-STAFFING BY A CLASS D OR HIGHER OPERATOR: 2 VISITS/WEEK ON NONCONSECUTIVE DAYS FOR A TOTAL OF 0.2 HOUR/WEEK. THERE SHALL BE NO MORE THAN 5 DAYS BETWEEN THE LAST VISIT IN ONE WEEK AND THE FIRST VISIT IN THE NEXT WEEK. | N | Y | LAKE BAMBI MH RANCH | 6105 LAND O' LAKES BLVD |  | LAND O' LAKES | FL | 34639 |  | 8139966468 |  | STACEY KELLOW | ADAM SCHWERIN | 560 KIRTS BLVD.. SUITE 112 |  | TROY | MI | 48084 |  | 2489189082 |  | INVESTOR | 100 | 30000 | 60 | 2021-05-07 | 2021-03-23 | DC06 | 100
6 | PASCO | SWD |  | 6512200 | COMMUNITY | CHLORINATION; AERATION FOR REMOVAL OF ANY SECONDARY CONTAMINANT, SULFIDE, OR ANY UNREGULATED CONTAMINANT; CORROSION CONTROL INHIBITOR ADDITION; HYPOCHLORINATION; IRON OR MANGANESE SEQUESTRATION; OR ULTRAVIOLET RADIATION. THE LEAD/CHIEF OPERATOR MUST BE CLASS D OR HIGHER. 50,000 GPD UP TO 0.25 MGD-STAFFING BY CLASS D OR HIGHER OPERATOR: 3 VISITS/WEEK ON NONCONSECUTIVE DAYS FOR A TOTAL OF 0.3 HOUR/WEEK. LESS THAN 50,000 GPD-STAFFING BY A CLASS D OR HIGHER OPERATOR: 2 VISITS/WEEK ON NONCONSECUTIVE DAYS FOR A TOTAL OF 0.2 HOUR/WEEK. THERE SHALL BE NO MORE THAN 5 DAYS BETWEEN THE LAST VISIT IN ONE WEEK AND THE FIRST VISIT IN THE NEXT WEEK. | N | Y | PCUD-NORTHEAST | 7530 LITTLE RD |  | NEW PORT RICHEY | FL | 34652 |  | 8138478144 |  | GERALD RUNGE | ROBERT MARIN | 19420 CENTRAL BLVD. |  | LAND O' LAKES | FL | 34637 |  | 8139292755 | 6907 | COUNTY | 931 | 477500 | 358 | 2011-11-18 | 2021-10-25 | DC04 | 1000
6 | PASCO | SWD |  | 6512205 | COMMUNITY | CHLORINATION; AERATION FOR REMOVAL OF ANY SECONDARY CONTAMINANT, SULFIDE, OR ANY UNREGULATED CONTAMINANT; CORROSION CONTROL INHIBITOR ADDITION; HYPOCHLORINATION; IRON OR MANGANESE SEQUESTRATION; OR ULTRAVIOLET RADIATION. THE LEAD/CHIEF OPERATOR MUST BE CLASS D OR HIGHER. 50,000 GPD UP TO 0.25 MGD-STAFFING BY CLASS D OR HIGHER OPERATOR: 3 VISITS/WEEK ON NONCONSECUTIVE DAYS FOR A TOTAL OF 0.3 HOUR/WEEK. LESS THAN 50,000 GPD-STAFFING BY A CLASS D OR HIGHER OPERATOR: 2 VISITS/WEEK ON NONCONSECUTIVE DAYS FOR A TOTAL OF 0.2 HOUR/WEEK. THERE SHALL BE NO MORE THAN 5 DAYS BETWEEN THE LAST VISIT IN ONE WEEK AND THE FIRST VISIT IN THE NEXT WEEK. | N | Y | PCUD-PASADENA SHORES (EAST PASCO) | 7530 LITTLE RD(PASCO CO GOV C) |  | NEW PORT RICHEY | FL | 34652 |  | 8138478144 |  | GERALD RUNGE | ROBERT MARIN | 19420 CENTRAL BLVD. |  | LAND O' LAKES | FL | 34637 |  | 8139292755 | 6907 | COUNTY | 114 | 64000 | 44 | 2011-10-28 | 2021-10-25 | DC051 | 100
6 | PASCO | SWD |  | 6512209 | NONTRANSIENT NONCOMMUNITY | CHLORINATION; AERATION FOR REMOVAL OF ANY SECONDARY CONTAMINANT, SULFIDE, OR ANY UNREGULATED CONTAMINANT; CORROSION CONTROL INHIBITOR ADDITION; HYPOCHLORINATION; IRON OR MANGANESE SEQUESTRATION; OR ULTRAVIOLET RADIATION. THE LEAD/CHIEF OPERATOR MUST BE CLASS D OR HIGHER. 50,000 GPD UP TO 0.25 MGD-STAFFING BY CLASS D OR HIGHER OPERATOR: 3 VISITS/WEEK ON NONCONSECUTIVE DAYS FOR A TOTAL OF 0.3 HOUR/WEEK. LESS THAN 50,000 GPD-STAFFING BY A CLASS D OR HIGHER OPERATOR: 2 VISITS/WEEK ON NONCONSECUTIVE DAYS FOR A TOTAL OF 0.2 HOUR/WEEK. THERE SHALL BE NO MORE THAN 5 DAYS BETWEEN THE LAST VISIT IN ONE WEEK AND THE FIRST VISIT IN THE NEXT WEEK. | N | Y | CYPRESS ELEM SCHOOL | 10055 SWEET BAY CT |  | NEW PORT RICHEY | FL | 34654 |  | 7278483402 |  | JOE LICARI | PASCO COUNTY SCHOOLS | 11835 TREE BREEZE DRIVE |  | NEW PORT RICHEY | FL | 34654 |  | 7277747916 |  | COUNTY | 975 | 1 | 7 | 2020-02-06 | 2020-01-28 | NTNC | 100
6 | PASCO | SWD |  | 6512214 | COMMUNITY | ACTIVATED CARBON PROCESSES; DIATOMACEOUS EARTH FILTRATION; ION EXCHANGE FOR REMOVAL OF ANY PRIMARY CONTAMINANT; ION AND MANGANESE REMOVAL (OXIDATION, DETENTION, AND FILTRATION); OR SLOW SAND FILTRATION 2.0 MGD UP TO 8.0 MGD. STAFFING BY CLASS C OR HIGHER OPERATOR: 16 HOURS/DAY FOR 7 DAYS/WEEK. THE LEAD/CHIEF OPERATOR MUST BE CLASS B OR HIGHER. | N | Y | SEVEN SPRINGS | 7937 MITCHELL RANCH RD |  | NEW PORT RICHEY | FL | 34655 |  | 7273720115 |  |  | SAM CAIN, P.E. | 280 WEKIVA SPRINGS ROAD | STE 2070 | LONGWOOD | FL | 32779 |  | 4076296900 |  | INVESTOR | 32834 | 2900000 | 12562 | 2013-06-10 | 2020-03-02 | DC03 | 2000
6 | PASCO | SWD |  | 6512226 | COMMUNITY | CHLORINATION; AERATION FOR REMOVAL OF ANY SECONDARY CONTAMINANT, SULFIDE, OR ANY UNREGULATED CONTAMINANT; CORROSION CONTROL INHIBITOR ADDITION; HYPOCHLORINATION; IRON OR MANGANESE SEQUESTRATION; OR ULTRAVIOLET RADIATION. THE LEAD/CHIEF OPERATOR MUST BE CLASS C OR HIGHER. 5.0 MGD AND ABOVE-STAFFING BY CLASS C OR HIGHER OPERATOR: 6 HOURS/DAY FOR 5 DAYS/WEEK AND ONE VISIT ON EACH WEEKEND DAY. 3.0 MGD UP TO 5.0 MGD-STAFFING BY CLASS C OR HIGHER OPERATOR: 1 HOUR/DAY FOR 5 DAYS/WEEK AND ONE VISIT ON EACH WEEKEND DAY. 0.25 MGD UP TO 3.0 MGD-STAFFING BY CLASS C OR HIGHER OPERATOR: 5 VISITS/WEEK AND ONE VISIT EACH WEEKEND FOR A TOTAL OF 0.6 HOUR/WEEK. | N | Y | HUDSON WATER WORKS | 8724 NEW YORK AVENUE |  | HUDSON | FL | 34667 |  | 7278681382 |  |  | DURWOOD HORAK | 8724 NEW YORK AVENUE |  | HUDSON | FL | 34667 |  | 7278681382 |  | MUNICIPALITY | 7800 | 7244640 | 2509 | 2012-02-01 | 2020-06-02 | DC02 | 4000
6 | PASCO | SWD |  | 6512230 | COMMUNITY | AERATION FOR REMOVAL OF ANY PRIMARY CONTAMINANT; ALKALINITY/PH ADJUSTMENT; CHLORAMIN ATION; CHLORINE DIOXIDE FOR OXIDATION OR DISINFECTION; FLUORIDATION; ION EXCHANGE FOR REMOVAL OF ANY SECONDARY CONTAMINANT, SULFIDE, OR ANY UNREGULATED CONTAMINANT; OR OZONATION 10 MGD AND ABOVE. STAFFING BY CLASS C OR HIGHER OPERATOR: 16 HOURS/DAY FOR 7 DAYS/WEEK. THE LEAD/CHIEF OPERATOR MUST BE CLASS B OR HIGHER. | Y | Y | TAMPA BAY WATER -CYPRESS CREEK | 2535 LANDMARK DR |  | CLEARWATER | FL | 33761 |  | 8139103297 |  | EVELYN DOOLEY | ANDREW GREENBAUM | 2575 ENTERPRISE ROAD |  | CLEARWATER | FL | 33763 |  | 8137962355 |  | AUTHORITY/COMMISSION/DISTRICT | 25 | 110000000 | 6 | 2010-05-26 | 2019-05-20 | DC01 | 6000
6 | PASCO | SWD | lbarl@aol.com | 6512309 | COMMUNITY | CHLORINATION; AERATION FOR REMOVAL OF ANY SECONDARY CONTAMINANT, SULFIDE, OR ANY UNREGULATED CONTAMINANT; CORROSION CONTROL INHIBITOR ADDITION; HYPOCHLORINATION; IRON OR MANGANESE SEQUESTRATION; OR ULTRAVIOLET RADIATION. THE LEAD/CHIEF OPERATOR MUST BE CLASS D OR HIGHER. 50,000 GPD UP TO 0.25 MGD-STAFFING BY CLASS D OR HIGHER OPERATOR: 3 VISITS/WEEK ON NONCONSECUTIVE DAYS FOR A TOTAL OF 0.3 HOUR/WEEK. LESS THAN 50,000 GPD-STAFFING BY A CLASS D OR HIGHER OPERATOR: 2 VISITS/WEEK ON NONCONSECUTIVE DAYS FOR A TOTAL OF 0.2 HOUR/WEEK. THERE SHALL BE NO MORE THAN 5 DAYS BETWEEN THE LAST VISIT IN ONE WEEK AND THE FIRST VISIT IN THE NEXT WEEK. | N | Y | HOLIDAY OAKS CONDO ASSN | 3345 US HWY 19 (OFF TRICON LANE) |  | HOLIDAY | FL | 34691 |  | 7273768495 |  |  | GEORGE BARLAS | 1383 PLAYMOOR DR. |  | PALM HARBOR | FL | 34683 |  | 7275159949 |  | TRUST/COOPERATIVE | 50 | 1 | 26 | 2018-01-04 | 2019-12-17 | DC06 | 100
6 | PASCO | SWD | crobinlaw@tampabay.rr.com | 6512536 | NONCOMMUNITY | CHLORINATION; AERATION FOR REMOVAL OF ANY SECONDARY CONTAMINANT, SULFIDE, OR ANY UNREGULATED CONTAMINANT; CORROSION CONTROL INHIBITOR ADDITION; HYPOCHLORINATION; IRON OR MANGANESE SEQUESTRATION; OR ULTRAVIOLET RADIATION. THE LEAD/CHIEF OPERATOR MUST BE CLASS D OR HIGHER. 50,000 GPD UP TO 0.25 MGD-STAFFING BY CLASS D OR HIGHER OPERATOR: 3 VISITS/WEEK ON NONCONSECUTIVE DAYS FOR A TOTAL OF 0.3 HOUR/WEEK. LESS THAN 50,000 GPD-STAFFING BY A CLASS D OR HIGHER OPERATOR: 2 VISITS/WEEK ON NONCONSECUTIVE DAYS FOR A TOTAL OF 0.2 HOUR/WEEK. THERE SHALL BE NO MORE THAN 5 DAYS BETWEEN THE LAST VISIT IN ONE WEEK AND THE FIRST VISIT IN THE NEXT WEEK. | N | Y | KOZY ACRES | 8106 N. HWY 301 |  | ZEPHYRHILLS | FL | 33541 |  | 8137150565 |  | CHRIS ROBIN | CHRIS ROBIN | 37512 SKYRIDGE CIRCLE |  | DADE CITY | FL | 33525 |  | 8137837016 |  | INVESTOR | 125 | 79000 | 50 | 2017-01-14 | 2020-02-12 | NC01 | 50
6 | PASCO | SWD |  | 6512537 | COMMUNITY | CHLORINATION; AERATION FOR REMOVAL OF ANY SECONDARY CONTAMINANT, SULFIDE, OR ANY UNREGULATED CONTAMINANT; CORROSION CONTROL INHIBITOR ADDITION; HYPOCHLORINATION; IRON OR MANGANESE SEQUESTRATION; OR ULTRAVIOLET RADIATION. THE LEAD/CHIEF OPERATOR MUST BE CLASS D OR HIGHER. 50,000 GPD UP TO 0.25 MGD-STAFFING BY CLASS D OR HIGHER OPERATOR: 3 VISITS/WEEK ON NONCONSECUTIVE DAYS FOR A TOTAL OF 0.3 HOUR/WEEK. LESS THAN 50,000 GPD-STAFFING BY A CLASS D OR HIGHER OPERATOR: 2 VISITS/WEEK ON NONCONSECUTIVE DAYS FOR A TOTAL OF 0.2 HOUR/WEEK. THERE SHALL BE NO MORE THAN 5 DAYS BETWEEN THE LAST VISIT IN ONE WEEK AND THE FIRST VISIT IN THE NEXT WEEK. | N | Y | LAKESIDE OAKS MHP | 36442 LAUREL LANE |  | DADE CITY | FL | 33525 |  | 3525671269 |  | PARI HICE | PHILLIP REASONS | 36442 LAUREL LANE |  | DADE CITY | FL | 33525 |  | 8136009297 |  | INVESTOR | 60 | 100000 | 70 | 2018-06-21 | 2020-10-27 | DC051 | 100
6 | PASCO | SWD | don@dadecitybc.com | 6512539 | NONTRANSIENT NONCOMMUNITY | CHLORINATION; AERATION FOR REMOVAL OF ANY SECONDARY CONTAMINANT, SULFIDE, OR ANY UNREGULATED CONTAMINANT; CORROSION CONTROL INHIBITOR ADDITION; HYPOCHLORINATION; IRON OR MANGANESE SEQUESTRATION; OR ULTRAVIOLET RADIATION. THE LEAD/CHIEF OPERATOR MUST BE CLASS C OR HIGHER. 5.0 MGD AND ABOVE-STAFFING BY CLASS C OR HIGHER OPERATOR: 6 HOURS/DAY FOR 5 DAYS/WEEK AND ONE VISIT ON EACH WEEKEND DAY. 3.0 MGD UP TO 5.0 MGD-STAFFING BY CLASS C OR HIGHER OPERATOR: 1 HOUR/DAY FOR 5 DAYS/WEEK AND ONE VISIT ON EACH WEEKEND DAY. 0.25 MGD UP TO 3.0 MGD-STAFFING BY CLASS C OR HIGHER OPERATOR: 5 VISITS/WEEK AND ONE VISIT EACH WEEKEND FOR A TOTAL OF 0.6 HOUR/WEEK. | N | Y | JDR UTILITIES (FKA TANLER WATER) | 14950 US HWY 301 |  | DADE CITY | FL | 33523 |  | 7278360054 |  |  | JAMES GUEDRY | 15486 US 301 |  | DADE CITY | FL | 33523 |  | 8132670609 |  | INVESTOR | 325 | 3168000 | 26 | 2012-03-22 | 2019-04-25 | NTNC | 100
6 | PASCO | SWD | artgrandestates@gmail.com | 6512689 | NONTRANSIENT NONCOMMUNITY | CHLORINATION; AERATION FOR REMOVAL OF ANY SECONDARY CONTAMINANT, SULFIDE, OR ANY UNREGULATED CONTAMINANT; CORROSION CONTROL INHIBITOR ADDITION; HYPOCHLORINATION; IRON OR MANGANESE SEQUESTRATION; OR ULTRAVIOLET RADIATION. THE LEAD/CHIEF OPERATOR MUST BE CLASS D OR HIGHER. 50,000 GPD UP TO 0.25 MGD-STAFFING BY CLASS D OR HIGHER OPERATOR: 3 VISITS/WEEK ON NONCONSECUTIVE DAYS FOR A TOTAL OF 0.3 HOUR/WEEK. LESS THAN 50,000 GPD-STAFFING BY A CLASS D OR HIGHER OPERATOR: 2 VISITS/WEEK ON NONCONSECUTIVE DAYS FOR A TOTAL OF 0.2 HOUR/WEEK. THERE SHALL BE NO MORE THAN 5 DAYS BETWEEN THE LAST VISIT IN ONE WEEK AND THE FIRST VISIT IN THE NEXT WEEK. | N | Y | ORANGE VALLEY ESTATES | 38017 ARTS RD. |  | ZEPHYRHILLS | FL | 33540 |  |  |  |  | ARTHUR SELITSKIY | 950 HARBINS RD. NW | APT. 111 | LILBURN | GA | 30047 |  | 6462673327 |  | INVESTOR | 50 | 200000 | 15 | 2022-01-11 | 2021-11-05 | NTNC | 100
6 | PASCO | SWD | dev628@gmail.com | 6512748 | NONCOMMUNITY | CHLORINATION; AERATION FOR REMOVAL OF ANY SECONDARY CONTAMINANT, SULFIDE, OR ANY UNREGULATED CONTAMINANT; CORROSION CONTROL INHIBITOR ADDITION; HYPOCHLORINATION; IRON OR MANGANESE SEQUESTRATION; OR ULTRAVIOLET RADIATION. THE LEAD/CHIEF OPERATOR MUST BE CLASS D OR HIGHER. 50,000 GPD UP TO 0.25 MGD-STAFFING BY CLASS D OR HIGHER OPERATOR: 3 VISITS/WEEK ON NONCONSECUTIVE DAYS FOR A TOTAL OF 0.3 HOUR/WEEK. LESS THAN 50,000 GPD-STAFFING BY A CLASS D OR HIGHER OPERATOR: 2 VISITS/WEEK ON NONCONSECUTIVE DAYS FOR A TOTAL OF 0.2 HOUR/WEEK. THERE SHALL BE NO MORE THAN 5 DAYS BETWEEN THE LAST VISIT IN ONE WEEK AND THE FIRST VISIT IN THE NEXT WEEK. | N | Y | RAINBOW FOUNTAIN MOTEL | 16210 HWY 301 NORTH |  | DADE CITY | FL | 33523 |  | 8633706140 |  | DIPIKA JIGAR PATEL | DIPIKA JIGAR PATEL | 16210 HWY 301 NORTH |  | DADE CITY | FL | 33523 |  | 3525673427 |  | INVESTOR | 25 | 1 | 21 | 2015-03-30 | 2019-02-04 | NC01 | 50
6 | PASCO | SWD | carlhill@gmx.com | 6512754 | NONCOMMUNITY | CHLORINATION; AERATION FOR REMOVAL OF ANY SECONDARY CONTAMINANT, SULFIDE, OR ANY UNREGULATED CONTAMINANT; CORROSION CONTROL INHIBITOR ADDITION; HYPOCHLORINATION; IRON OR MANGANESE SEQUESTRATION; OR ULTRAVIOLET RADIATION. THE LEAD/CHIEF OPERATOR MUST BE CLASS D OR HIGHER. 50,000 GPD UP TO 0.25 MGD-STAFFING BY CLASS D OR HIGHER OPERATOR: 3 VISITS/WEEK ON NONCONSECUTIVE DAYS FOR A TOTAL OF 0.3 HOUR/WEEK. LESS THAN 50,000 GPD-STAFFING BY A CLASS D OR HIGHER OPERATOR: 2 VISITS/WEEK ON NONCONSECUTIVE DAYS FOR A TOTAL OF 0.2 HOUR/WEEK. THERE SHALL BE NO MORE THAN 5 DAYS BETWEEN THE LAST VISIT IN ONE WEEK AND THE FIRST VISIT IN THE NEXT WEEK. | N | Y | IOLA LAKESIDE VILLAGE | 4050 N. CR 577(OFF SKIER RD) |  | SAN ANTONIO | FL | 33525 |  | 8139972477 |  | CHRIS | CARL HILL | 35310 SR 54 WEST |  | ZEPHYRHILLS | FL | 33541 |  | 8139972477 |  | INVESTOR | 56 | 1 | 28 | 2015-02-16 | 2018-02-19 | NC01 | 50
6 | PASCO | SWD | TAHERRINGTON@HOTMAIL.COM | 6512757 | NONTRANSIENT NONCOMMUNITY | CHLORINATION; AERATION FOR REMOVAL OF ANY SECONDARY CONTAMINANT, SULFIDE, OR ANY UNREGULATED CONTAMINANT; CORROSION CONTROL INHIBITOR ADDITION; HYPOCHLORINATION; IRON OR MANGANESE SEQUESTRATION; OR ULTRAVIOLET RADIATION. THE LEAD/CHIEF OPERATOR MUST BE CLASS D OR HIGHER. 50,000 GPD UP TO 0.25 MGD-STAFFING BY CLASS D OR HIGHER OPERATOR: 3 VISITS/WEEK ON NONCONSECUTIVE DAYS FOR A TOTAL OF 0.3 HOUR/WEEK. LESS THAN 50,000 GPD-STAFFING BY A CLASS D OR HIGHER OPERATOR: 2 VISITS/WEEK ON NONCONSECUTIVE DAYS FOR A TOTAL OF 0.2 HOUR/WEEK. THERE SHALL BE NO MORE THAN 5 DAYS BETWEEN THE LAST VISIT IN ONE WEEK AND THE FIRST VISIT IN THE NEXT WEEK. | N | Y | ORANGE GROVE VILLA WATER INC | 37923 WICKLOW AVE. |  | ZEPHYRHILLS | FL | 33541 |  | 8137794248 |  | TIM HERRINGTON | ORANGE GROVE VILLA WATER INC | 37846 AVOCA AVE. |  | ZEPHYRHILLS | FL | 33541 |  | 8137794248 |  | OTHER | 50 | 36000 | 21 | 2016-10-04 | 2019-04-25 | NTNC | 100
6 | PASCO | SWD | alpost335@aol.com | 6512867 | NONCOMMUNITY | CHLORINATION; AERATION FOR REMOVAL OF ANY SECONDARY CONTAMINANT, SULFIDE, OR ANY UNREGULATED CONTAMINANT; CORROSION CONTROL INHIBITOR ADDITION; HYPOCHLORINATION; IRON OR MANGANESE SEQUESTRATION; OR ULTRAVIOLET RADIATION. THE LEAD/CHIEF OPERATOR MUST BE CLASS D OR HIGHER. 50,000 GPD UP TO 0.25 MGD-STAFFING BY CLASS D OR HIGHER OPERATOR: 3 VISITS/WEEK ON NONCONSECUTIVE DAYS FOR A TOTAL OF 0.3 HOUR/WEEK. LESS THAN 50,000 GPD-STAFFING BY A CLASS D OR HIGHER OPERATOR: 2 VISITS/WEEK ON NONCONSECUTIVE DAYS FOR A TOTAL OF 0.2 HOUR/WEEK. THERE SHALL BE NO MORE THAN 5 DAYS BETWEEN THE LAST VISIT IN ONE WEEK AND THE FIRST VISIT IN THE NEXT WEEK. | N | Y | AMERICAN LEGION POST #335 | 11421 OSCEOLA DR |  | NEW PORT RICHEY | FL | 34654 | 1330 | 7278683445 |  | MARTY BARLOW | TOM HOLBROCK | 11421 OSCEOLA DR |  | NEW PORT RICHEY | FL | 34654 | 1330 | 7278683445 |  | INVESTOR | 75 | 216000 | 1 | 2015-04-28 | 2017-10-17 | NC01 | 50
6 | PASCO | SWD |  | 6512891 | NONCOMMUNITY | CHLORINATION; AERATION FOR REMOVAL OF ANY SECONDARY CONTAMINANT, SULFIDE, OR ANY UNREGULATED CONTAMINANT; CORROSION CONTROL INHIBITOR ADDITION; HYPOCHLORINATION; IRON OR MANGANESE SEQUESTRATION; OR ULTRAVIOLET RADIATION. THE LEAD/CHIEF OPERATOR MUST BE CLASS D OR HIGHER. 50,000 GPD UP TO 0.25 MGD-STAFFING BY CLASS D OR HIGHER OPERATOR: 3 VISITS/WEEK ON NONCONSECUTIVE DAYS FOR A TOTAL OF 0.3 HOUR/WEEK. LESS THAN 50,000 GPD-STAFFING BY A CLASS D OR HIGHER OPERATOR: 2 VISITS/WEEK ON NONCONSECUTIVE DAYS FOR A TOTAL OF 0.2 HOUR/WEEK. THERE SHALL BE NO MORE THAN 5 DAYS BETWEEN THE LAST VISIT IN ONE WEEK AND THE FIRST VISIT IN THE NEXT WEEK. | N | Y | VFW POST #8681 | 18940 DRAYTON ST. |  | SPRING HILL | FL | 34610 |  | 7278561860 |  |  | KEN GREENLEE | 18940 DRAYTON ST. |  | SHADY HILLS | FL | 34610 |  | 7278561860 |  | INVESTOR | 250 | 1 | 1 | 2015-02-17 | 2018-06-21 | NC01 | 50
6 | PASCO | SWD |  | 6512903 | NONCOMMUNITY | CHLORINATION; AERATION FOR REMOVAL OF ANY SECONDARY CONTAMINANT, SULFIDE, OR ANY UNREGULATED CONTAMINANT; CORROSION CONTROL INHIBITOR ADDITION; HYPOCHLORINATION; IRON OR MANGANESE SEQUESTRATION; OR ULTRAVIOLET RADIATION. THE LEAD/CHIEF OPERATOR MUST BE CLASS D OR HIGHER. 50,000 GPD UP TO 0.25 MGD-STAFFING BY CLASS D OR HIGHER OPERATOR: 3 VISITS/WEEK ON NONCONSECUTIVE DAYS FOR A TOTAL OF 0.3 HOUR/WEEK. LESS THAN 50,000 GPD-STAFFING BY A CLASS D OR HIGHER OPERATOR: 2 VISITS/WEEK ON NONCONSECUTIVE DAYS FOR A TOTAL OF 0.2 HOUR/WEEK. THERE SHALL BE NO MORE THAN 5 DAYS BETWEEN THE LAST VISIT IN ONE WEEK AND THE FIRST VISIT IN THE NEXT WEEK. | N | Y | 4B FOOD STORE | 17943 US HIGHWAY 41 |  | SPRING HILL | FL | 34610 |  | 7279925555 |  |  | SANJAY PATEL | 8115 SWISS CHARD CIR |  | LAND O' LAKES | FL | 34637 |  | 3527992172 |  | INVESTOR | 25 | 1 | 1 | 2015-02-17 | 2016-10-27 | NC01 | 50
6 | PASCO | SWD |  | 6512905 | NONCOMMUNITY | CHLORINATION; AERATION FOR REMOVAL OF ANY SECONDARY CONTAMINANT, SULFIDE, OR ANY UNREGULATED CONTAMINANT; CORROSION CONTROL INHIBITOR ADDITION; HYPOCHLORINATION; IRON OR MANGANESE SEQUESTRATION; OR ULTRAVIOLET RADIATION. THE LEAD/CHIEF OPERATOR MUST BE CLASS D OR HIGHER. 50,000 GPD UP TO 0.25 MGD-STAFFING BY CLASS D OR HIGHER OPERATOR: 3 VISITS/WEEK ON NONCONSECUTIVE DAYS FOR A TOTAL OF 0.3 HOUR/WEEK. LESS THAN 50,000 GPD-STAFFING BY A CLASS D OR HIGHER OPERATOR: 2 VISITS/WEEK ON NONCONSECUTIVE DAYS FOR A TOTAL OF 0.2 HOUR/WEEK. THERE SHALL BE NO MORE THAN 5 DAYS BETWEEN THE LAST VISIT IN ONE WEEK AND THE FIRST VISIT IN THE NEXT WEEK. | N | Y | LAND O'LAKES FOOD MART | 7715 LAND O'LAKES BLVD. |  | LAND O' LAKES | FL | 34639 |  | 8139950042 |  | SATISH PANCHAL | ROBERT HAGMAN | 2956 WENTWORTH WAY |  | TARPON SPRINGS | FL | 34688 |  | 8132101240 |  | INVESTOR | 50 | 1 | 1 | 2021-06-22 | 2021-03-23 | NC01 | 50
6 | PASCO | SWD |  | 6514120 | COMMUNITY | CHLORINATION; AERATION FOR REMOVAL OF ANY SECONDARY CONTAMINANT, SULFIDE, OR ANY UNREGULATED CONTAMINANT; CORROSION CONTROL INHIBITOR ADDITION; HYPOCHLORINATION; IRON OR MANGANESE SEQUESTRATION; OR ULTRAVIOLET RADIATION. THE LEAD/CHIEF OPERATOR MUST BE CLASS D OR HIGHER. 50,000 GPD UP TO 0.25 MGD-STAFFING BY CLASS D OR HIGHER OPERATOR: 3 VISITS/WEEK ON NONCONSECUTIVE DAYS FOR A TOTAL OF 0.3 HOUR/WEEK. LESS THAN 50,000 GPD-STAFFING BY A CLASS D OR HIGHER OPERATOR: 2 VISITS/WEEK ON NONCONSECUTIVE DAYS FOR A TOTAL OF 0.2 HOUR/WEEK. THERE SHALL BE NO MORE THAN 5 DAYS BETWEEN THE LAST VISIT IN ONE WEEK AND THE FIRST VISIT IN THE NEXT WEEK. | N | Y | PCUD-SOUTHEAST #2 | 7536 STATE ST (PASCO CO GOV C) |  | NEW PORT RICHEY | FL | 33553 |  | 8138478144 |  | JAMES KAPLAN | ROBERT MARIN | 19420 CENTRAL BLVD. |  | LAND O' LAKES | FL | 34637 |  | 8139292755 | 6907 | COUNTY | 575 | 1 | 221 | 2011-11-04 | 2020-10-19 | DC06 | 100
6 | PASCO | SWD |  | 6514353 | NONTRANSIENT NONCOMMUNITY | CHLORINATION; AERATION FOR REMOVAL OF ANY SECONDARY CONTAMINANT, SULFIDE, OR ANY UNREGULATED CONTAMINANT; CORROSION CONTROL INHIBITOR ADDITION; HYPOCHLORINATION; IRON OR MANGANESE SEQUESTRATION; OR ULTRAVIOLET RADIATION. THE LEAD/CHIEF OPERATOR MUST BE CLASS D OR HIGHER. 50,000 GPD UP TO 0.25 MGD-STAFFING BY CLASS D OR HIGHER OPERATOR: 3 VISITS/WEEK ON NONCONSECUTIVE DAYS FOR A TOTAL OF 0.3 HOUR/WEEK. LESS THAN 50,000 GPD-STAFFING BY A CLASS D OR HIGHER OPERATOR: 2 VISITS/WEEK ON NONCONSECUTIVE DAYS FOR A TOTAL OF 0.2 HOUR/WEEK. THERE SHALL BE NO MORE THAN 5 DAYS BETWEEN THE LAST VISIT IN ONE WEEK AND THE FIRST VISIT IN THE NEXT WEEK. | N | Y | MANY MANSIONS | 40703 STEWART ROAD |  | DADE CITY | FL | 33525 |  | 3525678667 |  | MARK KERNS | MARK KERNS | 40703 STEWART RD. |  | DADE CITY | FL | 33525 |  | 3525678667 |  | INVESTOR | 310 | 115200 | 234 | 2021-07-20 | 2021-05-19 | NTNC | 100
6 | PASCO | SWD |  | 6514545 | COMMUNITY | CHLORINATION; AERATION FOR REMOVAL OF ANY SECONDARY CONTAMINANT, SULFIDE, OR ANY UNREGULATED CONTAMINANT; CORROSION CONTROL INHIBITOR ADDITION; HYPOCHLORINATION; IRON OR MANGANESE SEQUESTRATION; OR ULTRAVIOLET RADIATION. THE LEAD/CHIEF OPERATOR MUST BE CLASS C OR HIGHER. 5.0 MGD AND ABOVE-STAFFING BY CLASS C OR HIGHER OPERATOR: 6 HOURS/DAY FOR 5 DAYS/WEEK AND ONE VISIT ON EACH WEEKEND DAY. 3.0 MGD UP TO 5.0 MGD-STAFFING BY CLASS C OR HIGHER OPERATOR: 1 HOUR/DAY FOR 5 DAYS/WEEK AND ONE VISIT ON EACH WEEKEND DAY. 0.25 MGD UP TO 3.0 MGD-STAFFING BY CLASS C OR HIGHER OPERATOR: 5 VISITS/WEEK AND ONE VISIT EACH WEEKEND FOR A TOTAL OF 0.6 HOUR/WEEK. | N | Y | PARADISE LAKES | 2001 BRINSON RD |  | LUTZ | FL | 33558 |  | 8139487770 |  |  | SAM CAIN, P.E. | 280 WEKIVA SPRINGS ROAD | SUITE 2070 | LONGWOOD | FL | 32779 |  | 4076296900 |  | INVESTOR | 1173 | 390000 | 350 | 2017-05-30 | 2020-03-24 | DC04 | 1000
6 | PASCO | SWD | kturner@sunccommunitiies.com | 6514595 | NONTRANSIENT NONCOMMUNITY | CHLORINATION; AERATION FOR REMOVAL OF ANY SECONDARY CONTAMINANT, SULFIDE, OR ANY UNREGULATED CONTAMINANT; CORROSION CONTROL INHIBITOR ADDITION; HYPOCHLORINATION; IRON OR MANGANESE SEQUESTRATION; OR ULTRAVIOLET RADIATION. THE LEAD/CHIEF OPERATOR MUST BE CLASS D OR HIGHER. 50,000 GPD UP TO 0.25 MGD-STAFFING BY CLASS D OR HIGHER OPERATOR: 3 VISITS/WEEK ON NONCONSECUTIVE DAYS FOR A TOTAL OF 0.3 HOUR/WEEK. LESS THAN 50,000 GPD-STAFFING BY A CLASS D OR HIGHER OPERATOR: 2 VISITS/WEEK ON NONCONSECUTIVE DAYS FOR A TOTAL OF 0.2 HOUR/WEEK. THERE SHALL BE NO MORE THAN 5 DAYS BETWEEN THE LAST VISIT IN ONE WEEK AND THE FIRST VISIT IN THE NEXT WEEK. | N | Y | SETTLER'S REST RV PARK | 37549 CHANCEY RD |  | ZEPHYRHILLS | FL | 33541 |  | 8137822003 |  | KIM TURNER | JOHN B. MCLAREN | 27777 FRANKLIN ROAD | STE 200 | SOUTHFIELD | MI | 48034 |  | 2482082553 |  | INVESTOR | 650 | 720000 | 378 | 2018-03-26 | 2020-01-26 | NTNC | 100
6 | PASCO | SWD | mike@fcc4jesus.com | 6514671 | NONCOMMUNITY | CHLORINATION; AERATION FOR REMOVAL OF ANY SECONDARY CONTAMINANT, SULFIDE, OR ANY UNREGULATED CONTAMINANT; CORROSION CONTROL INHIBITOR ADDITION; HYPOCHLORINATION; IRON OR MANGANESE SEQUESTRATION; OR ULTRAVIOLET RADIATION. THE LEAD/CHIEF OPERATOR MUST BE CLASS D OR HIGHER. 50,000 GPD UP TO 0.25 MGD-STAFFING BY CLASS D OR HIGHER OPERATOR: 3 VISITS/WEEK ON NONCONSECUTIVE DAYS FOR A TOTAL OF 0.3 HOUR/WEEK. LESS THAN 50,000 GPD-STAFFING BY A CLASS D OR HIGHER OPERATOR: 2 VISITS/WEEK ON NONCONSECUTIVE DAYS FOR A TOTAL OF 0.2 HOUR/WEEK. THERE SHALL BE NO MORE THAN 5 DAYS BETWEEN THE LAST VISIT IN ONE WEEK AND THE FIRST VISIT IN THE NEXT WEEK. | N | Y | FAITH COMMUNITY CHURCH | 16902 SHADY HILLS ROAD | PO BOX 11305 | SPRING HILL | FL | 34610 |  | 7278571883 |  | MIKE MONTESANTO | MIKE MONTESANTO | 16902 SHADY HILLS ROAD |  | SPRING HILL | FL | 34610 |  | 7278571883 |  | OTHER | 25 | 28800 | 1 | 2017-09-27 | 2020-10-15 | NC01 | 50
6 | PASCO | SWD | sweetwaterRV@suncommunities.com | 6514812 | NONTRANSIENT NONCOMMUNITY | CHLORINATION; AERATION FOR REMOVAL OF ANY SECONDARY CONTAMINANT, SULFIDE, OR ANY UNREGULATED CONTAMINANT; CORROSION CONTROL INHIBITOR ADDITION; HYPOCHLORINATION; IRON OR MANGANESE SEQUESTRATION; OR ULTRAVIOLET RADIATION. THE LEAD/CHIEF OPERATOR MUST BE CLASS D OR HIGHER. 50,000 GPD UP TO 0.25 MGD-STAFFING BY CLASS D OR HIGHER OPERATOR: 3 VISITS/WEEK ON NONCONSECUTIVE DAYS FOR A TOTAL OF 0.3 HOUR/WEEK. LESS THAN 50,000 GPD-STAFFING BY A CLASS D OR HIGHER OPERATOR: 2 VISITS/WEEK ON NONCONSECUTIVE DAYS FOR A TOTAL OF 0.2 HOUR/WEEK. THERE SHALL BE NO MORE THAN 5 DAYS BETWEEN THE LAST VISIT IN ONE WEEK AND THE FIRST VISIT IN THE NEXT WEEK. | N | Y | SWEETWATER RV PARK | 37647 CHANCEY RD |  | ZEPHYRHILLS | FL | 33541 |  | 8137887513 |  |  | APRIL ROLLIE | 27777 FRANKLIN ROAD | SUITE 200 | SOUTHFIELD | MI | 48034 |  | 2488640393 |  | INVESTOR | 250 | 360000 | 176 | 2021-07-05 | 2021-06-24 | NTNC | 100
6 | PASCO | SWD | CHALLIDAYWORK@AOL.COM | 6514831 | NONTRANSIENT NONCOMMUNITY | CHLORINATION; AERATION FOR REMOVAL OF ANY SECONDARY CONTAMINANT, SULFIDE, OR ANY UNREGULATED CONTAMINANT; CORROSION CONTROL INHIBITOR ADDITION; HYPOCHLORINATION; IRON OR MANGANESE SEQUESTRATION; OR ULTRAVIOLET RADIATION. THE LEAD/CHIEF OPERATOR MUST BE CLASS D OR HIGHER. 50,000 GPD UP TO 0.25 MGD-STAFFING BY CLASS D OR HIGHER OPERATOR: 3 VISITS/WEEK ON NONCONSECUTIVE DAYS FOR A TOTAL OF 0.3 HOUR/WEEK. LESS THAN 50,000 GPD-STAFFING BY A CLASS D OR HIGHER OPERATOR: 2 VISITS/WEEK ON NONCONSECUTIVE DAYS FOR A TOTAL OF 0.2 HOUR/WEEK. THERE SHALL BE NO MORE THAN 5 DAYS BETWEEN THE LAST VISIT IN ONE WEEK AND THE FIRST VISIT IN THE NEXT WEEK. | N | Y | SEVEN ACRES RV PARK | 16731 U.S. HWY 301 |  | DADE CITY | FL | 33523 |  | 3525673510 |  |  | ALEX P. WILLIAMS | 135 W. CENTRAL BLVD |  | ORLANDO | FL | 32801 |  | 3525673510 |  | INVESTOR | 300 | 129000 | 162 | 2016-01-20 | 2019-05-20 | NTNC | 100
6 | PASCO | SWD |  | 6514832 | NONCOMMUNITY | CHLORINATION; AERATION FOR REMOVAL OF ANY SECONDARY CONTAMINANT, SULFIDE, OR ANY UNREGULATED CONTAMINANT; CORROSION CONTROL INHIBITOR ADDITION; HYPOCHLORINATION; IRON OR MANGANESE SEQUESTRATION; OR ULTRAVIOLET RADIATION. THE LEAD/CHIEF OPERATOR MUST BE CLASS D OR HIGHER. 50,000 GPD UP TO 0.25 MGD-STAFFING BY CLASS D OR HIGHER OPERATOR: 3 VISITS/WEEK ON NONCONSECUTIVE DAYS FOR A TOTAL OF 0.3 HOUR/WEEK. LESS THAN 50,000 GPD-STAFFING BY A CLASS D OR HIGHER OPERATOR: 2 VISITS/WEEK ON NONCONSECUTIVE DAYS FOR A TOTAL OF 0.2 HOUR/WEEK. THERE SHALL BE NO MORE THAN 5 DAYS BETWEEN THE LAST VISIT IN ONE WEEK AND THE FIRST VISIT IN THE NEXT WEEK. | N | Y | LITTLE CHAMP | 16621 SHADY HILLS ROAD |  | SPRING HILL | FL | 34610 |  | 7278565402 |  | MIKE (MILAN PATEL) | MIKE (MILAN PATEL) | 16621 SHADY HILLS ROAD |  | SPRING HILL | FL | 34610 |  | 7278564910 |  | INVESTOR | 25 | 1 | 1 | 2014-06-13 | 2021-01-28 | NC01 | 50
6 | PASCO | SWD |  | 6514834 | NONTRANSIENT NONCOMMUNITY | CHLORINATION; AERATION FOR REMOVAL OF ANY SECONDARY CONTAMINANT, SULFIDE, OR ANY UNREGULATED CONTAMINANT; CORROSION CONTROL INHIBITOR ADDITION; HYPOCHLORINATION; IRON OR MANGANESE SEQUESTRATION; OR ULTRAVIOLET RADIATION. THE LEAD/CHIEF OPERATOR MUST BE CLASS D OR HIGHER. 50,000 GPD UP TO 0.25 MGD-STAFFING BY CLASS D OR HIGHER OPERATOR: 3 VISITS/WEEK ON NONCONSECUTIVE DAYS FOR A TOTAL OF 0.3 HOUR/WEEK. LESS THAN 50,000 GPD-STAFFING BY A CLASS D OR HIGHER OPERATOR: 2 VISITS/WEEK ON NONCONSECUTIVE DAYS FOR A TOTAL OF 0.2 HOUR/WEEK. THERE SHALL BE NO MORE THAN 5 DAYS BETWEEN THE LAST VISIT IN ONE WEEK AND THE FIRST VISIT IN THE NEXT WEEK. | N | Y | ENCORE RV RESORT TAMPA NORTH | 21632 S.R. 54 |  | LUTZ | FL | 33549 |  | 8139496551 |  | JUSTIN WOOD | EQUITY LIFESTYLE PROPERTIES | 4300 W. CYPRESS ST., #400 |  | TAMPA | FL | 33607 |  | 8132826754 |  | INVESTOR | 200 | 144000 | 434 | 2017-04-12 | 2020-05-28 | NTNC | 100
6 | PASCO | SWD | nick@edenrvresort.com | 6514835 | NONCOMMUNITY | CHLORINATION; AERATION FOR REMOVAL OF ANY SECONDARY CONTAMINANT, SULFIDE, OR ANY UNREGULATED CONTAMINANT; CORROSION CONTROL INHIBITOR ADDITION; HYPOCHLORINATION; IRON OR MANGANESE SEQUESTRATION; OR ULTRAVIOLET RADIATION. THE LEAD/CHIEF OPERATOR MUST BE CLASS D OR HIGHER. 50,000 GPD UP TO 0.25 MGD-STAFFING BY CLASS D OR HIGHER OPERATOR: 3 VISITS/WEEK ON NONCONSECUTIVE DAYS FOR A TOTAL OF 0.3 HOUR/WEEK. LESS THAN 50,000 GPD-STAFFING BY A CLASS D OR HIGHER OPERATOR: 2 VISITS/WEEK ON NONCONSECUTIVE DAYS FOR A TOTAL OF 0.2 HOUR/WEEK. THERE SHALL BE NO MORE THAN 5 DAYS BETWEEN THE LAST VISIT IN ONE WEEK AND THE FIRST VISIT IN THE NEXT WEEK. | N | Y | EDEN RV RESORT | 13220 HOUSTON AVE |  | HUDSON | FL | 34667 |  | 7278575914 |  | DANIEL DRISCOLL | DANIEL DRISCOLL | 13220 HOUSTON AVE. |  | HUDSON | FL | 34667 |  | 7278575914 |  | INVESTOR | 25 | 1 | 32 | 2014-11-20 | 2017-01-19 | NC01 | 50
6 | PASCO | SWD | JUDIMASER51@YAHOO.COM | 6514836 | NONCOMMUNITY | CHLORINATION; AERATION FOR REMOVAL OF ANY SECONDARY CONTAMINANT, SULFIDE, OR ANY UNREGULATED CONTAMINANT; CORROSION CONTROL INHIBITOR ADDITION; HYPOCHLORINATION; IRON OR MANGANESE SEQUESTRATION; OR ULTRAVIOLET RADIATION. THE LEAD/CHIEF OPERATOR MUST BE CLASS D OR HIGHER. 50,000 GPD UP TO 0.25 MGD-STAFFING BY CLASS D OR HIGHER OPERATOR: 3 VISITS/WEEK ON NONCONSECUTIVE DAYS FOR A TOTAL OF 0.3 HOUR/WEEK. LESS THAN 50,000 GPD-STAFFING BY A CLASS D OR HIGHER OPERATOR: 2 VISITS/WEEK ON NONCONSECUTIVE DAYS FOR A TOTAL OF 0.2 HOUR/WEEK. THERE SHALL BE NO MORE THAN 5 DAYS BETWEEN THE LAST VISIT IN ONE WEEK AND THE FIRST VISIT IN THE NEXT WEEK. | N | Y | ZEPHYR COLONY RV PARK | 39738 COUNTY RD 54E |  | ZEPHYRHILLS | FL | 33540 |  | 8137133135 |  |  | DENNIS & JUDITH MASER | 39738 CR 54 EAST |  | ZEPHYRHILLS | FL | 33542 |  | 9189645878 |  | INVESTOR | 25 | 58000 | 65 | 2015-11-21 | 2021-06-24 | NC01 | 50
6 | PASCO | SWD | timberlake@qualifiedproperty.com | 6514837 | COMMUNITY | CHLORINATION; AERATION FOR REMOVAL OF ANY SECONDARY CONTAMINANT, SULFIDE, OR ANY UNREGULATED CONTAMINANT; CORROSION CONTROL INHIBITOR ADDITION; HYPOCHLORINATION; IRON OR MANGANESE SEQUESTRATION; OR ULTRAVIOLET RADIATION. THE LEAD/CHIEF OPERATOR MUST BE CLASS C OR HIGHER. 5.0 MGD AND ABOVE-STAFFING BY CLASS C OR HIGHER OPERATOR: 6 HOURS/DAY FOR 5 DAYS/WEEK AND ONE VISIT ON EACH WEEKEND DAY. 3.0 MGD UP TO 5.0 MGD-STAFFING BY CLASS C OR HIGHER OPERATOR: 1 HOUR/DAY FOR 5 DAYS/WEEK AND ONE VISIT ON EACH WEEKEND DAY. 0.25 MGD UP TO 3.0 MGD-STAFFING BY CLASS C OR HIGHER OPERATOR: 5 VISITS/WEEK AND ONE VISIT EACH WEEKEND FOR A TOTAL OF 0.6 HOUR/WEEK. | N | Y | TIMBER LAKE ESTATES | 34301 COUNTRYSIDE DR |  | ZEPHYRHILLS | FL | 33543 |  | 8137886647 |  | JUDY WHITE | MARIELLA SAUNDERS | 34301 COUNTRYSIDE DR |  | WESLEY CHAPEL | FL | 33543 |  | 8137886647 |  | INVESTOR | 1225 | 792000 | 481 | 2020-11-20 | 2020-10-09 | DC04 | 1000
6 | PASCO | SWD |  | 6514838 | COMMUNITY | CHLORINATION; AERATION FOR REMOVAL OF ANY SECONDARY CONTAMINANT, SULFIDE, OR ANY UNREGULATED CONTAMINANT; CORROSION CONTROL INHIBITOR ADDITION; HYPOCHLORINATION; IRON OR MANGANESE SEQUESTRATION; OR ULTRAVIOLET RADIATION. THE LEAD/CHIEF OPERATOR MUST BE CLASS D OR HIGHER. 50,000 GPD UP TO 0.25 MGD-STAFFING BY CLASS D OR HIGHER OPERATOR: 3 VISITS/WEEK ON NONCONSECUTIVE DAYS FOR A TOTAL OF 0.3 HOUR/WEEK. LESS THAN 50,000 GPD-STAFFING BY A CLASS D OR HIGHER OPERATOR: 2 VISITS/WEEK ON NONCONSECUTIVE DAYS FOR A TOTAL OF 0.2 HOUR/WEEK. THERE SHALL BE NO MORE THAN 5 DAYS BETWEEN THE LAST VISIT IN ONE WEEK AND THE FIRST VISIT IN THE NEXT WEEK. | N | Y | RAMBLEWOOD MHP | 38418 RAMBLEWOOD BLVD |  | ZEPHYRHILLS | FL | 33541 |  | 3525679678 |  | DAVID BAERMAN | RAMBLEWOOD MHP | 7602 CONGRESS ST | SUITE 4 | NEW PORT RICHEY | FL | 34653 |  | 8137887219 |  | INVESTOR | 401 | 60000 | 223 | 2019-05-29 | 2019-03-26 | DC05 | 500
6 | PASCO | SWD | glenn.pearson@affordablefamilyrentals.com | 6514841 | COMMUNITY | CHLORINATION; AERATION FOR REMOVAL OF ANY SECONDARY CONTAMINANT, SULFIDE, OR ANY UNREGULATED CONTAMINANT; CORROSION CONTROL INHIBITOR ADDITION; HYPOCHLORINATION; IRON OR MANGANESE SEQUESTRATION; OR ULTRAVIOLET RADIATION. THE LEAD/CHIEF OPERATOR MUST BE CLASS D OR HIGHER. 50,000 GPD UP TO 0.25 MGD-STAFFING BY CLASS D OR HIGHER OPERATOR: 3 VISITS/WEEK ON NONCONSECUTIVE DAYS FOR A TOTAL OF 0.3 HOUR/WEEK. LESS THAN 50,000 GPD-STAFFING BY A CLASS D OR HIGHER OPERATOR: 2 VISITS/WEEK ON NONCONSECUTIVE DAYS FOR A TOTAL OF 0.2 HOUR/WEEK. THERE SHALL BE NO MORE THAN 5 DAYS BETWEEN THE LAST VISIT IN ONE WEEK AND THE FIRST VISIT IN THE NEXT WEEK. | N | Y | FOREST GREEN MHP | 11337 HUDSON AVE. |  | HUDSON | FL | 34669 |  | 8134939334 |  | GLENN PEARSON | GLENN PEARSON | 1971 W. LUMSDEN ROAD | SUITE 340 | BRANDON | FL | 33511 |  | 8139002677 |  | INVESTOR | 283 | 144000 | 79 | 2021-04-07 | 2021-02-24 | DC051 | 100
6 | PASCO | SWD |  | 6514842 | COMMUNITY | CHLORINATION; AERATION FOR REMOVAL OF ANY SECONDARY CONTAMINANT, SULFIDE, OR ANY UNREGULATED CONTAMINANT; CORROSION CONTROL INHIBITOR ADDITION; HYPOCHLORINATION; IRON OR MANGANESE SEQUESTRATION; OR ULTRAVIOLET RADIATION. THE LEAD/CHIEF OPERATOR MUST BE CLASS D OR HIGHER. 50,000 GPD UP TO 0.25 MGD-STAFFING BY CLASS D OR HIGHER OPERATOR: 3 VISITS/WEEK ON NONCONSECUTIVE DAYS FOR A TOTAL OF 0.3 HOUR/WEEK. LESS THAN 50,000 GPD-STAFFING BY A CLASS D OR HIGHER OPERATOR: 2 VISITS/WEEK ON NONCONSECUTIVE DAYS FOR A TOTAL OF 0.2 HOUR/WEEK. THERE SHALL BE NO MORE THAN 5 DAYS BETWEEN THE LAST VISIT IN ONE WEEK AND THE FIRST VISIT IN THE NEXT WEEK. | N | Y | LABRADOR (FOREST LAKE ESTATES) | 6420 PRESIDENTIAL CIRCLE |  | ZEPHYRHILLS | FL | 33540 |  | 8137837979 |  | MIKE WILSON | MIKE WILSON | 200 WEATHERSFIELD AVENUE |  | ALTAMONTE SPRINGS | FL | 32714 |  | 4077745078 |  | INVESTOR | 2356 | 288000 | 1178 | 2019-05-28 | 2022-01-18 | DC05 | 500
6 | PASCO | SWD | happydaysrv@hotmail.com | 6514844 | NONTRANSIENT NONCOMMUNITY | CHLORINATION; AERATION FOR REMOVAL OF ANY SECONDARY CONTAMINANT, SULFIDE, OR ANY UNREGULATED CONTAMINANT; CORROSION CONTROL INHIBITOR ADDITION; HYPOCHLORINATION; IRON OR MANGANESE SEQUESTRATION; OR ULTRAVIOLET RADIATION. THE LEAD/CHIEF OPERATOR MUST BE CLASS D OR HIGHER. 50,000 GPD UP TO 0.25 MGD-STAFFING BY CLASS D OR HIGHER OPERATOR: 3 VISITS/WEEK ON NONCONSECUTIVE DAYS FOR A TOTAL OF 0.3 HOUR/WEEK. LESS THAN 50,000 GPD-STAFFING BY A CLASS D OR HIGHER OPERATOR: 2 VISITS/WEEK ON NONCONSECUTIVE DAYS FOR A TOTAL OF 0.2 HOUR/WEEK. THERE SHALL BE NO MORE THAN 5 DAYS BETWEEN THE LAST VISIT IN ONE WEEK AND THE FIRST VISIT IN THE NEXT WEEK. | N | Y | HAPPY DAYS RV PARK | 4603 ALLEN RD |  | ZEPHYRHILLS | FL | 33543 |  | 8137884858 |  |  | NICOLE WEIS | PO BOX 234 |  | SAINT PETERSBURG | FL | 33731 |  | 7276234867 |  | INVESTOR | 500 | 64000 | 293 | 2020-03-19 | 2020-03-10 | NTNC | 100
6 | PASCO | SWD |  | 6514845 | NONTRANSIENT NONCOMMUNITY | CHLORINATION; AERATION FOR REMOVAL OF ANY SECONDARY CONTAMINANT, SULFIDE, OR ANY UNREGULATED CONTAMINANT; CORROSION CONTROL INHIBITOR ADDITION; HYPOCHLORINATION; IRON OR MANGANESE SEQUESTRATION; OR ULTRAVIOLET RADIATION. THE LEAD/CHIEF OPERATOR MUST BE CLASS D OR HIGHER. 50,000 GPD UP TO 0.25 MGD-STAFFING BY CLASS D OR HIGHER OPERATOR: 3 VISITS/WEEK ON NONCONSECUTIVE DAYS FOR A TOTAL OF 0.3 HOUR/WEEK. LESS THAN 50,000 GPD-STAFFING BY A CLASS D OR HIGHER OPERATOR: 2 VISITS/WEEK ON NONCONSECUTIVE DAYS FOR A TOTAL OF 0.2 HOUR/WEEK. THERE SHALL BE NO MORE THAN 5 DAYS BETWEEN THE LAST VISIT IN ONE WEEK AND THE FIRST VISIT IN THE NEXT WEEK. | N | Y | ZEPHYR MOBILE PARK | 3950 DIXON ST |  | ZEPHYRHILLS | FL | 33541 |  | 8137823597 |  | MS. MANWARREN | DESMOND SURUJBALI | 912 SHOALS LANDING DR |  | BRANDON | FL | 33511 |  |  |  | INVESTOR | 103 | 1 | 100 | 2018-05-09 | 2021-06-24 | NTNC | 100
6 | PASCO | SWD |  | 6514846 | NONTRANSIENT NONCOMMUNITY | CHLORINATION; AERATION FOR REMOVAL OF ANY SECONDARY CONTAMINANT, SULFIDE, OR ANY UNREGULATED CONTAMINANT; CORROSION CONTROL INHIBITOR ADDITION; HYPOCHLORINATION; IRON OR MANGANESE SEQUESTRATION; OR ULTRAVIOLET RADIATION. THE LEAD/CHIEF OPERATOR MUST BE CLASS D OR HIGHER. 50,000 GPD UP TO 0.25 MGD-STAFFING BY CLASS D OR HIGHER OPERATOR: 3 VISITS/WEEK ON NONCONSECUTIVE DAYS FOR A TOTAL OF 0.3 HOUR/WEEK. LESS THAN 50,000 GPD-STAFFING BY A CLASS D OR HIGHER OPERATOR: 2 VISITS/WEEK ON NONCONSECUTIVE DAYS FOR A TOTAL OF 0.2 HOUR/WEEK. THERE SHALL BE NO MORE THAN 5 DAYS BETWEEN THE LAST VISIT IN ONE WEEK AND THE FIRST VISIT IN THE NEXT WEEK. | N | Y | HUDSON SCHOOL COMPLEX | 2609 US HWY 41 N |  | HUDSON | FL | 33539 |  | 7277747916 |  | JOE LICARI | PASCO COUNTY SCHOOL BOARD | 11835 TREE BREEZE DRIVE |  | NEW PORT RICHEY | FL | 34654 |  | 7277747900 |  | COUNTY | 1200 | 1 | 26 | 2020-02-06 | 2020-01-28 | NTNC | 100
6 | PASCO | SWD |  | 6514848 | NONTRANSIENT NONCOMMUNITY | CHLORINATION; AERATION FOR REMOVAL OF ANY SECONDARY CONTAMINANT, SULFIDE, OR ANY UNREGULATED CONTAMINANT; CORROSION CONTROL INHIBITOR ADDITION; HYPOCHLORINATION; IRON OR MANGANESE SEQUESTRATION; OR ULTRAVIOLET RADIATION. THE LEAD/CHIEF OPERATOR MUST BE CLASS D OR HIGHER. 50,000 GPD UP TO 0.25 MGD-STAFFING BY CLASS D OR HIGHER OPERATOR: 3 VISITS/WEEK ON NONCONSECUTIVE DAYS FOR A TOTAL OF 0.3 HOUR/WEEK. LESS THAN 50,000 GPD-STAFFING BY A CLASS D OR HIGHER OPERATOR: 2 VISITS/WEEK ON NONCONSECUTIVE DAYS FOR A TOTAL OF 0.2 HOUR/WEEK. THERE SHALL BE NO MORE THAN 5 DAYS BETWEEN THE LAST VISIT IN ONE WEEK AND THE FIRST VISIT IN THE NEXT WEEK. | N | Y | ZEPHYR PALMS RV PARK (FKA JIM'S RV PARK) | 35120 HWY 54 WEST |  | ZEPHYRHILLS | FL | 33541 |  | 8137825610 |  | MARK KERNS | MARK KERNS | 2632 S. ROCHESTER ROAD | SUITE 70630 | ROCHESTER HILLS | MI | 48307 |  | 8137825610 |  | INVESTOR | 100 | 1 | 154 | 2021-10-07 | 2021-06-24 | NTNC | 100
6 | PASCO | SWD |  | 6514849 | NONTRANSIENT NONCOMMUNITY | CHLORINATION; AERATION FOR REMOVAL OF ANY SECONDARY CONTAMINANT, SULFIDE, OR ANY UNREGULATED CONTAMINANT; CORROSION CONTROL INHIBITOR ADDITION; HYPOCHLORINATION; IRON OR MANGANESE SEQUESTRATION; OR ULTRAVIOLET RADIATION. THE LEAD/CHIEF OPERATOR MUST BE CLASS D OR HIGHER. 50,000 GPD UP TO 0.25 MGD-STAFFING BY CLASS D OR HIGHER OPERATOR: 3 VISITS/WEEK ON NONCONSECUTIVE DAYS FOR A TOTAL OF 0.3 HOUR/WEEK. LESS THAN 50,000 GPD-STAFFING BY A CLASS D OR HIGHER OPERATOR: 2 VISITS/WEEK ON NONCONSECUTIVE DAYS FOR A TOTAL OF 0.2 HOUR/WEEK. THERE SHALL BE NO MORE THAN 5 DAYS BETWEEN THE LAST VISIT IN ONE WEEK AND THE FIRST VISIT IN THE NEXT WEEK. | N | Y | BARRINGTON HILLS RV RESORT | 9412 NEW YORK AVE |  | HUDSON | FL | 34667 |  | 7278683586 |  | RHONDA ZABOROSKI | [9 empty] | INVESTOR | 450 | 500000 | 394 | 2019-04-25 | 2019-02-26 | NTNC | 100
6 | PASCO | SWD |  | 6514852 | COMMUNITY | CHLORINATION; AERATION FOR REMOVAL OF ANY SECONDARY CONTAMINANT, SULFIDE, OR ANY UNREGULATED CONTAMINANT; CORROSION CONTROL INHIBITOR ADDITION; HYPOCHLORINATION; IRON OR MANGANESE SEQUESTRATION; OR ULTRAVIOLET RADIATION. THE LEAD/CHIEF OPERATOR MUST BE CLASS D OR HIGHER. 50,000 GPD UP TO 0.25 MGD-STAFFING BY CLASS D OR HIGHER OPERATOR: 3 VISITS/WEEK ON NONCONSECUTIVE DAYS FOR A TOTAL OF 0.3 HOUR/WEEK. LESS THAN 50,000 GPD-STAFFING BY A CLASS D OR HIGHER OPERATOR: 2 VISITS/WEEK ON NONCONSECUTIVE DAYS FOR A TOTAL OF 0.2 HOUR/WEEK. THERE SHALL BE NO MORE THAN 5 DAYS BETWEEN THE LAST VISIT IN ONE WEEK AND THE FIRST VISIT IN THE NEXT WEEK. | N | Y | CHELSEA MEADOWS / WATERS EDGE | 22620 GAGE LOOP #30 |  | LAND O' LAKES | FL | 34639 |  | 8139685665 |  | KY MARTIN | KY MARTIN | 17824 N US HWY 41 |  | LUTZ | FL | 33459 |  | 8139685665 | 318 | INVESTOR | 120 | 240000 | 17 | 2019-01-28 | 2022-01-18 | DC051 | 100
6 | PASCO | SWD | jesse.benton@epaacademy.org | 6514858 | NONTRANSIENT NONCOMMUNITY | CHLORINATION; AERATION FOR REMOVAL OF ANY SECONDARY CONTAMINANT, SULFIDE, OR ANY UNREGULATED CONTAMINANT; CORROSION CONTROL INHIBITOR ADDITION; HYPOCHLORINATION; IRON OR MANGANESE SEQUESTRATION; OR ULTRAVIOLET RADIATION. THE LEAD/CHIEF OPERATOR MUST BE CLASS D OR HIGHER. 50,000 GPD UP TO 0.25 MGD-STAFFING BY CLASS D OR HIGHER OPERATOR: 3 VISITS/WEEK ON NONCONSECUTIVE DAYS FOR A TOTAL OF 0.3 HOUR/WEEK. LESS THAN 50,000 GPD-STAFFING BY A CLASS D OR HIGHER OPERATOR: 2 VISITS/WEEK ON NONCONSECUTIVE DAYS FOR A TOTAL OF 0.2 HOUR/WEEK. THERE SHALL BE NO MORE THAN 5 DAYS BETWEEN THE LAST VISIT IN ONE WEEK AND THE FIRST VISIT IN THE NEXT WEEK. | N | Y | EAST PASCO ADVENTIST ACADEMY | 38444 CENTENNIAL RD |  | DADE CITY | FL | 33525 |  | 3525673646 |  | JESSE BENTON | JESSE BENTON | 38434 CENTENNIAL ROAD |  | DADE CITY | FL | 33525 |  | 3525673646 |  | INVESTOR | 101 | 1 | 2 | 2016-05-26 | 2021-11-05 | NTNC | 100
6 | PASCO | SWD |  | 6514870 | NONCOMMUNITY | CHLORINATION; AERATION FOR REMOVAL OF ANY SECONDARY CONTAMINANT, SULFIDE, OR ANY UNREGULATED CONTAMINANT; CORROSION CONTROL INHIBITOR ADDITION; HYPOCHLORINATION; IRON OR MANGANESE SEQUESTRATION; OR ULTRAVIOLET RADIATION. THE LEAD/CHIEF OPERATOR MUST BE CLASS D OR HIGHER. 50,000 GPD UP TO 0.25 MGD-STAFFING BY CLASS D OR HIGHER OPERATOR: 3 VISITS/WEEK ON NONCONSECUTIVE DAYS FOR A TOTAL OF 0.3 HOUR/WEEK. LESS THAN 50,000 GPD-STAFFING BY A CLASS D OR HIGHER OPERATOR: 2 VISITS/WEEK ON NONCONSECUTIVE DAYS FOR A TOTAL OF 0.2 HOUR/WEEK. THERE SHALL BE NO MORE THAN 5 DAYS BETWEEN THE LAST VISIT IN ONE WEEK AND THE FIRST VISIT IN THE NEXT WEEK. | N | Y | TUCKER ROAD RV & MH ESTATES (J & K RV) | 37021 TUCKER RD. |  | ZEPHYRHILLS | FL | 33541 |  | 8132302235 |  | GARRETT SMITH | GARRETT SMITH | PO BOX 9243 |  | TAMPA | FL | 33674 |  | 8132302235 |  | INVESTOR | 25 | 1 | 30 | 2019-07-30 | 2021-10-07 | NC01 | 50
6 | PASCO | SWD |  | 6514872 | NONTRANSIENT NONCOMMUNITY | CHLORINATION; AERATION FOR REMOVAL OF ANY SECONDARY CONTAMINANT, SULFIDE, OR ANY UNREGULATED CONTAMINANT; CORROSION CONTROL INHIBITOR ADDITION; HYPOCHLORINATION; IRON OR MANGANESE SEQUESTRATION; OR ULTRAVIOLET RADIATION. THE LEAD/CHIEF OPERATOR MUST BE CLASS D OR HIGHER. 50,000 GPD UP TO 0.25 MGD-STAFFING BY CLASS D OR HIGHER OPERATOR: 3 VISITS/WEEK ON NONCONSECUTIVE DAYS FOR A TOTAL OF 0.3 HOUR/WEEK. LESS THAN 50,000 GPD-STAFFING BY A CLASS D OR HIGHER OPERATOR: 2 VISITS/WEEK ON NONCONSECUTIVE DAYS FOR A TOTAL OF 0.2 HOUR/WEEK. THERE SHALL BE NO MORE THAN 5 DAYS BETWEEN THE LAST VISIT IN ONE WEEK AND THE FIRST VISIT IN THE NEXT WEEK. | N | Y | CENTRAL PASCO GIRLS ACADEMY | 2952 WILSON RD. |  | LAND O' LAKES | FL | 34639 |  | 8139498698 |  | JOE DAVIS | [9 empty] | INVESTOR | 50 | 1 | 4 | 2017-03-13 | 2020-04-21 | NTNC | 100
6 | PASCO | SWD |  | 6514873 | COMMUNITY | CHLORINATION; AERATION FOR REMOVAL OF ANY SECONDARY CONTAMINANT, SULFIDE, OR ANY UNREGULATED CONTAMINANT; CORROSION CONTROL INHIBITOR ADDITION; HYPOCHLORINATION; IRON OR MANGANESE SEQUESTRATION; OR ULTRAVIOLET RADIATION. THE LEAD/CHIEF OPERATOR MUST BE CLASS D OR HIGHER. 50,000 GPD UP TO 0.25 MGD-STAFFING BY CLASS D OR HIGHER OPERATOR: 3 VISITS/WEEK ON NONCONSECUTIVE DAYS FOR A TOTAL OF 0.3 HOUR/WEEK. LESS THAN 50,000 GPD-STAFFING BY A CLASS D OR HIGHER OPERATOR: 2 VISITS/WEEK ON NONCONSECUTIVE DAYS FOR A TOTAL OF 0.2 HOUR/WEEK. THERE SHALL BE NO MORE THAN 5 DAYS BETWEEN THE LAST VISIT IN ONE WEEK AND THE FIRST VISIT IN THE NEXT WEEK. | N | Y | GLENDALE VILLAS / LOL VILLAGE APTS | 21101 VOYAGER BLVD. |  | LAND O' LAKES | FL | 34639 |  | 8139966393 |  | KY MARTIN | KATHY BRAMHALL | 24646 SR 54 | SUITE 102 | LUTZ | FL | 33559 |  | 8139966393 |  | SUBDIVISION | 298 | 237600 | 256 | 2017-10-17 | 2019-11-19 | DC051 | 100
6 | PASCO | SWD |  | 6514875 | NONTRANSIENT NONCOMMUNITY | CHLORINATION; AERATION FOR REMOVAL OF ANY SECONDARY CONTAMINANT, SULFIDE, OR ANY UNREGULATED CONTAMINANT; CORROSION CONTROL INHIBITOR ADDITION; HYPOCHLORINATION; IRON OR MANGANESE SEQUESTRATION; OR ULTRAVIOLET RADIATION. THE LEAD/CHIEF OPERATOR MUST BE CLASS D OR HIGHER. 50,000 GPD UP TO 0.25 MGD-STAFFING BY CLASS D OR HIGHER OPERATOR: 3 VISITS/WEEK ON NONCONSECUTIVE DAYS FOR A TOTAL OF 0.3 HOUR/WEEK. LESS THAN 50,000 GPD-STAFFING BY A CLASS D OR HIGHER OPERATOR: 2 VISITS/WEEK ON NONCONSECUTIVE DAYS FOR A TOTAL OF 0.2 HOUR/WEEK. THERE SHALL BE NO MORE THAN 5 DAYS BETWEEN THE LAST VISIT IN ONE WEEK AND THE FIRST VISIT IN THE NEXT WEEK. | N | Y | TOWN N' COUNTRY RV | 18005 US HWY 301 |  | DADE CITY | FL | 33523 |  | 3525676622 |  | STEVE HAWKINS | DAVID HAWKINS | 18005 US HIGHWAY 301 |  | DADE CITY | FL | 33523 |  | 3525677707 |  | INVESTOR | 340 | 1 | 199 | 2018-06-18 | 2020-10-13 | NTNC | 100
6 | PASCO | SWD |  | 6514884 | NONCOMMUNITY | CHLORINATION; AERATION FOR REMOVAL OF ANY SECONDARY CONTAMINANT, SULFIDE, OR ANY UNREGULATED CONTAMINANT; CORROSION CONTROL INHIBITOR ADDITION; HYPOCHLORINATION; IRON OR MANGANESE SEQUESTRATION; OR ULTRAVIOLET RADIATION. THE LEAD/CHIEF OPERATOR MUST BE CLASS D OR HIGHER. 50,000 GPD UP TO 0.25 MGD-STAFFING BY CLASS D OR HIGHER OPERATOR: 3 VISITS/WEEK ON NONCONSECUTIVE DAYS FOR A TOTAL OF 0.3 HOUR/WEEK. LESS THAN 50,000 GPD-STAFFING BY A CLASS D OR HIGHER OPERATOR: 2 VISITS/WEEK ON NONCONSECUTIVE DAYS FOR A TOTAL OF 0.2 HOUR/WEEK. THERE SHALL BE NO MORE THAN 5 DAYS BETWEEN THE LAST VISIT IN ONE WEEK AND THE FIRST VISIT IN THE NEXT WEEK. | N | Y | TALL PINES RV OF PASCO CO | 18301 US 41 |  | SHADY HILLS | FL | 34610 |  | 3527545191 |  | OFFICE - MARY | SHARON SKINNER | 18301 US HIGHWAY 41 |  | SPRING HILL | FL | 34610 |  |  |  | INVESTOR | 45 | 1 | 25 | 2014-05-27 | 2021-06-15 | NC01 | 50
6 | PASCO | SWD |  | 6514891 | NONCOMMUNITY | CHLORINATION; AERATION FOR REMOVAL OF ANY SECONDARY CONTAMINANT, SULFIDE, OR ANY UNREGULATED CONTAMINANT; CORROSION CONTROL INHIBITOR ADDITION; HYPOCHLORINATION; IRON OR MANGANESE SEQUESTRATION; OR ULTRAVIOLET RADIATION. THE LEAD/CHIEF OPERATOR MUST BE CLASS D OR HIGHER. 50,000 GPD UP TO 0.25 MGD-STAFFING BY CLASS D OR HIGHER OPERATOR: 3 VISITS/WEEK ON NONCONSECUTIVE DAYS FOR A TOTAL OF 0.3 HOUR/WEEK. LESS THAN 50,000 GPD-STAFFING BY A CLASS D OR HIGHER OPERATOR: 2 VISITS/WEEK ON NONCONSECUTIVE DAYS FOR A TOTAL OF 0.2 HOUR/WEEK. THERE SHALL BE NO MORE THAN 5 DAYS BETWEEN THE LAST VISIT IN ONE WEEK AND THE FIRST VISIT IN THE NEXT WEEK. | N | Y | VFW POST 6180 | 11551 OSCEOLA DR |  | NEW PORT RICHEY | FL | 34654 |  | 7278638824 |  |  | GARY K MOTTELER | 11551 OSCEOLA DR |  | NEW PORT RICHEY | FL | 34654 |  | 7272675510 |  | OTHER | 250 | 1 | 1 | 2015-03-30 | 2019-01-28 | NC01 | 50
6 | PASCO | SWD |  | 6514896 | NONCOMMUNITY | CHLORINATION; AERATION FOR REMOVAL OF ANY SECONDARY CONTAMINANT, SULFIDE, OR ANY UNREGULATED CONTAMINANT; CORROSION CONTROL INHIBITOR ADDITION; HYPOCHLORINATION; IRON OR MANGANESE SEQUESTRATION; OR ULTRAVIOLET RADIATION. THE LEAD/CHIEF OPERATOR MUST BE CLASS D OR HIGHER. 50,000 GPD UP TO 0.25 MGD-STAFFING BY CLASS D OR HIGHER OPERATOR: 3 VISITS/WEEK ON NONCONSECUTIVE DAYS FOR A TOTAL OF 0.3 HOUR/WEEK. LESS THAN 50,000 GPD-STAFFING BY A CLASS D OR HIGHER OPERATOR: 2 VISITS/WEEK ON NONCONSECUTIVE DAYS FOR A TOTAL OF 0.2 HOUR/WEEK. THERE SHALL BE NO MORE THAN 5 DAYS BETWEEN THE LAST VISIT IN ONE WEEK AND THE FIRST VISIT IN THE NEXT WEEK. | N | Y | MOOSE LODGE 2276 | 3211 GALL BLVD. |  | ZEPHYRHILLS | FL | 33541 |  | 8137821771 |  |  | RICHARD FROST | 3211 GALL BLVD. |  | ZEPHYRHILLS | FL | 33541 |  | 8137821771 |  | INVESTOR | 275 | 144000 | 1 | 2015-06-17 | 2018-10-05 | NC01 | 50
6 | PASCO | SWD |  | 6514904 | NONCOMMUNITY | CHLORINATION; AERATION FOR REMOVAL OF ANY SECONDARY CONTAMINANT, SULFIDE, OR ANY UNREGULATED CONTAMINANT; CORROSION CONTROL INHIBITOR ADDITION; HYPOCHLORINATION; IRON OR MANGANESE SEQUESTRATION; OR ULTRAVIOLET RADIATION. THE LEAD/CHIEF OPERATOR MUST BE CLASS D OR HIGHER. 50,000 GPD UP TO 0.25 MGD-STAFFING BY CLASS D OR HIGHER OPERATOR: 3 VISITS/WEEK ON NONCONSECUTIVE DAYS FOR A TOTAL OF 0.3 HOUR/WEEK. LESS THAN 50,000 GPD-STAFFING BY A CLASS D OR HIGHER OPERATOR: 2 VISITS/WEEK ON NONCONSECUTIVE DAYS FOR A TOTAL OF 0.2 HOUR/WEEK. THERE SHALL BE NO MORE THAN 5 DAYS BETWEEN THE LAST VISIT IN ONE WEEK AND THE FIRST VISIT IN THE NEXT WEEK. | N | Y | LAKEWOOD CHURCH OF GOD | 12637 PONY LANE |  | HUDSON | FL | 34669 |  | 7278561770 |  |  | DONNA VORCE | 12637 PONY LANE |  | HUDSON | FL | 34669 |  | 7278561770 |  | INVESTOR | 254 | 1 | 2 | 2011-06-17 | 2021-05-27 | NC01 | 50
6 | PASCO | SWD |  | 6514906 | NONCOMMUNITY | CHLORINATION; AERATION FOR REMOVAL OF ANY SECONDARY CONTAMINANT, SULFIDE, OR ANY UNREGULATED CONTAMINANT; CORROSION CONTROL INHIBITOR ADDITION; HYPOCHLORINATION; IRON OR MANGANESE SEQUESTRATION; OR ULTRAVIOLET RADIATION. THE LEAD/CHIEF OPERATOR MUST BE CLASS D OR HIGHER. 50,000 GPD UP TO 0.25 MGD-STAFFING BY CLASS D OR HIGHER OPERATOR: 3 VISITS/WEEK ON NONCONSECUTIVE DAYS FOR A TOTAL OF 0.3 HOUR/WEEK. LESS THAN 50,000 GPD-STAFFING BY A CLASS D OR HIGHER OPERATOR: 2 VISITS/WEEK ON NONCONSECUTIVE DAYS FOR A TOTAL OF 0.2 HOUR/WEEK. THERE SHALL BE NO MORE THAN 5 DAYS BETWEEN THE LAST VISIT IN ONE WEEK AND THE FIRST VISIT IN THE NEXT WEEK. | N | Y | SHADY HILLS PARK | 15840 GREENGLEN LANE |  | SHADY HILLS | FL | 34668 |  | 7278567831 |  |  | LOUISE ANDERSON | 4111 LAND O' LAKES BLVD | SUITE 202 | LAND O LAKES | FL | 34639 |  | 8139292760 |  | COUNTY | 25 | 1 | 4 | 2011-01-28 | 2017-12-06 | NC01 | 50
6 | PASCO | SWD |  | 6514912 | NONCOMMUNITY | CHLORINATION; AERATION FOR REMOVAL OF ANY SECONDARY CONTAMINANT, SULFIDE, OR ANY UNREGULATED CONTAMINANT; CORROSION CONTROL INHIBITOR ADDITION; HYPOCHLORINATION; IRON OR MANGANESE SEQUESTRATION; OR ULTRAVIOLET RADIATION. THE LEAD/CHIEF OPERATOR MUST BE CLASS D OR HIGHER. 50,000 GPD UP TO 0.25 MGD-STAFFING BY CLASS D OR HIGHER OPERATOR: 3 VISITS/WEEK ON NONCONSECUTIVE DAYS FOR A TOTAL OF 0.3 HOUR/WEEK. LESS THAN 50,000 GPD-STAFFING BY A CLASS D OR HIGHER OPERATOR: 2 VISITS/WEEK ON NONCONSECUTIVE DAYS FOR A TOTAL OF 0.2 HOUR/WEEK. THERE SHALL BE NO MORE THAN 5 DAYS BETWEEN THE LAST VISIT IN ONE WEEK AND THE FIRST VISIT IN THE NEXT WEEK. | N | Y | MOON LAKE PARK | 8985 LAKE DR |  | NEW PORT RICHEY | FL | 34654 |  | 7278478145 |  |  | LOUISE ANDERSON | 4111 LAND O' LAKES BLVD | SUITE 202 | LAND O LAKES | FL | 34639 |  | 8139292760 |  | MUNICIPALITY | 25 | 1 | 2 | 2011-01-28 | 2019-02-27 | NC01 | 50
6 | PASCO | SWD | john@parrishpropertiesllc.com | 6514914 | NONTRANSIENT NONCOMMUNITY | CHLORINATION; AERATION FOR REMOVAL OF ANY SECONDARY CONTAMINANT, SULFIDE, OR ANY UNREGULATED CONTAMINANT; CORROSION CONTROL INHIBITOR ADDITION; HYPOCHLORINATION; IRON OR MANGANESE SEQUESTRATION; OR ULTRAVIOLET RADIATION. THE LEAD/CHIEF OPERATOR MUST BE CLASS D OR HIGHER. 50,000 GPD UP TO 0.25 MGD-STAFFING BY CLASS D OR HIGHER OPERATOR: 3 VISITS/WEEK ON NONCONSECUTIVE DAYS FOR A TOTAL OF 0.3 HOUR/WEEK. LESS THAN 50,000 GPD-STAFFING BY A CLASS D OR HIGHER OPERATOR: 2 VISITS/WEEK ON NONCONSECUTIVE DAYS FOR A TOTAL OF 0.2 HOUR/WEEK. THERE SHALL BE NO MORE THAN 5 DAYS BETWEEN THE LAST VISIT IN ONE WEEK AND THE FIRST VISIT IN THE NEXT WEEK. | N | Y | HILLCREST RV RESORT PARK | 4421 LANE RD. |  | ZEPHYRHILLS | FL | 33541 |  | 8137821947 |  | VICCI | JOHN L. PARRISH | 7804 COOPER RD. |  | KENOSHA | WI | 53142 |  | 2626974888 |  | INVESTOR | 499 | 135000 | 260 | 2019-07-03 | 2019-05-21 | NTNC | 100
6 | PASCO | SWD |  | 6514915 | NONCOMMUNITY | CHLORINATION; AERATION FOR REMOVAL OF ANY SECONDARY CONTAMINANT, SULFIDE, OR ANY UNREGULATED CONTAMINANT; CORROSION CONTROL INHIBITOR ADDITION; HYPOCHLORINATION; IRON OR MANGANESE SEQUESTRATION; OR ULTRAVIOLET RADIATION. THE LEAD/CHIEF OPERATOR MUST BE CLASS D OR HIGHER. 50,000 GPD UP TO 0.25 MGD-STAFFING BY CLASS D OR HIGHER OPERATOR: 3 VISITS/WEEK ON NONCONSECUTIVE DAYS FOR A TOTAL OF 0.3 HOUR/WEEK. LESS THAN 50,000 GPD-STAFFING BY A CLASS D OR HIGHER OPERATOR: 2 VISITS/WEEK ON NONCONSECUTIVE DAYS FOR A TOTAL OF 0.2 HOUR/WEEK. THERE SHALL BE NO MORE THAN 5 DAYS BETWEEN THE LAST VISIT IN ONE WEEK AND THE FIRST VISIT IN THE NEXT WEEK. | N | Y | CAMP INDIAN ECHO | 11004 HUDSON AVENUE |  | HUDSON | FL | 34669 |  |  |  | DEBRA DERENISKI | GIRL SCOUTS OF WEST CENTRAL FLORIDA | 5002 W. LEMON ST. | PO BOX 18066 | TAMPA | FL | 33679 |  | 8008814475 |  | OTHER | 30 | 1 | 5 | 2015-02-05 | 2018-05-07 | NC01 | 50
6 | PASCO | SWD |  | 6514921 | NONCOMMUNITY | CHLORINATION; AERATION FOR REMOVAL OF ANY SECONDARY CONTAMINANT, SULFIDE, OR ANY UNREGULATED CONTAMINANT; CORROSION CONTROL INHIBITOR ADDITION; HYPOCHLORINATION; IRON OR MANGANESE SEQUESTRATION; OR ULTRAVIOLET RADIATION. THE LEAD/CHIEF OPERATOR MUST BE CLASS D OR HIGHER. 50,000 GPD UP TO 0.25 MGD-STAFFING BY CLASS D OR HIGHER OPERATOR: 3 VISITS/WEEK ON NONCONSECUTIVE DAYS FOR A TOTAL OF 0.3 HOUR/WEEK. LESS THAN 50,000 GPD-STAFFING BY A CLASS D OR HIGHER OPERATOR: 2 VISITS/WEEK ON NONCONSECUTIVE DAYS FOR A TOTAL OF 0.2 HOUR/WEEK. THERE SHALL BE NO MORE THAN 5 DAYS BETWEEN THE LAST VISIT IN ONE WEEK AND THE FIRST VISIT IN THE NEXT WEEK. | N | Y | SALVATION ARMY ADULT CARE | P.O. BOX 5517 |  | HUDSON | FL | 34674 | 5517 | 7278566498 |  | ANGEL PASCOE | MAJOR THOMAS VICK | P.O. BOX 1050 |  | PORT RICHEY | FL | 34668 |  | 7278566498 |  | OTHER | 30 | 1 | 1 | 2018-01-24 | 2018-01-08 | NC01 | 50
6 | PASCO | SWD | pastor@keystonecommunity.org | 6514933 | NONCOMMUNITY | CHLORINATION; AERATION FOR REMOVAL OF ANY SECONDARY CONTAMINANT, SULFIDE, OR ANY UNREGULATED CONTAMINANT; CORROSION CONTROL INHIBITOR ADDITION; HYPOCHLORINATION; IRON OR MANGANESE SEQUESTRATION; OR ULTRAVIOLET RADIATION. THE LEAD/CHIEF OPERATOR MUST BE CLASS D OR HIGHER. 50,000 GPD UP TO 0.25 MGD-STAFFING BY CLASS D OR HIGHER OPERATOR: 3 VISITS/WEEK ON NONCONSECUTIVE DAYS FOR A TOTAL OF 0.3 HOUR/WEEK. LESS THAN 50,000 GPD-STAFFING BY A CLASS D OR HIGHER OPERATOR: 2 VISITS/WEEK ON NONCONSECUTIVE DAYS FOR A TOTAL OF 0.2 HOUR/WEEK. THERE SHALL BE NO MORE THAN 5 DAYS BETWEEN THE LAST VISIT IN ONE WEEK AND THE FIRST VISIT IN THE NEXT WEEK. | N | Y | KEYSTONE COMMUNITY CHURCH | 21010 STATE ROAD 54 |  | LUTZ | FL | 33558 |  | 8139090909 |  | ROBERT MCGOLDRICK | TD BANK | 130 WHITAKER ROAD, SUITE A |  | LUTZ | FL | 33549 | 605 |  |  | INVESTOR | 100 | 1 | 1 | 2017-12-08 | 2017-11-28 | NC01 | 50
6 | PASCO | SWD |  | 6514936 | NONCOMMUNITY | CHLORINATION; AERATION FOR REMOVAL OF ANY SECONDARY CONTAMINANT, SULFIDE, OR ANY UNREGULATED CONTAMINANT; CORROSION CONTROL INHIBITOR ADDITION; HYPOCHLORINATION; IRON OR MANGANESE SEQUESTRATION; OR ULTRAVIOLET RADIATION. THE LEAD/CHIEF OPERATOR MUST BE CLASS D OR HIGHER. 50,000 GPD UP TO 0.25 MGD-STAFFING BY CLASS D OR HIGHER OPERATOR: 3 VISITS/WEEK ON NONCONSECUTIVE DAYS FOR A TOTAL OF 0.3 HOUR/WEEK. LESS THAN 50,000 GPD-STAFFING BY A CLASS D OR HIGHER OPERATOR: 2 VISITS/WEEK ON NONCONSECUTIVE DAYS FOR A TOTAL OF 0.2 HOUR/WEEK. THERE SHALL BE NO MORE THAN 5 DAYS BETWEEN THE LAST VISIT IN ONE WEEK AND THE FIRST VISIT IN THE NEXT WEEK. | N | Y | TROPICANA TRAILER PARK | 2010 LAND O LAKES BLVD |  | LUTZ | FL | 33549 |  | 8139497000 |  | JEFF WRIGHT | PHILIP YOST | 1609 W. DELEON ST, 2ND FLOOR |  | TAMPA | FL | 33606 |  | 8132543535 |  | INVESTOR | 32 | 10000 | 16 | 2021-07-06 | 2021-06-15 | NC01 | 50
6 | PASCO | SWD |  | 6514939 | NONCOMMUNITY | CHLORINATION; AERATION FOR REMOVAL OF ANY SECONDARY CONTAMINANT, SULFIDE, OR ANY UNREGULATED CONTAMINANT; CORROSION CONTROL INHIBITOR ADDITION; HYPOCHLORINATION; IRON OR MANGANESE SEQUESTRATION; OR ULTRAVIOLET RADIATION. THE LEAD/CHIEF OPERATOR MUST BE CLASS D OR HIGHER. 50,000 GPD UP TO 0.25 MGD-STAFFING BY CLASS D OR HIGHER OPERATOR: 3 VISITS/WEEK ON NONCONSECUTIVE DAYS FOR A TOTAL OF 0.3 HOUR/WEEK. LESS THAN 50,000 GPD-STAFFING BY A CLASS D OR HIGHER OPERATOR: 2 VISITS/WEEK ON NONCONSECUTIVE DAYS FOR A TOTAL OF 0.2 HOUR/WEEK. THERE SHALL BE NO MORE THAN 5 DAYS BETWEEN THE LAST VISIT IN ONE WEEK AND THE FIRST VISIT IN THE NEXT WEEK. | N | Y | WISTERIA PLAZA | P.O. BOX 1849 | 6735 LAND O LAKES BLVD | LAND O' LAKES | FL | 34638 |  | 7275920678 |  |  | RAMY NASSIEF | 6743 LAND O LAKES BLVD |  | LAND O LAKES | FL | 34638 |  | 8138084999 |  | INVESTOR | 30 | 38880 | 1 | 2021-04-07 | 2021-03-23 | NC01 | 50
6 | PASCO | SWD |  | 6514942 | NONTRANSIENT NONCOMMUNITY | CHLORINATION; AERATION FOR REMOVAL OF ANY SECONDARY CONTAMINANT, SULFIDE, OR ANY UNREGULATED CONTAMINANT; CORROSION CONTROL INHIBITOR ADDITION; HYPOCHLORINATION; IRON OR MANGANESE SEQUESTRATION; OR ULTRAVIOLET RADIATION. THE LEAD/CHIEF OPERATOR MUST BE CLASS D OR HIGHER. 50,000 GPD UP TO 0.25 MGD-STAFFING BY CLASS D OR HIGHER OPERATOR: 3 VISITS/WEEK ON NONCONSECUTIVE DAYS FOR A TOTAL OF 0.3 HOUR/WEEK. LESS THAN 50,000 GPD-STAFFING BY A CLASS D OR HIGHER OPERATOR: 2 VISITS/WEEK ON NONCONSECUTIVE DAYS FOR A TOTAL OF 0.2 HOUR/WEEK. THERE SHALL BE NO MORE THAN 5 DAYS BETWEEN THE LAST VISIT IN ONE WEEK AND THE FIRST VISIT IN THE NEXT WEEK. | N | Y | CENTENNIAL ELEMENTARY | 38501 CENTENNIAL ROAD |  | DADE CITY | FL | 33525 |  | 3525245000 |  |  | PASCO COUNTY SCHOOL BOARD | 11835 TREEBREEZE DR |  | NEW PORT RICHEY | FL | 34654 |  | 7277747900 |  | COUNTY | 600 | 360000 | 18 | 2018-12-19 | 2018-12-11 | NTNC | 100
6 | PASCO | SWD | colrvpk1@gmail.com | 6514945 | NONCOMMUNITY | CHLORINATION; AERATION FOR REMOVAL OF ANY SECONDARY CONTAMINANT, SULFIDE, OR ANY UNREGULATED CONTAMINANT; CORROSION CONTROL INHIBITOR ADDITION; HYPOCHLORINATION; IRON OR MANGANESE SEQUESTRATION; OR ULTRAVIOLET RADIATION. THE LEAD/CHIEF OPERATOR MUST BE CLASS D OR HIGHER. 50,000 GPD UP TO 0.25 MGD-STAFFING BY CLASS D OR HIGHER OPERATOR: 3 VISITS/WEEK ON NONCONSECUTIVE DAYS FOR A TOTAL OF 0.3 HOUR/WEEK. LESS THAN 50,000 GPD-STAFFING BY A CLASS D OR HIGHER OPERATOR: 2 VISITS/WEEK ON NONCONSECUTIVE DAYS FOR A TOTAL OF 0.2 HOUR/WEEK. THERE SHALL BE NO MORE THAN 5 DAYS BETWEEN THE LAST VISIT IN ONE WEEK AND THE FIRST VISIT IN THE NEXT WEEK. | N | Y | COLONIAL ONE RV PARK | 2931 PAUL S BUCHMAN HWY |  | ZEPHYRHILLS | FL | 33540 |  | 8137824335 |  | KAREN NORRIS | KAREN NORRIS | 2931 PAUL S BUCHMAN HWY |  | ZEPHYRHILLS | FL | 33450 |  |  |  | INVESTOR | 75 | 34560 | 39 | 2015-04-29 | 2018-10-05 | NC01 | 50
6 | PASCO | SWD |  | 6514946 | NONTRANSIENT NONCOMMUNITY | CHLORINATION; AERATION FOR REMOVAL OF ANY SECONDARY CONTAMINANT, SULFIDE, OR ANY UNREGULATED CONTAMINANT; CORROSION CONTROL INHIBITOR ADDITION; HYPOCHLORINATION; IRON OR MANGANESE SEQUESTRATION; OR ULTRAVIOLET RADIATION. THE LEAD/CHIEF OPERATOR MUST BE CLASS D OR HIGHER. 50,000 GPD UP TO 0.25 MGD-STAFFING BY CLASS D OR HIGHER OPERATOR: 3 VISITS/WEEK ON NONCONSECUTIVE DAYS FOR A TOTAL OF 0.3 HOUR/WEEK. LESS THAN 50,000 GPD-STAFFING BY A CLASS D OR HIGHER OPERATOR: 2 VISITS/WEEK ON NONCONSECUTIVE DAYS FOR A TOTAL OF 0.2 HOUR/WEEK. THERE SHALL BE NO MORE THAN 5 DAYS BETWEEN THE LAST VISIT IN ONE WEEK AND THE FIRST VISIT IN THE NEXT WEEK. | N | Y | CITRUS HILL RV PARK | 9267 U.S. HWY 98 |  | DADE CITY | FL | 33525 |  | 3525676045 |  | HEATHER MAYERCAK | JOHN B. MCLAREN | 27777 FRANKLIN ROAD | SUITE 200 | SOUTHFIELD | MI | 48034 |  | 2482082556 |  | INVESTOR | 275 | 69000 | 183 | 2018-05-08 | 2021-01-26 | NTNC | 100
6 | PASCO | SWD |  | 6514958 | NONCOMMUNITY | CHLORINATION; AERATION FOR REMOVAL OF ANY SECONDARY CONTAMINANT, SULFIDE, OR ANY UNREGULATED CONTAMINANT; CORROSION CONTROL INHIBITOR ADDITION; HYPOCHLORINATION; IRON OR MANGANESE SEQUESTRATION; OR ULTRAVIOLET RADIATION. THE LEAD/CHIEF OPERATOR MUST BE CLASS D OR HIGHER. 50,000 GPD UP TO 0.25 MGD-STAFFING BY CLASS D OR HIGHER OPERATOR: 3 VISITS/WEEK ON NONCONSECUTIVE DAYS FOR A TOTAL OF 0.3 HOUR/WEEK. LESS THAN 50,000 GPD-STAFFING BY A CLASS D OR HIGHER OPERATOR: 2 VISITS/WEEK ON NONCONSECUTIVE DAYS FOR A TOTAL OF 0.2 HOUR/WEEK. THERE SHALL BE NO MORE THAN 5 DAYS BETWEEN THE LAST VISIT IN ONE WEEK AND THE FIRST VISIT IN THE NEXT WEEK. | N | Y | SHADY HILLS UNITED METHODIST CHURCH | 15925 GREENGLEN LANE |  | SPRING HILL | FL | 34610 |  | 7278562948 |  | VANESSA CHRISTMAN | VANESSA CHRISTMAN | 15925 GREENGLEN LANE |  | SPRING HILL | FL | 34610 |  | 7278562948 |  | INVESTOR | 25 | 1 | 2 | 2021-02-26 | 2021-01-28 | NC01 | 50
6 | PASCO | SWD |  | 6514965 | NONCOMMUNITY | CHLORINATION; AERATION FOR REMOVAL OF ANY SECONDARY CONTAMINANT, SULFIDE, OR ANY UNREGULATED CONTAMINANT; CORROSION CONTROL INHIBITOR ADDITION; HYPOCHLORINATION; IRON OR MANGANESE SEQUESTRATION; OR ULTRAVIOLET RADIATION. THE LEAD/CHIEF OPERATOR MUST BE CLASS D OR HIGHER. 50,000 GPD UP TO 0.25 MGD-STAFFING BY CLASS D OR HIGHER OPERATOR: 3 VISITS/WEEK ON NONCONSECUTIVE DAYS FOR A TOTAL OF 0.3 HOUR/WEEK. LESS THAN 50,000 GPD-STAFFING BY A CLASS D OR HIGHER OPERATOR: 2 VISITS/WEEK ON NONCONSECUTIVE DAYS FOR A TOTAL OF 0.2 HOUR/WEEK. THERE SHALL BE NO MORE THAN 5 DAYS BETWEEN THE LAST VISIT IN ONE WEEK AND THE FIRST VISIT IN THE NEXT WEEK. | N | Y | HARRY'S FOOD MART | 7950 OLD WIRE RD |  | ZEPHYRHILLS | FL | 33540 |  | 8137825739 |  | HARRY PATEL | HARRY PATEL | 7950 WIRE ROAD |  | ZEPHYRHILLS | FL | 33540 |  | 8133182153 |  | OTHER | 25 | 0 | 1 | 2015-07-21 | 2018-10-05 | NC01 | 50
6 | PASCO | SWD |  | 6515102 | NONCOMMUNITY | CHLORINATION; AERATION FOR REMOVAL OF ANY SECONDARY CONTAMINANT, SULFIDE, OR ANY UNREGULATED CONTAMINANT; CORROSION CONTROL INHIBITOR ADDITION; HYPOCHLORINATION; IRON OR MANGANESE SEQUESTRATION; OR ULTRAVIOLET RADIATION. THE LEAD/CHIEF OPERATOR MUST BE CLASS D OR HIGHER. 50,000 GPD UP TO 0.25 MGD-STAFFING BY CLASS D OR HIGHER OPERATOR: 3 VISITS/WEEK ON NONCONSECUTIVE DAYS FOR A TOTAL OF 0.3 HOUR/WEEK. LESS THAN 50,000 GPD-STAFFING BY A CLASS D OR HIGHER OPERATOR: 2 VISITS/WEEK ON NONCONSECUTIVE DAYS FOR A TOTAL OF 0.2 HOUR/WEEK. THERE SHALL BE NO MORE THAN 5 DAYS BETWEEN THE LAST VISIT IN ONE WEEK AND THE FIRST VISIT IN THE NEXT WEEK. | N | Y | STAR 1 FOOD MART (FKA SPRINT NO. 6120) | 15434 US HWY. 19 |  | HUDSON | FL | 34667 |  | 7278638934 |  |  | VIJAY PATEL | 14106 US HWY 19 |  | HUDSON | FL | 34667 |  | 7278638934 |  | INVESTOR | 25 | 36000 | 2 | 2014-06-13 | 2021-01-28 | NC01 | 50
6 | PASCO | SWD | joe@theangelus.com | 6515104 | NONTRANSIENT NONCOMMUNITY | AERATION FOR REMOVAL OF ANY PRIMARY CONTAMINANT; ALKALINITY/PH ADJUSTMENT; CHLORAMIN ATION; CHLORINE DIOXIDE FOR OXIDATION OR DISINFECTION; FLUORIDATION; ION EXCHANGE FOR REMOVAL OF ANY SECONDARY CONTAMINANT, SULFIDE, OR ANY UNREGULATED CONTAMINANT; OR OZONATION LESS THAN 0.1 MGD. STAFFING BY A CLASS D OR HIGHER OPERATOR: 3 VISITS/WEEK ON NONCONSECUTIVE DAYS FOR A TOTAL OF 0.6 HOUR/WEEK. THE LEAD/CHIEF OPERATOR MUST BE CLASS D OR HIGHER. | N | Y | ANGELUS GROUP HOME | 12413 HUDSON AVE. |  | HUDSON | FL | 34669 |  | 7278561775 |  | JOE NERI | JOE NERI | 12413 HUDSON AVE. |  | HUDSON | FL | 34669 |  | 7278561775 |  | INVESTOR | 50 | 72000 | 12 | 2011-11-18 | 2019-03-04 | NTNC | 100
6 | PASCO | SWD |  | 6515105 | NONCOMMUNITY | CHLORINATION; AERATION FOR REMOVAL OF ANY SECONDARY CONTAMINANT, SULFIDE, OR ANY UNREGULATED CONTAMINANT; CORROSION CONTROL INHIBITOR ADDITION; HYPOCHLORINATION; IRON OR MANGANESE SEQUESTRATION; OR ULTRAVIOLET RADIATION. THE LEAD/CHIEF OPERATOR MUST BE CLASS D OR HIGHER. 50,000 GPD UP TO 0.25 MGD-STAFFING BY CLASS D OR HIGHER OPERATOR: 3 VISITS/WEEK ON NONCONSECUTIVE DAYS FOR A TOTAL OF 0.3 HOUR/WEEK. LESS THAN 50,000 GPD-STAFFING BY A CLASS D OR HIGHER OPERATOR: 2 VISITS/WEEK ON NONCONSECUTIVE DAYS FOR A TOTAL OF 0.2 HOUR/WEEK. THERE SHALL BE NO MORE THAN 5 DAYS BETWEEN THE LAST VISIT IN ONE WEEK AND THE FIRST VISIT IN THE NEXT WEEK. | N | Y | BLANTON EXPRESS | 34301 BLANTON RD. |  | DADE CITY | FL | 33523 |  | 3525213080 |  |  | TARA SHEWBARRAN | SHEW ENTERPRISES INC. | 34301 BLANTON RD | BLANTON | FL | 33523 |  | 3525213080 |  | INVESTOR | 25 | 1 | 1 | 2018-01-30 | 2018-01-10 | NC01 | 50
6 | PASCO | SWD | cmartin@bbchi.com | 6515111 | NONCOMMUNITY | CHLORINATION; AERATION FOR REMOVAL OF ANY SECONDARY CONTAMINANT, SULFIDE, OR ANY UNREGULATED CONTAMINANT; CORROSION CONTROL INHIBITOR ADDITION; HYPOCHLORINATION; IRON OR MANGANESE SEQUESTRATION; OR ULTRAVIOLET RADIATION. THE LEAD/CHIEF OPERATOR MUST BE CLASS D OR HIGHER. 50,000 GPD UP TO 0.25 MGD-STAFFING BY CLASS D OR HIGHER OPERATOR: 3 VISITS/WEEK ON NONCONSECUTIVE DAYS FOR A TOTAL OF 0.3 HOUR/WEEK. LESS THAN 50,000 GPD-STAFFING BY A CLASS D OR HIGHER OPERATOR: 2 VISITS/WEEK ON NONCONSECUTIVE DAYS FOR A TOTAL OF 0.2 HOUR/WEEK. THERE SHALL BE NO MORE THAN 5 DAYS BETWEEN THE LAST VISIT IN ONE WEEK AND THE FIRST VISIT IN THE NEXT WEEK. | N | Y | HANDY FOOD STORE #68 | 39012 CR-54 EAST |  | ZEPHYRHILLS | FL | 33542 |  | 8137822668 |  | CHARLES MARTIN | MARC POPOVICH | PO BOX 1808 |  | TAMPA | FL | 33601 | 1808 | 8136216411 | 3301 | INVESTOR | 25 | 1 | 1 | 2021-10-18 | 2021-10-11 | NC01 | 50
6 | PASCO | SWD |  | 6515112 | NONCOMMUNITY | CHLORINATION; AERATION FOR REMOVAL OF ANY SECONDARY CONTAMINANT, SULFIDE, OR ANY UNREGULATED CONTAMINANT; CORROSION CONTROL INHIBITOR ADDITION; HYPOCHLORINATION; IRON OR MANGANESE SEQUESTRATION; OR ULTRAVIOLET RADIATION. THE LEAD/CHIEF OPERATOR MUST BE CLASS D OR HIGHER. 50,000 GPD UP TO 0.25 MGD-STAFFING BY CLASS D OR HIGHER OPERATOR: 3 VISITS/WEEK ON NONCONSECUTIVE DAYS FOR A TOTAL OF 0.3 HOUR/WEEK. LESS THAN 50,000 GPD-STAFFING BY A CLASS D OR HIGHER OPERATOR: 2 VISITS/WEEK ON NONCONSECUTIVE DAYS FOR A TOTAL OF 0.2 HOUR/WEEK. THERE SHALL BE NO MORE THAN 5 DAYS BETWEEN THE LAST VISIT IN ONE WEEK AND THE FIRST VISIT IN THE NEXT WEEK. | N | Y | CHURCH AT ODESSA | 1234 GUNN HWY |  | ODESSA | FL | 33556 |  |  |  | JENNY WYATT | MELISSA KIRKPATRICK | 1234 GUNN HWY |  | ODESSA | FL | 33556 |  | 8137925400 |  | INVESTOR | 25 | 2000 | 2 | 2019-08-02 | 2019-06-17 | NC01 | 50
6 | PASCO | SWD |  | 6515114 | NONCOMMUNITY | CHLORINATION; AERATION FOR REMOVAL OF ANY SECONDARY CONTAMINANT, SULFIDE, OR ANY UNREGULATED CONTAMINANT; CORROSION CONTROL INHIBITOR ADDITION; HYPOCHLORINATION; IRON OR MANGANESE SEQUESTRATION; OR ULTRAVIOLET RADIATION. THE LEAD/CHIEF OPERATOR MUST BE CLASS D OR HIGHER. 50,000 GPD UP TO 0.25 MGD-STAFFING BY CLASS D OR HIGHER OPERATOR: 3 VISITS/WEEK ON NONCONSECUTIVE DAYS FOR A TOTAL OF 0.3 HOUR/WEEK. LESS THAN 50,000 GPD-STAFFING BY A CLASS D OR HIGHER OPERATOR: 2 VISITS/WEEK ON NONCONSECUTIVE DAYS FOR A TOTAL OF 0.2 HOUR/WEEK. THERE SHALL BE NO MORE THAN 5 DAYS BETWEEN THE LAST VISIT IN ONE WEEK AND THE FIRST VISIT IN THE NEXT WEEK. | N | Y | KING MOTEL & R.V. PARK | 18902 U.S. HWY 41 |  | SPRING HILL | FL | 34610 |  | 3527999585 |  | KATHERINE REYNOLDS | TONY MORSE | 18902 U.S. HWY 41 |  | SPRING HILL | FL | 34610 |  |  |  | INVESTOR | 25 | 2000 | 26 | 2014-05-27 | 2021-06-15 | NC01 | 50
6 | PASCO | SWD |  | 6515116 | NONCOMMUNITY | CHLORINATION; AERATION FOR REMOVAL OF ANY SECONDARY CONTAMINANT, SULFIDE, OR ANY UNREGULATED CONTAMINANT; CORROSION CONTROL INHIBITOR ADDITION; HYPOCHLORINATION; IRON OR MANGANESE SEQUESTRATION; OR ULTRAVIOLET RADIATION. THE LEAD/CHIEF OPERATOR MUST BE CLASS D OR HIGHER. 50,000 GPD UP TO 0.25 MGD-STAFFING BY CLASS D OR HIGHER OPERATOR: 3 VISITS/WEEK ON NONCONSECUTIVE DAYS FOR A TOTAL OF 0.3 HOUR/WEEK. LESS THAN 50,000 GPD-STAFFING BY A CLASS D OR HIGHER OPERATOR: 2 VISITS/WEEK ON NONCONSECUTIVE DAYS FOR A TOTAL OF 0.2 HOUR/WEEK. THERE SHALL BE NO MORE THAN 5 DAYS BETWEEN THE LAST VISIT IN ONE WEEK AND THE FIRST VISIT IN THE NEXT WEEK. | N | Y | SAND DOLLAR RV PARK | 3715 OLD CRYSTAL SPRINGS RD |  | ZEPHYRHILLS | FL | 33541 |  | 8137886675 |  | LARRY TAYLOR | LARRY TAYLOR | 3715 OLD CRYSTAL SPRINGS RD |  | ZEPHYRHILLS | FL | 33541 |  | 8137886675 |  | INVESTOR | 80 | 2000 | 44 | 2015-06-09 | 2020-01-31 | NC01 | 50
6 | PASCO | SWD | nmccormick@schmittinc.com | 6515121 | NONCOMMUNITY | CHLORINATION; AERATION FOR REMOVAL OF ANY SECONDARY CONTAMINANT, SULFIDE, OR ANY UNREGULATED CONTAMINANT; CORROSION CONTROL INHIBITOR ADDITION; HYPOCHLORINATION; IRON OR MANGANESE SEQUESTRATION; OR ULTRAVIOLET RADIATION. THE LEAD/CHIEF OPERATOR MUST BE CLASS D OR HIGHER. 50,000 GPD UP TO 0.25 MGD-STAFFING BY CLASS D OR HIGHER OPERATOR: 3 VISITS/WEEK ON NONCONSECUTIVE DAYS FOR A TOTAL OF 0.3 HOUR/WEEK. LESS THAN 50,000 GPD-STAFFING BY A CLASS D OR HIGHER OPERATOR: 2 VISITS/WEEK ON NONCONSECUTIVE DAYS FOR A TOTAL OF 0.2 HOUR/WEEK. THERE SHALL BE NO MORE THAN 5 DAYS BETWEEN THE LAST VISIT IN ONE WEEK AND THE FIRST VISIT IN THE NEXT WEEK. | N | Y | SCHMITT INC. | 17935 U.S. HIGHWAY 19 |  | HUDSON | FL | 34667 |  | 7278689531 |  | JIM K. SCHMITT | DAN SCHMITT | 17935 U.S. 19 |  | HUDSON | FL | 34667 |  | 7278689531 |  | INVESTOR | 100 | 1 | 1 | 2015-03-18 | 2019-03-21 | NC01 | 50
6 | PASCO | SWD |  | 6515122 | NONCOMMUNITY | CHLORINATION; AERATION FOR REMOVAL OF ANY SECONDARY CONTAMINANT, SULFIDE, OR ANY UNREGULATED CONTAMINANT; CORROSION CONTROL INHIBITOR ADDITION; HYPOCHLORINATION; IRON OR MANGANESE SEQUESTRATION; OR ULTRAVIOLET RADIATION. THE LEAD/CHIEF OPERATOR MUST BE CLASS D OR HIGHER. 50,000 GPD UP TO 0.25 MGD-STAFFING BY CLASS D OR HIGHER OPERATOR: 3 VISITS/WEEK ON NONCONSECUTIVE DAYS FOR A TOTAL OF 0.3 HOUR/WEEK. LESS THAN 50,000 GPD-STAFFING BY A CLASS D OR HIGHER OPERATOR: 2 VISITS/WEEK ON NONCONSECUTIVE DAYS FOR A TOTAL OF 0.2 HOUR/WEEK. THERE SHALL BE NO MORE THAN 5 DAYS BETWEEN THE LAST VISIT IN ONE WEEK AND THE FIRST VISIT IN THE NEXT WEEK. | N | Y | UHL PLAZA | 10712 COUNTY LINE ROAD |  | HUDSON | FL | 34667 |  | 3526830300 |  |  | JOHN TIMMERMAN | 5551 BAFFIN CIRCLE |  | BROOKSVILLE | FL | 34606 |  | 3525840179 |  | INVESTOR | 25 | 1 | 6 | 2015-04-28 | 2019-03-26 | NC01 | 50
6 | PASCO | SWD | CHALLIDAYWORK@AOL.COM | 6515123 | NONTRANSIENT NONCOMMUNITY | CHLORINATION; AERATION FOR REMOVAL OF ANY SECONDARY CONTAMINANT, SULFIDE, OR ANY UNREGULATED CONTAMINANT; CORROSION CONTROL INHIBITOR ADDITION; HYPOCHLORINATION; IRON OR MANGANESE SEQUESTRATION; OR ULTRAVIOLET RADIATION. THE LEAD/CHIEF OPERATOR MUST BE CLASS D OR HIGHER. 50,000 GPD UP TO 0.25 MGD-STAFFING BY CLASS D OR HIGHER OPERATOR: 3 VISITS/WEEK ON NONCONSECUTIVE DAYS FOR A TOTAL OF 0.3 HOUR/WEEK. LESS THAN 50,000 GPD-STAFFING BY A CLASS D OR HIGHER OPERATOR: 2 VISITS/WEEK ON NONCONSECUTIVE DAYS FOR A TOTAL OF 0.2 HOUR/WEEK. THERE SHALL BE NO MORE THAN 5 DAYS BETWEEN THE LAST VISIT IN ONE WEEK AND THE FIRST VISIT IN THE NEXT WEEK. | N | Y | SUNBURST RV PARK | 17031 HWY 301 |  | DADE CITY | FL | 33523 | 7046 | 3525673510 |  |  | ALEX WILLIAMS | 135 W CENTRAL BLVD, STE 730 |  | ORLANDO | FL | 32801 |  | 3866635099 |  | INVESTOR | 96 | 1 | 130 | 2021-06-28 | 2021-04-20 | NTNC | 100
6 | PASCO | SWD | gitabllc@gmail.com | 6515126 | NONCOMMUNITY | CHLORINATION; AERATION FOR REMOVAL OF ANY SECONDARY CONTAMINANT, SULFIDE, OR ANY UNREGULATED CONTAMINANT; CORROSION CONTROL INHIBITOR ADDITION; HYPOCHLORINATION; IRON OR MANGANESE SEQUESTRATION; OR ULTRAVIOLET RADIATION. THE LEAD/CHIEF OPERATOR MUST BE CLASS D OR HIGHER. 50,000 GPD UP TO 0.25 MGD-STAFFING BY CLASS D OR HIGHER OPERATOR: 3 VISITS/WEEK ON NONCONSECUTIVE DAYS FOR A TOTAL OF 0.3 HOUR/WEEK. LESS THAN 50,000 GPD-STAFFING BY A CLASS D OR HIGHER OPERATOR: 2 VISITS/WEEK ON NONCONSECUTIVE DAYS FOR A TOTAL OF 0.2 HOUR/WEEK. THERE SHALL BE NO MORE THAN 5 DAYS BETWEEN THE LAST VISIT IN ONE WEEK AND THE FIRST VISIT IN THE NEXT WEEK. | N | Y | TRILBY CITGO (FKA MARKET USA/SOUTHLAND) | 20949 US HWY 98 |  | DADE CITY | FL | 33525 |  | 3525830742 |  |  | BOB PATEL | 20949 US 98 |  | DADE CITY | FL | 33525 |  | 9733302864 |  | INVESTOR | 25 | 0 | 1 | 2015-03-30 | 2019-06-28 | NC01 | 50
6 | PASCO | SWD |  | 6515131 | NONCOMMUNITY | CHLORINATION; AERATION FOR REMOVAL OF ANY SECONDARY CONTAMINANT, SULFIDE, OR ANY UNREGULATED CONTAMINANT; CORROSION CONTROL INHIBITOR ADDITION; HYPOCHLORINATION; IRON OR MANGANESE SEQUESTRATION; OR ULTRAVIOLET RADIATION. THE LEAD/CHIEF OPERATOR MUST BE CLASS D OR HIGHER. 50,000 GPD UP TO 0.25 MGD-STAFFING BY CLASS D OR HIGHER OPERATOR: 3 VISITS/WEEK ON NONCONSECUTIVE DAYS FOR A TOTAL OF 0.3 HOUR/WEEK. LESS THAN 50,000 GPD-STAFFING BY A CLASS D OR HIGHER OPERATOR: 2 VISITS/WEEK ON NONCONSECUTIVE DAYS FOR A TOTAL OF 0.2 HOUR/WEEK. THERE SHALL BE NO MORE THAN 5 DAYS BETWEEN THE LAST VISIT IN ONE WEEK AND THE FIRST VISIT IN THE NEXT WEEK. | N | Y | STRAWBERRY PATCH | 20145 HWY 301 NORTH |  | DADE CITY | FL | 33523 |  |  |  |  | JEANNETTE SASSER | 20145 US 301 |  | DADE CITY | FL | 33523 |  | 3525833676 |  | INVESTOR | 25 | 1 | 1 | 2015-03-27 | 2019-05-20 | NC01 | 50
6 | PASCO | SWD |  | 6515135 | NONCOMMUNITY | CHLORINATION; AERATION FOR REMOVAL OF ANY SECONDARY CONTAMINANT, SULFIDE, OR ANY UNREGULATED CONTAMINANT; CORROSION CONTROL INHIBITOR ADDITION; HYPOCHLORINATION; IRON OR MANGANESE SEQUESTRATION; OR ULTRAVIOLET RADIATION. THE LEAD/CHIEF OPERATOR MUST BE CLASS D OR HIGHER. 50,000 GPD UP TO 0.25 MGD-STAFFING BY CLASS D OR HIGHER OPERATOR: 3 VISITS/WEEK ON NONCONSECUTIVE DAYS FOR A TOTAL OF 0.3 HOUR/WEEK. LESS THAN 50,000 GPD-STAFFING BY A CLASS D OR HIGHER OPERATOR: 2 VISITS/WEEK ON NONCONSECUTIVE DAYS FOR A TOTAL OF 0.2 HOUR/WEEK. THERE SHALL BE NO MORE THAN 5 DAYS BETWEEN THE LAST VISIT IN ONE WEEK AND THE FIRST VISIT IN THE NEXT WEEK. | N | Y | SOUTHERN LIVING R.V. PARK | 38621 FIR AVE. |  | ZEPHYRHILLS | FL | 33540 |  | 8137825711 |  | SHAWN & DENISE SIMMS | ARTUR SELITSKIY | 3500 PIEDMONT RD NE | SUITE 330 | ATLANTA | GA | 30305 | 1503 |  |  | INVESTOR | 25 | 1 | 60 | 2010-02-22 | 2019-03-25 | NC01 | 50
6 | PASCO | SWD |  | 6515150 | NONCOMMUNITY | CHLORINATION; AERATION FOR REMOVAL OF ANY SECONDARY CONTAMINANT, SULFIDE, OR ANY UNREGULATED CONTAMINANT; CORROSION CONTROL INHIBITOR ADDITION; HYPOCHLORINATION; IRON OR MANGANESE SEQUESTRATION; OR ULTRAVIOLET RADIATION. THE LEAD/CHIEF OPERATOR MUST BE CLASS D OR HIGHER. 50,000 GPD UP TO 0.25 MGD-STAFFING BY CLASS D OR HIGHER OPERATOR: 3 VISITS/WEEK ON NONCONSECUTIVE DAYS FOR A TOTAL OF 0.3 HOUR/WEEK. LESS THAN 50,000 GPD-STAFFING BY A CLASS D OR HIGHER OPERATOR: 2 VISITS/WEEK ON NONCONSECUTIVE DAYS FOR A TOTAL OF 0.2 HOUR/WEEK. THERE SHALL BE NO MORE THAN 5 DAYS BETWEEN THE LAST VISIT IN ONE WEEK AND THE FIRST VISIT IN THE NEXT WEEK. | N | Y | SHELL #496 (FKA CUMBERLAND FARMS) | 3944 GALL BLVD |  | ZEPHYRHILLS | FL | 33541 |  | 8137791007 |  |  | BROOKE PACE | 3944 GALL BLVD |  | ZEPHYRHILLS | FL | 33541 |  | 8137791007 |  | INVESTOR | 100 | 1 | 1 | 2017-02-15 | 2021-12-08 | NC01 | 50
6 | PASCO | SWD |  | 6515152 | NONCOMMUNITY | CHLORINATION; AERATION FOR REMOVAL OF ANY SECONDARY CONTAMINANT, SULFIDE, OR ANY UNREGULATED CONTAMINANT; CORROSION CONTROL INHIBITOR ADDITION; HYPOCHLORINATION; IRON OR MANGANESE SEQUESTRATION; OR ULTRAVIOLET RADIATION. THE LEAD/CHIEF OPERATOR MUST BE CLASS D OR HIGHER. 50,000 GPD UP TO 0.25 MGD-STAFFING BY CLASS D OR HIGHER OPERATOR: 3 VISITS/WEEK ON NONCONSECUTIVE DAYS FOR A TOTAL OF 0.3 HOUR/WEEK. LESS THAN 50,000 GPD-STAFFING BY A CLASS D OR HIGHER OPERATOR: 2 VISITS/WEEK ON NONCONSECUTIVE DAYS FOR A TOTAL OF 0.2 HOUR/WEEK. THERE SHALL BE NO MORE THAN 5 DAYS BETWEEN THE LAST VISIT IN ONE WEEK AND THE FIRST VISIT IN THE NEXT WEEK. | N | Y | PEACEFUL ACRES | 37468 TUCKER RD. |  | ZEPHYRHILLS | FL | 33541 |  | 8136792686 |  |  | ANDRE KASH | 3321 ASHMONTE DR |  | LAND O LAKES | FL | 34638 |  | 8134039373 |  | INVESTOR | 25 | 1 | 60 | 2016-05-25 | 2021-06-24 | NC01 | 50
6 | PASCO | SWD |  | 6515154 | NONCOMMUNITY | CHLORINATION; AERATION FOR REMOVAL OF ANY SECONDARY CONTAMINANT, SULFIDE, OR ANY UNREGULATED CONTAMINANT; CORROSION CONTROL INHIBITOR ADDITION; HYPOCHLORINATION; IRON OR MANGANESE SEQUESTRATION; OR ULTRAVIOLET RADIATION. THE LEAD/CHIEF OPERATOR MUST BE CLASS D OR HIGHER. 50,000 GPD UP TO 0.25 MGD-STAFFING BY CLASS D OR HIGHER OPERATOR: 3 VISITS/WEEK ON NONCONSECUTIVE DAYS FOR A TOTAL OF 0.3 HOUR/WEEK. LESS THAN 50,000 GPD-STAFFING BY A CLASS D OR HIGHER OPERATOR: 2 VISITS/WEEK ON NONCONSECUTIVE DAYS FOR A TOTAL OF 0.2 HOUR/WEEK. THERE SHALL BE NO MORE THAN 5 DAYS BETWEEN THE LAST VISIT IN ONE WEEK AND THE FIRST VISIT IN THE NEXT WEEK. | N | Y | JEANETTE'S PLACE | 15923 LITTLE RANCH ROAD |  | SHADY HILLS | FL | 34610 |  | 3523460092 |  | JEANETTE SWANSON | JEANETTE SWANSON | 15205 LANCER ROAD |  | SPRING HILL | FL | 34610 |  | 3523460092 |  | INVESTOR | 25 | 1 | 1 | 2013-08-30 | 2016-11-22 | NC01 | 50
6 | PASCO | SWD | CARPENTERSL64@GMAIL.COM | 6515158 | NONCOMMUNITY | CHLORINATION; AERATION FOR REMOVAL OF ANY SECONDARY CONTAMINANT, SULFIDE, OR ANY UNREGULATED CONTAMINANT; CORROSION CONTROL INHIBITOR ADDITION; HYPOCHLORINATION; IRON OR MANGANESE SEQUESTRATION; OR ULTRAVIOLET RADIATION. THE LEAD/CHIEF OPERATOR MUST BE CLASS D OR HIGHER. 50,000 GPD UP TO 0.25 MGD-STAFFING BY CLASS D OR HIGHER OPERATOR: 3 VISITS/WEEK ON NONCONSECUTIVE DAYS FOR A TOTAL OF 0.3 HOUR/WEEK. LESS THAN 50,000 GPD-STAFFING BY A CLASS D OR HIGHER OPERATOR: 2 VISITS/WEEK ON NONCONSECUTIVE DAYS FOR A TOTAL OF 0.2 HOUR/WEEK. THERE SHALL BE NO MORE THAN 5 DAYS BETWEEN THE LAST VISIT IN ONE WEEK AND THE FIRST VISIT IN THE NEXT WEEK. | N | Y | GRACE BAPTIST CHURCH | 10011 S. HWY 301 |  | DADE CITY | FL | 33526 |  | 3525676436 |  | STACY CARPENTER | STACY CARPENTER | P.O. BOX 233 |  | DADE CITY | FL | 33526 |  | 3525676436 |  | INVESTOR | 100 | 1 | 1 | 2014-07-28 | 2021-11-05 | NC01 | 50
6 | PASCO | SWD |  | 6515161 | COMMUNITY | CHLORINATION; AERATION FOR REMOVAL OF ANY SECONDARY CONTAMINANT, SULFIDE, OR ANY UNREGULATED CONTAMINANT; CORROSION CONTROL INHIBITOR ADDITION; HYPOCHLORINATION; IRON OR MANGANESE SEQUESTRATION; OR ULTRAVIOLET RADIATION. THE LEAD/CHIEF OPERATOR MUST BE CLASS D OR HIGHER. 50,000 GPD UP TO 0.25 MGD-STAFFING BY CLASS D OR HIGHER OPERATOR: 3 VISITS/WEEK ON NONCONSECUTIVE DAYS FOR A TOTAL OF 0.3 HOUR/WEEK. LESS THAN 50,000 GPD-STAFFING BY A CLASS D OR HIGHER OPERATOR: 2 VISITS/WEEK ON NONCONSECUTIVE DAYS FOR A TOTAL OF 0.2 HOUR/WEEK. THERE SHALL BE NO MORE THAN 5 DAYS BETWEEN THE LAST VISIT IN ONE WEEK AND THE FIRST VISIT IN THE NEXT WEEK. | N | Y | ST. LEO UNIVERSITY | 33701 SR 52 EAST |  | ST LEO | FL | 33574 |  | 3525888427 |  | BARBRA ALLES | JOSE CABON | PO BOX 2329 | MC 2226 | ST. LEO | FL | 33574 |  | 3525888362 |  | INVESTOR | 2501 | 1970000 | 15 | 2016-07-18 | 2019-05-31 | DC03 | 2000
6 | PASCO | SWD |  | 6515174 | NONCOMMUNITY | CHLORINATION; AERATION FOR REMOVAL OF ANY SECONDARY CONTAMINANT, SULFIDE, OR ANY UNREGULATED CONTAMINANT; CORROSION CONTROL INHIBITOR ADDITION; HYPOCHLORINATION; IRON OR MANGANESE SEQUESTRATION; OR ULTRAVIOLET RADIATION. THE LEAD/CHIEF OPERATOR MUST BE CLASS D OR HIGHER. 50,000 GPD UP TO 0.25 MGD-STAFFING BY CLASS D OR HIGHER OPERATOR: 3 VISITS/WEEK ON NONCONSECUTIVE DAYS FOR A TOTAL OF 0.3 HOUR/WEEK. LESS THAN 50,000 GPD-STAFFING BY A CLASS D OR HIGHER OPERATOR: 2 VISITS/WEEK ON NONCONSECUTIVE DAYS FOR A TOTAL OF 0.2 HOUR/WEEK. THERE SHALL BE NO MORE THAN 5 DAYS BETWEEN THE LAST VISIT IN ONE WEEK AND THE FIRST VISIT IN THE NEXT WEEK. | N | Y | CHANCEY ROAD CHRISTIAN CHURCH | 34921 CHANCEY ROAD |  | ZEPHYRHILLS | FL | 33541 |  | 8133174975 |  | PAM TREBOUR | PAM TREBOUR | PO BOX 1848 |  | ZEPHYRHILLS | FL | 33539 |  | 8137884881 |  | INVESTOR | 25 | 1 | 1 | 2020-02-13 | 2020-01-31 | NC01 | 50
6 | PASCO | SWD |  | 6515176 | NONCOMMUNITY | CHLORINATION; AERATION FOR REMOVAL OF ANY SECONDARY CONTAMINANT, SULFIDE, OR ANY UNREGULATED CONTAMINANT; CORROSION CONTROL INHIBITOR ADDITION; HYPOCHLORINATION; IRON OR MANGANESE SEQUESTRATION; OR ULTRAVIOLET RADIATION. THE LEAD/CHIEF OPERATOR MUST BE CLASS D OR HIGHER. 50,000 GPD UP TO 0.25 MGD-STAFFING BY CLASS D OR HIGHER OPERATOR: 3 VISITS/WEEK ON NONCONSECUTIVE DAYS FOR A TOTAL OF 0.3 HOUR/WEEK. LESS THAN 50,000 GPD-STAFFING BY A CLASS D OR HIGHER OPERATOR: 2 VISITS/WEEK ON NONCONSECUTIVE DAYS FOR A TOTAL OF 0.2 HOUR/WEEK. THERE SHALL BE NO MORE THAN 5 DAYS BETWEEN THE LAST VISIT IN ONE WEEK AND THE FIRST VISIT IN THE NEXT WEEK. | N | Y | CREWS LAKE PARK | 16739 CREWS LAKE DRIVE |  | SHADY HILLS | FL | 34610 |  | 7278478118 |  |  | LOUISE ANDERSON | 4111 LAND O' LAKES BLVD | SUITE 202 | LAND O LAKES | FL | 34639 |  | 8139292760 |  | MUNICIPALITY | 25 | 86000 | 14 | 2011-01-28 | 2017-12-06 | NC01 | 50
6 | PASCO | SWD | elw8841@hotmail.com | 6515178 | NONCOMMUNITY | CHLORINATION; AERATION FOR REMOVAL OF ANY SECONDARY CONTAMINANT, SULFIDE, OR ANY UNREGULATED CONTAMINANT; CORROSION CONTROL INHIBITOR ADDITION; HYPOCHLORINATION; IRON OR MANGANESE SEQUESTRATION; OR ULTRAVIOLET RADIATION. THE LEAD/CHIEF OPERATOR MUST BE CLASS D OR HIGHER. 50,000 GPD UP TO 0.25 MGD-STAFFING BY CLASS D OR HIGHER OPERATOR: 3 VISITS/WEEK ON NONCONSECUTIVE DAYS FOR A TOTAL OF 0.3 HOUR/WEEK. LESS THAN 50,000 GPD-STAFFING BY A CLASS D OR HIGHER OPERATOR: 2 VISITS/WEEK ON NONCONSECUTIVE DAYS FOR A TOTAL OF 0.2 HOUR/WEEK. THERE SHALL BE NO MORE THAN 5 DAYS BETWEEN THE LAST VISIT IN ONE WEEK AND THE FIRST VISIT IN THE NEXT WEEK. | N | Y | EDDIE'S ROLLER RINK | 31345 STATE ROAD 52 |  | SAN ANTONIO | FL | 33576 |  | 3525882136 |  | LOUISE WILLIAMS | LOUISE WILLIAMS | 31345 STATE ROAD 52 |  | SAN ANTONIO | FL | 33576 |  | 3525882136 |  | INVESTOR | 25 | 1 | 1 | 2012-05-17 | 2016-12-12 | NC01 | 50
6 | PASCO | SWD |  | 6515179 | COMMUNITY | CHLORINATION; AERATION FOR REMOVAL OF ANY SECONDARY CONTAMINANT, SULFIDE, OR ANY UNREGULATED CONTAMINANT; CORROSION CONTROL INHIBITOR ADDITION; HYPOCHLORINATION; IRON OR MANGANESE SEQUESTRATION; OR ULTRAVIOLET RADIATION. THE LEAD/CHIEF OPERATOR MUST BE CLASS D OR HIGHER. 50,000 GPD UP TO 0.25 MGD-STAFFING BY CLASS D OR HIGHER OPERATOR: 3 VISITS/WEEK ON NONCONSECUTIVE DAYS FOR A TOTAL OF 0.3 HOUR/WEEK. LESS THAN 50,000 GPD-STAFFING BY A CLASS D OR HIGHER OPERATOR: 2 VISITS/WEEK ON NONCONSECUTIVE DAYS FOR A TOTAL OF 0.2 HOUR/WEEK. THERE SHALL BE NO MORE THAN 5 DAYS BETWEEN THE LAST VISIT IN ONE WEEK AND THE FIRST VISIT IN THE NEXT WEEK. | N | Y | SOUTH FORK MHP | 10808 US 98 SOUTH |  | DADE CITY | FL | 33525 |  | 3525230022 |  | KEVIN & KIM HADDEN | SCOTT HEILER | 7602 CONGRESS ST SUITE#4 |  | NEW PORT RICHEY | FL | 34653 |  | 7278426255 |  | INVESTOR | 240 | 17300 | 102 | 2020-03-31 | 2020-02-27 | DC06 | 100
6 | PASCO | SWD | zhillsoc@gmail.com | 6515181 | NONCOMMUNITY | CHLORINATION; AERATION FOR REMOVAL OF ANY SECONDARY CONTAMINANT, SULFIDE, OR ANY UNREGULATED CONTAMINANT; CORROSION CONTROL INHIBITOR ADDITION; HYPOCHLORINATION; IRON OR MANGANESE SEQUESTRATION; OR ULTRAVIOLET RADIATION. THE LEAD/CHIEF OPERATOR MUST BE CLASS D OR HIGHER. 50,000 GPD UP TO 0.25 MGD-STAFFING BY CLASS D OR HIGHER OPERATOR: 3 VISITS/WEEK ON NONCONSECUTIVE DAYS FOR A TOTAL OF 0.3 HOUR/WEEK. LESS THAN 50,000 GPD-STAFFING BY A CLASS D OR HIGHER OPERATOR: 2 VISITS/WEEK ON NONCONSECUTIVE DAYS FOR A TOTAL OF 0.2 HOUR/WEEK. THERE SHALL BE NO MORE THAN 5 DAYS BETWEEN THE LAST VISIT IN ONE WEEK AND THE FIRST VISIT IN THE NEXT WEEK. | N | Y | KINGDOM HALL OF JEHOVAH'S WITNESSES | 34938 CHANCEY ROAD |  | ZEPHYRHILLS | FL | 33540 |  | 8137822242 |  | STEPHEN J. BOND, SR. | [9 empty] | INVESTOR | 25 | 1800 | 1 | 2010-04-26 | 2019-03-25 | NC01 | 50
6 | PASCO | SWD |  | 6515186 | NONCOMMUNITY | CHLORINATION; AERATION FOR REMOVAL OF ANY SECONDARY CONTAMINANT, SULFIDE, OR ANY UNREGULATED CONTAMINANT; CORROSION CONTROL INHIBITOR ADDITION; HYPOCHLORINATION; IRON OR MANGANESE SEQUESTRATION; OR ULTRAVIOLET RADIATION. THE LEAD/CHIEF OPERATOR MUST BE CLASS D OR HIGHER. 50,000 GPD UP TO 0.25 MGD-STAFFING BY CLASS D OR HIGHER OPERATOR: 3 VISITS/WEEK ON NONCONSECUTIVE DAYS FOR A TOTAL OF 0.3 HOUR/WEEK. LESS THAN 50,000 GPD-STAFFING BY A CLASS D OR HIGHER OPERATOR: 2 VISITS/WEEK ON NONCONSECUTIVE DAYS FOR A TOTAL OF 0.2 HOUR/WEEK. THERE SHALL BE NO MORE THAN 5 DAYS BETWEEN THE LAST VISIT IN ONE WEEK AND THE FIRST VISIT IN THE NEXT WEEK. | N | Y | WITHLACOOCHEE RIVER PARK | 100 AUTON ROAD |  | DADE CITY | FL | 33525 |  | 3525670264 |  |  | LOUISE ANDERSON | 4111 LAND O' LAKES BLVD | STE 202 | LAND O' LAKES | FL | 34639 |  | 8139292760 |  | COUNTY | 25 | 5000 | 2 | 2013-12-13 | 2021-06-04 | NC01 | 50
6 | PASCO | SWD | admin@darbycommunitychurch.com | 6515187 | NONCOMMUNITY | CHLORINATION; AERATION FOR REMOVAL OF ANY SECONDARY CONTAMINANT, SULFIDE, OR ANY UNREGULATED CONTAMINANT; CORROSION CONTROL INHIBITOR ADDITION; HYPOCHLORINATION; IRON OR MANGANESE SEQUESTRATION; OR ULTRAVIOLET RADIATION. THE LEAD/CHIEF OPERATOR MUST BE CLASS D OR HIGHER. 50,000 GPD UP TO 0.25 MGD-STAFFING BY CLASS D OR HIGHER OPERATOR: 3 VISITS/WEEK ON NONCONSECUTIVE DAYS FOR A TOTAL OF 0.3 HOUR/WEEK. LESS THAN 50,000 GPD-STAFFING BY A CLASS D OR HIGHER OPERATOR: 2 VISITS/WEEK ON NONCONSECUTIVE DAYS FOR A TOTAL OF 0.2 HOUR/WEEK. THERE SHALL BE NO MORE THAN 5 DAYS BETWEEN THE LAST VISIT IN ONE WEEK AND THE FIRST VISIT IN THE NEXT WEEK. | N | Y | DARBY COMMUNITY CHURCH | 3375 BELLAMY BROS. BLVD |  | SAN ANTONIO | FL | 33525 |  | 3525882424 |  | PASTOR CHRIS CONTI | DARBY COMMUNITY CHURCH | 14745 BELLAMY BROS BLVD |  | DADE CITY | FL | 33525 |  | 3525882440 |  | INVESTOR | 85 | 680 | 2 | 2015-07-15 | 2020-03-20 | NC01 | 50
6 | PASCO | SWD |  | 6515189 | NONCOMMUNITY | CHLORINATION; AERATION FOR REMOVAL OF ANY SECONDARY CONTAMINANT, SULFIDE, OR ANY UNREGULATED CONTAMINANT; CORROSION CONTROL INHIBITOR ADDITION; HYPOCHLORINATION; IRON OR MANGANESE SEQUESTRATION; OR ULTRAVIOLET RADIATION. THE LEAD/CHIEF OPERATOR MUST BE CLASS D OR HIGHER. 50,000 GPD UP TO 0.25 MGD-STAFFING BY CLASS D OR HIGHER OPERATOR: 3 VISITS/WEEK ON NONCONSECUTIVE DAYS FOR A TOTAL OF 0.3 HOUR/WEEK. LESS THAN 50,000 GPD-STAFFING BY A CLASS D OR HIGHER OPERATOR: 2 VISITS/WEEK ON NONCONSECUTIVE DAYS FOR A TOTAL OF 0.2 HOUR/WEEK. THERE SHALL BE NO MORE THAN 5 DAYS BETWEEN THE LAST VISIT IN ONE WEEK AND THE FIRST VISIT IN THE NEXT WEEK. | N | Y | VFW HALL POST 8154 | 3954 C.R. 39 |  | ZEPHYRHILLS | FL | 33540 |  | 8137827194 |  | DALE CUTHBERT | VFW HALL POST 8154 | P.O. BOX 582 |  | ZEPHYRHILLS | FL | 33539 |  | 8137821779 |  | INVESTOR | 80 | 1 | 1 | 2015-06-25 | 2020-02-03 | NC01 | 50
6 | PASCO | SWD |  | 6515190 | NONCOMMUNITY | CHLORINATION; AERATION FOR REMOVAL OF ANY SECONDARY CONTAMINANT, SULFIDE, OR ANY UNREGULATED CONTAMINANT; CORROSION CONTROL INHIBITOR ADDITION; HYPOCHLORINATION; IRON OR MANGANESE SEQUESTRATION; OR ULTRAVIOLET RADIATION. THE LEAD/CHIEF OPERATOR MUST BE CLASS D OR HIGHER. 50,000 GPD UP TO 0.25 MGD-STAFFING BY CLASS D OR HIGHER OPERATOR: 3 VISITS/WEEK ON NONCONSECUTIVE DAYS FOR A TOTAL OF 0.3 HOUR/WEEK. LESS THAN 50,000 GPD-STAFFING BY A CLASS D OR HIGHER OPERATOR: 2 VISITS/WEEK ON NONCONSECUTIVE DAYS FOR A TOTAL OF 0.2 HOUR/WEEK. THERE SHALL BE NO MORE THAN 5 DAYS BETWEEN THE LAST VISIT IN ONE WEEK AND THE FIRST VISIT IN THE NEXT WEEK. | N | Y | LAKE PADGETT PARK | 22032 DARLEY PLACE |  | LAND O' LAKES | FL | 34639 | 4505 | 8139964409 |  | ANGEL MONTAGNA | RICHARD GRAY | PO BOX 273 |  | LAND O' LAKES | FL | 34639 |  |  |  | INVESTOR | 25 | 1 | 1 | 2020-04-01 | 2020-03-24 | NC01 | 50
6 | PASCO | SWD |  | 6515191 | NONCOMMUNITY | CHLORINATION; AERATION FOR REMOVAL OF ANY SECONDARY CONTAMINANT, SULFIDE, OR ANY UNREGULATED CONTAMINANT; CORROSION CONTROL INHIBITOR ADDITION; HYPOCHLORINATION; IRON OR MANGANESE SEQUESTRATION; OR ULTRAVIOLET RADIATION. THE LEAD/CHIEF OPERATOR MUST BE CLASS D OR HIGHER. 50,000 GPD UP TO 0.25 MGD-STAFFING BY CLASS D OR HIGHER OPERATOR: 3 VISITS/WEEK ON NONCONSECUTIVE DAYS FOR A TOTAL OF 0.3 HOUR/WEEK. LESS THAN 50,000 GPD-STAFFING BY A CLASS D OR HIGHER OPERATOR: 2 VISITS/WEEK ON NONCONSECUTIVE DAYS FOR A TOTAL OF 0.2 HOUR/WEEK. THERE SHALL BE NO MORE THAN 5 DAYS BETWEEN THE LAST VISIT IN ONE WEEK AND THE FIRST VISIT IN THE NEXT WEEK. | N | Y | VAUGHANS COUNTRY STORE | 34550 BLANTON RD. |  | DADE CITY | FL | 33523 |  | 3525675099 |  | TRACIE WOOD | TRACIE WOOD | 34550 BLANTON RD. |  | DADE CITY | FL | 33523 |  | 3524422019 |  | OTHER | 25 | 500 | 3 | 2015-12-11 | 2020-10-19 | NC01 | 50
6 | PASCO | SWD |  | 6515193 | NONCOMMUNITY | CHLORINATION; AERATION FOR REMOVAL OF ANY SECONDARY CONTAMINANT, SULFIDE, OR ANY UNREGULATED CONTAMINANT; CORROSION CONTROL INHIBITOR ADDITION; HYPOCHLORINATION; IRON OR MANGANESE SEQUESTRATION; OR ULTRAVIOLET RADIATION. THE LEAD/CHIEF OPERATOR MUST BE CLASS D OR HIGHER. 50,000 GPD UP TO 0.25 MGD-STAFFING BY CLASS D OR HIGHER OPERATOR: 3 VISITS/WEEK ON NONCONSECUTIVE DAYS FOR A TOTAL OF 0.3 HOUR/WEEK. LESS THAN 50,000 GPD-STAFFING BY A CLASS D OR HIGHER OPERATOR: 2 VISITS/WEEK ON NONCONSECUTIVE DAYS FOR A TOTAL OF 0.2 HOUR/WEEK. THERE SHALL BE NO MORE THAN 5 DAYS BETWEEN THE LAST VISIT IN ONE WEEK AND THE FIRST VISIT IN THE NEXT WEEK. | N | Y | LAKEVIEW BAPTIST CHURCH | 11010 TAMI TRAIL |  | HUDSON | FL | 34669 |  | 7272554609 |  |  | DAVID PHANEUF | 11010 TAMI TRAIL |  | HUDSON | FL | 34669 |  | 7272554609 |  | INVESTOR | 25 | 1 | 1 | 2012-10-02 | 2021-06-24 | NC01 | 50
6 | PASCO | SWD |  | 6515194 | NONTRANSIENT NONCOMMUNITY | CHLORINATION; AERATION FOR REMOVAL OF ANY SECONDARY CONTAMINANT, SULFIDE, OR ANY UNREGULATED CONTAMINANT; CORROSION CONTROL INHIBITOR ADDITION; HYPOCHLORINATION; IRON OR MANGANESE SEQUESTRATION; OR ULTRAVIOLET RADIATION. THE LEAD/CHIEF OPERATOR MUST BE CLASS D OR HIGHER. 50,000 GPD UP TO 0.25 MGD-STAFFING BY CLASS D OR HIGHER OPERATOR: 3 VISITS/WEEK ON NONCONSECUTIVE DAYS FOR A TOTAL OF 0.3 HOUR/WEEK. LESS THAN 50,000 GPD-STAFFING BY A CLASS D OR HIGHER OPERATOR: 2 VISITS/WEEK ON NONCONSECUTIVE DAYS FOR A TOTAL OF 0.2 HOUR/WEEK. THERE SHALL BE NO MORE THAN 5 DAYS BETWEEN THE LAST VISIT IN ONE WEEK AND THE FIRST VISIT IN THE NEXT WEEK. | N | Y | C BARN (FLEET MAINTENANCE) | 30906 WARDER RD |  | SAN ANTONIO | FL | 33576 |  | 3525883330 |  | MICHAEL ADRASOVSKY | MICHAEL ADRASOVSKY | 6911 FOX HOLLOW DRIVE |  | PORT RICHEY | FL | 34668 |  | 7278613089 |  | COUNTY | 50 | 1 | 2 | 2012-01-19 | 2020-05-05 | NTNC | 100
6 | PASCO | SWD |  | 6515195 | NONCOMMUNITY | CHLORINATION; AERATION FOR REMOVAL OF ANY SECONDARY CONTAMINANT, SULFIDE, OR ANY UNREGULATED CONTAMINANT; CORROSION CONTROL INHIBITOR ADDITION; HYPOCHLORINATION; IRON OR MANGANESE SEQUESTRATION; OR ULTRAVIOLET RADIATION. THE LEAD/CHIEF OPERATOR MUST BE CLASS D OR HIGHER. 50,000 GPD UP TO 0.25 MGD-STAFFING BY CLASS D OR HIGHER OPERATOR: 3 VISITS/WEEK ON NONCONSECUTIVE DAYS FOR A TOTAL OF 0.3 HOUR/WEEK. LESS THAN 50,000 GPD-STAFFING BY A CLASS D OR HIGHER OPERATOR: 2 VISITS/WEEK ON NONCONSECUTIVE DAYS FOR A TOTAL OF 0.2 HOUR/WEEK. THERE SHALL BE NO MORE THAN 5 DAYS BETWEEN THE LAST VISIT IN ONE WEEK AND THE FIRST VISIT IN THE NEXT WEEK. | N | Y | HIGH OAKS TRAILER PARK | 13309 CLARA DRIVE |  | HUDSON | FL | 34669 |  | 7278565640 |  |  | CHRISTY L HARRISON | 234 LYNDHURST ST. |  | DUNEDIN | FL | 34698 |  | 8138335936 |  | INVESTOR | 30 | 1 | 17 | 2015-05-14 | 2019-06-07 | NC01 | 50
6 | PASCO | SWD |  | 6515197 | NONCOMMUNITY | CHLORINATION; AERATION FOR REMOVAL OF ANY SECONDARY CONTAMINANT, SULFIDE, OR ANY UNREGULATED CONTAMINANT; CORROSION CONTROL INHIBITOR ADDITION; HYPOCHLORINATION; IRON OR MANGANESE SEQUESTRATION; OR ULTRAVIOLET RADIATION. THE LEAD/CHIEF OPERATOR MUST BE CLASS D OR HIGHER. 50,000 GPD UP TO 0.25 MGD-STAFFING BY CLASS D OR HIGHER OPERATOR: 3 VISITS/WEEK ON NONCONSECUTIVE DAYS FOR A TOTAL OF 0.3 HOUR/WEEK. LESS THAN 50,000 GPD-STAFFING BY A CLASS D OR HIGHER OPERATOR: 2 VISITS/WEEK ON NONCONSECUTIVE DAYS FOR A TOTAL OF 0.2 HOUR/WEEK. THERE SHALL BE NO MORE THAN 5 DAYS BETWEEN THE LAST VISIT IN ONE WEEK AND THE FIRST VISIT IN THE NEXT WEEK. | N | Y | J B STARKEY WILDERNESS PARK | 10500 WILDERNESS PARK ROAD |  | NEW PORT RICHEY | FL | 34655 |  | 7278470230 |  |  | ENV COMPLIANCE | 4111 LAND O' LAKES BLVD. | SUITE 202 | LAND O LAKES | FL | 34639 |  | 8132356189 |  | INVESTOR | 25 | 20000 | 24 | 2011-01-28 | 2018-06-27 | NC01 | 50
6 | PASCO | SWD | administracion@miiglesiarenacer.com | 6515199 | NONCOMMUNITY | CHLORINATION; AERATION FOR REMOVAL OF ANY SECONDARY CONTAMINANT, SULFIDE, OR ANY UNREGULATED CONTAMINANT; CORROSION CONTROL INHIBITOR ADDITION; HYPOCHLORINATION; IRON OR MANGANESE SEQUESTRATION; OR ULTRAVIOLET RADIATION. THE LEAD/CHIEF OPERATOR MUST BE CLASS D OR HIGHER. 50,000 GPD UP TO 0.25 MGD-STAFFING BY CLASS D OR HIGHER OPERATOR: 3 VISITS/WEEK ON NONCONSECUTIVE DAYS FOR A TOTAL OF 0.3 HOUR/WEEK. LESS THAN 50,000 GPD-STAFFING BY A CLASS D OR HIGHER OPERATOR: 2 VISITS/WEEK ON NONCONSECUTIVE DAYS FOR A TOTAL OF 0.2 HOUR/WEEK. THERE SHALL BE NO MORE THAN 5 DAYS BETWEEN THE LAST VISIT IN ONE WEEK AND THE FIRST VISIT IN THE NEXT WEEK. | N | Y | IGLESIA RENACER CHURCH | 17505 SHADY HILLS ROAD |  | SPRING HILL | FL | 34610 |  | 7274810256 |  |  | IGLESIA RENACER CHURCH | PO BOX 15147 |  | SPRING HILL | FL | 34604 |  | 7278564370 |  | INVESTOR | 25 | 1 | 2 | 2014-09-24 | 2016-11-22 | NC01 | 50
6 | PASCO | SWD |  | 6515200 | NONCOMMUNITY | CHLORINATION; AERATION FOR REMOVAL OF ANY SECONDARY CONTAMINANT, SULFIDE, OR ANY UNREGULATED CONTAMINANT; CORROSION CONTROL INHIBITOR ADDITION; HYPOCHLORINATION; IRON OR MANGANESE SEQUESTRATION; OR ULTRAVIOLET RADIATION. THE LEAD/CHIEF OPERATOR MUST BE CLASS D OR HIGHER. 50,000 GPD UP TO 0.25 MGD-STAFFING BY CLASS D OR HIGHER OPERATOR: 3 VISITS/WEEK ON NONCONSECUTIVE DAYS FOR A TOTAL OF 0.3 HOUR/WEEK. LESS THAN 50,000 GPD-STAFFING BY A CLASS D OR HIGHER OPERATOR: 2 VISITS/WEEK ON NONCONSECUTIVE DAYS FOR A TOTAL OF 0.2 HOUR/WEEK. THERE SHALL BE NO MORE THAN 5 DAYS BETWEEN THE LAST VISIT IN ONE WEEK AND THE FIRST VISIT IN THE NEXT WEEK. | N | Y | ST. MARY'S CATHOLIC CHURCH | 18810 U.S. 41 |  | SHADY HILLS | FL | 34609 |  | 3527962792 |  | JOANNE GROTTO | FATHER THOMAS MADDEN | 18810 US 41 |  | MASARYKTOWN | FL | 34604 |  | 3527962792 |  | INVESTOR | 25 | 1 | 3 | 2016-02-26 | 2020-12-29 | NC01 | 50
6 | PASCO | SWD |  | 6515202 | NONCOMMUNITY | CHLORINATION; AERATION FOR REMOVAL OF ANY SECONDARY CONTAMINANT, SULFIDE, OR ANY UNREGULATED CONTAMINANT; CORROSION CONTROL INHIBITOR ADDITION; HYPOCHLORINATION; IRON OR MANGANESE SEQUESTRATION; OR ULTRAVIOLET RADIATION. THE LEAD/CHIEF OPERATOR MUST BE CLASS D OR HIGHER. 50,000 GPD UP TO 0.25 MGD-STAFFING BY CLASS D OR HIGHER OPERATOR: 3 VISITS/WEEK ON NONCONSECUTIVE DAYS FOR A TOTAL OF 0.3 HOUR/WEEK. LESS THAN 50,000 GPD-STAFFING BY A CLASS D OR HIGHER OPERATOR: 2 VISITS/WEEK ON NONCONSECUTIVE DAYS FOR A TOTAL OF 0.2 HOUR/WEEK. THERE SHALL BE NO MORE THAN 5 DAYS BETWEEN THE LAST VISIT IN ONE WEEK AND THE FIRST VISIT IN THE NEXT WEEK. | N | Y | LIFE CHURCH | 18924 COUNTY LINE ROAD | (WAS HOSANNA ASSEMBLY OF GOD CHURCH) | SPRING HILL | FL | 34610 |  | 3527992821 |  | EDWARD RUSSO | EDWARD RUSSO | 6224 OLD PASCO ROAD |  | WESLEY CHAPEL | FL | 33544 |  | 3527992821 |  | INVESTOR | 25 | 1 | 2 | 2014-10-13 | 2017-01-31 | NC01 | 50
6 | PASCO | SWD | klughh@aol.com | 6515204 | NONCOMMUNITY | CHLORINATION; AERATION FOR REMOVAL OF ANY SECONDARY CONTAMINANT, SULFIDE, OR ANY UNREGULATED CONTAMINANT; CORROSION CONTROL INHIBITOR ADDITION; HYPOCHLORINATION; IRON OR MANGANESE SEQUESTRATION; OR ULTRAVIOLET RADIATION. THE LEAD/CHIEF OPERATOR MUST BE CLASS D OR HIGHER. 50,000 GPD UP TO 0.25 MGD-STAFFING BY CLASS D OR HIGHER OPERATOR: 3 VISITS/WEEK ON NONCONSECUTIVE DAYS FOR A TOTAL OF 0.3 HOUR/WEEK. LESS THAN 50,000 GPD-STAFFING BY A CLASS D OR HIGHER OPERATOR: 2 VISITS/WEEK ON NONCONSECUTIVE DAYS FOR A TOTAL OF 0.2 HOUR/WEEK. THERE SHALL BE NO MORE THAN 5 DAYS BETWEEN THE LAST VISIT IN ONE WEEK AND THE FIRST VISIT IN THE NEXT WEEK. | N | Y | SUGAR LANE M.H.P. | 16916 BACHMANN DRIVE |  | HUDSON | FL | 34667 |  | 7278584883 |  | PAT KLUGH | PAT KLUGH | 16916 BACHMANN DR. | LOT# 25 | HUDSON | FL | 34667 |  | 7278584883 |  | INVESTOR | 25 | 1 | 17 | 2014-06-13 | 2016-12-12 | NC01 | 50
6 | PASCO | SWD |  | 6515207 | NONCOMMUNITY | CHLORINATION; AERATION FOR REMOVAL OF ANY SECONDARY CONTAMINANT, SULFIDE, OR ANY UNREGULATED CONTAMINANT; CORROSION CONTROL INHIBITOR ADDITION; HYPOCHLORINATION; IRON OR MANGANESE SEQUESTRATION; OR ULTRAVIOLET RADIATION. THE LEAD/CHIEF OPERATOR MUST BE CLASS D OR HIGHER. 50,000 GPD UP TO 0.25 MGD-STAFFING BY CLASS D OR HIGHER OPERATOR: 3 VISITS/WEEK ON NONCONSECUTIVE DAYS FOR A TOTAL OF 0.3 HOUR/WEEK. LESS THAN 50,000 GPD-STAFFING BY A CLASS D OR HIGHER OPERATOR: 2 VISITS/WEEK ON NONCONSECUTIVE DAYS FOR A TOTAL OF 0.2 HOUR/WEEK. THERE SHALL BE NO MORE THAN 5 DAYS BETWEEN THE LAST VISIT IN ONE WEEK AND THE FIRST VISIT IN THE NEXT WEEK. | N | Y | SUNCOAST BROADWAY DINNER THEATER | 16128 U.S. HWY 19 |  | HUDSON | FL | 34667 |  | 7278637949 |  | ASHLEY STEVENS | ASHLEY STEVENS | 16128 US 19 |  | HUDSON | FL | 34667 |  | 7278637949 |  | INVESTOR | 25 | 1 | 1 | 2021-05-20 | 2021-03-29 | NC01 | 50
6 | PASCO | SWD | BIGPLOW1936@gmail.com | 6515208 | COMMUNITY | CHLORINATION; AERATION FOR REMOVAL OF ANY SECONDARY CONTAMINANT, SULFIDE, OR ANY UNREGULATED CONTAMINANT; CORROSION CONTROL INHIBITOR ADDITION; HYPOCHLORINATION; IRON OR MANGANESE SEQUESTRATION; OR ULTRAVIOLET RADIATION. THE LEAD/CHIEF OPERATOR MUST BE CLASS D OR HIGHER. 50,000 GPD UP TO 0.25 MGD-STAFFING BY CLASS D OR HIGHER OPERATOR: 3 VISITS/WEEK ON NONCONSECUTIVE DAYS FOR A TOTAL OF 0.3 HOUR/WEEK. LESS THAN 50,000 GPD-STAFFING BY A CLASS D OR HIGHER OPERATOR: 2 VISITS/WEEK ON NONCONSECUTIVE DAYS FOR A TOTAL OF 0.2 HOUR/WEEK. THERE SHALL BE NO MORE THAN 5 DAYS BETWEEN THE LAST VISIT IN ONE WEEK AND THE FIRST VISIT IN THE NEXT WEEK. | N | Y | KEENE'S ADULT MHP | 12301 CARL LOOP |  | DADE CITY | FL | 33525 |  | 3525676079 |  |  | MR. LEWIS DONALDSON | 35445 CLINTON AVE |  | DADE CITY | FL | 33525 |  | 3525676079 |  | INVESTOR | 80 | 150000 | 64 | 2019-05-03 | 2019-04-25 | DC051 | 100
6 | PASCO | SWD |  | 6515210 | NONTRANSIENT NONCOMMUNITY | CHLORINATION; AERATION FOR REMOVAL OF ANY SECONDARY CONTAMINANT, SULFIDE, OR ANY UNREGULATED CONTAMINANT; CORROSION CONTROL INHIBITOR ADDITION; HYPOCHLORINATION; IRON OR MANGANESE SEQUESTRATION; OR ULTRAVIOLET RADIATION. THE LEAD/CHIEF OPERATOR MUST BE CLASS D OR HIGHER. 50,000 GPD UP TO 0.25 MGD-STAFFING BY CLASS D OR HIGHER OPERATOR: 3 VISITS/WEEK ON NONCONSECUTIVE DAYS FOR A TOTAL OF 0.3 HOUR/WEEK. LESS THAN 50,000 GPD-STAFFING BY A CLASS D OR HIGHER OPERATOR: 2 VISITS/WEEK ON NONCONSECUTIVE DAYS FOR A TOTAL OF 0.2 HOUR/WEEK. THERE SHALL BE NO MORE THAN 5 DAYS BETWEEN THE LAST VISIT IN ONE WEEK AND THE FIRST VISIT IN THE NEXT WEEK. | N | Y | GROVE RIDGE ESTATES | 10721 US HWY 98 |  | DADE CITY | FL | 33525 |  | 3525232277 |  | LEE COLLINS | JOHN B. MCLAREN | 27777 FRANKLIN ROAD | SUITE 200 | SOUTHFIELD | MI | 48034 |  | 2482082556 |  | INVESTOR | 325 | 53000 | 247 | 2019-05-24 | 2019-03-26 | NTNC | 100
6 | PASCO | SWD | admin@fcczhills.org | 6515211 | NONCOMMUNITY | CHLORINATION; AERATION FOR REMOVAL OF ANY SECONDARY CONTAMINANT, SULFIDE, OR ANY UNREGULATED CONTAMINANT; CORROSION CONTROL INHIBITOR ADDITION; HYPOCHLORINATION; IRON OR MANGANESE SEQUESTRATION; OR ULTRAVIOLET RADIATION. THE LEAD/CHIEF OPERATOR MUST BE CLASS D OR HIGHER. 50,000 GPD UP TO 0.25 MGD-STAFFING BY CLASS D OR HIGHER OPERATOR: 3 VISITS/WEEK ON NONCONSECUTIVE DAYS FOR A TOTAL OF 0.3 HOUR/WEEK. LESS THAN 50,000 GPD-STAFFING BY A CLASS D OR HIGHER OPERATOR: 2 VISITS/WEEK ON NONCONSECUTIVE DAYS FOR A TOTAL OF 0.2 HOUR/WEEK. THERE SHALL BE NO MORE THAN 5 DAYS BETWEEN THE LAST VISIT IN ONE WEEK AND THE FIRST VISIT IN THE NEXT WEEK. | N | Y | FIRST CONGREGATIONAL CHURCH | 7900 FORT KING RD |  | ZEPHYRHILLS | FL | 33539 |  | 8137821111 |  | H. JOSEPH KLER | H. JOSEPH KLER | 7900 FORT KING RD |  | ZEPHYRHILLS | FL | 33541 |  | 8137806027 |  | INVESTOR | 100 | 2000 | 1 | 2017-04-26 | 2021-10-11 | NC01 | 50
6 | PASCO | SWD | redemptiondadecity@gmail.com | 6515216 | NONCOMMUNITY | CHLORINATION; AERATION FOR REMOVAL OF ANY SECONDARY CONTAMINANT, SULFIDE, OR ANY UNREGULATED CONTAMINANT; CORROSION CONTROL INHIBITOR ADDITION; HYPOCHLORINATION; IRON OR MANGANESE SEQUESTRATION; OR ULTRAVIOLET RADIATION. THE LEAD/CHIEF OPERATOR MUST BE CLASS D OR HIGHER. 50,000 GPD UP TO 0.25 MGD-STAFFING BY CLASS D OR HIGHER OPERATOR: 3 VISITS/WEEK ON NONCONSECUTIVE DAYS FOR A TOTAL OF 0.3 HOUR/WEEK. LESS THAN 50,000 GPD-STAFFING BY A CLASS D OR HIGHER OPERATOR: 2 VISITS/WEEK ON NONCONSECUTIVE DAYS FOR A TOTAL OF 0.2 HOUR/WEEK. THERE SHALL BE NO MORE THAN 5 DAYS BETWEEN THE LAST VISIT IN ONE WEEK AND THE FIRST VISIT IN THE NEXT WEEK. | N | Y | REDEMPTION CHURCH (FKA BLANTON BAPTIST) | 17351 HYLAND LANE |  | DADE CITY | FL | 33523 | 1033 | 3525217047 |  | MATTHEW CHESSER | MATTHEW CHESSER | 17351 HYLAND LANE |  | DADE CITY | FL | 33523 |  | 3525217047 |  | INVESTOR | 150 | 1 | 1 | 2011-09-15 | 2016-12-12 | NC01 | 50
6 | PASCO | SWD | JRFORD24@YAHOO.COM | 6515219 | NONCOMMUNITY | CHLORINATION; AERATION FOR REMOVAL OF ANY SECONDARY CONTAMINANT, SULFIDE, OR ANY UNREGULATED CONTAMINANT; CORROSION CONTROL INHIBITOR ADDITION; HYPOCHLORINATION; IRON OR MANGANESE SEQUESTRATION; OR ULTRAVIOLET RADIATION. THE LEAD/CHIEF OPERATOR MUST BE CLASS D OR HIGHER. 50,000 GPD UP TO 0.25 MGD-STAFFING BY CLASS D OR HIGHER OPERATOR: 3 VISITS/WEEK ON NONCONSECUTIVE DAYS FOR A TOTAL OF 0.3 HOUR/WEEK. LESS THAN 50,000 GPD-STAFFING BY A CLASS D OR HIGHER OPERATOR: 2 VISITS/WEEK ON NONCONSECUTIVE DAYS FOR A TOTAL OF 0.2 HOUR/WEEK. THERE SHALL BE NO MORE THAN 5 DAYS BETWEEN THE LAST VISIT IN ONE WEEK AND THE FIRST VISIT IN THE NEXT WEEK. | N | Y | FARM BASKET | 20810 U.S. 301 |  | DADE CITY | FL | 33523 | 6621 | 8133128317 |  |  | JULIAN FORD | 20810 US 301 |  | DADE CITY | FL | 33523 |  | 8133128317 |  | INVESTOR | 25 | 1 | 1 | 2017-05-01 | 2020-01-31 | NC01 | 50
6 | PASCO | SWD |  | 6515223 | NONCOMMUNITY | CHLORINATION; AERATION FOR REMOVAL OF ANY SECONDARY CONTAMINANT, SULFIDE, OR ANY UNREGULATED CONTAMINANT; CORROSION CONTROL INHIBITOR ADDITION; HYPOCHLORINATION; IRON OR MANGANESE SEQUESTRATION; OR ULTRAVIOLET RADIATION. THE LEAD/CHIEF OPERATOR MUST BE CLASS D OR HIGHER. 50,000 GPD UP TO 0.25 MGD-STAFFING BY CLASS D OR HIGHER OPERATOR: 3 VISITS/WEEK ON NONCONSECUTIVE DAYS FOR A TOTAL OF 0.3 HOUR/WEEK. LESS THAN 50,000 GPD-STAFFING BY A CLASS D OR HIGHER OPERATOR: 2 VISITS/WEEK ON NONCONSECUTIVE DAYS FOR A TOTAL OF 0.2 HOUR/WEEK. THERE SHALL BE NO MORE THAN 5 DAYS BETWEEN THE LAST VISIT IN ONE WEEK AND THE FIRST VISIT IN THE NEXT WEEK. | N | Y | RIVER BOAT CLUB | 6901 CALIENTE BLVD. |  | LAND O' LAKES | FL | 34639 |  | 8139966008 |  | CHERIE LARIVIERE | RICHARD LARIVIERE | 6901 CALIENTE BLVD |  | LAND O' LAKES | FL | 34637 |  | 8139966008 |  | INVESTOR | 25 | 40000 | 17 | 2020-05-05 | 2020-03-24 | NC01 | 50
6 | PASCO | SWD | HOUSINGMANAGEMENTINC@YAHOO.COM | 6515225 | NONTRANSIENT NONCOMMUNITY | CHLORINATION; AERATION FOR REMOVAL OF ANY SECONDARY CONTAMINANT, SULFIDE, OR ANY UNREGULATED CONTAMINANT; CORROSION CONTROL INHIBITOR ADDITION; HYPOCHLORINATION; IRON OR MANGANESE SEQUESTRATION; OR ULTRAVIOLET RADIATION. THE LEAD/CHIEF OPERATOR MUST BE CLASS D OR HIGHER. 50,000 GPD UP TO 0.25 MGD-STAFFING BY CLASS D OR HIGHER OPERATOR: 3 VISITS/WEEK ON NONCONSECUTIVE DAYS FOR A TOTAL OF 0.3 HOUR/WEEK. LESS THAN 50,000 GPD-STAFFING BY A CLASS D OR HIGHER OPERATOR: 2 VISITS/WEEK ON NONCONSECUTIVE DAYS FOR A TOTAL OF 0.2 HOUR/WEEK. THERE SHALL BE NO MORE THAN 5 DAYS BETWEEN THE LAST VISIT IN ONE WEEK AND THE FIRST VISIT IN THE NEXT WEEK. | N | Y | OAK HILL MHP | 18920 HWY 301 N |  | DADE CITY | FL | 33525 |  | 8137880665 |  | BEV FONDER | STEPHEN KNAPP | 5417 S. FLORIDA AVE. |  | LAKELAND | FL | 33813 |  | 8636445555 |  | INVESTOR | 30 | 1 | 20 | 2011-03-30 | 2021-03-18 | NTNC | 100
6 | PASCO | SWD | L-VILK@SUBMETER.COM | 6515229 | NONTRANSIENT NONCOMMUNITY | CHLORINATION; AERATION FOR REMOVAL OF ANY SECONDARY CONTAMINANT, SULFIDE, OR ANY UNREGULATED CONTAMINANT; CORROSION CONTROL INHIBITOR ADDITION; HYPOCHLORINATION; IRON OR MANGANESE SEQUESTRATION; OR ULTRAVIOLET RADIATION. THE LEAD/CHIEF OPERATOR MUST BE CLASS D OR HIGHER. 50,000 GPD UP TO 0.25 MGD-STAFFING BY CLASS D OR HIGHER OPERATOR: 3 VISITS/WEEK ON NONCONSECUTIVE DAYS FOR A TOTAL OF 0.3 HOUR/WEEK. LESS THAN 50,000 GPD-STAFFING BY A CLASS D OR HIGHER OPERATOR: 2 VISITS/WEEK ON NONCONSECUTIVE DAYS FOR A TOTAL OF 0.2 HOUR/WEEK. THERE SHALL BE NO MORE THAN 5 DAYS BETWEEN THE LAST VISIT IN ONE WEEK AND THE FIRST VISIT IN THE NEXT WEEK. | N | Y | COUNTRY ACRES MHP | 16001 TULIP TREE LANE (OFF SHADY HILLS ) |  | SPRING HILL | FL | 34610 |  | 7275467404 |  |  | KATHERINE KOUTSOS | 8020 MASSACHUSETTS AVENUE |  | NEW PORT RICHEY | FL | 34653 |  | 7275051856 |  | INVESTOR | 90 | 1 | 20 | 2018-06-27 | 2021-06-04 | NTNC | 100
6 | PASCO | SWD |  | 6515230 | NONCOMMUNITY | CHLORINATION; AERATION FOR REMOVAL OF ANY SECONDARY CONTAMINANT, SULFIDE, OR ANY UNREGULATED CONTAMINANT; CORROSION CONTROL INHIBITOR ADDITION; HYPOCHLORINATION; IRON OR MANGANESE SEQUESTRATION; OR ULTRAVIOLET RADIATION. THE LEAD/CHIEF OPERATOR MUST BE CLASS D OR HIGHER. 50,000 GPD UP TO 0.25 MGD-STAFFING BY CLASS D OR HIGHER OPERATOR: 3 VISITS/WEEK ON NONCONSECUTIVE DAYS FOR A TOTAL OF 0.3 HOUR/WEEK. LESS THAN 50,000 GPD-STAFFING BY A CLASS D OR HIGHER OPERATOR: 2 VISITS/WEEK ON NONCONSECUTIVE DAYS FOR A TOTAL OF 0.2 HOUR/WEEK. THERE SHALL BE NO MORE THAN 5 DAYS BETWEEN THE LAST VISIT IN ONE WEEK AND THE FIRST VISIT IN THE NEXT WEEK. | N | Y | ODESSA PARK | 1627 CHESAPEAKE DR |  | ODESSA | FL | 33556 |  | 8138678145 |  |  | CRISTINA CORDON | 4111 LAND O' LAKES BLVD | SUITE 202 | LAND O' LAKES | FL | 34639 |  | 8139292760 |  | INVESTOR | 25 | 3000 | 2 | 2011-01-28 | 2020-04-21 | NC01 | 50
6 | PASCO | SWD |  | 6515231 | NONCOMMUNITY | CHLORINATION; AERATION FOR REMOVAL OF ANY SECONDARY CONTAMINANT, SULFIDE, OR ANY UNREGULATED CONTAMINANT; CORROSION CONTROL INHIBITOR ADDITION; HYPOCHLORINATION; IRON OR MANGANESE SEQUESTRATION; OR ULTRAVIOLET RADIATION. THE LEAD/CHIEF OPERATOR MUST BE CLASS D OR HIGHER. 50,000 GPD UP TO 0.25 MGD-STAFFING BY CLASS D OR HIGHER OPERATOR: 3 VISITS/WEEK ON NONCONSECUTIVE DAYS FOR A TOTAL OF 0.3 HOUR/WEEK. LESS THAN 50,000 GPD-STAFFING BY A CLASS D OR HIGHER OPERATOR: 2 VISITS/WEEK ON NONCONSECUTIVE DAYS FOR A TOTAL OF 0.2 HOUR/WEEK. THERE SHALL BE NO MORE THAN 5 DAYS BETWEEN THE LAST VISIT IN ONE WEEK AND THE FIRST VISIT IN THE NEXT WEEK. | N | Y | GONZALEZ BROTHERS HARVESTING | 37226 GONZALEZ COURT |  | DADE CITY | FL | 33523 |  | 8137144394 |  |  | MARCELO GONZALEZ | PO BOX 1392 |  | DADE CITY | FL | 33526 |  | 3525677342 |  | INVESTOR | 50 | 1 | 15 | 2011-03-30 | 2019-06-07 | NC01 | 50
6 | PASCO | SWD |  | 6515234 | COMMUNITY | AERATION FOR REMOVAL OF ANY PRIMARY CONTAMINANT; ALKALINITY/PH ADJUSTMENT; CHLORAMIN ATION; CHLORINE DIOXIDE FOR OXIDATION OR DISINFECTION; FLUORIDATION; ION EXCHANGE FOR REMOVAL OF ANY SECONDARY CONTAMINANT, SULFIDE, OR ANY UNREGULATED CONTAMINANT; OR OZONATION. THE LEAD/CHIEF OPERATOR MUST BE CLASS C OR HIGHER. 5.0 MGD UP TO 10 MGD-STAFFING BY CLASS C OR HIGHER OPERATOR: 6 HOURS/DAY FOR 5 DAYS/WEEK AND ONE VISIT ON EACH WEEKEND DAY. 3.0 MGD UP TO 5.0 MGD-STAFFING BY CLASS C OR HIGHER OPERATOR: 3 HOURS/DAY FOR 5 DAYS/WEEK AND ONE VISIT ON EACH WEEKEND DAY. 1.0 MGD UP TO 3.0 MGD-STAFFING BY CLASS C OR HIGHER OPERATOR: 1 HOUR/DAY FOR 5 DAYS/WEEK AND ONE VISIT ON EACH WEEKEND DAY. 0.1 MGD UP TO 1.0 MGD-STAFFING BY CLASS C OR HIGHER OPERATOR: 5 VISITS/WEEK AND ONE VISIT EACH WEEKEND FOR A TOTAL OF 1.2 HOURS/WEEK. | Y | Y | TAMPA BAY WATER/LAKE BRIDGE | 5825 COUNTY LINE ROAD |  | LAND O' LAKES | FL | 33626 |  | 8139103297 |  | EVELYN DOOLEY | RON PARKER | 2575 ENTERPRISE ROAD |  | CLEARWATER | FL | 33763 | 3930 | 8139294500 |  | AUTHORITY/COMMISSION/DISTRICT | 25 | 44900000 | 2 | 2010-04-21 | 2020-07-15 | DC01 | 6000
6 | PASCO | SWD |  | 6515235 | NONCOMMUNITY | CHLORINATION; AERATION FOR REMOVAL OF ANY SECONDARY CONTAMINANT, SULFIDE, OR ANY UNREGULATED CONTAMINANT; CORROSION CONTROL INHIBITOR ADDITION; HYPOCHLORINATION; IRON OR MANGANESE SEQUESTRATION; OR ULTRAVIOLET RADIATION. THE LEAD/CHIEF OPERATOR MUST BE CLASS D OR HIGHER. 50,000 GPD UP TO 0.25 MGD-STAFFING BY CLASS D OR HIGHER OPERATOR: 3 VISITS/WEEK ON NONCONSECUTIVE DAYS FOR A TOTAL OF 0.3 HOUR/WEEK. LESS THAN 50,000 GPD-STAFFING BY A CLASS D OR HIGHER OPERATOR: 2 VISITS/WEEK ON NONCONSECUTIVE DAYS FOR A TOTAL OF 0.2 HOUR/WEEK. THERE SHALL BE NO MORE THAN 5 DAYS BETWEEN THE LAST VISIT IN ONE WEEK AND THE FIRST VISIT IN THE NEXT WEEK. | N | Y | CHILL MART & DELI (FORMERLY BIG CHAMP) | 16100 SHADY HILLS ROAD |  | SPRING HILL | FL | 34610 |  | 7278579803 |  |  | ZACKARIAE ETTOUATI | 16100 SHADY HILLS ROAD |  | SPRING HILL | FL | 34610 |  | 8134224322 |  | INVESTOR | 25 | 5000 | 1 | 2014-06-13 | 2021-08-31 | NC01 | 50
6 | PASCO | SWD | mwarren@richlandbc.org | 6515236 | NONCOMMUNITY | CHLORINATION; AERATION FOR REMOVAL OF ANY SECONDARY CONTAMINANT, SULFIDE, OR ANY UNREGULATED CONTAMINANT; CORROSION CONTROL INHIBITOR ADDITION; HYPOCHLORINATION; IRON OR MANGANESE SEQUESTRATION; OR ULTRAVIOLET RADIATION. THE LEAD/CHIEF OPERATOR MUST BE CLASS D OR HIGHER. 50,000 GPD UP TO 0.25 MGD-STAFFING BY CLASS D OR HIGHER OPERATOR: 3 VISITS/WEEK ON NONCONSECUTIVE DAYS FOR A TOTAL OF 0.3 HOUR/WEEK. LESS THAN 50,000 GPD-STAFFING BY A CLASS D OR HIGHER OPERATOR: 2 VISITS/WEEK ON NONCONSECUTIVE DAYS FOR A TOTAL OF 0.2 HOUR/WEEK. THERE SHALL BE NO MORE THAN 5 DAYS BETWEEN THE LAST VISIT IN ONE WEEK AND THE FIRST VISIT IN THE NEXT WEEK. | N | Y | RICHLAND BAPTIST CHURCH | 40443 STEWART ROAD |  | ZEPHYRHILLS | FL | 33540 |  | 3525672990 |  |  | MARK WARREN | 40443 STEWART ROAD |  | ZEPHYRHILLS | FL | 33540 |  | 3525672990 |  | INVESTOR | 50 | 1 | 2 | 2010-03-09 | 2021-11-05 | NC01 | 50
6 | PASCO | SWD |  | 6515237 | NONTRANSIENT NONCOMMUNITY | CHLORINATION; AERATION FOR REMOVAL OF ANY SECONDARY CONTAMINANT, SULFIDE, OR ANY UNREGULATED CONTAMINANT; CORROSION CONTROL INHIBITOR ADDITION; HYPOCHLORINATION; IRON OR MANGANESE SEQUESTRATION; OR ULTRAVIOLET RADIATION. THE LEAD/CHIEF OPERATOR MUST BE CLASS D OR HIGHER. 50,000 GPD UP TO 0.25 MGD-STAFFING BY CLASS D OR HIGHER OPERATOR: 3 VISITS/WEEK ON NONCONSECUTIVE DAYS FOR A TOTAL OF 0.3 HOUR/WEEK. LESS THAN 50,000 GPD-STAFFING BY A CLASS D OR HIGHER OPERATOR: 2 VISITS/WEEK ON NONCONSECUTIVE DAYS FOR A TOTAL OF 0.2 HOUR/WEEK. THERE SHALL BE NO MORE THAN 5 DAYS BETWEEN THE LAST VISIT IN ONE WEEK AND THE FIRST VISIT IN THE NEXT WEEK. | N | Y | OLSEN APARTMENTS | 10608 AUDREY LANE |  | NEW PORT RICHEY | FL | 34655 |  | 7273760343 |  | BONNIE OLSEN | RICHARD OLSEN | PO BOX 539 |  | ELFERS | FL | 34680 |  | 7273760343 |  | INVESTOR | 63 | 1 | 28 | 2020-02-06 | 2019-12-17 | NTNC | 100
6 | PASCO | SWD | jimrinaldo@tampabay.rr.com | 6515240 | NONTRANSIENT NONCOMMUNITY | CHLORINATION; AERATION FOR REMOVAL OF ANY SECONDARY CONTAMINANT, SULFIDE, OR ANY UNREGULATED CONTAMINANT; CORROSION CONTROL INHIBITOR ADDITION; HYPOCHLORINATION; IRON OR MANGANESE SEQUESTRATION; OR ULTRAVIOLET RADIATION. THE LEAD/CHIEF OPERATOR MUST BE CLASS D OR HIGHER. 50,000 GPD UP TO 0.25 MGD-STAFFING BY CLASS D OR HIGHER OPERATOR: 3 VISITS/WEEK ON NONCONSECUTIVE DAYS FOR A TOTAL OF 0.3 HOUR/WEEK. LESS THAN 50,000 GPD-STAFFING BY A CLASS D OR HIGHER OPERATOR: 2 VISITS/WEEK ON NONCONSECUTIVE DAYS FOR A TOTAL OF 0.2 HOUR/WEEK. THERE SHALL BE NO MORE THAN 5 DAYS BETWEEN THE LAST VISIT IN ONE WEEK AND THE FIRST VISIT IN THE NEXT WEEK. | N | Y | RINALDO COMMERCIAL PARK | 37824 SKYRIDGE CIRCLE |  | DADE CITY | FL | 33525 |  |  |  | KEITH STAFFORD | JAMES E RINALDO | 1910 ROBERT TRAIL |  | HUNTER | KS | 67452 |  | 8137882715 |  | INVESTOR | 65 | 0 | 2 | 2020-03-24 | 2020-01-14 | NTNC | 100
6 | PASCO | SWD | smudge@jimbrowneauto.com | 6515247 | NONTRANSIENT NONCOMMUNITY | CHLORINATION; AERATION FOR REMOVAL OF ANY SECONDARY CONTAMINANT, SULFIDE, OR ANY UNREGULATED CONTAMINANT; CORROSION CONTROL INHIBITOR ADDITION; HYPOCHLORINATION; IRON OR MANGANESE SEQUESTRATION; OR ULTRAVIOLET RADIATION. THE LEAD/CHIEF OPERATOR MUST BE CLASS D OR HIGHER. 50,000 GPD UP TO 0.25 MGD-STAFFING BY CLASS D OR HIGHER OPERATOR: 3 VISITS/WEEK ON NONCONSECUTIVE DAYS FOR A TOTAL OF 0.3 HOUR/WEEK. LESS THAN 50,000 GPD-STAFFING BY A CLASS D OR HIGHER OPERATOR: 2 VISITS/WEEK ON NONCONSECUTIVE DAYS FOR A TOTAL OF 0.2 HOUR/WEEK. THERE SHALL BE NO MORE THAN 5 DAYS BETWEEN THE LAST VISIT IN ONE WEEK AND THE FIRST VISIT IN THE NEXT WEEK. | N | Y | JIM BROWNE AUTOMOTIVE | 10741 US HWY 301 |  | ZEPHYRHILLS | FL | 33539 |  | 8137821538 |  | SAM RHINEBERGER | JIM BROWNE | 10741 US 301 |  | DADE CITY | FL | 33525 |  | 3525671222 |  | INVESTOR | 35 | 1 | 2 | 2020-12-22 | 2020-01-14 | NTNC | 100
6 | PASCO | SWD |  | 6515249 | NONCOMMUNITY | CHLORINATION; AERATION FOR REMOVAL OF ANY SECONDARY CONTAMINANT, SULFIDE, OR ANY UNREGULATED CONTAMINANT; CORROSION CONTROL INHIBITOR ADDITION; HYPOCHLORINATION; IRON OR MANGANESE SEQUESTRATION; OR ULTRAVIOLET RADIATION. THE LEAD/CHIEF OPERATOR MUST BE CLASS D OR HIGHER. 50,000 GPD UP TO 0.25 MGD-STAFFING BY CLASS D OR HIGHER OPERATOR: 3 VISITS/WEEK ON NONCONSECUTIVE DAYS FOR A TOTAL OF 0.3 HOUR/WEEK. LESS THAN 50,000 GPD-STAFFING BY A CLASS D OR HIGHER OPERATOR: 2 VISITS/WEEK ON NONCONSECUTIVE DAYS FOR A TOTAL OF 0.2 HOUR/WEEK. THERE SHALL BE NO MORE THAN 5 DAYS BETWEEN THE LAST VISIT IN ONE WEEK AND THE FIRST VISIT IN THE NEXT WEEK. | N | Y | CHURCH OF THE LATTER DAY SAINTS | 9016 FORT KING RD. |  | DADE CITY | FL | 33525 |  | 8137884826 |  | RAMONA LIVINGSTON | EDGARDO CORTEZ | 9016 FORT KING RD. |  | ZEPHYRHILLS | FL | 33681 | 3369 | 8137884826 |  | INVESTOR | 25 | 1 | 1 | 2010-04-05 | 2019-06-17 | NC01 | 50
6 | PASCO | SWD |  | 6515250 | COMMUNITY | AERATION FOR REMOVAL OF ANY PRIMARY CONTAMINANT; ALKALINITY/PH ADJUSTMENT; CHLORAMIN ATION; CHLORINE DIOXIDE FOR OXIDATION OR DISINFECTION; FLUORIDATION; ION EXCHANGE FOR REMOVAL OF ANY SECONDARY CONTAMINANT, SULFIDE, OR ANY UNREGULATED CONTAMINANT; OR OZONATION. THE LEAD/CHIEF OPERATOR MUST BE CLASS C OR HIGHER. 5.0 MGD UP TO 10 MGD-STAFFING BY CLASS C OR HIGHER OPERATOR: 6 HOURS/DAY FOR 5 DAYS/WEEK AND ONE VISIT ON EACH WEEKEND DAY. 3.0 MGD UP TO 5.0 MGD-STAFFING BY CLASS C OR HIGHER OPERATOR: 3 HOURS/DAY FOR 5 DAYS/WEEK AND ONE VISIT ON EACH WEEKEND DAY. 1.0 MGD UP TO 3.0 MGD-STAFFING BY CLASS C OR HIGHER OPERATOR: 1 HOUR/DAY FOR 5 DAYS/WEEK AND ONE VISIT ON EACH WEEKEND DAY. 0.1 MGD UP TO 1.0 MGD-STAFFING BY CLASS C OR HIGHER OPERATOR: 5 VISITS/WEEK AND ONE VISIT EACH WEEKEND FOR A TOTAL OF 1.2 HOURS/WEEK. | N | Y | PCUD-LAKE JOVITA GOLF AND C.C. | 13211 PALMILLA CIRCLE |  | DADE CITY | FL | 33525 |  | 3525675133 |  | GERALD RUNGE | ROBERT MARIN | 19420 CENTRAL BLVD. |  | LAND O' LAKES | FL | 34637 |  | 8139292755 | 6907 | COUNTY | 1799 | 737000 | 692 | 2011-11-18 | 2021-11-23 | DC04 | 1000
6 | PASCO | SWD |  | 6515251 | NONCOMMUNITY | CHLORINATION; AERATION FOR REMOVAL OF ANY SECONDARY CONTAMINANT, SULFIDE, OR ANY UNREGULATED CONTAMINANT; CORROSION CONTROL INHIBITOR ADDITION; HYPOCHLORINATION; IRON OR MANGANESE SEQUESTRATION; OR ULTRAVIOLET RADIATION. THE LEAD/CHIEF OPERATOR MUST BE CLASS D OR HIGHER. 50,000 GPD UP TO 0.25 MGD-STAFFING BY CLASS D OR HIGHER OPERATOR: 3 VISITS/WEEK ON NONCONSECUTIVE DAYS FOR A TOTAL OF 0.3 HOUR/WEEK. LESS THAN 50,000 GPD-STAFFING BY A CLASS D OR HIGHER OPERATOR: 2 VISITS/WEEK ON NONCONSECUTIVE DAYS FOR A TOTAL OF 0.2 HOUR/WEEK. THERE SHALL BE NO MORE THAN 5 DAYS BETWEEN THE LAST VISIT IN ONE WEEK AND THE FIRST VISIT IN THE NEXT WEEK. | N | Y | DENNIS REALTY AND INVESTMENT | 1022 LAND O LAKES BLVD |  | LUTZ | FL | 33549 |  | 8139497444 |  | CARL STRATTON | ROBERT E. DENNIS | 1022 LAND O LAKES BLVD |  | LUTZ | FL | 33549 |  | 8139497444 |  | INVESTOR | 28 | 1 | 1 | 2021-06-17 | 2021-06-15 | NC01 | 50
6 | PASCO | SWD |  | 6515252 | NONTRANSIENT NONCOMMUNITY | CHLORINATION; AERATION FOR REMOVAL OF ANY SECONDARY CONTAMINANT, SULFIDE, OR ANY UNREGULATED CONTAMINANT; CORROSION CONTROL INHIBITOR ADDITION; HYPOCHLORINATION; IRON OR MANGANESE SEQUESTRATION; OR ULTRAVIOLET RADIATION. THE LEAD/CHIEF OPERATOR MUST BE CLASS D OR HIGHER. 50,000 GPD UP TO 0.25 MGD-STAFFING BY CLASS D OR HIGHER OPERATOR: 3 VISITS/WEEK ON NONCONSECUTIVE DAYS FOR A TOTAL OF 0.3 HOUR/WEEK. LESS THAN 50,000 GPD-STAFFING BY A CLASS D OR HIGHER OPERATOR: 2 VISITS/WEEK ON NONCONSECUTIVE DAYS FOR A TOTAL OF 0.2 HOUR/WEEK. THERE SHALL BE NO MORE THAN 5 DAYS BETWEEN THE LAST VISIT IN ONE WEEK AND THE FIRST VISIT IN THE NEXT WEEK. | N | Y | T.B.W./CYPRESS CREEK COMPLEX | EHREN CUTOFF |  | LAND O LAKES | FL | 34639 |  | 8139103204 |  | EVELYN DOOLEY | RON PARKER | 2575 ENTERPRISE ROAD |  | CLEARWATER | FL | 33763 | 3930 | 7277962355 |  | INVESTOR | 45 | 0 | 3 | 2010-05-26 | 2020-07-21 | NTNC | 100
6 | PASCO | SWD |  | 6515257 | NONTRANSIENT NONCOMMUNITY | CHLORINATION; AERATION FOR REMOVAL OF ANY SECONDARY CONTAMINANT, SULFIDE, OR ANY UNREGULATED CONTAMINANT; CORROSION CONTROL INHIBITOR ADDITION; HYPOCHLORINATION; IRON OR MANGANESE SEQUESTRATION; OR ULTRAVIOLET RADIATION. THE LEAD/CHIEF OPERATOR MUST BE CLASS D OR HIGHER. 50,000 GPD UP TO 0.25 MGD-STAFFING BY CLASS D OR HIGHER OPERATOR: 3 VISITS/WEEK ON NONCONSECUTIVE DAYS FOR A TOTAL OF 0.3 HOUR/WEEK. LESS THAN 50,000 GPD-STAFFING BY A CLASS D OR HIGHER OPERATOR: 2 VISITS/WEEK ON NONCONSECUTIVE DAYS FOR A TOTAL OF 0.2 HOUR/WEEK. THERE SHALL BE NO MORE THAN 5 DAYS BETWEEN THE LAST VISIT IN ONE WEEK AND THE FIRST VISIT IN THE NEXT WEEK. | N | Y | ALL KIDS ACADEMY | 1910 LIVINGSTON ROAD |  | LUTZ | FL | 33549 |  | 8139483113 |  | GUS GUTIERREZ | GUS GUTIERREZ | 1910 LIVINGSTONE AVE. |  | LUTZ | FL | 33559 |  | 8139483113 |  | INVESTOR | 200 | 1 | 1 | 2020-04-30 | 2020-04-21 | NTNC | 100
6 | PASCO | SWD |  | 6515258 | NONCOMMUNITY | CHLORINATION; AERATION FOR REMOVAL OF ANY SECONDARY CONTAMINANT, SULFIDE, OR ANY UNREGULATED CONTAMINANT; CORROSION CONTROL INHIBITOR ADDITION; HYPOCHLORINATION; IRON OR MANGANESE SEQUESTRATION; OR ULTRAVIOLET RADIATION. THE LEAD/CHIEF OPERATOR MUST BE CLASS D OR HIGHER. 50,000 GPD UP TO 0.25 MGD-STAFFING BY CLASS D OR HIGHER OPERATOR: 3 VISITS/WEEK ON NONCONSECUTIVE DAYS FOR A TOTAL OF 0.3 HOUR/WEEK. LESS THAN 50,000 GPD-STAFFING BY A CLASS D OR HIGHER OPERATOR: 2 VISITS/WEEK ON NONCONSECUTIVE DAYS FOR A TOTAL OF 0.2 HOUR/WEEK. THERE SHALL BE NO MORE THAN 5 DAYS BETWEEN THE LAST VISIT IN ONE WEEK AND THE FIRST VISIT IN THE NEXT WEEK. | N | Y | SUNCOAST PKWY TOLL PLAZA 2B (RIDGE RD) | SR. 589 |  | LAND O LAKES | FL | 34639 |  | 4075323999 |  | SANTIAGO ALVAREZ | SANTIAGO ALVAREZ | PO BOX 9828 |  | FT. LAUDERDALE | FL | 33310 | 9828 | 9549341261 |  | INVESTOR | 63 | 20000 | 2 | 2015-01-02 | 2017-12-19 | NC01 | 50
6 | PASCO | SWD |  | 6515260 | NONCOMMUNITY | CHLORINATION; AERATION FOR REMOVAL OF ANY SECONDARY CONTAMINANT, SULFIDE, OR ANY UNREGULATED CONTAMINANT; CORROSION CONTROL INHIBITOR ADDITION; HYPOCHLORINATION; IRON OR MANGANESE SEQUESTRATION; OR ULTRAVIOLET RADIATION. THE LEAD/CHIEF OPERATOR MUST BE CLASS D OR HIGHER. 50,000 GPD UP TO 0.25 MGD-STAFFING BY CLASS D OR HIGHER OPERATOR: 3 VISITS/WEEK ON NONCONSECUTIVE DAYS FOR A TOTAL OF 0.3 HOUR/WEEK. LESS THAN 50,000 GPD-STAFFING BY A CLASS D OR HIGHER OPERATOR: 2 VISITS/WEEK ON NONCONSECUTIVE DAYS FOR A TOTAL OF 0.2 HOUR/WEEK. THERE SHALL BE NO MORE THAN 5 DAYS BETWEEN THE LAST VISIT IN ONE WEEK AND THE FIRST VISIT IN THE NEXT WEEK. | N | Y | SUNCOAST PKWY/SEC#4/TOLL PLAZA | SUNCOAST PARKWAY |  | LAND O LAKES | FL | 34639 |  | 4075323999 |  |  | SANTIAGO ALVAREZ | PO BOX 9828 |  | FT. LAUDERDALE | FL | 33310 | 9828 | 9549341261 |  | OTHER | 51 | 765 | 1 | 2015-01-02 | 2017-12-19 | NC01 | 50
6 | PASCO | SWD |  | 6515269 | NONCOMMUNITY | CHLORINATION; AERATION FOR REMOVAL OF ANY SECONDARY CONTAMINANT, SULFIDE, OR ANY UNREGULATED CONTAMINANT; CORROSION CONTROL INHIBITOR ADDITION; HYPOCHLORINATION; IRON OR MANGANESE SEQUESTRATION; OR ULTRAVIOLET RADIATION. THE LEAD/CHIEF OPERATOR MUST BE CLASS D OR HIGHER. 50,000 GPD UP TO 0.25 MGD-STAFFING BY CLASS D OR HIGHER OPERATOR: 3 VISITS/WEEK ON NONCONSECUTIVE DAYS FOR A TOTAL OF 0.3 HOUR/WEEK. LESS THAN 50,000 GPD-STAFFING BY A CLASS D OR HIGHER OPERATOR: 2 VISITS/WEEK ON NONCONSECUTIVE DAYS FOR A TOTAL OF 0.2 HOUR/WEEK. THERE SHALL BE NO MORE THAN 5 DAYS BETWEEN THE LAST VISIT IN ONE WEEK AND THE FIRST VISIT IN THE NEXT WEEK. | N | Y | LATIN CORNER (FORMERLY SORELLE REST.) | 15525 SHADY HILLS RD |  | SPRING HILL | FL | 34601 |  | 7278685829 |  |  | SALVATORE VITIELLO | 15525 SHADY HILLS ROAD |  | SPRING HILL | FL | 34610 |  | 7273790608 |  | INVESTOR | 25 | 2000 | 2 | 2014-10-08 | 2019-12-12 | NC01 | 50
6 | PASCO | SWD |  | 6515270 | NONCOMMUNITY | CHLORINATION; AERATION FOR REMOVAL OF ANY SECONDARY CONTAMINANT, SULFIDE, OR ANY UNREGULATED CONTAMINANT; CORROSION CONTROL INHIBITOR ADDITION; HYPOCHLORINATION; IRON OR MANGANESE SEQUESTRATION; OR ULTRAVIOLET RADIATION. THE LEAD/CHIEF OPERATOR MUST BE CLASS D OR HIGHER. 50,000 GPD UP TO 0.25 MGD-STAFFING BY CLASS D OR HIGHER OPERATOR: 3 VISITS/WEEK ON NONCONSECUTIVE DAYS FOR A TOTAL OF 0.3 HOUR/WEEK. LESS THAN 50,000 GPD-STAFFING BY A CLASS D OR HIGHER OPERATOR: 2 VISITS/WEEK ON NONCONSECUTIVE DAYS FOR A TOTAL OF 0.2 HOUR/WEEK. THERE SHALL BE NO MORE THAN 5 DAYS BETWEEN THE LAST VISIT IN ONE WEEK AND THE FIRST VISIT IN THE NEXT WEEK. | N | Y | SUNNY ACRES | 19740 SMITH LANE |  | LAND O' LAKES | FL | 34639 |  | 8133126780 |  |  | KATHALINE MAN WARREN | 19740 SMITH LANE |  | LAND O' LAKES | FL | 34638 |  | 8133126780 |  | INVESTOR | 32 | 3000 | 19 | 2021-02-08 | 2020-12-29 | NC01 | 50
6 | PASCO | SWD |  | 6515275 | COMMUNITY | AERATION FOR REMOVAL OF ANY PRIMARY CONTAMINANT; ALKALINITY/PH ADJUSTMENT; CHLORAMIN ATION; CHLORINE DIOXIDE FOR OXIDATION OR DISINFECTION; FLUORIDATION; ION EXCHANGE FOR REMOVAL OF ANY SECONDARY CONTAMINANT, SULFIDE, OR ANY UNREGULATED CONTAMINANT; OR OZONATION 10 MGD AND ABOVE. STAFFING BY CLASS C OR HIGHER OPERATOR: 16 HOURS/DAY FOR 7 DAYS/WEEK. THE LEAD/CHIEF OPERATOR MUST BE CLASS B OR HIGHER. | N | Y | TBW/S. PASCO WELLFIELD CHEMICAL FEED SYS | SR 581 |  | WESLEY CHAPEL | FL | 33544 |  | 8139294552 |  | EVELYN DOOLEY | RON PARKER | 2575 ENTERPRISE ROAD |  | CLEARWATER | FL | 33763 |  | 8139294550 |  | AUTHORITY/COMMISSION/DISTRICT | 25 | 28000000 | 2 | 2010-05-26 | 2019-05-20 | DC01 | 6000
6 | PASCO | SWD | rpolk@academyatthefarm.com | 6515277 | NONTRANSIENT NONCOMMUNITY | CHLORINATION; AERATION FOR REMOVAL OF ANY SECONDARY CONTAMINANT, SULFIDE, OR ANY UNREGULATED CONTAMINANT; CORROSION CONTROL INHIBITOR ADDITION; HYPOCHLORINATION; IRON OR MANGANESE SEQUESTRATION; OR ULTRAVIOLET RADIATION. THE LEAD/CHIEF OPERATOR MUST BE CLASS D OR HIGHER. 50,000 GPD UP TO 0.25 MGD-STAFFING BY CLASS D OR HIGHER OPERATOR: 3 VISITS/WEEK ON NONCONSECUTIVE DAYS FOR A TOTAL OF 0.3 HOUR/WEEK. LESS THAN 50,000 GPD-STAFFING BY A CLASS D OR HIGHER OPERATOR: 2 VISITS/WEEK ON NONCONSECUTIVE DAYS FOR A TOTAL OF 0.2 HOUR/WEEK. THERE SHALL BE NO MORE THAN 5 DAYS BETWEEN THE LAST VISIT IN ONE WEEK AND THE FIRST VISIT IN THE NEXT WEEK. | N | Y | ACADEMY AT THE FARM | 9500 ALEX LANGE WAY |  | DADE CITY | FL | 33525 |  | 3525889737 |  |  | RAY POLK | 9500 ALEX LANGE WAY |  | DADE CITY | FL | 33525 |  | 3525889737 |  | INVESTOR | 95 | 5000 | 3 | 2020-08-10 | 2020-06-17 | NTNC | 100
6 | PASCO | SWD |  | 6515278 | NONTRANSIENT NONCOMMUNITY | CHLORINATION; AERATION FOR REMOVAL OF ANY SECONDARY CONTAMINANT, SULFIDE, OR ANY UNREGULATED CONTAMINANT; CORROSION CONTROL INHIBITOR ADDITION; HYPOCHLORINATION; IRON OR MANGANESE SEQUESTRATION; OR ULTRAVIOLET RADIATION. THE LEAD/CHIEF OPERATOR MUST BE CLASS D OR HIGHER. 50,000 GPD UP TO 0.25 MGD-STAFFING BY CLASS D OR HIGHER OPERATOR: 3 VISITS/WEEK ON NONCONSECUTIVE DAYS FOR A TOTAL OF 0.3 HOUR/WEEK. LESS THAN 50,000 GPD-STAFFING BY A CLASS D OR HIGHER OPERATOR: 2 VISITS/WEEK ON NONCONSECUTIVE DAYS FOR A TOTAL OF 0.2 HOUR/WEEK. THERE SHALL BE NO MORE THAN 5 DAYS BETWEEN THE LAST VISIT IN ONE WEEK AND THE FIRST VISIT IN THE NEXT WEEK. | N | Y | CREATIVE TIMES ACADEMY | 26031 COUNTY LINE RD. |  | WESLEY CHAPEL | FL | 33544 |  |  |  | CHAOJIN ZHOU | CHAOJIN ZHOU | 885 W DESOTO ST. |  | CLERMONT | FL | 34711 |  | 8139072700 |  | INVESTOR | 100 | 5000 | 1 | 2019-07-03 | 2019-06-17 | NTNC | 100
6 | PASCO | SWD | pastorbrad@sananncc.com | 6515279 | NONCOMMUNITY | CHLORINATION; AERATION FOR REMOVAL OF ANY SECONDARY CONTAMINANT, SULFIDE, OR ANY UNREGULATED CONTAMINANT; CORROSION CONTROL INHIBITOR ADDITION; HYPOCHLORINATION; IRON OR MANGANESE SEQUESTRATION; OR ULTRAVIOLET RADIATION. THE LEAD/CHIEF OPERATOR MUST BE CLASS D OR HIGHER. 50,000 GPD UP TO 0.25 MGD-STAFFING BY CLASS D OR HIGHER OPERATOR: 3 VISITS/WEEK ON NONCONSECUTIVE DAYS FOR A TOTAL OF 0.3 HOUR/WEEK. LESS THAN 50,000 GPD-STAFFING BY A CLASS D OR HIGHER OPERATOR: 2 VISITS/WEEK ON NONCONSECUTIVE DAYS FOR A TOTAL OF 0.2 HOUR/WEEK. THERE SHALL BE NO MORE THAN 5 DAYS BETWEEN THE LAST VISIT IN ONE WEEK AND THE FIRST VISIT IN THE NEXT WEEK. | N | Y | SAN ANTONIO COMMUNITY CHURCH | 31345 S.R. 52 |  | SAN ANTONIO | FL | 33576 |  | 3525889985 |  |  | BRAD STEVENS | P.O. BOX 697 |  | SAN ANTONIO | FL | 33576 |  | 3525671459 |  | OTHER | 50 | 5000 | 3 | 2018-01-03 | 2017-11-28 | NC01 | 50
6 | PASCO | SWD |  | 6515283 | NONCOMMUNITY | CHLORINATION; AERATION FOR REMOVAL OF ANY SECONDARY CONTAMINANT, SULFIDE, OR ANY UNREGULATED CONTAMINANT; CORROSION CONTROL INHIBITOR ADDITION; HYPOCHLORINATION; IRON OR MANGANESE SEQUESTRATION; OR ULTRAVIOLET RADIATION. THE LEAD/CHIEF OPERATOR MUST BE CLASS D OR HIGHER. 50,000 GPD UP TO 0.25 MGD-STAFFING BY CLASS D OR HIGHER OPERATOR: 3 VISITS/WEEK ON NONCONSECUTIVE DAYS FOR A TOTAL OF 0.3 HOUR/WEEK. LESS THAN 50,000 GPD-STAFFING BY A CLASS D OR HIGHER OPERATOR: 2 VISITS/WEEK ON NONCONSECUTIVE DAYS FOR A TOTAL OF 0.2 HOUR/WEEK. THERE SHALL BE NO MORE THAN 5 DAYS BETWEEN THE LAST VISIT IN ONE WEEK AND THE FIRST VISIT IN THE NEXT WEEK. | N | Y | HICKS ROAD TRAILER PARK | 10020 LYONS LANE |  | HUDSON | FL | 34667 |  | 7279191333 |  |  | DAVID RANKIN | 13000 N. DALE MABRY |  | TAMPA | FL | 33618 |  |  |  | INVESTOR | 25 | 2000 | 16 | 2014-06-13 | 2017-04-24 | NC01 | 50
6 | PASCO | SWD |  | 6515285 | NONCOMMUNITY | CHLORINATION; AERATION FOR REMOVAL OF ANY SECONDARY CONTAMINANT, SULFIDE, OR ANY UNREGULATED CONTAMINANT; CORROSION CONTROL INHIBITOR ADDITION; HYPOCHLORINATION; IRON OR MANGANESE SEQUESTRATION; OR ULTRAVIOLET RADIATION. THE LEAD/CHIEF OPERATOR MUST BE CLASS D OR HIGHER. 50,000 GPD UP TO 0.25 MGD-STAFFING BY CLASS D OR HIGHER OPERATOR: 3 VISITS/WEEK ON NONCONSECUTIVE DAYS FOR A TOTAL OF 0.3 HOUR/WEEK. LESS THAN 50,000 GPD-STAFFING BY A CLASS D OR HIGHER OPERATOR: 2 VISITS/WEEK ON NONCONSECUTIVE DAYS FOR A TOTAL OF 0.2 HOUR/WEEK. THERE SHALL BE NO MORE THAN 5 DAYS BETWEEN THE LAST VISIT IN ONE WEEK AND THE FIRST VISIT IN THE NEXT WEEK. | N | Y | CROSS BAR RANCH EDUCATION CENTER | 20115 SCRUB JAY LANE |  | SPRING HILL | FL | 34610 |  | 7274644442 |  | STUART DAWSON | PINELLAS COUNTY UTILITIES | 14 S. FT. HARRISON AVE. |  | CLEARWATER | FL | 33756 |  | 7274644442 |  | COUNTY | 25 | 0 | 2 | 2017-01-19 | 2017-01-04 | NC01 | 50
6 | PASCO | SWD | wildernesslakechurch@yahoo.com | 6515286 | NONCOMMUNITY | CHLORINATION; AERATION FOR REMOVAL OF ANY SECONDARY CONTAMINANT, SULFIDE, OR ANY UNREGULATED CONTAMINANT; CORROSION CONTROL INHIBITOR ADDITION; HYPOCHLORINATION; IRON OR MANGANESE SEQUESTRATION; OR ULTRAVIOLET RADIATION. THE LEAD/CHIEF OPERATOR MUST BE CLASS D OR HIGHER. 50,000 GPD UP TO 0.25 MGD-STAFFING BY CLASS D OR HIGHER OPERATOR: 3 VISITS/WEEK ON NONCONSECUTIVE DAYS FOR A TOTAL OF 0.3 HOUR/WEEK. LESS THAN 50,000 GPD-STAFFING BY A CLASS D OR HIGHER OPERATOR: 2 VISITS/WEEK ON NONCONSECUTIVE DAYS FOR A TOTAL OF 0.2 HOUR/WEEK. THERE SHALL BE NO MORE THAN 5 DAYS BETWEEN THE LAST VISIT IN ONE WEEK AND THE FIRST VISIT IN THE NEXT WEEK. | N | Y | WILDERNESS LAKE CHURCH | 15511 US HWY. 41 |  | SPRINGHILL | FL | 34610 |  |  |  | MIKE MIELKE | JANE CARLOUGH | 16700 BELLAMY BROTHERS BLVD. |  | DADE CITY | FL | 33523 |  | 3525882620 |  | OTHER | 250 | 5000 | 1 | 2015-12-07 | 2020-10-15 | NC01 | 50
6 | PASCO | SWD | Mgwebb13@netscape.net | 6515289 | NONCOMMUNITY | CHLORINATION; AERATION FOR REMOVAL OF ANY SECONDARY CONTAMINANT, SULFIDE, OR ANY UNREGULATED CONTAMINANT; CORROSION CONTROL INHIBITOR ADDITION; HYPOCHLORINATION; IRON OR MANGANESE SEQUESTRATION; OR ULTRAVIOLET RADIATION. THE LEAD/CHIEF OPERATOR MUST BE CLASS D OR HIGHER. 50,000 GPD UP TO 0.25 MGD-STAFFING BY CLASS D OR HIGHER OPERATOR: 3 VISITS/WEEK ON NONCONSECUTIVE DAYS FOR A TOTAL OF 0.3 HOUR/WEEK. LESS THAN 50,000 GPD-STAFFING BY A CLASS D OR HIGHER OPERATOR: 2 VISITS/WEEK ON NONCONSECUTIVE DAYS FOR A TOTAL OF 0.2 HOUR/WEEK. THERE SHALL BE NO MORE THAN 5 DAYS BETWEEN THE LAST VISIT IN ONE WEEK AND THE FIRST VISIT IN THE NEXT WEEK. | N | Y | OAKS COMMERCE CENTER | 9625 DENTON AVE |  | HUDSON | FL | 34667 |  | 7278492424 |  |  | CHARLES R. GREY | 6328 US 19 |  | NEW PORT RICHEY | FL | 34652 |  | 7278492424 |  | INVESTOR | 25 | 5000 | 1 | 2015-03-17 | 2019-03-21 | NC01 | 50
6 | PASCO | SWD |  | 6515290 | NONCOMMUNITY | CHLORINATION; AERATION FOR REMOVAL OF ANY SECONDARY CONTAMINANT, SULFIDE, OR ANY UNREGULATED CONTAMINANT; CORROSION CONTROL INHIBITOR ADDITION; HYPOCHLORINATION; IRON OR MANGANESE SEQUESTRATION; OR ULTRAVIOLET RADIATION. THE LEAD/CHIEF OPERATOR MUST BE CLASS D OR HIGHER. 50,000 GPD UP TO 0.25 MGD-STAFFING BY CLASS D OR HIGHER OPERATOR: 3 VISITS/WEEK ON NONCONSECUTIVE DAYS FOR A TOTAL OF 0.3 HOUR/WEEK. LESS THAN 50,000 GPD-STAFFING BY A CLASS D OR HIGHER OPERATOR: 2 VISITS/WEEK ON NONCONSECUTIVE DAYS FOR A TOTAL OF 0.2 HOUR/WEEK. THERE SHALL BE NO MORE THAN 5 DAYS BETWEEN THE LAST VISIT IN ONE WEEK AND THE FIRST VISIT IN THE NEXT WEEK. | N | Y | WILLOW BEND COMMUNITY CHURCH | 2541 HENLEY ROAD |  | LUTZ | FL | 33558 |  |  |  |  | GEOFF GORDON | 2541 HENLEY ROAD |  | LUTZ | FL | 33558 |  | 8136992044 |  | OTHER | 26 | 1 | 2 | 2016-06-22 | 2020-12-29 | NC01 | 50
6 | PASCO | SWD | cm201011@aol.com | 6515291 | NONCOMMUNITY | CHLORINATION; AERATION FOR REMOVAL OF ANY SECONDARY CONTAMINANT, SULFIDE, OR ANY UNREGULATED CONTAMINANT; CORROSION CONTROL INHIBITOR ADDITION; HYPOCHLORINATION; IRON OR MANGANESE SEQUESTRATION; OR ULTRAVIOLET RADIATION. THE LEAD/CHIEF OPERATOR MUST BE CLASS D OR HIGHER. 50,000 GPD UP TO 0.25 MGD-STAFFING BY CLASS D OR HIGHER OPERATOR: 3 VISITS/WEEK ON NONCONSECUTIVE DAYS FOR A TOTAL OF 0.3 HOUR/WEEK. LESS THAN 50,000 GPD-STAFFING BY A CLASS D OR HIGHER OPERATOR: 2 VISITS/WEEK ON NONCONSECUTIVE DAYS FOR A TOTAL OF 0.2 HOUR/WEEK. THERE SHALL BE NO MORE THAN 5 DAYS BETWEEN THE LAST VISIT IN ONE WEEK AND THE FIRST VISIT IN THE NEXT WEEK. | N | Y | CHARLIE'S ST. JOE MARKET (FKA CUMBEE) | 31945 ST. JOE ROAD |  | DADE CITY | FL | 33525 |  | 3525880314 |  |  | CHARLES T MADDOX | 16302 IOLA WOODS TRAIL |  | DADE CITY | FL | 33523 |  | 3525880314 |  | INVESTOR | 75 | 5000 | 1 | 2015-04-29 | 2019-06-28 | NC01 | 50
6 | PASCO | SWD |  | 6515292 | NONCOMMUNITY | CHLORINATION; AERATION FOR REMOVAL OF ANY SECONDARY CONTAMINANT, SULFIDE, OR ANY UNREGULATED CONTAMINANT; CORROSION CONTROL INHIBITOR ADDITION; HYPOCHLORINATION; IRON OR MANGANESE SEQUESTRATION; OR ULTRAVIOLET RADIATION. THE LEAD/CHIEF OPERATOR MUST BE CLASS C OR HIGHER. 5.0 MGD AND ABOVE-STAFFING BY CLASS C OR HIGHER OPERATOR: 6 HOURS/DAY FOR 5 DAYS/WEEK AND ONE VISIT ON EACH WEEKEND DAY. 3.0 MGD UP TO 5.0 MGD-STAFFING BY CLASS C OR HIGHER OPERATOR: 1 HOUR/DAY FOR 5 DAYS/WEEK AND ONE VISIT ON EACH WEEKEND DAY. 0.25 MGD UP TO 3.0 MGD-STAFFING BY CLASS C OR HIGHER OPERATOR: 5 VISITS/WEEK AND ONE VISIT EACH WEEKEND FOR A TOTAL OF 0.6 HOUR/WEEK. | N | Y | TAMPA BAY WELLFIELDS FOR WHOLESALE | 2575 ENTERPRISE ROAD |  | CLEARWATER | FL | 33763 |  |  |  | EVELYN DOOLEY | RON PARKER | 2575 ENTERPRISE RD. |  | CLEARWATER | FL | 33763 |  | 7277962355 |  | WATER ASSOCIATION | 25 | 0 | 2 |  | 2020-07-15 | NC01 | 50
6 | PASCO | SWD | office@sacredheartdadecity.org | 6515293 | NONCOMMUNITY | CHLORINATION; AERATION FOR REMOVAL OF ANY SECONDARY CONTAMINANT, SULFIDE, OR ANY UNREGULATED CONTAMINANT; CORROSION CONTROL INHIBITOR ADDITION; HYPOCHLORINATION; IRON OR MANGANESE SEQUESTRATION; OR ULTRAVIOLET RADIATION. THE LEAD/CHIEF OPERATOR MUST BE CLASS D OR HIGHER. 50,000 GPD UP TO 0.25 MGD-STAFFING BY CLASS D OR HIGHER OPERATOR: 3 VISITS/WEEK ON NONCONSECUTIVE DAYS FOR A TOTAL OF 0.3 HOUR/WEEK. LESS THAN 50,000 GPD-STAFFING BY A CLASS D OR HIGHER OPERATOR: 2 VISITS/WEEK ON NONCONSECUTIVE DAYS FOR A TOTAL OF 0.2 HOUR/WEEK. THERE SHALL BE NO MORE THAN 5 DAYS BETWEEN THE LAST VISIT IN ONE WEEK AND THE FIRST VISIT IN THE NEXT WEEK. | N | Y | SACRED HEART CATHOLIC CHURCH | 32145 ST JOE ROAD |  | DADE CITY | FL | 33525 |  | 3525883641 |  |  | SACRED HEART CATHOLIC CHURCH | 32145 ST JOE ROAD |  | DADE CITY | FL | 33525 |  | 3525883641 |  | OTHER | 300 | 3950 | 5 | 2015-07-27 | 2020-01-14 | NC01 | 50
6 | PASCO | SWD |  | 6515294 | NONCOMMUNITY | CHLORINATION; AERATION FOR REMOVAL OF ANY SECONDARY CONTAMINANT, SULFIDE, OR ANY UNREGULATED CONTAMINANT; CORROSION CONTROL INHIBITOR ADDITION; HYPOCHLORINATION; IRON OR MANGANESE SEQUESTRATION; OR ULTRAVIOLET RADIATION. THE LEAD/CHIEF OPERATOR MUST BE CLASS D OR HIGHER. 50,000 GPD UP TO 0.25 MGD-STAFFING BY CLASS D OR HIGHER OPERATOR: 3 VISITS/WEEK ON NONCONSECUTIVE DAYS FOR A TOTAL OF 0.3 HOUR/WEEK. LESS THAN 50,000 GPD-STAFFING BY A CLASS D OR HIGHER OPERATOR: 2 VISITS/WEEK ON NONCONSECUTIVE DAYS FOR A TOTAL OF 0.2 HOUR/WEEK. THERE SHALL BE NO MORE THAN 5 DAYS BETWEEN THE LAST VISIT IN ONE WEEK AND THE FIRST VISIT IN THE NEXT WEEK. | N | Y | SUNCOAST BRACES | 17020 COUNTY LINE RD. |  | SPRING HILL | FL | 34610 |  | 3525934997 |  |  | ROBERT SHERIDAN | 17020 COUNTY LINE ROAD | SUITE 102 | SPRING HILL | FL | 34610 |  | 3525934997 |  | INVESTOR | 25 | 0 | 1 | 2014-10-29 | 2021-03-29 | NC01 | 50
6 | PASCO | SWD |  | 6515296 | NONCOMMUNITY | CHLORINATION; AERATION FOR REMOVAL OF ANY SECONDARY CONTAMINANT, SULFIDE, OR ANY UNREGULATED CONTAMINANT; CORROSION CONTROL INHIBITOR ADDITION; HYPOCHLORINATION; IRON OR MANGANESE SEQUESTRATION; OR ULTRAVIOLET RADIATION. THE LEAD/CHIEF OPERATOR MUST BE CLASS D OR HIGHER. 50,000 GPD UP TO 0.25 MGD-STAFFING BY CLASS D OR HIGHER OPERATOR: 3 VISITS/WEEK ON NONCONSECUTIVE DAYS FOR A TOTAL OF 0.3 HOUR/WEEK. LESS THAN 50,000 GPD-STAFFING BY A CLASS D OR HIGHER OPERATOR: 2 VISITS/WEEK ON NONCONSECUTIVE DAYS FOR A TOTAL OF 0.2 HOUR/WEEK. THERE SHALL BE NO MORE THAN 5 DAYS BETWEEN THE LAST VISIT IN ONE WEEK AND THE FIRST VISIT IN THE NEXT WEEK. | N | Y | GRACE OF GOD CHURCH (TRINITY BAPTIST) | 5725 ROWAN ROAD |  | NEW PORT RICHEY | FL | 34653 |  | 7278158814 |  | JERRY VIANO | CHURCH OFFICE | PO BOX 2069 |  | NEW PORT RICHEY | FL | 34656 |  | 7278158814 |  | OTHER | 80 | 0 | 2 | 2014-11-14 | 2017-06-20 | NC01 | 50
6 | PASCO | SWD | jsuarez@hopeyouthranch.org | 6515300 | NONTRANSIENT NONCOMMUNITY | CHLORINATION; AERATION FOR REMOVAL OF ANY SECONDARY CONTAMINANT, SULFIDE, OR ANY UNREGULATED CONTAMINANT; CORROSION CONTROL INHIBITOR ADDITION; HYPOCHLORINATION; IRON OR MANGANESE SEQUESTRATION; OR ULTRAVIOLET RADIATION. THE LEAD/CHIEF OPERATOR MUST BE CLASS D OR HIGHER. 50,000 GPD UP TO 0.25 MGD-STAFFING BY CLASS D OR HIGHER OPERATOR: 3 VISITS/WEEK ON NONCONSECUTIVE DAYS FOR A TOTAL OF 0.3 HOUR/WEEK. LESS THAN 50,000 GPD-STAFFING BY A CLASS D OR HIGHER OPERATOR: 2 VISITS/WEEK ON NONCONSECUTIVE DAYS FOR A TOTAL OF 0.2 HOUR/WEEK. THERE SHALL BE NO MORE THAN 5 DAYS BETWEEN THE LAST VISIT IN ONE WEEK AND THE FIRST VISIT IN THE NEXT WEEK. | N | Y | HOPE YOUTH RANCH | 17933 EAST ROAD |  | HUDSON | FL | 34667 |  | 7272320119 |  | JOSE SUAREZ | JOSE SUAREZ | 17933 EAST ROAD |  | HUDSON | FL | 34667 |  | 7272320119 |  | OTHER | 25 | 0 | 2 | 2014-08-11 | 2020-06-17 | NTNC | 100
6 | PASCO | SWD |  | 6515302 | NONCOMMUNITY | CHLORINATION; AERATION FOR REMOVAL OF ANY SECONDARY CONTAMINANT, SULFIDE, OR ANY UNREGULATED CONTAMINANT; CORROSION CONTROL INHIBITOR ADDITION; HYPOCHLORINATION; IRON OR MANGANESE SEQUESTRATION; OR ULTRAVIOLET RADIATION. THE LEAD/CHIEF OPERATOR MUST BE CLASS D OR HIGHER. 50,000 GPD UP TO 0.25 MGD-STAFFING BY CLASS D OR HIGHER OPERATOR: 3 VISITS/WEEK ON NONCONSECUTIVE DAYS FOR A TOTAL OF 0.3 HOUR/WEEK. LESS THAN 50,000 GPD-STAFFING BY A CLASS D OR HIGHER OPERATOR: 2 VISITS/WEEK ON NONCONSECUTIVE DAYS FOR A TOTAL OF 0.2 HOUR/WEEK. THERE SHALL BE NO MORE THAN 5 DAYS BETWEEN THE LAST VISIT IN ONE WEEK AND THE FIRST VISIT IN THE NEXT WEEK. | N | Y | THUNDER TAVERN | 5119 SR 54 |  | NEW PORT RICHEY | FL | 34652 |  | 8136294966 |  |  | EMILIA GUYSTER | 12907 PEPPER PLACE |  | TAMPA | FL | 33624 |  | 8136294966 |  | INVESTOR | 25 | 0 | 3 | 2015-02-17 | 2019-03-04 | NC01 | 50
6 | PASCO | SWD |  | 6515304 | NONCOMMUNITY | CHLORINATION; AERATION FOR REMOVAL OF ANY SECONDARY CONTAMINANT, SULFIDE, OR ANY UNREGULATED CONTAMINANT; CORROSION CONTROL INHIBITOR ADDITION; HYPOCHLORINATION; IRON OR MANGANESE SEQUESTRATION; OR ULTRAVIOLET RADIATION. THE LEAD/CHIEF OPERATOR MUST BE CLASS D OR HIGHER. 50,000 GPD UP TO 0.25 MGD-STAFFING BY CLASS D OR HIGHER OPERATOR: 3 VISITS/WEEK ON NONCONSECUTIVE DAYS FOR A TOTAL OF 0.3 HOUR/WEEK. LESS THAN 50,000 GPD-STAFFING BY A CLASS D OR HIGHER OPERATOR: 2 VISITS/WEEK ON NONCONSECUTIVE DAYS FOR A TOTAL OF 0.2 HOUR/WEEK. THERE SHALL BE NO MORE THAN 5 DAYS BETWEEN THE LAST VISIT IN ONE WEEK AND THE FIRST VISIT IN THE NEXT WEEK. | N | Y | LAND O' LAKES BIBLE CHAPEL | 3116 GULFWIND DRIVE |  | LAND O' LAKES | FL | 34639 |  | 8139681053 |  |  | DAVID DUNLAP | 3116 GULFWIND DRIVE |  | LAND O' LAKES | FL | 34639 |  | 8139961053 |  | OTHER | 25 | 1800 | 1 | 2019-07-02 | 2019-06-17 | NC01 | 50
6 | PASCO | SWD |  | 6515305 | NONTRANSIENT NONCOMMUNITY | CHLORINATION; AERATION FOR REMOVAL OF ANY SECONDARY CONTAMINANT, SULFIDE, OR ANY UNREGULATED CONTAMINANT; CORROSION CONTROL INHIBITOR ADDITION; HYPOCHLORINATION; IRON OR MANGANESE SEQUESTRATION; OR ULTRAVIOLET RADIATION. THE LEAD/CHIEF OPERATOR MUST BE CLASS C OR HIGHER. 5.0 MGD AND ABOVE-STAFFING BY CLASS C OR HIGHER OPERATOR: 6 HOURS/DAY FOR 5 DAYS/WEEK AND ONE VISIT ON EACH WEEKEND DAY. 3.0 MGD UP TO 5.0 MGD-STAFFING BY CLASS C OR HIGHER OPERATOR: 1 HOUR/DAY FOR 5 DAYS/WEEK AND ONE VISIT ON EACH WEEKEND DAY. 0.25 MGD UP TO 3.0 MGD-STAFFING BY CLASS C OR HIGHER OPERATOR: 5 VISITS/WEEK AND ONE VISIT EACH WEEKEND FOR A TOTAL OF 0.6 HOUR/WEEK. | N | Y | BLUETRITON - ZEPHYRHILLS (FKA NESTLE) | 1609 CRYSTAL SPRINGS ROAD |  | CRYSTAL SPRINGS | FL | 33524 |  | 8137780547 |  | SEAN STEVENSON | KIMBERLY BROCK | 4330 20TH ST. |  | ZEPHYRHILLS | FL | 33542 |  | 8137780550 |  | OTHER | 50 | 1100000 | 2 | 2014-12-17 | 2021-09-03 | NTNC | 100
6 | PASCO | SWD |  | 6515307 | NONCOMMUNITY | CHLORINATION; AERATION FOR REMOVAL OF ANY SECONDARY CONTAMINANT, SULFIDE, OR ANY UNREGULATED CONTAMINANT; CORROSION CONTROL INHIBITOR ADDITION; HYPOCHLORINATION; IRON OR MANGANESE SEQUESTRATION; OR ULTRAVIOLET RADIATION. THE LEAD/CHIEF OPERATOR MUST BE CLASS D OR HIGHER. 50,000 GPD UP TO 0.25 MGD-STAFFING BY CLASS D OR HIGHER OPERATOR: 3 VISITS/WEEK ON NONCONSECUTIVE DAYS FOR A TOTAL OF 0.3 HOUR/WEEK. LESS THAN 50,000 GPD-STAFFING BY A CLASS D OR HIGHER OPERATOR: 2 VISITS/WEEK ON NONCONSECUTIVE DAYS FOR A TOTAL OF 0.2 HOUR/WEEK. THERE SHALL BE NO MORE THAN 5 DAYS BETWEEN THE LAST VISIT IN ONE WEEK AND THE FIRST VISIT IN THE NEXT WEEK. | N | Y | PK FOOD STORE | 38141 TRILBY ROAD |  | DADE CITY | FL | 33523 |  | 3525835505 |  |  | GEORGES RAFFOUL | 38141 TRILBY ROAD |  | DADE CITY | FL | 33523 |  | 8137131343 |  | INVESTOR | 25 | 0 | 1 | 2020-01-17 | 2020-01-14 | NC01 | 50
6 | PASCO | SWD |  | 6515309 | NONCOMMUNITY | CHLORINATION; AERATION FOR REMOVAL OF ANY SECONDARY CONTAMINANT, SULFIDE, OR ANY UNREGULATED CONTAMINANT; CORROSION CONTROL INHIBITOR ADDITION; HYPOCHLORINATION; IRON OR MANGANESE SEQUESTRATION; OR ULTRAVIOLET RADIATION. THE LEAD/CHIEF OPERATOR MUST BE CLASS D OR HIGHER. 50,000 GPD UP TO 0.25 MGD-STAFFING BY CLASS D OR HIGHER OPERATOR: 3 VISITS/WEEK ON NONCONSECUTIVE DAYS FOR A TOTAL OF 0.3 HOUR/WEEK. LESS THAN 50,000 GPD-STAFFING BY A CLASS D OR HIGHER OPERATOR: 2 VISITS/WEEK ON NONCONSECUTIVE DAYS FOR A TOTAL OF 0.2 HOUR/WEEK. THERE SHALL BE NO MORE THAN 5 DAYS BETWEEN THE LAST VISIT IN ONE WEEK AND THE FIRST VISIT IN THE NEXT WEEK. | N | Y | CLEAN DETOX CENTER | 9270 ROYAL PALM AVENUE |  | NEW PORT RICHEY | FL | 34654 |  | 7272131741 |  |  | KENT RUNYAN | 9270 ROYAL PALM AVE. |  | NEW PORT RICHEY | FL | 34654 |  | 7272328401 |  | INVESTOR | 30 | 0 | 2 | 2014-10-31 | 2016-11-22 | NC01 | 50
6 | PASCO | SWD |  | 6515311 | NONCOMMUNITY | CHLORINATION; AERATION FOR REMOVAL OF ANY SECONDARY CONTAMINANT, SULFIDE, OR ANY UNREGULATED CONTAMINANT; CORROSION CONTROL INHIBITOR ADDITION; HYPOCHLORINATION; IRON OR MANGANESE SEQUESTRATION; OR ULTRAVIOLET RADIATION. THE LEAD/CHIEF OPERATOR MUST BE CLASS D OR HIGHER. 50,000 GPD UP TO 0.25 MGD-STAFFING BY CLASS D OR HIGHER OPERATOR: 3 VISITS/WEEK ON NONCONSECUTIVE DAYS FOR A TOTAL OF 0.3 HOUR/WEEK. LESS THAN 50,000 GPD-STAFFING BY A CLASS D OR HIGHER OPERATOR: 2 VISITS/WEEK ON NONCONSECUTIVE DAYS FOR A TOTAL OF 0.2 HOUR/WEEK. THERE SHALL BE NO MORE THAN 5 DAYS BETWEEN THE LAST VISIT IN ONE WEEK AND THE FIRST VISIT IN THE NEXT WEEK. | N | Y | FAY'S RV PARK | 1421 CALVARY ROAD |  | HOLIDAY | FL | 34691 |  | 7279422487 |  | STEVE CRISTOFORI | STEVE CRISTOFORI | 1421 CALVARY ROAD |  | HOLIDAY | FL | 34691 |  | 7279422487 |  | INVESTOR | 25 | 0 | 21 |  | 2021-07-19 | NC01 | 50
6 | PASCO | SWD | cary@treehoppers.com | 6515312 | NONCOMMUNITY | CHLORINATION; AERATION FOR REMOVAL OF ANY SECONDARY CONTAMINANT, SULFIDE, OR ANY UNREGULATED CONTAMINANT; CORROSION CONTROL INHIBITOR ADDITION; HYPOCHLORINATION; IRON OR MANGANESE SEQUESTRATION; OR ULTRAVIOLET RADIATION. THE LEAD/CHIEF OPERATOR MUST BE CLASS D OR HIGHER. 50,000 GPD UP TO 0.25 MGD-STAFFING BY CLASS D OR HIGHER OPERATOR: 3 VISITS/WEEK ON NONCONSECUTIVE DAYS FOR A TOTAL OF 0.3 HOUR/WEEK. LESS THAN 50,000 GPD-STAFFING BY A CLASS D OR HIGHER OPERATOR: 2 VISITS/WEEK ON NONCONSECUTIVE DAYS FOR A TOTAL OF 0.2 HOUR/WEEK. THERE SHALL BE NO MORE THAN 5 DAYS BETWEEN THE LAST VISIT IN ONE WEEK AND THE FIRST VISIT IN THE NEXT WEEK. | N | Y | TREE HOPPERS PRO SHOP | 27839 ST. JOE ROAD |  | DADE CITY | FL | 33525 |  | 8133815400 |  |  | CHARLES CARY TEAR | 27839 ST. JOE ROAD |  | DADE CITY | FL | 33525 |  | 8133815400 |  | INVESTOR | 25 | 10000 | 1 |  | 2021-03-18 | NC01 | 50
6 | PASCO | SWD |  | 6515317 | NONCOMMUNITY | CHLORINATION; AERATION FOR REMOVAL OF ANY SECONDARY CONTAMINANT, SULFIDE, OR ANY UNREGULATED CONTAMINANT; CORROSION CONTROL INHIBITOR ADDITION; HYPOCHLORINATION; IRON OR MANGANESE SEQUESTRATION; OR ULTRAVIOLET RADIATION. THE LEAD/CHIEF OPERATOR MUST BE CLASS D OR HIGHER. 50,000 GPD UP TO 0.25 MGD-STAFFING BY CLASS D OR HIGHER OPERATOR: 3 VISITS/WEEK ON NONCONSECUTIVE DAYS FOR A TOTAL OF 0.3 HOUR/WEEK. LESS THAN 50,000 GPD-STAFFING BY A CLASS D OR HIGHER OPERATOR: 2 VISITS/WEEK ON NONCONSECUTIVE DAYS FOR A TOTAL OF 0.2 HOUR/WEEK. THERE SHALL BE NO MORE THAN 5 DAYS BETWEEN THE LAST VISIT IN ONE WEEK AND THE FIRST VISIT IN THE NEXT WEEK. | N | Y | STARKEY MARKET | 3460 STARKEY BLVD |  | TRINITY | FL | 34655 |  | 7279190511 |  |  | CHARLES AARON DERKSEN | 10730 LAKE BLANCHE DRIVE |  | TRINITY | FL | 34655 |  | 7279190511 |  | INVESTOR | 25 | 0 | 1 | 2019-03-15 | 2019-02-05 | NC01 | 50
6 | PASCO | SWD |  | 6515319 | NONTRANSIENT NONCOMMUNITY | CHLORINATION; AERATION FOR REMOVAL OF ANY SECONDARY CONTAMINANT, SULFIDE, OR ANY UNREGULATED CONTAMINANT; CORROSION CONTROL INHIBITOR ADDITION; HYPOCHLORINATION; IRON OR MANGANESE SEQUESTRATION; OR ULTRAVIOLET RADIATION. THE LEAD/CHIEF OPERATOR MUST BE CLASS D OR HIGHER. 50,000 GPD UP TO 0.25 MGD-STAFFING BY CLASS D OR HIGHER OPERATOR: 3 VISITS/WEEK ON NONCONSECUTIVE DAYS FOR A TOTAL OF 0.3 HOUR/WEEK. LESS THAN 50,000 GPD-STAFFING BY A CLASS D OR HIGHER OPERATOR: 2 VISITS/WEEK ON NONCONSECUTIVE DAYS FOR A TOTAL OF 0.2 HOUR/WEEK. THERE SHALL BE NO MORE THAN 5 DAYS BETWEEN THE LAST VISIT IN ONE WEEK AND THE FIRST VISIT IN THE NEXT WEEK. | N | Y | TRILBY CUTOFF, LLC | 20444 TRILBY CUTOFF ROAD |  | TRILBY | FL | 33523 |  | 3525853583 |  |  | JAMES HANCOCK | PO BOX 382 |  | SAN ANTONIO | FL | 3357 | 6 | 3525853583 |  | INVESTOR | 25 | 0 | 4 | 2019-10-23 | 2019-07-23 | NTNC | 100
6 | PASCO | SWD |  | 6515320 | NONCOMMUNITY | CHLORINATION; AERATION FOR REMOVAL OF ANY SECONDARY CONTAMINANT, SULFIDE, OR ANY UNREGULATED CONTAMINANT; CORROSION CONTROL INHIBITOR ADDITION; HYPOCHLORINATION; IRON OR MANGANESE SEQUESTRATION; OR ULTRAVIOLET RADIATION. THE LEAD/CHIEF OPERATOR MUST BE CLASS D OR HIGHER. 50,000 GPD UP TO 0.25 MGD-STAFFING BY CLASS D OR HIGHER OPERATOR: 3 VISITS/WEEK ON NONCONSECUTIVE DAYS FOR A TOTAL OF 0.3 HOUR/WEEK. LESS THAN 50,000 GPD-STAFFING BY A CLASS D OR HIGHER OPERATOR: 2 VISITS/WEEK ON NONCONSECUTIVE DAYS FOR A TOTAL OF 0.2 HOUR/WEEK. THERE SHALL BE NO MORE THAN 5 DAYS BETWEEN THE LAST VISIT IN ONE WEEK AND THE FIRST VISIT IN THE NEXT WEEK. | N | Y | GRECO ALUMINUM | 9410 EDEN AVENUE |  | HUDSON | FL | 34667 |  | 7273721100 |  | RANDY KERNON | RANDY KERNON | 9410 EDEN AVENUE |  | HUDSON | FL | 34667 |  | 7273721100 |  | INVESTOR | 40 | 0 | 1 | 2019-09-25 | 2019-05-16 | NC01 | 50
6 | PASCO | SWD | pitterpatterkidspreschool@yahoo.com | 6515321 | NONCOMMUNITY | CHLORINATION; AERATION FOR REMOVAL OF ANY SECONDARY CONTAMINANT, SULFIDE, OR ANY UNREGULATED CONTAMINANT; CORROSION CONTROL INHIBITOR ADDITION; HYPOCHLORINATION; IRON OR MANGANESE SEQUESTRATION; OR ULTRAVIOLET RADIATION. THE LEAD/CHIEF OPERATOR MUST BE CLASS D OR HIGHER. 50,000 GPD UP TO 0.25 MGD-STAFFING BY CLASS D OR HIGHER OPERATOR: 3 VISITS/WEEK ON NONCONSECUTIVE DAYS FOR A TOTAL OF 0.3 HOUR/WEEK. LESS THAN 50,000 GPD-STAFFING BY A CLASS D OR HIGHER OPERATOR: 2 VISITS/WEEK ON NONCONSECUTIVE DAYS FOR A TOTAL OF 0.2 HOUR/WEEK. THERE SHALL BE NO MORE THAN 5 DAYS BETWEEN THE LAST VISIT IN ONE WEEK AND THE FIRST VISIT IN THE NEXT WEEK. | N | Y | PITTER PATTER DAYCARE | 18920 CIMBORA DRIVE |  | SPRING HILL | FL | 34610 |  | 3523982590 |  |  | DERRICK RUSHNELL | 13109 ALISHA COURT |  | SPRING HILL | FL | 34609 |  | 3523982590 |  | INVESTOR | 25 | 0 | 1 |  | 2020-10-15 | NC01 | 50
6 | PASCO | SWD |  | 6515323 | NONCOMMUNITY | CHLORINATION; AERATION FOR REMOVAL OF ANY SECONDARY CONTAMINANT, SULFIDE, OR ANY UNREGULATED CONTAMINANT; CORROSION CONTROL INHIBITOR ADDITION; HYPOCHLORINATION; IRON OR MANGANESE SEQUESTRATION; OR ULTRAVIOLET RADIATION. THE LEAD/CHIEF OPERATOR MUST BE CLASS D OR HIGHER. 50,000 GPD UP TO 0.25 MGD-STAFFING BY CLASS D OR HIGHER OPERATOR: 3 VISITS/WEEK ON NONCONSECUTIVE DAYS FOR A TOTAL OF 0.3 HOUR/WEEK. LESS THAN 50,000 GPD-STAFFING BY A CLASS D OR HIGHER OPERATOR: 2 VISITS/WEEK ON NONCONSECUTIVE DAYS FOR A TOTAL OF 0.2 HOUR/WEEK. THERE SHALL BE NO MORE THAN 5 DAYS BETWEEN THE LAST VISIT IN ONE WEEK AND THE FIRST VISIT IN THE NEXT WEEK. | N | Y | FAMILY OF GOD BAPTIST CHURCH | 10331 OLD LAKELAND HIGHWAY |  | DADE CITY | FL | 33525 |  | 8138286931 |  |  | RUSSELL GUYNN | 10331 OLD LAKELAND HIGHWAY |  | DADE CITY | FL | 33525 |  | 8138286931 |  | OTHER | 250 | 50400 | 1 |  | 2021-09-30 | NC01 | 50
6 | PASCO | SWD |  | 6515324 | NONCOMMUNITY | CHLORINATION; AERATION FOR REMOVAL OF ANY SECONDARY CONTAMINANT, SULFIDE, OR ANY UNREGULATED CONTAMINANT; CORROSION CONTROL INHIBITOR ADDITION; HYPOCHLORINATION; IRON OR MANGANESE SEQUESTRATION; OR ULTRAVIOLET RADIATION. THE LEAD/CHIEF OPERATOR MUST BE CLASS D OR HIGHER. 50,000 GPD UP TO 0.25 MGD-STAFFING BY CLASS D OR HIGHER OPERATOR: 3 VISITS/WEEK ON NONCONSECUTIVE DAYS FOR A TOTAL OF 0.3 HOUR/WEEK. LESS THAN 50,000 GPD-STAFFING BY A CLASS D OR HIGHER OPERATOR: 2 VISITS/WEEK ON NONCONSECUTIVE DAYS FOR A TOTAL OF 0.2 HOUR/WEEK. THERE SHALL BE NO MORE THAN 5 DAYS BETWEEN THE LAST VISIT IN ONE WEEK AND THE FIRST VISIT IN THE NEXT WEEK. | N | Y | HSW 54/41 | 21126 STATE ROAD 54 |  | LUTZ | FL | 33558 |  | 8139626959 |  |  | RAY SONAZZARO | 3750 GUNN HIGHWAY | #308 | TAMPA | FL | 33618 |  | 8139626959 |  | INVESTOR | 25 | 0 | 1 |  | 2021-09-29 | NC01 | 50
6 | PASCO | SWD |  | 6515325 | NONCOMMUNITY | CHLORINATION; AERATION FOR REMOVAL OF ANY SECONDARY CONTAMINANT, SULFIDE, OR ANY UNREGULATED CONTAMINANT; CORROSION CONTROL INHIBITOR ADDITION; HYPOCHLORINATION; IRON OR MANGANESE SEQUESTRATION; OR ULTRAVIOLET RADIATION. THE LEAD/CHIEF OPERATOR MUST BE CLASS D OR HIGHER. 50,000 GPD UP TO 0.25 MGD-STAFFING BY CLASS D OR HIGHER OPERATOR: 3 VISITS/WEEK ON NONCONSECUTIVE DAYS FOR A TOTAL OF 0.3 HOUR/WEEK. LESS THAN 50,000 GPD-STAFFING BY A CLASS D OR HIGHER OPERATOR: 2 VISITS/WEEK ON NONCONSECUTIVE DAYS FOR A TOTAL OF 0.2 HOUR/WEEK. THERE SHALL BE NO MORE THAN 5 DAYS BETWEEN THE LAST VISIT IN ONE WEEK AND THE FIRST VISIT IN THE NEXT WEEK. | N | Y | VCA SAN FRANCIS ANIMAL HOSPITAL | 16901 SHADY HILLS ROAD |  | SPRING HILL | FL | 34610 |  | 3528480940 |  |  | LISA CAMPOS | 16901 SHADY HILLS ROAD |  | SPRING HILL | FL | 34610 |  | 7274597331 |  | INVESTOR | 25 | 0 | 1 | 2021-06-15 | 2021-04-20 | NC01 | 50
6 | PINELLAS | SWD | belleairwater@hotmail.com | 6520135 | COMMUNITY | AERATION FOR REMOVAL OF ANY PRIMARY CONTAMINANT; ALKALINITY/PH ADJUSTMENT; CHLORAMIN ATION; CHLORINE DIOXIDE FOR OXIDATION OR DISINFECTION; FLUORIDATION; ION EXCHANGE FOR REMOVAL OF ANY SECONDARY CONTAMINANT, SULFIDE, OR ANY UNREGULATED CONTAMINANT; OR OZONATION. THE LEAD/CHIEF OPERATOR MUST BE CLASS C OR HIGHER. 5.0 MGD UP TO 10 MGD-STAFFING BY CLASS C OR HIGHER OPERATOR: 6 HOURS/DAY FOR 5 DAYS/WEEK AND ONE VISIT ON EACH WEEKEND DAY. 3.0 MGD UP TO 5.0 MGD-STAFFING BY CLASS C OR HIGHER OPERATOR: 3 HOURS/DAY FOR 5 DAYS/WEEK AND ONE VISIT ON EACH WEEKEND DAY. 1.0 MGD UP TO 3.0 MGD-STAFFING BY CLASS C OR HIGHER OPERATOR: 1 HOUR/DAY FOR 5 DAYS/WEEK AND ONE VISIT ON EACH WEEKEND DAY. 0.1 MGD UP TO 1.0 MGD-STAFFING BY CLASS C OR HIGHER OPERATOR: 5 VISITS/WEEK AND ONE VISIT EACH WEEKEND FOR A TOTAL OF 1.2 HOURS/WEEK. | N | Y | BELLEAIR WATER PLANT | 901 PONCE DE LEON BLVD. |  | BELLEAIR | FL | 33756 | 1096 | 7275883795 | 203 | DAVID BROWN | TOWN OF BELLEAIR | 901 PONCE DE LEON BLVD |  | BELLEAIR | FL | 33756 | 1096 | 7275883795 |  | MUNICIPALITY | 5299 | 2200000 | 1587 | 2014-12-23 | 2020-07-31 | DC03 | 2000
6 | PINELLAS | SWD |  | 6520242 | NONCOMMUNITY | CHLORINATION; AERATION FOR REMOVAL OF ANY SECONDARY CONTAMINANT, SULFIDE, OR ANY UNREGULATED CONTAMINANT; CORROSION CONTROL INHIBITOR ADDITION; HYPOCHLORINATION; IRON OR MANGANESE SEQUESTRATION; OR ULTRAVIOLET RADIATION. THE LEAD/CHIEF OPERATOR MUST BE CLASS D OR HIGHER. 50,000 GPD UP TO 0.25 MGD-STAFFING BY CLASS D OR HIGHER OPERATOR: 3 VISITS/WEEK ON NONCONSECUTIVE DAYS FOR A TOTAL OF 0.3 HOUR/WEEK. LESS THAN 50,000 GPD-STAFFING BY A CLASS D OR HIGHER OPERATOR: 2 VISITS/WEEK ON NONCONSECUTIVE DAYS FOR A TOTAL OF 0.2 HOUR/WEEK. THERE SHALL BE NO MORE THAN 5 DAYS BETWEEN THE LAST VISIT IN ONE WEEK AND THE FIRST VISIT IN THE NEXT WEEK. | N | Y | CAMP SOULE(BOY SCOUTS OF AMER) | 2201 SOULE RD. |  | CLEARWATER | FL | 33759 |  | 7273913800 |  | FRANK MARION | ANGELIQUE SAFFORE | 13228 N. CENTRAL AVE. |  | TAMPA | FL | 33612 |  | 8138722691 | 103 | OTHER | 150 | 25000 | 13 | 2013-11-13 | 2017-03-03 | NC01 | 50
6 | PINELLAS | SWD | glenn.daniel@myclearwater.com | 6520336 | COMMUNITY | MEMBRANE PROCESSES, INCLUDING ELECTRODIALYSIS, ELECTRODIALYSIS REVERSAL, MICROFILTRATION, ULTRAFILTRATION, NANOFILTRATION, AND REVERSE OSMOSIS 1.0 MGD UP TO 6.5 MGD. STAFFING BY CLASS C OR HIGHER OPERATOR: 16 HOURS/DAY FOR 7 DAYS/WEEK. THE LEAD/CHIEF OPERATOR MUST BE CLASS B OR HIGHER. | Y | Y | CLEARWATER WATER SYSTEM | 1650 N. ARCUTURAS AVE., BLDG. #C |  | CLEARWATER | FL | 33765 |  | 7275624960 | 7249 | RICHARD GARDNER | GLENN DANIEL | 1650 N. ARCTURAS AVE. | BLDG. #C | CLEARWATER | FL | 33765 | 1945 | 7275624960 | 7249 | MUNICIPALITY | 110000 | 20690000 | 38005 | 2012-05-09 | 2020-06-24 | DC01 | 6000
6 | PINELLAS | SWD | JVanAmburg@dunedinfl.net | 6520486 | COMMUNITY | MEMBRANE PROCESSES, INCLUDING ELECTRODIALYSIS, ELECTRODIALYSIS REVERSAL, MICROFILTRATION, ULTRAFILTRATION, NANOFILTRATION, AND REVERSE OSMOSIS 6.5 MGD AND ABOVE. STAFFING BY CLASS C OR HIGHER OPERATOR: 24 HOURS/DAY FOR 7 DAYS/WEEK. THE LEAD/CHIEF OPERATOR MUST BE CLASS A. | N | Y | DUNEDIN WATER SYSTEM | 1401 COUNTY ROAD 1 |  | DUNEDIN | FL | 34698 |  | 7272983100 |  | MIKE COSTA | PAUL STANEK | 1401 CR 1 |  | DUNEDIN | FL | 34698 |  | 7272982409 |  | MUNICIPALITY | 46161 | 7169000 | 11608 | 2021-06-08 | 2021-05-21 | DC02 | 4000
6 | PINELLAS | SWD | clott@mygulfport.us | 6520705 | COMMUNITY | CHLORINATION; AERATION FOR REMOVAL OF ANY SECONDARY CONTAMINANT, SULFIDE, OR ANY UNREGULATED CONTAMINANT; CORROSION CONTROL INHIBITOR ADDITION; HYPOCHLORINATION; IRON OR MANGANESE SEQUESTRATION; OR ULTRAVIOLET RADIATION. THE LEAD/CHIEF OPERATOR MUST BE CLASS D OR HIGHER. 50,000 GPD UP TO 0.25 MGD-STAFFING BY CLASS D OR HIGHER OPERATOR: 3 VISITS/WEEK ON NONCONSECUTIVE DAYS FOR A TOTAL OF 0.3 HOUR/WEEK. LESS THAN 50,000 GPD-STAFFING BY A CLASS D OR HIGHER OPERATOR: 2 VISITS/WEEK ON NONCONSECUTIVE DAYS FOR A TOTAL OF 0.2 HOUR/WEEK. THERE SHALL BE NO MORE THAN 5 DAYS BETWEEN THE LAST VISIT IN ONE WEEK AND THE FIRST VISIT IN THE NEXT WEEK. | Y | N | GULFPORT WATER SYSTEM | 2401 53RD ST S |  | GULFPORT | FL | 33707 |  | 7278931000 |  | CLAY LOTT | CLAY LOTT | 2401 53RD ST S |  | GULFPORT | FL | 33707 |  | 7278931085 |  | MUNICIPALITY | 12600 | 19440000 | 6474 | 2010-02-24 | 2020-05-28 | PC04 | 1000
6 | PINELLAS | SWD | p.c.flynn@utilitiesinc-usa.com | 6521000 | COMMUNITY | CHLORINATION; AERATION FOR REMOVAL OF ANY SECONDARY CONTAMINANT, SULFIDE, OR ANY UNREGULATED CONTAMINANT; CORROSION CONTROL INHIBITOR ADDITION; HYPOCHLORINATION; IRON OR MANGANESE SEQUESTRATION; OR ULTRAVIOLET RADIATION. THE LEAD/CHIEF OPERATOR MUST BE CLASS D OR HIGHER. 50,000 GPD UP TO 0.25 MGD-STAFFING BY CLASS D OR HIGHER OPERATOR: 3 VISITS/WEEK ON NONCONSECUTIVE DAYS FOR A TOTAL OF 0.3 HOUR/WEEK. LESS THAN 50,000 GPD-STAFFING BY A CLASS D OR HIGHER OPERATOR: 2 VISITS/WEEK ON NONCONSECUTIVE DAYS FOR A TOTAL OF 0.2 HOUR/WEEK. THERE SHALL BE NO MORE THAN 5 DAYS BETWEEN THE LAST VISIT IN ONE WEEK AND THE FIRST VISIT IN THE NEXT WEEK. | N | Y | LAKE TARPON MOBILE HOME VILLAG | 36235 US HWY 19 |  | PALM HARBOR | FL | 34684 |  | 4078691919 |  | MIKE WILSON | MIKE WILSON | 200 WEATHERFIELD AVE. |  | ALTAMONTE SPRINGS | FL | 32714 |  | 4077631467 |  | INVESTOR | 1285 | 720000 | 514 | 2012-01-24 | 2020-03-13 | DC04 | 1000
6 | PINELLAS | SWD | ltrepany@co.pinellas.fl.us | 6521405 | COMMUNITY | AERATION FOR REMOVAL OF ANY PRIMARY CONTAMINANT; ALKALINITY/PH ADJUSTMENT; CHLORAMIN ATION; CHLORINE DIOXIDE FOR OXIDATION OR DISINFECTION; FLUORIDATION; ION EXCHANGE FOR REMOVAL OF ANY SECONDARY CONTAMINANT, SULFIDE, OR ANY UNREGULATED CONTAMINANT; OR OZONATION 10 MGD AND ABOVE. STAFFING BY CLASS C OR HIGHER OPERATOR: 16 HOURS/DAY FOR 7 DAYS/WEEK. THE LEAD/CHIEF OPERATOR MUST BE CLASS B OR HIGHER. | Y | N | PINELLAS COUNTY UTILITIES | 14 SO. FT. HARRISON AVE. |  | CLEARWATER | FL | 33756 |  | 7274643588 |  | ROYCE RARICK | MEGAN ROSS | 6730 142ND AVE NORTH |  | LARGO | FL | 33771 |  | 7275822304 |  | COUNTY | 506353 | 50000000 | 114525 | 2012-08-21 | 2020-08-28 | PC06 | 4000
6 | PINELLAS | SWD | dgwinn@pinellas-park.com | 6521406 | COMMUNITY | CHLORINATION; AERATION FOR REMOVAL OF ANY SECONDARY CONTAMINANT, SULFIDE, OR ANY UNREGULATED CONTAMINANT; CORROSION CONTROL INHIBITOR ADDITION; HYPOCHLORINATION; IRON OR MANGANESE SEQUESTRATION; OR ULTRAVIOLET RADIATION. THE LEAD/CHIEF OPERATOR MUST BE CLASS D OR HIGHER. 50,000 GPD UP TO 0.25 MGD-STAFFING BY CLASS D OR HIGHER OPERATOR: 3 VISITS/WEEK ON NONCONSECUTIVE DAYS FOR A TOTAL OF 0.3 HOUR/WEEK. LESS THAN 50,000 GPD-STAFFING BY A CLASS D OR HIGHER OPERATOR: 2 VISITS/WEEK ON NONCONSECUTIVE DAYS FOR A TOTAL OF 0.2 HOUR/WEEK. THERE SHALL BE NO MORE THAN 5 DAYS BETWEEN THE LAST VISIT IN ONE WEEK AND THE FIRST VISIT IN THE NEXT WEEK. | Y | N | PINELLAS PARK WATER DEPT | P.O. BOX 1100 |  | PINELLAS PARK | FL | 33781 | 1100 | 7275410774 |  |  | MARTY REICH | 6250 82ND AVE. N |  | PINELLAS PARK | FL | 33781 |  | 7273695622 |  | MUNICIPALITY | 48939 | 31680000 | 35290 | 2013-03-26 | 2019-04-29 | PC04 | 1000
6 | PINELLAS | SWD | jmulvihill@ci.oldsmar.fl.us | 6521417 | COMMUNITY | MEMBRANE PROCESSES, INCLUDING ELECTRODIALYSIS, ELECTRODIALYSIS REVERSAL, MICROFILTRATION, ULTRAFILTRATION, NANOFILTRATION, AND REVERSE OSMOSIS 1.0 MGD UP TO 6.5 MGD. STAFFING BY CLASS C OR HIGHER OPERATOR: 16 HOURS/DAY FOR 7 DAYS/WEEK. THE LEAD/CHIEF OPERATOR MUST BE CLASS B OR HIGHER. | Y | Y | OLDSMAR WATER SYSTEM | 351 LAYFAYETTE BLVD |  | OLDSMAR | FL | 34677 |  | 8137491134 |  | JOHNA JAHN | NAN BENNETT | 100 STATE ST. WEST |  | OLDSMAR | FL | 34677 | 3655 | 8137491226 |  | MUNICIPALITY | 14731 | 2000000 | 5383 | 2013-03-28 | 2021-08-31 | DC03 | 2000
6 | PINELLAS | SWD | Acrews@cityofsafetyharbor.com | 6521576 | COMMUNITY | CHLORINATION; AERATION FOR REMOVAL OF ANY SECONDARY CONTAMINANT, SULFIDE, OR ANY UNREGULATED CONTAMINANT; CORROSION CONTROL INHIBITOR ADDITION; HYPOCHLORINATION; IRON OR MANGANESE SEQUESTRATION; OR ULTRAVIOLET RADIATION. THE LEAD/CHIEF OPERATOR MUST BE CLASS D OR HIGHER. 50,000 GPD UP TO 0.25 MGD-STAFFING BY CLASS D OR HIGHER OPERATOR: 3 VISITS/WEEK ON NONCONSECUTIVE DAYS FOR A TOTAL OF 0.3 HOUR/WEEK. LESS THAN 50,000 GPD-STAFFING BY A CLASS D OR HIGHER OPERATOR: 2 VISITS/WEEK ON NONCONSECUTIVE DAYS FOR A TOTAL OF 0.2 HOUR/WEEK. THERE SHALL BE NO MORE THAN 5 DAYS BETWEEN THE LAST VISIT IN ONE WEEK AND THE FIRST VISIT IN THE NEXT WEEK. | Y | N | SAFETY HARBOR WATER DEPT | 1200 RAILROAD AVE. |  | SAFETY HARBOR | FL | 34695 |  | 7277241550 |  | RENEE COOPER | RAY BOLER | 1200 RAILROAD AVE. |  | SAFETY HARBOR | FL | 34695 |  | 7277241555 |  | MUNICIPALITY | 16473 | 12960000 | 6184 | 2012-08-21 | 2018-11-13 | PC04 | 1000
6 | PINELLAS | SWD |  | 6521715 | COMMUNITY | CONVENTIONAL FILTRATION (COAGULATION, FLOCCULATION, SEDIMENTATION, AND FILTRATION); DIRECT FILTRATION, (COAGULATION AND FILTRATION); OR LIME SOFTENING 5.0 MGD AND ABOVE. STAFFING BY CLASS C OR HIGHER OPERATOR: 24 HOURS/DAY FOR 7 DAYS/WEEK. THE LEAD/CHIEF OPERATOR MUST BE CLASS A. | Y | N | ST PETERSBURG, CITY OF | 16015 RACETRACK RD. |  | ODESSA | FL | 33556 |  | 8139205312 |  | JOHN E. PALENCHAR | JOHN E. PALENCHAR | 1650 THIRD AVE. NORTH |  | ST PETERSBURG | FL | 33713 |  | 7278937261 |  | MUNICIPALITY | 347050 | 68000000 | 96514 | 2013-03-26 | 2020-06-16 | PC06 | 4000
6 | PINELLAS | SWD | rpage@ctsfl.us | 6521784 | COMMUNITY | AERATION FOR REMOVAL OF ANY PRIMARY CONTAMINANT; ALKALINITY/PH ADJUSTMENT; CHLORAMIN ATION; CHLORINE DIOXIDE FOR OXIDATION OR DISINFECTION; FLUORIDATION; ION EXCHANGE FOR REMOVAL OF ANY SECONDARY CONTAMINANT, SULFIDE, OR ANY UNREGULATED CONTAMINANT; OR OZONATION. THE LEAD/CHIEF OPERATOR MUST BE CLASS C OR HIGHER. 5.0 MGD UP TO 10 MGD-STAFFING BY CLASS C OR HIGHER OPERATOR: 6 HOURS/DAY FOR 5 DAYS/WEEK AND ONE VISIT ON EACH WEEKEND DAY. 3.0 MGD UP TO 5.0 MGD-STAFFING BY CLASS C OR HIGHER OPERATOR: 3 HOURS/DAY FOR 5 DAYS/WEEK AND ONE VISIT ON EACH WEEKEND DAY. 1.0 MGD UP TO 3.0 MGD-STAFFING BY CLASS C OR HIGHER OPERATOR: 1 HOUR/DAY FOR 5 DAYS/WEEK AND ONE VISIT ON EACH WEEKEND DAY. 0.1 MGD UP TO 1.0 MGD-STAFFING BY CLASS C OR HIGHER OPERATOR: 5 VISITS/WEEK AND ONE VISIT EACH WEEKEND FOR A TOTAL OF 1.2 HOURS/WEEK. | Y | Y | TARPON SPRINGS WATER SYSTEM | 325 E. PINE ST. |  | TARPON SPRINGS | FL | 34689 |  | 7279425607 |  | RAY PAGE | RAY PAGE | P.O. BOX 5004 |  | TARPON SPRINGS | FL | 34688 | 5004 | 7279425606 |  | MUNICIPALITY | 28875 | 7482000 | 9730 | 2012-06-20 | 2020-07-08 | DC02 | 4000
6 | PINELLAS | SWD | butch.hoelscher@playinnisbrook.com | 6524777 | COMMUNITY | ACTIVATED CARBON PROCESSES; DIATOMACEOUS EARTH FILTRATION; ION EXCHANGE FOR REMOVAL OF ANY PRIMARY CONTAMINANT; ION AND MANGANESE REMOVAL (OXIDATION, DETENTION, AND FILTRATION); OR SLOW SAND FILTRATION. LEAD/CHIEF OPERATOR MUST BE CLASS C OR HIGHER. 1.0 MGD UP TO 2.0 MGD-STAFFING BY CLASS C OR HIGHER OPERATOR: 6 HOURS/DAY FOR 5 DAYS/WEEK AND ONE VISIT ON EACH WEEKEND DAY. 0.5 MGD UP TO 1.0 MGD-STAFFING BY CLASS C OR HIGHER OPERATOR: 3 HOURS/DAY FOR 5 DAYS/WEEK AND ONE VISIT ON EACH WEEKEND DAY. 0.25 MGD UP TO 0.5 MGD-STAFFING BY CLASS C OR HIGHER OPERATOR: 1 HOUR/DAY FOR 5 DAYS/WEEK AND ONE VISIT ON EACH WEEKEND DAY. LESS THAN 0.25 MGD-STAFFING BY CLASS C OR HIGHER OPERATOR: 5 VISITS/WEEK AND ONE VISIT EACH WEEKEND FOR A TOTAL OF 1.8 HOURS/WEEK. | Y | N | INNISBROOK RESORT AND GOLF CLUB | 36750 U.S. HIGHWAY 19, NORTH |  | PALM HARBOR | FL | 34684 |  | 7279393864 |  | NANA LONTAKOS | [9 empty] | INVESTOR | 1400 | 210000 | 948 | 2012-01-24 | 2020-03-02 | PC02 | 100
6 | POLK | SWPO |  | 6530020 | NONCOMMUNITY | CHLORINATION; AERATION FOR REMOVAL OF ANY SECONDARY CONTAMINANT, SULFIDE, OR ANY UNREGULATED CONTAMINANT; CORROSION CONTROL INHIBITOR ADDITION; HYPOCHLORINATION; IRON OR MANGANESE SEQUESTRATION; OR ULTRAVIOLET RADIATION. THE LEAD/CHIEF OPERATOR MUST BE CLASS D OR HIGHER. 50,000 GPD UP TO 0.25 MGD-STAFFING BY CLASS D OR HIGHER OPERATOR: 3 VISITS/WEEK ON NONCONSECUTIVE DAYS FOR A TOTAL OF 0.3 HOUR/WEEK. LESS THAN 50,000 GPD-STAFFING BY A CLASS D OR HIGHER OPERATOR: 2 VISITS/WEEK ON NONCONSECUTIVE DAYS FOR A TOTAL OF 0.2 HOUR/WEEK. THERE SHALL BE NO MORE THAN 5 DAYS BETWEEN THE LAST VISIT IN ONE WEEK AND THE FIRST VISIT IN THE NEXT WEEK. | N | Y | CENTRAL FLORIDA MOBILE HOMES, LLC | 6925 THORNHILL ROAD |  | WINTER HAVEN | FL | 33880 |  | 8632949091 |  | GARI L. DONAUNG | MOHAMED KHAN | 5816 LAKE MELROSE DR |  | ORLANDO | FL | 32829 |  | 5162442157 |  | INVESTOR | 32 | 49000 | 37 | 2099-11-05 | 2021-02-09 | NC01 | 50
6 | POLK | SWPO | cwilson@alpi.org | 6530027 | NONTRANSIENT NONCOMMUNITY | CHLORINATION; AERATION FOR REMOVAL OF ANY SECONDARY CONTAMINANT, SULFIDE, OR ANY UNREGULATED CONTAMINANT; CORROSION CONTROL INHIBITOR ADDITION; HYPOCHLORINATION; IRON OR MANGANESE SEQUESTRATION; OR ULTRAVIOLET RADIATION. THE LEAD/CHIEF OPERATOR MUST BE CLASS D OR HIGHER. 50,000 GPD UP TO 0.25 MGD-STAFFING BY CLASS D OR HIGHER OPERATOR: 3 VISITS/WEEK ON NONCONSECUTIVE DAYS FOR A TOTAL OF 0.3 HOUR/WEEK. LESS THAN 50,000 GPD-STAFFING BY A CLASS D OR HIGHER OPERATOR: 2 VISITS/WEEK ON NONCONSECUTIVE DAYS FOR A TOTAL OF 0.2 HOUR/WEEK. THERE SHALL BE NO MORE THAN 5 DAYS BETWEEN THE LAST VISIT IN ONE WEEK AND THE FIRST VISIT IN THE NEXT WEEK. | N | Y | FROSTPROOF CHILD DEVEL CENTER | 701 HOPSON ROAD |  | FROSTPROOF | FL | 33843 |  | 8636353396 |  | BERTRAM SMITH | THE AGRICULTURAL & LABOR PROGRAM, INC | 300 LYNCHBURG ROAD |  | LAKE ALFRED | FL | 33850 | 2576 | 8636353396 |  | INVESTOR | 63 | 115200 | 8 | 2021-11-16 | 2021-11-15 | NTNC | 100
6 | POLK | SWPO |  | 6530028 | OTHER PUBLIC WATER SYSTEM | CHLORINATION; AERATION FOR REMOVAL OF ANY SECONDARY CONTAMINANT, SULFIDE, OR ANY UNREGULATED CONTAMINANT; CORROSION CONTROL INHIBITOR ADDITION; HYPOCHLORINATION; IRON OR MANGANESE SEQUESTRATION; OR ULTRAVIOLET RADIATION. THE LEAD/CHIEF OPERATOR MUST BE CLASS D OR HIGHER. 50,000 GPD UP TO 0.25 MGD-STAFFING BY CLASS D OR HIGHER OPERATOR: 3 VISITS/WEEK ON NONCONSECUTIVE DAYS FOR A TOTAL OF 0.3 HOUR/WEEK. LESS THAN 50,000 GPD-STAFFING BY A CLASS D OR HIGHER OPERATOR: 2 VISITS/WEEK ON NONCONSECUTIVE DAYS FOR A TOTAL OF 0.2 HOUR/WEEK. THERE SHALL BE NO MORE THAN 5 DAYS BETWEEN THE LAST VISIT IN ONE WEEK AND THE FIRST VISIT IN THE NEXT WEEK. | N | Y | MOSAIC PHOSPHATES - FORT GREEN DOMESTIC | 10741 US HWY 37 SOUTH |  | BRADLEY | FL | 33860 |  | 8634282500 |  | TERRY WHITE | MOSAIC PHOSPHATES COMPANY | P.O. BOX 2000 |  | MULBERRY | FL | 33860 |  | 8634282500 |  | INVESTOR | 5 | 144000 | 6 |  | 2005-10-20 | NAF | 0
6 | POLK | SWPO | amufalo@citrosuco.com | 6530039 | NONTRANSIENT NONCOMMUNITY | CHLORINATION; AERATION FOR REMOVAL OF ANY SECONDARY CONTAMINANT, SULFIDE, OR ANY UNREGULATED CONTAMINANT; CORROSION CONTROL INHIBITOR ADDITION; HYPOCHLORINATION; IRON OR MANGANESE SEQUESTRATION; OR ULTRAVIOLET RADIATION. THE LEAD/CHIEF OPERATOR MUST BE CLASS D OR HIGHER. 50,000 GPD UP TO 0.25 MGD-STAFFING BY CLASS D OR HIGHER OPERATOR: 3 VISITS/WEEK ON NONCONSECUTIVE DAYS FOR A TOTAL OF 0.3 HOUR/WEEK. LESS THAN 50,000 GPD-STAFFING BY A CLASS D OR HIGHER OPERATOR: 2 VISITS/WEEK ON NONCONSECUTIVE DAYS FOR A TOTAL OF 0.2 HOUR/WEEK. THERE SHALL BE NO MORE THAN 5 DAYS BETWEEN THE LAST VISIT IN ONE WEEK AND THE FIRST VISIT IN THE NEXT WEEK. | N | Y | CITROSUCO NORTH AMERICAN,INC. | 5937 HWY. 60 EAST |  | LAKE WALES | FL | 33853 |  | 8636967400 |  | JOSHUA CONNORS | CITROSUCO NORTH AMERICAN INC. | 5937 HWY 60 EAST |  | LAKE WALES | FL | 33859 | 3950 | 8636967400 |  | INVESTOR | 120 | 216000 | 6 | 2012-12-06 | 2021-07-13 | NTNC | 100
6 | POLK | SWPO |  | 6530054 | NONTRANSIENT NONCOMMUNITY | CHLORINATION; AERATION FOR REMOVAL OF ANY SECONDARY CONTAMINANT, SULFIDE, OR ANY UNREGULATED CONTAMINANT; CORROSION CONTROL INHIBITOR ADDITION; HYPOCHLORINATION; IRON OR MANGANESE SEQUESTRATION; OR ULTRAVIOLET RADIATION. THE LEAD/CHIEF OPERATOR MUST BE CLASS D OR HIGHER. 50,000 GPD UP TO 0.25 MGD-STAFFING BY CLASS D OR HIGHER OPERATOR: 3 VISITS/WEEK ON NONCONSECUTIVE DAYS FOR A TOTAL OF 0.3 HOUR/WEEK. LESS THAN 50,000 GPD-STAFFING BY A CLASS D OR HIGHER OPERATOR: 2 VISITS/WEEK ON NONCONSECUTIVE DAYS FOR A TOTAL OF 0.2 HOUR/WEEK. THERE SHALL BE NO MORE THAN 5 DAYS BETWEEN THE LAST VISIT IN ONE WEEK AND THE FIRST VISIT IN THE NEXT WEEK. | N | Y | ALTURAS ELEMENTARY | 4TH & OAK STREET |  | ALTURAS | FL | 33820 |  | 8635193917 |  | DWIGHT MARCH | POLK COUNTY SCHOOL BOARD | P.O.BOX 391 |  | BARTOW | FL | 33831 |  | 8635340500 |  | MUNICIPALITY | 360 | 86400 | 3 | 2018-08-01 | 2021-09-17 | NTNC | 100
6 | POLK | SWPO | RECORDS@FSU1LLC.COM | 6530057 | COMMUNITY | CHLORINATION; AERATION FOR REMOVAL OF ANY SECONDARY CONTAMINANT, SULFIDE, OR ANY UNREGULATED CONTAMINANT; CORROSION CONTROL INHIBITOR ADDITION; HYPOCHLORINATION; IRON OR MANGANESE SEQUESTRATION; OR ULTRAVIOLET RADIATION. THE LEAD/CHIEF OPERATOR MUST BE CLASS D OR HIGHER. 50,000 GPD UP TO 0.25 MGD-STAFFING BY CLASS D OR HIGHER OPERATOR: 3 VISITS/WEEK ON NONCONSECUTIVE DAYS FOR A TOTAL OF 0.3 HOUR/WEEK. LESS THAN 50,000 GPD-STAFFING BY A CLASS D OR HIGHER OPERATOR: 2 VISITS/WEEK ON NONCONSECUTIVE DAYS FOR A TOTAL OF 0.2 HOUR/WEEK. THERE SHALL BE NO MORE THAN 5 DAYS BETWEEN THE LAST VISIT IN ONE WEEK AND THE FIRST VISIT IN THE NEXT WEEK. | N | Y | ALTURAS WATER, LLC | PACKING HOUSE ROAD |  | ALTURAS | FL | 33820 |  | 8639045574 |  | MICHAEL SMALLRIDGE | ALTURAS WATER, LLC | 5911 TROUBLE CREEK RD |  | NEW PORT RICHIE | FL | 34652 |  | 8639045574 |  | INVESTOR/LICENSED PUBLIC UTILITIES | 300 | 108000 | 126 | 2018-06-07 | 2021-04-14 | DC05 | 500
6 | POLK | SWPO | cfmcfalls@aquaamerica.com | 6530079 | COMMUNITY | CHLORINATION; AERATION FOR REMOVAL OF ANY SECONDARY CONTAMINANT, SULFIDE, OR ANY UNREGULATED CONTAMINANT; CORROSION CONTROL INHIBITOR ADDITION; HYPOCHLORINATION; IRON OR MANGANESE SEQUESTRATION; OR ULTRAVIOLET RADIATION. THE LEAD/CHIEF OPERATOR MUST BE CLASS D OR HIGHER. 50,000 GPD UP TO 0.25 MGD-STAFFING BY CLASS D OR HIGHER OPERATOR: 3 VISITS/WEEK ON NONCONSECUTIVE DAYS FOR A TOTAL OF 0.3 HOUR/WEEK. LESS THAN 50,000 GPD-STAFFING BY A CLASS D OR HIGHER OPERATOR: 2 VISITS/WEEK ON NONCONSECUTIVE DAYS FOR A TOTAL OF 0.2 HOUR/WEEK. THERE SHALL BE NO MORE THAN 5 DAYS BETWEEN THE LAST VISIT IN ONE WEEK AND THE FIRST VISIT IN THE NEXT WEEK. | N | Y | GIBSONIA ESTATES WATER SYSTEM | 925 GIB GALLOWAY ROAD |  | LAKELAND | FL | 32703 |  | 8638582504 |  | FLORIDA GOVERNMENTAL UTILITY AUTHORITY | FLORIDA GOVERNMENTAL UTILITY AUTHORITY | 280 WEKIVA SPRINGS RD 2070 |  | LONGWOOD | FL | 32779 | 2480 | 4076296900 |  | INVESTOR | 414 | 194400 | 175 | 2011-01-06 | 2021-04-14 | DC05 | 500
6 | POLK | SWPO | JDICKSON@AUBURNDALEFL.COM | 6530090 | COMMUNITY | CHLORINATION; AERATION FOR REMOVAL OF ANY SECONDARY CONTAMINANT, SULFIDE, OR ANY UNREGULATED CONTAMINANT; CORROSION CONTROL INHIBITOR ADDITION; HYPOCHLORINATION; IRON OR MANGANESE SEQUESTRATION; OR ULTRAVIOLET RADIATION. THE LEAD/CHIEF OPERATOR MUST BE CLASS C OR HIGHER. 5.0 MGD AND ABOVE-STAFFING BY CLASS C OR HIGHER OPERATOR: 6 HOURS/DAY FOR 5 DAYS/WEEK AND ONE VISIT ON EACH WEEKEND DAY. 3.0 MGD UP TO 5.0 MGD-STAFFING BY CLASS C OR HIGHER OPERATOR: 1 HOUR/DAY FOR 5 DAYS/WEEK AND ONE VISIT ON EACH WEEKEND DAY. 0.25 MGD UP TO 3.0 MGD-STAFFING BY CLASS C OR HIGHER OPERATOR: 5 VISITS/WEEK AND ONE VISIT EACH WEEKEND FOR A TOTAL OF 0.6 HOUR/WEEK. | N | Y | AUBURNDALE, CITY OF | ATLANTIC AVE & WINONA PARK |  | AUBURNDALE | FL | 33823 |  | 8639655511 |  | JOHN DICKSON | AUBURNDALE, CITY OF | P.O. BOX 186 |  | AUBURNDALE | FL | 33823 |  | 8639655500 |  | MUNICIPALITY | 35239 | 9268000 | 11741 | 2020-12-29 | 2020-12-01 | DC02 | 4000
6 | POLK | SWPO | MATHEWKANDCO@YAHOO.COM | 6530091 | COMMUNITY | CHLORINATION; AERATION FOR REMOVAL OF ANY SECONDARY CONTAMINANT, SULFIDE, OR ANY UNREGULATED CONTAMINANT; CORROSION CONTROL INHIBITOR ADDITION; HYPOCHLORINATION; IRON OR MANGANESE SEQUESTRATION; OR ULTRAVIOLET RADIATION. THE LEAD/CHIEF OPERATOR MUST BE CLASS D OR HIGHER. 50,000 GPD UP TO 0.25 MGD-STAFFING BY CLASS D OR HIGHER OPERATOR: 3 VISITS/WEEK ON NONCONSECUTIVE DAYS FOR A TOTAL OF 0.3 HOUR/WEEK. LESS THAN 50,000 GPD-STAFFING BY A CLASS D OR HIGHER OPERATOR: 2 VISITS/WEEK ON NONCONSECUTIVE DAYS FOR A TOTAL OF 0.2 HOUR/WEEK. THERE SHALL BE NO MORE THAN 5 DAYS BETWEEN THE LAST VISIT IN ONE WEEK AND THE FIRST VISIT IN THE NEXT WEEK. | N | Y | G & H MOBILE HOME PARK INC | 4105 RYALS ROAD |  | MULBERRY | FL | 33860 |  | 8133359237 |  | MATTHEW CHACKO | MATHEW CHAKO | 2636 GALLAGHER ROAD |  | DOVER | FL | 33527 |  | 8135412192 |  | INVESTOR | 80 | 28800 | 20 | 2017-11-27 | 2021-06-18 | DC06 | 100
6 | POLK | SWPO |  | 6530098 | COMMUNITY | ACTIVATED CARBON PROCESSES; DIATOMACEOUS EARTH FILTRATION; ION EXCHANGE FOR REMOVAL OF ANY PRIMARY CONTAMINANT; ION AND MANGANESE REMOVAL (OXIDATION, DETENTION, AND FILTRATION); OR SLOW SAND FILTRATION. LEAD/CHIEF OPERATOR MUST BE CLASS C OR HIGHER. 1.0 MGD UP TO 2.0 MGD-STAFFING BY CLASS C OR HIGHER OPERATOR: 6 HOURS/DAY FOR 5 DAYS/WEEK AND ONE VISIT ON EACH WEEKEND DAY. 0.5 MGD UP TO 1.0 MGD-STAFFING BY CLASS C OR HIGHER OPERATOR: 3 HOURS/DAY FOR 5 DAYS/WEEK AND ONE VISIT ON EACH WEEKEND DAY. 0.25 MGD UP TO 0.5 MGD-STAFFING BY CLASS C OR HIGHER OPERATOR: 1 HOUR/DAY FOR 5 DAYS/WEEK AND ONE VISIT ON EACH WEEKEND DAY. LESS THAN 0.25 MGD-STAFFING BY CLASS C OR HIGHER OPERATOR: 5 VISITS/WEEK AND ONE VISIT EACH WEEKEND FOR A TOTAL OF 1.8 HOURS/WEEK. | N | Y | BABSON PARK | 260 1/2 LIBBY ROAD |  | BABSON PARK | FL | 33827 |  | 8635346039 |  | TAMARA RICHARDSON, P.E., UTILITIES DIRECTOR | TAMARA RICHARDSON, P.E., UTILITIES DIRECTOR | 1011 JIM KEENE BLVD. |  | WINTER HAVEN | FL | 33880 |  | 8632984235 |  | COUNTY | 2161 | 1440000 | 692 | 2020-03-05 | 2021-09-24 | DC03 | 2000
6 | POLK | SWPO | primeproperties.pt@gmail.com | 6530101 | NONCOMMUNITY | CHLORINATION; AERATION FOR REMOVAL OF ANY SECONDARY CONTAMINANT, SULFIDE, OR ANY UNREGULATED CONTAMINANT; CORROSION CONTROL INHIBITOR ADDITION; HYPOCHLORINATION; IRON OR MANGANESE SEQUESTRATION; OR ULTRAVIOLET RADIATION. THE LEAD/CHIEF OPERATOR MUST BE CLASS D OR HIGHER. 50,000 GPD UP TO 0.25 MGD-STAFFING BY CLASS D OR HIGHER OPERATOR: 3 VISITS/WEEK ON NONCONSECUTIVE DAYS FOR A TOTAL OF 0.3 HOUR/WEEK. LESS THAN 50,000 GPD-STAFFING BY A CLASS D OR HIGHER OPERATOR: 2 VISITS/WEEK ON NONCONSECUTIVE DAYS FOR A TOTAL OF 0.2 HOUR/WEEK. THERE SHALL BE NO MORE THAN 5 DAYS BETWEEN THE LAST VISIT IN ONE WEEK AND THE FIRST VISIT IN THE NEXT WEEK. | N | Y | RIPLEY'S SUNRISE COVE | 449 LAKE VAN ROAD LOT #14 |  | AUBURNDALE | FL | 33823 |  | 9544941728 |  | PAUL TOKARZ // LISA BAMBERG (863-585-5399) | PAUL TOKARZ | 2981 LAKEVIEW DRIVE |  | SEBRING | FL | 33870 |  | 9544941728 |  | INVESTOR | 60 | 49000 | 40 | 2018-08-13 | 2021-03-23 | NC01 | 50
6 | POLK | SWPO |  | 6530143 | OTHER PUBLIC WATER SYSTEM | NO TREATMENT--CONSECUTIVE SYSTEMS ONLY | N | Y | BETHEL BAPTIST CHURCH | 2530 HWY 60W |  | LAKE WALES | FL | 33853 |  | 8636763215 |  |  | BETHEL BAPTIST CHURCH | P.O.BOX 1132 |  | LAKE WALES | FL | 33853 |  | 8636763215 |  | OTHER | 20 | 28000 | 2 | 25-FEB-00 | 2096-02-01 | NAF | 0
6 | POLK | SWPO | BOBBIESBUSYBEE@HOTMAIL.COM | 6530169 | NONTRANSIENT NONCOMMUNITY | CHLORINATION; AERATION FOR REMOVAL OF ANY SECONDARY CONTAMINANT, SULFIDE, OR ANY UNREGULATED CONTAMINANT; CORROSION CONTROL INHIBITOR ADDITION; HYPOCHLORINATION; IRON OR MANGANESE SEQUESTRATION; OR ULTRAVIOLET RADIATION. THE LEAD/CHIEF OPERATOR MUST BE CLASS D OR HIGHER. 50,000 GPD UP TO 0.25 MGD-STAFFING BY CLASS D OR HIGHER OPERATOR: 3 VISITS/WEEK ON NONCONSECUTIVE DAYS FOR A TOTAL OF 0.3 HOUR/WEEK. LESS THAN 50,000 GPD-STAFFING BY A CLASS D OR HIGHER OPERATOR: 2 VISITS/WEEK ON NONCONSECUTIVE DAYS FOR A TOTAL OF 0.2 HOUR/WEEK. THERE SHALL BE NO MORE THAN 5 DAYS BETWEEN THE LAST VISIT IN ONE WEEK AND THE FIRST VISIT IN THE NEXT WEEK. | N | Y | BOBBIE'S BUSY BEE | 4105 GLEN ROAD |  | LAKELAND | FL | 33801 |  | 8638581063 |  | CHARITY | BOBBIE BAUCOM | 4105 GLEN ROAD |  | LAKELAND | FL | 33810 |  | 8638581063 |  | INVESTOR | 30 | 36000 | 8 | 2020-07-21 | 2021-03-15 | NTNC | 100
6 | POLK | SWPO | Ritchison@comcast.net | 6530170 | COMMUNITY | AERATION FOR REMOVAL OF ANY PRIMARY CONTAMINANT; ALKALINITY/PH ADJUSTMENT; CHLORAMIN ATION; CHLORINE DIOXIDE FOR OXIDATION OR DISINFECTION; FLUORIDATION; ION EXCHANGE FOR REMOVAL OF ANY SECONDARY CONTAMINANT, SULFIDE, OR ANY UNREGULATED CONTAMINANT; OR OZONATION LESS THAN 0.1 MGD. STAFFING BY A CLASS D OR HIGHER OPERATOR: 3 VISITS/WEEK ON NONCONSECUTIVE DAYS FOR A TOTAL OF 0.6 HOUR/WEEK. THE LEAD/CHIEF OPERATOR MUST BE CLASS D OR HIGHER. | N | Y | BOB'S LANDING MOBILE HOME PARK | 971 OHLINGER RD. |  | BABSON PARK | FL | 33827 |  | 8636381912 |  | RICK AND CINDY RITCHISON | RITCHISON, INC | 971 OHLINGER RD |  | BABSON PARK | FL | 33827 | 9539 | 8636381912 |  | INVESTOR | 100 | 49000 | 63 | 2004-01-13 | 2021-06-02 | DC06 | 100
6 | POLK | SWPO |  | 6530181 | NONTRANSIENT NONCOMMUNITY | CHLORINATION; AERATION FOR REMOVAL OF ANY SECONDARY CONTAMINANT, SULFIDE, OR ANY UNREGULATED CONTAMINANT; CORROSION CONTROL INHIBITOR ADDITION; HYPOCHLORINATION; IRON OR MANGANESE SEQUESTRATION; OR ULTRAVIOLET RADIATION. THE LEAD/CHIEF OPERATOR MUST BE CLASS D OR HIGHER. 50,000 GPD UP TO 0.25 MGD-STAFFING BY CLASS D OR HIGHER OPERATOR: 3 VISITS/WEEK ON NONCONSECUTIVE DAYS FOR A TOTAL OF 0.3 HOUR/WEEK. LESS THAN 50,000 GPD-STAFFING BY A CLASS D OR HIGHER OPERATOR: 2 VISITS/WEEK ON NONCONSECUTIVE DAYS FOR A TOTAL OF 0.2 HOUR/WEEK. THERE SHALL BE NO MORE THAN 5 DAYS BETWEEN THE LAST VISIT IN ONE WEEK AND THE FIRST VISIT IN THE NEXT WEEK. | N | Y | RECKER MOBILE HOME PARK, LLC | 340 RECKER HWY |  | AUBURNDALE | FL | 33823 |  | 8639673408 |  | DOUG WRIGHT | [9 empty] | INVESTOR | 25 | 43200 | 18 | 2019-04-30 | 2021-04-20 | NTNC | 100
6 | POLK | SWPO | SPIVEYLETTY@YAHOO.COM | 6530195 | NONTRANSIENT NONCOMMUNITY | CHLORINATION; AERATION FOR REMOVAL OF ANY SECONDARY CONTAMINANT, SULFIDE, OR ANY UNREGULATED CONTAMINANT; CORROSION CONTROL INHIBITOR ADDITION; HYPOCHLORINATION; IRON OR MANGANESE SEQUESTRATION; OR ULTRAVIOLET RADIATION. THE LEAD/CHIEF OPERATOR MUST BE CLASS D OR HIGHER. 50,000 GPD UP TO 0.25 MGD-STAFFING BY CLASS D OR HIGHER OPERATOR: 3 VISITS/WEEK ON NONCONSECUTIVE DAYS FOR A TOTAL OF 0.3 HOUR/WEEK. LESS THAN 50,000 GPD-STAFFING BY A CLASS D OR HIGHER OPERATOR: 2 VISITS/WEEK ON NONCONSECUTIVE DAYS FOR A TOTAL OF 0.2 HOUR/WEEK. THERE SHALL BE NO MORE THAN 5 DAYS BETWEEN THE LAST VISIT IN ONE WEEK AND THE FIRST VISIT IN THE NEXT WEEK. | N | Y | SOUTHWINDS MOBILE HOME PARK | 1425 RITTER ROAD |  | LAKELAND | FL | 33805 |  | 8632552941 |  | LETTY SPIVEY | OLIN SPIVEY | 2090 GIBSONIA-GALLOWAY RD |  | LAKELAND | FL | 33810 |  | 8638582262 |  | INVESTOR | 40 | 15000 | 35 | 2014-12-19 | 2021-04-05 | NTNC | 100
6 | POLK | SWPO | mspivey@calvary.tv | 6530223 | NONTRANSIENT NONCOMMUNITY | CHLORINATION; AERATION FOR REMOVAL OF ANY SECONDARY CONTAMINANT, SULFIDE, OR ANY UNREGULATED CONTAMINANT; CORROSION CONTROL INHIBITOR ADDITION; HYPOCHLORINATION; IRON OR MANGANESE SEQUESTRATION; OR ULTRAVIOLET RADIATION. THE LEAD/CHIEF OPERATOR MUST BE CLASS D OR HIGHER. 50,000 GPD UP TO 0.25 MGD-STAFFING BY CLASS D OR HIGHER OPERATOR: 3 VISITS/WEEK ON NONCONSECUTIVE DAYS FOR A TOTAL OF 0.3 HOUR/WEEK. LESS THAN 50,000 GPD-STAFFING BY A CLASS D OR HIGHER OPERATOR: 2 VISITS/WEEK ON NONCONSECUTIVE DAYS FOR A TOTAL OF 0.2 HOUR/WEEK. THERE SHALL BE NO MORE THAN 5 DAYS BETWEEN THE LAST VISIT IN ONE WEEK AND THE FIRST VISIT IN THE NEXT WEEK. | N | Y | CALVARY ASSEMBLY OF GOD | 3800 RECKER HWY |  | WINTER HAVEN | FL | 33880 |  | 8632945710 |  | MELODY SIVA | CALVARY ASSEMBLY OF GOD (IKE FOUNTAIN) | 3800 RECKER HWY |  | WINTER HAVEN | FL | 33880 |  | 8632945710 |  | OTHER | 100 | 28800 | 2 | 2021-03-18 | 2022-01-12 | NTNC | 100
6 | POLK | SWPO | DavidH@secm.co | 6530228 | NONCOMMUNITY | CHLORINATION; AERATION FOR REMOVAL OF ANY SECONDARY CONTAMINANT, SULFIDE, OR ANY UNREGULATED CONTAMINANT; CORROSION CONTROL INHIBITOR ADDITION; HYPOCHLORINATION; IRON OR MANGANESE SEQUESTRATION; OR ULTRAVIOLET RADIATION. THE LEAD/CHIEF OPERATOR MUST BE CLASS D OR HIGHER. 50,000 GPD UP TO 0.25 MGD-STAFFING BY CLASS D OR HIGHER OPERATOR: 3 VISITS/WEEK ON NONCONSECUTIVE DAYS FOR A TOTAL OF 0.3 HOUR/WEEK. LESS THAN 50,000 GPD-STAFFING BY A CLASS D OR HIGHER OPERATOR: 2 VISITS/WEEK ON NONCONSECUTIVE DAYS FOR A TOTAL OF 0.2 HOUR/WEEK. THERE SHALL BE NO MORE THAN 5 DAYS BETWEEN THE LAST VISIT IN ONE WEEK AND THE FIRST VISIT IN THE NEXT WEEK. | N | Y | OLD PATHS HOLINESS CHURCH OF MULBERRY | 5945 BETHLEHEM RD |  | MULBERRY | FL | 33860 |  | 8636985737 |  | DAVID HOWELL | DAVID HOWELL | 54945 BETHLEHEM ROAD |  | MULBERRY | FL | 33860 |  | 8636985737 |  | INVESTOR | 25 | 49000 | 6 | 2018-10-23 | 2021-06-08 | NC01 | 50
6 | POLK | SWPO | email@campmack.com | 6530239 | NONCOMMUNITY | CHLORINATION; AERATION FOR REMOVAL OF ANY SECONDARY CONTAMINANT, SULFIDE, OR ANY UNREGULATED CONTAMINANT; CORROSION CONTROL INHIBITOR ADDITION; HYPOCHLORINATION; IRON OR MANGANESE SEQUESTRATION; OR ULTRAVIOLET RADIATION. THE LEAD/CHIEF OPERATOR MUST BE CLASS D OR HIGHER. 50,000 GPD UP TO 0.25 MGD-STAFFING BY CLASS D OR HIGHER OPERATOR: 3 VISITS/WEEK ON NONCONSECUTIVE DAYS FOR A TOTAL OF 0.3 HOUR/WEEK. LESS THAN 50,000 GPD-STAFFING BY A CLASS D OR HIGHER OPERATOR: 2 VISITS/WEEK ON NONCONSECUTIVE DAYS FOR A TOTAL OF 0.2 HOUR/WEEK. THERE SHALL BE NO MORE THAN 5 DAYS BETWEEN THE LAST VISIT IN ONE WEEK AND THE FIRST VISIT IN THE NEXT WEEK. | N | Y | CAMP MACK'S RIVER RESORT | 14900 CAMP MACK ROAD |  | LAKE WALES | FL | 33853 |  | 8636961108 |  | DANNY ALEXANDER | DMCM ASSOCIATES, LLC | 14900 CAMP MACK RD |  | LAKE WALES | FL | 33898 |  | 9179298250 |  | INVESTOR | 150 | 80000 | 156 | 2015-06-05 | 2021-06-11 | NC01 | 50
6 | POLK | SWPO | campwingmann@gmail.com | 6530245 | NONCOMMUNITY | CHLORINATION; AERATION FOR REMOVAL OF ANY SECONDARY CONTAMINANT, SULFIDE, OR ANY UNREGULATED CONTAMINANT; CORROSION CONTROL INHIBITOR ADDITION; HYPOCHLORINATION; IRON OR MANGANESE SEQUESTRATION; OR ULTRAVIOLET RADIATION. THE LEAD/CHIEF OPERATOR MUST BE CLASS D OR HIGHER. 50,000 GPD UP TO 0.25 MGD-STAFFING BY CLASS D OR HIGHER OPERATOR: 3 VISITS/WEEK ON NONCONSECUTIVE DAYS FOR A TOTAL OF 0.3 HOUR/WEEK. LESS THAN 50,000 GPD-STAFFING BY A CLASS D OR HIGHER OPERATOR: 2 VISITS/WEEK ON NONCONSECUTIVE DAYS FOR A TOTAL OF 0.2 HOUR/WEEK. THERE SHALL BE NO MORE THAN 5 DAYS BETWEEN THE LAST VISIT IN ONE WEEK AND THE FIRST VISIT IN THE NEXT WEEK. | N | Y | CAMP WINGMANN | 3404 WINGMANN RD |  | AVON PARK | FL | 33825 |  | 8634534800 |  | JOSHUA JOSEPH | CAMP WIGMANN INCORPORATED | 3404 WINGMANN RD |  | AVON PARK | FL | 33825 |  | 8634534800 |  | INVESTOR | 60 | 216000 | 15 | 2021-02-02 | 2021-01-20 | NC01 | 50
6 | POLK | SWPO |  | 6530253 | NONCOMMUNITY | CHLORINATION; AERATION FOR REMOVAL OF ANY SECONDARY CONTAMINANT, SULFIDE, OR ANY UNREGULATED CONTAMINANT; CORROSION CONTROL INHIBITOR ADDITION; HYPOCHLORINATION; IRON OR MANGANESE SEQUESTRATION; OR ULTRAVIOLET RADIATION. THE LEAD/CHIEF OPERATOR MUST BE CLASS D OR HIGHER. 50,000 GPD UP TO 0.25 MGD-STAFFING BY CLASS D OR HIGHER OPERATOR: 3 VISITS/WEEK ON NONCONSECUTIVE DAYS FOR A TOTAL OF 0.3 HOUR/WEEK. LESS THAN 50,000 GPD-STAFFING BY A CLASS D OR HIGHER OPERATOR: 2 VISITS/WEEK ON NONCONSECUTIVE DAYS FOR A TOTAL OF 0.2 HOUR/WEEK. THERE SHALL BE NO MORE THAN 5 DAYS BETWEEN THE LAST VISIT IN ONE WEEK AND THE FIRST VISIT IN THE NEXT WEEK. | N | Y | J & J FRUITS AND GROCERIES LLC | 5295 HIGHWAY 60 |  | BARTOW | FL | 33830 |  | 8635372222 |  | ANTONY J. CHERIYAKADAVIL | ANTONY J. CHERIYAKADAVIL | 5295 HIGH WAY 60 EAST |  | BARTOW | FL | 33830 |  | 8635372222 |  | INVESTOR | 150 | 28000 | 1 | 2021-05-21 | 2021-05-03 | NC01 | 50
6 | POLK | SWPO | asouth@emb | 6530261 | COMMUNITY | CHLORINATION; AERATION FOR REMOVAL OF ANY SECONDARY CONTAMINANT, SULFIDE, OR ANY UNREGULATED CONTAMINANT; CORROSION CONTROL INHIBITOR ADDITION; HYPOCHLORINATION; IRON OR MANGANESE SEQUESTRATION; OR ULTRAVIOLET RADIATION. THE LEAD/CHIEF OPERATOR MUST BE CLASS D OR HIGHER. 50,000 GPD UP TO 0.25 MGD-STAFFING BY CLASS D OR HIGHER OPERATOR: 3 VISITS/WEEK ON NONCONSECUTIVE DAYS FOR A TOTAL OF 0.3 HOUR/WEEK. LESS THAN 50,000 GPD-STAFFING BY A CLASS D OR HIGHER OPERATOR: 2 VISITS/WEEK ON NONCONSECUTIVE DAYS FOR A TOTAL OF 0.2 HOUR/WEEK. THERE SHALL BE NO MORE THAN 5 DAYS BETWEEN THE LAST VISIT IN ONE WEEK AND THE FIRST VISIT IN THE NEXT WEEK. | N | Y | CHRISTMAS TREE TP | 2400 HUTCHINSON ROAD |  | FORT MEADE | FL | 33890 |  | 8637732122 |  |  | GARY DELATORRE | 702 SOUTH 6TH AVE |  | WAUCHULA | FL | 33873 |  | 8637732122 |  | INVESTOR | 60 | 92160 | 42 | 2021-07-01 | 2021-04-26 | DC051 | 100
6 | POLK | SWPO |  | 6530262 | COMMUNITY | CHLORINATION; AERATION FOR REMOVAL OF ANY SECONDARY CONTAMINANT, SULFIDE, OR ANY UNREGULATED CONTAMINANT; CORROSION CONTROL INHIBITOR ADDITION; HYPOCHLORINATION; IRON OR MANGANESE SEQUESTRATION; OR ULTRAVIOLET RADIATION. THE LEAD/CHIEF OPERATOR MUST BE CLASS D OR HIGHER. 50,000 GPD UP TO 0.25 MGD-STAFFING BY CLASS D OR HIGHER OPERATOR: 3 VISITS/WEEK ON NONCONSECUTIVE DAYS FOR A TOTAL OF 0.3 HOUR/WEEK. LESS THAN 50,000 GPD-STAFFING BY A CLASS D OR HIGHER OPERATOR: 2 VISITS/WEEK ON NONCONSECUTIVE DAYS FOR A TOTAL OF 0.2 HOUR/WEEK. THERE SHALL BE NO MORE THAN 5 DAYS BETWEEN THE LAST VISIT IN ONE WEEK AND THE FIRST VISIT IN THE NEXT WEEK. | N | Y | LA CASA CONDOMINIUM | 10 NEST EGG ROAD |  | BABSON PARK | FL | 33827 |  | 8636760195 |  | SUSAN COYNE | LA CASA CONDOMINIMUM | 10 LA CASA |  | LAKE WALES | FL | 33898 |  | 8636761012 |  | INVESTOR | 143 | 90000 | 69 | 2021-06-09 | 2021-06-01 | DC051 | 100
6 | POLK | SWPO |  | 6530303 | NONCOMMUNITY | CHLORINATION; AERATION FOR REMOVAL OF ANY SECONDARY CONTAMINANT, SULFIDE, OR ANY UNREGULATED CONTAMINANT; CORROSION CONTROL INHIBITOR ADDITION; HYPOCHLORINATION; IRON OR MANGANESE SEQUESTRATION; OR ULTRAVIOLET RADIATION. THE LEAD/CHIEF OPERATOR MUST BE CLASS D OR HIGHER. 50,000 GPD UP TO 0.25 MGD-STAFFING BY CLASS D OR HIGHER OPERATOR: 3 VISITS/WEEK ON NONCONSECUTIVE DAYS FOR A TOTAL OF 0.3 HOUR/WEEK. LESS THAN 50,000 GPD-STAFFING BY A CLASS D OR HIGHER OPERATOR: 2 VISITS/WEEK ON NONCONSECUTIVE DAYS FOR A TOTAL OF 0.2 HOUR/WEEK. THERE SHALL BE NO MORE THAN 5 DAYS BETWEEN THE LAST VISIT IN ONE WEEK AND THE FIRST VISIT IN THE NEXT WEEK. | N | Y | CIRCLE F DUDE RANCH | 5301 DUDE RANCH ROAD |  | LAKE WALES | FL | 33898 |  | 8636764113 |  | BEN MOSS | BEN MOSS | 5301 DUDE RANCH ROAD |  | LAKE WALES | FL | 33898 |  | 8636764113 |  | INVESTOR | 200 | 98000 | 25 | 2013-12-17 | 2021-04-20 | NC01 | 50
6 | POLK | SWPO |  | 6530304 | NONCOMMUNITY | CHLORINATION; AERATION FOR REMOVAL OF ANY SECONDARY CONTAMINANT, SULFIDE, OR ANY UNREGULATED CONTAMINANT; CORROSION CONTROL INHIBITOR ADDITION; HYPOCHLORINATION; IRON OR MANGANESE SEQUESTRATION; OR ULTRAVIOLET RADIATION. THE LEAD/CHIEF OPERATOR MUST BE CLASS D OR HIGHER. 50,000 GPD UP TO 0.25 MGD-STAFFING BY CLASS D OR HIGHER OPERATOR: 3 VISITS/WEEK ON NONCONSECUTIVE DAYS FOR A TOTAL OF 0.3 HOUR/WEEK. LESS THAN 50,000 GPD-STAFFING BY A CLASS D OR HIGHER OPERATOR: 2 VISITS/WEEK ON NONCONSECUTIVE DAYS FOR A TOTAL OF 0.2 HOUR/WEEK. THERE SHALL BE NO MORE THAN 5 DAYS BETWEEN THE LAST VISIT IN ONE WEEK AND THE FIRST VISIT IN THE NEXT WEEK. | N | Y | SABAL PALMS TRAILER PARK | 4230 WEST SR 60 |  | MULBERRY | FL | 33860 |  | 8634236804 |  |  | TRUST NO. 4230, LAND TRUST SERVICE CORP. | PO BOX 7572 |  | LAKELAND | FL | 33807 |  | 8632861933 |  | INVESTOR | 25 | 36000 | 20 | 2021-01-21 | 2020-10-13 | NC01 | 50
6 | POLK | SWPO | joseph.carano@citrusworld.com | 6530313 | NONTRANSIENT NONCOMMUNITY | ACTIVATED CARBON PROCESSES; DIATOMACEOUS EARTH FILTRATION; ION EXCHANGE FOR REMOVAL OF ANY PRIMARY CONTAMINANT; ION AND MANGANESE REMOVAL (OXIDATION, DETENTION, AND FILTRATION); OR SLOW SAND FILTRATION. LEAD/CHIEF OPERATOR MUST BE CLASS C OR HIGHER. 1.0 MGD UP TO 2.0 MGD-STAFFING BY CLASS C OR HIGHER OPERATOR: 6 HOURS/DAY FOR 5 DAYS/WEEK AND ONE VISIT ON EACH WEEKEND DAY. 0.5 MGD UP TO 1.0 MGD-STAFFING BY CLASS C OR HIGHER OPERATOR: 3 HOURS/DAY FOR 5 DAYS/WEEK AND ONE VISIT ON EACH WEEKEND DAY. 0.25 MGD UP TO 0.5 MGD-STAFFING BY CLASS C OR HIGHER OPERATOR: 1 HOUR/DAY FOR 5 DAYS/WEEK AND ONE VISIT ON EACH WEEKEND DAY. LESS THAN 0.25 MGD-STAFFING BY CLASS C OR HIGHER OPERATOR: 5 VISITS/WEEK AND ONE VISIT EACH WEEKEND FOR A TOTAL OF 1.8 HOURS/WEEK. | N | Y | CITRUS WORLD, INC. | 650 U.S. HWY 27 NORTH |  | LAKE WALES | FL | 33853 |  | 8636761411 |  | JOSEPH CARANI | FLORIDA NATURAL GROWERS, A DIVISION OF CITRUS WORLD | POST OFFICE BOX 1111 |  | LAKE WALES | FL | 33859 |  | 8636761411 |  | OTHER | 690 | 100000 | 22 | 2019-05-06 | 2022-01-14 | NTNC | 100
6 | POLK | SWPO | wpchief.water@cityofbartow.net | 6530315 | COMMUNITY | CONVENTIONAL FILTRATION (COAGULATION, FLOCCULATION, SEDIMENTATION, AND FILTRATION); DIRECT FILTRATION, (COAGULATION AND FILTRATION); OR LIME SOFTENING 5.0 MGD AND ABOVE. STAFFING BY CLASS C OR HIGHER OPERATOR: 24 HOURS/DAY FOR 7 DAYS/WEEK. THE LEAD/CHIEF OPERATOR MUST BE CLASS A. | N | Y | BARTOW, CITY OF | 450 N WILSON AVE |  | BARTOW | FL | 33830 |  | 8635340159 |  | TONY MARTINEZ | BARTOW, CITY OF | P.O.BOX 1069 |  | BARTOW | FL | 33830 |  | 8635340159 |  | MUNICIPALITY | 21501 | 8830000 | 8239 | 2014-10-08 | 2020-11-12 | DC02 | 4000
6 | POLK | SWPO | jbagnall@cityoffortmeade.com | 6530320 | COMMUNITY | CHLORINATION; AERATION FOR REMOVAL OF ANY SECONDARY CONTAMINANT, SULFIDE, OR ANY UNREGULATED CONTAMINANT; CORROSION CONTROL INHIBITOR ADDITION; HYPOCHLORINATION; IRON OR MANGANESE SEQUESTRATION; OR ULTRAVIOLET RADIATION. THE LEAD/CHIEF OPERATOR MUST BE CLASS C OR HIGHER. 5.0 MGD AND ABOVE-STAFFING BY CLASS C OR HIGHER OPERATOR: 6 HOURS/DAY FOR 5 DAYS/WEEK AND ONE VISIT ON EACH WEEKEND DAY. 3.0 MGD UP TO 5.0 MGD-STAFFING BY CLASS C OR HIGHER OPERATOR: 1 HOUR/DAY FOR 5 DAYS/WEEK AND ONE VISIT ON EACH WEEKEND DAY. 0.25 MGD UP TO 3.0 MGD-STAFFING BY CLASS C OR HIGHER OPERATOR: 5 VISITS/WEEK AND ONE VISIT EACH WEEKEND FOR A TOTAL OF 0.6 HOUR/WEEK. | N | Y | CITY OF FORT MEADE | 221 N. TECUMSEH AVE |  | FORT MEADE | FL | 33841 |  | 8632859222 |  | DAVID WOOTEN | FT. MEADE, CITY OF | PO BOX 856 |  | FORT MEADE | FL | 33841 |  | 8632851119 |  | MUNICIPALITY | 5455 | 1750000 | 2194 | 2020-09-29 | 2021-08-18 | DC03 | 2000
6 | POLK | SWPO | Jdeaton@mylakealfred.com | 6530321 | COMMUNITY | AERATION FOR REMOVAL OF ANY PRIMARY CONTAMINANT; ALKALINITY/PH ADJUSTMENT; CHLORAMIN ATION; CHLORINE DIOXIDE FOR OXIDATION OR DISINFECTION; FLUORIDATION; ION EXCHANGE FOR REMOVAL OF ANY SECONDARY CONTAMINANT, SULFIDE, OR ANY UNREGULATED CONTAMINANT; OR OZONATION. THE LEAD/CHIEF OPERATOR MUST BE CLASS C OR HIGHER. 5.0 MGD UP TO 10 MGD-STAFFING BY CLASS C OR HIGHER OPERATOR: 6 HOURS/DAY FOR 5 DAYS/WEEK AND ONE VISIT ON EACH WEEKEND DAY. 3.0 MGD UP TO 5.0 MGD-STAFFING BY CLASS C OR HIGHER OPERATOR: 3 HOURS/DAY FOR 5 DAYS/WEEK AND ONE VISIT ON EACH WEEKEND DAY. 1.0 MGD UP TO 3.0 MGD-STAFFING BY CLASS C OR HIGHER OPERATOR: 1 HOUR/DAY FOR 5 DAYS/WEEK AND ONE VISIT ON EACH WEEKEND DAY. 0.1 MGD UP TO 1.0 MGD-STAFFING BY CLASS C OR HIGHER OPERATOR: 5 VISITS/WEEK AND ONE VISIT EACH WEEKEND FOR A TOTAL OF 1.2 HOURS/WEEK. | N | Y | LAKE ALFRED, CITY OF | 155 E. POMELO STREET |  | LAKE ALFRED | FL | 33850 |  | 8632915274 |  | JOHN DEATON | CITY OF LAKE ALFRED | 120 E. POMELO ST. |  | LAKE ALFRED | FL | 33850 |  | 8632915274 |  | MUNICIPALITY | 5584 | 1812000 | 2284 | 2021-08-12 | 2021-07-27 | DC03 | 2000
6 | POLK | SWPO | reedylakeparks@earthlink.net | 6530345 | NONCOMMUNITY | CHLORINATION; AERATION FOR REMOVAL OF ANY SECONDARY CONTAMINANT, SULFIDE, OR ANY UNREGULATED CONTAMINANT; CORROSION CONTROL INHIBITOR ADDITION; HYPOCHLORINATION; IRON OR MANGANESE SEQUESTRATION; OR ULTRAVIOLET RADIATION. THE LEAD/CHIEF OPERATOR MUST BE CLASS D OR HIGHER. 50,000 GPD UP TO 0.25 MGD-STAFFING BY CLASS D OR HIGHER OPERATOR: 3 VISITS/WEEK ON NONCONSECUTIVE DAYS FOR A TOTAL OF 0.3 HOUR/WEEK. LESS THAN 50,000 GPD-STAFFING BY A CLASS D OR HIGHER OPERATOR: 2 VISITS/WEEK ON NONCONSECUTIVE DAYS FOR A TOTAL OF 0.2 HOUR/WEEK. THERE SHALL BE NO MORE THAN 5 DAYS BETWEEN THE LAST VISIT IN ONE WEEK AND THE FIRST VISIT IN THE NEXT WEEK. | N | Y | REEDY LAKE PARKS, LLC - MHP | 2011 NORTH LAKE REEDY BLVD |  | FROSTPROOF | FL | 33843 |  | 8634654629 |  | REEDY LAKE PARKS, LLC | REEDY LAKE PARKS, LLC | P.O. BOX 2715 |  | LAKE PLACID | FL | 33862 |  | 8634654629 |  | INVESTOR | 30 | 48960 | 15 | 2020-10-23 | 2021-10-29 | NC01 | 50
6 | POLK | SWPO |  | 6530346 | OTHER PUBLIC WATER SYSTEM | NO TREATMENT--CONSECUTIVE SYSTEMS ONLY | N | Y | CODY VILLA | 1109 CODY VILLA LOOP ROAD |  | BABSON PARK | FL | 33827 |  | 8636382416 |  | SARAH CODY | CODY VILLA | CODY VILLA RD[BABSON PARK] |  | BABSON PARK | FL | 33827 |  | 8636382416 |  | INVESTOR | 20 | 200000 | 8 | 05-JAN-00 | 2088-08-11 | NAF | 0
6 | POLK | SWPO |  | 6530373 | OTHER PUBLIC WATER SYSTEM | NO TREATMENT--CONSECUTIVE SYSTEMS ONLY | N | Y | COTTON COURT | 120 COTTON COURT |  | AUBURNDALE | FL | 33823 |  | 8139673887 |  | GRACE COTTON ROSS | COTTON COURT ( RAY LOCKHART ) | HWY 92 N/BEHIND LK LENA MOTEL |  | AUBURNDALE | FL | 33823 |  | 8139673887 |  | INVESTOR | 20 | 57000 | 10 | 13-MAR-00 | 2090-05-08 | NAF | 0
6 | POLK | SWPO |  | 6530399 | COMMUNITY | CHLORINATION; AERATION FOR REMOVAL OF ANY SECONDARY CONTAMINANT, SULFIDE, OR ANY UNREGULATED CONTAMINANT; CORROSION CONTROL INHIBITOR ADDITION; HYPOCHLORINATION; IRON OR MANGANESE SEQUESTRATION; OR ULTRAVIOLET RADIATION. THE LEAD/CHIEF OPERATOR MUST BE CLASS C OR HIGHER. 5.0 MGD AND ABOVE-STAFFING BY CLASS C OR HIGHER OPERATOR: 6 HOURS/DAY FOR 5 DAYS/WEEK AND ONE VISIT ON EACH WEEKEND DAY. 3.0 MGD UP TO 5.0 MGD-STAFFING BY CLASS C OR HIGHER OPERATOR: 1 HOUR/DAY FOR 5 DAYS/WEEK AND ONE VISIT ON EACH WEEKEND DAY. 0.25 MGD UP TO 3.0 MGD-STAFFING BY CLASS C OR HIGHER OPERATOR: 5 VISITS/WEEK AND ONE VISIT EACH WEEKEND FOR A TOTAL OF 0.6 HOUR/WEEK. | N | Y | MOUSE MOUNTAIN PWS | 7500 HWY 532 |  | DAVENPORT | FL | 33837 |  | 8634242791 |  | ANTHONY SAVOIA | JOHN MCLAREN | 27777 FRANKLIN RD | STE 200 | SOUTHFIELD | MI | 48034 |  | 2482082556 |  | INVESTOR | 600 | 972000 | 303 | 2018-04-19 | 2021-05-12 | DC04 | 1000
6 | POLK | SWPO |  | 6530407 | COMMUNITY | CHLORINATION; AERATION FOR REMOVAL OF ANY SECONDARY CONTAMINANT, SULFIDE, OR ANY UNREGULATED CONTAMINANT; CORROSION CONTROL INHIBITOR ADDITION; HYPOCHLORINATION; IRON OR MANGANESE SEQUESTRATION; OR ULTRAVIOLET RADIATION. THE LEAD/CHIEF OPERATOR MUST BE CLASS D OR HIGHER. 50,000 GPD UP TO 0.25 MGD-STAFFING BY CLASS D OR HIGHER OPERATOR: 3 VISITS/WEEK ON NONCONSECUTIVE DAYS FOR A TOTAL OF 0.3 HOUR/WEEK. LESS THAN 50,000 GPD-STAFFING BY A CLASS D OR HIGHER OPERATOR: 2 VISITS/WEEK ON NONCONSECUTIVE DAYS FOR A TOTAL OF 0.2 HOUR/WEEK. THERE SHALL BE NO MORE THAN 5 DAYS BETWEEN THE LAST VISIT IN ONE WEEK AND THE FIRST VISIT IN THE NEXT WEEK. | N | Y | CROFT'S MOBILE HOME PARK | 2856 BROOKS STREET |  | LAKELAND | FL | 33840 |  | 8636656921 |  | RUTH CROFT | RUTH CROFT | P.O. BOX 101 |  | EATON PARK | FL | 33840 |  | 8636656921 |  | INVESTOR | 40 | 72000 | 25 | 2017-03-09 | 2021-03-31 | DC051 | 100
6 | POLK | SWPO | parkwaterco@aol.com | 6530408 | COMMUNITY | CHLORINATION; AERATION FOR REMOVAL OF ANY SECONDARY CONTAMINANT, SULFIDE, OR ANY UNREGULATED CONTAMINANT; CORROSION CONTROL INHIBITOR ADDITION; HYPOCHLORINATION; IRON OR MANGANESE SEQUESTRATION; OR ULTRAVIOLET RADIATION. THE LEAD/CHIEF OPERATOR MUST BE CLASS C OR HIGHER. 5.0 MGD AND ABOVE-STAFFING BY CLASS C OR HIGHER OPERATOR: 6 HOURS/DAY FOR 5 DAYS/WEEK AND ONE VISIT ON EACH WEEKEND DAY. 3.0 MGD UP TO 5.0 MGD-STAFFING BY CLASS C OR HIGHER OPERATOR: 1 HOUR/DAY FOR 5 DAYS/WEEK AND ONE VISIT ON EACH WEEKEND DAY. 0.25 MGD UP TO 3.0 MGD-STAFFING BY CLASS C OR HIGHER OPERATOR: 5 VISITS/WEEK AND ONE VISIT EACH WEEKEND FOR A TOTAL OF 0.6 HOUR/WEEK. | N | Y | CITY OF LAKE WALES/PARK WATER COMPANY | 25 FIRST AVENUE NORTH |  | LAKE WALES | FL | 33853 |  | 8636381285 |  | HOLLY BRITT | CITY OF LAKE WALES | 201 W CENTRAL AVE |  | LAKE WALES | FL | 33853 |  | 8636784182 |  | INVESTOR | 1948 | 2000000 | 752 | 2021-07-16 | 2019-11-01 | DC03 | 2000
6 | POLK | SWPO | likemyhats@aol.com or chmhrvp@aol.com | 6530418 | COMMUNITY | CHLORINATION; AERATION FOR REMOVAL OF ANY SECONDARY CONTAMINANT, SULFIDE, OR ANY UNREGULATED CONTAMINANT; CORROSION CONTROL INHIBITOR ADDITION; HYPOCHLORINATION; IRON OR MANGANESE SEQUESTRATION; OR ULTRAVIOLET RADIATION. THE LEAD/CHIEF OPERATOR MUST BE CLASS D OR HIGHER. 50,000 GPD UP TO 0.25 MGD-STAFFING BY CLASS D OR HIGHER OPERATOR: 3 VISITS/WEEK ON NONCONSECUTIVE DAYS FOR A TOTAL OF 0.3 HOUR/WEEK. LESS THAN 50,000 GPD-STAFFING BY A CLASS D OR HIGHER OPERATOR: 2 VISITS/WEEK ON NONCONSECUTIVE DAYS FOR A TOTAL OF 0.2 HOUR/WEEK. THERE SHALL BE NO MORE THAN 5 DAYS BETWEEN THE LAST VISIT IN ONE WEEK AND THE FIRST VISIT IN THE NEXT WEEK. | N | Y | CYPRESS GARDENS M.H. & R.V. PARK | 1951 LAKE DAISY ROAD |  | WINTER HAVEN | FL | 33880 |  | 8633243136 |  | MONICA GRZELAK | OAKHILL FAMILY PARK , LLC (CASSIDY FAMILY) | 1951 LAKE DAIZY ROAD |  | WINTER HAVEN | FL | 33884 |  | 5086414106 |  | INVESTOR | 250 | 144000 | 272 | 2018-06-15 | 2021-03-18 | DC051 | 100
6 | POLK | SWPO | homelkd@yahoo.com | 6530421 | NONCOMMUNITY | CHLORINATION; AERATION FOR REMOVAL OF ANY SECONDARY CONTAMINANT, SULFIDE, OR ANY UNREGULATED CONTAMINANT; CORROSION CONTROL INHIBITOR ADDITION; HYPOCHLORINATION; IRON OR MANGANESE SEQUESTRATION; OR ULTRAVIOLET RADIATION. THE LEAD/CHIEF OPERATOR MUST BE CLASS D OR HIGHER. 50,000 GPD UP TO 0.25 MGD-STAFFING BY CLASS D OR HIGHER OPERATOR: 3 VISITS/WEEK ON NONCONSECUTIVE DAYS FOR A TOTAL OF 0.3 HOUR/WEEK. LESS THAN 50,000 GPD-STAFFING BY A CLASS D OR HIGHER OPERATOR: 2 VISITS/WEEK ON NONCONSECUTIVE DAYS FOR A TOTAL OF 0.2 HOUR/WEEK. THERE SHALL BE NO MORE THAN 5 DAYS BETWEEN THE LAST VISIT IN ONE WEEK AND THE FIRST VISIT IN THE NEXT WEEK. | N | Y | OAK HAVEN MOBILE HOME PARK | 1630 S.R. 547 N |  | DAVENPORT | FL | 33837 |  | 8634275823 |  | MIKE KNUDSTUP | 1630 CR 547 NORTH LLC | P.O. BOX 7572 |  | LAKELAND | FL | 33807 |  | 8632861933 |  | INVESTOR | 62 | 36000 | 26 | 2014-05-15 | 2021-01-14 | NC01 | 50
6 | POLK | SWPO | kcallihan@mydavenport.org | 6530431 | COMMUNITY | CHLORINATION; AERATION FOR REMOVAL OF ANY SECONDARY CONTAMINANT, SULFIDE, OR ANY UNREGULATED CONTAMINANT; CORROSION CONTROL INHIBITOR ADDITION; HYPOCHLORINATION; IRON OR MANGANESE SEQUESTRATION; OR ULTRAVIOLET RADIATION. THE LEAD/CHIEF OPERATOR MUST BE CLASS C OR HIGHER. 5.0 MGD AND ABOVE-STAFFING BY CLASS C OR HIGHER OPERATOR: 6 HOURS/DAY FOR 5 DAYS/WEEK AND ONE VISIT ON EACH WEEKEND DAY. 3.0 MGD UP TO 5.0 MGD-STAFFING BY CLASS C OR HIGHER OPERATOR: 1 HOUR/DAY FOR 5 DAYS/WEEK AND ONE VISIT ON EACH WEEKEND DAY. 0.25 MGD UP TO 3.0 MGD-STAFFING BY CLASS C OR HIGHER OPERATOR: 5 VISITS/WEEK AND ONE VISIT EACH WEEKEND FOR A TOTAL OF 0.6 HOUR/WEEK. | N | Y | DAVENPORT, CITY OF | 1 SOUTH ALLAPAHA AVE |  | DAVENPORT | FL | 33837 |  | 8634193300 |  | MICHAEL STRIPLING | CITY OF DAVENPORT | 1 SOUTH ALLAPAHA AVE |  | DAVENPORT | FL | 33837 |  | 8634193300 |  | MUNICIPALITY | 5733 | 3764900 | 2548 | 2020-10-07 | 2021-08-27 | DC03 | 2000
6 | POLK | SWPO |  | 6530460 | NONCOMMUNITY | CHLORINATION; AERATION FOR REMOVAL OF ANY SECONDARY CONTAMINANT, SULFIDE, OR ANY UNREGULATED CONTAMINANT; CORROSION CONTROL INHIBITOR ADDITION; HYPOCHLORINATION; IRON OR MANGANESE SEQUESTRATION; OR ULTRAVIOLET RADIATION. THE LEAD/CHIEF OPERATOR MUST BE CLASS D OR HIGHER. 50,000 GPD UP TO 0.25 MGD-STAFFING BY CLASS D OR HIGHER OPERATOR: 3 VISITS/WEEK ON NONCONSECUTIVE DAYS FOR A TOTAL OF 0.3 HOUR/WEEK. LESS THAN 50,000 GPD-STAFFING BY A CLASS D OR HIGHER OPERATOR: 2 VISITS/WEEK ON NONCONSECUTIVE DAYS FOR A TOTAL OF 0.2 HOUR/WEEK. THERE SHALL BE NO MORE THAN 5 DAYS BETWEEN THE LAST VISIT IN ONE WEEK AND THE FIRST VISIT IN THE NEXT WEEK. | N | Y | POLK CITY MARATHON | 6000 SR 557 |  | LAKE ALFRED | FL | 33850 |  | 8639563750 |  | MD ZAHID RASSUL | APEC, INC. | P.O. BOX 1110 |  | BRANDON | FL | 33509 | 1110 | 8136814279 |  | INVESTOR | 150 | 36000 | 1 | 2016-07-14 | 2021-01-21 | NC01 | 50
6 | POLK | SWPO | tdavis@townofdundee.com | 6530485 | COMMUNITY | CHLORINATION; AERATION FOR REMOVAL OF ANY SECONDARY CONTAMINANT, SULFIDE, OR ANY UNREGULATED CONTAMINANT; CORROSION CONTROL INHIBITOR ADDITION; HYPOCHLORINATION; IRON OR MANGANESE SEQUESTRATION; OR ULTRAVIOLET RADIATION. THE LEAD/CHIEF OPERATOR MUST BE CLASS C OR HIGHER. 5.0 MGD AND ABOVE-STAFFING BY CLASS C OR HIGHER OPERATOR: 6 HOURS/DAY FOR 5 DAYS/WEEK AND ONE VISIT ON EACH WEEKEND DAY. 3.0 MGD UP TO 5.0 MGD-STAFFING BY CLASS C OR HIGHER OPERATOR: 1 HOUR/DAY FOR 5 DAYS/WEEK AND ONE VISIT ON EACH WEEKEND DAY. 0.25 MGD UP TO 3.0 MGD-STAFFING BY CLASS C OR HIGHER OPERATOR: 5 VISITS/WEEK AND ONE VISIT EACH WEEKEND FOR A TOTAL OF 0.6 HOUR/WEEK. | N | Y | DUNDEE, TOWN OF | 105 CENTER STREET |  | DUNDEE | FL | 33838 |  | 8634388330 |  | TANDRA DAVIS | TANDRA DAVIS | P.O. BOX 1000 |  | DUNDEE | FL | 33838 |  | 8634388330 | 253 | MUNICIPALITY | 3824 | 2690000 | 1569 | 2013-04-09 | 2021-11-02 | DC03 | 2000
6 | POLK | SWPO | adam.kingdon@iamthus.com | 6530490 | NONTRANSIENT NONCOMMUNITY | CHLORINATION; AERATION FOR REMOVAL OF ANY SECONDARY CONTAMINANT, SULFIDE, OR ANY UNREGULATED CONTAMINANT; CORROSION CONTROL INHIBITOR ADDITION; HYPOCHLORINATION; IRON OR MANGANESE SEQUESTRATION; OR ULTRAVIOLET RADIATION. THE LEAD/CHIEF OPERATOR MUST BE CLASS D OR HIGHER. 50,000 GPD UP TO 0.25 MGD-STAFFING BY CLASS D OR HIGHER OPERATOR: 3 VISITS/WEEK ON NONCONSECUTIVE DAYS FOR A TOTAL OF 0.3 HOUR/WEEK. LESS THAN 50,000 GPD-STAFFING BY A CLASS D OR HIGHER OPERATOR: 2 VISITS/WEEK ON NONCONSECUTIVE DAYS FOR A TOTAL OF 0.2 HOUR/WEEK. THERE SHALL BE NO MORE THAN 5 DAYS BETWEEN THE LAST VISIT IN ONE WEEK AND THE FIRST VISIT IN THE NEXT WEEK. | N | Y | GROW HEALTHY/MCCRORY'S SUNNYHILL NURSERY | 309 SOUTH ACUFF ROAD |  | LAKE WALES | FL | 33853 |  | 8633546918 |  | DERRICK EPLEY | ADAM KINGDON | 309 S. ACUFF RD |  | LAKE WALES | FL | 33859 |  | 8633546918 |  | INVESTOR | 25 | 144000 | 5 | 2019-06-19 | 2021-09-29 | NTNC | 100
6 | POLK | SWPO | citymanager@eaglelake-fla.com | 6530492 | COMMUNITY | CHLORINATION; AERATION FOR REMOVAL OF ANY SECONDARY CONTAMINANT, SULFIDE, OR ANY UNREGULATED CONTAMINANT; CORROSION CONTROL INHIBITOR ADDITION; HYPOCHLORINATION; IRON OR MANGANESE SEQUESTRATION; OR ULTRAVIOLET RADIATION. THE LEAD/CHIEF OPERATOR MUST BE CLASS C OR HIGHER. 5.0 MGD AND ABOVE-STAFFING BY CLASS C OR HIGHER OPERATOR: 6 HOURS/DAY FOR 5 DAYS/WEEK AND ONE VISIT ON EACH WEEKEND DAY. 3.0 MGD UP TO 5.0 MGD-STAFFING BY CLASS C OR HIGHER OPERATOR: 1 HOUR/DAY FOR 5 DAYS/WEEK AND ONE VISIT ON EACH WEEKEND DAY. 0.25 MGD UP TO 3.0 MGD-STAFFING BY CLASS C OR HIGHER OPERATOR: 5 VISITS/WEEK AND ONE VISIT EACH WEEKEND FOR A TOTAL OF 0.6 HOUR/WEEK. | N | Y | EAGLE LAKE, CITY OF | 75 7TH STREET EAST |  | EAGLE LAKE | FL | 33839 |  | 8632934141 |  | BRYAN FLETCHER | EAGLE LAKE, CITY OF | P.O. BOX 129 |  | EAGLE LAKE | FL | 33839 |  | 8632934141 |  | MUNICIPALITY | 2600 | 2000000 | 925 | 2019-07-23 | 2021-08-11 | DC03 | 2000
6 | POLK | SWPO |  | 6530500 | OTHER PUBLIC WATER SYSTEM | NO TREATMENT--CONSECUTIVE SYSTEMS ONLY | N | Y | EASTSIDE ASSEMBLY OF GOD | 115 WOODLAND DRIVE |  | WINTER HAVEN | FL | 33880 |  | 8636650104 |  | REV. JOEL JOHNSON | EASTSIDE ASSEMBLY OF GOD | P.O. BOX 2213 |  | WINTER HAVEN | FL | 33880 |  | 8632992850 |  | INVESTOR | 15 | 28800 | 1 | 2013-03-15 | 2003-08-26 | NAF | 0
6 | POLK | SWPO | buccaneerbay608@gmail.com | 6530521 | COMMUNITY | CHLORINATION; AERATION FOR REMOVAL OF ANY SECONDARY CONTAMINANT, SULFIDE, OR ANY UNREGULATED CONTAMINANT; CORROSION CONTROL INHIBITOR ADDITION; HYPOCHLORINATION; IRON OR MANGANESE SEQUESTRATION; OR ULTRAVIOLET RADIATION. THE LEAD/CHIEF OPERATOR MUST BE CLASS D OR HIGHER. 50,000 GPD UP TO 0.25 MGD-STAFFING BY CLASS D OR HIGHER OPERATOR: 3 VISITS/WEEK ON NONCONSECUTIVE DAYS FOR A TOTAL OF 0.3 HOUR/WEEK. LESS THAN 50,000 GPD-STAFFING BY A CLASS D OR HIGHER OPERATOR: 2 VISITS/WEEK ON NONCONSECUTIVE DAYS FOR A TOTAL OF 0.2 HOUR/WEEK. THERE SHALL BE NO MORE THAN 5 DAYS BETWEEN THE LAST VISIT IN ONE WEEK AND THE FIRST VISIT IN THE NEXT WEEK. | N | Y | BUCCANEER BAY MHP | 643 MATHEW ROAD |  | LAKELAND | FL | 33801 |  | 8636808042 |  | SEAN DANIELS | WENDY BROEDEL | 38651 TARN DRIVE |  | ZEPHYRHILLS | FL | 33540 |  | 8634308744 |  | INVESTOR | 77 | 49000 | 54 | 2012-02-10 | 2021-04-12 | DC06 | 100
6 | POLK | SWPO |  | 6530540 | OTHER PUBLIC WATER SYSTEM | CHLORINATION; AERATION FOR REMOVAL OF ANY SECONDARY CONTAMINANT, SULFIDE, OR ANY UNREGULATED CONTAMINANT; CORROSION CONTROL INHIBITOR ADDITION; HYPOCHLORINATION; IRON OR MANGANESE SEQUESTRATION; OR ULTRAVIOLET RADIATION. THE LEAD/CHIEF OPERATOR MUST BE CLASS D OR HIGHER. 50,000 GPD UP TO 0.25 MGD-STAFFING BY CLASS D OR HIGHER OPERATOR: 3 VISITS/WEEK ON NONCONSECUTIVE DAYS FOR A TOTAL OF 0.3 HOUR/WEEK. LESS THAN 50,000 GPD-STAFFING BY A CLASS D OR HIGHER OPERATOR: 2 VISITS/WEEK ON NONCONSECUTIVE DAYS FOR A TOTAL OF 0.2 HOUR/WEEK. THERE SHALL BE NO MORE THAN 5 DAYS BETWEEN THE LAST VISIT IN ONE WEEK AND THE FIRST VISIT IN THE NEXT WEEK. | N | Y | FIRST ASSEMBLY OF GOD | P.O. BOX 316 |  | LOUGHMAN | FL | 33858 |  | 8634242747 |  | PASTOR VIC MCCALL | FIRST ASSEMBLY OF GOD | 6311 ST. ROAD 17-92 |  | LOUGHMAN | FL | 33858 |  | 8634241091 |  | OTHER | 24 | 21000 | 24 | 10-APR-00 | 2092-11-24 | NAF | 0
6 | POLK | SWPO |  | 6530544 | OTHER PUBLIC WATER SYSTEM | CHLORINATION; AERATION FOR REMOVAL OF ANY SECONDARY CONTAMINANT, SULFIDE, OR ANY UNREGULATED CONTAMINANT; CORROSION CONTROL INHIBITOR ADDITION; HYPOCHLORINATION; IRON OR MANGANESE SEQUESTRATION; OR ULTRAVIOLET RADIATION. THE LEAD/CHIEF OPERATOR MUST BE CLASS D OR HIGHER. 50,000 GPD UP TO 0.25 MGD-STAFFING BY CLASS D OR HIGHER OPERATOR: 3 VISITS/WEEK ON NONCONSECUTIVE DAYS FOR A TOTAL OF 0.3 HOUR/WEEK. LESS THAN 50,000 GPD-STAFFING BY A CLASS D OR HIGHER OPERATOR: 2 VISITS/WEEK ON NONCONSECUTIVE DAYS FOR A TOTAL OF 0.2 HOUR/WEEK. THERE SHALL BE NO MORE THAN 5 DAYS BETWEEN THE LAST VISIT IN ONE WEEK AND THE FIRST VISIT IN THE NEXT WEEK. | N | Y | EVERGREEN MISSIONARY BAPTIST | PO BOX 300 |  | LOUGHMAN | FL | 33858 |  | 8634243309 |  | C.G.VICKERS | EVERGREEN MISSIONARY BAPTIST | HWY 547 SOUTH |  | LOUGHMAN | FL | 33858 |  | 8634243309 |  | OTHER | 25 | 14000 | 2 | 09-FEB-00 | 2090-01-18 | NAF | 0
6 | POLK | SWPO | williams001@aol.com | 6530546 | NONCOMMUNITY | CHLORINATION; AERATION FOR REMOVAL OF ANY SECONDARY CONTAMINANT, SULFIDE, OR ANY UNREGULATED CONTAMINANT; CORROSION CONTROL INHIBITOR ADDITION; HYPOCHLORINATION; IRON OR MANGANESE SEQUESTRATION; OR ULTRAVIOLET RADIATION. THE LEAD/CHIEF OPERATOR MUST BE CLASS D OR HIGHER. 50,000 GPD UP TO 0.25 MGD-STAFFING BY CLASS D OR HIGHER OPERATOR: 3 VISITS/WEEK ON NONCONSECUTIVE DAYS FOR A TOTAL OF 0.3 HOUR/WEEK. LESS THAN 50,000 GPD-STAFFING BY A CLASS D OR HIGHER OPERATOR: 2 VISITS/WEEK ON NONCONSECUTIVE DAYS FOR A TOTAL OF 0.2 HOUR/WEEK. THERE SHALL BE NO MORE THAN 5 DAYS BETWEEN THE LAST VISIT IN ONE WEEK AND THE FIRST VISIT IN THE NEXT WEEK. | N | Y | EVERGREEN MHP | 6650 NEW TAMPA HIGHWAY |  | LAKELAND | FL | 33801 |  |  |  | FRANK WILLIAMS | WILLIAMS PARK VENTURE II, INC. | 2585 GERBER DAIRY RD |  | WINTER HAVEN | FL | 33880 |  | 8638156060 |  | INVESTOR | 35 | 72000 | 49 | 2021-06-17 | 2021-06-02 | NC01 | 50
6 | POLK | SWPO |  | 6530559 | OTHER PUBLIC WATER SYSTEM | NOT APPLICABLE. | N | Y | MOSAIC FERTILIZER LLC - GREEN BAY PLANT | 4390 CR 640 WEST |  | BARTOW | FL | 33830 |  | 8635191342 |  | NELSON SINGLETARY | MOSAIC FERTILIZER LLC, GREEN BAY FACILITY | 13830 CIRCA CROSSING DRIVE |  | LITHIA | FL | 33547 |  | 8135006474 |  | INVESTOR | 15 | 720000 | 15 | 2009-10-06 | 2009-08-27 | NAF | 0
6 | POLK | SWPO |  | 6530566 | OTHER PUBLIC WATER SYSTEM | CHLORINATION; AERATION FOR REMOVAL OF ANY SECONDARY CONTAMINANT, SULFIDE, OR ANY UNREGULATED CONTAMINANT; CORROSION CONTROL INHIBITOR ADDITION; HYPOCHLORINATION; IRON OR MANGANESE SEQUESTRATION; OR ULTRAVIOLET RADIATION. THE LEAD/CHIEF OPERATOR MUST BE CLASS D OR HIGHER. 50,000 GPD UP TO 0.25 MGD-STAFFING BY CLASS D OR HIGHER OPERATOR: 3 VISITS/WEEK ON NONCONSECUTIVE DAYS FOR A TOTAL OF 0.3 HOUR/WEEK. LESS THAN 50,000 GPD-STAFFING BY A CLASS D OR HIGHER OPERATOR: 2 VISITS/WEEK ON NONCONSECUTIVE DAYS FOR A TOTAL OF 0.2 HOUR/WEEK. THERE SHALL BE NO MORE THAN 5 DAYS BETWEEN THE LAST VISIT IN ONE WEEK AND THE FIRST VISIT IN THE NEXT WEEK. | N | Y | THE LIVING WORLD OF FAITH & LOVE CENTER | P.O. BOX 236 |  | BARTOW | FL | 33830 |  | 8636888353 |  | ALFONSO HARDIN | ALFONSO HARDIN | 2105 U.S. 17 SOUTH |  | BARTOW | FL | 33830 |  | 8636888353 |  | OTHER | 24 | 28000 | 1 | 2099-03-16 | 2089-08-11 | NAF | 0
6 | POLK | SWPO | zaboukos@msn.com | 6530573 | COMMUNITY | CHLORINATION; AERATION FOR REMOVAL OF ANY SECONDARY CONTAMINANT, SULFIDE, OR ANY UNREGULATED CONTAMINANT; CORROSION CONTROL INHIBITOR ADDITION; HYPOCHLORINATION; IRON OR MANGANESE SEQUESTRATION; OR ULTRAVIOLET RADIATION. THE LEAD/CHIEF OPERATOR MUST BE CLASS D OR HIGHER. 50,000 GPD UP TO 0.25 MGD-STAFFING BY CLASS D OR HIGHER OPERATOR: 3 VISITS/WEEK ON NONCONSECUTIVE DAYS FOR A TOTAL OF 0.3 HOUR/WEEK. LESS THAN 50,000 GPD-STAFFING BY A CLASS D OR HIGHER OPERATOR: 2 VISITS/WEEK ON NONCONSECUTIVE DAYS FOR A TOTAL OF 0.2 HOUR/WEEK. THERE SHALL BE NO MORE THAN 5 DAYS BETWEEN THE LAST VISIT IN ONE WEEK AND THE FIRST VISIT IN THE NEXT WEEK. | N | Y | FISH HAVEN, LLC | 201 FISH HAVEN ROAD |  | AUBURNDALE | FL | 33823 |  | 8639881183 |  | STANLEY SHEAR | FISH HAVEN LODGE, LLC | 653 FIFTH AVENUE |  | NY | NY | 10013 |  |  |  | INVESTOR | 66 | 49000 | 82 | 2013-05-20 | 2021-05-18 | DC06 | 100
6 | POLK | SWPO |  | 6530581 | NONCOMMUNITY | CHLORINATION; AERATION FOR REMOVAL OF ANY SECONDARY CONTAMINANT, SULFIDE, OR ANY UNREGULATED CONTAMINANT; CORROSION CONTROL INHIBITOR ADDITION; HYPOCHLORINATION; IRON OR MANGANESE SEQUESTRATION; OR ULTRAVIOLET RADIATION. THE LEAD/CHIEF OPERATOR MUST BE CLASS D OR HIGHER. 50,000 GPD UP TO 0.25 MGD-STAFFING BY CLASS D OR HIGHER OPERATOR: 3 VISITS/WEEK ON NONCONSECUTIVE DAYS FOR A TOTAL OF 0.3 HOUR/WEEK. LESS THAN 50,000 GPD-STAFFING BY A CLASS D OR HIGHER OPERATOR: 2 VISITS/WEEK ON NONCONSECUTIVE DAYS FOR A TOTAL OF 0.2 HOUR/WEEK. THERE SHALL BE NO MORE THAN 5 DAYS BETWEEN THE LAST VISIT IN ONE WEEK AND THE FIRST VISIT IN THE NEXT WEEK. | N | Y | FLAMING ARROW SCOUT RESERVATION | 1201 BOY SCOUT ROAD |  | LAKE WALES | FL | 33853 |  | 8635288593 |  | SHARLENE HARTFORD | ACOUNTS PAYABLE FASR | 13228 N CENTRAL AVE |  | TAMPA | FL | 33612 |  | 8138722691 |  | INVESTOR | 350 | 97920 | 30 | 2012-11-05 | 2020-09-28 | NC01 | 50
6 | POLK | SWPO |  | 6530584 | OTHER PUBLIC WATER SYSTEM | NO TREATMENT--CONSECUTIVE SYSTEMS ONLY | N | Y | WASHINGTON MILLS CERAMICS CORP | 31 AIRPORT ROAD |  | LAKE WALES | FL | 33859 | 122 | 8636763441 |  | GREG KIRKENDALL | WASHINGTON MILLS CERAMICS CORP | 31 S. AIRPORT RD |  | LAKE WALES | FL | 33859 | 6949 | 8636763441 |  | INVESTOR | 30 | 122400 | 2 | 2002-06-21 | 2003-09-23 | NAF | 0
6 | POLK | SWPO |  | 6530617 | COMMUNITY | CHLORINATION; AERATION FOR REMOVAL OF ANY SECONDARY CONTAMINANT, SULFIDE, OR ANY UNREGULATED CONTAMINANT; CORROSION CONTROL INHIBITOR ADDITION; HYPOCHLORINATION; IRON OR MANGANESE SEQUESTRATION; OR ULTRAVIOLET RADIATION. THE LEAD/CHIEF OPERATOR MUST BE CLASS C OR HIGHER. 5.0 MGD AND ABOVE-STAFFING BY CLASS C OR HIGHER OPERATOR: 6 HOURS/DAY FOR 5 DAYS/WEEK AND ONE VISIT ON EACH WEEKEND DAY. 3.0 MGD UP TO 5.0 MGD-STAFFING BY CLASS C OR HIGHER OPERATOR: 1 HOUR/DAY FOR 5 DAYS/WEEK AND ONE VISIT ON EACH WEEKEND DAY. 0.25 MGD UP TO 3.0 MGD-STAFFING BY CLASS C OR HIGHER OPERATOR: 5 VISITS/WEEK AND ONE VISIT EACH WEEKEND FOR A TOTAL OF 0.6 HOUR/WEEK. | N | Y | NORTHEAST | 2635 1/2 WAVERLY BARN RD. (VAN FLEET) |  | DAVENPORT | FL | 33837 |  | 8634193159 |  | TAMARA RICHARDSON, P.E., UTILITIES DIRECTOR | TAMARA RICHARDSON, P.E., UTILITIES DIRECTOR | 1011 JIM KEENE BLVD. |  | WINTER HAVEN | FL | 33880 |  | 8632984235 |  | COUNTY | 60557 | 25498720 | 23076 | 2015-11-16 | 2021-09-28 | DC01 | 6000
6 | POLK | SWPO | JEUBANKS5@TAMPABAY.RR.COM | 6530623 | COMMUNITY | CHLORINATION; AERATION FOR REMOVAL OF ANY SECONDARY CONTAMINANT, SULFIDE, OR ANY UNREGULATED CONTAMINANT; CORROSION CONTROL INHIBITOR ADDITION; HYPOCHLORINATION; IRON OR MANGANESE SEQUESTRATION; OR ULTRAVIOLET RADIATION. THE LEAD/CHIEF OPERATOR MUST BE CLASS C OR HIGHER. 5.0 MGD AND ABOVE-STAFFING BY CLASS C OR HIGHER OPERATOR: 6 HOURS/DAY FOR 5 DAYS/WEEK AND ONE VISIT ON EACH WEEKEND DAY. 3.0 MGD UP TO 5.0 MGD-STAFFING BY CLASS C OR HIGHER OPERATOR: 1 HOUR/DAY FOR 5 DAYS/WEEK AND ONE VISIT ON EACH WEEKEND DAY. 0.25 MGD UP TO 3.0 MGD-STAFFING BY CLASS C OR HIGHER OPERATOR: 5 VISITS/WEEK AND ONE VISIT EACH WEEKEND FOR A TOTAL OF 0.6 HOUR/WEEK. | N | Y | TWIN FOUNTAIN MOBILE HOME PARK | 6400 ALT 27 SOUTH |  | DUNDEE | FL | 33838 |  | 8634380146 |  | JIM EUBANKS | TWIN FOUNTAIN MOBILE HOME PARK | 6400 TWIN FOUNTAIN DRIVE |  | LAKE WALES | FL | 33898 |  |  |  | INVESTOR | 375 | 288000 | 180 | 2012-05-14 | 2020-04-13 | DC05 | 500
6 | POLK | SWPO | nmcdowell@cityoffrostproof.com | 6530627 | COMMUNITY | CHLORINATION; AERATION FOR REMOVAL OF ANY SECONDARY CONTAMINANT, SULFIDE, OR ANY UNREGULATED CONTAMINANT; CORROSION CONTROL INHIBITOR ADDITION; HYPOCHLORINATION; IRON OR MANGANESE SEQUESTRATION; OR ULTRAVIOLET RADIATION. THE LEAD/CHIEF OPERATOR MUST BE CLASS C OR HIGHER. 5.0 MGD AND ABOVE-STAFFING BY CLASS C OR HIGHER OPERATOR: 6 HOURS/DAY FOR 5 DAYS/WEEK AND ONE VISIT ON EACH WEEKEND DAY. 3.0 MGD UP TO 5.0 MGD-STAFFING BY CLASS C OR HIGHER OPERATOR: 1 HOUR/DAY FOR 5 DAYS/WEEK AND ONE VISIT ON EACH WEEKEND DAY. 0.25 MGD UP TO 3.0 MGD-STAFFING BY CLASS C OR HIGHER OPERATOR: 5 VISITS/WEEK AND ONE VISIT EACH WEEKEND FOR A TOTAL OF 0.6 HOUR/WEEK. | N | Y | FROSTPROOF, CITY OF | 57 N. LK. REEDY BLVD. |  | FROSTPROOF | FL | 33843 |  | 8636357861 |  | PAIGE JACKSON | CITY OF FROSTPROOF | PO BOX 308 |  | FROSTPROOF | FL | 33843 |  | 8636357854 |  | MUNICIPALITY | 3550 | 2880000 | 1475 | 2014-07-07 | 2020-12-18 | DC03 | 2000
6 | POLK | SWPO |  | 6530677 | COMMUNITY | CHLORINATION; AERATION FOR REMOVAL OF ANY SECONDARY CONTAMINANT, SULFIDE, OR ANY UNREGULATED CONTAMINANT; CORROSION CONTROL INHIBITOR ADDITION; HYPOCHLORINATION; IRON OR MANGANESE SEQUESTRATION; OR ULTRAVIOLET RADIATION. THE LEAD/CHIEF OPERATOR MUST BE CLASS D OR HIGHER. 50,000 GPD UP TO 0.25 MGD-STAFFING BY CLASS D OR HIGHER OPERATOR: 3 VISITS/WEEK ON NONCONSECUTIVE DAYS FOR A TOTAL OF 0.3 HOUR/WEEK. LESS THAN 50,000 GPD-STAFFING BY A CLASS D OR HIGHER OPERATOR: 2 VISITS/WEEK ON NONCONSECUTIVE DAYS FOR A TOTAL OF 0.2 HOUR/WEEK. THERE SHALL BE NO MORE THAN 5 DAYS BETWEEN THE LAST VISIT IN ONE WEEK AND THE FIRST VISIT IN THE NEXT WEEK. | N | Y | CYPRESS ACRES MOBILE HOME PARK | 8A POWELL ROAD |  | WINTER HAVEN | FL | 33880 |  | 8632910643 |  | VAISHAKHA PATEL | VAISHAKHA PATEL | 4121 JULIANA LAKE DRIVE |  | AUBURNDALE | FL | 33823 |  | 8632910643 |  | INVESTOR | 78 | 49000 | 26 | 2018-03-01 | 2021-01-15 | DC06 | 100
6 | POLK | SWPO | citymanager@eaglelake-fla.com | 6530686 | COMMUNITY | CHLORINATION; AERATION FOR REMOVAL OF ANY SECONDARY CONTAMINANT, SULFIDE, OR ANY UNREGULATED CONTAMINANT; CORROSION CONTROL INHIBITOR ADDITION; HYPOCHLORINATION; IRON OR MANGANESE SEQUESTRATION; OR ULTRAVIOLET RADIATION. THE LEAD/CHIEF OPERATOR MUST BE CLASS C OR HIGHER. 5.0 MGD AND ABOVE-STAFFING BY CLASS C OR HIGHER OPERATOR: 6 HOURS/DAY FOR 5 DAYS/WEEK AND ONE VISIT ON EACH WEEKEND DAY. 3.0 MGD UP TO 5.0 MGD-STAFFING BY CLASS C OR HIGHER OPERATOR: 1 HOUR/DAY FOR 5 DAYS/WEEK AND ONE VISIT ON EACH WEEKEND DAY. 0.25 MGD UP TO 3.0 MGD-STAFFING BY CLASS C OR HIGHER OPERATOR: 5 VISITS/WEEK AND ONE VISIT EACH WEEKEND FOR A TOTAL OF 0.6 HOUR/WEEK. | N | Y | GREEN ACRES S/D | 209 1/2 VARNADOE ROAD |  | WAHNETA | FL | 33880 |  | 8635346039 |  | BRYAN FLETCHER | CITY OF EAGLE LAKE | P.O. BOX 129 |  | EAGLE LAKE | FL | 33839 |  | 8632934141 |  | INVESTOR | 750 | 0 | 296 | 2019-06-11 | 2020-06-11 | DC06 | 100
6 | POLK | SWPO | licensing@wgresorts.com | 6530692 | COMMUNITY | CHLORINATION; AERATION FOR REMOVAL OF ANY SECONDARY CONTAMINANT, SULFIDE, OR ANY UNREGULATED CONTAMINANT; CORROSION CONTROL INHIBITOR ADDITION; HYPOCHLORINATION; IRON OR MANGANESE SEQUESTRATION; OR ULTRAVIOLET RADIATION. THE LEAD/CHIEF OPERATOR MUST BE CLASS C OR HIGHER. 5.0 MGD AND ABOVE-STAFFING BY CLASS C OR HIGHER OPERATOR: 6 HOURS/DAY FOR 5 DAYS/WEEK AND ONE VISIT ON EACH WEEKEND DAY. 3.0 MGD UP TO 5.0 MGD-STAFFING BY CLASS C OR HIGHER OPERATOR: 1 HOUR/DAY FOR 5 DAYS/WEEK AND ONE VISIT ON EACH WEEKEND DAY. 0.25 MGD UP TO 3.0 MGD-STAFFING BY CLASS C OR HIGHER OPERATOR: 5 VISITS/WEEK AND ONE VISIT EACH WEEKEND FOR A TOTAL OF 0.6 HOUR/WEEK. | N | Y | GRENELEFE RESORT UTILITY INC | 3200 SR 546 |  | HAINES CITY | FL | 33844 |  | 8634224137 |  | BEATRIZ SALVATELA | CENTRAL FLORIDA ENVESTMENTS/WESTGATE RESORTS | PO BOX 692229 |  | ORLANDO | FL | 32869 |  | 4073513350 |  | INVESTOR | 2114 | 4320000 | 1234 | 2019-08-21 | 2021-08-04 | DC03 | 2000
6 | POLK | SWPO | ben@serenecommunities.com | 6530698 | COMMUNITY | CHLORINATION; AERATION FOR REMOVAL OF ANY SECONDARY CONTAMINANT, SULFIDE, OR ANY UNREGULATED CONTAMINANT; CORROSION CONTROL INHIBITOR ADDITION; HYPOCHLORINATION; IRON OR MANGANESE SEQUESTRATION; OR ULTRAVIOLET RADIATION. THE LEAD/CHIEF OPERATOR MUST BE CLASS D OR HIGHER. 50,000 GPD UP TO 0.25 MGD-STAFFING BY CLASS D OR HIGHER OPERATOR: 3 VISITS/WEEK ON NONCONSECUTIVE DAYS FOR A TOTAL OF 0.3 HOUR/WEEK. LESS THAN 50,000 GPD-STAFFING BY A CLASS D OR HIGHER OPERATOR: 2 VISITS/WEEK ON NONCONSECUTIVE DAYS FOR A TOTAL OF 0.2 HOUR/WEEK. THERE SHALL BE NO MORE THAN 5 DAYS BETWEEN THE LAST VISIT IN ONE WEEK AND THE FIRST VISIT IN THE NEXT WEEK. | N | Y | GROVE SHORES MOBILE HOME COMMUNITY | 83 STEBBINS RD |  | WINTER HAVEN | FL | 33884 |  | 8633241400 |  | BEN RODDY | GROVE SHORES LLC | 83 STEBBINS RD |  | WINTER HAVEN | FL | 33884 |  | 8135082163 |  | INVESTOR | 100 | 49000 | 82 | 2019-03-22 | 2022-01-13 | DC06 | 100
6 | POLK | SWPO | fla4life@bellsouth.net | 6530717 | COMMUNITY | CHLORINATION; AERATION FOR REMOVAL OF ANY SECONDARY CONTAMINANT, SULFIDE, OR ANY UNREGULATED CONTAMINANT; CORROSION CONTROL INHIBITOR ADDITION; HYPOCHLORINATION; IRON OR MANGANESE SEQUESTRATION; OR ULTRAVIOLET RADIATION. THE LEAD/CHIEF OPERATOR MUST BE CLASS D OR HIGHER. 50,000 GPD UP TO 0.25 MGD-STAFFING BY CLASS D OR HIGHER OPERATOR: 3 VISITS/WEEK ON NONCONSECUTIVE DAYS FOR A TOTAL OF 0.3 HOUR/WEEK. LESS THAN 50,000 GPD-STAFFING BY A CLASS D OR HIGHER OPERATOR: 2 VISITS/WEEK ON NONCONSECUTIVE DAYS FOR A TOTAL OF 0.2 HOUR/WEEK. THERE SHALL BE NO MORE THAN 5 DAYS BETWEEN THE LAST VISIT IN ONE WEEK AND THE FIRST VISIT IN THE NEXT WEEK. | N | Y | HAMMOCK LAKE MOBILE HOME AND RV PARK INC | ORPORATED |  | FORT MEADE | FL | 33841 |  | 9542941390 |  | LISA VANGILDER | RACHEL BAILLEI GREGG | 6154 NW 53RD CIRCLE |  | CORAL SPRINGS | FL | 33067 |  | 9543043275 |  | INVESTOR | 100 | 144000 | 177 | 2018-10-16 | 2021-03-23 | DC051 | 100
6 | POLK | SWPO |  | 6530718 | COMMUNITY | CHLORINATION; AERATION FOR REMOVAL OF ANY SECONDARY CONTAMINANT, SULFIDE, OR ANY UNREGULATED CONTAMINANT; CORROSION CONTROL INHIBITOR ADDITION; HYPOCHLORINATION; IRON OR MANGANESE SEQUESTRATION; OR ULTRAVIOLET RADIATION. THE LEAD/CHIEF OPERATOR MUST BE CLASS D OR HIGHER. 50,000 GPD UP TO 0.25 MGD-STAFFING BY CLASS D OR HIGHER OPERATOR: 3 VISITS/WEEK ON NONCONSECUTIVE DAYS FOR A TOTAL OF 0.3 HOUR/WEEK. LESS THAN 50,000 GPD-STAFFING BY A CLASS D OR HIGHER OPERATOR: 2 VISITS/WEEK ON NONCONSECUTIVE DAYS FOR A TOTAL OF 0.2 HOUR/WEEK. THERE SHALL BE NO MORE THAN 5 DAYS BETWEEN THE LAST VISIT IN ONE WEEK AND THE FIRST VISIT IN THE NEXT WEEK. | N | Y | HAMMONDELL CAMPSITES | 5601 CYPRESS GARDENS ROAD |  | WINTER HAVEN | FL | 33884 |  | 8633245775 |  | PAT SEARFOSS | HENERY & NORA EVANS | 5601 CYPRESS GARDENS RD |  | WINTER HAVEN | FL | 33884 |  | 8008467162 |  | INVESTOR | 275 | 129600 | 180 | 2022-01-06 | 2022-01-03 | DC051 | 100
6 | POLK | SWPO |  | 6530719 | OTHER PUBLIC WATER SYSTEM | CHLORINATION; AERATION FOR REMOVAL OF ANY SECONDARY CONTAMINANT, SULFIDE, OR ANY UNREGULATED CONTAMINANT; CORROSION CONTROL INHIBITOR ADDITION; HYPOCHLORINATION; IRON OR MANGANESE SEQUESTRATION; OR ULTRAVIOLET RADIATION. THE LEAD/CHIEF OPERATOR MUST BE CLASS D OR HIGHER. 50,000 GPD UP TO 0.25 MGD-STAFFING BY CLASS D OR HIGHER OPERATOR: 3 VISITS/WEEK ON NONCONSECUTIVE DAYS FOR A TOTAL OF 0.3 HOUR/WEEK. LESS THAN 50,000 GPD-STAFFING BY A CLASS D OR HIGHER OPERATOR: 2 VISITS/WEEK ON NONCONSECUTIVE DAYS FOR A TOTAL OF 0.2 HOUR/WEEK. THERE SHALL BE NO MORE THAN 5 DAYS BETWEEN THE LAST VISIT IN ONE WEEK AND THE FIRST VISIT IN THE NEXT WEEK. | N | Y | HAMPTON'S MOBILE HOME PARK | 4335 CLUB HOUSE ROAD |  | HIGHLAND CITY | FL | 33846 |  | 8635595101 |  | MARION HAMPTON III | MARION HAMPTON III | 910 91 MINE RD |  | BARTOW | FL | 33830 |  | 8635595101 |  | INVESTOR | 15 | 49000 | 24 | 2009-04-14 | 2008-02-22 | NAF | 0
6 | POLK | SWPO | mhpokee@gmail.com | 6530723 | COMMUNITY | CHLORINATION; AERATION FOR REMOVAL OF ANY SECONDARY CONTAMINANT, SULFIDE, OR ANY UNREGULATED CONTAMINANT; CORROSION CONTROL INHIBITOR ADDITION; HYPOCHLORINATION; IRON OR MANGANESE SEQUESTRATION; OR ULTRAVIOLET RADIATION. THE LEAD/CHIEF OPERATOR MUST BE CLASS D OR HIGHER. 50,000 GPD UP TO 0.25 MGD-STAFFING BY CLASS D OR HIGHER OPERATOR: 3 VISITS/WEEK ON NONCONSECUTIVE DAYS FOR A TOTAL OF 0.3 HOUR/WEEK. LESS THAN 50,000 GPD-STAFFING BY A CLASS D OR HIGHER OPERATOR: 2 VISITS/WEEK ON NONCONSECUTIVE DAYS FOR A TOTAL OF 0.2 HOUR/WEEK. THERE SHALL BE NO MORE THAN 5 DAYS BETWEEN THE LAST VISIT IN ONE WEEK AND THE FIRST VISIT IN THE NEXT WEEK. | N | Y | HAPPY DAY TRAILER PARK | 1311 US 92 WEST |  | AUBURNDALE | FL | 33823 |  | 8639674298 |  | ROBERT KENNEDY | DANIEL MEDINA | 8218 S.BATES RD |  | PALM BEACH | FL | 33418 |  | 7722423328 |  | INVESTOR | 122 | 86000 | 128 | 2012-04-13 | 2021-06-04 | DC051 | 100
6 | POLK | SWPO |  | 6530746 | COMMUNITY | CHLORINATION; AERATION FOR REMOVAL OF ANY SECONDARY CONTAMINANT, SULFIDE, OR ANY UNREGULATED CONTAMINANT; CORROSION CONTROL INHIBITOR ADDITION; HYPOCHLORINATION; IRON OR MANGANESE SEQUESTRATION; OR ULTRAVIOLET RADIATION. THE LEAD/CHIEF OPERATOR MUST BE CLASS D OR HIGHER. 50,000 GPD UP TO 0.25 MGD-STAFFING BY CLASS D OR HIGHER OPERATOR: 3 VISITS/WEEK ON NONCONSECUTIVE DAYS FOR A TOTAL OF 0.3 HOUR/WEEK. LESS THAN 50,000 GPD-STAFFING BY A CLASS D OR HIGHER OPERATOR: 2 VISITS/WEEK ON NONCONSECUTIVE DAYS FOR A TOTAL OF 0.2 HOUR/WEEK. THERE SHALL BE NO MORE THAN 5 DAYS BETWEEN THE LAST VISIT IN ONE WEEK AND THE FIRST VISIT IN THE NEXT WEEK. | N | Y | SHADY OAKS MHP WATER SYSTEM | 1215 US HWY 17-92 N |  | DAVENPORT | FL | 33837 |  | 8634211559 |  | TRACEY PROCTOR | TRACEY PROCTOR | 1215 US 17-92 NORTH | P.O. BOX 1374 33836 | DAVENPORT | FL | 33837 |  | 8634222213 |  | INVESTOR | 80 | 49000 | 39 | 2003-10-24 | 2021-04-07 | DC06 | 100
6 | POLK | SWPO | rajervey@aol.com | 6530759 | NONTRANSIENT NONCOMMUNITY | CHLORINATION; AERATION FOR REMOVAL OF ANY SECONDARY CONTAMINANT, SULFIDE, OR ANY UNREGULATED CONTAMINANT; CORROSION CONTROL INHIBITOR ADDITION; HYPOCHLORINATION; IRON OR MANGANESE SEQUESTRATION; OR ULTRAVIOLET RADIATION. THE LEAD/CHIEF OPERATOR MUST BE CLASS D OR HIGHER. 50,000 GPD UP TO 0.25 MGD-STAFFING BY CLASS D OR HIGHER OPERATOR: 3 VISITS/WEEK ON NONCONSECUTIVE DAYS FOR A TOTAL OF 0.3 HOUR/WEEK. LESS THAN 50,000 GPD-STAFFING BY A CLASS D OR HIGHER OPERATOR: 2 VISITS/WEEK ON NONCONSECUTIVE DAYS FOR A TOTAL OF 0.2 HOUR/WEEK. THERE SHALL BE NO MORE THAN 5 DAYS BETWEEN THE LAST VISIT IN ONE WEEK AND THE FIRST VISIT IN THE NEXT WEEK. | N | Y | LIGHTHOUSE OASIS | 5900 NEW TAMPA HWY |  | LAKELAND | FL | 33803 |  | 8133527064 |  | ROBERT HEVENER | RICHARD JERVEY | 9029 PADDOCK LN |  | POTOMAC | MD | 20854 |  | 5178395609 |  | INVESTOR | 40 | 49000 | 28 | 2021-03-02 | 2021-02-23 | NTNC | 100
6 | POLK | SWPO | vhpclerk@comcast.net | 6530772 | COMMUNITY | CHLORINATION; AERATION FOR REMOVAL OF ANY SECONDARY CONTAMINANT, SULFIDE, OR ANY UNREGULATED CONTAMINANT; CORROSION CONTROL INHIBITOR ADDITION; HYPOCHLORINATION; IRON OR MANGANESE SEQUESTRATION; OR ULTRAVIOLET RADIATION. THE LEAD/CHIEF OPERATOR MUST BE CLASS D OR HIGHER. 50,000 GPD UP TO 0.25 MGD-STAFFING BY CLASS D OR HIGHER OPERATOR: 3 VISITS/WEEK ON NONCONSECUTIVE DAYS FOR A TOTAL OF 0.3 HOUR/WEEK. LESS THAN 50,000 GPD-STAFFING BY A CLASS D OR HIGHER OPERATOR: 2 VISITS/WEEK ON NONCONSECUTIVE DAYS FOR A TOTAL OF 0.2 HOUR/WEEK. THERE SHALL BE NO MORE THAN 5 DAYS BETWEEN THE LAST VISIT IN ONE WEEK AND THE FIRST VISIT IN THE NEXT WEEK. | N | Y | HIGHLAND PARK | 1317 NORTH HIGHLAND PARK DR. |  | LAKE WALES | FL | 33853 |  | 8636761840 |  | BRIAN UPDIKE | VILLAGE OF HIGHLAND PARK | PO BOX 168 |  | LAKE WALES | FL | 33859 |  | 8636762760 |  | MUNICIPALITY | 246 | 350000 | 143 | 2014-09-17 | 2021-10-11 | DC04 | 1000
6 | POLK | SWPO |  | 6530780 | OTHER PUBLIC WATER SYSTEM | NO TREATMENT--CONSECUTIVE SYSTEMS ONLY | N | Y | HILLCREST S/D | 2112 SNELL CREEK RD. |  | DAVENPORT | FL | 33836 |  | 8634221934 |  | BOBBY L KING OR WILBUR WATERS | HILLCREST S/D (BOBBY KING) | SNELL CRK.RD OFF POWERLINE RD. |  | HAINES CITY | FL | 33844 |  | 8634221934 |  | INVESTOR | 16 | 72000 | 6 | 24-MAY-00 | 2084-12-12 | NAF | 0
6 | POLK | SWPO | MANAGER@CYPRESSCAMPGROUND.COM | 6530811 | NONCOMMUNITY | CHLORINATION; AERATION FOR REMOVAL OF ANY SECONDARY CONTAMINANT, SULFIDE, OR ANY UNREGULATED CONTAMINANT; CORROSION CONTROL INHIBITOR ADDITION; HYPOCHLORINATION; IRON OR MANGANESE SEQUESTRATION; OR ULTRAVIOLET RADIATION. THE LEAD/CHIEF OPERATOR MUST BE CLASS D OR HIGHER. 50,000 GPD UP TO 0.25 MGD-STAFFING BY CLASS D OR HIGHER OPERATOR: 3 VISITS/WEEK ON NONCONSECUTIVE DAYS FOR A TOTAL OF 0.3 HOUR/WEEK. LESS THAN 50,000 GPD-STAFFING BY A CLASS D OR HIGHER OPERATOR: 2 VISITS/WEEK ON NONCONSECUTIVE DAYS FOR A TOTAL OF 0.2 HOUR/WEEK. THERE SHALL BE NO MORE THAN 5 DAYS BETWEEN THE LAST VISIT IN ONE WEEK AND THE FIRST VISIT IN THE NEXT WEEK. | N | Y | CYPRESS CAMPGROUND & RV PARK | 7400 CYPRESS GARDENS BLVD |  | WINTER HAVEN | FL | 33884 |  | 8633247400 |  | ATHENA REAL ESTATE | ATHENA REAL ESTATE | 98 MILL PLAIN RD STE 3C |  | DANBURY | CT | 6811 |  | 2039422745 |  | INVESTOR | 100 | 49000 | 192 | 2015-04-02 | 2022-01-19 | NC01 | 50
6 | POLK | SWPO |  | 6530816 | NONCOMMUNITY | CHLORINATION; AERATION FOR REMOVAL OF ANY SECONDARY CONTAMINANT, SULFIDE, OR ANY UNREGULATED CONTAMINANT; CORROSION CONTROL INHIBITOR ADDITION; HYPOCHLORINATION; IRON OR MANGANESE SEQUESTRATION; OR ULTRAVIOLET RADIATION. THE LEAD/CHIEF OPERATOR MUST BE CLASS D OR HIGHER. 50,000 GPD UP TO 0.25 MGD-STAFFING BY CLASS D OR HIGHER OPERATOR: 3 VISITS/WEEK ON NONCONSECUTIVE DAYS FOR A TOTAL OF 0.3 HOUR/WEEK. LESS THAN 50,000 GPD-STAFFING BY A CLASS D OR HIGHER OPERATOR: 2 VISITS/WEEK ON NONCONSECUTIVE DAYS FOR A TOTAL OF 0.2 HOUR/WEEK. THERE SHALL BE NO MORE THAN 5 DAYS BETWEEN THE LAST VISIT IN ONE WEEK AND THE FIRST VISIT IN THE NEXT WEEK. | N | Y | LAKE WALES INN | 18601 HIGHWAY 27 SOUTH |  | LAKE WALES | FL | 33853 |  | 8636761700 |  | DAXA CHANDE | JAI SHREEJI BAWA INC | 18601 HIGHWAY 27 |  | LAKE WALES | FL | 33853 |  | 8636781700 |  | INVESTOR | 30 | 49000 | 17 | 2019-04-17 | 2021-03-04 | NC01 | 50
6 | POLK | SWPO |  | 6530821 | OTHER PUBLIC WATER SYSTEM | NO TREATMENT--CONSECUTIVE SYSTEMS ONLY | N | Y | HOLLY HILL FRUIT PRODUCTS | 404 HIGHWAY 17-92 |  | DAVENPORT | FL | 33837 |  | 8634221131 |  | RANDY PLAIR | HOLLY HILL FRUIT PRODUCTS | US 17-92 [DAVENPORT] |  | DAVENPORT | FL | 33837 |  | 8634221131 |  | INVESTOR | 10 | 576000 | 2 | 2002-11-06 | 2003-08-11 | NAF | 0
6 | POLK | SWPO | havmor97@yahoo.com | 6530837 | NONTRANSIENT NONCOMMUNITY | CHLORINATION; AERATION FOR REMOVAL OF ANY SECONDARY CONTAMINANT, SULFIDE, OR ANY UNREGULATED CONTAMINANT; CORROSION CONTROL INHIBITOR ADDITION; HYPOCHLORINATION; IRON OR MANGANESE SEQUESTRATION; OR ULTRAVIOLET RADIATION. THE LEAD/CHIEF OPERATOR MUST BE CLASS D OR HIGHER. 50,000 GPD UP TO 0.25 MGD-STAFFING BY CLASS D OR HIGHER OPERATOR: 3 VISITS/WEEK ON NONCONSECUTIVE DAYS FOR A TOTAL OF 0.3 HOUR/WEEK. LESS THAN 50,000 GPD-STAFFING BY A CLASS D OR HIGHER OPERATOR: 2 VISITS/WEEK ON NONCONSECUTIVE DAYS FOR A TOTAL OF 0.2 HOUR/WEEK. THERE SHALL BE NO MORE THAN 5 DAYS BETWEEN THE LAST VISIT IN ONE WEEK AND THE FIRST VISIT IN THE NEXT WEEK. | N | Y | PK&G HOSPITALITY | 43824 HIGHWAY 27 |  | DAVENPORT | FL | 33837 |  | 8634242120 |  | JON BROSS | KARAN SHAH | 43824 HIGHWAY 27 |  | DAVENPORT | FL | 33837 |  | 8634242120 |  | CITY | 200 | 288000 | 3 | 2021-05-26 | 2021-05-13 | NTNC | 100
6 | POLK | SWPO | JUSTIN@LANDSOUTHREALTY.COM | 6530840 | COMMUNITY | CHLORINATION; AERATION FOR REMOVAL OF ANY SECONDARY CONTAMINANT, SULFIDE, OR ANY UNREGULATED CONTAMINANT; CORROSION CONTROL INHIBITOR ADDITION; HYPOCHLORINATION; IRON OR MANGANESE SEQUESTRATION; OR ULTRAVIOLET RADIATION. THE LEAD/CHIEF OPERATOR MUST BE CLASS D OR HIGHER. 50,000 GPD UP TO 0.25 MGD-STAFFING BY CLASS D OR HIGHER OPERATOR: 3 VISITS/WEEK ON NONCONSECUTIVE DAYS FOR A TOTAL OF 0.3 HOUR/WEEK. LESS THAN 50,000 GPD-STAFFING BY A CLASS D OR HIGHER OPERATOR: 2 VISITS/WEEK ON NONCONSECUTIVE DAYS FOR A TOTAL OF 0.2 HOUR/WEEK. THERE SHALL BE NO MORE THAN 5 DAYS BETWEEN THE LAST VISIT IN ONE WEEK AND THE FIRST VISIT IN THE NEXT WEEK. | N | Y | LAND SOUTH OAKS MEADOW | 8535 MATTHEWS ROAD |  | LAKELAND | FL | 33809 |  | 8638594325 |  | JUSTIN HARDEN | MEGHAN WEST | P.O. BOX 6165 |  | LAKELAND | FL | 33807 |  | 8639378867 |  | INVESTOR | 200 | 43200 | 52 | 2006-11-15 | 2021-03-04 | DC06 | 100
6 | POLK | SWPO | FMHUNTIII@HBCOOP.COM | 6530845 | NONTRANSIENT NONCOMMUNITY | CHLORINATION; AERATION FOR REMOVAL OF ANY SECONDARY CONTAMINANT, SULFIDE, OR ANY UNREGULATED CONTAMINANT; CORROSION CONTROL INHIBITOR ADDITION; HYPOCHLORINATION; IRON OR MANGANESE SEQUESTRATION; OR ULTRAVIOLET RADIATION. THE LEAD/CHIEF OPERATOR MUST BE CLASS D OR HIGHER. 50,000 GPD UP TO 0.25 MGD-STAFFING BY CLASS D OR HIGHER OPERATOR: 3 VISITS/WEEK ON NONCONSECUTIVE DAYS FOR A TOTAL OF 0.3 HOUR/WEEK. LESS THAN 50,000 GPD-STAFFING BY A CLASS D OR HIGHER OPERATOR: 2 VISITS/WEEK ON NONCONSECUTIVE DAYS FOR A TOTAL OF 0.2 HOUR/WEEK. THERE SHALL BE NO MORE THAN 5 DAYS BETWEEN THE LAST VISIT IN ONE WEEK AND THE FIRST VISIT IN THE NEXT WEEK. | N | Y | HUNT BROTHERS PACKING CO | 2404 HUNT BROS. ROAD |  | LAKE WALES | FL | 33853 |  | 8636769471 |  | FRANK M. HUNT III | FRANK M. HUNT III | P.O. BOX 631 |  | LAKE WALES | FL | 33859 | 631 | 8636769471 |  | INVESTOR | 47 | 432000 | 4 | 2018-06-13 | 2021-03-25 | NTNC | 100
6 | POLK | SWPO |  | 6530849 | OTHER PUBLIC WATER SYSTEM | NO TREATMENT--CONSECUTIVE SYSTEMS ONLY | N | Y | OPPORTUNITY VILLA | 6025 NEW TAMPA HWY |  | LAKELAND | FL | 33801 |  | 8636834486 |  | JOSE JAQUIM | KATHLEEN & JOSE JOAQUIM | 3580 WALKER ROAD |  | MULBERRY | FL | 33860 |  | 8636834486 |  | INVESTOR | 24 | 50000 | 13 | 2013-03-15 | 2090-08-22 | NAF | 0
6 | POLK | SWPO |  | 6530852 | COMMUNITY | AERATION FOR REMOVAL OF ANY PRIMARY CONTAMINANT; ALKALINITY/PH ADJUSTMENT; CHLORAMIN ATION; CHLORINE DIOXIDE FOR OXIDATION OR DISINFECTION; FLUORIDATION; ION EXCHANGE FOR REMOVAL OF ANY SECONDARY CONTAMINANT, SULFIDE, OR ANY UNREGULATED CONTAMINANT; OR OZONATION. THE LEAD/CHIEF OPERATOR MUST BE CLASS C OR HIGHER. 5.0 MGD UP TO 10 MGD-STAFFING BY CLASS C OR HIGHER OPERATOR: 6 HOURS/DAY FOR 5 DAYS/WEEK AND ONE VISIT ON EACH WEEKEND DAY. 3.0 MGD UP TO 5.0 MGD-STAFFING BY CLASS C OR HIGHER OPERATOR: 3 HOURS/DAY FOR 5 DAYS/WEEK AND ONE VISIT ON EACH WEEKEND DAY. 1.0 MGD UP TO 3.0 MGD-STAFFING BY CLASS C OR HIGHER OPERATOR: 1 HOUR/DAY FOR 5 DAYS/WEEK AND ONE VISIT ON EACH WEEKEND DAY. 0.1 MGD UP TO 1.0 MGD-STAFFING BY CLASS C OR HIGHER OPERATOR: 5 VISITS/WEEK AND ONE VISIT EACH WEEKEND FOR A TOTAL OF 1.2 HOURS/WEEK. | N | Y | SOUTHWEST/POLK COUNTY UTILITY | 7200 OLD HWY 37 SOUTH |  | LAKELAND | FL | 33860 |  | 8634193159 |  | TAMARA RICHARDSON, P.E., UTILITIES DIRECTOR | TAMARA RICHARDSON, P.E., UTILITIES DIRECTOR | 1011 JIM KEENE BLVD. |  | WINTER HAVEN | FL | 33880 |  | 8632984235 |  | COUNTY | 39209 | 12360000 | 14104 | 2020-12-18 | 2021-09-28 | DC01 | 6000
6 | POLK | SWPO | medix12@aol.com | 6530870 | COMMUNITY | CHLORINATION; AERATION FOR REMOVAL OF ANY SECONDARY CONTAMINANT, SULFIDE, OR ANY UNREGULATED CONTAMINANT; CORROSION CONTROL INHIBITOR ADDITION; HYPOCHLORINATION; IRON OR MANGANESE SEQUESTRATION; OR ULTRAVIOLET RADIATION. THE LEAD/CHIEF OPERATOR MUST BE CLASS D OR HIGHER. 50,000 GPD UP TO 0.25 MGD-STAFFING BY CLASS D OR HIGHER OPERATOR: 3 VISITS/WEEK ON NONCONSECUTIVE DAYS FOR A TOTAL OF 0.3 HOUR/WEEK. LESS THAN 50,000 GPD-STAFFING BY A CLASS D OR HIGHER OPERATOR: 2 VISITS/WEEK ON NONCONSECUTIVE DAYS FOR A TOTAL OF 0.2 HOUR/WEEK. THERE SHALL BE NO MORE THAN 5 DAYS BETWEEN THE LAST VISIT IN ONE WEEK AND THE FIRST VISIT IN THE NEXT WEEK. | N | Y | KATHLEEN OAKS MHP | 3625 KATHLEEN ROAD |  | LAKELAND | FL | 33805 |  | 8636074616 |  | ROBERT MONK | ROBERT MONK | 1516 KIPLING LANE |  | LAKELAND | FL | 33803 |  | 8636074616 |  | INVESTOR | 35 | 49000 | 17 | 2020-10-29 | 2021-05-13 | DC06 | 100
6 | POLK | SWPO |  | 6530872 | NONCOMMUNITY | CHLORINATION; AERATION FOR REMOVAL OF ANY SECONDARY CONTAMINANT, SULFIDE, OR ANY UNREGULATED CONTAMINANT; CORROSION CONTROL INHIBITOR ADDITION; HYPOCHLORINATION; IRON OR MANGANESE SEQUESTRATION; OR ULTRAVIOLET RADIATION. THE LEAD/CHIEF OPERATOR MUST BE CLASS D OR HIGHER. 50,000 GPD UP TO 0.25 MGD-STAFFING BY CLASS D OR HIGHER OPERATOR: 3 VISITS/WEEK ON NONCONSECUTIVE DAYS FOR A TOTAL OF 0.3 HOUR/WEEK. LESS THAN 50,000 GPD-STAFFING BY A CLASS D OR HIGHER OPERATOR: 2 VISITS/WEEK ON NONCONSECUTIVE DAYS FOR A TOTAL OF 0.2 HOUR/WEEK. THERE SHALL BE NO MORE THAN 5 DAYS BETWEEN THE LAST VISIT IN ONE WEEK AND THE FIRST VISIT IN THE NEXT WEEK. | N | Y | PRESCO OF HOMELAND | 6005 HIGHWAY 17 SOUTH |  | BARTOW | FL | 33830 |  | 8635339201 |  | THOMAS PULIVELIL | JEENA MATTHEW | 1995 HIGHWAY 17 S |  | BARTOW | FL | 33830 |  | 8635196556 |  | INVESTOR | 123 | 28800 | 1 | 2012-09-20 | 2021-02-03 | NC01 | 50
6 | POLK | SWPO | JEXPO1128@yahoo.com | 6530900 | NONTRANSIENT NONCOMMUNITY | CHLORINATION; AERATION FOR REMOVAL OF ANY SECONDARY CONTAMINANT, SULFIDE, OR ANY UNREGULATED CONTAMINANT; CORROSION CONTROL INHIBITOR ADDITION; HYPOCHLORINATION; IRON OR MANGANESE SEQUESTRATION; OR ULTRAVIOLET RADIATION. THE LEAD/CHIEF OPERATOR MUST BE CLASS D OR HIGHER. 50,000 GPD UP TO 0.25 MGD-STAFFING BY CLASS D OR HIGHER OPERATOR: 3 VISITS/WEEK ON NONCONSECUTIVE DAYS FOR A TOTAL OF 0.3 HOUR/WEEK. LESS THAN 50,000 GPD-STAFFING BY A CLASS D OR HIGHER OPERATOR: 2 VISITS/WEEK ON NONCONSECUTIVE DAYS FOR A TOTAL OF 0.2 HOUR/WEEK. THERE SHALL BE NO MORE THAN 5 DAYS BETWEEN THE LAST VISIT IN ONE WEEK AND THE FIRST VISIT IN THE NEXT WEEK. | N | Y | FLORIDA HOME STAY INN | 33224 HWY 27 |  | HAINES CITY | FL | 33844 |  | 8634228621 |  |  | JUAN EXPOSITA | 33224 HWY 27 |  | HAINES CITY | FL | 33844 |  | 5612813365 |  | INVESTOR | 100 | 50000 | 72 | 2018-09-06 | 2022-01-05 | NTNC | 100
6 | POLK | SWPO |  | 6530909 | OTHER PUBLIC WATER SYSTEM | NO TREATMENT--CONSECUTIVE SYSTEMS ONLY | N | Y | K-VILLE ASSEMBLY OF GOD CHURCH | 4155 C.R. 542 |  | AUBURNDALE | FL | 33823 |  | 8636650302 |  | BRITT FRANKLIN | K-VILLE ASSEMBLY OF GOD CHURCH | 4155 K-VILLE AVE |  | AUBURNDALE | FL | 33823 |  | 8636650302 |  | OTHER | 22 | 28800 | 1 | 2001-12-20 | 2002-10-31 | NAF | 0
6 | POLK | SWPO | mail@thomasleegroup.com | 6530915 | COMMUNITY | CHLORINATION; AERATION FOR REMOVAL OF ANY SECONDARY CONTAMINANT, SULFIDE, OR ANY UNREGULATED CONTAMINANT; CORROSION CONTROL INHIBITOR ADDITION; HYPOCHLORINATION; IRON OR MANGANESE SEQUESTRATION; OR ULTRAVIOLET RADIATION. THE LEAD/CHIEF OPERATOR MUST BE CLASS D OR HIGHER. 50,000 GPD UP TO 0.25 MGD-STAFFING BY CLASS D OR HIGHER OPERATOR: 3 VISITS/WEEK ON NONCONSECUTIVE DAYS FOR A TOTAL OF 0.3 HOUR/WEEK. LESS THAN 50,000 GPD-STAFFING BY A CLASS D OR HIGHER OPERATOR: 2 VISITS/WEEK ON NONCONSECUTIVE DAYS FOR A TOTAL OF 0.2 HOUR/WEEK. THERE SHALL BE NO MORE THAN 5 DAYS BETWEEN THE LAST VISIT IN ONE WEEK AND THE FIRST VISIT IN THE NEXT WEEK. | N | Y | BRIARWOOD ESTATES | 5310 DEESON ROAD |  | KATHLEEN | FL | 33805 |  | 8638597519 |  | LINDA GUILLOTT | THOMAS LEE GROUP ACQUISITIONS, LLC | 7512 DR PHILLIPS BLVD, SUITE 50 PMB #133 |  | ORLANDO | FL | 32819 |  | 4078769011 |  | INVESTOR | 80 | 86000 | 60 | 2018-04-19 | 2021-09-15 | DC051 | 100
6 | POLK | SWPO | fran121298@aol.com | 6530918 | NONCOMMUNITY | CHLORINATION; AERATION FOR REMOVAL OF ANY SECONDARY CONTAMINANT, SULFIDE, OR ANY UNREGULATED CONTAMINANT; CORROSION CONTROL INHIBITOR ADDITION; HYPOCHLORINATION; IRON OR MANGANESE SEQUESTRATION; OR ULTRAVIOLET RADIATION. THE LEAD/CHIEF OPERATOR MUST BE CLASS D OR HIGHER. 50,000 GPD UP TO 0.25 MGD-STAFFING BY CLASS D OR HIGHER OPERATOR: 3 VISITS/WEEK ON NONCONSECUTIVE DAYS FOR A TOTAL OF 0.3 HOUR/WEEK. LESS THAN 50,000 GPD-STAFFING BY A CLASS D OR HIGHER OPERATOR: 2 VISITS/WEEK ON NONCONSECUTIVE DAYS FOR A TOTAL OF 0.2 HOUR/WEEK. THERE SHALL BE NO MORE THAN 5 DAYS BETWEEN THE LAST VISIT IN ONE WEEK AND THE FIRST VISIT IN THE NEXT WEEK. | N | Y | KATHLEEN UNITED METHODIST | 6104 POLK AVE NW |  | KATHLEEN | FL | 33849 |  | 8638582482 |  | A. ANTHONY CORP | BOARD OF TRUSTEES OF THE FL CONFERENCE OF UNITED MEHODIST | 450 MARTIN LUTHER KING JR. AVENUE |  | LAKELAND | FL | 33815 |  | 8002828011 |  | OTHER | 75 | 28800 | 4 | 2009-09-24 | 2019-07-15 | NC01 | 50
6 | POLK | SWPO |  | 6530923 | NONCOMMUNITY | CHLORINATION; AERATION FOR REMOVAL OF ANY SECONDARY CONTAMINANT, SULFIDE, OR ANY UNREGULATED CONTAMINANT; CORROSION CONTROL INHIBITOR ADDITION; HYPOCHLORINATION; IRON OR MANGANESE SEQUESTRATION; OR ULTRAVIOLET RADIATION. THE LEAD/CHIEF OPERATOR MUST BE CLASS D OR HIGHER. 50,000 GPD UP TO 0.25 MGD-STAFFING BY CLASS D OR HIGHER OPERATOR: 3 VISITS/WEEK ON NONCONSECUTIVE DAYS FOR A TOTAL OF 0.3 HOUR/WEEK. LESS THAN 50,000 GPD-STAFFING BY A CLASS D OR HIGHER OPERATOR: 2 VISITS/WEEK ON NONCONSECUTIVE DAYS FOR A TOTAL OF 0.2 HOUR/WEEK. THERE SHALL BE NO MORE THAN 5 DAYS BETWEEN THE LAST VISIT IN ONE WEEK AND THE FIRST VISIT IN THE NEXT WEEK. | N | Y | Y'ALL COME BACK SALOON | 3230 HWY 60 E. |  | LAKE WALES | FL | 33898 |  | 8636765759 |  |  | TIM & MARY HENDERSON | 3230 HIGHWAY 60 E. |  | LAKE WALES | FL | 33853 |  | 8636768780 |  | INVESTOR | 30 | 28800 | 2 | 2010-06-04 | 2021-02-17 | NC01 | 50
6 | POLK | SWPO |  | 6530940 | OTHER PUBLIC WATER SYSTEM | NO TREATMENT--CONSECUTIVE SYSTEMS ONLY | N | Y | DONNA WATER SYSTEM | 1150 KINGSFORD CIRCLE |  | MULBERRY | FL | 33860 |  | 8634254807 |  | K C BUGBEE | KENNETH C. BUGBEE | 1150 KINGSFORD CIRCLE |  | MULBERRY | FL | 33860 |  | 8634254807 |  | INVESTOR | 24 | 43000 | 8 | 25-JAN-00 | 2086-03-25 | NAF | 0
6 | POLK | SWPO | fla4life@bellsouth.net | 6530955 | NONTRANSIENT NONCOMMUNITY | CHLORINATION; AERATION FOR REMOVAL OF ANY SECONDARY CONTAMINANT, SULFIDE, OR ANY UNREGULATED CONTAMINANT; CORROSION CONTROL INHIBITOR ADDITION; HYPOCHLORINATION; IRON OR MANGANESE SEQUESTRATION; OR ULTRAVIOLET RADIATION. THE LEAD/CHIEF OPERATOR MUST BE CLASS D OR HIGHER. 50,000 GPD UP TO 0.25 MGD-STAFFING BY CLASS D OR HIGHER OPERATOR: 3 VISITS/WEEK ON NONCONSECUTIVE DAYS FOR A TOTAL OF 0.3 HOUR/WEEK. LESS THAN 50,000 GPD-STAFFING BY A CLASS D OR HIGHER OPERATOR: 2 VISITS/WEEK ON NONCONSECUTIVE DAYS FOR A TOTAL OF 0.2 HOUR/WEEK. THERE SHALL BE NO MORE THAN 5 DAYS BETWEEN THE LAST VISIT IN ONE WEEK AND THE FIRST VISIT IN THE NEXT WEEK. | N | Y | PARADISE ISLAND R.V. PARK, INC | 32000 US HIGHWAY 27 |  | HAINES CITY | FL | 33844 |  | 8634391350 |  | ROXANNE WILLIAMS | RACHEL BALLIE GREGG | 6154 53RD CIRCLE |  | CORAL SPRINGS | FL | 33607 |  | 9543043275 |  | INVESTOR | 290 | 172800 | 162 | 2019-09-05 | 2021-01-14 | NTNC | 100
6 | POLK | SWPO |  | 6530956 | COMMUNITY | CHLORINATION; AERATION FOR REMOVAL OF ANY SECONDARY CONTAMINANT, SULFIDE, OR ANY UNREGULATED CONTAMINANT; CORROSION CONTROL INHIBITOR ADDITION; HYPOCHLORINATION; IRON OR MANGANESE SEQUESTRATION; OR ULTRAVIOLET RADIATION. THE LEAD/CHIEF OPERATOR MUST BE CLASS C OR HIGHER. 5.0 MGD AND ABOVE-STAFFING BY CLASS C OR HIGHER OPERATOR: 6 HOURS/DAY FOR 5 DAYS/WEEK AND ONE VISIT ON EACH WEEKEND DAY. 3.0 MGD UP TO 5.0 MGD-STAFFING BY CLASS C OR HIGHER OPERATOR: 1 HOUR/DAY FOR 5 DAYS/WEEK AND ONE VISIT ON EACH WEEKEND DAY. 0.25 MGD UP TO 3.0 MGD-STAFFING BY CLASS C OR HIGHER OPERATOR: 5 VISITS/WEEK AND ONE VISIT EACH WEEKEND FOR A TOTAL OF 0.6 HOUR/WEEK. | N | Y | CAMP INN RESORTS | 10400 US HIGHWAY 27 |  | FROSTPROOF | FL | 33843 |  | 8636352500 |  | LINDA & BOB JACKSON | CAMP INN ASSOCIATES, LLC (JOEL K. BROWN AGENT) | 31200 NORTHWESTERN HIGHWAY |  | FARMINGTON HILLS | MI | 48334 |  | 2485385970 |  | INVESTOR | 1500 | 200000 | 788 | 2021-07-15 | 2021-06-01 | DC05 | 500
6 | POLK | SWPO | dmouton@lakelandcs.com | 6530959 | NONTRANSIENT NONCOMMUNITY | CHLORINATION; AERATION FOR REMOVAL OF ANY SECONDARY CONTAMINANT, SULFIDE, OR ANY UNREGULATED CONTAMINANT; CORROSION CONTROL INHIBITOR ADDITION; HYPOCHLORINATION; IRON OR MANGANESE SEQUESTRATION; OR ULTRAVIOLET RADIATION. THE LEAD/CHIEF OPERATOR MUST BE CLASS D OR HIGHER. 50,000 GPD UP TO 0.25 MGD-STAFFING BY CLASS D OR HIGHER OPERATOR: 3 VISITS/WEEK ON NONCONSECUTIVE DAYS FOR A TOTAL OF 0.3 HOUR/WEEK. LESS THAN 50,000 GPD-STAFFING BY A CLASS D OR HIGHER OPERATOR: 2 VISITS/WEEK ON NONCONSECUTIVE DAYS FOR A TOTAL OF 0.2 HOUR/WEEK. THERE SHALL BE NO MORE THAN 5 DAYS BETWEEN THE LAST VISIT IN ONE WEEK AND THE FIRST VISIT IN THE NEXT WEEK. | N | Y | WBRK PROPERTY LLP | 4100 SOUTH FRONTAGE ROAD SUITE 101 |  | LAKELAND | FL | 33815 | 3200 | 8636869000 |  | ROBERT KRYGER | WBRK PROPERTY LLP | 4100 FRONTAGE ROAD SOUTH SUITE #101 |  | LAKELAND | FL | 33815 | 3200 | 8636869000 |  | UNKNOWN | 200 | 250000 | 6 | 2021-05-17 | 2021-05-14 | NTNC | 100
6 | POLK | SWPO | tammy@lakeaurora.org | 6530968 | NONCOMMUNITY | CHLORINATION; AERATION FOR REMOVAL OF ANY SECONDARY CONTAMINANT, SULFIDE, OR ANY UNREGULATED CONTAMINANT; CORROSION CONTROL INHIBITOR ADDITION; HYPOCHLORINATION; IRON OR MANGANESE SEQUESTRATION; OR ULTRAVIOLET RADIATION. THE LEAD/CHIEF OPERATOR MUST BE CLASS D OR HIGHER. 50,000 GPD UP TO 0.25 MGD-STAFFING BY CLASS D OR HIGHER OPERATOR: 3 VISITS/WEEK ON NONCONSECUTIVE DAYS FOR A TOTAL OF 0.3 HOUR/WEEK. LESS THAN 50,000 GPD-STAFFING BY A CLASS D OR HIGHER OPERATOR: 2 VISITS/WEEK ON NONCONSECUTIVE DAYS FOR A TOTAL OF 0.2 HOUR/WEEK. THERE SHALL BE NO MORE THAN 5 DAYS BETWEEN THE LAST VISIT IN ONE WEEK AND THE FIRST VISIT IN THE NEXT WEEK. | N | Y | LAKE AURORA CHRISTIAN ASSEMBLY | 237 GOLDEN BOUGH ROAD |  | LAKE WALES | FL | 33853 |  | 8636961102 |  | STEVE BORNEMANN | LAKE AURORA CHRISTIAN ASSEMBLY | 237 GOLDEN BOUGH ROAD |  | LAKE WALES | FL | 33853 |  | 8636961102 |  | CITY | 200 | 57600 | 36 | 2013-12-23 | 2021-06-18 | NC01 | 50
6 | POLK | SWPO | jerrewilson40@gmail.com | 6530973 | COMMUNITY | ACTIVATED CARBON PROCESSES; DIATOMACEOUS EARTH FILTRATION; ION EXCHANGE FOR REMOVAL OF ANY PRIMARY CONTAMINANT; ION AND MANGANESE REMOVAL (OXIDATION, DETENTION, AND FILTRATION); OR SLOW SAND FILTRATION. LEAD/CHIEF OPERATOR MUST BE CLASS C OR HIGHER. 1.0 MGD UP TO 2.0 MGD-STAFFING BY CLASS C OR HIGHER OPERATOR: 6 HOURS/DAY FOR 5 DAYS/WEEK AND ONE VISIT ON EACH WEEKEND DAY. 0.5 MGD UP TO 1.0 MGD-STAFFING BY CLASS C OR HIGHER OPERATOR: 3 HOURS/DAY FOR 5 DAYS/WEEK AND ONE VISIT ON EACH WEEKEND DAY. 0.25 MGD UP TO 0.5 MGD-STAFFING BY CLASS C OR HIGHER OPERATOR: 1 HOUR/DAY FOR 5 DAYS/WEEK AND ONE VISIT ON EACH WEEKEND DAY. LESS THAN 0.25 MGD-STAFFING BY CLASS C OR HIGHER OPERATOR: 5 VISITS/WEEK AND ONE VISIT EACH WEEKEND FOR A TOTAL OF 1.8 HOURS/WEEK. | N | Y | LAKEFRONT TRAILER PARK | 117 E. LAKEVIEW AVE. |  | FROSTPROOF | FL | 33843 |  | 8636356536 |  | JERRE WILSON | JERRE W. WILSON | 410 HIGHBRITEN WAY |  | LAKELAND | FL | 33803 |  | 8636865269 |  | INVESTOR | 70 | 49000 | 45 | 2019-10-14 | 2021-07-22 | DC06 | 100
6 | POLK | SWPO | sara@townoflakehamilton.com | 6530977 | COMMUNITY | AERATION FOR REMOVAL OF ANY PRIMARY CONTAMINANT; ALKALINITY/PH ADJUSTMENT; CHLORAMIN ATION; CHLORINE DIOXIDE FOR OXIDATION OR DISINFECTION; FLUORIDATION; ION EXCHANGE FOR REMOVAL OF ANY SECONDARY CONTAMINANT, SULFIDE, OR ANY UNREGULATED CONTAMINANT; OR OZONATION. THE LEAD/CHIEF OPERATOR MUST BE CLASS C OR HIGHER. 5.0 MGD UP TO 10 MGD-STAFFING BY CLASS C OR HIGHER OPERATOR: 6 HOURS/DAY FOR 5 DAYS/WEEK AND ONE VISIT ON EACH WEEKEND DAY. 3.0 MGD UP TO 5.0 MGD-STAFFING BY CLASS C OR HIGHER OPERATOR: 3 HOURS/DAY FOR 5 DAYS/WEEK AND ONE VISIT ON EACH WEEKEND DAY. 1.0 MGD UP TO 3.0 MGD-STAFFING BY CLASS C OR HIGHER OPERATOR: 1 HOUR/DAY FOR 5 DAYS/WEEK AND ONE VISIT ON EACH WEEKEND DAY. 0.1 MGD UP TO 1.0 MGD-STAFFING BY CLASS C OR HIGHER OPERATOR: 5 VISITS/WEEK AND ONE VISIT EACH WEEKEND FOR A TOTAL OF 1.2 HOURS/WEEK. | N | Y | LAKE HAMILTON, TOWN OF | 210 MONROE LANE |  | LAKE HAMILTON | FL | 33851 |  | 8634394800 |  | HARVEY SIMMS | LAKE HAMILTON, TOWN OF | P.O. BOX 126 |  | LAKE HAMILTON | FL | 33851 |  | 8634391910 |  | MUNICIPALITY | 2430 | 800000 | 670 | 2021-05-26 | 2021-04-28 | DC04 | 1000
6 | POLK | SWPO |  | 6530979 | NONTRANSIENT NONCOMMUNITY | CHLORINATION; AERATION FOR REMOVAL OF ANY SECONDARY CONTAMINANT, SULFIDE, OR ANY UNREGULATED CONTAMINANT; CORROSION CONTROL INHIBITOR ADDITION; HYPOCHLORINATION; IRON OR MANGANESE SEQUESTRATION; OR ULTRAVIOLET RADIATION. THE LEAD/CHIEF OPERATOR MUST BE CLASS D OR HIGHER. 50,000 GPD UP TO 0.25 MGD-STAFFING BY CLASS D OR HIGHER OPERATOR: 3 VISITS/WEEK ON NONCONSECUTIVE DAYS FOR A TOTAL OF 0.3 HOUR/WEEK. LESS THAN 50,000 GPD-STAFFING BY A CLASS D OR HIGHER OPERATOR: 2 VISITS/WEEK ON NONCONSECUTIVE DAYS FOR A TOTAL OF 0.2 HOUR/WEEK. THERE SHALL BE NO MORE THAN 5 DAYS BETWEEN THE LAST VISIT IN ONE WEEK AND THE FIRST VISIT IN THE NEXT WEEK. | N | Y | LAKE FRONT MHP | 2500 US 92 WEST |  | WINTER HAVEN | FL | 33823 |  | 8639560537 |  | MASON ALLEY | SOUTHSEE CORPORATION | 1020 S. FRANKLAND RD |  | TAMPA | FL | 33629 |  | 8132581748 |  | INVESTOR | 35 | 0 | 36 | 2014-03-11 | 2021-03-17 | NTNC | 100
6 | POLK | SWPO |  | 6530984 | NONCOMMUNITY | CHLORINATION; AERATION FOR REMOVAL OF ANY SECONDARY CONTAMINANT, SULFIDE, OR ANY UNREGULATED CONTAMINANT; CORROSION CONTROL INHIBITOR ADDITION; HYPOCHLORINATION; IRON OR MANGANESE SEQUESTRATION; OR ULTRAVIOLET RADIATION. THE LEAD/CHIEF OPERATOR MUST BE CLASS D OR HIGHER. 50,000 GPD UP TO 0.25 MGD-STAFFING BY CLASS D OR HIGHER OPERATOR: 3 VISITS/WEEK ON NONCONSECUTIVE DAYS FOR A TOTAL OF 0.3 HOUR/WEEK. LESS THAN 50,000 GPD-STAFFING BY A CLASS D OR HIGHER OPERATOR: 2 VISITS/WEEK ON NONCONSECUTIVE DAYS FOR A TOTAL OF 0.2 HOUR/WEEK. THERE SHALL BE NO MORE THAN 5 DAYS BETWEEN THE LAST VISIT IN ONE WEEK AND THE FIRST VISIT IN THE NEXT WEEK. | N | Y | LAKE MABEL COTTAGES AND MHP | 5118 SCENIC HIGHWAY |  | LAKE WALES | FL | 33853 |  | 8634390717 |  | NIEBO REVOCABLE TRUST II | NIEBO REVOCABLE TRUST II | 412 E. MADISON STREET | STE 1106 | TAMPA | FL | 33602 | 4618 | 8132228210 |  | INVESTOR | 25 | 43200 | 12 | 2019-08-06 | 2020-09-25 | NC01 | 50
6 | POLK | SWPO |  | 6530987 | NONCOMMUNITY | CHLORINATION; AERATION FOR REMOVAL OF ANY SECONDARY CONTAMINANT, SULFIDE, OR ANY UNREGULATED CONTAMINANT; CORROSION CONTROL INHIBITOR ADDITION; HYPOCHLORINATION; IRON OR MANGANESE SEQUESTRATION; OR ULTRAVIOLET RADIATION. THE LEAD/CHIEF OPERATOR MUST BE CLASS D OR HIGHER. 50,000 GPD UP TO 0.25 MGD-STAFFING BY CLASS D OR HIGHER OPERATOR: 3 VISITS/WEEK ON NONCONSECUTIVE DAYS FOR A TOTAL OF 0.3 HOUR/WEEK. LESS THAN 50,000 GPD-STAFFING BY A CLASS D OR HIGHER OPERATOR: 2 VISITS/WEEK ON NONCONSECUTIVE DAYS FOR A TOTAL OF 0.2 HOUR/WEEK. THERE SHALL BE NO MORE THAN 5 DAYS BETWEEN THE LAST VISIT IN ONE WEEK AND THE FIRST VISIT IN THE NEXT WEEK. | N | Y | LAKE MATTIE TRAILER PARK | 563 CONE ROAD OFF SR 559 N. |  | AUBURNDALE | FL | 33823 |  | 8635591299 |  |  | KAREN T. BRITT | 558 CONE ROAD |  | AUBURNDALE | FL | 33823 |  | 8633079929 |  | INVESTOR | 25 | 28800 | 23 | 2017-06-15 | 2021-03-26 | NC01 | 50
6 | POLK | SWPO | LRV3100@aol.com | 6530995 | COMMUNITY | CHLORINATION; AERATION FOR REMOVAL OF ANY SECONDARY CONTAMINANT, SULFIDE, OR ANY UNREGULATED CONTAMINANT; CORROSION CONTROL INHIBITOR ADDITION; HYPOCHLORINATION; IRON OR MANGANESE SEQUESTRATION; OR ULTRAVIOLET RADIATION. THE LEAD/CHIEF OPERATOR MUST BE CLASS C OR HIGHER. 5.0 MGD AND ABOVE-STAFFING BY CLASS C OR HIGHER OPERATOR: 6 HOURS/DAY FOR 5 DAYS/WEEK AND ONE VISIT ON EACH WEEKEND DAY. 3.0 MGD UP TO 5.0 MGD-STAFFING BY CLASS C OR HIGHER OPERATOR: 1 HOUR/DAY FOR 5 DAYS/WEEK AND ONE VISIT ON EACH WEEKEND DAY. 0.25 MGD UP TO 3.0 MGD-STAFFING BY CLASS C OR HIGHER OPERATOR: 5 VISITS/WEEK AND ONE VISIT EACH WEEKEND FOR A TOTAL OF 0.6 HOUR/WEEK. | N | Y | LAKE REGION MOBILE HOME VILLAGE | 31850 US HIGHWAY 27 |  | HAINES CITY | FL | 33844 |  | 8634391762 |  | CINDY OVERLOOK | LAKE REGION MOBILE HOME OWNERS INC. | 31850 U.S. HIGHWAY 27 |  | HAINES CITY | FL | 33844 |  | 8634391762 |  | INVESTOR | 930 | 1420000 | 585 | 2019-09-06 | 2021-04-09 | DC03 | 2000
6 | POLK | SWPO | PFRANKLIN@CCOFWINTERHAVEN.COM | 6530996 | NONTRANSIENT NONCOMMUNITY | CHLORINATION; AERATION FOR REMOVAL OF ANY SECONDARY CONTAMINANT, SULFIDE, OR ANY UNREGULATED CONTAMINANT; CORROSION CONTROL INHIBITOR ADDITION; HYPOCHLORINATION; IRON OR MANGANESE SEQUESTRATION; OR ULTRAVIOLET RADIATION. THE LEAD/CHIEF OPERATOR MUST BE CLASS D OR HIGHER. 50,000 GPD UP TO 0.25 MGD-STAFFING BY CLASS D OR HIGHER OPERATOR: 3 VISITS/WEEK ON NONCONSECUTIVE DAYS FOR A TOTAL OF 0.3 HOUR/WEEK. LESS THAN 50,000 GPD-STAFFING BY A CLASS D OR HIGHER OPERATOR: 2 VISITS/WEEK ON NONCONSECUTIVE DAYS FOR A TOTAL OF 0.2 HOUR/WEEK. THERE SHALL BE NO MORE THAN 5 DAYS BETWEEN THE LAST VISIT IN ONE WEEK AND THE FIRST VISIT IN THE NEXT WEEK. | N | Y | THE COUNTRY CLUB OF WINTER HAVEN, INC | 4200 COUNTRY CLUB ROAD SOUTH |  | WINTER HAVEN | FL | 33881 |  | 8633246666 |  | PAT FRANKLIN | THE COUNTRY CLUB OF WINTER HAVEN, INC | 4200 COUNTRY CLUB ROAD SOUTH |  | WINTER HAVEN | FL | 33881 |  | 8633246666 |  | INVESTOR | 100 | 216000 | 5 | 2016-04-19 | 2021-05-24 | NTNC | 100
6 | POLK | SWPO | tvance3@tampabay.rr.com | 6530998 | NONCOMMUNITY | CHLORINATION; AERATION FOR REMOVAL OF ANY SECONDARY CONTAMINANT, SULFIDE, OR ANY UNREGULATED CONTAMINANT; CORROSION CONTROL INHIBITOR ADDITION; HYPOCHLORINATION; IRON OR MANGANESE SEQUESTRATION; OR ULTRAVIOLET RADIATION. THE LEAD/CHIEF OPERATOR MUST BE CLASS D OR HIGHER. 50,000 GPD UP TO 0.25 MGD-STAFFING BY CLASS D OR HIGHER OPERATOR: 3 VISITS/WEEK ON NONCONSECUTIVE DAYS FOR A TOTAL OF 0.3 HOUR/WEEK. LESS THAN 50,000 GPD-STAFFING BY A CLASS D OR HIGHER OPERATOR: 2 VISITS/WEEK ON NONCONSECUTIVE DAYS FOR A TOTAL OF 0.2 HOUR/WEEK. THERE SHALL BE NO MORE THAN 5 DAYS BETWEEN THE LAST VISIT IN ONE WEEK AND THE FIRST VISIT IN THE NEXT WEEK. | N | Y | LAKESHORE PALMS TRAVEL PARK | 4800 ELOISE LOOP ROAD |  | WINTER HAVEN | FL | 33884 |  | 8633241339 |  | EDITH ORVIS | TERRY E VANCE | 4800 ELOISE LOOP ROAD |  | WINTER HAVEN | FL | 33884 |  | 8633241339 |  | INVESTOR | 60 | 28800 | 40 | 2019-03-04 | 2021-02-17 | NC01 | 50
6 | POLK | SWPO | srayborn@suncommunities.com | 6531000 | COMMUNITY | CHLORINATION; AERATION FOR REMOVAL OF ANY SECONDARY CONTAMINANT, SULFIDE, OR ANY UNREGULATED CONTAMINANT; CORROSION CONTROL INHIBITOR ADDITION; HYPOCHLORINATION; IRON OR MANGANESE SEQUESTRATION; OR ULTRAVIOLET RADIATION. THE LEAD/CHIEF OPERATOR MUST BE CLASS C OR HIGHER. 5.0 MGD AND ABOVE-STAFFING BY CLASS C OR HIGHER OPERATOR: 6 HOURS/DAY FOR 5 DAYS/WEEK AND ONE VISIT ON EACH WEEKEND DAY. 3.0 MGD UP TO 5.0 MGD-STAFFING BY CLASS C OR HIGHER OPERATOR: 1 HOUR/DAY FOR 5 DAYS/WEEK AND ONE VISIT ON EACH WEEKEND DAY. 0.25 MGD UP TO 3.0 MGD-STAFFING BY CLASS C OR HIGHER OPERATOR: 5 VISITS/WEEK AND ONE VISIT EACH WEEKEND FOR A TOTAL OF 0.6 HOUR/WEEK. | N | Y | GCP PLANTATION LANDING, LLC | 3101 US. HWY. 17-92 |  | HAINES CITY | FL | 33884 |  | 8632165997 |  | SUZANNE RAYBORN | GCP PLANTATION LANDINGS LLC | 27777 FRANKILN ROAD STE 200 |  | SOUTHFIELD | MI | 48034 |  | 2482082500 |  | INVESTOR | 600 | 720000 | 410 | 2019-04-03 | 2021-09-15 | DC04 | 1000
6 | POLK | SWPO | SKARGUS@MSN.COM | 6531001 | NONCOMMUNITY | CHLORINATION; AERATION FOR REMOVAL OF ANY SECONDARY CONTAMINANT, SULFIDE, OR ANY UNREGULATED CONTAMINANT; CORROSION CONTROL INHIBITOR ADDITION; HYPOCHLORINATION; IRON OR MANGANESE SEQUESTRATION; OR ULTRAVIOLET RADIATION. THE LEAD/CHIEF OPERATOR MUST BE CLASS D OR HIGHER. 50,000 GPD UP TO 0.25 MGD-STAFFING BY CLASS D OR HIGHER OPERATOR: 3 VISITS/WEEK ON NONCONSECUTIVE DAYS FOR A TOTAL OF 0.3 HOUR/WEEK. LESS THAN 50,000 GPD-STAFFING BY A CLASS D OR HIGHER OPERATOR: 2 VISITS/WEEK ON NONCONSECUTIVE DAYS FOR A TOTAL OF 0.2 HOUR/WEEK. THERE SHALL BE NO MORE THAN 5 DAYS BETWEEN THE LAST VISIT IN ONE WEEK AND THE FIRST VISIT IN THE NEXT WEEK. | N | Y | LAKE THOMAS WATER COMPANY | 907 LAKE THOMAS ROAD |  | LAKE WALES | FL | 33898 |  | 8636798865 |  | DAVID HUDSON | DAVID HUDSON | 2050 BROKEN ARROW TRAIL |  | LAKELAND | FL | 33813 |  | 8639342072 |  | INVESTOR | 46 | 57600 | 18 | 2003-12-18 | 2021-05-07 | NC01 | 50
6 | POLK | SWPO | holbritt@cityoflakewales.com | 6531004 | NONCOMMUNITY | CHLORINATION; AERATION FOR REMOVAL OF ANY SECONDARY CONTAMINANT, SULFIDE, OR ANY UNREGULATED CONTAMINANT; CORROSION CONTROL INHIBITOR ADDITION; HYPOCHLORINATION; IRON OR MANGANESE SEQUESTRATION; OR ULTRAVIOLET RADIATION. THE LEAD/CHIEF OPERATOR MUST BE CLASS D OR HIGHER. 50,000 GPD UP TO 0.25 MGD-STAFFING BY CLASS D OR HIGHER OPERATOR: 3 VISITS/WEEK ON NONCONSECUTIVE DAYS FOR A TOTAL OF 0.3 HOUR/WEEK. LESS THAN 50,000 GPD-STAFFING BY A CLASS D OR HIGHER OPERATOR: 2 VISITS/WEEK ON NONCONSECUTIVE DAYS FOR A TOTAL OF 0.2 HOUR/WEEK. THERE SHALL BE NO MORE THAN 5 DAYS BETWEEN THE LAST VISIT IN ONE WEEK AND THE FIRST VISIT IN THE NEXT WEEK. | N | Y | LAKE WALES AIRPORT | 440 SOUTH AIRPORT RD |  | LAKE WALES | FL | 33853 | 1320 | 8636784179 |  | SARAH B. KIRKLAND | CITY OF LAKE WALES | P.O. BOX 1320 |  | LAKE WALES | FL | 33859 | 1320 | 8636784179 |  | MUNICIPALITY | 25 | 49000 | 2 | 2002-02-25 | 2021-06-14 | NC01 | 50
6 | POLK | SWPO | lwcgfl@yahoo.com | 6531006 | NONCOMMUNITY | CHLORINATION; AERATION FOR REMOVAL OF ANY SECONDARY CONTAMINANT, SULFIDE, OR ANY UNREGULATED CONTAMINANT; CORROSION CONTROL INHIBITOR ADDITION; HYPOCHLORINATION; IRON OR MANGANESE SEQUESTRATION; OR ULTRAVIOLET RADIATION. THE LEAD/CHIEF OPERATOR MUST BE CLASS D OR HIGHER. 50,000 GPD UP TO 0.25 MGD-STAFFING BY CLASS D OR HIGHER OPERATOR: 3 VISITS/WEEK ON NONCONSECUTIVE DAYS FOR A TOTAL OF 0.3 HOUR/WEEK. LESS THAN 50,000 GPD-STAFFING BY A CLASS D OR HIGHER OPERATOR: 2 VISITS/WEEK ON NONCONSECUTIVE DAYS FOR A TOTAL OF 0.2 HOUR/WEEK. THERE SHALL BE NO MORE THAN 5 DAYS BETWEEN THE LAST VISIT IN ONE WEEK AND THE FIRST VISIT IN THE NEXT WEEK. | N | Y | LAKE WALES CAMPGROUND | 15898 US HIGHWAY 27 |  | LAKE WALES | FL | 33859 |  | 8636389011 |  | NICOLE ANTONIO | ALEX STEWART | 2801 N. UNIVERSITY DR. #306 |  | CORAL SPRINGS | FL | 33065 |  | 9549063075 |  | INVESTOR | 100 | 86400 | 110 | 2012-09-24 | 2021-04-15 | NC01 | 50
6 | POLK | SWPO |  | 6531014 | COMMUNITY | CONVENTIONAL FILTRATION (COAGULATION, FLOCCULATION, SEDIMENTATION, AND FILTRATION); DIRECT FILTRATION, (COAGULATION AND FILTRATION); OR LIME SOFTENING 5.0 MGD AND ABOVE. STAFFING BY CLASS C OR HIGHER OPERATOR: 24 HOURS/DAY FOR 7 DAYS/WEEK. THE LEAD/CHIEF OPERATOR MUST BE CLASS A. | N | Y | LAKELAND, CITY OF | 1501 WEST BELLA VISTA STREET |  | LAKELAND | FL | 33801 |  | 8638346802 |  |  | CITY OF LAKELAND DEPT. OF WATER UTILITIES | 501 EAST LEMON STREET |  | LAKELAND | FL | 33801 |  | 8638348316 |  | MUNICIPALITY | 184612 | 59000000 | 62664 | 2018-07-13 | 2019-12-19 | DC01 | 6000
6 | POLK | SWPO | sjthorn2@juno.com | 6531021 | COMMUNITY | CHLORINATION; AERATION FOR REMOVAL OF ANY SECONDARY CONTAMINANT, SULFIDE, OR ANY UNREGULATED CONTAMINANT; CORROSION CONTROL INHIBITOR ADDITION; HYPOCHLORINATION; IRON OR MANGANESE SEQUESTRATION; OR ULTRAVIOLET RADIATION. THE LEAD/CHIEF OPERATOR MUST BE CLASS D OR HIGHER. 50,000 GPD UP TO 0.25 MGD-STAFFING BY CLASS D OR HIGHER OPERATOR: 3 VISITS/WEEK ON NONCONSECUTIVE DAYS FOR A TOTAL OF 0.3 HOUR/WEEK. LESS THAN 50,000 GPD-STAFFING BY A CLASS D OR HIGHER OPERATOR: 2 VISITS/WEEK ON NONCONSECUTIVE DAYS FOR A TOTAL OF 0.2 HOUR/WEEK. THERE SHALL BE NO MORE THAN 5 DAYS BETWEEN THE LAST VISIT IN ONE WEEK AND THE FIRST VISIT IN THE NEXT WEEK. | N | Y | LAKESIDE RANCH INVESTMENT CORP | 400 LAKESIDE RANCH CIRCLE |  | WINTER HAVEN | FL | 33881 |  | 8634225844 |  | TAMMY HARRINGTON | LAKESIDE RANCH INVESTMENT CORP | 400 LAKESIDE RANCH CIRCLE |  | WINTER HAVEN | FL | 33881 |  | 8634225844 |  | INVESTOR | 325 | 172800 | 215 | 2002-04-12 | 2021-02-15 | DC05 | 500
6 | POLK | SWPO |  | 6531024 | COMMUNITY | CHLORINATION; AERATION FOR REMOVAL OF ANY SECONDARY CONTAMINANT, SULFIDE, OR ANY UNREGULATED CONTAMINANT; CORROSION CONTROL INHIBITOR ADDITION; HYPOCHLORINATION; IRON OR MANGANESE SEQUESTRATION; OR ULTRAVIOLET RADIATION. THE LEAD/CHIEF OPERATOR MUST BE CLASS D OR HIGHER. 50,000 GPD UP TO 0.25 MGD-STAFFING BY CLASS D OR HIGHER OPERATOR: 3 VISITS/WEEK ON NONCONSECUTIVE DAYS FOR A TOTAL OF 0.3 HOUR/WEEK. LESS THAN 50,000 GPD-STAFFING BY A CLASS D OR HIGHER OPERATOR: 2 VISITS/WEEK ON NONCONSECUTIVE DAYS FOR A TOTAL OF 0.2 HOUR/WEEK. THERE SHALL BE NO MORE THAN 5 DAYS BETWEEN THE LAST VISIT IN ONE WEEK AND THE FIRST VISIT IN THE NEXT WEEK. | N | Y | SNELL ISLE REALTY LLC | 32 WALTON WAY |  | AUBURNDALE | FL | 33823 |  | 8138663327 |  | HARSHAD MISTRY | SNELL ISLE REALTY LLC | 5825 66TH ST. N., SUITE 206 |  | ST PETERSBURG | FL | 33709 |  | 3475284262 |  | INVESTOR | 200 | 115200 | 65 | 2019-06-11 | 2021-05-18 | DC051 | 100
6 | POLK | SWPO |  | 6531026 | NONCOMMUNITY | CHLORINATION; AERATION FOR REMOVAL OF ANY SECONDARY CONTAMINANT, SULFIDE, OR ANY UNREGULATED CONTAMINANT; CORROSION CONTROL INHIBITOR ADDITION; HYPOCHLORINATION; IRON OR MANGANESE SEQUESTRATION; OR ULTRAVIOLET RADIATION. THE LEAD/CHIEF OPERATOR MUST BE CLASS D OR HIGHER. 50,000 GPD UP TO 0.25 MGD-STAFFING BY CLASS D OR HIGHER OPERATOR: 3 VISITS/WEEK ON NONCONSECUTIVE DAYS FOR A TOTAL OF 0.3 HOUR/WEEK. LESS THAN 50,000 GPD-STAFFING BY A CLASS D OR HIGHER OPERATOR: 2 VISITS/WEEK ON NONCONSECUTIVE DAYS FOR A TOTAL OF 0.2 HOUR/WEEK. THERE SHALL BE NO MORE THAN 5 DAYS BETWEEN THE LAST VISIT IN ONE WEEK AND THE FIRST VISIT IN THE NEXT WEEK. | N | Y | LAKE ALFRED RV PARK LLC | 6400 17-92 NORTH |  | LAKE ALFRED | FL | 33850 |  | 8639568194 |  | PETER KINGSHOTT OR KATHY JORDAN | PETER KINGSHOTT | 1640 US HWY 17-92 WEST |  | LAKE ALFRED | FL | 33850 |  | 8635825037 |  | INVESTOR | 25 | 21600 | 35 | 2021-01-28 | 2021-01-14 | NC01 | 50
6 | POLK | SWPO |  | 6531035 | NONCOMMUNITY | CHLORINATION; AERATION FOR REMOVAL OF ANY SECONDARY CONTAMINANT, SULFIDE, OR ANY UNREGULATED CONTAMINANT; CORROSION CONTROL INHIBITOR ADDITION; HYPOCHLORINATION; IRON OR MANGANESE SEQUESTRATION; OR ULTRAVIOLET RADIATION. THE LEAD/CHIEF OPERATOR MUST BE CLASS D OR HIGHER. 50,000 GPD UP TO 0.25 MGD-STAFFING BY CLASS D OR HIGHER OPERATOR: 3 VISITS/WEEK ON NONCONSECUTIVE DAYS FOR A TOTAL OF 0.3 HOUR/WEEK. LESS THAN 50,000 GPD-STAFFING BY A CLASS D OR HIGHER OPERATOR: 2 VISITS/WEEK ON NONCONSECUTIVE DAYS FOR A TOTAL OF 0.2 HOUR/WEEK. THERE SHALL BE NO MORE THAN 5 DAYS BETWEEN THE LAST VISIT IN ONE WEEK AND THE FIRST VISIT IN THE NEXT WEEK. | N | Y | LAKMAR MOTEL | 2520 US 92 WEST |  | WINTER HAVEN | FL | 33823 |  | 8639561867 |  | DALPAT & KOKILA PATEL | ISHWAR PATEL | 2520 US 92 WEST |  | WINTER HAVEN | FL | 33881 |  | 7328876656 |  | INVESTOR | 40 | 28800 | 20 | 2014-08-25 | 2021-04-07 | NC01 | 50
6 | POLK | SWPO |  | 6531052 | COMMUNITY | CHLORINATION; AERATION FOR REMOVAL OF ANY SECONDARY CONTAMINANT, SULFIDE, OR ANY UNREGULATED CONTAMINANT; CORROSION CONTROL INHIBITOR ADDITION; HYPOCHLORINATION; IRON OR MANGANESE SEQUESTRATION; OR ULTRAVIOLET RADIATION. THE LEAD/CHIEF OPERATOR MUST BE CLASS D OR HIGHER. 50,000 GPD UP TO 0.25 MGD-STAFFING BY CLASS D OR HIGHER OPERATOR: 3 VISITS/WEEK ON NONCONSECUTIVE DAYS FOR A TOTAL OF 0.3 HOUR/WEEK. LESS THAN 50,000 GPD-STAFFING BY A CLASS D OR HIGHER OPERATOR: 2 VISITS/WEEK ON NONCONSECUTIVE DAYS FOR A TOTAL OF 0.2 HOUR/WEEK. THERE SHALL BE NO MORE THAN 5 DAYS BETWEEN THE LAST VISIT IN ONE WEEK AND THE FIRST VISIT IN THE NEXT WEEK. | N | Y | HIGHLAND PARK COMMUNITY | 801 US 27 SOUTH |  | LAKE WALES | FL | 33853 |  | 8636768699 |  | MARSHALL KIRCHIK | ARASH FARSHID | PO BOX 244 |  | GOTHA | FL | 34734 |  | 4073107599 |  | INVESTOR | 100 | 115200 | 47 | 2014-07-10 | 2021-06-18 | DC051 | 100
6 | POLK | SWPO |  | 6531143 | NONCOMMUNITY | CHLORINATION; AERATION FOR REMOVAL OF ANY SECONDARY CONTAMINANT, SULFIDE, OR ANY UNREGULATED CONTAMINANT; CORROSION CONTROL INHIBITOR ADDITION; HYPOCHLORINATION; IRON OR MANGANESE SEQUESTRATION; OR ULTRAVIOLET RADIATION. THE LEAD/CHIEF OPERATOR MUST BE CLASS D OR HIGHER. 50,000 GPD UP TO 0.25 MGD-STAFFING BY CLASS D OR HIGHER OPERATOR: 3 VISITS/WEEK ON NONCONSECUTIVE DAYS FOR A TOTAL OF 0.3 HOUR/WEEK. LESS THAN 50,000 GPD-STAFFING BY A CLASS D OR HIGHER OPERATOR: 2 VISITS/WEEK ON NONCONSECUTIVE DAYS FOR A TOTAL OF 0.2 HOUR/WEEK. THERE SHALL BE NO MORE THAN 5 DAYS BETWEEN THE LAST VISIT IN ONE WEEK AND THE FIRST VISIT IN THE NEXT WEEK. | N | Y | LAKMAR MOTEL 2 | 2508 US 92 WEST |  | WINTER HAVEN | FL | 33880 |  | 8639561864 |  | ISHWAR PATEL | ISHWAR PATEL | 2508 US HWY 92 W |  | WINTER HAVEN | FL | 33881 |  | 8639561867 |  | INVESTOR | 30 | 28800 | 13 | 2015-07-21 | 2021-04-07 | NC01 | 50
6 | POLK | SWPO |  | 6531161 | COMMUNITY | CHLORINATION; AERATION FOR REMOVAL OF ANY SECONDARY CONTAMINANT, SULFIDE, OR ANY UNREGULATED CONTAMINANT; CORROSION CONTROL INHIBITOR ADDITION; HYPOCHLORINATION; IRON OR MANGANESE SEQUESTRATION; OR ULTRAVIOLET RADIATION. THE LEAD/CHIEF OPERATOR MUST BE CLASS D OR HIGHER. 50,000 GPD UP TO 0.25 MGD-STAFFING BY CLASS D OR HIGHER OPERATOR: 3 VISITS/WEEK ON NONCONSECUTIVE DAYS FOR A TOTAL OF 0.3 HOUR/WEEK. LESS THAN 50,000 GPD-STAFFING BY A CLASS D OR HIGHER OPERATOR: 2 VISITS/WEEK ON NONCONSECUTIVE DAYS FOR A TOTAL OF 0.2 HOUR/WEEK. THERE SHALL BE NO MORE THAN 5 DAYS BETWEEN THE LAST VISIT IN ONE WEEK AND THE FIRST VISIT IN THE NEXT WEEK. | N | Y | MAYGROVE MHP | 1725 GIB-GALLOWAY RD. |  | LAKELAND | FL | 33809 |  | 8638585826 |  | HOLLY PAVEY | JIM GOSS | 109-12 NORTH 56TH STREET |  | TEMPLE TERRACE | FL | 33617 |  | 8138338285 |  | INVESTOR | 140 | 129600 | 76 | 2012-10-18 | 2021-05-04 | DC051 | 100
6 | POLK | SWPO |  | 6531189 | OTHER PUBLIC WATER SYSTEM | NO TREATMENT--CONSECUTIVE SYSTEMS ONLY | N | Y | MIAMI COURT COTTAGES | 6805 NEW TAMPA HWY |  | LAKELAND | FL | 33801 |  | 8636834486 |  | JOSE JOAQUIM | MIAMI COURT COTTAGES | 6805 NEW TAMPA HWY |  | LAKELAND | FL | 33801 |  | 8636834486 |  | INVESTOR | 24 | 1000 | 12 | 14-FEB-00 | 2090-02-09 | NAF | 0
6 | POLK | SWPO |  | 6531194 | OTHER PUBLIC WATER SYSTEM | CHLORINATION; AERATION FOR REMOVAL OF ANY SECONDARY CONTAMINANT, SULFIDE, OR ANY UNREGULATED CONTAMINANT; CORROSION CONTROL INHIBITOR ADDITION; HYPOCHLORINATION; IRON OR MANGANESE SEQUESTRATION; OR ULTRAVIOLET RADIATION. THE LEAD/CHIEF OPERATOR MUST BE CLASS D OR HIGHER. 50,000 GPD UP TO 0.25 MGD-STAFFING BY CLASS D OR HIGHER OPERATOR: 3 VISITS/WEEK ON NONCONSECUTIVE DAYS FOR A TOTAL OF 0.3 HOUR/WEEK. LESS THAN 50,000 GPD-STAFFING BY A CLASS D OR HIGHER OPERATOR: 2 VISITS/WEEK ON NONCONSECUTIVE DAYS FOR A TOTAL OF 0.2 HOUR/WEEK. THERE SHALL BE NO MORE THAN 5 DAYS BETWEEN THE LAST VISIT IN ONE WEEK AND THE FIRST VISIT IN THE NEXT WEEK. | N | Y | MIDLAKE MOBILE HOME PK | 6509 THORNHILL RD |  | WINTER HAVEN | FL | 33880 |  | 8632994329 |  | ROBERT OWEN | ROBERT OR ROSEMARY OWEN | 6509 THORNHILL RD & SPIRITLAKE |  | WINTER HAVEN | FL | 33880 |  | 8632994329 |  | INVESTOR | 10 | 79000 | 12 | 07-JUN-00 | 2091-07-19 | NAF | 0
6 | POLK | SWPO |  | 6531195 | NONCOMMUNITY | CHLORINATION; AERATION FOR REMOVAL OF ANY SECONDARY CONTAMINANT, SULFIDE, OR ANY UNREGULATED CONTAMINANT; CORROSION CONTROL INHIBITOR ADDITION; HYPOCHLORINATION; IRON OR MANGANESE SEQUESTRATION; OR ULTRAVIOLET RADIATION. THE LEAD/CHIEF OPERATOR MUST BE CLASS D OR HIGHER. 50,000 GPD UP TO 0.25 MGD-STAFFING BY CLASS D OR HIGHER OPERATOR: 3 VISITS/WEEK ON NONCONSECUTIVE DAYS FOR A TOTAL OF 0.3 HOUR/WEEK. LESS THAN 50,000 GPD-STAFFING BY A CLASS D OR HIGHER OPERATOR: 2 VISITS/WEEK ON NONCONSECUTIVE DAYS FOR A TOTAL OF 0.2 HOUR/WEEK. THERE SHALL BE NO MORE THAN 5 DAYS BETWEEN THE LAST VISIT IN ONE WEEK AND THE FIRST VISIT IN THE NEXT WEEK. | N | Y | MIDWAY TRAILER PARK | 1140 MCCAMPBELL RD. |  | AUBURNDALE | FL | 33823 |  | 8633189999 |  | MOHAMMED ISLAM | MOHAMED R. ISLAM | 3492 DEXTER SHORES DRIVE |  | WINTER HAVEN | FL | 33884 |  | 8633189999 |  | INVESTOR | 35 | 21600 | 18 | 2020-07-24 | 2021-04-16 | NC01 | 50
6 | POLK | SWPO |  | 6531222 | COMMUNITY | CHLORINATION; AERATION FOR REMOVAL OF ANY SECONDARY CONTAMINANT, SULFIDE, OR ANY UNREGULATED CONTAMINANT; CORROSION CONTROL INHIBITOR ADDITION; HYPOCHLORINATION; IRON OR MANGANESE SEQUESTRATION; OR ULTRAVIOLET RADIATION. THE LEAD/CHIEF OPERATOR MUST BE CLASS D OR HIGHER. 50,000 GPD UP TO 0.25 MGD-STAFFING BY CLASS D OR HIGHER OPERATOR: 3 VISITS/WEEK ON NONCONSECUTIVE DAYS FOR A TOTAL OF 0.3 HOUR/WEEK. LESS THAN 50,000 GPD-STAFFING BY A CLASS D OR HIGHER OPERATOR: 2 VISITS/WEEK ON NONCONSECUTIVE DAYS FOR A TOTAL OF 0.2 HOUR/WEEK. THERE SHALL BE NO MORE THAN 5 DAYS BETWEEN THE LAST VISIT IN ONE WEEK AND THE FIRST VISIT IN THE NEXT WEEK. | N | Y | CHAPMAN'S M.H.P. | 5600 NEW TAMPA HWY |  | LAKELAND | FL | 33815 |  | 8638025808 |  | ANITA ROUSE | DESMOND SURUJBALI | 912 SHOALS LANDING DRIVE |  | BRANDON | FL | 33511 |  | 8134860995 |  | INVESTOR | 180 | 49000 | 90 | 2009-12-11 | 2021-04-08 | DC06 | 100
6 | POLK | SWPO |  | 6531225 | NONCOMMUNITY | CHLORINATION; AERATION FOR REMOVAL OF ANY SECONDARY CONTAMINANT, SULFIDE, OR ANY UNREGULATED CONTAMINANT; CORROSION CONTROL INHIBITOR ADDITION; HYPOCHLORINATION; IRON OR MANGANESE SEQUESTRATION; OR ULTRAVIOLET RADIATION. THE LEAD/CHIEF OPERATOR MUST BE CLASS D OR HIGHER. 50,000 GPD UP TO 0.25 MGD-STAFFING BY CLASS D OR HIGHER OPERATOR: 3 VISITS/WEEK ON NONCONSECUTIVE DAYS FOR A TOTAL OF 0.3 HOUR/WEEK. LESS THAN 50,000 GPD-STAFFING BY A CLASS D OR HIGHER OPERATOR: 2 VISITS/WEEK ON NONCONSECUTIVE DAYS FOR A TOTAL OF 0.2 HOUR/WEEK. THERE SHALL BE NO MORE THAN 5 DAYS BETWEEN THE LAST VISIT IN ONE WEEK AND THE FIRST VISIT IN THE NEXT WEEK. | N | Y | MOUNT TABOR BAPTIST CHURCH | 3504 MOUNT TABOR ROAD |  | LAKELAND | FL | 33810 |  | 8638583608 |  | TRISH LARSEN | MOUNT TABOR BAPTIST CHURCH | 3504 MOUNT TABOR ROAD |  | LAKELAND | FL | 33810 |  | 8638583608 |  | INVESTOR | 100 | 15840 | 1 | 2021-08-16 | 2021-06-14 | NC01 | 50
6 | POLK | SWPO | csprague@mountainlakecc.com; edietz@mountianLakeFlorida.com | 6531226 | COMMUNITY | CHLORINATION; AERATION FOR REMOVAL OF ANY SECONDARY CONTAMINANT, SULFIDE, OR ANY UNREGULATED CONTAMINANT; CORROSION CONTROL INHIBITOR ADDITION; HYPOCHLORINATION; IRON OR MANGANESE SEQUESTRATION; OR ULTRAVIOLET RADIATION. THE LEAD/CHIEF OPERATOR MUST BE CLASS C OR HIGHER. 5.0 MGD AND ABOVE-STAFFING BY CLASS C OR HIGHER OPERATOR: 6 HOURS/DAY FOR 5 DAYS/WEEK AND ONE VISIT ON EACH WEEKEND DAY. 3.0 MGD UP TO 5.0 MGD-STAFFING BY CLASS C OR HIGHER OPERATOR: 1 HOUR/DAY FOR 5 DAYS/WEEK AND ONE VISIT ON EACH WEEKEND DAY. 0.25 MGD UP TO 3.0 MGD-STAFFING BY CLASS C OR HIGHER OPERATOR: 5 VISITS/WEEK AND ONE VISIT EACH WEEKEND FOR A TOTAL OF 0.6 HOUR/WEEK. | N | Y | MOUNTAIN LAKES CORPORTION | 2300 N. SCENIC HIGHWAY |  | LAKE WALES | FL | 33859 |  | 8636766100 |  | KEN RACZYNSKI | MOUNTAIN LAKE ESTATES | P.O. BOX 832 |  | LAKE WALES | FL | 33859 |  | 8636766100 |  | INVESTOR | 300 | 911000 | 160 | 2019-09-11 | 2020-06-05 | DC04 | 1000
6 | POLK | SWPO |  | 6531231 | NONCOMMUNITY | CHLORINATION; AERATION FOR REMOVAL OF ANY SECONDARY CONTAMINANT, SULFIDE, OR ANY UNREGULATED CONTAMINANT; CORROSION CONTROL INHIBITOR ADDITION; HYPOCHLORINATION; IRON OR MANGANESE SEQUESTRATION; OR ULTRAVIOLET RADIATION. THE LEAD/CHIEF OPERATOR MUST BE CLASS D OR HIGHER. 50,000 GPD UP TO 0.25 MGD-STAFFING BY CLASS D OR HIGHER OPERATOR: 3 VISITS/WEEK ON NONCONSECUTIVE DAYS FOR A TOTAL OF 0.3 HOUR/WEEK. LESS THAN 50,000 GPD-STAFFING BY A CLASS D OR HIGHER OPERATOR: 2 VISITS/WEEK ON NONCONSECUTIVE DAYS FOR A TOTAL OF 0.2 HOUR/WEEK. THERE SHALL BE NO MORE THAN 5 DAYS BETWEEN THE LAST VISIT IN ONE WEEK AND THE FIRST VISIT IN THE NEXT WEEK. | N | Y | FIRST FREEWILL BAPTIST CHURCH | 5546 4TH STREET S.E. |  | HIGHLAND CITY | FL | 33846 |  | 8636445229 |  | DENNIS FOLDS | FIRST FREEWILL BAPTIST CHURCH | 3640 ROYAL CREST DR |  | LAKELAND | FL | 33812 |  | 8636465229 |  | TRUST/COOPERATIVE | 64 | 36000 | 10 | 2017-04-04 | 2021-04-05 | NC01 | 50
6 | POLK | SWPO | jwright@cityofmulberryfl.com | 6531237 | COMMUNITY | CHLORINATION; AERATION FOR REMOVAL OF ANY SECONDARY CONTAMINANT, SULFIDE, OR ANY UNREGULATED CONTAMINANT; CORROSION CONTROL INHIBITOR ADDITION; HYPOCHLORINATION; IRON OR MANGANESE SEQUESTRATION; OR ULTRAVIOLET RADIATION. THE LEAD/CHIEF OPERATOR MUST BE CLASS C OR HIGHER. 5.0 MGD AND ABOVE-STAFFING BY CLASS C OR HIGHER OPERATOR: 6 HOURS/DAY FOR 5 DAYS/WEEK AND ONE VISIT ON EACH WEEKEND DAY. 3.0 MGD UP TO 5.0 MGD-STAFFING BY CLASS C OR HIGHER OPERATOR: 1 HOUR/DAY FOR 5 DAYS/WEEK AND ONE VISIT ON EACH WEEKEND DAY. 0.25 MGD UP TO 3.0 MGD-STAFFING BY CLASS C OR HIGHER OPERATOR: 5 VISITS/WEEK AND ONE VISIT EACH WEEKEND FOR A TOTAL OF 0.6 HOUR/WEEK. | N | Y | MULBERRY, CITY OF | 201 PALM DRIVE |  | MULBERRY | FL | 33860 |  | 8634255492 |  | JOHN WRIGHT | CITY OF MULBERRY | P.O. BOX 707 |  | MULBERRY | FL | 33860 |  | 8634255492 |  | MUNICIPALITY | 3780 | 4160000 | 1956 | 2013-03-20 | 2020-11-24 | DC03 | 2000
6 | POLK | SWPO | wlgjallew@hotmail.com | 6531265 | COMMUNITY | CHLORINATION; AERATION FOR REMOVAL OF ANY SECONDARY CONTAMINANT, SULFIDE, OR ANY UNREGULATED CONTAMINANT; CORROSION CONTROL INHIBITOR ADDITION; HYPOCHLORINATION; IRON OR MANGANESE SEQUESTRATION; OR ULTRAVIOLET RADIATION. THE LEAD/CHIEF OPERATOR MUST BE CLASS C OR HIGHER. 5.0 MGD AND ABOVE-STAFFING BY CLASS C OR HIGHER OPERATOR: 6 HOURS/DAY FOR 5 DAYS/WEEK AND ONE VISIT ON EACH WEEKEND DAY. 3.0 MGD UP TO 5.0 MGD-STAFFING BY CLASS C OR HIGHER OPERATOR: 1 HOUR/DAY FOR 5 DAYS/WEEK AND ONE VISIT ON EACH WEEKEND DAY. 0.25 MGD UP TO 3.0 MGD-STAFFING BY CLASS C OR HIGHER OPERATOR: 5 VISITS/WEEK AND ONE VISIT EACH WEEKEND FOR A TOTAL OF 0.6 HOUR/WEEK. | N | Y | NORTH POINTE S/D | LAKE MATTIE RD. OFF SR 559 |  | AUBURNDALE | FL | 33823 |  | 8639677713 |  | ROBERT PEET | NORTH POINTE SUBDIVISION H.O.A. (BILL ALLEN-PRESIDENT) | 124 NORTH POINTE DRIVE |  | AUBURNDALE | FL | 33823 |  | 8639679563 |  | INVESTOR | 192 | 327000 | 65 | 2019-06-11 | 2021-06-22 | DC05 | 500
6 | POLK | SWPO | greengroupdevelopment@gmail.com | 6531271 | COMMUNITY | CHLORINATION; AERATION FOR REMOVAL OF ANY SECONDARY CONTAMINANT, SULFIDE, OR ANY UNREGULATED CONTAMINANT; CORROSION CONTROL INHIBITOR ADDITION; HYPOCHLORINATION; IRON OR MANGANESE SEQUESTRATION; OR ULTRAVIOLET RADIATION. THE LEAD/CHIEF OPERATOR MUST BE CLASS D OR HIGHER. 50,000 GPD UP TO 0.25 MGD-STAFFING BY CLASS D OR HIGHER OPERATOR: 3 VISITS/WEEK ON NONCONSECUTIVE DAYS FOR A TOTAL OF 0.3 HOUR/WEEK. LESS THAN 50,000 GPD-STAFFING BY A CLASS D OR HIGHER OPERATOR: 2 VISITS/WEEK ON NONCONSECUTIVE DAYS FOR A TOTAL OF 0.2 HOUR/WEEK. THERE SHALL BE NO MORE THAN 5 DAYS BETWEEN THE LAST VISIT IN ONE WEEK AND THE FIRST VISIT IN THE NEXT WEEK. | N | Y | COUNTRY VILLAS | 5425 LEWELLYN ROAD |  | LAKELAND | FL | 33810 |  | 8638582262 |  | ASAF 'ACE' MENGELGREIN | ASAF MENGELGREIN | 3389 SHERIDAN ST. #264 |  | HOLLYWOOD | FL | 33021 |  | 4073423851 |  | INVESTOR | 64 | 50000 | 47 | 2014-12-17 | 2021-04-02 | DC051 | 100
6 | POLK | SWPO | dmuldoon@aquaamerica.com | 6531305 | COMMUNITY | CHLORINATION; AERATION FOR REMOVAL OF ANY SECONDARY CONTAMINANT, SULFIDE, OR ANY UNREGULATED CONTAMINANT; CORROSION CONTROL INHIBITOR ADDITION; HYPOCHLORINATION; IRON OR MANGANESE SEQUESTRATION; OR ULTRAVIOLET RADIATION. THE LEAD/CHIEF OPERATOR MUST BE CLASS D OR HIGHER. 50,000 GPD UP TO 0.25 MGD-STAFFING BY CLASS D OR HIGHER OPERATOR: 3 VISITS/WEEK ON NONCONSECUTIVE DAYS FOR A TOTAL OF 0.3 HOUR/WEEK. LESS THAN 50,000 GPD-STAFFING BY A CLASS D OR HIGHER OPERATOR: 2 VISITS/WEEK ON NONCONSECUTIVE DAYS FOR A TOTAL OF 0.2 HOUR/WEEK. THERE SHALL BE NO MORE THAN 5 DAYS BETWEEN THE LAST VISIT IN ONE WEEK AND THE FIRST VISIT IN THE NEXT WEEK. | N | Y | ORANGE HILL - SUGAR CREEK | 126 TEMPLE ST. |  | WINTER HAVEN | FL | 33880 |  | 8638582504 |  | SAM CAIN, P.E. | FLORIDA GOVERNMENTAL UTILITY AUTHORITY | 280 WEKIVA SPRINGS RD STE 2070 |  | LONGWOOD | FL | 32799 |  | 4076296900 |  | INVESTOR | 647 | 325440 | 246 | 2017-08-15 | 2021-02-04 | DC05 | 500
6 | POLK | SWPO | mcassidy@landsourcefl.com | 6531313 | COMMUNITY | CHLORINATION; AERATION FOR REMOVAL OF ANY SECONDARY CONTAMINANT, SULFIDE, OR ANY UNREGULATED CONTAMINANT; CORROSION CONTROL INHIBITOR ADDITION; HYPOCHLORINATION; IRON OR MANGANESE SEQUESTRATION; OR ULTRAVIOLET RADIATION. THE LEAD/CHIEF OPERATOR MUST BE CLASS D OR HIGHER. 50,000 GPD UP TO 0.25 MGD-STAFFING BY CLASS D OR HIGHER OPERATOR: 3 VISITS/WEEK ON NONCONSECUTIVE DAYS FOR A TOTAL OF 0.3 HOUR/WEEK. LESS THAN 50,000 GPD-STAFFING BY A CLASS D OR HIGHER OPERATOR: 2 VISITS/WEEK ON NONCONSECUTIVE DAYS FOR A TOTAL OF 0.2 HOUR/WEEK. THERE SHALL BE NO MORE THAN 5 DAYS BETWEEN THE LAST VISIT IN ONE WEEK AND THE FIRST VISIT IN THE NEXT WEEK. | N | Y | ORCHID SPRINGS | 346 E. CENTRAL AVE, |  | WINTER HAVEN | FL | 33880 |  | 8633243698 |  | STEVEN WARDER | ORCHID SPRINGS DEVELOPMENT CORP | 346 E. CENTRAL AVE |  | WINTER HAVEN | FL | 33880 |  | 8633243698 |  | INVESTOR | 750 | 331200 | 504 | 2018-07-03 | 2021-02-23 | DC04 | 1000
6 | POLK | SWPO |  | 6531320 | OTHER PUBLIC WATER SYSTEM | NO TREATMENT--CONSECUTIVE SYSTEMS ONLY | N | Y | OWENS TRAILER RENTALS | 136 FIRST STREET WEST |  | WAHNETA | FL | 33880 |  | 8632934382 |  | M OWEN | OWENS TRAILER RENTALS | 136 FIRST STREET WEST |  | WAHNETA | FL | 33880 |  | 8632934382 |  | INVESTOR | 10 | 43000 | 5 | 27-MAR-00 | 2087-10-16 | NAF | 0
6 | POLK | SWPO |  | 6531328 | COMMUNITY | CHLORINATION; AERATION FOR REMOVAL OF ANY SECONDARY CONTAMINANT, SULFIDE, OR ANY UNREGULATED CONTAMINANT; CORROSION CONTROL INHIBITOR ADDITION; HYPOCHLORINATION; IRON OR MANGANESE SEQUESTRATION; OR ULTRAVIOLET RADIATION. THE LEAD/CHIEF OPERATOR MUST BE CLASS D OR HIGHER. 50,000 GPD UP TO 0.25 MGD-STAFFING BY CLASS D OR HIGHER OPERATOR: 3 VISITS/WEEK ON NONCONSECUTIVE DAYS FOR A TOTAL OF 0.3 HOUR/WEEK. LESS THAN 50,000 GPD-STAFFING BY A CLASS D OR HIGHER OPERATOR: 2 VISITS/WEEK ON NONCONSECUTIVE DAYS FOR A TOTAL OF 0.2 HOUR/WEEK. THERE SHALL BE NO MORE THAN 5 DAYS BETWEEN THE LAST VISIT IN ONE WEEK AND THE FIRST VISIT IN THE NEXT WEEK. | N | Y | PALM SHORES MHP, LLC | 330 MOSLEY ROAD |  | LAKE ALFRED | FL | 33850 |  | 8639562162 |  | NORMAN NOLETTE | ROBBIE GOEHALIS | 6760 N. LECANTO HWY |  | BEVERLY HILLS | FL | 34465 |  | 5174162294 |  | INVESTOR | 35 | 49000 | 124 | 2015-05-18 | 2021-01-22 | DC06 | 100
6 | POLK | SWPO | adunnahoe@aol.com | 6531340 | COMMUNITY | CHLORINATION; AERATION FOR REMOVAL OF ANY SECONDARY CONTAMINANT, SULFIDE, OR ANY UNREGULATED CONTAMINANT; CORROSION CONTROL INHIBITOR ADDITION; HYPOCHLORINATION; IRON OR MANGANESE SEQUESTRATION; OR ULTRAVIOLET RADIATION. THE LEAD/CHIEF OPERATOR MUST BE CLASS D OR HIGHER. 50,000 GPD UP TO 0.25 MGD-STAFFING BY CLASS D OR HIGHER OPERATOR: 3 VISITS/WEEK ON NONCONSECUTIVE DAYS FOR A TOTAL OF 0.3 HOUR/WEEK. LESS THAN 50,000 GPD-STAFFING BY A CLASS D OR HIGHER OPERATOR: 2 VISITS/WEEK ON NONCONSECUTIVE DAYS FOR A TOTAL OF 0.2 HOUR/WEEK. THERE SHALL BE NO MORE THAN 5 DAYS BETWEEN THE LAST VISIT IN ONE WEEK AND THE FIRST VISIT IN THE NEXT WEEK. | N | Y | PARADISE ISLAND S/D | US. HWY 27 SOUTH LOT 102 |  | HAINES CITY | FL | 33844 |  | 8634216827 |  | CHRISTIE MCCORMICK | KEEN SALES & RENTALS UTILITIES (EARLENE KEEN) | 685 DYSON ROAD |  | HAINES CITY | FL | 33844 |  | 8634216827 |  | INVESTOR | 268 | 100000 | 84 | 2016-02-22 | 2021-01-05 | DC051 | 100
6 | POLK | SWPO |  | 6531350 | COMMUNITY | CHLORINATION; AERATION FOR REMOVAL OF ANY SECONDARY CONTAMINANT, SULFIDE, OR ANY UNREGULATED CONTAMINANT; CORROSION CONTROL INHIBITOR ADDITION; HYPOCHLORINATION; IRON OR MANGANESE SEQUESTRATION; OR ULTRAVIOLET RADIATION. THE LEAD/CHIEF OPERATOR MUST BE CLASS D OR HIGHER. 50,000 GPD UP TO 0.25 MGD-STAFFING BY CLASS D OR HIGHER OPERATOR: 3 VISITS/WEEK ON NONCONSECUTIVE DAYS FOR A TOTAL OF 0.3 HOUR/WEEK. LESS THAN 50,000 GPD-STAFFING BY A CLASS D OR HIGHER OPERATOR: 2 VISITS/WEEK ON NONCONSECUTIVE DAYS FOR A TOTAL OF 0.2 HOUR/WEEK. THERE SHALL BE NO MORE THAN 5 DAYS BETWEEN THE LAST VISIT IN ONE WEEK AND THE FIRST VISIT IN THE NEXT WEEK. | N | Y | DOGWOOD ESTATES, LLC | 5252 NEW TAMPA HWY LOT # 28 |  | LAKELAND | FL | 33801 |  |  |  |  | J. LYNN HUDSON | 36923 TALLOWWOOD LANE |  | ZEPHYRHILLS | FL | 33541 |  | 2174128787 |  | INVESTOR | 50 | 36000 | 28 | 2021-11-17 | 2021-11-15 | DC06 | 100
6 | POLK | SWPO |  | 6531376 | OTHER PUBLIC WATER SYSTEM | NO TREATMENT--CONSECUTIVE SYSTEMS ONLY | N | Y | FULL GOSPEL FELLOWSHIP CHURCH | 110 POOL BRANCH ROAD |  | FORT MEADE | FL | 33841 |  | 8632859658 |  | REV. JAMES WHITTINGTON | FULL GOSPEL FELLOWSHIP CHURCH | US 17 SOUTH [FT. MEADE] |  | FT. MEADE | FL | 33841 |  | 8632859658 |  | OTHER | 24 | 36800 | 1 | 22-JUN-00 | 2096-02-23 | NAF | 0
6 | POLK | SWPO | campcentral3@gmail.com | 6531382 | NONCOMMUNITY | CHLORINATION; AERATION FOR REMOVAL OF ANY SECONDARY CONTAMINANT, SULFIDE, OR ANY UNREGULATED CONTAMINANT; CORROSION CONTROL INHIBITOR ADDITION; HYPOCHLORINATION; IRON OR MANGANESE SEQUESTRATION; OR ULTRAVIOLET RADIATION. THE LEAD/CHIEF OPERATOR MUST BE CLASS D OR HIGHER. 50,000 GPD UP TO 0.25 MGD-STAFFING BY CLASS D OR HIGHER OPERATOR: 3 VISITS/WEEK ON NONCONSECUTIVE DAYS FOR A TOTAL OF 0.3 HOUR/WEEK. LESS THAN 50,000 GPD-STAFFING BY A CLASS D OR HIGHER OPERATOR: 2 VISITS/WEEK ON NONCONSECUTIVE DAYS FOR A TOTAL OF 0.2 HOUR/WEEK. THERE SHALL BE NO MORE THAN 5 DAYS BETWEEN THE LAST VISIT IN ONE WEEK AND THE FIRST VISIT IN THE NEXT WEEK. | N | Y | CAMP CENTRAL RV PARKS, LLC SOUTH | 15710 US HIGHWAY 27 |  | LAKE WALES | FL | 33853 |  | 2397729354 |  | BRIAN OLIVER | CHARLES TRAIL | 15710 US HWY 27 |  | LAKE WALES | FL | 33859 |  | 8636382528 |  | INVESTOR | 30 | 30240 | 49 | 2018-07-10 | 2021-05-25 | NC01 | 50
6 | POLK | SWPO |  | 6531396 | COMMUNITY | CHLORINATION; AERATION FOR REMOVAL OF ANY SECONDARY CONTAMINANT, SULFIDE, OR ANY UNREGULATED CONTAMINANT; CORROSION CONTROL INHIBITOR ADDITION; HYPOCHLORINATION; IRON OR MANGANESE SEQUESTRATION; OR ULTRAVIOLET RADIATION. THE LEAD/CHIEF OPERATOR MUST BE CLASS D OR HIGHER. 50,000 GPD UP TO 0.25 MGD-STAFFING BY CLASS D OR HIGHER OPERATOR: 3 VISITS/WEEK ON NONCONSECUTIVE DAYS FOR A TOTAL OF 0.3 HOUR/WEEK. LESS THAN 50,000 GPD-STAFFING BY A CLASS D OR HIGHER OPERATOR: 2 VISITS/WEEK ON NONCONSECUTIVE DAYS FOR A TOTAL OF 0.2 HOUR/WEEK. THERE SHALL BE NO MORE THAN 5 DAYS BETWEEN THE LAST VISIT IN ONE WEEK AND THE FIRST VISIT IN THE NEXT WEEK. | N | Y | PINE RIDGE ESTATES | 7405 N. SOCRUM LOOP RD. |  | LAKELAND | FL | 33809 |  | 8639842989 |  | HOPE MCGEE | LGC PR, LLC | 3200 US HWY 27 SOUTH | STE 206 | SEBRING | FL | 33870 |  | 8634029395 |  | INVESTOR | 52 | 216000 | 104 | 2013-04-04 | 2021-04-02 | DC051 | 100
6 | POLK | SWPO | CHEFDAVIDF@GMAIL.COM | 6531397 | COMMUNITY | CHLORINATION; AERATION FOR REMOVAL OF ANY SECONDARY CONTAMINANT, SULFIDE, OR ANY UNREGULATED CONTAMINANT; CORROSION CONTROL INHIBITOR ADDITION; HYPOCHLORINATION; IRON OR MANGANESE SEQUESTRATION; OR ULTRAVIOLET RADIATION. THE LEAD/CHIEF OPERATOR MUST BE CLASS D OR HIGHER. 50,000 GPD UP TO 0.25 MGD-STAFFING BY CLASS D OR HIGHER OPERATOR: 3 VISITS/WEEK ON NONCONSECUTIVE DAYS FOR A TOTAL OF 0.3 HOUR/WEEK. LESS THAN 50,000 GPD-STAFFING BY A CLASS D OR HIGHER OPERATOR: 2 VISITS/WEEK ON NONCONSECUTIVE DAYS FOR A TOTAL OF 0.2 HOUR/WEEK. THERE SHALL BE NO MORE THAN 5 DAYS BETWEEN THE LAST VISIT IN ONE WEEK AND THE FIRST VISIT IN THE NEXT WEEK. | N | Y | PINE LAKE MOBILE HOME PARK | 7805 U.S. HIGHWAY 98 NORTH |  | LAKELAND | FL | 33801 |  | 8638590959 |  | HEY SUK CHANG | HYE SUK CHANG | 20019 PAINTING NATURE LANE |  | TAMPA | FL | 33647 |  | 8136451206 |  | INVESTOR | 124 | 49000 | 95 | 2018-08-22 | 2021-06-30 | DC06 | 100
6 | POLK | SWPO | jrowland388@gmail.com | 6531419 | NONCOMMUNITY | CHLORINATION; AERATION FOR REMOVAL OF ANY SECONDARY CONTAMINANT, SULFIDE, OR ANY UNREGULATED CONTAMINANT; CORROSION CONTROL INHIBITOR ADDITION; HYPOCHLORINATION; IRON OR MANGANESE SEQUESTRATION; OR ULTRAVIOLET RADIATION. THE LEAD/CHIEF OPERATOR MUST BE CLASS D OR HIGHER. 50,000 GPD UP TO 0.25 MGD-STAFFING BY CLASS D OR HIGHER OPERATOR: 3 VISITS/WEEK ON NONCONSECUTIVE DAYS FOR A TOTAL OF 0.3 HOUR/WEEK. LESS THAN 50,000 GPD-STAFFING BY A CLASS D OR HIGHER OPERATOR: 2 VISITS/WEEK ON NONCONSECUTIVE DAYS FOR A TOTAL OF 0.2 HOUR/WEEK. THERE SHALL BE NO MORE THAN 5 DAYS BETWEEN THE LAST VISIT IN ONE WEEK AND THE FIRST VISIT IN THE NEXT WEEK. | N | Y | PLEASANT RIDGE M. H. P. | 330 BRACEY RD |  | LAKELAND | FL | 33809 |  | 8635817231 |  | JUSTIN ROWLAND | JUSTIN ROWLAND | 420 BRACEY RD |  | LAKELAND | FL | 33809 |  | 8635817231 |  | INVESTOR | 40 | 49000 | 27 | 2018-12-03 | 2021-08-23 | NC01 | 50
6 | POLK | SWPO |  | 6531424 | COMMUNITY | CHLORINATION; AERATION FOR REMOVAL OF ANY SECONDARY CONTAMINANT, SULFIDE, OR ANY UNREGULATED CONTAMINANT; CORROSION CONTROL INHIBITOR ADDITION; HYPOCHLORINATION; IRON OR MANGANESE SEQUESTRATION; OR ULTRAVIOLET RADIATION. THE LEAD/CHIEF OPERATOR MUST BE CLASS C OR HIGHER. 5.0 MGD AND ABOVE-STAFFING BY CLASS C OR HIGHER OPERATOR: 6 HOURS/DAY FOR 5 DAYS/WEEK AND ONE VISIT ON EACH WEEKEND DAY. 3.0 MGD UP TO 5.0 MGD-STAFFING BY CLASS C OR HIGHER OPERATOR: 1 HOUR/DAY FOR 5 DAYS/WEEK AND ONE VISIT ON EACH WEEKEND DAY. 0.25 MGD UP TO 3.0 MGD-STAFFING BY CLASS C OR HIGHER OPERATOR: 5 VISITS/WEEK AND ONE VISIT EACH WEEKEND FOR A TOTAL OF 0.6 HOUR/WEEK. | N | Y | POLK CITY SYSTEM | 132 COMMONWEALTH AVENUE |  | POLK CITY | FL | 33868 |  | 8639849642 |  | NA | CITY OF POLK CITY | 123 BROADWAY BLVD |  | POLK CITY | FL | 33868 |  | 8639841375 |  | MUNICIPALITY | 2568 | 1512000 | 917 | 2019-01-24 | 2021-07-29 | DC03 | 2000
6 | POLK | SWPO |  | 6531426 | COMMUNITY | CHLORINATION; AERATION FOR REMOVAL OF ANY SECONDARY CONTAMINANT, SULFIDE, OR ANY UNREGULATED CONTAMINANT; CORROSION CONTROL INHIBITOR ADDITION; HYPOCHLORINATION; IRON OR MANGANESE SEQUESTRATION; OR ULTRAVIOLET RADIATION. THE LEAD/CHIEF OPERATOR MUST BE CLASS C OR HIGHER. 5.0 MGD AND ABOVE-STAFFING BY CLASS C OR HIGHER OPERATOR: 6 HOURS/DAY FOR 5 DAYS/WEEK AND ONE VISIT ON EACH WEEKEND DAY. 3.0 MGD UP TO 5.0 MGD-STAFFING BY CLASS C OR HIGHER OPERATOR: 1 HOUR/DAY FOR 5 DAYS/WEEK AND ONE VISIT ON EACH WEEKEND DAY. 0.25 MGD UP TO 3.0 MGD-STAFFING BY CLASS C OR HIGHER OPERATOR: 5 VISITS/WEEK AND ONE VISIT EACH WEEKEND FOR A TOTAL OF 0.6 HOUR/WEEK. | N | Y | POLK CORRECTIONAL INSTITUTION | 10800 EVANS RD |  | POLK CITY | FL | 33868 | 9200 | 8639842273 |  | POLK COUNTY CORRECTIONAL INSTITUTION | POLK COUNTY CORRECTIONAL INSTITUTION | 501 SOUTH CALHOUN STREET |  | TALLAHASSEE | FL | 32399 | 2500 | 8639842273 |  | STATE | 1500 | 1100000 | 84 | 2014-09-05 | 2020-11-25 | DC03 | 2000
6 | POLK | SWPO |  | 6531427 | NONCOMMUNITY | CHLORINATION; AERATION FOR REMOVAL OF ANY SECONDARY CONTAMINANT, SULFIDE, OR ANY UNREGULATED CONTAMINANT; CORROSION CONTROL INHIBITOR ADDITION; HYPOCHLORINATION; IRON OR MANGANESE SEQUESTRATION; OR ULTRAVIOLET RADIATION. THE LEAD/CHIEF OPERATOR MUST BE CLASS D OR HIGHER. 50,000 GPD UP TO 0.25 MGD-STAFFING BY CLASS D OR HIGHER OPERATOR: 3 VISITS/WEEK ON NONCONSECUTIVE DAYS FOR A TOTAL OF 0.3 HOUR/WEEK. LESS THAN 50,000 GPD-STAFFING BY A CLASS D OR HIGHER OPERATOR: 2 VISITS/WEEK ON NONCONSECUTIVE DAYS FOR A TOTAL OF 0.2 HOUR/WEEK. THERE SHALL BE NO MORE THAN 5 DAYS BETWEEN THE LAST VISIT IN ONE WEEK AND THE FIRST VISIT IN THE NEXT WEEK. | N | Y | FROSTPROOF MAINT. BARN | 3118 CR 630 A |  | FROSTPROOF | FL | 33843 |  | 8635346039 |  | TAMARA RICHARDSON, P.E., UTILITIES DIRECTOR | TAMARA RICHARDSON, P.E., UTILITIES DIRECTOR | 1011 JIM KEENE BLVD |  | WINTER HAVEN | FL | 33880 |  | 8632984235 |  | COUNTY | 75 | 100800 | 2 | 2020-06-15 | 2021-07-28 | NC01 | 50
6 | POLK | SWPO |  | 6531496 | OTHER PUBLIC WATER SYSTEM | CHLORINATION; AERATION FOR REMOVAL OF ANY SECONDARY CONTAMINANT, SULFIDE, OR ANY UNREGULATED CONTAMINANT; CORROSION CONTROL INHIBITOR ADDITION; HYPOCHLORINATION; IRON OR MANGANESE SEQUESTRATION; OR ULTRAVIOLET RADIATION. THE LEAD/CHIEF OPERATOR MUST BE CLASS D OR HIGHER. 50,000 GPD UP TO 0.25 MGD-STAFFING BY CLASS D OR HIGHER OPERATOR: 3 VISITS/WEEK ON NONCONSECUTIVE DAYS FOR A TOTAL OF 0.3 HOUR/WEEK. LESS THAN 50,000 GPD-STAFFING BY A CLASS D OR HIGHER OPERATOR: 2 VISITS/WEEK ON NONCONSECUTIVE DAYS FOR A TOTAL OF 0.2 HOUR/WEEK. THERE SHALL BE NO MORE THAN 5 DAYS BETWEEN THE LAST VISIT IN ONE WEEK AND THE FIRST VISIT IN THE NEXT WEEK. | N | Y | R.R.COTTAGES (SKI AWAY) | 2450 HWY 92 W |  | WINTER HAVEN | FL | 33881 |  | 8633261754 |  | TIM ROY | ROXANNE HALL | 2450 HWY 92 W |  | WINTER HAVEN | FL | 33881 |  | 8633261754 |  | INVESTOR | 12 | 57000 | 10 | 09-JUN-00 | 2091-10-16 | NAF | 0
6 | POLK | SWPO |  | 6531500 | NONCOMMUNITY | CHLORINATION; AERATION FOR REMOVAL OF ANY SECONDARY CONTAMINANT, SULFIDE, OR ANY UNREGULATED CONTAMINANT; CORROSION CONTROL INHIBITOR ADDITION; HYPOCHLORINATION; IRON OR MANGANESE SEQUESTRATION; OR ULTRAVIOLET RADIATION. THE LEAD/CHIEF OPERATOR MUST BE CLASS D OR HIGHER. 50,000 GPD UP TO 0.25 MGD-STAFFING BY CLASS D OR HIGHER OPERATOR: 3 VISITS/WEEK ON NONCONSECUTIVE DAYS FOR A TOTAL OF 0.3 HOUR/WEEK. LESS THAN 50,000 GPD-STAFFING BY A CLASS D OR HIGHER OPERATOR: 2 VISITS/WEEK ON NONCONSECUTIVE DAYS FOR A TOTAL OF 0.2 HOUR/WEEK. THERE SHALL BE NO MORE THAN 5 DAYS BETWEEN THE LAST VISIT IN ONE WEEK AND THE FIRST VISIT IN THE NEXT WEEK. | N | Y | STARR LAKE VILLAGE INC | 3924 NORTH SCENIC HIGHWAY |  | LAKE WALES | FL | 33853 |  | 8636783098 |  | NARAINE RUMSAMMY | SHAFEENA RAMSAMMY | 3924 N SCENIC HIGHWAY |  | LAKE WALES | FL | 33898 |  | 8636783096 |  | INVESTOR | 30 | 28800 | 15 | 2019-08-07 | 2021-04-13 | NC01 | 50
6 | POLK | SWPO | campcentral3@gmail.com | 6531525 | NONCOMMUNITY | CHLORINATION; AERATION FOR REMOVAL OF ANY SECONDARY CONTAMINANT, SULFIDE, OR ANY UNREGULATED CONTAMINANT; CORROSION CONTROL INHIBITOR ADDITION; HYPOCHLORINATION; IRON OR MANGANESE SEQUESTRATION; OR ULTRAVIOLET RADIATION. THE LEAD/CHIEF OPERATOR MUST BE CLASS D OR HIGHER. 50,000 GPD UP TO 0.25 MGD-STAFFING BY CLASS D OR HIGHER OPERATOR: 3 VISITS/WEEK ON NONCONSECUTIVE DAYS FOR A TOTAL OF 0.3 HOUR/WEEK. LESS THAN 50,000 GPD-STAFFING BY A CLASS D OR HIGHER OPERATOR: 2 VISITS/WEEK ON NONCONSECUTIVE DAYS FOR A TOTAL OF 0.2 HOUR/WEEK. THERE SHALL BE NO MORE THAN 5 DAYS BETWEEN THE LAST VISIT IN ONE WEEK AND THE FIRST VISIT IN THE NEXT WEEK. | N | Y | CAMP CENTRAL RV PARKS, LLC NORTH | 15860 US HIGHWAY 27 |  | LAKE WALES | FL | 33859 |  | 8636381015 |  | BRIAN OLIVER | CHARLES TRAIL | 15860 US 27 |  | LAKE WALES | FL | 33859 |  | 8636382508 |  | INVESTOR | 140 | 49000 | 100 | 2011-12-19 | 2021-05-25 | NC01 | 50
6 | POLK | SWPO | lakemontridge@aol.com | 6531527 | COMMUNITY | CHLORINATION; AERATION FOR REMOVAL OF ANY SECONDARY CONTAMINANT, SULFIDE, OR ANY UNREGULATED CONTAMINANT; CORROSION CONTROL INHIBITOR ADDITION; HYPOCHLORINATION; IRON OR MANGANESE SEQUESTRATION; OR ULTRAVIOLET RADIATION. THE LEAD/CHIEF OPERATOR MUST BE CLASS D OR HIGHER. 50,000 GPD UP TO 0.25 MGD-STAFFING BY CLASS D OR HIGHER OPERATOR: 3 VISITS/WEEK ON NONCONSECUTIVE DAYS FOR A TOTAL OF 0.3 HOUR/WEEK. LESS THAN 50,000 GPD-STAFFING BY A CLASS D OR HIGHER OPERATOR: 2 VISITS/WEEK ON NONCONSECUTIVE DAYS FOR A TOTAL OF 0.2 HOUR/WEEK. THERE SHALL BE NO MORE THAN 5 DAYS BETWEEN THE LAST VISIT IN ONE WEEK AND THE FIRST VISIT IN THE NEXT WEEK. | N | Y | LAKEMONT RIDGE HOME & RV PARK | 2000 MAIN STREET (OFF CR 630)[NEAR POOL] |  | FROSTPROOF | FL | 33843 |  | 8636354472 |  | LEONARD HOLSTIN | GEORGE BRANTON | 2000 MAINE STREET |  | FROSTPROOF | FL | 33843 |  | 4436219757 |  | INVESTOR | 469 | 207360 | 525 | 2014-09-16 | 2021-07-22 | DC05 | 500
6 | POLK | SWPO |  | 6531559 | OTHER PUBLIC WATER SYSTEM | NO TREATMENT--CONSECUTIVE SYSTEMS ONLY | N | Y | MOSAIC FERTILIZER MULBERRY | SR. 60 EAST |  | MULBERRY | FL | 33860 |  | 8634251176 |  | DEBBIE WATERS | MOSAIC FERTILIZER, LLC | PO BOX 9002 |  | BARTOW | FL | 33831 |  | 8635349615 |  | INVESTOR | 20 | 2575000 | 11 | 2003-03-20 | 2001-12-11 | NAF | 0
6 | POLK | SWPO |  | 6531571 | NONCOMMUNITY | AERATION FOR REMOVAL OF ANY PRIMARY CONTAMINANT; ALKALINITY/PH ADJUSTMENT; CHLORAMIN ATION; CHLORINE DIOXIDE FOR OXIDATION OR DISINFECTION; FLUORIDATION; ION EXCHANGE FOR REMOVAL OF ANY SECONDARY CONTAMINANT, SULFIDE, OR ANY UNREGULATED CONTAMINANT; OR OZONATION LESS THAN 0.1 MGD. STAFFING BY A CLASS D OR HIGHER OPERATOR: 3 VISITS/WEEK ON NONCONSECUTIVE DAYS FOR A TOTAL OF 0.6 HOUR/WEEK. THE LEAD/CHIEF OPERATOR MUST BE CLASS D OR HIGHER. | N | Y | SADDLE CREEK PARK I | SADDLE CREEK PK. RD OFF US 92 |  | LAKELAND | FL | 33801 |  | 8635347351 |  | TAMARA RICHARDSON, P.E., UTILITIES DIRECTOR | TAMARA RICHARDSON, P.E., UTILITIES DIRECTOR | 1011 JIM KEENE BLVD. |  | WINTER HAVEN | FL | 33880 |  | 8632984235 |  | COUNTY | 28 | 25920 | 33 | 2018-04-06 | 2021-05-20 | NC01 | 50
6 | POLK | SWPO | slr@lakewaleswireless.com | 6531572 | COMMUNITY | CHLORINATION; AERATION FOR REMOVAL OF ANY SECONDARY CONTAMINANT, SULFIDE, OR ANY UNREGULATED CONTAMINANT; CORROSION CONTROL INHIBITOR ADDITION; HYPOCHLORINATION; IRON OR MANGANESE SEQUESTRATION; OR ULTRAVIOLET RADIATION. THE LEAD/CHIEF OPERATOR MUST BE CLASS C OR HIGHER. 5.0 MGD AND ABOVE-STAFFING BY CLASS C OR HIGHER OPERATOR: 6 HOURS/DAY FOR 5 DAYS/WEEK AND ONE VISIT ON EACH WEEKEND DAY. 3.0 MGD UP TO 5.0 MGD-STAFFING BY CLASS C OR HIGHER OPERATOR: 1 HOUR/DAY FOR 5 DAYS/WEEK AND ONE VISIT ON EACH WEEKEND DAY. 0.25 MGD UP TO 3.0 MGD-STAFFING BY CLASS C OR HIGHER OPERATOR: 5 VISITS/WEEK AND ONE VISIT EACH WEEKEND FOR A TOTAL OF 0.6 HOUR/WEEK. | N | Y | SADDLEBAG LAKE RESORT | 499 SADDLEBAG LAKE ROAD |  | LAKE WALES | FL | 33853 |  | 8636962407 |  | RAY CREEL | SADDLEBAG LAKE OWNER ASSOCIATION | 499 SADDLEBAG LAKE ROAD |  | LAKE WALES | FL | 33898 |  | 8636962407 |  | INVESTOR | 1200 | 173000 | 803 | 2018-10-10 | 2021-06-25 | DC05 | 500
6 | POLK | SWPO |  | 6531582 | NONCOMMUNITY | CHLORINATION; AERATION FOR REMOVAL OF ANY SECONDARY CONTAMINANT, SULFIDE, OR ANY UNREGULATED CONTAMINANT; CORROSION CONTROL INHIBITOR ADDITION; HYPOCHLORINATION; IRON OR MANGANESE SEQUESTRATION; OR ULTRAVIOLET RADIATION. THE LEAD/CHIEF OPERATOR MUST BE CLASS D OR HIGHER. 50,000 GPD UP TO 0.25 MGD-STAFFING BY CLASS D OR HIGHER OPERATOR: 3 VISITS/WEEK ON NONCONSECUTIVE DAYS FOR A TOTAL OF 0.3 HOUR/WEEK. LESS THAN 50,000 GPD-STAFFING BY A CLASS D OR HIGHER OPERATOR: 2 VISITS/WEEK ON NONCONSECUTIVE DAYS FOR A TOTAL OF 0.2 HOUR/WEEK. THERE SHALL BE NO MORE THAN 5 DAYS BETWEEN THE LAST VISIT IN ONE WEEK AND THE FIRST VISIT IN THE NEXT WEEK. | N | Y | TRAVEL INN | 18720 HIGHWAY 27 |  | LAKE WALES | FL | 33853 |  | 8636763917 |  | SHAMBHU M. PATEL (SAM) | MARUTI AT LAKE WALES, INC. | 18700 HIGHWAY 27 SOUTH |  | LAKE WALES | FL | 33853 |  | 8636763917 |  | INVESTOR | 50 | 57600 | 2 | 2021-06-24 | 2021-04-13 | NC01 | 50
6 | POLK | SWPO | anare2k@msn.com | 6531584 | COMMUNITY | CHLORINATION; AERATION FOR REMOVAL OF ANY SECONDARY CONTAMINANT, SULFIDE, OR ANY UNREGULATED CONTAMINANT; CORROSION CONTROL INHIBITOR ADDITION; HYPOCHLORINATION; IRON OR MANGANESE SEQUESTRATION; OR ULTRAVIOLET RADIATION. THE LEAD/CHIEF OPERATOR MUST BE CLASS D OR HIGHER. 50,000 GPD UP TO 0.25 MGD-STAFFING BY CLASS D OR HIGHER OPERATOR: 3 VISITS/WEEK ON NONCONSECUTIVE DAYS FOR A TOTAL OF 0.3 HOUR/WEEK. LESS THAN 50,000 GPD-STAFFING BY A CLASS D OR HIGHER OPERATOR: 2 VISITS/WEEK ON NONCONSECUTIVE DAYS FOR A TOTAL OF 0.2 HOUR/WEEK. THERE SHALL BE NO MORE THAN 5 DAYS BETWEEN THE LAST VISIT IN ONE WEEK AND THE FIRST VISIT IN THE NEXT WEEK. | N | Y | OUTPOST RV/MH PARK | 2350 US HWY 92 WEST |  | WINTER HAVEN | FL | 33881 |  | 8632681111 |  | SIDNEY PITTMAN | SIDNEY PITTMAN | P.O. BOX 357970 |  | GAINSVILLE | FL | 32635 |  | 8639907537 |  | INVESTOR | 70 | 49000 | 47 | 2019-04-22 | 2021-03-05 | DC06 | 100
6 | POLK | SWPO | scenicview2015@yahoo.com | 6531596 | COMMUNITY | CHLORINATION; AERATION FOR REMOVAL OF ANY SECONDARY CONTAMINANT, SULFIDE, OR ANY UNREGULATED CONTAMINANT; CORROSION CONTROL INHIBITOR ADDITION; HYPOCHLORINATION; IRON OR MANGANESE SEQUESTRATION; OR ULTRAVIOLET RADIATION. THE LEAD/CHIEF OPERATOR MUST BE CLASS D OR HIGHER. 50,000 GPD UP TO 0.25 MGD-STAFFING BY CLASS D OR HIGHER OPERATOR: 3 VISITS/WEEK ON NONCONSECUTIVE DAYS FOR A TOTAL OF 0.3 HOUR/WEEK. LESS THAN 50,000 GPD-STAFFING BY A CLASS D OR HIGHER OPERATOR: 2 VISITS/WEEK ON NONCONSECUTIVE DAYS FOR A TOTAL OF 0.2 HOUR/WEEK. THERE SHALL BE NO MORE THAN 5 DAYS BETWEEN THE LAST VISIT IN ONE WEEK AND THE FIRST VISIT IN THE NEXT WEEK. | N | Y | SCENIC VIEW MHP | 2025 WEST DAUGHTERY ROAD |  | LAKELAND | FL | 33805 |  | 8638594521 |  | GEORGE MORTIMER | SCENIC VIEW ASSOCIATION | 6154 SCENIC VIEW CT |  | LAKELAND | FL | 33810 |  | 8638594521 |  | INVESTOR | 120 | 49000 | 119 | 2013-09-06 | 2021-08-03 | DC06 | 100
6 | POLK | SWPO | arif_rana122@yahoo.com | 6531629 | NONCOMMUNITY | CHLORINATION; AERATION FOR REMOVAL OF ANY SECONDARY CONTAMINANT, SULFIDE, OR ANY UNREGULATED CONTAMINANT; CORROSION CONTROL INHIBITOR ADDITION; HYPOCHLORINATION; IRON OR MANGANESE SEQUESTRATION; OR ULTRAVIOLET RADIATION. THE LEAD/CHIEF OPERATOR MUST BE CLASS D OR HIGHER. 50,000 GPD UP TO 0.25 MGD-STAFFING BY CLASS D OR HIGHER OPERATOR: 3 VISITS/WEEK ON NONCONSECUTIVE DAYS FOR A TOTAL OF 0.3 HOUR/WEEK. LESS THAN 50,000 GPD-STAFFING BY A CLASS D OR HIGHER OPERATOR: 2 VISITS/WEEK ON NONCONSECUTIVE DAYS FOR A TOTAL OF 0.2 HOUR/WEEK. THERE SHALL BE NO MORE THAN 5 DAYS BETWEEN THE LAST VISIT IN ONE WEEK AND THE FIRST VISIT IN THE NEXT WEEK. | N | Y | KATHLEEN FOOD MART | 6403 KATHLEEN ROAD, P.O. BOX 431 |  | KATHLEEN | FL | 33849 |  | 8638539384 |  | ARIF HUSSAIN | KATHLEEN FOOD MART LLC | 6403 KATHLEEN ROAD |  | LAKELAND | FL | 33810 |  | 8638639384 |  | INVESTOR | 150 | 28800 | 1 | 2021-04-27 | 2021-02-12 | NC01 | 50
6 | POLK | SWPO | mitchell@kaloltd.com | 6531632 | NONCOMMUNITY | CHLORINATION; AERATION FOR REMOVAL OF ANY SECONDARY CONTAMINANT, SULFIDE, OR ANY UNREGULATED CONTAMINANT; CORROSION CONTROL INHIBITOR ADDITION; HYPOCHLORINATION; IRON OR MANGANESE SEQUESTRATION; OR ULTRAVIOLET RADIATION. THE LEAD/CHIEF OPERATOR MUST BE CLASS D OR HIGHER. 50,000 GPD UP TO 0.25 MGD-STAFFING BY CLASS D OR HIGHER OPERATOR: 3 VISITS/WEEK ON NONCONSECUTIVE DAYS FOR A TOTAL OF 0.3 HOUR/WEEK. LESS THAN 50,000 GPD-STAFFING BY A CLASS D OR HIGHER OPERATOR: 2 VISITS/WEEK ON NONCONSECUTIVE DAYS FOR A TOTAL OF 0.2 HOUR/WEEK. THERE SHALL BE NO MORE THAN 5 DAYS BETWEEN THE LAST VISIT IN ONE WEEK AND THE FIRST VISIT IN THE NEXT WEEK. | N | Y | JUNCTION FOODS INC. | 5775 SR 580 |  | HAINES CITY | FL | 33844 |  | 8634212257 |  | SHAHRIAR IQBAL | MOHAMMAD HOSSAIN, JUNCTON FOODS | 5775 E. JOHNSON AVE |  | HAINES CITY | FL | 33844 |  | 8634221900 |  | INVESTOR | 100 | 12960 | 1 | 2021-07-15 | 2021-05-25 | NC01 | 50
6 | POLK | SWPO | jstieben@circlek.com | 6531636 | NONCOMMUNITY | CHLORINATION; AERATION FOR REMOVAL OF ANY SECONDARY CONTAMINANT, SULFIDE, OR ANY UNREGULATED CONTAMINANT; CORROSION CONTROL INHIBITOR ADDITION; HYPOCHLORINATION; IRON OR MANGANESE SEQUESTRATION; OR ULTRAVIOLET RADIATION. THE LEAD/CHIEF OPERATOR MUST BE CLASS D OR HIGHER. 50,000 GPD UP TO 0.25 MGD-STAFFING BY CLASS D OR HIGHER OPERATOR: 3 VISITS/WEEK ON NONCONSECUTIVE DAYS FOR A TOTAL OF 0.3 HOUR/WEEK. LESS THAN 50,000 GPD-STAFFING BY A CLASS D OR HIGHER OPERATOR: 2 VISITS/WEEK ON NONCONSECUTIVE DAYS FOR A TOTAL OF 0.2 HOUR/WEEK. THERE SHALL BE NO MORE THAN 5 DAYS BETWEEN THE LAST VISIT IN ONE WEEK AND THE FIRST VISIT IN THE NEXT WEEK. | N | Y | CIRCLE K # 7087-DISTRICT 1150 | 3808 DEESON ROAD |  | LAKELAND | FL | 33810 |  | 8638587817 |  | JIM STIEBEN | CIRCLE K STORES INC. | 3802 CORPOREX PARK DRIVE SUITE200 |  | TAMPA | FL | 33619 |  | 8139106884 |  | INVESTOR | 900 | 21600 | 1 | 2022-01-07 | 2022-01-06 | NC01 | 50
6 | POLK | SWPO |  | 6531637 | NONCOMMUNITY | CHLORINATION; AERATION FOR REMOVAL OF ANY SECONDARY CONTAMINANT, SULFIDE, OR ANY UNREGULATED CONTAMINANT; CORROSION CONTROL INHIBITOR ADDITION; HYPOCHLORINATION; IRON OR MANGANESE SEQUESTRATION; OR ULTRAVIOLET RADIATION. THE LEAD/CHIEF OPERATOR MUST BE CLASS D OR HIGHER. 50,000 GPD UP TO 0.25 MGD-STAFFING BY CLASS D OR HIGHER OPERATOR: 3 VISITS/WEEK ON NONCONSECUTIVE DAYS FOR A TOTAL OF 0.3 HOUR/WEEK. LESS THAN 50,000 GPD-STAFFING BY A CLASS D OR HIGHER OPERATOR: 2 VISITS/WEEK ON NONCONSECUTIVE DAYS FOR A TOTAL OF 0.2 HOUR/WEEK. THERE SHALL BE NO MORE THAN 5 DAYS BETWEEN THE LAST VISIT IN ONE WEEK AND THE FIRST VISIT IN THE NEXT WEEK. | N | Y | ARKH FOOD MART | 4934 CR 542 E |  | LAKELAND | FL | 33801 |  | 8636673764 |  | PENNY NICHOLS | RAJU GANDHI | 4934 CR 542 E |  | LAKELAND | FL | 33801 |  | 8636673764 |  | INVESTOR | 400 | 21600 | 1 | 2017-06-26 | 2021-03-03 | NC01 | 50
6 | POLK | SWPO | harproc@verizon.net | 6531657 | COMMUNITY | CHLORINATION; AERATION FOR REMOVAL OF ANY SECONDARY CONTAMINANT, SULFIDE, OR ANY UNREGULATED CONTAMINANT; CORROSION CONTROL INHIBITOR ADDITION; HYPOCHLORINATION; IRON OR MANGANESE SEQUESTRATION; OR ULTRAVIOLET RADIATION. THE LEAD/CHIEF OPERATOR MUST BE CLASS D OR HIGHER. 50,000 GPD UP TO 0.25 MGD-STAFFING BY CLASS D OR HIGHER OPERATOR: 3 VISITS/WEEK ON NONCONSECUTIVE DAYS FOR A TOTAL OF 0.3 HOUR/WEEK. LESS THAN 50,000 GPD-STAFFING BY A CLASS D OR HIGHER OPERATOR: 2 VISITS/WEEK ON NONCONSECUTIVE DAYS FOR A TOTAL OF 0.2 HOUR/WEEK. THERE SHALL BE NO MORE THAN 5 DAYS BETWEEN THE LAST VISIT IN ONE WEEK AND THE FIRST VISIT IN THE NEXT WEEK. | N | Y | BUCKLAND MOBILE HOME PARK | 1111 HWY. 17-92 NORTH |  | DAVENPORT | FL | 33837 |  | 8634222213 |  | VIRGINIA BUCKLAND | MARK BUCKLAND | 208 CLAIRMAR CIRCLE |  | DAVENPORT | FL | 33837 |  | 4074502252 |  | INVESTOR | 85 | 49000 | 48 | 2013-04-26 | 2021-04-07 | DC06 | 100
6 | POLK | SWPO |  | 6531659 | NONTRANSIENT NONCOMMUNITY | CHLORINATION; AERATION FOR REMOVAL OF ANY SECONDARY CONTAMINANT, SULFIDE, OR ANY UNREGULATED CONTAMINANT; CORROSION CONTROL INHIBITOR ADDITION; HYPOCHLORINATION; IRON OR MANGANESE SEQUESTRATION; OR ULTRAVIOLET RADIATION. THE LEAD/CHIEF OPERATOR MUST BE CLASS D OR HIGHER. 50,000 GPD UP TO 0.25 MGD-STAFFING BY CLASS D OR HIGHER OPERATOR: 3 VISITS/WEEK ON NONCONSECUTIVE DAYS FOR A TOTAL OF 0.3 HOUR/WEEK. LESS THAN 50,000 GPD-STAFFING BY A CLASS D OR HIGHER OPERATOR: 2 VISITS/WEEK ON NONCONSECUTIVE DAYS FOR A TOTAL OF 0.2 HOUR/WEEK. THERE SHALL BE NO MORE THAN 5 DAYS BETWEEN THE LAST VISIT IN ONE WEEK AND THE FIRST VISIT IN THE NEXT WEEK. | N | Y | SMOKEY VALLEY MHP | 235 ED PADGETT ROAD |  | LAKELAND | FL | 33805 |  | 8638597519 |  | BRYAN GUILLOT | THOMAS LEE GROUP ACQUISTIONS, LLC | 7512 DR PHILLIPS BLVD, SUITE 50 PMB #133 |  | ORLANDO | FL | 32819 |  | 8638598440 |  | INVESTOR | 29 | 36000 | 12 | 2021-12-08 | 2021-12-07 | NTNC | 100
6 | POLK | SWPO |  | 6531660 | OTHER PUBLIC WATER SYSTEM | CHLORINATION; AERATION FOR REMOVAL OF ANY SECONDARY CONTAMINANT, SULFIDE, OR ANY UNREGULATED CONTAMINANT; CORROSION CONTROL INHIBITOR ADDITION; HYPOCHLORINATION; IRON OR MANGANESE SEQUESTRATION; OR ULTRAVIOLET RADIATION. THE LEAD/CHIEF OPERATOR MUST BE CLASS D OR HIGHER. 50,000 GPD UP TO 0.25 MGD-STAFFING BY CLASS D OR HIGHER OPERATOR: 3 VISITS/WEEK ON NONCONSECUTIVE DAYS FOR A TOTAL OF 0.3 HOUR/WEEK. LESS THAN 50,000 GPD-STAFFING BY A CLASS D OR HIGHER OPERATOR: 2 VISITS/WEEK ON NONCONSECUTIVE DAYS FOR A TOTAL OF 0.2 HOUR/WEEK. THERE SHALL BE NO MORE THAN 5 DAYS BETWEEN THE LAST VISIT IN ONE WEEK AND THE FIRST VISIT IN THE NEXT WEEK. | N | Y | SMOKEY'S M.H.P. | 1470 US 27 SOUTH |  | LAKE WALES | FL | 33853 |  | 8636352376 |  | ANTHONY J. COTHRON | SMOKEY'S M.H.P. | PO BOX 308 |  | WAVERLY | FL | 33877 |  | 8636762376 |  | INVESTOR | 11 | 43000 | 8 | 03-JUN-00 | 2098-04-17 | NAF | 0
6 | POLK | SWPO |  | 6531692 | OTHER PUBLIC WATER SYSTEM | NO TREATMENT--CONSECUTIVE SYSTEMS ONLY | N | Y | SUE'S TRAILER PARK | 3435 SPIVEY ROAD |  | LAKELAND | FL | 33809 |  | 8638583694 |  | A B SPIVEY | SUE SPIVEY | 3435 SPIVEY ROAD |  | LAKELAND | FL | 33809 |  | 8638583694 |  | INVESTOR | 24 | 64000 | 12 | 07-MAR-00 | 2089-02-07 | NAF | 0
6 | POLK | SWPO | casey@otherstreet.com | 6531697 | COMMUNITY | CHLORINATION; AERATION FOR REMOVAL OF ANY SECONDARY CONTAMINANT, SULFIDE, OR ANY UNREGULATED CONTAMINANT; CORROSION CONTROL INHIBITOR ADDITION; HYPOCHLORINATION; IRON OR MANGANESE SEQUESTRATION; OR ULTRAVIOLET RADIATION. THE LEAD/CHIEF OPERATOR MUST BE CLASS D OR HIGHER. 50,000 GPD UP TO 0.25 MGD-STAFFING BY CLASS D OR HIGHER OPERATOR: 3 VISITS/WEEK ON NONCONSECUTIVE DAYS FOR A TOTAL OF 0.3 HOUR/WEEK. LESS THAN 50,000 GPD-STAFFING BY A CLASS D OR HIGHER OPERATOR: 2 VISITS/WEEK ON NONCONSECUTIVE DAYS FOR A TOTAL OF 0.2 HOUR/WEEK. THERE SHALL BE NO MORE THAN 5 DAYS BETWEEN THE LAST VISIT IN ONE WEEK AND THE FIRST VISIT IN THE NEXT WEEK. | N | Y | SPRING LAKE ESTATES LLC | 3731 SR 60 EAST |  | LAKE WALES | FL | 33853 |  | 8635284569 |  | SPRING LAKE ESTATES LLC | SPRING LAKE ESTATES LLC | P. O.BOX 149321 |  | ORLANDO | FL | 32814 | 9321 | 4079009982 | 705 | INVESTOR | 55 | 49000 | 25 | 2010-06-07 | 2021-05-21 | DC06 | 100
6 | POLK | SWPO | None | 6531705 | NONCOMMUNITY | CHLORINATION; AERATION FOR REMOVAL OF ANY SECONDARY CONTAMINANT, SULFIDE, OR ANY UNREGULATED CONTAMINANT; CORROSION CONTROL INHIBITOR ADDITION; HYPOCHLORINATION; IRON OR MANGANESE SEQUESTRATION; OR ULTRAVIOLET RADIATION. THE LEAD/CHIEF OPERATOR MUST BE CLASS D OR HIGHER. 50,000 GPD UP TO 0.25 MGD-STAFFING BY CLASS D OR HIGHER OPERATOR: 3 VISITS/WEEK ON NONCONSECUTIVE DAYS FOR A TOTAL OF 0.3 HOUR/WEEK. LESS THAN 50,000 GPD-STAFFING BY A CLASS D OR HIGHER OPERATOR: 2 VISITS/WEEK ON NONCONSECUTIVE DAYS FOR A TOTAL OF 0.2 HOUR/WEEK. THERE SHALL BE NO MORE THAN 5 DAYS BETWEEN THE LAST VISIT IN ONE WEEK AND THE FIRST VISIT IN THE NEXT WEEK. | N | Y | ST. CLAIRS RESORT | 9696 ST. CLAIR ROAD |  | HAINES CITY | FL | 33844 |  | 8634221397 |  | RABBANI GHOLAM | RABBANI GHOLAM | 113 COUNTRY CREEK LN |  | KISSIMMEE | FL | 34746 |  | 3476523087 |  | INVESTOR | 34 | 31680 | 16 | 2012-11-13 | 2021-01-22 | NC01 | 50
6 | POLK | SWPO | rajul.patel@fenceoutletonline.com | 6531717 | NONTRANSIENT NONCOMMUNITY | CHLORINATION; AERATION FOR REMOVAL OF ANY SECONDARY CONTAMINANT, SULFIDE, OR ANY UNREGULATED CONTAMINANT; CORROSION CONTROL INHIBITOR ADDITION; HYPOCHLORINATION; IRON OR MANGANESE SEQUESTRATION; OR ULTRAVIOLET RADIATION. THE LEAD/CHIEF OPERATOR MUST BE CLASS D OR HIGHER. 50,000 GPD UP TO 0.25 MGD-STAFFING BY CLASS D OR HIGHER OPERATOR: 3 VISITS/WEEK ON NONCONSECUTIVE DAYS FOR A TOTAL OF 0.3 HOUR/WEEK. LESS THAN 50,000 GPD-STAFFING BY A CLASS D OR HIGHER OPERATOR: 2 VISITS/WEEK ON NONCONSECUTIVE DAYS FOR A TOTAL OF 0.2 HOUR/WEEK. THERE SHALL BE NO MORE THAN 5 DAYS BETWEEN THE LAST VISIT IN ONE WEEK AND THE FIRST VISIT IN THE NEXT WEEK. | N | Y | FENCE OUTLET MDC | 4025 HIGHWAY 60 WEST |  | LAKE WALES | FL | 33859 |  | 4073859684 |  | JAMIE AWEUS | FENCE OUTLET MDC, LLC | 9671 S. ORANGE BLOSSOM TRAIL |  | ORLANDO | FL | 32837 |  | 6578516660 |  | INVESTOR | 200 | 116640 | 1 | 2019-07-15 | 2021-01-29 | NTNC | 100
6 | POLK | SWPO | jmott@cemexusa.com | 6531718 | OTHER PUBLIC WATER SYSTEM | CHLORINATION; AERATION FOR REMOVAL OF ANY SECONDARY CONTAMINANT, SULFIDE, OR ANY UNREGULATED CONTAMINANT; CORROSION CONTROL INHIBITOR ADDITION; HYPOCHLORINATION; IRON OR MANGANESE SEQUESTRATION; OR ULTRAVIOLET RADIATION. THE LEAD/CHIEF OPERATOR MUST BE CLASS D OR HIGHER. 50,000 GPD UP TO 0.25 MGD-STAFFING BY CLASS D OR HIGHER OPERATOR: 3 VISITS/WEEK ON NONCONSECUTIVE DAYS FOR A TOTAL OF 0.3 HOUR/WEEK. LESS THAN 50,000 GPD-STAFFING BY A CLASS D OR HIGHER OPERATOR: 2 VISITS/WEEK ON NONCONSECUTIVE DAYS FOR A TOTAL OF 0.2 HOUR/WEEK. THERE SHALL BE NO MORE THAN 5 DAYS BETWEEN THE LAST VISIT IN ONE WEEK AND THE FIRST VISIT IN THE NEXT WEEK. | N | Y | CEMEX/DAVENPORT SHOPS | 2200 HIGHWAY 17-92 NORTH |  | DAVENPORT | FL | 33837 |  | 8634221171 |  | JAMES MOTT | CEMEX CONSTRUCTION MATERIALS FLORIDA, LLC | 100 LEM CARNES ROAD |  | DAVENPORT | FL | 33837 |  | 8634221171 |  | INVESTOR | 18 | 36000 | 4 | 2009-04-06 | 2013-06-10 | NAF | 0
6 | POLK | SWPO | compliance@FUS1LLC.COM | 6531739 | COMMUNITY | CHLORINATION; AERATION FOR REMOVAL OF ANY SECONDARY CONTAMINANT, SULFIDE, OR ANY UNREGULATED CONTAMINANT; CORROSION CONTROL INHIBITOR ADDITION; HYPOCHLORINATION; IRON OR MANGANESE SEQUESTRATION; OR ULTRAVIOLET RADIATION. THE LEAD/CHIEF OPERATOR MUST BE CLASS C OR HIGHER. 5.0 MGD AND ABOVE-STAFFING BY CLASS C OR HIGHER OPERATOR: 6 HOURS/DAY FOR 5 DAYS/WEEK AND ONE VISIT ON EACH WEEKEND DAY. 3.0 MGD UP TO 5.0 MGD-STAFFING BY CLASS C OR HIGHER OPERATOR: 1 HOUR/DAY FOR 5 DAYS/WEEK AND ONE VISIT ON EACH WEEKEND DAY. 0.25 MGD UP TO 3.0 MGD-STAFFING BY CLASS C OR HIGHER OPERATOR: 5 VISITS/WEEK AND ONE VISIT EACH WEEKEND FOR A TOTAL OF 0.6 HOUR/WEEK. | N | Y | SUNRISE WATER, LLC | STATE ROAD 542 WEST |  | AUBURNDALE | FL | 33823 |  | 8639045574 |  | MICHAEL SMALLRIDGE | MICHAEL SMALLRIDGE | 5911 TROUBLE CREEK RD |  | NEW PORT RICHEY | FL | 34652 |  | 8639045574 |  | INVESTOR | 456 | 216000 | 228 | 2021-08-24 | 2021-08-03 | DC05 | 500
6 | POLK | SWPO |  | 6531742 | COMMUNITY | CHLORINATION; AERATION FOR REMOVAL OF ANY SECONDARY CONTAMINANT, SULFIDE, OR ANY UNREGULATED CONTAMINANT; CORROSION CONTROL INHIBITOR ADDITION; HYPOCHLORINATION; IRON OR MANGANESE SEQUESTRATION; OR ULTRAVIOLET RADIATION. THE LEAD/CHIEF OPERATOR MUST BE CLASS C OR HIGHER. 5.0 MGD AND ABOVE-STAFFING BY CLASS C OR HIGHER OPERATOR: 6 HOURS/DAY FOR 5 DAYS/WEEK AND ONE VISIT ON EACH WEEKEND DAY. 3.0 MGD UP TO 5.0 MGD-STAFFING BY CLASS C OR HIGHER OPERATOR: 1 HOUR/DAY FOR 5 DAYS/WEEK AND ONE VISIT ON EACH WEEKEND DAY. 0.25 MGD UP TO 3.0 MGD-STAFFING BY CLASS C OR HIGHER OPERATOR: 5 VISITS/WEEK AND ONE VISIT EACH WEEKEND FOR A TOTAL OF 0.6 HOUR/WEEK. | N | Y | SOUTHEAST | 314 1/2 RAYMOND ROAD |  | FROSTPROOF | FL | 33843 |  | 8634193159 |  | TAMARA RICHARDSON, P.E., UTILITIES DIRECTOR | TAMARA RICHARDSON, P.E., UTILITIES DIRECTOR | 1011 JIM KEENE BLVD. |  | WINTER HAVEN | FL | 33880 |  | 8632984235 |  | COUNTY | 2828 | 2664000 | 961 | 2021-07-26 | 2021-09-24 | DC03 | 2000
6 | POLK | SWPO | enchantedgmhp@yahoo.com | 6531751 | COMMUNITY | CHLORINATION; AERATION FOR REMOVAL OF ANY SECONDARY CONTAMINANT, SULFIDE, OR ANY UNREGULATED CONTAMINANT; CORROSION CONTROL INHIBITOR ADDITION; HYPOCHLORINATION; IRON OR MANGANESE SEQUESTRATION; OR ULTRAVIOLET RADIATION. THE LEAD/CHIEF OPERATOR MUST BE CLASS D OR HIGHER. 50,000 GPD UP TO 0.25 MGD-STAFFING BY CLASS D OR HIGHER OPERATOR: 3 VISITS/WEEK ON NONCONSECUTIVE DAYS FOR A TOTAL OF 0.3 HOUR/WEEK. LESS THAN 50,000 GPD-STAFFING BY A CLASS D OR HIGHER OPERATOR: 2 VISITS/WEEK ON NONCONSECUTIVE DAYS FOR A TOTAL OF 0.2 HOUR/WEEK. THERE SHALL BE NO MORE THAN 5 DAYS BETWEEN THE LAST VISIT IN ONE WEEK AND THE FIRST VISIT IN THE NEXT WEEK. | N | Y | ENCHANTED GROVE MHP | 5137 NORTH SCENIC HWY |  | LAKE WALES | FL | 33898 |  | 8634393911 |  | DEBORAH DILL | BRADLEY DRESSLER | 49 SW FLAGLER AVE STE. 201 |  | STUART | FL | 34994 |  | 7722213500 |  | INVESTOR | 230 | 144000 | 117 | 2018-05-22 | 2021-04-26 | DC05 | 500
6 | POLK | SWPO |  | 6531753 | NONCOMMUNITY | CHLORINATION; AERATION FOR REMOVAL OF ANY SECONDARY CONTAMINANT, SULFIDE, OR ANY UNREGULATED CONTAMINANT; CORROSION CONTROL INHIBITOR ADDITION; HYPOCHLORINATION; IRON OR MANGANESE SEQUESTRATION; OR ULTRAVIOLET RADIATION. THE LEAD/CHIEF OPERATOR MUST BE CLASS D OR HIGHER. 50,000 GPD UP TO 0.25 MGD-STAFFING BY CLASS D OR HIGHER OPERATOR: 3 VISITS/WEEK ON NONCONSECUTIVE DAYS FOR A TOTAL OF 0.3 HOUR/WEEK. LESS THAN 50,000 GPD-STAFFING BY A CLASS D OR HIGHER OPERATOR: 2 VISITS/WEEK ON NONCONSECUTIVE DAYS FOR A TOTAL OF 0.2 HOUR/WEEK. THERE SHALL BE NO MORE THAN 5 DAYS BETWEEN THE LAST VISIT IN ONE WEEK AND THE FIRST VISIT IN THE NEXT WEEK. | N | Y | SUNNY GEM ISLE | 3912 SUNNY GEM ROAD |  | LAKE WALES | FL | 33853 |  | 8636961268 |  | HELEN GOODMAN | SUNNY GEM ISLE,INC | P.O. BOX 725 |  | LAKE WALES | FL | 33859 |  | 8636961268 |  | INVESTOR | 26 | 57600 | 17 | 2014-07-10 | 2021-06-11 | NC01 | 50
6 | POLK | SWPO | davidblizzard28@yahoo.com | 6531792 | COMMUNITY | CHLORINATION; AERATION FOR REMOVAL OF ANY SECONDARY CONTAMINANT, SULFIDE, OR ANY UNREGULATED CONTAMINANT; CORROSION CONTROL INHIBITOR ADDITION; HYPOCHLORINATION; IRON OR MANGANESE SEQUESTRATION; OR ULTRAVIOLET RADIATION. THE LEAD/CHIEF OPERATOR MUST BE CLASS D OR HIGHER. 50,000 GPD UP TO 0.25 MGD-STAFFING BY CLASS D OR HIGHER OPERATOR: 3 VISITS/WEEK ON NONCONSECUTIVE DAYS FOR A TOTAL OF 0.3 HOUR/WEEK. LESS THAN 50,000 GPD-STAFFING BY A CLASS D OR HIGHER OPERATOR: 2 VISITS/WEEK ON NONCONSECUTIVE DAYS FOR A TOTAL OF 0.2 HOUR/WEEK. THERE SHALL BE NO MORE THAN 5 DAYS BETWEEN THE LAST VISIT IN ONE WEEK AND THE FIRST VISIT IN THE NEXT WEEK. | N | Y | MHP COUNTRY LIVING TENOROC MINE | 3015 TENOROC MINE ROAD |  | LAKELAND | FL | 33801 |  | 3036197620 |  | BERTRAM NKYA | NICOLE DAVISON | 410 S CEDAR AVE |  | TAMPA | FL | 33606 |  | 7025758166 |  | INVESTOR | 30 | 30000 | 28 | 2020-09-30 | 2021-06-28 | DC06 | 100
6 | POLK | SWPO | stevewhidden@polk-county.net | 6531796 | COMMUNITY | NO TREATMENT--CONSECUTIVE SYSTEMS ONLY | N | Y | PINES, THE | WEST SWINDELL ROAD 1 MILE WEST OF 542A |  | LAKELAND | FL | 33801 |  | 8632984260 |  | TAMARA RICHARDSON, P.E., UTILITIES DIRECTOR | TAMARA RICHARDSON, P.E., UTILITIES DIRECTOR | 1011 JIM KEENE BLVD |  | WINTER HAVEN | FL | 33880 |  | 8632984235 |  | COUNTY | 505 | 936000 | 185 | 2098-12-18 | 2021-11-15 | PC02 | 100
6 | POLK | SWPO | jhardwick@suncommunities.com | 6531812 | COMMUNITY | CHLORINATION; AERATION FOR REMOVAL OF ANY SECONDARY CONTAMINANT, SULFIDE, OR ANY UNREGULATED CONTAMINANT; CORROSION CONTROL INHIBITOR ADDITION; HYPOCHLORINATION; IRON OR MANGANESE SEQUESTRATION; OR ULTRAVIOLET RADIATION. THE LEAD/CHIEF OPERATOR MUST BE CLASS C OR HIGHER. 5.0 MGD AND ABOVE-STAFFING BY CLASS C OR HIGHER OPERATOR: 6 HOURS/DAY FOR 5 DAYS/WEEK AND ONE VISIT ON EACH WEEKEND DAY. 3.0 MGD UP TO 5.0 MGD-STAFFING BY CLASS C OR HIGHER OPERATOR: 1 HOUR/DAY FOR 5 DAYS/WEEK AND ONE VISIT ON EACH WEEKEND DAY. 0.25 MGD UP TO 3.0 MGD-STAFFING BY CLASS C OR HIGHER OPERATOR: 5 VISITS/WEEK AND ONE VISIT EACH WEEKEND FOR A TOTAL OF 0.6 HOUR/WEEK. | N | Y | KISSIMMEE SOUTH | 3700 US 17-92 NORTH |  | DAVENPORT | FL | 33837 |  | 8634241286 |  | SHARON CHASTAIN | SUN COMMUNITIES | 27777 FRANKLIN RD | SUITE 200 | SOUTHFIELD | MI | 48034 |  | 2482082556 |  | INVESTOR | 50 | 432000 | 363 | 2019-07-25 | 2021-05-10 | DC04 | 1000
6 | POLK | SWPO |  | 6531817 | NONCOMMUNITY | CHLORINATION; AERATION FOR REMOVAL OF ANY SECONDARY CONTAMINANT, SULFIDE, OR ANY UNREGULATED CONTAMINANT; CORROSION CONTROL INHIBITOR ADDITION; HYPOCHLORINATION; IRON OR MANGANESE SEQUESTRATION; OR ULTRAVIOLET RADIATION. THE LEAD/CHIEF OPERATOR MUST BE CLASS D OR HIGHER. 50,000 GPD UP TO 0.25 MGD-STAFFING BY CLASS D OR HIGHER OPERATOR: 3 VISITS/WEEK ON NONCONSECUTIVE DAYS FOR A TOTAL OF 0.3 HOUR/WEEK. LESS THAN 50,000 GPD-STAFFING BY A CLASS D OR HIGHER OPERATOR: 2 VISITS/WEEK ON NONCONSECUTIVE DAYS FOR A TOTAL OF 0.2 HOUR/WEEK. THERE SHALL BE NO MORE THAN 5 DAYS BETWEEN THE LAST VISIT IN ONE WEEK AND THE FIRST VISIT IN THE NEXT WEEK. | N | Y | TIGER VILLA MOTEL | 6000 NEW TAMPA HIGHWAY |  | LAKELAND | FL | 33801 |  | 8636828114 |  | BRIAN HAWKINS | J. PATEL | 6000 NEW TAMPA HIGHWAY |  | LAKELAND | FL | 33815 |  |  |  | INVESTOR | 40 | 86400 | 27 | 2015-03-23 | 2021-03-18 | NC01 | 50
6 | POLK | SWPO | MATTHEWSMOOT@GMAIL.COM | 6531837 | COMMUNITY | CHLORINATION; AERATION FOR REMOVAL OF ANY SECONDARY CONTAMINANT, SULFIDE, OR ANY UNREGULATED CONTAMINANT; CORROSION CONTROL INHIBITOR ADDITION; HYPOCHLORINATION; IRON OR MANGANESE SEQUESTRATION; OR ULTRAVIOLET RADIATION. THE LEAD/CHIEF OPERATOR MUST BE CLASS D OR HIGHER. 50,000 GPD UP TO 0.25 MGD-STAFFING BY CLASS D OR HIGHER OPERATOR: 3 VISITS/WEEK ON NONCONSECUTIVE DAYS FOR A TOTAL OF 0.3 HOUR/WEEK. LESS THAN 50,000 GPD-STAFFING BY A CLASS D OR HIGHER OPERATOR: 2 VISITS/WEEK ON NONCONSECUTIVE DAYS FOR A TOTAL OF 0.2 HOUR/WEEK. THERE SHALL BE NO MORE THAN 5 DAYS BETWEEN THE LAST VISIT IN ONE WEEK AND THE FIRST VISIT IN THE NEXT WEEK. | N | Y | TOWER MANOR MOBILE HOME COMMUNITY | 2604 SADDLE CREEK ROAD |  | AUBURNDALE | FL | 33823 |  |  |  | ALEXANDER MEDINA | MATTHEW SMOOT | 2910 KURT STREET |  | EUSTIS | FL | 32726 |  | 8017065522 |  | INVESTOR | 310 | 108000 | 124 | 2018-08-13 | 2021-06-24 | DC05 | 500
6 | POLK | SWPO |  | 6531873 | COMMUNITY | CHLORINATION; AERATION FOR REMOVAL OF ANY SECONDARY CONTAMINANT, SULFIDE, OR ANY UNREGULATED CONTAMINANT; CORROSION CONTROL INHIBITOR ADDITION; HYPOCHLORINATION; IRON OR MANGANESE SEQUESTRATION; OR ULTRAVIOLET RADIATION. THE LEAD/CHIEF OPERATOR MUST BE CLASS D OR HIGHER. 50,000 GPD UP TO 0.25 MGD-STAFFING BY CLASS D OR HIGHER OPERATOR: 3 VISITS/WEEK ON NONCONSECUTIVE DAYS FOR A TOTAL OF 0.3 HOUR/WEEK. LESS THAN 50,000 GPD-STAFFING BY A CLASS D OR HIGHER OPERATOR: 2 VISITS/WEEK ON NONCONSECUTIVE DAYS FOR A TOTAL OF 0.2 HOUR/WEEK. THERE SHALL BE NO MORE THAN 5 DAYS BETWEEN THE LAST VISIT IN ONE WEEK AND THE FIRST VISIT IN THE NEXT WEEK. | N | Y | HIGHLAND PINES MOBILE HOME PK | 5616 3RD ST. |  | HIGHLAND CITY | FL | 33809 |  | 8635591999 |  | PATRICK SPENCE | SPENCE REALTY | PO BOX 2431 |  | EATON PARK | FL | 33840 |  | 8635591999 |  | INVESTOR | 36 | 49000 | 25 | 2021-04-15 | 2021-03-24 | DC06 | 100
6 | POLK | SWPO |  | 6531886 | OTHER PUBLIC WATER SYSTEM | AERATION FOR REMOVAL OF ANY PRIMARY CONTAMINANT; ALKALINITY/PH ADJUSTMENT; CHLORAMIN ATION; CHLORINE DIOXIDE FOR OXIDATION OR DISINFECTION; FLUORIDATION; ION EXCHANGE FOR REMOVAL OF ANY SECONDARY CONTAMINANT, SULFIDE, OR ANY UNREGULATED CONTAMINANT; OR OZONATION LESS THAN 0.1 MGD. STAFFING BY A CLASS D OR HIGHER OPERATOR: 3 VISITS/WEEK ON NONCONSECUTIVE DAYS FOR A TOTAL OF 0.6 HOUR/WEEK. THE LEAD/CHIEF OPERATOR MUST BE CLASS D OR HIGHER. | N | Y | US AGRI-CHEM./FT. MEADE CHEM PLANT | 3225 COUNTY ROAD 630 W. |  | FORT MEADE | FL | 33841 |  | 8632858121 |  | SUSANNE ALLEN | US AGRI-CHEM | 3225 COUNTY ROAD 630 WEST |  | FORT MEADE | FL | 33841 | 9799 | 8632857123 |  | INVESTOR | 15 | 173000 | 10 | 2098-03-06 | 2006-12-05 | NAF | 0
6 | POLK | SWPO |  | 6531894 | NONTRANSIENT NONCOMMUNITY | ACTIVATED CARBON PROCESSES; DIATOMACEOUS EARTH FILTRATION; ION EXCHANGE FOR REMOVAL OF ANY PRIMARY CONTAMINANT; ION AND MANGANESE REMOVAL (OXIDATION, DETENTION, AND FILTRATION); OR SLOW SAND FILTRATION. LEAD/CHIEF OPERATOR MUST BE CLASS C OR HIGHER. 1.0 MGD UP TO 2.0 MGD-STAFFING BY CLASS C OR HIGHER OPERATOR: 6 HOURS/DAY FOR 5 DAYS/WEEK AND ONE VISIT ON EACH WEEKEND DAY. 0.5 MGD UP TO 1.0 MGD-STAFFING BY CLASS C OR HIGHER OPERATOR: 3 HOURS/DAY FOR 5 DAYS/WEEK AND ONE VISIT ON EACH WEEKEND DAY. 0.25 MGD UP TO 0.5 MGD-STAFFING BY CLASS C OR HIGHER OPERATOR: 1 HOUR/DAY FOR 5 DAYS/WEEK AND ONE VISIT ON EACH WEEKEND DAY. LESS THAN 0.25 MGD-STAFFING BY CLASS C OR HIGHER OPERATOR: 5 VISITS/WEEK AND ONE VISIT EACH WEEKEND FOR A TOTAL OF 1.8 HOURS/WEEK. | N | Y | VANGUARD SCHOOL | 22000 US HIGHWAY 27 |  | LAKE WALES | FL | 33859 | 7895 | 8636766091 |  | BILL MATTHEW | VANGUARD SCHOOL (DR. CATHY BROWN-PRESIDENT) | 22000 US HIGHWAY 27 |  | LAKE WALES | FL | 33859 |  | 4072192440 |  | INVESTOR | 210 | 330000 | 10 | 2019-04-12 | 2021-02-24 | NTNC | 100
6 | POLK | SWPO |  | 6531911 | NONTRANSIENT NONCOMMUNITY | CHLORINATION; AERATION FOR REMOVAL OF ANY SECONDARY CONTAMINANT, SULFIDE, OR ANY UNREGULATED CONTAMINANT; CORROSION CONTROL INHIBITOR ADDITION; HYPOCHLORINATION; IRON OR MANGANESE SEQUESTRATION; OR ULTRAVIOLET RADIATION. THE LEAD/CHIEF OPERATOR MUST BE CLASS D OR HIGHER. 50,000 GPD UP TO 0.25 MGD-STAFFING BY CLASS D OR HIGHER OPERATOR: 3 VISITS/WEEK ON NONCONSECUTIVE DAYS FOR A TOTAL OF 0.3 HOUR/WEEK. LESS THAN 50,000 GPD-STAFFING BY A CLASS D OR HIGHER OPERATOR: 2 VISITS/WEEK ON NONCONSECUTIVE DAYS FOR A TOTAL OF 0.2 HOUR/WEEK. THERE SHALL BE NO MORE THAN 5 DAYS BETWEEN THE LAST VISIT IN ONE WEEK AND THE FIRST VISIT IN THE NEXT WEEK. | N | Y | MOSAIC FERTILIZER LLC - BARTOW | 3200 HIGHWAY 60 WEST |  | BARTOW | FL | 33830 |  | 8634282500 |  | KRISTI FARRELL | MOSAIC FERTILIZER, LLC - BARTOW FACILITY | 13830 CIRCA CROSSING DRIVE |  | LITHIA | FL | 33547 |  | 8135006474 |  | INVESTOR | 320 | 250000 | 7 | 2020-09-25 | 2021-12-28 | NTNC | 100
6 | POLK | SWPO | wahnetawaterinc@aol.com | 6531917 | COMMUNITY | AERATION FOR REMOVAL OF ANY PRIMARY CONTAMINANT; ALKALINITY/PH ADJUSTMENT; CHLORAMIN ATION; CHLORINE DIOXIDE FOR OXIDATION OR DISINFECTION; FLUORIDATION; ION EXCHANGE FOR REMOVAL OF ANY SECONDARY CONTAMINANT, SULFIDE, OR ANY UNREGULATED CONTAMINANT; OR OZONATION. THE LEAD/CHIEF OPERATOR MUST BE CLASS C OR HIGHER. 5.0 MGD UP TO 10 MGD-STAFFING BY CLASS C OR HIGHER OPERATOR: 6 HOURS/DAY FOR 5 DAYS/WEEK AND ONE VISIT ON EACH WEEKEND DAY. 3.0 MGD UP TO 5.0 MGD-STAFFING BY CLASS C OR HIGHER OPERATOR: 3 HOURS/DAY FOR 5 DAYS/WEEK AND ONE VISIT ON EACH WEEKEND DAY. 1.0 MGD UP TO 3.0 MGD-STAFFING BY CLASS C OR HIGHER OPERATOR: 1 HOUR/DAY FOR 5 DAYS/WEEK AND ONE VISIT ON EACH WEEKEND DAY. 0.1 MGD UP TO 1.0 MGD-STAFFING BY CLASS C OR HIGHER OPERATOR: 5 VISITS/WEEK AND ONE VISIT EACH WEEKEND FOR A TOTAL OF 1.2 HOURS/WEEK. | N | Y | WAHNETA WATER SYSTEM | 106 EIGHTH WAHNETA STREET EAST |  | WINTER HAVEN | FL | 33880 |  | 8633245389 |  | DAVID WHITTINGTON | WAHNETA WATER SYSTEM, INC. | 106 EIGHTS WAHNETA STREET EAST |  | WINTER HAVEN | FL | 33880 |  | 8633245389 |  | MUNICIPALITY | 4500 | 1300000 | 1290 | 2017-09-18 | 2021-06-07 | DC03 | 2000
6 | POLK | SWPO | lindwoodremy@gmail.com | 6531923 | COMMUNITY | ACTIVATED CARBON PROCESSES; DIATOMACEOUS EARTH FILTRATION; ION EXCHANGE FOR REMOVAL OF ANY PRIMARY CONTAMINANT; ION AND MANGANESE REMOVAL (OXIDATION, DETENTION, AND FILTRATION); OR SLOW SAND FILTRATION. LEAD/CHIEF OPERATOR MUST BE CLASS C OR HIGHER. 1.0 MGD UP TO 2.0 MGD-STAFFING BY CLASS C OR HIGHER OPERATOR: 6 HOURS/DAY FOR 5 DAYS/WEEK AND ONE VISIT ON EACH WEEKEND DAY. 0.5 MGD UP TO 1.0 MGD-STAFFING BY CLASS C OR HIGHER OPERATOR: 3 HOURS/DAY FOR 5 DAYS/WEEK AND ONE VISIT ON EACH WEEKEND DAY. 0.25 MGD UP TO 0.5 MGD-STAFFING BY CLASS C OR HIGHER OPERATOR: 1 HOUR/DAY FOR 5 DAYS/WEEK AND ONE VISIT ON EACH WEEKEND DAY. LESS THAN 0.25 MGD-STAFFING BY CLASS C OR HIGHER OPERATOR: 5 VISITS/WEEK AND ONE VISIT EACH WEEKEND FOR A TOTAL OF 1.8 HOURS/WEEK. | N | Y | LINWOOD OAKS M. H. P. | 111 W. CARTER ROAD |  | LAKELAND | FL | 33813 |  | 8636465502 |  | CONSTANCE STAFFORD | GARRETT SMITH | PO BOX 9243 |  | TAMPA | FL | 33674 |  | 8132302235 |  | INVESTOR | 78 | 43200 | 22 | 2012-02-28 | 2021-03-09 | DC06 | 100
6 | POLK | SWPO | WHISPERINGFL@YAHOO.COM | 6531957 | COMMUNITY | CHLORINATION; AERATION FOR REMOVAL OF ANY SECONDARY CONTAMINANT, SULFIDE, OR ANY UNREGULATED CONTAMINANT; CORROSION CONTROL INHIBITOR ADDITION; HYPOCHLORINATION; IRON OR MANGANESE SEQUESTRATION; OR ULTRAVIOLET RADIATION. THE LEAD/CHIEF OPERATOR MUST BE CLASS D OR HIGHER. 50,000 GPD UP TO 0.25 MGD-STAFFING BY CLASS D OR HIGHER OPERATOR: 3 VISITS/WEEK ON NONCONSECUTIVE DAYS FOR A TOTAL OF 0.3 HOUR/WEEK. LESS THAN 50,000 GPD-STAFFING BY A CLASS D OR HIGHER OPERATOR: 2 VISITS/WEEK ON NONCONSECUTIVE DAYS FOR A TOTAL OF 0.2 HOUR/WEEK. THERE SHALL BE NO MORE THAN 5 DAYS BETWEEN THE LAST VISIT IN ONE WEEK AND THE FIRST VISIT IN THE NEXT WEEK. | N | Y | WHISPERING PINES MHP | 301 SUNSHINE DRIVE - OFF CR 630 |  | FROSTPROOF | FL | 33843 |  | 8636355200 |  | VALERIA WILLIAMS & RICHARD BOYCE | W. C. RICKERT | 5517 21ST AVE. W. SUITE H |  | BRADENTON | FL | 34209 | 5601 | 9417952261 |  | INVESTOR | 215 | 193000 | 130 | 2018-02-07 | 2021-07-29 | DC05 | 500
6 | POLK | SWPO |  | 6531963 | OTHER PUBLIC WATER SYSTEM | CHLORINATION; AERATION FOR REMOVAL OF ANY SECONDARY CONTAMINANT, SULFIDE, OR ANY UNREGULATED CONTAMINANT; CORROSION CONTROL INHIBITOR ADDITION; HYPOCHLORINATION; IRON OR MANGANESE SEQUESTRATION; OR ULTRAVIOLET RADIATION. THE LEAD/CHIEF OPERATOR MUST BE CLASS D OR HIGHER. 50,000 GPD UP TO 0.25 MGD-STAFFING BY CLASS D OR HIGHER OPERATOR: 3 VISITS/WEEK ON NONCONSECUTIVE DAYS FOR A TOTAL OF 0.3 HOUR/WEEK. LESS THAN 50,000 GPD-STAFFING BY A CLASS D OR HIGHER OPERATOR: 2 VISITS/WEEK ON NONCONSECUTIVE DAYS FOR A TOTAL OF 0.2 HOUR/WEEK. THERE SHALL BE NO MORE THAN 5 DAYS BETWEEN THE LAST VISIT IN ONE WEEK AND THE FIRST VISIT IN THE NEXT WEEK. | N | Y | WILCOX COURT | HWY 92 W-BEHIND LK. LENA MOTEL |  | AUBURNDALE | FL | 33823 |  | 8639674957 |  | JOLENE PINK | WILCOX COURT/JOLENE PINK | 113 WILCOX COURT |  | AUBURNDALE | FL | 33823 |  |  |  | INVESTOR | 12 | 57000 | 9 | 03-JAN-00 | 2090-05-09 | NAF | 0
6 | POLK | SWPO | tlang@murexproperties.com | 6531991 | COMMUNITY | CHLORINATION; AERATION FOR REMOVAL OF ANY SECONDARY CONTAMINANT, SULFIDE, OR ANY UNREGULATED CONTAMINANT; CORROSION CONTROL INHIBITOR ADDITION; HYPOCHLORINATION; IRON OR MANGANESE SEQUESTRATION; OR ULTRAVIOLET RADIATION. THE LEAD/CHIEF OPERATOR MUST BE CLASS D OR HIGHER. 50,000 GPD UP TO 0.25 MGD-STAFFING BY CLASS D OR HIGHER OPERATOR: 3 VISITS/WEEK ON NONCONSECUTIVE DAYS FOR A TOTAL OF 0.3 HOUR/WEEK. LESS THAN 50,000 GPD-STAFFING BY A CLASS D OR HIGHER OPERATOR: 2 VISITS/WEEK ON NONCONSECUTIVE DAYS FOR A TOTAL OF 0.2 HOUR/WEEK. THERE SHALL BE NO MORE THAN 5 DAYS BETWEEN THE LAST VISIT IN ONE WEEK AND THE FIRST VISIT IN THE NEXT WEEK. | N | Y | WINTER HAVEN MHP | 50 CHARLOTTE DRIVE |  | WINTER HAVEN | FL | 33880 |  | 8632933619 |  | TAMMY LANG | MUREX PROPERTIES LLC | 12629 NEW BRITTANY BLVD, BLDG #16 |  | FORT MYERS | FL | 33907 |  | 2397900004 |  | INVESTOR | 476 | 250000 | 238 | 2020-05-22 | 2022-01-12 | DC05 | 500
6 | POLK | SWPO | swarder@mywinterhaven.com | 6531992 | COMMUNITY | CHLORINATION; AERATION FOR REMOVAL OF ANY SECONDARY CONTAMINANT, SULFIDE, OR ANY UNREGULATED CONTAMINANT; CORROSION CONTROL INHIBITOR ADDITION; HYPOCHLORINATION; IRON OR MANGANESE SEQUESTRATION; OR ULTRAVIOLET RADIATION. THE LEAD/CHIEF OPERATOR MUST BE CLASS C OR HIGHER. 5.0 MGD AND ABOVE-STAFFING BY CLASS C OR HIGHER OPERATOR: 6 HOURS/DAY FOR 5 DAYS/WEEK AND ONE VISIT ON EACH WEEKEND DAY. 3.0 MGD UP TO 5.0 MGD-STAFFING BY CLASS C OR HIGHER OPERATOR: 1 HOUR/DAY FOR 5 DAYS/WEEK AND ONE VISIT ON EACH WEEKEND DAY. 0.25 MGD UP TO 3.0 MGD-STAFFING BY CLASS C OR HIGHER OPERATOR: 5 VISITS/WEEK AND ONE VISIT EACH WEEKEND FOR A TOTAL OF 0.6 HOUR/WEEK. | N | Y | WINTER HAVEN WATER DEPARTMENT | 1334 FAIRFAX ST. NE. |  | WINTER HAVEN | FL | 33881 |  | 8632915853 |  | STEVE WARDER | WINTER HAVEN, CITY OF | P.O. BOX 2277 |  | WINTER HAVEN | FL | 33880 |  | 8632915851 |  | MUNICIPALITY | 70653 | 38000000 | 27279 | 2019-05-23 | 2021-12-15 | DC01 | 6000
6 | POLK | SWPO |  | 6531993 | COMMUNITY | CHLORINATION; AERATION FOR REMOVAL OF ANY SECONDARY CONTAMINANT, SULFIDE, OR ANY UNREGULATED CONTAMINANT; CORROSION CONTROL INHIBITOR ADDITION; HYPOCHLORINATION; IRON OR MANGANESE SEQUESTRATION; OR ULTRAVIOLET RADIATION. THE LEAD/CHIEF OPERATOR MUST BE CLASS D OR HIGHER. 50,000 GPD UP TO 0.25 MGD-STAFFING BY CLASS D OR HIGHER OPERATOR: 3 VISITS/WEEK ON NONCONSECUTIVE DAYS FOR A TOTAL OF 0.3 HOUR/WEEK. LESS THAN 50,000 GPD-STAFFING BY A CLASS D OR HIGHER OPERATOR: 2 VISITS/WEEK ON NONCONSECUTIVE DAYS FOR A TOTAL OF 0.2 HOUR/WEEK. THERE SHALL BE NO MORE THAN 5 DAYS BETWEEN THE LAST VISIT IN ONE WEEK AND THE FIRST VISIT IN THE NEXT WEEK. | N | Y | WINTERSET SHORES EST | 21 HUMMINGBIRD LANE |  | WINTER HAVEN | FL | 33884 |  | 8633244974 |  | TIM & JUDY SMART | JERRY ALDERMAN | 6026 RIDGE TRACE ROAD |  | BLACKSHEAR | GA | 31516 |  | 9122835117 |  | INVESTOR | 51 | 49000 | 41 | 2019-01-15 | 2021-01-28 | DC06 | 100
6 | POLK | SWPO |  | 6532000 | OTHER PUBLIC WATER SYSTEM | CHLORINATION; AERATION FOR REMOVAL OF ANY SECONDARY CONTAMINANT, SULFIDE, OR ANY UNREGULATED CONTAMINANT; CORROSION CONTROL INHIBITOR ADDITION; HYPOCHLORINATION; IRON OR MANGANESE SEQUESTRATION; OR ULTRAVIOLET RADIATION. THE LEAD/CHIEF OPERATOR MUST BE CLASS D OR HIGHER. 50,000 GPD UP TO 0.25 MGD-STAFFING BY CLASS D OR HIGHER OPERATOR: 3 VISITS/WEEK ON NONCONSECUTIVE DAYS FOR A TOTAL OF 0.3 HOUR/WEEK. LESS THAN 50,000 GPD-STAFFING BY A CLASS D OR HIGHER OPERATOR: 2 VISITS/WEEK ON NONCONSECUTIVE DAYS FOR A TOTAL OF 0.2 HOUR/WEEK. THERE SHALL BE NO MORE THAN 5 DAYS BETWEEN THE LAST VISIT IN ONE WEEK AND THE FIRST VISIT IN THE NEXT WEEK. | N | Y | WALT'S AUTO WHOLESALE | 4200 HIGHWAY 60 WEST |  | MULBERRY | FL | 33860 |  | 8634250724 |  | WALT MCGEE | WALT MCGHEE | 4200 HIGHWAY 60 WEST |  | MULBERRY | FL | 33830 |  | 8634250724 |  | INVESTOR | 23 | 2880 | 1 | 30-MAY-00 | 2093-09-20 | NAF | 0
6 | POLK | SWPO | homelkd@yahoo.com | 6532223 | NONCOMMUNITY | ACTIVATED CARBON PROCESSES; DIATOMACEOUS EARTH FILTRATION; ION EXCHANGE FOR REMOVAL OF ANY PRIMARY CONTAMINANT; ION AND MANGANESE REMOVAL (OXIDATION, DETENTION, AND FILTRATION); OR SLOW SAND FILTRATION. LEAD/CHIEF OPERATOR MUST BE CLASS C OR HIGHER. 1.0 MGD UP TO 2.0 MGD-STAFFING BY CLASS C OR HIGHER OPERATOR: 6 HOURS/DAY FOR 5 DAYS/WEEK AND ONE VISIT ON EACH WEEKEND DAY. 0.5 MGD UP TO 1.0 MGD-STAFFING BY CLASS C OR HIGHER OPERATOR: 3 HOURS/DAY FOR 5 DAYS/WEEK AND ONE VISIT ON EACH WEEKEND DAY. 0.25 MGD UP TO 0.5 MGD-STAFFING BY CLASS C OR HIGHER OPERATOR: 1 HOUR/DAY FOR 5 DAYS/WEEK AND ONE VISIT ON EACH WEEKEND DAY. LESS THAN 0.25 MGD-STAFFING BY CLASS C OR HIGHER OPERATOR: 5 VISITS/WEEK AND ONE VISIT EACH WEEKEND FOR A TOTAL OF 1.8 HOURS/WEEK. | N | Y | ROSEMONT MOBILE HOME PARK LLC | 145 BOMBER ROAD (WEST OF OAKS M.H.P.) |  | WINTER HAVEN | FL | 33880 |  | 8632861933 |  | MICHAEL KNUDSTRUP | MICHAEL KNUDSTRUP | P.O. BOX 7572 |  | LAKELAND | FL | 33807 |  | 8632861933 |  | INVESTOR | 25 | 49000 | 22 | 2019-03-19 | 2021-03-01 | NC01 | 50
6 | POLK | SWPO | lfisher@hainescity.com | 6532232 | COMMUNITY | AERATION FOR REMOVAL OF ANY PRIMARY CONTAMINANT; ALKALINITY/PH ADJUSTMENT; CHLORAMIN ATION; CHLORINE DIOXIDE FOR OXIDATION OR DISINFECTION; FLUORIDATION; ION EXCHANGE FOR REMOVAL OF ANY SECONDARY CONTAMINANT, SULFIDE, OR ANY UNREGULATED CONTAMINANT; OR OZONATION. THE LEAD/CHIEF OPERATOR MUST BE CLASS C OR HIGHER. 5.0 MGD UP TO 10 MGD-STAFFING BY CLASS C OR HIGHER OPERATOR: 6 HOURS/DAY FOR 5 DAYS/WEEK AND ONE VISIT ON EACH WEEKEND DAY. 3.0 MGD UP TO 5.0 MGD-STAFFING BY CLASS C OR HIGHER OPERATOR: 3 HOURS/DAY FOR 5 DAYS/WEEK AND ONE VISIT ON EACH WEEKEND DAY. 1.0 MGD UP TO 3.0 MGD-STAFFING BY CLASS C OR HIGHER OPERATOR: 1 HOUR/DAY FOR 5 DAYS/WEEK AND ONE VISIT ON EACH WEEKEND DAY. 0.1 MGD UP TO 1.0 MGD-STAFFING BY CLASS C OR HIGHER OPERATOR: 5 VISITS/WEEK AND ONE VISIT EACH WEEKEND FOR A TOTAL OF 1.2 HOURS/WEEK. | N | Y | HAINES CITY, CITY OF | 503 N. 5TH STREET |  | HAINES CITY | FL | 33844 |  | 8634213777 |  | CITY OF HAINES CITY | CITY OF HAINES CITY | 620 EAST MAIN ST |  | HAINES CITY | FL | 33844 | 1507 | 8634213600 |  | MUNICIPALITY | 30545 | 9000000 | 11245 | 2019-01-28 | 2021-01-25 | DC02 | 4000
6 | POLK | SWPO | holbritt@lakewalesfl.gov | 6532234 | COMMUNITY | CHLORINATION; AERATION FOR REMOVAL OF ANY SECONDARY CONTAMINANT, SULFIDE, OR ANY UNREGULATED CONTAMINANT; CORROSION CONTROL INHIBITOR ADDITION; HYPOCHLORINATION; IRON OR MANGANESE SEQUESTRATION; OR ULTRAVIOLET RADIATION. THE LEAD/CHIEF OPERATOR MUST BE CLASS C OR HIGHER. 5.0 MGD AND ABOVE-STAFFING BY CLASS C OR HIGHER OPERATOR: 6 HOURS/DAY FOR 5 DAYS/WEEK AND ONE VISIT ON EACH WEEKEND DAY. 3.0 MGD UP TO 5.0 MGD-STAFFING BY CLASS C OR HIGHER OPERATOR: 1 HOUR/DAY FOR 5 DAYS/WEEK AND ONE VISIT ON EACH WEEKEND DAY. 0.25 MGD UP TO 3.0 MGD-STAFFING BY CLASS C OR HIGHER OPERATOR: 5 VISITS/WEEK AND ONE VISIT EACH WEEKEND FOR A TOTAL OF 0.6 HOUR/WEEK. | N | Y | LAKE WALES, CITY OF | 138 E. SESSOMS AVE. |  | LAKE WALES | FL | 33859 |  | 8636784182 |  | SARAH B. KIRKLAND | LAKE WALES, CITY OF | P.O. BOX 1320 |  | LAKE WALES | FL | 33859 | 1320 | 8636784182 | 286 | MUNICIPALITY | 18722 | 16743800 | 7818 | 2010-01-15 | 2020-10-22 | DC01 | 6000
6 | POLK | SWPO | lindagirl777@aol.com | 6532235 | COMMUNITY | ACTIVATED CARBON PROCESSES; DIATOMACEOUS EARTH FILTRATION; ION EXCHANGE FOR REMOVAL OF ANY PRIMARY CONTAMINANT; ION AND MANGANESE REMOVAL (OXIDATION, DETENTION, AND FILTRATION); OR SLOW SAND FILTRATION. LEAD/CHIEF OPERATOR MUST BE CLASS C OR HIGHER. 1.0 MGD UP TO 2.0 MGD-STAFFING BY CLASS C OR HIGHER OPERATOR: 6 HOURS/DAY FOR 5 DAYS/WEEK AND ONE VISIT ON EACH WEEKEND DAY. 0.5 MGD UP TO 1.0 MGD-STAFFING BY CLASS C OR HIGHER OPERATOR: 3 HOURS/DAY FOR 5 DAYS/WEEK AND ONE VISIT ON EACH WEEKEND DAY. 0.25 MGD UP TO 0.5 MGD-STAFFING BY CLASS C OR HIGHER OPERATOR: 1 HOUR/DAY FOR 5 DAYS/WEEK AND ONE VISIT ON EACH WEEKEND DAY. LESS THAN 0.25 MGD-STAFFING BY CLASS C OR HIGHER OPERATOR: 5 VISITS/WEEK AND ONE VISIT EACH WEEKEND FOR A TOTAL OF 1.8 HOURS/WEEK. | N | Y | NEW HARMONY M H P | 3120 US 27 SOUTH |  | LAKE WALES | FL | 33853 |  | 8636793939 |  | LINDA FISHER | LINDA FISHER | 301 LAUREL COVE WAY |  | WINTER HAVEN | FL | 33884 |  | 8636793939 |  | INVESTOR | 26 | 36000 | 23 | 2004-12-17 | 2021-05-14 | DC06 | 100
6 | POLK | SWPO | fbclg1@yahoo.com | 6532253 | NONCOMMUNITY | CHLORINATION; AERATION FOR REMOVAL OF ANY SECONDARY CONTAMINANT, SULFIDE, OR ANY UNREGULATED CONTAMINANT; CORROSION CONTROL INHIBITOR ADDITION; HYPOCHLORINATION; IRON OR MANGANESE SEQUESTRATION; OR ULTRAVIOLET RADIATION. THE LEAD/CHIEF OPERATOR MUST BE CLASS D OR HIGHER. 50,000 GPD UP TO 0.25 MGD-STAFFING BY CLASS D OR HIGHER OPERATOR: 3 VISITS/WEEK ON NONCONSECUTIVE DAYS FOR A TOTAL OF 0.3 HOUR/WEEK. LESS THAN 50,000 GPD-STAFFING BY A CLASS D OR HIGHER OPERATOR: 2 VISITS/WEEK ON NONCONSECUTIVE DAYS FOR A TOTAL OF 0.2 HOUR/WEEK. THERE SHALL BE NO MORE THAN 5 DAYS BETWEEN THE LAST VISIT IN ONE WEEK AND THE FIRST VISIT IN THE NEXT WEEK. | N | Y | FIRST BAPTIST CHURCH OF LAKE GARFIELD | 1170 EIGHTY FOOT ROAD |  | BARTOW | FL | 33830 |  | 8635371497 |  | RANDY GALLER | FIRST BAPTIST CHURCH OF LAKE GARFIELD | 1170 EIGHTY FT RD[L.GARFIELD] |  | BARTOW | FL | 33830 |  | 8635371497 |  | INVESTOR | 120 | 28800 | 2 | 2018-11-29 | 2021-04-14 | NC01 | 50
6 | POLK | SWPO | ROSALIEGENERAL@GMAIL.COM | 6532276 | NONCOMMUNITY | CHLORINATION; AERATION FOR REMOVAL OF ANY SECONDARY CONTAMINANT, SULFIDE, OR ANY UNREGULATED CONTAMINANT; CORROSION CONTROL INHIBITOR ADDITION; HYPOCHLORINATION; IRON OR MANGANESE SEQUESTRATION; OR ULTRAVIOLET RADIATION. THE LEAD/CHIEF OPERATOR MUST BE CLASS D OR HIGHER. 50,000 GPD UP TO 0.25 MGD-STAFFING BY CLASS D OR HIGHER OPERATOR: 3 VISITS/WEEK ON NONCONSECUTIVE DAYS FOR A TOTAL OF 0.3 HOUR/WEEK. LESS THAN 50,000 GPD-STAFFING BY A CLASS D OR HIGHER OPERATOR: 2 VISITS/WEEK ON NONCONSECUTIVE DAYS FOR A TOTAL OF 0.2 HOUR/WEEK. THERE SHALL BE NO MORE THAN 5 DAYS BETWEEN THE LAST VISIT IN ONE WEEK AND THE FIRST VISIT IN THE NEXT WEEK. | N | Y | WATER'S EDGE | 10730 CAMP MACK ROAD |  | LAKE WALES | FL | 33853 |  | 8636961411 |  | STEVE PHILLIPS | STEVE PHILLIPS/LAYLA PHILLIPS | 10730 CAMP MACK RD |  | LAKE WALES | FL | 33898 |  | 8636961411 |  | INVESTOR | 30 | 25000 | 5 | 2010-12-30 | 2021-06-11 | NC01 | 50
6 | POLK | SWPO |  | 6532277 | COMMUNITY | ACTIVATED CARBON PROCESSES; DIATOMACEOUS EARTH FILTRATION; ION EXCHANGE FOR REMOVAL OF ANY PRIMARY CONTAMINANT; ION AND MANGANESE REMOVAL (OXIDATION, DETENTION, AND FILTRATION); OR SLOW SAND FILTRATION. LEAD/CHIEF OPERATOR MUST BE CLASS C OR HIGHER. 1.0 MGD UP TO 2.0 MGD-STAFFING BY CLASS C OR HIGHER OPERATOR: 6 HOURS/DAY FOR 5 DAYS/WEEK AND ONE VISIT ON EACH WEEKEND DAY. 0.5 MGD UP TO 1.0 MGD-STAFFING BY CLASS C OR HIGHER OPERATOR: 3 HOURS/DAY FOR 5 DAYS/WEEK AND ONE VISIT ON EACH WEEKEND DAY. 0.25 MGD UP TO 0.5 MGD-STAFFING BY CLASS C OR HIGHER OPERATOR: 1 HOUR/DAY FOR 5 DAYS/WEEK AND ONE VISIT ON EACH WEEKEND DAY. LESS THAN 0.25 MGD-STAFFING BY CLASS C OR HIGHER OPERATOR: 5 VISITS/WEEK AND ONE VISIT EACH WEEKEND FOR A TOTAL OF 1.8 HOURS/WEEK. | N | Y | LAKE GARFIELD ESTATES | 339.5 CITRUS AVE |  | BARTOW | FL | 33830 |  | 8635346039 |  | TAMARA RICHARDSON, P.E., UTILITIES DIRECTOR | TAMARA RICHARDSON, P.E., UTILITIES DIRECTOR | 1011 JIM KEENE BLVD. |  | WINTER HAVEN | FL | 33880 |  | 8632984235 |  | COUNTY | 296 | 288000 | 118 | 2012-07-26 | 2021-09-13 | DC05 | 500
6 | POLK | SWPO |  | 6532281 | OTHER PUBLIC WATER SYSTEM | NO TREATMENT--CONSECUTIVE SYSTEMS ONLY | N | Y | APOSTOLIC CHURCH OF JESUS CHRI | PO BOX 218 |  | EAGLE LAKE | FL | 33839 |  | 8635332623 |  |  | WILLIAM H. TUMMOND | 4600 HUNT ROAD AND HWY 559 |  | BARTOW | FL | 33830 |  | 8632937537 |  | INVESTOR | 24 | 1000 | 1 | 26-APR-00 | 2086-09-03 | NAF | 0
6 | POLK | SWPO |  | 6532288 | OTHER PUBLIC WATER SYSTEM | NO TREATMENT--CONSECUTIVE SYSTEMS ONLY | N | Y | ALL TYPES ALUMINUM CONSTRUCTION | 2514 HIGHWAY 60 WEST |  | LAKE WALES | FL | 33853 |  | 8636761499 |  | KEITH JOHNSON | JANIE SANJUANA | P.O. BOX 868 |  | BOWLING GREEN | FL | 33834 |  | 8633754629 |  | INVESTOR | 1 | 28000 | 2 | 2013-03-15 | 2005-01-03 | NAF | 0
6 | POLK | SWPO |  | 6532315 | NONCOMMUNITY | CHLORINATION; AERATION FOR REMOVAL OF ANY SECONDARY CONTAMINANT, SULFIDE, OR ANY UNREGULATED CONTAMINANT; CORROSION CONTROL INHIBITOR ADDITION; HYPOCHLORINATION; IRON OR MANGANESE SEQUESTRATION; OR ULTRAVIOLET RADIATION. THE LEAD/CHIEF OPERATOR MUST BE CLASS D OR HIGHER. 50,000 GPD UP TO 0.25 MGD-STAFFING BY CLASS D OR HIGHER OPERATOR: 3 VISITS/WEEK ON NONCONSECUTIVE DAYS FOR A TOTAL OF 0.3 HOUR/WEEK. LESS THAN 50,000 GPD-STAFFING BY A CLASS D OR HIGHER OPERATOR: 2 VISITS/WEEK ON NONCONSECUTIVE DAYS FOR A TOTAL OF 0.2 HOUR/WEEK. THERE SHALL BE NO MORE THAN 5 DAYS BETWEEN THE LAST VISIT IN ONE WEEK AND THE FIRST VISIT IN THE NEXT WEEK. | N | Y | MORGAN APARTMENTS | 3531 ALT. US 27 NORTH |  | LAKE WALES | FL | 33853 |  | 9176675854 |  | MIKE GRIMES | KAREN KJORLIEN PHILLIPS | 9995 SE FEDERAL HIGHWAY |  | HOBE SOUND | FL | 33455 |  | 9176675854 |  | INVESTOR | 25 | 43200 | 13 | 2008-05-14 | 2021-04-27 | NC01 | 50
6 | POLK | SWPO |  | 6532317 | OTHER PUBLIC WATER SYSTEM | CHLORINATION; AERATION FOR REMOVAL OF ANY SECONDARY CONTAMINANT, SULFIDE, OR ANY UNREGULATED CONTAMINANT; CORROSION CONTROL INHIBITOR ADDITION; HYPOCHLORINATION; IRON OR MANGANESE SEQUESTRATION; OR ULTRAVIOLET RADIATION. THE LEAD/CHIEF OPERATOR MUST BE CLASS D OR HIGHER. 50,000 GPD UP TO 0.25 MGD-STAFFING BY CLASS D OR HIGHER OPERATOR: 3 VISITS/WEEK ON NONCONSECUTIVE DAYS FOR A TOTAL OF 0.3 HOUR/WEEK. LESS THAN 50,000 GPD-STAFFING BY A CLASS D OR HIGHER OPERATOR: 2 VISITS/WEEK ON NONCONSECUTIVE DAYS FOR A TOTAL OF 0.2 HOUR/WEEK. THERE SHALL BE NO MORE THAN 5 DAYS BETWEEN THE LAST VISIT IN ONE WEEK AND THE FIRST VISIT IN THE NEXT WEEK. | N | Y | LAKE MARKET | 4812 TIMBERLANE ROAD |  | LAKE WALES | FL | 33853 |  | 8634393908 |  | MRS. ANNA ALEX | LAKE MARKET | 4812 TIMBERLANE ROAD |  | LAKE WALES | FL | 33853 |  | 8634397469 |  | INVESTOR | 17 | 14000 | 4 | 06-JAN-00 | 2092-11-04 | NAF | 0
6 | POLK | SWPO |  | 6532319 | OTHER PUBLIC WATER SYSTEM | NO TREATMENT--CONSECUTIVE SYSTEMS ONLY | N | Y | KINGS MOB HM PK#1 | 3230 W. BELLAVISTA ST. |  | LAKELAND | FL | 33809 |  | 8636823279 |  | JANE KING | ROBERT B KING II | 3230 W. BELLA VISTA ST. |  | LAKELAND | FL | 33801 |  | 8636823279 |  | INVESTOR | 20 | 72000 | 15 | 2098-11-13 | 2083-06-23 | NAF | 0
6 | POLK | SWPO |  | 6532321 | NONCOMMUNITY | CHLORINATION; AERATION FOR REMOVAL OF ANY SECONDARY CONTAMINANT, SULFIDE, OR ANY UNREGULATED CONTAMINANT; CORROSION CONTROL INHIBITOR ADDITION; HYPOCHLORINATION; IRON OR MANGANESE SEQUESTRATION; OR ULTRAVIOLET RADIATION. THE LEAD/CHIEF OPERATOR MUST BE CLASS D OR HIGHER. 50,000 GPD UP TO 0.25 MGD-STAFFING BY CLASS D OR HIGHER OPERATOR: 3 VISITS/WEEK ON NONCONSECUTIVE DAYS FOR A TOTAL OF 0.3 HOUR/WEEK. LESS THAN 50,000 GPD-STAFFING BY A CLASS D OR HIGHER OPERATOR: 2 VISITS/WEEK ON NONCONSECUTIVE DAYS FOR A TOTAL OF 0.2 HOUR/WEEK. THERE SHALL BE NO MORE THAN 5 DAYS BETWEEN THE LAST VISIT IN ONE WEEK AND THE FIRST VISIT IN THE NEXT WEEK. | N | Y | LAZY DAZY RETREAT | 6211 U.S.98 NORTH |  | LAKELAND | FL | 33809 |  | 8638582026 |  | JEFF CHILDRESS | CHILCO (MATTHEW CHILDRESS) | PO BOX 1878 |  | EATON PARK | FL | 33840 |  | 8636651696 |  | INVESTOR | 70 | 49000 | 110 | 2021-03-29 | 2021-03-03 | NC01 | 50
6 | POLK | SWPO |  | 6532333 | NONCOMMUNITY | CHLORINATION; AERATION FOR REMOVAL OF ANY SECONDARY CONTAMINANT, SULFIDE, OR ANY UNREGULATED CONTAMINANT; CORROSION CONTROL INHIBITOR ADDITION; HYPOCHLORINATION; IRON OR MANGANESE SEQUESTRATION; OR ULTRAVIOLET RADIATION. THE LEAD/CHIEF OPERATOR MUST BE CLASS D OR HIGHER. 50,000 GPD UP TO 0.25 MGD-STAFFING BY CLASS D OR HIGHER OPERATOR: 3 VISITS/WEEK ON NONCONSECUTIVE DAYS FOR A TOTAL OF 0.3 HOUR/WEEK. LESS THAN 50,000 GPD-STAFFING BY A CLASS D OR HIGHER OPERATOR: 2 VISITS/WEEK ON NONCONSECUTIVE DAYS FOR A TOTAL OF 0.2 HOUR/WEEK. THERE SHALL BE NO MORE THAN 5 DAYS BETWEEN THE LAST VISIT IN ONE WEEK AND THE FIRST VISIT IN THE NEXT WEEK. | N | Y | A & B RV & MHP | 230-M HAIRE LANE |  | AUBURNDALE | FL | 33823 |  | 8636651115 |  | MARGARET & JAMES RAFFERTY | MARGARET & JAMES RAFFERTY | 230- M HAIRE LANE |  | AUBURNDALE | FL | 33823 |  | 8636651115 |  | INVESTOR | 25 | 28800 | 21 | 2018-03-30 | 2021-02-10 | NC01 | 50
6 | POLK | SWPO | kholmes6@tampabay.rr.com | 6532339 | COMMUNITY | CHLORINATION; AERATION FOR REMOVAL OF ANY SECONDARY CONTAMINANT, SULFIDE, OR ANY UNREGULATED CONTAMINANT; CORROSION CONTROL INHIBITOR ADDITION; HYPOCHLORINATION; IRON OR MANGANESE SEQUESTRATION; OR ULTRAVIOLET RADIATION. THE LEAD/CHIEF OPERATOR MUST BE CLASS D OR HIGHER. 50,000 GPD UP TO 0.25 MGD-STAFFING BY CLASS D OR HIGHER OPERATOR: 3 VISITS/WEEK ON NONCONSECUTIVE DAYS FOR A TOTAL OF 0.3 HOUR/WEEK. LESS THAN 50,000 GPD-STAFFING BY A CLASS D OR HIGHER OPERATOR: 2 VISITS/WEEK ON NONCONSECUTIVE DAYS FOR A TOTAL OF 0.2 HOUR/WEEK. THERE SHALL BE NO MORE THAN 5 DAYS BETWEEN THE LAST VISIT IN ONE WEEK AND THE FIRST VISIT IN THE NEXT WEEK. | N | Y | PEAK MOBILE HOME PARK | 5480 E. JOHNSON AVE. |  | HAINES CITY | FL | 33844 |  | 8634225209 |  | GERALD AMOS | WADE FOSTER | 402 N 18TH STREET |  | HAINES CITY | FL | 33844 |  | 8632890430 |  | INVESTOR | 55 | 122400 | 22 | 2016-06-07 | 2021-01-22 | DC051 | 100
6 | POLK | SWPO | shepherdoffice@gmail.com | 6532344 | COMMUNITY | CHLORINATION; AERATION FOR REMOVAL OF ANY SECONDARY CONTAMINANT, SULFIDE, OR ANY UNREGULATED CONTAMINANT; CORROSION CONTROL INHIBITOR ADDITION; HYPOCHLORINATION; IRON OR MANGANESE SEQUESTRATION; OR ULTRAVIOLET RADIATION. THE LEAD/CHIEF OPERATOR MUST BE CLASS D OR HIGHER. 50,000 GPD UP TO 0.25 MGD-STAFFING BY CLASS D OR HIGHER OPERATOR: 3 VISITS/WEEK ON NONCONSECUTIVE DAYS FOR A TOTAL OF 0.3 HOUR/WEEK. LESS THAN 50,000 GPD-STAFFING BY A CLASS D OR HIGHER OPERATOR: 2 VISITS/WEEK ON NONCONSECUTIVE DAYS FOR A TOTAL OF 0.2 HOUR/WEEK. THERE SHALL BE NO MORE THAN 5 DAYS BETWEEN THE LAST VISIT IN ONE WEEK AND THE FIRST VISIT IN THE NEXT WEEK. | N | Y | SHEPHERD S/D | SOUTH LAKE REEDY ROAD |  | FROSTPROOF | FL | 33843 |  | 8636355414 |  | JEANETTE STUCK | SHEPHERD SUBDIVISION | 185 MARION PLACE |  | FROSTPROOF | FL | 33843 |  | 8636355414 |  | OTHER | 100 | 100000 | 23 | 2001-01-17 | 2021-04-22 | DC051 | 100
6 | POLK | SWPO |  | 6532345 | COMMUNITY | CHLORINATION; AERATION FOR REMOVAL OF ANY SECONDARY CONTAMINANT, SULFIDE, OR ANY UNREGULATED CONTAMINANT; CORROSION CONTROL INHIBITOR ADDITION; HYPOCHLORINATION; IRON OR MANGANESE SEQUESTRATION; OR ULTRAVIOLET RADIATION. THE LEAD/CHIEF OPERATOR MUST BE CLASS C OR HIGHER. 5.0 MGD AND ABOVE-STAFFING BY CLASS C OR HIGHER OPERATOR: 6 HOURS/DAY FOR 5 DAYS/WEEK AND ONE VISIT ON EACH WEEKEND DAY. 3.0 MGD UP TO 5.0 MGD-STAFFING BY CLASS C OR HIGHER OPERATOR: 1 HOUR/DAY FOR 5 DAYS/WEEK AND ONE VISIT ON EACH WEEKEND DAY. 0.25 MGD UP TO 3.0 MGD-STAFFING BY CLASS C OR HIGHER OPERATOR: 5 VISITS/WEEK AND ONE VISIT EACH WEEKEND FOR A TOTAL OF 0.6 HOUR/WEEK. | N | Y | MOUNT OLIVE ESTATES | 5330 JACOB AVE. N. |  | LAKELAND | FL | 33802 |  | 8635347351 |  | LORI PEARSON | TOWN OF POLK CITY/PATRICIA JACKSON | 123 BROADWAY BLVD |  | POLK CITY | FL | 33868 |  |  |  | INVESTOR | 2724 | 1100000 | 1081 | 2016-10-25 | 2021-07-29 | DC03 | 2000
6 | POLK | SWPO | omendoza@circlek.com | 6532346 | NONCOMMUNITY | CHLORINATION; AERATION FOR REMOVAL OF ANY SECONDARY CONTAMINANT, SULFIDE, OR ANY UNREGULATED CONTAMINANT; CORROSION CONTROL INHIBITOR ADDITION; HYPOCHLORINATION; IRON OR MANGANESE SEQUESTRATION; OR ULTRAVIOLET RADIATION. THE LEAD/CHIEF OPERATOR MUST BE CLASS D OR HIGHER. 50,000 GPD UP TO 0.25 MGD-STAFFING BY CLASS D OR HIGHER OPERATOR: 3 VISITS/WEEK ON NONCONSECUTIVE DAYS FOR A TOTAL OF 0.3 HOUR/WEEK. LESS THAN 50,000 GPD-STAFFING BY A CLASS D OR HIGHER OPERATOR: 2 VISITS/WEEK ON NONCONSECUTIVE DAYS FOR A TOTAL OF 0.2 HOUR/WEEK. THERE SHALL BE NO MORE THAN 5 DAYS BETWEEN THE LAST VISIT IN ONE WEEK AND THE FIRST VISIT IN THE NEXT WEEK. | N | Y | CIRCLE K # 7321 | 7695 STATE ROAD 60 |  | BARTOW | FL | 33830 |  | 8635371508 |  | HEATHER GILMORE | CIRCLE K STORES INC. | 3802 CORPOREX PARK DRIVE SUITE 200 |  | TAMPA | FL | 33619 |  | 8139106884 |  | INVESTOR | 900 | 28800 | 1 | 2021-01-22 | 2021-01-15 | NC01 | 50
6 | POLK | SWPO |  | 6532347 | COMMUNITY | CHLORINATION; AERATION FOR REMOVAL OF ANY SECONDARY CONTAMINANT, SULFIDE, OR ANY UNREGULATED CONTAMINANT; CORROSION CONTROL INHIBITOR ADDITION; HYPOCHLORINATION; IRON OR MANGANESE SEQUESTRATION; OR ULTRAVIOLET RADIATION. THE LEAD/CHIEF OPERATOR MUST BE CLASS D OR HIGHER. 50,000 GPD UP TO 0.25 MGD-STAFFING BY CLASS D OR HIGHER OPERATOR: 3 VISITS/WEEK ON NONCONSECUTIVE DAYS FOR A TOTAL OF 0.3 HOUR/WEEK. LESS THAN 50,000 GPD-STAFFING BY A CLASS D OR HIGHER OPERATOR: 2 VISITS/WEEK ON NONCONSECUTIVE DAYS FOR A TOTAL OF 0.2 HOUR/WEEK. THERE SHALL BE NO MORE THAN 5 DAYS BETWEEN THE LAST VISIT IN ONE WEEK AND THE FIRST VISIT IN THE NEXT WEEK. | N | Y | LAKE GIBSON ESTATES | 415 WEST DAUGHTRY ROAD |  | LAKELAND | FL | 33801 |  | 8638582504 |  | FLORIDA GOVERNMENTAL UTILITY AUTHORITY | FLORIDA GOVERNMENTAL UTILITY AUTHORITY | 280 WEKIVA SPRINGS RD STE 2070 |  | LONGWOOD | FL | 32779 |  | 4076296900 |  | INVESTOR | 1897 | 1872000 | 847 | 2014-02-14 | 2021-04-14 | DC03 | 2000
6 | POLK | SWPO |  | 6532348 | COMMUNITY | CHLORINATION; AERATION FOR REMOVAL OF ANY SECONDARY CONTAMINANT, SULFIDE, OR ANY UNREGULATED CONTAMINANT; CORROSION CONTROL INHIBITOR ADDITION; HYPOCHLORINATION; IRON OR MANGANESE SEQUESTRATION; OR ULTRAVIOLET RADIATION. THE LEAD/CHIEF OPERATOR MUST BE CLASS C OR HIGHER. 5.0 MGD AND ABOVE-STAFFING BY CLASS C OR HIGHER OPERATOR: 6 HOURS/DAY FOR 5 DAYS/WEEK AND ONE VISIT ON EACH WEEKEND DAY. 3.0 MGD UP TO 5.0 MGD-STAFFING BY CLASS C OR HIGHER OPERATOR: 1 HOUR/DAY FOR 5 DAYS/WEEK AND ONE VISIT ON EACH WEEKEND DAY. 0.25 MGD UP TO 3.0 MGD-STAFFING BY CLASS C OR HIGHER OPERATOR: 5 VISITS/WEEK AND ONE VISIT EACH WEEKEND FOR A TOTAL OF 0.6 HOUR/WEEK. | N | Y | NORTHWEST | 1881 SHERWOOD LAKES BLVD. |  | LAKELAND | FL | 33801 |  | 8632987915 |  |  | TAMARA RICHARDSON, P.E., UTILITIES DIRECTOR | 1011 JIM KEENE BLVD. |  | WINTER HAVEN | FL | 33880 |  | 8632984235 |  | COUNTY | 28082 | 11075000 | 10698 | 2016-04-14 | 2021-09-01 | DC01 | 6000
6 | POLK | SWPO |  | 6532349 | OTHER PUBLIC WATER SYSTEM | NO TREATMENT--CONSECUTIVE SYSTEMS ONLY | N | Y | BANNER RENTALS | 3631 STATE ROAD 60 E |  | LAKE WALES | FL | 33853 |  | 8632933400 |  | ANNE W. EISINGER TRUST | ANNE W. EISINGER TRUST | PO BOX 7013 |  | WINTER HAVEN | FL | 33883 |  | 8632933400 |  | INVESTOR | 15 | 28800 | 10 | 2002-05-16 | 2003-08-15 | NAF | 0
6 | POLK | SWPO |  | 6532352 | COMMUNITY | CHLORINATION; AERATION FOR REMOVAL OF ANY SECONDARY CONTAMINANT, SULFIDE, OR ANY UNREGULATED CONTAMINANT; CORROSION CONTROL INHIBITOR ADDITION; HYPOCHLORINATION; IRON OR MANGANESE SEQUESTRATION; OR ULTRAVIOLET RADIATION. THE LEAD/CHIEF OPERATOR MUST BE CLASS D OR HIGHER. 50,000 GPD UP TO 0.25 MGD-STAFFING BY CLASS D OR HIGHER OPERATOR: 3 VISITS/WEEK ON NONCONSECUTIVE DAYS FOR A TOTAL OF 0.3 HOUR/WEEK. LESS THAN 50,000 GPD-STAFFING BY A CLASS D OR HIGHER OPERATOR: 2 VISITS/WEEK ON NONCONSECUTIVE DAYS FOR A TOTAL OF 0.2 HOUR/WEEK. THERE SHALL BE NO MORE THAN 5 DAYS BETWEEN THE LAST VISIT IN ONE WEEK AND THE FIRST VISIT IN THE NEXT WEEK. | N | Y | FAIRVIEW VILLAGE | 7025 FAIRVIEW VILLAGE CR |  | WINTER HAVEN | FL | 33881 | 9508 | 8634229584 |  | RALPH MONETTE | FAIRVIEW VILLAGE ASSOCIATION | 7025 FAIRVIEW VILLAGE CIRCLE |  | WINTER HAVEN | FL | 33881 |  | 8634215666 |  | INVESTOR | 155 | 49000 | 97 | 2019-04-02 | 2021-08-10 | DC06 | 100
6 | POLK | SWPO |  | 6532357 | NONCOMMUNITY | CHLORINATION; AERATION FOR REMOVAL OF ANY SECONDARY CONTAMINANT, SULFIDE, OR ANY UNREGULATED CONTAMINANT; CORROSION CONTROL INHIBITOR ADDITION; HYPOCHLORINATION; IRON OR MANGANESE SEQUESTRATION; OR ULTRAVIOLET RADIATION. THE LEAD/CHIEF OPERATOR MUST BE CLASS D OR HIGHER. 50,000 GPD UP TO 0.25 MGD-STAFFING BY CLASS D OR HIGHER OPERATOR: 3 VISITS/WEEK ON NONCONSECUTIVE DAYS FOR A TOTAL OF 0.3 HOUR/WEEK. LESS THAN 50,000 GPD-STAFFING BY A CLASS D OR HIGHER OPERATOR: 2 VISITS/WEEK ON NONCONSECUTIVE DAYS FOR A TOTAL OF 0.2 HOUR/WEEK. THERE SHALL BE NO MORE THAN 5 DAYS BETWEEN THE LAST VISIT IN ONE WEEK AND THE FIRST VISIT IN THE NEXT WEEK. | N | Y | RED TOP PIT STOP | 12150 US HIGHWAY 98 NORTH |  | LAKELAND | FL | 33809 |  | 8138503414 |  | SANDRA SPRY | SANDRA SPRY | 12160 U.S. HIGHWAY 98 NORTH |  | LAKELAND | FL | 33809 |  | 8138503414 |  | INVESTOR | 30 | 28000 | 2 | 2020-08-28 | 2021-08-16 | NC01 | 50
6 | POLK | SWPO |  | 6532375 | OTHER PUBLIC WATER SYSTEM | CHLORINATION; AERATION FOR REMOVAL OF ANY SECONDARY CONTAMINANT, SULFIDE, OR ANY UNREGULATED CONTAMINANT; CORROSION CONTROL INHIBITOR ADDITION; HYPOCHLORINATION; IRON OR MANGANESE SEQUESTRATION; OR ULTRAVIOLET RADIATION. THE LEAD/CHIEF OPERATOR MUST BE CLASS D OR HIGHER. 50,000 GPD UP TO 0.25 MGD-STAFFING BY CLASS D OR HIGHER OPERATOR: 3 VISITS/WEEK ON NONCONSECUTIVE DAYS FOR A TOTAL OF 0.3 HOUR/WEEK. LESS THAN 50,000 GPD-STAFFING BY A CLASS D OR HIGHER OPERATOR: 2 VISITS/WEEK ON NONCONSECUTIVE DAYS FOR A TOTAL OF 0.2 HOUR/WEEK. THERE SHALL BE NO MORE THAN 5 DAYS BETWEEN THE LAST VISIT IN ONE WEEK AND THE FIRST VISIT IN THE NEXT WEEK. | N | Y | LYCHEE DRIVE ASSOCIATION | 2532 HWY 92 WEST |  | WINTER HAVEN | FL | 33881 |  | 8639568101 |  | JOE WADE OR KEVIN MURRAY | LYCHEE DRIVE OWNER ASSOCIATION | P.O. BOX 1580 |  | AUBURNDALE | FL | 33823 |  | 8639568101 |  | INVESTOR | 24 | 43000 | 13 | 2099-12-13 | 2091-10-10 | NAF | 0
6 | POLK | SWPO |  | 6532379 | NONCOMMUNITY | CHLORINATION; AERATION FOR REMOVAL OF ANY SECONDARY CONTAMINANT, SULFIDE, OR ANY UNREGULATED CONTAMINANT; CORROSION CONTROL INHIBITOR ADDITION; HYPOCHLORINATION; IRON OR MANGANESE SEQUESTRATION; OR ULTRAVIOLET RADIATION. THE LEAD/CHIEF OPERATOR MUST BE CLASS D OR HIGHER. 50,000 GPD UP TO 0.25 MGD-STAFFING BY CLASS D OR HIGHER OPERATOR: 3 VISITS/WEEK ON NONCONSECUTIVE DAYS FOR A TOTAL OF 0.3 HOUR/WEEK. LESS THAN 50,000 GPD-STAFFING BY A CLASS D OR HIGHER OPERATOR: 2 VISITS/WEEK ON NONCONSECUTIVE DAYS FOR A TOTAL OF 0.2 HOUR/WEEK. THERE SHALL BE NO MORE THAN 5 DAYS BETWEEN THE LAST VISIT IN ONE WEEK AND THE FIRST VISIT IN THE NEXT WEEK. | N | Y | 60 FOOD MART LLC | 4075 HIGHWAY 60 WEST |  | MULBERRY | FL | 33860 |  | 8634252233 |  | PHILIP THOMAS | PHILIP THOMAS | 4075 SR 60 W |  | MULBERRY | FL | 33860 |  | 8134252233 |  | INVESTOR | 50 | 36000 | 1 | 2016-05-19 | 2021-01-21 | NC01 | 50
6 | POLK | SWPO |  | 6532384 | OTHER PUBLIC WATER SYSTEM | NO TREATMENT--CONSECUTIVE SYSTEMS ONLY | N | Y | FIRST BAPTIST CHURCH OF LOUGHM | 6016 CR 547 |  | DAVENPORT | FL | 33837 |  | 8634242641 |  | BARBARA LOCKE | FIRST BAPTIST CHURCH LOUGHMAN | OLD LOUGHMAN RD. C.R.547 |  | LOUGHMAN | FL | 33837 |  | 8634242641 |  | TRUST/COOPERATIVE | 50 | 5000 | 2 | 16-MAR-00 | 2094-12-07 | NAF | 0
6 | POLK | SWPO |  | 6532387 | OTHER PUBLIC WATER SYSTEM | CHLORINATION; AERATION FOR REMOVAL OF ANY SECONDARY CONTAMINANT, SULFIDE, OR ANY UNREGULATED CONTAMINANT; CORROSION CONTROL INHIBITOR ADDITION; HYPOCHLORINATION; IRON OR MANGANESE SEQUESTRATION; OR ULTRAVIOLET RADIATION. THE LEAD/CHIEF OPERATOR MUST BE CLASS D OR HIGHER. 50,000 GPD UP TO 0.25 MGD-STAFFING BY CLASS D OR HIGHER OPERATOR: 3 VISITS/WEEK ON NONCONSECUTIVE DAYS FOR A TOTAL OF 0.3 HOUR/WEEK. LESS THAN 50,000 GPD-STAFFING BY A CLASS D OR HIGHER OPERATOR: 2 VISITS/WEEK ON NONCONSECUTIVE DAYS FOR A TOTAL OF 0.2 HOUR/WEEK. THERE SHALL BE NO MORE THAN 5 DAYS BETWEEN THE LAST VISIT IN ONE WEEK AND THE FIRST VISIT IN THE NEXT WEEK. | N | Y | CUTRALE CITRUS JUICES USA,INC. | P.O. BOX 157 |  | AUBURNDALE | FL | 33823 |  | 8639655000 |  | AARON P. CORKUM | CUTRALE CITRUS JUICES USA,INC. | 602 MCKEAN ST. |  | AUBURNDALE | FL | 33823 |  | 8639655000 |  | INVESTOR | 250 | 3384000 | 12 | 26-JUN-00 | 2091-08-12 | NAF | 0
6 | POLK | SWPO | pastorhall44@aol.com | 6532388 | NONCOMMUNITY | CHLORINATION; AERATION FOR REMOVAL OF ANY SECONDARY CONTAMINANT, SULFIDE, OR ANY UNREGULATED CONTAMINANT; CORROSION CONTROL INHIBITOR ADDITION; HYPOCHLORINATION; IRON OR MANGANESE SEQUESTRATION; OR ULTRAVIOLET RADIATION. THE LEAD/CHIEF OPERATOR MUST BE CLASS D OR HIGHER. 50,000 GPD UP TO 0.25 MGD-STAFFING BY CLASS D OR HIGHER OPERATOR: 3 VISITS/WEEK ON NONCONSECUTIVE DAYS FOR A TOTAL OF 0.3 HOUR/WEEK. LESS THAN 50,000 GPD-STAFFING BY A CLASS D OR HIGHER OPERATOR: 2 VISITS/WEEK ON NONCONSECUTIVE DAYS FOR A TOTAL OF 0.2 HOUR/WEEK. THERE SHALL BE NO MORE THAN 5 DAYS BETWEEN THE LAST VISIT IN ONE WEEK AND THE FIRST VISIT IN THE NEXT WEEK. | N | Y | BORN AGAIN CHURCH OF GOD AND CHRIST | 4071 DUPREE STREET |  | AUBURNDALE | FL | 33823 |  | 8636699395 |  | PASTOR HALL OR SHERRY HALL | BORN AGAIN CHURCH OF GOD AND CHRIST | 4071 DUPREE STREET |  | AUBURNDALE | FL | 33823 |  | 8636699395 |  | TRUST/COOPERATIVE | 100 | 17280 | 1 | 2016-11-14 | 2021-07-29 | NC01 | 50
6 | POLK | SWPO | None | 6532421 | NONCOMMUNITY | CHLORINATION; AERATION FOR REMOVAL OF ANY SECONDARY CONTAMINANT, SULFIDE, OR ANY UNREGULATED CONTAMINANT; CORROSION CONTROL INHIBITOR ADDITION; HYPOCHLORINATION; IRON OR MANGANESE SEQUESTRATION; OR ULTRAVIOLET RADIATION. THE LEAD/CHIEF OPERATOR MUST BE CLASS D OR HIGHER. 50,000 GPD UP TO 0.25 MGD-STAFFING BY CLASS D OR HIGHER OPERATOR: 3 VISITS/WEEK ON NONCONSECUTIVE DAYS FOR A TOTAL OF 0.3 HOUR/WEEK. LESS THAN 50,000 GPD-STAFFING BY A CLASS D OR HIGHER OPERATOR: 2 VISITS/WEEK ON NONCONSECUTIVE DAYS FOR A TOTAL OF 0.2 HOUR/WEEK. THERE SHALL BE NO MORE THAN 5 DAYS BETWEEN THE LAST VISIT IN ONE WEEK AND THE FIRST VISIT IN THE NEXT WEEK. | N | Y | PINEGROVE BAPTIST CHURCH | 2300 PINE GROVE ROAD |  | MULBERRY | FL | 33860 |  | 8634251349 |  | ULRIKE RAYBORN | PINEGROVE BAPTIST CHURCH | 1610 REYNOLD RD LOT #14 |  | LAKELAND | FL | 33801 |  | 8633934748 |  | OTHER | 80 | 23040 | 3 | 2007-01-19 | 2021-10-04 | NC01 | 50
6 | POLK | SWPO |  | 6532423 | NONCOMMUNITY | CHLORINATION; AERATION FOR REMOVAL OF ANY SECONDARY CONTAMINANT, SULFIDE, OR ANY UNREGULATED CONTAMINANT; CORROSION CONTROL INHIBITOR ADDITION; HYPOCHLORINATION; IRON OR MANGANESE SEQUESTRATION; OR ULTRAVIOLET RADIATION. THE LEAD/CHIEF OPERATOR MUST BE CLASS D OR HIGHER. 50,000 GPD UP TO 0.25 MGD-STAFFING BY CLASS D OR HIGHER OPERATOR: 3 VISITS/WEEK ON NONCONSECUTIVE DAYS FOR A TOTAL OF 0.3 HOUR/WEEK. LESS THAN 50,000 GPD-STAFFING BY A CLASS D OR HIGHER OPERATOR: 2 VISITS/WEEK ON NONCONSECUTIVE DAYS FOR A TOTAL OF 0.2 HOUR/WEEK. THERE SHALL BE NO MORE THAN 5 DAYS BETWEEN THE LAST VISIT IN ONE WEEK AND THE FIRST VISIT IN THE NEXT WEEK. | N | Y | JAY BEE'S RESTAURANT | 8625 HIGHWAY 60 EAST |  | LAKE WALES | FL | 33898 |  | 8636961901 |  | BELINDA MALONE | BELINDA MALONE | 9435 PINETREE DRIVE |  | LAKE WALES | FL | 33898 |  | 8636961901 |  | INVESTOR | 100 | 34800 | 1 | 2013-03-04 | 2021-06-04 | NC01 | 50
6 | POLK | SWPO |  | 6532428 | NONCOMMUNITY | CHLORINATION; AERATION FOR REMOVAL OF ANY SECONDARY CONTAMINANT, SULFIDE, OR ANY UNREGULATED CONTAMINANT; CORROSION CONTROL INHIBITOR ADDITION; HYPOCHLORINATION; IRON OR MANGANESE SEQUESTRATION; OR ULTRAVIOLET RADIATION. THE LEAD/CHIEF OPERATOR MUST BE CLASS D OR HIGHER. 50,000 GPD UP TO 0.25 MGD-STAFFING BY CLASS D OR HIGHER OPERATOR: 3 VISITS/WEEK ON NONCONSECUTIVE DAYS FOR A TOTAL OF 0.3 HOUR/WEEK. LESS THAN 50,000 GPD-STAFFING BY A CLASS D OR HIGHER OPERATOR: 2 VISITS/WEEK ON NONCONSECUTIVE DAYS FOR A TOTAL OF 0.2 HOUR/WEEK. THERE SHALL BE NO MORE THAN 5 DAYS BETWEEN THE LAST VISIT IN ONE WEEK AND THE FIRST VISIT IN THE NEXT WEEK. | N | Y | KNOX COMM. COMPLEX | 6985 HIGHWAY 60 WEST |  | MULBERRY | FL | 33860 |  | 8634251462 |  | CESERA KNOX | CESERA KNOX | P.O. BOX 977 |  | MULBERRY | FL | 33860 |  | 8634251462 |  | INVESTOR | 50 | 43200 | 6 | 2012-10-01 | 2021-03-04 | NC01 | 50
6 | POLK | SWPO |  | 6532430 | OTHER PUBLIC WATER SYSTEM | CHLORINATION; AERATION FOR REMOVAL OF ANY SECONDARY CONTAMINANT, SULFIDE, OR ANY UNREGULATED CONTAMINANT; CORROSION CONTROL INHIBITOR ADDITION; HYPOCHLORINATION; IRON OR MANGANESE SEQUESTRATION; OR ULTRAVIOLET RADIATION. THE LEAD/CHIEF OPERATOR MUST BE CLASS D OR HIGHER. 50,000 GPD UP TO 0.25 MGD-STAFFING BY CLASS D OR HIGHER OPERATOR: 3 VISITS/WEEK ON NONCONSECUTIVE DAYS FOR A TOTAL OF 0.3 HOUR/WEEK. LESS THAN 50,000 GPD-STAFFING BY A CLASS D OR HIGHER OPERATOR: 2 VISITS/WEEK ON NONCONSECUTIVE DAYS FOR A TOTAL OF 0.2 HOUR/WEEK. THERE SHALL BE NO MORE THAN 5 DAYS BETWEEN THE LAST VISIT IN ONE WEEK AND THE FIRST VISIT IN THE NEXT WEEK. | N | Y | CONIBEAR EQUIPMENT | 9810 HWY 98 NORTH |  | LAKELAND | FL | 33809 |  | 8638584414 |  | BOB CONIBEAR | CONIBEAR EQUIPMENT | P.O. BOX 90215 |  | LAKELAND | FL | 33804 | 215 | 8638584414 |  | INVESTOR | 24 | 28000 | 3 | 2090-02-16 | 2090-02-16 | NAF | 0
6 | POLK | SWPO |  | 6532437 | NONCOMMUNITY | CHLORINATION; AERATION FOR REMOVAL OF ANY SECONDARY CONTAMINANT, SULFIDE, OR ANY UNREGULATED CONTAMINANT; CORROSION CONTROL INHIBITOR ADDITION; HYPOCHLORINATION; IRON OR MANGANESE SEQUESTRATION; OR ULTRAVIOLET RADIATION. THE LEAD/CHIEF OPERATOR MUST BE CLASS D OR HIGHER. 50,000 GPD UP TO 0.25 MGD-STAFFING BY CLASS D OR HIGHER OPERATOR: 3 VISITS/WEEK ON NONCONSECUTIVE DAYS FOR A TOTAL OF 0.3 HOUR/WEEK. LESS THAN 50,000 GPD-STAFFING BY A CLASS D OR HIGHER OPERATOR: 2 VISITS/WEEK ON NONCONSECUTIVE DAYS FOR A TOTAL OF 0.2 HOUR/WEEK. THERE SHALL BE NO MORE THAN 5 DAYS BETWEEN THE LAST VISIT IN ONE WEEK AND THE FIRST VISIT IN THE NEXT WEEK. | N | Y | TONY'S LIQUOR | 4009 KNIGHT STATION RD |  | LAKELAND | FL | 33801 |  | 8638581147 |  | TEHENDRA PATEL | TEJENDRA PATEL | 4009 KNIGHTS STATION RD |  | LAKELAND | FL | 33810 |  | 8638581147 |  | INVESTOR | 45 | 28800 | 1 | 2011-10-20 | 2021-02-12 | NC01 | 50
6 | POLK | SWPO |  | 6532442 | NONCOMMUNITY | CHLORINATION; AERATION FOR REMOVAL OF ANY SECONDARY CONTAMINANT, SULFIDE, OR ANY UNREGULATED CONTAMINANT; CORROSION CONTROL INHIBITOR ADDITION; HYPOCHLORINATION; IRON OR MANGANESE SEQUESTRATION; OR ULTRAVIOLET RADIATION. THE LEAD/CHIEF OPERATOR MUST BE CLASS D OR HIGHER. 50,000 GPD UP TO 0.25 MGD-STAFFING BY CLASS D OR HIGHER OPERATOR: 3 VISITS/WEEK ON NONCONSECUTIVE DAYS FOR A TOTAL OF 0.3 HOUR/WEEK. LESS THAN 50,000 GPD-STAFFING BY A CLASS D OR HIGHER OPERATOR: 2 VISITS/WEEK ON NONCONSECUTIVE DAYS FOR A TOTAL OF 0.2 HOUR/WEEK. THERE SHALL BE NO MORE THAN 5 DAYS BETWEEN THE LAST VISIT IN ONE WEEK AND THE FIRST VISIT IN THE NEXT WEEK. | N | Y | ANTHONY'S AUTO SALES | 18110 HIGHWAY 27 |  | LAKE WALES | FL | 33859 |  | 8636763917 |  | ANTHONY COTHRON | ANTHONY COTHRON | 18110 HIGHWAY 27 |  | LAKE WALES | FL | 33859 |  | 8632879921 |  | INVESTOR | 99 | 28800 | 36 | 2020-06-05 | 2021-06-29 | NC01 | 50
6 | POLK | SWPO |  | 6532443 | NONCOMMUNITY | CHLORINATION; AERATION FOR REMOVAL OF ANY SECONDARY CONTAMINANT, SULFIDE, OR ANY UNREGULATED CONTAMINANT; CORROSION CONTROL INHIBITOR ADDITION; HYPOCHLORINATION; IRON OR MANGANESE SEQUESTRATION; OR ULTRAVIOLET RADIATION. THE LEAD/CHIEF OPERATOR MUST BE CLASS D OR HIGHER. 50,000 GPD UP TO 0.25 MGD-STAFFING BY CLASS D OR HIGHER OPERATOR: 3 VISITS/WEEK ON NONCONSECUTIVE DAYS FOR A TOTAL OF 0.3 HOUR/WEEK. LESS THAN 50,000 GPD-STAFFING BY A CLASS D OR HIGHER OPERATOR: 2 VISITS/WEEK ON NONCONSECUTIVE DAYS FOR A TOTAL OF 0.2 HOUR/WEEK. THERE SHALL BE NO MORE THAN 5 DAYS BETWEEN THE LAST VISIT IN ONE WEEK AND THE FIRST VISIT IN THE NEXT WEEK. | N | Y | NEW HORIZONS BAPTIST CHURCH | 11930 US. HWY 98 NORTH |  | LAKELAND | FL | 33810 |  | 8638585865 |  | PHILLIP KENDRICK | NEW HORIZONS BAPTIST CHURCH | P.O. BOX 289 |  | KATHLEEN | FL | 33849 |  | 8638585865 |  | INVESTOR | 60 | 21600 | 3 | 2015-09-08 | 2018-08-28 | NC01 | 50
6 | POLK | SWPO | omendoza@circlek.com | 6532444 | NONCOMMUNITY | CHLORINATION; AERATION FOR REMOVAL OF ANY SECONDARY CONTAMINANT, SULFIDE, OR ANY UNREGULATED CONTAMINANT; CORROSION CONTROL INHIBITOR ADDITION; HYPOCHLORINATION; IRON OR MANGANESE SEQUESTRATION; OR ULTRAVIOLET RADIATION. THE LEAD/CHIEF OPERATOR MUST BE CLASS D OR HIGHER. 50,000 GPD UP TO 0.25 MGD-STAFFING BY CLASS D OR HIGHER OPERATOR: 3 VISITS/WEEK ON NONCONSECUTIVE DAYS FOR A TOTAL OF 0.3 HOUR/WEEK. LESS THAN 50,000 GPD-STAFFING BY A CLASS D OR HIGHER OPERATOR: 2 VISITS/WEEK ON NONCONSECUTIVE DAYS FOR A TOTAL OF 0.2 HOUR/WEEK. THERE SHALL BE NO MORE THAN 5 DAYS BETWEEN THE LAST VISIT IN ONE WEEK AND THE FIRST VISIT IN THE NEXT WEEK. | N | Y | CIRCLE K # 7334 | 10704 ROCKRIDGE RD. |  | LAKELAND | FL | 33810 |  | 8638587905 |  | HEATHER GILMORE | CIRCLE K STORES, INC. | 3802 CORPOREX PARK DRIVE SUITE 200 |  | TAMPA | FL | 33619 |  | 8139106884 |  | INVESTOR | 492 | 28800 | 1 | 2020-08-24 | 2021-02-03 | NC01 | 50
6 | POLK | SWPO |  | 6532486 | OTHER PUBLIC WATER SYSTEM | CHLORINATION; AERATION FOR REMOVAL OF ANY SECONDARY CONTAMINANT, SULFIDE, OR ANY UNREGULATED CONTAMINANT; CORROSION CONTROL INHIBITOR ADDITION; HYPOCHLORINATION; IRON OR MANGANESE SEQUESTRATION; OR ULTRAVIOLET RADIATION. THE LEAD/CHIEF OPERATOR MUST BE CLASS D OR HIGHER. 50,000 GPD UP TO 0.25 MGD-STAFFING BY CLASS D OR HIGHER OPERATOR: 3 VISITS/WEEK ON NONCONSECUTIVE DAYS FOR A TOTAL OF 0.3 HOUR/WEEK. LESS THAN 50,000 GPD-STAFFING BY A CLASS D OR HIGHER OPERATOR: 2 VISITS/WEEK ON NONCONSECUTIVE DAYS FOR A TOTAL OF 0.2 HOUR/WEEK. THERE SHALL BE NO MORE THAN 5 DAYS BETWEEN THE LAST VISIT IN ONE WEEK AND THE FIRST VISIT IN THE NEXT WEEK. | N | Y | DURA-CAST PRODUCTS | 3230 HIGHWAY 27 SOUTH |  | LAKE WALES | FL | 33853 |  | 8636381790 |  | JOE IGLESIAS | JOE INGLESIAS | 3230 HWY 27 SOUTH |  | LAKE WALES | FL | 33853 |  | 8636381790 |  | INVESTOR | 20 | 0 | 1 | 2003-03-28 | 12-APR-00 | NAF | 0
6 | POLK | SWPO |  | 6532501 | NONCOMMUNITY | CHLORINATION; AERATION FOR REMOVAL OF ANY SECONDARY CONTAMINANT, SULFIDE, OR ANY UNREGULATED CONTAMINANT; CORROSION CONTROL INHIBITOR ADDITION; HYPOCHLORINATION; IRON OR MANGANESE SEQUESTRATION; OR ULTRAVIOLET RADIATION. THE LEAD/CHIEF OPERATOR MUST BE CLASS D OR HIGHER. 50,000 GPD UP TO 0.25 MGD-STAFFING BY CLASS D OR HIGHER OPERATOR: 3 VISITS/WEEK ON NONCONSECUTIVE DAYS FOR A TOTAL OF 0.3 HOUR/WEEK. LESS THAN 50,000 GPD-STAFFING BY A CLASS D OR HIGHER OPERATOR: 2 VISITS/WEEK ON NONCONSECUTIVE DAYS FOR A TOTAL OF 0.2 HOUR/WEEK. THERE SHALL BE NO MORE THAN 5 DAYS BETWEEN THE LAST VISIT IN ONE WEEK AND THE FIRST VISIT IN THE NEXT WEEK. | N | Y | SAINT CITY | 117 HOPSON ROAD |  | FROSTPROOF | FL | 33843 |  | 8636352340 |  | CAROLYN HAMILTON | SAINT CITY | P.O. BOX 6 |  | FROSTPROOF | FL | 33843 |  | 8636352340 |  | INVESTOR | 25 | 122400 | 13 | 2015-11-16 | 2021-04-23 | NC01 | 50
6 | POLK | SWPO |  | 6532502 | NONCOMMUNITY | CHLORINATION; AERATION FOR REMOVAL OF ANY SECONDARY CONTAMINANT, SULFIDE, OR ANY UNREGULATED CONTAMINANT; CORROSION CONTROL INHIBITOR ADDITION; HYPOCHLORINATION; IRON OR MANGANESE SEQUESTRATION; OR ULTRAVIOLET RADIATION. THE LEAD/CHIEF OPERATOR MUST BE CLASS D OR HIGHER. 50,000 GPD UP TO 0.25 MGD-STAFFING BY CLASS D OR HIGHER OPERATOR: 3 VISITS/WEEK ON NONCONSECUTIVE DAYS FOR A TOTAL OF 0.3 HOUR/WEEK. LESS THAN 50,000 GPD-STAFFING BY A CLASS D OR HIGHER OPERATOR: 2 VISITS/WEEK ON NONCONSECUTIVE DAYS FOR A TOTAL OF 0.2 HOUR/WEEK. THERE SHALL BE NO MORE THAN 5 DAYS BETWEEN THE LAST VISIT IN ONE WEEK AND THE FIRST VISIT IN THE NEXT WEEK. | N | Y | SUNSET AT THE LAKE MOBILE VILLAGE LLC | 1649 FORT MEADE RD |  | FROSTPROOF | FL | 33843 |  | 8636353523 |  | PAUL DELATORRE | ERNEST PORELL | 53 CONANT STREET |  | WESTBROOK | ME | 4092 |  | 2073185325 |  | INVESTOR | 25 | 86400 | 15 | 2003-09-08 | 2021-11-23 | NC01 | 50
6 | POLK | SWPO |  | 6532507 | OTHER PUBLIC WATER SYSTEM | CHLORINATION; AERATION FOR REMOVAL OF ANY SECONDARY CONTAMINANT, SULFIDE, OR ANY UNREGULATED CONTAMINANT; CORROSION CONTROL INHIBITOR ADDITION; HYPOCHLORINATION; IRON OR MANGANESE SEQUESTRATION; OR ULTRAVIOLET RADIATION. THE LEAD/CHIEF OPERATOR MUST BE CLASS D OR HIGHER. 50,000 GPD UP TO 0.25 MGD-STAFFING BY CLASS D OR HIGHER OPERATOR: 3 VISITS/WEEK ON NONCONSECUTIVE DAYS FOR A TOTAL OF 0.3 HOUR/WEEK. LESS THAN 50,000 GPD-STAFFING BY A CLASS D OR HIGHER OPERATOR: 2 VISITS/WEEK ON NONCONSECUTIVE DAYS FOR A TOTAL OF 0.2 HOUR/WEEK. THERE SHALL BE NO MORE THAN 5 DAYS BETWEEN THE LAST VISIT IN ONE WEEK AND THE FIRST VISIT IN THE NEXT WEEK. | N | Y | MOSAIC FERTILIZER LLC | 3900 PEEPLES ROAD |  | FORT MEADE | FL | 33841 |  | 8632858125 |  | DAVID GUTHRIE | MOSAIC FERTILIZER LLC | 3900 PEEPOLES RD |  | FORT MEADE | FL | 33841 | 9715 | 8632858125 |  | INVESTOR | 10 | 43200 | 2 |  | 2006-11-30 | NAF | 0
6 | POLK | SWPO |  | 6532512 | NONTRANSIENT NONCOMMUNITY | MEMBRANE PROCESSES, INCLUDING ELECTRODIALYSIS, ELECTRODIALYSIS REVERSAL, MICROFILTRATION, ULTRAFILTRATION, NANOFILTRATION, AND REVERSE OSMOSIS. THE LEAD/CHIEF OPERATOR MUST BE CLASS C OR HIGHER. 0.5 MGD UP TO 1.0 MGD-STAFFING BY CLASS C OR HIGHER OPERATOR: 6 HOURS/DAY FOR 5 DAYS/WEEK AND ONE VISIT ON EACH WEEKEND DAY. 0.1 MGD UP TO 0.5 MGD-STAFFING BY CLASS C OR HIGHER OPERATOR: 3 HOURS/DAY FOR 5 DAYS/WEEK AND ONE VISIT ON EACH WEEKEND DAY. LESS THAN 0.1 MGD-STAFFING BY CLASS C OR HIGHER OPERATOR: 1 HOUR/DAY FOR 5 DAYS/WEEK AND ONE VISIT ON EACH WEEKEND DAY. | N | Y | MOSAIC FERTILIZER LLC - NEW WALES | 3095 COUNTY ROAD 640 | 4.7 MILES WEST OF STATE ROAD 37 | NICHOLS | FL | 33860 |  | 8634282500 |  |  | MOSAIC FERTILIZER, LLC - NEW WALES FACILITY | 13830 CIRCA CROSSING DRIVE |  | LITHIA | FL | 33547 |  | 8638445160 |  | INVESTOR | 800 | 600000 | 25 | 2020-01-13 | 2019-12-16 | NTNC | 100
6 | POLK | SWPO |  | 6532523 | OTHER PUBLIC WATER SYSTEM | CHLORINATION; AERATION FOR REMOVAL OF ANY SECONDARY CONTAMINANT, SULFIDE, OR ANY UNREGULATED CONTAMINANT; CORROSION CONTROL INHIBITOR ADDITION; HYPOCHLORINATION; IRON OR MANGANESE SEQUESTRATION; OR ULTRAVIOLET RADIATION. THE LEAD/CHIEF OPERATOR MUST BE CLASS C OR HIGHER. 5.0 MGD AND ABOVE-STAFFING BY CLASS C OR HIGHER OPERATOR: 6 HOURS/DAY FOR 5 DAYS/WEEK AND ONE VISIT ON EACH WEEKEND DAY. 3.0 MGD UP TO 5.0 MGD-STAFFING BY CLASS C OR HIGHER OPERATOR: 1 HOUR/DAY FOR 5 DAYS/WEEK AND ONE VISIT ON EACH WEEKEND DAY. 0.25 MGD UP TO 3.0 MGD-STAFFING BY CLASS C OR HIGHER OPERATOR: 5 VISITS/WEEK AND ONE VISIT EACH WEEKEND FOR A TOTAL OF 0.6 HOUR/WEEK. | N | Y | SANDY COVE APTS & TP | 1079 SANDY POINT RD. |  | BABSON PARK | FL | 33827 |  | 8636381139 |  | L BRYAN | SANDY COVE APTS & TP | 1079 SANDY POINT RD. |  | BABSON PARK | FL | 33827 |  | 8636381139 |  | INVESTOR | 10 | 36000 | 9 | 17-FEB-00 | 2096-01-08 | NAF | 0
6 | POLK | SWPO |  | 6532524 | NONTRANSIENT NONCOMMUNITY | CHLORINATION; AERATION FOR REMOVAL OF ANY SECONDARY CONTAMINANT, SULFIDE, OR ANY UNREGULATED CONTAMINANT; CORROSION CONTROL INHIBITOR ADDITION; HYPOCHLORINATION; IRON OR MANGANESE SEQUESTRATION; OR ULTRAVIOLET RADIATION. THE LEAD/CHIEF OPERATOR MUST BE CLASS D OR HIGHER. 50,000 GPD UP TO 0.25 MGD-STAFFING BY CLASS D OR HIGHER OPERATOR: 3 VISITS/WEEK ON NONCONSECUTIVE DAYS FOR A TOTAL OF 0.3 HOUR/WEEK. LESS THAN 50,000 GPD-STAFFING BY A CLASS D OR HIGHER OPERATOR: 2 VISITS/WEEK ON NONCONSECUTIVE DAYS FOR A TOTAL OF 0.2 HOUR/WEEK. THERE SHALL BE NO MORE THAN 5 DAYS BETWEEN THE LAST VISIT IN ONE WEEK AND THE FIRST VISIT IN THE NEXT WEEK. | N | Y | MOSAIC FERTILIZER LLC - SOUTH PIERCE | 7450 COUNTY ROAD 630 | NEAR BREWSTER, FL | FORT MEADE | FL | 33841 |  | 8634282500 |  | MATTHEW WOZNIAK | MOSAIC FERTILIZER, LLC | 13830 CIRCA CROSSING DRIVE |  | LITHIA | FL | 33547 |  | 8638445160 |  | INVESTOR | 75 | 20000 | 8 | 2020-09-25 | 2021-12-21 | NTNC | 100
6 | POLK | SWPO |  | 6532525 | NONCOMMUNITY | CHLORINATION; AERATION FOR REMOVAL OF ANY SECONDARY CONTAMINANT, SULFIDE, OR ANY UNREGULATED CONTAMINANT; CORROSION CONTROL INHIBITOR ADDITION; HYPOCHLORINATION; IRON OR MANGANESE SEQUESTRATION; OR ULTRAVIOLET RADIATION. THE LEAD/CHIEF OPERATOR MUST BE CLASS D OR HIGHER. 50,000 GPD UP TO 0.25 MGD-STAFFING BY CLASS D OR HIGHER OPERATOR: 3 VISITS/WEEK ON NONCONSECUTIVE DAYS FOR A TOTAL OF 0.3 HOUR/WEEK. LESS THAN 50,000 GPD-STAFFING BY A CLASS D OR HIGHER OPERATOR: 2 VISITS/WEEK ON NONCONSECUTIVE DAYS FOR A TOTAL OF 0.2 HOUR/WEEK. THERE SHALL BE NO MORE THAN 5 DAYS BETWEEN THE LAST VISIT IN ONE WEEK AND THE FIRST VISIT IN THE NEXT WEEK. | N | Y | RAJ FOOD MART | 2600 LOOP ROAD |  | AUBURNDALE | FL | 33823 |  | 8636670875 |  | PRAKASH PATEL | PRAKASH PATEL | 1000 LOOP ROAD |  | AUBURNDALE | FL | 33823 |  | 8636670875 |  | INVESTOR | 190 | 14400 | 1 | 2020-06-12 | 2021-01-14 | NC01 | 50
6 | POLK | SWPO |  | 6532526 | NONCOMMUNITY | CHLORINATION; AERATION FOR REMOVAL OF ANY SECONDARY CONTAMINANT, SULFIDE, OR ANY UNREGULATED CONTAMINANT; CORROSION CONTROL INHIBITOR ADDITION; HYPOCHLORINATION; IRON OR MANGANESE SEQUESTRATION; OR ULTRAVIOLET RADIATION. THE LEAD/CHIEF OPERATOR MUST BE CLASS D OR HIGHER. 50,000 GPD UP TO 0.25 MGD-STAFFING BY CLASS D OR HIGHER OPERATOR: 3 VISITS/WEEK ON NONCONSECUTIVE DAYS FOR A TOTAL OF 0.3 HOUR/WEEK. LESS THAN 50,000 GPD-STAFFING BY A CLASS D OR HIGHER OPERATOR: 2 VISITS/WEEK ON NONCONSECUTIVE DAYS FOR A TOTAL OF 0.2 HOUR/WEEK. THERE SHALL BE NO MORE THAN 5 DAYS BETWEEN THE LAST VISIT IN ONE WEEK AND THE FIRST VISIT IN THE NEXT WEEK. | N | Y | BLUE LAKE APARTMENTS | 3724 SOUTH SCENIC HIGHWAY |  | LAKE WALES | FL | 33898 |  | 8636382082 |  | VIRGINIA HILL | SAM PAPPY | 3724 SOUTH SCENIC |  | LAKE WALES | FL | 33898 |  | 4043121746 |  | INVESTOR | 25 | 64800 | 20 | 2017-09-01 | 2021-05-14 | NC01 | 50
6 | POLK | SWPO |  | 6532528 | NONCOMMUNITY | CHLORINATION; AERATION FOR REMOVAL OF ANY SECONDARY CONTAMINANT, SULFIDE, OR ANY UNREGULATED CONTAMINANT; CORROSION CONTROL INHIBITOR ADDITION; HYPOCHLORINATION; IRON OR MANGANESE SEQUESTRATION; OR ULTRAVIOLET RADIATION. THE LEAD/CHIEF OPERATOR MUST BE CLASS D OR HIGHER. 50,000 GPD UP TO 0.25 MGD-STAFFING BY CLASS D OR HIGHER OPERATOR: 3 VISITS/WEEK ON NONCONSECUTIVE DAYS FOR A TOTAL OF 0.3 HOUR/WEEK. LESS THAN 50,000 GPD-STAFFING BY A CLASS D OR HIGHER OPERATOR: 2 VISITS/WEEK ON NONCONSECUTIVE DAYS FOR A TOTAL OF 0.2 HOUR/WEEK. THERE SHALL BE NO MORE THAN 5 DAYS BETWEEN THE LAST VISIT IN ONE WEEK AND THE FIRST VISIT IN THE NEXT WEEK. | N | Y | WRIGHTS RENTALS | 109 HAYES ROAD |  | EAGLE LAKE | FL | 33839 |  | 8633258011 |  | JEFF MIRZA | JEFF MIRZA | 57 PAINE DRIVE |  | WINTER HAVEN | FL | 33884 |  | 8632067371 |  | INVESTOR | 28 | 43200 | 14 | 2011-05-27 | 2021-11-04 | NC01 | 50
6 | POLK | SWPO | sullivan@alcoma.net | 6532529 | NONCOMMUNITY | CHLORINATION; AERATION FOR REMOVAL OF ANY SECONDARY CONTAMINANT, SULFIDE, OR ANY UNREGULATED CONTAMINANT; CORROSION CONTROL INHIBITOR ADDITION; HYPOCHLORINATION; IRON OR MANGANESE SEQUESTRATION; OR ULTRAVIOLET RADIATION. THE LEAD/CHIEF OPERATOR MUST BE CLASS D OR HIGHER. 50,000 GPD UP TO 0.25 MGD-STAFFING BY CLASS D OR HIGHER OPERATOR: 3 VISITS/WEEK ON NONCONSECUTIVE DAYS FOR A TOTAL OF 0.3 HOUR/WEEK. LESS THAN 50,000 GPD-STAFFING BY A CLASS D OR HIGHER OPERATOR: 2 VISITS/WEEK ON NONCONSECUTIVE DAYS FOR A TOTAL OF 0.2 HOUR/WEEK. THERE SHALL BE NO MORE THAN 5 DAYS BETWEEN THE LAST VISIT IN ONE WEEK AND THE FIRST VISIT IN THE NEXT WEEK. | N | Y | ALCOMA CARETAKING LLC | HWY 60 E. & MAMMOTH GROVE RD. |  | LAKE WALES | FL | 33853 |  | 8636961778 |  | NITA SULLIVAN | ALCOMA CARETAKING LLC. | P.O. BOX 231 |  | LAKE WALES | FL | 33859 |  | 8636961778 |  | INVESTOR | 25 | 64800 | 6 | 2010-11-18 | 2021-09-03 | NC01 | 50
6 | POLK | SWPO | tammylakeaurora.org | 6532531 | NONCOMMUNITY | CHLORINATION; AERATION FOR REMOVAL OF ANY SECONDARY CONTAMINANT, SULFIDE, OR ANY UNREGULATED CONTAMINANT; CORROSION CONTROL INHIBITOR ADDITION; HYPOCHLORINATION; IRON OR MANGANESE SEQUESTRATION; OR ULTRAVIOLET RADIATION. THE LEAD/CHIEF OPERATOR MUST BE CLASS D OR HIGHER. 50,000 GPD UP TO 0.25 MGD-STAFFING BY CLASS D OR HIGHER OPERATOR: 3 VISITS/WEEK ON NONCONSECUTIVE DAYS FOR A TOTAL OF 0.3 HOUR/WEEK. LESS THAN 50,000 GPD-STAFFING BY A CLASS D OR HIGHER OPERATOR: 2 VISITS/WEEK ON NONCONSECUTIVE DAYS FOR A TOTAL OF 0.2 HOUR/WEEK. THERE SHALL BE NO MORE THAN 5 DAYS BETWEEN THE LAST VISIT IN ONE WEEK AND THE FIRST VISIT IN THE NEXT WEEK. | N | Y | A'S PLACE | 7448 EAST HIGHWAY 60 |  | LAKE WALES | FL | 33853 |  | 8636961102 |  | STEVE BORNEMANN | LAKE AURORA CHRISTIAN ASSEMBLY | 237 GOLDEN BOUGH ROAD |  | LAKE WALES | FL | 33898 |  | 8636961102 |  | INVESTOR | 50 | 36000 | 1 | 2020-08-24 | 2021-09-07 | NC01 | 50
6 | POLK | SWPO | stevewhidden@polk-county.net | 6532587 | COMMUNITY | NO TREATMENT--CONSECUTIVE SYSTEMS ONLY | N | Y | FOXWOOD LAKE ESTATES | FOXDALE COURT EAST (EAST OF STORM DITCH) |  | LAKELAND | FL | 33809 |  |  |  | TAMARA RICHARDSON, P.E., UTILITIES DIRECTOR | TAMARA RICHARDSON, P.E., UTILITIES DIRECTOR | 1011 JIM KEENE BLVD. |  | WINTER HAVEN | FL | 33880 |  | 8632984235 |  | COUNTY | 1816 | 1224000 | 711 |  | 2021-11-15 | PC02 | 100
6 | POLK | SWPO |  | 6532641 | OTHER PUBLIC WATER SYSTEM | CHLORINATION; AERATION FOR REMOVAL OF ANY SECONDARY CONTAMINANT, SULFIDE, OR ANY UNREGULATED CONTAMINANT; CORROSION CONTROL INHIBITOR ADDITION; HYPOCHLORINATION; IRON OR MANGANESE SEQUESTRATION; OR ULTRAVIOLET RADIATION. THE LEAD/CHIEF OPERATOR MUST BE CLASS D OR HIGHER. 50,000 GPD UP TO 0.25 MGD-STAFFING BY CLASS D OR HIGHER OPERATOR: 3 VISITS/WEEK ON NONCONSECUTIVE DAYS FOR A TOTAL OF 0.3 HOUR/WEEK. LESS THAN 50,000 GPD-STAFFING BY A CLASS D OR HIGHER OPERATOR: 2 VISITS/WEEK ON NONCONSECUTIVE DAYS FOR A TOTAL OF 0.2 HOUR/WEEK. THERE SHALL BE NO MORE THAN 5 DAYS BETWEEN THE LAST VISIT IN ONE WEEK AND THE FIRST VISIT IN THE NEXT WEEK. | N | Y | SPEED PROS | 4935 US HWY 92 EAST |  | LAKELAND | FL | 33801 |  | 8136654953 |  | JIM NOBLE | PLANT CITY FORKLIFT INC. | 4935 HWY 92 EAST |  | LAKELAND | FL | 33801 |  | 8136654953 |  | INVESTOR | 20 | 14000 | 2 | 2099-12-15 | 2093-02-16 | NAF | 0
6 | POLK | SWPO |  | 6532676 | NONCOMMUNITY | CHLORINATION; AERATION FOR REMOVAL OF ANY SECONDARY CONTAMINANT, SULFIDE, OR ANY UNREGULATED CONTAMINANT; CORROSION CONTROL INHIBITOR ADDITION; HYPOCHLORINATION; IRON OR MANGANESE SEQUESTRATION; OR ULTRAVIOLET RADIATION. THE LEAD/CHIEF OPERATOR MUST BE CLASS D OR HIGHER. 50,000 GPD UP TO 0.25 MGD-STAFFING BY CLASS D OR HIGHER OPERATOR: 3 VISITS/WEEK ON NONCONSECUTIVE DAYS FOR A TOTAL OF 0.3 HOUR/WEEK. LESS THAN 50,000 GPD-STAFFING BY A CLASS D OR HIGHER OPERATOR: 2 VISITS/WEEK ON NONCONSECUTIVE DAYS FOR A TOTAL OF 0.2 HOUR/WEEK. THERE SHALL BE NO MORE THAN 5 DAYS BETWEEN THE LAST VISIT IN ONE WEEK AND THE FIRST VISIT IN THE NEXT WEEK. | N | Y | FAT BOY'S BARBEQUE | 15333 HIGHWAY 27 |  | LAKE WALES | FL | 33859 |  | 8636382803 |  | FRANK YEASEL | HALL & YEASEL ENTERPRISES, INC. | 5440 ALLIGATOR LAKE RD |  | ST. CLOUD | FL | 34772 |  | 4078924400 |  | INVESTOR | 200 | 28800 | 1 | 2020-08-20 | 2021-01-26 | NC01 | 50
6 | POLK | SWPO |  | 6532677 | NONCOMMUNITY | CHLORINATION; AERATION FOR REMOVAL OF ANY SECONDARY CONTAMINANT, SULFIDE, OR ANY UNREGULATED CONTAMINANT; CORROSION CONTROL INHIBITOR ADDITION; HYPOCHLORINATION; IRON OR MANGANESE SEQUESTRATION; OR ULTRAVIOLET RADIATION. THE LEAD/CHIEF OPERATOR MUST BE CLASS D OR HIGHER. 50,000 GPD UP TO 0.25 MGD-STAFFING BY CLASS D OR HIGHER OPERATOR: 3 VISITS/WEEK ON NONCONSECUTIVE DAYS FOR A TOTAL OF 0.3 HOUR/WEEK. LESS THAN 50,000 GPD-STAFFING BY A CLASS D OR HIGHER OPERATOR: 2 VISITS/WEEK ON NONCONSECUTIVE DAYS FOR A TOTAL OF 0.2 HOUR/WEEK. THERE SHALL BE NO MORE THAN 5 DAYS BETWEEN THE LAST VISIT IN ONE WEEK AND THE FIRST VISIT IN THE NEXT WEEK. | N | Y | FT MEADE LABOR CAMP #1 | POOL BRANCH ROAD @ HIGHWAY 98 |  | FORT MEADE | FL | 33841 |  | 9198682730 |  | LYDIA BARRERA | JOSE GRACIA | 48 MEADOW WAY |  | FROSTPROOF | FL | 33843 |  | 8634507242 |  | INVESTOR | 40 | 64800 | 8 | 2021-07-20 | 2021-04-12 | NC01 | 50
6 | POLK | SWPO |  | 6532678 | OTHER PUBLIC WATER SYSTEM | CHLORINATION; AERATION FOR REMOVAL OF ANY SECONDARY CONTAMINANT, SULFIDE, OR ANY UNREGULATED CONTAMINANT; CORROSION CONTROL INHIBITOR ADDITION; HYPOCHLORINATION; IRON OR MANGANESE SEQUESTRATION; OR ULTRAVIOLET RADIATION. THE LEAD/CHIEF OPERATOR MUST BE CLASS D OR HIGHER. 50,000 GPD UP TO 0.25 MGD-STAFFING BY CLASS D OR HIGHER OPERATOR: 3 VISITS/WEEK ON NONCONSECUTIVE DAYS FOR A TOTAL OF 0.3 HOUR/WEEK. LESS THAN 50,000 GPD-STAFFING BY A CLASS D OR HIGHER OPERATOR: 2 VISITS/WEEK ON NONCONSECUTIVE DAYS FOR A TOTAL OF 0.2 HOUR/WEEK. THERE SHALL BE NO MORE THAN 5 DAYS BETWEEN THE LAST VISIT IN ONE WEEK AND THE FIRST VISIT IN THE NEXT WEEK. | N | Y | RAINBOW PROMISE | P.O.BOX 802 |  | AUBURNDALE | FL | 33823 |  | 8136652749 |  | CMH ENTERPRISE | VARSITY THEATER | HWY 92 EAST OF OLD DIXIE HWY |  | AUBURNDALE | FL | 33823 |  | 8136652749 |  | INVESTOR | 24 | 0 | 1 | 2089-03-07 | 2091-08-08 | NAF | 0
6 | POLK | SWPO | epi@publix.com | 6532711 | NONTRANSIENT NONCOMMUNITY | CHLORINATION; AERATION FOR REMOVAL OF ANY SECONDARY CONTAMINANT, SULFIDE, OR ANY UNREGULATED CONTAMINANT; CORROSION CONTROL INHIBITOR ADDITION; HYPOCHLORINATION; IRON OR MANGANESE SEQUESTRATION; OR ULTRAVIOLET RADIATION. THE LEAD/CHIEF OPERATOR MUST BE CLASS C OR HIGHER. 5.0 MGD AND ABOVE-STAFFING BY CLASS C OR HIGHER OPERATOR: 6 HOURS/DAY FOR 5 DAYS/WEEK AND ONE VISIT ON EACH WEEKEND DAY. 3.0 MGD UP TO 5.0 MGD-STAFFING BY CLASS C OR HIGHER OPERATOR: 1 HOUR/DAY FOR 5 DAYS/WEEK AND ONE VISIT ON EACH WEEKEND DAY. 0.25 MGD UP TO 3.0 MGD-STAFFING BY CLASS C OR HIGHER OPERATOR: 5 VISITS/WEEK AND ONE VISIT EACH WEEKEND FOR A TOTAL OF 0.6 HOUR/WEEK. | N | Y | PUBLIX INDUSTRIAL CENTER | 3045 NEW TAMPA HWY |  | LAKELAND | FL | 33802 |  | 8636881188 |  | BRENDA WILLIAMS | PUBLIX MARKETS INC. | P.O. BOX 407 |  | LAKELAND | FL | 33802 |  | 8636881188 |  | INVESTOR | 2783 | 5688000 | 16 | 2011-12-12 | 2021-09-07 | NTNC | 100
6 | POLK | SWPO | BALTMAN@CENTURYCOMPANIES.NET | 6532715 | COMMUNITY | CHLORINATION; AERATION FOR REMOVAL OF ANY SECONDARY CONTAMINANT, SULFIDE, OR ANY UNREGULATED CONTAMINANT; CORROSION CONTROL INHIBITOR ADDITION; HYPOCHLORINATION; IRON OR MANGANESE SEQUESTRATION; OR ULTRAVIOLET RADIATION. THE LEAD/CHIEF OPERATOR MUST BE CLASS C OR HIGHER. 5.0 MGD AND ABOVE-STAFFING BY CLASS C OR HIGHER OPERATOR: 6 HOURS/DAY FOR 5 DAYS/WEEK AND ONE VISIT ON EACH WEEKEND DAY. 3.0 MGD UP TO 5.0 MGD-STAFFING BY CLASS C OR HIGHER OPERATOR: 1 HOUR/DAY FOR 5 DAYS/WEEK AND ONE VISIT ON EACH WEEKEND DAY. 0.25 MGD UP TO 3.0 MGD-STAFFING BY CLASS C OR HIGHER OPERATOR: 5 VISITS/WEEK AND ONE VISIT EACH WEEKEND FOR A TOTAL OF 0.6 HOUR/WEEK. | N | Y | SWISS VILLAGE MHP | 365 BERN DRIVE |  | WINTER HAVEN | FL | 33881 |  | 8636471581 |  | BRIAN ALTMAN | CENTURY GROUP INC (TODD MAXWELL - PRESIDENT) | PO BOX 330 |  | LAKELAND | FL | 33802 |  | 8636471581 |  | INVESTOR | 1410 | 432000 | 710 | 2012-08-15 | 2021-09-16 | DC04 | 1000
6 | POLK | SWPO |  | 6532718 | COMMUNITY | CHLORINATION; AERATION FOR REMOVAL OF ANY SECONDARY CONTAMINANT, SULFIDE, OR ANY UNREGULATED CONTAMINANT; CORROSION CONTROL INHIBITOR ADDITION; HYPOCHLORINATION; IRON OR MANGANESE SEQUESTRATION; OR ULTRAVIOLET RADIATION. THE LEAD/CHIEF OPERATOR MUST BE CLASS D OR HIGHER. 50,000 GPD UP TO 0.25 MGD-STAFFING BY CLASS D OR HIGHER OPERATOR: 3 VISITS/WEEK ON NONCONSECUTIVE DAYS FOR A TOTAL OF 0.3 HOUR/WEEK. LESS THAN 50,000 GPD-STAFFING BY A CLASS D OR HIGHER OPERATOR: 2 VISITS/WEEK ON NONCONSECUTIVE DAYS FOR A TOTAL OF 0.2 HOUR/WEEK. THERE SHALL BE NO MORE THAN 5 DAYS BETWEEN THE LAST VISIT IN ONE WEEK AND THE FIRST VISIT IN THE NEXT WEEK. | N | Y | DAVENPORT MOB EST | 2900 POWERLINE ROAD |  | HAINES CITY | FL | 33844 |  | 8634223261 |  | BARBARA L. WORKMAN | BARBARA L. WORKMAN | 2900 POWERLINE ROAD | # 300 | HAINES CITY | FL | 33844 |  | 8634223261 |  | INVESTOR | 390 | 115200 | 210 | 2012-08-03 | 2021-01-22 | DC051 | 100
6 | POLK | SWPO | reedylakeparks@earthlink.net | 6532776 | NONCOMMUNITY | CHLORINATION; AERATION FOR REMOVAL OF ANY SECONDARY CONTAMINANT, SULFIDE, OR ANY UNREGULATED CONTAMINANT; CORROSION CONTROL INHIBITOR ADDITION; HYPOCHLORINATION; IRON OR MANGANESE SEQUESTRATION; OR ULTRAVIOLET RADIATION. THE LEAD/CHIEF OPERATOR MUST BE CLASS D OR HIGHER. 50,000 GPD UP TO 0.25 MGD-STAFFING BY CLASS D OR HIGHER OPERATOR: 3 VISITS/WEEK ON NONCONSECUTIVE DAYS FOR A TOTAL OF 0.3 HOUR/WEEK. LESS THAN 50,000 GPD-STAFFING BY A CLASS D OR HIGHER OPERATOR: 2 VISITS/WEEK ON NONCONSECUTIVE DAYS FOR A TOTAL OF 0.2 HOUR/WEEK. THERE SHALL BE NO MORE THAN 5 DAYS BETWEEN THE LAST VISIT IN ONE WEEK AND THE FIRST VISIT IN THE NEXT WEEK. | N | Y | REEDY LAKE PARKS, LLC - RV PARK | 1625 SOUTH LAKE REEDY BLVD |  | FROSTPROOF | FL | 33843 |  | 8634654629 |  | REEDY LAKE PARKS, LLC | REEDY LAKE PARKS, LLC | P.O. BOX 2715 |  | LAKE PLACID | FL | 33862 |  | 8634654629 |  | INVESTOR | 25 | 43200 | 20 | 2020-10-23 | 2021-10-29 | NC01 | 50
6 | POLK | SWPO |  | 6532777 | NONCOMMUNITY | CHLORINATION; AERATION FOR REMOVAL OF ANY SECONDARY CONTAMINANT, SULFIDE, OR ANY UNREGULATED CONTAMINANT; CORROSION CONTROL INHIBITOR ADDITION; HYPOCHLORINATION; IRON OR MANGANESE SEQUESTRATION; OR ULTRAVIOLET RADIATION. THE LEAD/CHIEF OPERATOR MUST BE CLASS D OR HIGHER. 50,000 GPD UP TO 0.25 MGD-STAFFING BY CLASS D OR HIGHER OPERATOR: 3 VISITS/WEEK ON NONCONSECUTIVE DAYS FOR A TOTAL OF 0.3 HOUR/WEEK. LESS THAN 50,000 GPD-STAFFING BY A CLASS D OR HIGHER OPERATOR: 2 VISITS/WEEK ON NONCONSECUTIVE DAYS FOR A TOTAL OF 0.2 HOUR/WEEK. THERE SHALL BE NO MORE THAN 5 DAYS BETWEEN THE LAST VISIT IN ONE WEEK AND THE FIRST VISIT IN THE NEXT WEEK. | N | Y | LOUGHMAN COUNTY PARK | OLD KISSIMMEE RD |  | LOUGHMAN | FL | 33831 |  | 8635346039 |  | TAMARA RICHARDSON, P.E., UTILITIES DIRECTOR | TAMARA RICHARDSON, P.E., UTILITIES DIRECTOR | 1011 JIM KEENE BLVD |  | WINTER HAVEN | FL | 33880 |  | 8632984235 |  | COUNTY | 40 | 28800 | 4 | 2010-01-25 | 2021-09-28 | NC01 | 50
6 | POLK | SWPO |  | 6532779 | COMMUNITY | NO TREATMENT--CONSECUTIVE SYSTEMS ONLY | N | Y | VILLAGE WATER | 4800 MAINE AVENUE (EATON PARK) |  | LAKELAND | FL | 33801 |  | 4076296900 |  | SAM CAIN | FLORIDA GOVERNMENTAL UTILITY AUTHORITY | 280 WEKIVA SPRINGS RD, STE 2070 |  | LONGWOOD | FL | 32779 | 6026 | 4076296900 |  | INVESTOR/LICENSED PUBLIC UTILITIES | 493 | 547200 | 191 | 2001-03-15 | 2021-02-04 | PC01 | 50
6 | POLK | SWPO | reggie@centerstatedev.com | 6532781 | COMMUNITY | CHLORINATION; AERATION FOR REMOVAL OF ANY SECONDARY CONTAMINANT, SULFIDE, OR ANY UNREGULATED CONTAMINANT; CORROSION CONTROL INHIBITOR ADDITION; HYPOCHLORINATION; IRON OR MANGANESE SEQUESTRATION; OR ULTRAVIOLET RADIATION. THE LEAD/CHIEF OPERATOR MUST BE CLASS D OR HIGHER. 50,000 GPD UP TO 0.25 MGD-STAFFING BY CLASS D OR HIGHER OPERATOR: 3 VISITS/WEEK ON NONCONSECUTIVE DAYS FOR A TOTAL OF 0.3 HOUR/WEEK. LESS THAN 50,000 GPD-STAFFING BY A CLASS D OR HIGHER OPERATOR: 2 VISITS/WEEK ON NONCONSECUTIVE DAYS FOR A TOTAL OF 0.2 HOUR/WEEK. THERE SHALL BE NO MORE THAN 5 DAYS BETWEEN THE LAST VISIT IN ONE WEEK AND THE FIRST VISIT IN THE NEXT WEEK. | N | Y | ARROW LEE APARTMENTS | 5754 HWS 542 WEST |  | WINTER HAVEN | FL | 33880 |  | 8639650011 |  | HALSEY CARSON | H.R. BAXTER & SONS ENTERPRISES, INC. | 4900 DUNDEE ROAD |  | WINTER HAVEN | FL | 33884 |  | 8639650011 |  | INVESTOR | 70 | 49000 | 34 | 2017-03-07 | 2022-01-10 | DC06 | 100
6 | POLK | SWPO | omendoza@circlek.com | 6532782 | NONCOMMUNITY | CHLORINATION; AERATION FOR REMOVAL OF ANY SECONDARY CONTAMINANT, SULFIDE, OR ANY UNREGULATED CONTAMINANT; CORROSION CONTROL INHIBITOR ADDITION; HYPOCHLORINATION; IRON OR MANGANESE SEQUESTRATION; OR ULTRAVIOLET RADIATION. THE LEAD/CHIEF OPERATOR MUST BE CLASS D OR HIGHER. 50,000 GPD UP TO 0.25 MGD-STAFFING BY CLASS D OR HIGHER OPERATOR: 3 VISITS/WEEK ON NONCONSECUTIVE DAYS FOR A TOTAL OF 0.3 HOUR/WEEK. LESS THAN 50,000 GPD-STAFFING BY A CLASS D OR HIGHER OPERATOR: 2 VISITS/WEEK ON NONCONSECUTIVE DAYS FOR A TOTAL OF 0.2 HOUR/WEEK. THERE SHALL BE NO MORE THAN 5 DAYS BETWEEN THE LAST VISIT IN ONE WEEK AND THE FIRST VISIT IN THE NEXT WEEK. | N | Y | CIRCLE K # 7347 | 6340 COUNTY LINE ROAD |  | LAKELAND | FL | 33811 |  | 8636460250 |  | HEATHER GILMORE | CIRCLE K STORES, INC. | 3802 CORPOREX PARK DRIVE, SUITE 200 |  | TAMPA | FL | 33619 |  | 8139106884 |  | INVESTOR | 883 | 28800 | 1 | 2018-04-18 | 2021-01-21 | NC01 | 50
6 | POLK | SWPO |  | 6532783 | NONCOMMUNITY | CHLORINATION; AERATION FOR REMOVAL OF ANY SECONDARY CONTAMINANT, SULFIDE, OR ANY UNREGULATED CONTAMINANT; CORROSION CONTROL INHIBITOR ADDITION; HYPOCHLORINATION; IRON OR MANGANESE SEQUESTRATION; OR ULTRAVIOLET RADIATION. THE LEAD/CHIEF OPERATOR MUST BE CLASS D OR HIGHER. 50,000 GPD UP TO 0.25 MGD-STAFFING BY CLASS D OR HIGHER OPERATOR: 3 VISITS/WEEK ON NONCONSECUTIVE DAYS FOR A TOTAL OF 0.3 HOUR/WEEK. LESS THAN 50,000 GPD-STAFFING BY A CLASS D OR HIGHER OPERATOR: 2 VISITS/WEEK ON NONCONSECUTIVE DAYS FOR A TOTAL OF 0.2 HOUR/WEEK. THERE SHALL BE NO MORE THAN 5 DAYS BETWEEN THE LAST VISIT IN ONE WEEK AND THE FIRST VISIT IN THE NEXT WEEK. | N | Y | MY FRIEND CONVIENCE STORE | 3895 RECKER HWY |  | WINTER HAVEN | FL | 33880 |  | 4077332049 |  | ANTONIO REINOSO SAMAYA SANCHEZ | J. GLENN WRIGHT | 3616 HARDEN BLVD. #388 |  | LAKELAND | FL | 33803 |  | 8636027952 |  | INVESTOR | 50 | 28800 | 1 | 2021-01-15 | 2021-01-15 | NC01 | 50
6 | POLK | SWPO | RBULLOCK5@HOTMAIL.COM | 6532862 | NONCOMMUNITY | CHLORINATION; AERATION FOR REMOVAL OF ANY SECONDARY CONTAMINANT, SULFIDE, OR ANY UNREGULATED CONTAMINANT; CORROSION CONTROL INHIBITOR ADDITION; HYPOCHLORINATION; IRON OR MANGANESE SEQUESTRATION; OR ULTRAVIOLET RADIATION. THE LEAD/CHIEF OPERATOR MUST BE CLASS D OR HIGHER. 50,000 GPD UP TO 0.25 MGD-STAFFING BY CLASS D OR HIGHER OPERATOR: 3 VISITS/WEEK ON NONCONSECUTIVE DAYS FOR A TOTAL OF 0.3 HOUR/WEEK. LESS THAN 50,000 GPD-STAFFING BY A CLASS D OR HIGHER OPERATOR: 2 VISITS/WEEK ON NONCONSECUTIVE DAYS FOR A TOTAL OF 0.2 HOUR/WEEK. THERE SHALL BE NO MORE THAN 5 DAYS BETWEEN THE LAST VISIT IN ONE WEEK AND THE FIRST VISIT IN THE NEXT WEEK. | N | Y | BULLOCK'S LANDING | 2041 THOMPSON NURSERY ROAD |  | LAKE WALES | FL | 33859 |  | 8636760000 |  | RON BULLOCK | RONALD & PEGGY BULLOCK/ BULLOCK RENTAL PROPERTIES | P.O. BOX 715 | 305 MAIN STREET | FELICITY | OH | 45120 |  | 5138763756 |  | INVESTOR | 40 | 49000 | 44 | 2016-01-19 | 2022-01-06 | NC01 | 50
6 | POLK | SWPO |  | 6532863 | COMMUNITY | CHLORINATION; AERATION FOR REMOVAL OF ANY SECONDARY CONTAMINANT, SULFIDE, OR ANY UNREGULATED CONTAMINANT; CORROSION CONTROL INHIBITOR ADDITION; HYPOCHLORINATION; IRON OR MANGANESE SEQUESTRATION; OR ULTRAVIOLET RADIATION. THE LEAD/CHIEF OPERATOR MUST BE CLASS D OR HIGHER. 50,000 GPD UP TO 0.25 MGD-STAFFING BY CLASS D OR HIGHER OPERATOR: 3 VISITS/WEEK ON NONCONSECUTIVE DAYS FOR A TOTAL OF 0.3 HOUR/WEEK. LESS THAN 50,000 GPD-STAFFING BY A CLASS D OR HIGHER OPERATOR: 2 VISITS/WEEK ON NONCONSECUTIVE DAYS FOR A TOTAL OF 0.2 HOUR/WEEK. THERE SHALL BE NO MORE THAN 5 DAYS BETWEEN THE LAST VISIT IN ONE WEEK AND THE FIRST VISIT IN THE NEXT WEEK. | N | Y | WOODLAND LAKES MHP | 5401 US. 17-92 |  | LAKE ALFRED | FL | 33850 |  | 8639563040 |  | RALPH RICHARDSON | JOHN MCDUFFIE | 10912 N 56TH STREET |  | TEMPLE TERRACE | FL | 33617 |  | 8139841533 |  | INVESTOR | 376 | 190000 | 167 | 2015-05-04 | 2020-01-21 | DC05 | 500
6 | POLK | SWPO |  | 6532890 | OTHER PUBLIC WATER SYSTEM | CHLORINATION; AERATION FOR REMOVAL OF ANY SECONDARY CONTAMINANT, SULFIDE, OR ANY UNREGULATED CONTAMINANT; CORROSION CONTROL INHIBITOR ADDITION; HYPOCHLORINATION; IRON OR MANGANESE SEQUESTRATION; OR ULTRAVIOLET RADIATION. THE LEAD/CHIEF OPERATOR MUST BE CLASS D OR HIGHER. 50,000 GPD UP TO 0.25 MGD-STAFFING BY CLASS D OR HIGHER OPERATOR: 3 VISITS/WEEK ON NONCONSECUTIVE DAYS FOR A TOTAL OF 0.3 HOUR/WEEK. LESS THAN 50,000 GPD-STAFFING BY A CLASS D OR HIGHER OPERATOR: 2 VISITS/WEEK ON NONCONSECUTIVE DAYS FOR A TOTAL OF 0.2 HOUR/WEEK. THERE SHALL BE NO MORE THAN 5 DAYS BETWEEN THE LAST VISIT IN ONE WEEK AND THE FIRST VISIT IN THE NEXT WEEK. | N | Y | NORANDEX | 5115 FRONTAGE ROAD NORTH |  | LAKELAND | FL | 33810 |  | 8636837887 |  | BOBBY BARKER | NORANDEX | 5115 FRONTAGE ROAD NORTH |  | LAKELAND | FL | 33810 |  | 8636837887 |  | INVESTOR | 10 | 129000 | 1 | 2003-04-11 | 2006-10-25 | NAF | 0
6 | POLK | SWPO | RHERRON@TOWNSTAR.NET | 6532896 | NONCOMMUNITY | CHLORINATION; AERATION FOR REMOVAL OF ANY SECONDARY CONTAMINANT, SULFIDE, OR ANY UNREGULATED CONTAMINANT; CORROSION CONTROL INHIBITOR ADDITION; HYPOCHLORINATION; IRON OR MANGANESE SEQUESTRATION; OR ULTRAVIOLET RADIATION. THE LEAD/CHIEF OPERATOR MUST BE CLASS D OR HIGHER. 50,000 GPD UP TO 0.25 MGD-STAFFING BY CLASS D OR HIGHER OPERATOR: 3 VISITS/WEEK ON NONCONSECUTIVE DAYS FOR A TOTAL OF 0.3 HOUR/WEEK. LESS THAN 50,000 GPD-STAFFING BY A CLASS D OR HIGHER OPERATOR: 2 VISITS/WEEK ON NONCONSECUTIVE DAYS FOR A TOTAL OF 0.2 HOUR/WEEK. THERE SHALL BE NO MORE THAN 5 DAYS BETWEEN THE LAST VISIT IN ONE WEEK AND THE FIRST VISIT IN THE NEXT WEEK. | N | Y | TOWN STAR #490 | 7030 HIGHWAY 27 |  | FROSTPROOF | FL | 33843 |  | 8636356559 |  | ROSEMARY HERRON | FLORIDA CONVENIENCE STORES, LLC | 8565 MAGELLAN PARKWAY, SUITE 400 |  | RICHMOND | VA | 23227 |  | 8047301568 | 1176 | INVESTOR | 350 | 49000 | 1 | 2021-04-16 | 2021-02-18 | NC01 | 50
6 | POLK | SWPO |  | 6532954 | NONCOMMUNITY | CHLORINATION; AERATION FOR REMOVAL OF ANY SECONDARY CONTAMINANT, SULFIDE, OR ANY UNREGULATED CONTAMINANT; CORROSION CONTROL INHIBITOR ADDITION; HYPOCHLORINATION; IRON OR MANGANESE SEQUESTRATION; OR ULTRAVIOLET RADIATION. THE LEAD/CHIEF OPERATOR MUST BE CLASS D OR HIGHER. 50,000 GPD UP TO 0.25 MGD-STAFFING BY CLASS D OR HIGHER OPERATOR: 3 VISITS/WEEK ON NONCONSECUTIVE DAYS FOR A TOTAL OF 0.3 HOUR/WEEK. LESS THAN 50,000 GPD-STAFFING BY A CLASS D OR HIGHER OPERATOR: 2 VISITS/WEEK ON NONCONSECUTIVE DAYS FOR A TOTAL OF 0.2 HOUR/WEEK. THERE SHALL BE NO MORE THAN 5 DAYS BETWEEN THE LAST VISIT IN ONE WEEK AND THE FIRST VISIT IN THE NEXT WEEK. | N | Y | OAKDALE MOBILE HOME PARK | 3325 YOUNGS RIDGE ROAD |  | LAKELAND | FL | 33810 |  | 8636196677 |  | DAVID BLIZZARD | LAKELAND MOBILE HOME PARK LLC | 5337 N. SOCRUM LOOP RD. #188 |  | LAKELAND | FL | 33809 |  | 8635132549 |  | INVESTOR | 30 | 36000 | 14 | 2017-04-28 | 2021-12-07 | NC01 | 50
6 | POLK | SWPO |  | 6533041 | NONCOMMUNITY | CHLORINATION; AERATION FOR REMOVAL OF ANY SECONDARY CONTAMINANT, SULFIDE, OR ANY UNREGULATED CONTAMINANT; CORROSION CONTROL INHIBITOR ADDITION; HYPOCHLORINATION; IRON OR MANGANESE SEQUESTRATION; OR ULTRAVIOLET RADIATION. THE LEAD/CHIEF OPERATOR MUST BE CLASS D OR HIGHER. 50,000 GPD UP TO 0.25 MGD-STAFFING BY CLASS D OR HIGHER OPERATOR: 3 VISITS/WEEK ON NONCONSECUTIVE DAYS FOR A TOTAL OF 0.3 HOUR/WEEK. LESS THAN 50,000 GPD-STAFFING BY A CLASS D OR HIGHER OPERATOR: 2 VISITS/WEEK ON NONCONSECUTIVE DAYS FOR A TOTAL OF 0.2 HOUR/WEEK. THERE SHALL BE NO MORE THAN 5 DAYS BETWEEN THE LAST VISIT IN ONE WEEK AND THE FIRST VISIT IN THE NEXT WEEK. | N | Y | CHEVRON 121 | 5900 LUCERNE PARK ROAD |  | WINTER HAVEN | FL | 33880 |  | 8635371357 |  | SHAIFUZZAMAN | SHAIFUZZAMAN | 5900 LUCERNE PARK ROAD |  | WINTER HAVEN | FL | 33881 |  | 8632929698 |  | INVESTOR | 75 | 28800 | 1 | 2013-02-14 | 2021-05-19 | NC01 | 50
6 | POLK | SWPO |  | 6534005 | OTHER PUBLIC WATER SYSTEM | CHLORINATION; AERATION FOR REMOVAL OF ANY SECONDARY CONTAMINANT, SULFIDE, OR ANY UNREGULATED CONTAMINANT; CORROSION CONTROL INHIBITOR ADDITION; HYPOCHLORINATION; IRON OR MANGANESE SEQUESTRATION; OR ULTRAVIOLET RADIATION. THE LEAD/CHIEF OPERATOR MUST BE CLASS C OR HIGHER. 5.0 MGD AND ABOVE-STAFFING BY CLASS C OR HIGHER OPERATOR: 6 HOURS/DAY FOR 5 DAYS/WEEK AND ONE VISIT ON EACH WEEKEND DAY. 3.0 MGD UP TO 5.0 MGD-STAFFING BY CLASS C OR HIGHER OPERATOR: 1 HOUR/DAY FOR 5 DAYS/WEEK AND ONE VISIT ON EACH WEEKEND DAY. 0.25 MGD UP TO 3.0 MGD-STAFFING BY CLASS C OR HIGHER OPERATOR: 5 VISITS/WEEK AND ONE VISIT EACH WEEKEND FOR A TOTAL OF 0.6 HOUR/WEEK. | N | Y | STARR LAKE VILLAS | 3706 ALT.US 27 NORTH |  | LAKE WALES | FL | 33853 |  | 8636769586 |  | JERRY & PAT WHITMAN | JERRY & PAT WHITMAN | 3706 ALT.US 27 NORTH |  | LAKE WALES | FL | 33853 |  | 8636769586 |  | INVESTOR | 5 | 28000 | 5 | 06-APR-00 | 2089-10-25 | NAF | 0
6 | POLK | SWPO |  | 6534006 | OTHER PUBLIC WATER SYSTEM | NO TREATMENT--CONSECUTIVE SYSTEMS ONLY | N | Y | UNITED FABRICATION MAINTENANCE | 1339 42ND ST NW |  | WINTER HAVEN | FL | 33880 |  | 8639657700 |  | KAREN BOWKER | DON SMITH | 1339 42ND ST NW |  | WINTER HAVEN | FL | 33880 |  | 8639657700 |  | INVESTOR | 7 | 43000 | 2 | 2013-03-15 | 2092-12-03 | NAF | 0
6 | POLK | SWPO |  | 6534007 | OTHER PUBLIC WATER SYSTEM | CHLORINATION; AERATION FOR REMOVAL OF ANY SECONDARY CONTAMINANT, SULFIDE, OR ANY UNREGULATED CONTAMINANT; CORROSION CONTROL INHIBITOR ADDITION; HYPOCHLORINATION; IRON OR MANGANESE SEQUESTRATION; OR ULTRAVIOLET RADIATION. THE LEAD/CHIEF OPERATOR MUST BE CLASS D OR HIGHER. 50,000 GPD UP TO 0.25 MGD-STAFFING BY CLASS D OR HIGHER OPERATOR: 3 VISITS/WEEK ON NONCONSECUTIVE DAYS FOR A TOTAL OF 0.3 HOUR/WEEK. LESS THAN 50,000 GPD-STAFFING BY A CLASS D OR HIGHER OPERATOR: 2 VISITS/WEEK ON NONCONSECUTIVE DAYS FOR A TOTAL OF 0.2 HOUR/WEEK. THERE SHALL BE NO MORE THAN 5 DAYS BETWEEN THE LAST VISIT IN ONE WEEK AND THE FIRST VISIT IN THE NEXT WEEK. | N | Y | VINELAND DEVELOPMENT INC. | 5250 DUNDEE ROAD |  | WINTER HAVEN | FL | 33880 |  | 8632942668 |  | FRANK THOMPSON | ACTION VILLAGE TIRE CENTER | 3597 RECKER HWY |  | WINTER HAVEN | FL | 33880 |  | 8632942668 |  | INVESTOR | 3 | 28000 | 4 | 26-MAY-00 | 2091-08-21 | NAF | 0
6 | POLK | SWPO |  | 6534014 | OTHER PUBLIC WATER SYSTEM | NO TREATMENT--CONSECUTIVE SYSTEMS ONLY | N | Y | BIG OAK MOTEL | 3618 ALT 27 NORTH |  | LAKE WALES | FL | 33853 |  | 8636767427 |  | C BREISCH | CHARLES L. & LAURA F. KIRK | 3618 ALT 27 NORTH |  | LAKE WALES | FL | 33853 |  | 8636767427 |  | INVESTOR | 8 | 13000 | 8 | 10-FEB-00 | 2088-10-12 | NAF | 0
6 | POLK | SWPO |  | 6534021 | OTHER PUBLIC WATER SYSTEM | NO TREATMENT--CONSECUTIVE SYSTEMS ONLY | N | Y | SOUTHERN AIR COMPRESSOR SERVICE INC | PO BOX 1107 |  | MULBERRY | FL | 33860 |  | 8634282597 |  | ROBBIE COLLINS+ | BRADSHAW IND. INC. | HWY 640 + BRADSHAW IND. PKWY |  | MULBERRY | FL | 33860 |  | 8634282597 |  | INVESTOR | 24 | 5000 | 1 | 2099-03-12 | 2091-03-25 | NAF | 0
6 | POLK | SWPO |  | 6534023 | OTHER PUBLIC WATER SYSTEM | NO TREATMENT--CONSECUTIVE SYSTEMS ONLY | N | Y | J.B.'S M.H.P. | 5455 FLOOD COURT ROAD |  | BARTOW | FL | 33830 |  | 8635371548 |  |  | JOHN BROGDON | 5445 HWY 60 EAST, |  | BARTOW | FL | 33830 |  | 8635371548 |  | INVESTOR | 24 | 5000 | 11 | 26-APR-00 | 2087-08-25 | NAF | 0
6 | POLK | SWPO |  | 6534025 | OTHER PUBLIC WATER SYSTEM | NO TREATMENT--CONSECUTIVE SYSTEMS ONLY | N | Y | BOB ANDREWS TRAILER PARK | 3085 HWY. 17-92 WEST |  | HAINES CITY | FL | 33844 |  | 8639562586 |  | BOB ANDREWS | BURNUM TRAILER PARK | 4609 HWY. 17-92 WEST |  | HAINES CITY | FL | 33844 |  | 8634224357 |  | INVESTOR | 14 | 5000 | 7 | 13-JUN-00 | 2098-08-31 | NAF | 0
6 | POLK | SWPO |  | 6534028 | NONCOMMUNITY | CHLORINATION; AERATION FOR REMOVAL OF ANY SECONDARY CONTAMINANT, SULFIDE, OR ANY UNREGULATED CONTAMINANT; CORROSION CONTROL INHIBITOR ADDITION; HYPOCHLORINATION; IRON OR MANGANESE SEQUESTRATION; OR ULTRAVIOLET RADIATION. THE LEAD/CHIEF OPERATOR MUST BE CLASS D OR HIGHER. 50,000 GPD UP TO 0.25 MGD-STAFFING BY CLASS D OR HIGHER OPERATOR: 3 VISITS/WEEK ON NONCONSECUTIVE DAYS FOR A TOTAL OF 0.3 HOUR/WEEK. LESS THAN 50,000 GPD-STAFFING BY A CLASS D OR HIGHER OPERATOR: 2 VISITS/WEEK ON NONCONSECUTIVE DAYS FOR A TOTAL OF 0.2 HOUR/WEEK. THERE SHALL BE NO MORE THAN 5 DAYS BETWEEN THE LAST VISIT IN ONE WEEK AND THE FIRST VISIT IN THE NEXT WEEK. | N | Y | EL RANCHO MOBILE HOME PARK | 4837 DEESON ROAD |  | LAKELAND | FL | 33810 |  | 8636988650 |  | PEDRO CRUZ | PEDRO CRUZ | 4837 DEESON RD |  | LAKELAND | FL | 33810 |  | 8636988650 |  | INVESTOR | 25 | 28800 | 13 | 2020-10-30 | 2021-05-06 | NC01 | 50
6 | POLK | SWPO |  | 6534029 | OTHER PUBLIC WATER SYSTEM | NO TREATMENT--CONSECUTIVE SYSTEMS ONLY | N | Y | CANNON, OLIVER B & SON | PO DRAWER 5470 |  | LAKELAND | FL | 33803 |  | 8136461405 |  |  | CANNON, OLIVER B & SON | 5935 SOUTH FLORIDA |  | LAKELAND | FL | 33803 |  | 8136461405 |  | INVESTOR | 10 | 57000 | 1 | 2099-12-13 | 2091-03-20 | NAF | 0
6 | POLK | SWPO |  | 6534041 | OTHER PUBLIC WATER SYSTEM | NO TREATMENT--CONSECUTIVE SYSTEMS ONLY | N | Y | DINNER LAKE APTS | 3131 SPIRIT LAKE ROAD |  | WINTER HAVEN | FL | 33880 |  | 8632948683 |  | JAMES SANDERS | SPIRIT LAKE LLC | 334 SHOPPING CENTER DR |  | WILDWOOD | FL | 34785 |  | 3524619690 |  | INVESTOR | 24 | 5000 | 9 | 05-APR-00 | 2093-01-22 | NAF | 0
6 | POLK | SWPO | viperash@aol.com | 6534042 | NONCOMMUNITY | CHLORINATION; AERATION FOR REMOVAL OF ANY SECONDARY CONTAMINANT, SULFIDE, OR ANY UNREGULATED CONTAMINANT; CORROSION CONTROL INHIBITOR ADDITION; HYPOCHLORINATION; IRON OR MANGANESE SEQUESTRATION; OR ULTRAVIOLET RADIATION. THE LEAD/CHIEF OPERATOR MUST BE CLASS D OR HIGHER. 50,000 GPD UP TO 0.25 MGD-STAFFING BY CLASS D OR HIGHER OPERATOR: 3 VISITS/WEEK ON NONCONSECUTIVE DAYS FOR A TOTAL OF 0.3 HOUR/WEEK. LESS THAN 50,000 GPD-STAFFING BY A CLASS D OR HIGHER OPERATOR: 2 VISITS/WEEK ON NONCONSECUTIVE DAYS FOR A TOTAL OF 0.2 HOUR/WEEK. THERE SHALL BE NO MORE THAN 5 DAYS BETWEEN THE LAST VISIT IN ONE WEEK AND THE FIRST VISIT IN THE NEXT WEEK. | N | Y | COUNTRYSIDE MHP | 2410 HWY 540A |  | LAKELAND | FL | 33803 |  | 8636471978 |  | ROBERT HUDSON | ROBERT HUDSON | 17 LAKE ELOISE LN |  | WINTER HAVEN | FL | 33884 |  | 8636700099 |  | INVESTOR | 30 | 49000 | 12 | 2020-11-16 | 2021-06-30 | NC01 | 50
6 | POLK | SWPO |  | 6534048 | OTHER PUBLIC WATER SYSTEM | CHLORINATION; AERATION FOR REMOVAL OF ANY SECONDARY CONTAMINANT, SULFIDE, OR ANY UNREGULATED CONTAMINANT; CORROSION CONTROL INHIBITOR ADDITION; HYPOCHLORINATION; IRON OR MANGANESE SEQUESTRATION; OR ULTRAVIOLET RADIATION. THE LEAD/CHIEF OPERATOR MUST BE CLASS D OR HIGHER. 50,000 GPD UP TO 0.25 MGD-STAFFING BY CLASS D OR HIGHER OPERATOR: 3 VISITS/WEEK ON NONCONSECUTIVE DAYS FOR A TOTAL OF 0.3 HOUR/WEEK. LESS THAN 50,000 GPD-STAFFING BY A CLASS D OR HIGHER OPERATOR: 2 VISITS/WEEK ON NONCONSECUTIVE DAYS FOR A TOTAL OF 0.2 HOUR/WEEK. THERE SHALL BE NO MORE THAN 5 DAYS BETWEEN THE LAST VISIT IN ONE WEEK AND THE FIRST VISIT IN THE NEXT WEEK. | N | Y | HEATH RENTALS | 701 KEEN PARK ROAD |  | FROSTPROOF | FL | 33843 |  | 8636352300 |  | MRS JOYNER | MR/MRS ED JOYNER | KEEN ROAD OFF 630A |  | FROSTPROOF | FL | 33843 |  | 8636352300 |  | INVESTOR | 24 | 5000 | 7 | 05-JAN-00 | 2091-08-12 | NAF | 0
6 | POLK | SWPO |  | 6534054 | NONCOMMUNITY | CHLORINATION; AERATION FOR REMOVAL OF ANY SECONDARY CONTAMINANT, SULFIDE, OR ANY UNREGULATED CONTAMINANT; CORROSION CONTROL INHIBITOR ADDITION; HYPOCHLORINATION; IRON OR MANGANESE SEQUESTRATION; OR ULTRAVIOLET RADIATION. THE LEAD/CHIEF OPERATOR MUST BE CLASS D OR HIGHER. 50,000 GPD UP TO 0.25 MGD-STAFFING BY CLASS D OR HIGHER OPERATOR: 3 VISITS/WEEK ON NONCONSECUTIVE DAYS FOR A TOTAL OF 0.3 HOUR/WEEK. LESS THAN 50,000 GPD-STAFFING BY A CLASS D OR HIGHER OPERATOR: 2 VISITS/WEEK ON NONCONSECUTIVE DAYS FOR A TOTAL OF 0.2 HOUR/WEEK. THERE SHALL BE NO MORE THAN 5 DAYS BETWEEN THE LAST VISIT IN ONE WEEK AND THE FIRST VISIT IN THE NEXT WEEK. | N | Y | FROSTPROOF GROVES | 7315 HIGHWAY 27 |  | FROSTPROOF | FL | 33841 |  | 8636357927 |  | JOYCE PIARROT | J.A. STEPHENS, INC | PO BOX 1098 |  | FT MEADE | FL | 33841 |  | 8002374111 |  | INVESTOR | 150 | 98000 | 3 | 2021-08-31 | 2021-08-25 | NC01 | 50
6 | POLK | SWPO |  | 6534055 | OTHER PUBLIC WATER SYSTEM | NO TREATMENT--CONSECUTIVE SYSTEMS ONLY | N | Y | MANNING ERNEST T.P. | 331 WEST 9TH ST. |  | FROSTPROOF | FL | 33843 |  | 8636356589 |  | ERNEST MANNING | ERNEST MANNING | 331 WEST 9TH ST. |  | FROSTPROOF | FL | 33843 |  | 8636356589 |  | INVESTOR | 14 | 5000 | 7 | 19-JUN-00 | 2086-07-18 | NAF | 0
6 | POLK | SWPO |  | 6534067 | OTHER PUBLIC WATER SYSTEM | NO TREATMENT--CONSECUTIVE SYSTEMS ONLY | N | Y | DERBY'S ICE CREAM | 4908 SAND MOUNTAIN LOOP RD. |  | AUBURNDALE | FL | 33823 |  | 8636657806 |  | DONALD BARRETT | DONALD BARRETT | 4908 SAND MOUNTAIN LOOP ROAD |  | AUBURNDALE | FL | 33823 |  | 8636657806 |  | INVESTOR | 2 | 14000 | 2 | 13-MAR-00 | 2096-11-13 | NAF | 0
6 | POLK | SWPO |  | 6534070 | OTHER PUBLIC WATER SYSTEM | NO TREATMENT--CONSECUTIVE SYSTEMS ONLY | N | Y | HENDERSON TR PK | 2239 HIGHWAY 17 SOUTH |  | BARTOW | FL | 33830 |  | 8635332549 |  | A G HENDERSON | HENDERSON TR PK | 2281 HWY 17S |  | BARTOW | FL | 33830 |  | 8635332549 |  | INVESTOR | 13 | 5000 | 5 | 03-APR-00 | 2086-04-02 | NAF | 0
6 | POLK | SWPO |  | 6534077 | OTHER PUBLIC WATER SYSTEM | NO TREATMENT--CONSECUTIVE SYSTEMS ONLY | N | Y | CFMG | 702 42ND ST N.W. |  | WINTER HAVEN | FL | 33881 |  | 8639679300 |  | DAN BERRY | CYPRESS FOOD INC | 1901 TINDELL CAMP ROAD |  | LAKE WALES | FL | 33850 |  | 8634392611 |  | INVESTOR | 20 | 5000 | 1 | 13-JAN-00 | 2092-11-04 | NAF | 0
6 | POLK | SWPO |  | 6534079 | OTHER PUBLIC WATER SYSTEM | NO TREATMENT--CONSECUTIVE SYSTEMS ONLY | N | Y | DEWITT HAVEN APARTMENTS | 305 LAKE MILLSITE RD. #9 |  | BARTOW | FL | 33830 |  | 8635337043 |  | MR/MRS DON L. DEWITT | DON L. DEWITT | LAKE MILLSITE DR. E,OFF US 17 |  | BARTOW | FL | 33830 |  | 8635337043 |  | INVESTOR | 13 | 43000 | 10 | 03-APR-00 | 2091-03-08 | NAF | 0
6 | POLK | SWPO |  | 6534083 | OTHER PUBLIC WATER SYSTEM | NO TREATMENT--CONSECUTIVE SYSTEMS ONLY | N | Y | LAKEVIEW APTS | 3755 ALT 27 NORTH |  | LAKE WALES | FL | 33887 | 687 | 8636791991 |  | BOB DRINKWINE | BOB DRINKWINE | P.O.BOX 687 |  | WAVERLY | FL | 33877 | 687 | 8636791991 |  | INVESTOR | 20 | 21000 | 13 | 15-JUN-00 | 2092-11-04 | NAF | 0
6 | POLK | SWPO |  | 6534086 | OTHER PUBLIC WATER SYSTEM | NO TREATMENT--CONSECUTIVE SYSTEMS ONLY | N | Y | MASTERS TR PK | 251 HWY 27 SOUTH |  | HAINES CITY | FL | 33844 |  | 8634222629 |  | ROBERT C MASTERS | ROBERT C MASTERS | 251 HWY 27 SOUTH |  | HAINES CITY | FL | 33844 |  | 8634222629 |  | INVESTOR | 14 | 5000 | 11 | 20-APR-00 | 2089-09-11 | NAF | 0
6 | POLK | SWPO | d.web@tampabay.rr.com | 6534096 | NONCOMMUNITY | CHLORINATION; AERATION FOR REMOVAL OF ANY SECONDARY CONTAMINANT, SULFIDE, OR ANY UNREGULATED CONTAMINANT; CORROSION CONTROL INHIBITOR ADDITION; HYPOCHLORINATION; IRON OR MANGANESE SEQUESTRATION; OR ULTRAVIOLET RADIATION. THE LEAD/CHIEF OPERATOR MUST BE CLASS D OR HIGHER. 50,000 GPD UP TO 0.25 MGD-STAFFING BY CLASS D OR HIGHER OPERATOR: 3 VISITS/WEEK ON NONCONSECUTIVE DAYS FOR A TOTAL OF 0.3 HOUR/WEEK. LESS THAN 50,000 GPD-STAFFING BY A CLASS D OR HIGHER OPERATOR: 2 VISITS/WEEK ON NONCONSECUTIVE DAYS FOR A TOTAL OF 0.2 HOUR/WEEK. THERE SHALL BE NO MORE THAN 5 DAYS BETWEEN THE LAST VISIT IN ONE WEEK AND THE FIRST VISIT IN THE NEXT WEEK. | N | Y | PINE COVE MHP | 332 RECKER HWY |  | AUBURNDALE | FL | 33823 |  | 8639657463 |  | DONALD WEBB | DONALD WEBB | 1201 US. HWY. 92 W. |  | AUBURNDALE | FL | 33832 |  | 8639679549 |  | INVESTOR | 25 | 49000 | 13 | 2018-03-15 | 2021-02-17 | NC01 | 50
6 | POLK | SWPO |  | 6534097 | OTHER PUBLIC WATER SYSTEM | CHLORINATION; AERATION FOR REMOVAL OF ANY SECONDARY CONTAMINANT, SULFIDE, OR ANY UNREGULATED CONTAMINANT; CORROSION CONTROL INHIBITOR ADDITION; HYPOCHLORINATION; IRON OR MANGANESE SEQUESTRATION; OR ULTRAVIOLET RADIATION. THE LEAD/CHIEF OPERATOR MUST BE CLASS D OR HIGHER. 50,000 GPD UP TO 0.25 MGD-STAFFING BY CLASS D OR HIGHER OPERATOR: 3 VISITS/WEEK ON NONCONSECUTIVE DAYS FOR A TOTAL OF 0.3 HOUR/WEEK. LESS THAN 50,000 GPD-STAFFING BY A CLASS D OR HIGHER OPERATOR: 2 VISITS/WEEK ON NONCONSECUTIVE DAYS FOR A TOTAL OF 0.2 HOUR/WEEK. THERE SHALL BE NO MORE THAN 5 DAYS BETWEEN THE LAST VISIT IN ONE WEEK AND THE FIRST VISIT IN THE NEXT WEEK. | N | Y | PAUL'S TRAILER PARK | C/O KENNARD MHP BOX 3800 17-92 |  | HAINES CITY | FL | 33844 | 3800 | 8634222947 |  | PULE-KANNRED | PAUL'S TRAILER PARK | BOX 3800 HWY 17-92 |  | HAINES CITY | FL | 33844 |  | 8634222947 |  | INVESTOR | 5 | 20000 | 10 | 12-OCT-00 | 2086-05-30 | NAF | 0
6 | POLK | SWPO |  | 6534103 | OTHER PUBLIC WATER SYSTEM | NO TREATMENT--CONSECUTIVE SYSTEMS ONLY | N | Y | S & S WELDING | 3000 HWY 17 SOUTH |  | BARTOW | FL | 33831 |  | 8635333191 |  | BRUCE BOWDER | SVEDALA | 3000 HWY 17 SOUTH |  | BARTOW | FL | 33830 |  | 8635333191 |  | INVESTOR | 7 | 5000 | 1 | 2099-03-16 | 2093-02-11 | NAF | 0
6 | POLK | SWPO |  | 6534104 | NONCOMMUNITY | CHLORINATION; AERATION FOR REMOVAL OF ANY SECONDARY CONTAMINANT, SULFIDE, OR ANY UNREGULATED CONTAMINANT; CORROSION CONTROL INHIBITOR ADDITION; HYPOCHLORINATION; IRON OR MANGANESE SEQUESTRATION; OR ULTRAVIOLET RADIATION. THE LEAD/CHIEF OPERATOR MUST BE CLASS D OR HIGHER. 50,000 GPD UP TO 0.25 MGD-STAFFING BY CLASS D OR HIGHER OPERATOR: 3 VISITS/WEEK ON NONCONSECUTIVE DAYS FOR A TOTAL OF 0.3 HOUR/WEEK. LESS THAN 50,000 GPD-STAFFING BY A CLASS D OR HIGHER OPERATOR: 2 VISITS/WEEK ON NONCONSECUTIVE DAYS FOR A TOTAL OF 0.2 HOUR/WEEK. THERE SHALL BE NO MORE THAN 5 DAYS BETWEEN THE LAST VISIT IN ONE WEEK AND THE FIRST VISIT IN THE NEXT WEEK. | N | Y | POLK CNTY FIRE STA.-PROVIDENCE | 8936 US HIGHWAY 98 NORTH |  | LAKELAND | FL | 33805 |  | 8635346039 |  | TAMARA RICHARDSON, P.E., UTILITIES DIRECTOR | TAMARA RICHARDSON, P.E., UTILITIES DIRECTOR | 1011 JIM KEENE BLVD. |  | WINTER HAVEN | FL | 33880 |  | 8632984235 |  | COUNTY | 30 | 144000 | 2 | 2019-04-08 | 2021-05-20 | NC01 | 50
6 | POLK | SWPO |  | 6534118 | OTHER PUBLIC WATER SYSTEM | NO TREATMENT--CONSECUTIVE SYSTEMS ONLY | N | Y | HARRIS TRAILERS | 7030 OLD LAKE WILSON RD |  | LOUGHMAN | FL | 33858 |  | 8634242190 |  | JENET HARRIS | HARRIS TRAILERS | P.O.BOX 470 |  | LOGHMAN | FL | 33837 |  | 8634225832 |  | INVESTOR | 9 | 57000 | 5 | 10-APR-00 | 2086-09-24 | NAF | 0
6 | POLK | SWPO |  | 6534126 | OTHER PUBLIC WATER SYSTEM | NO TREATMENT--CONSECUTIVE SYSTEMS ONLY | N | Y | SUTTON'S MHP | 2925 TENOROC MINE ROAD |  | LAKELAND | FL | 33805 |  | 8636656365 |  | GEORGE HWANG | GEORGE HWANG | PO BOX 93250 |  | LAKELAND | FL | 33804 |  | 4077380720 |  | INVESTOR | 27 | 28000 | 9 | 29-MAR-00 | 2095-03-16 | NAF | 0
6 | POLK | SWPO |  | 6534127 | OTHER PUBLIC WATER SYSTEM | CHLORINATION; AERATION FOR REMOVAL OF ANY SECONDARY CONTAMINANT, SULFIDE, OR ANY UNREGULATED CONTAMINANT; CORROSION CONTROL INHIBITOR ADDITION; HYPOCHLORINATION; IRON OR MANGANESE SEQUESTRATION; OR ULTRAVIOLET RADIATION. THE LEAD/CHIEF OPERATOR MUST BE CLASS D OR HIGHER. 50,000 GPD UP TO 0.25 MGD-STAFFING BY CLASS D OR HIGHER OPERATOR: 3 VISITS/WEEK ON NONCONSECUTIVE DAYS FOR A TOTAL OF 0.3 HOUR/WEEK. LESS THAN 50,000 GPD-STAFFING BY A CLASS D OR HIGHER OPERATOR: 2 VISITS/WEEK ON NONCONSECUTIVE DAYS FOR A TOTAL OF 0.2 HOUR/WEEK. THERE SHALL BE NO MORE THAN 5 DAYS BETWEEN THE LAST VISIT IN ONE WEEK AND THE FIRST VISIT IN THE NEXT WEEK. | N | Y | THOMAS CORP | PEBBLEDALE ROAD |  | MULBERRY | FL | 33860 |  | 8634281486 |  | DIOLA THOMAS | A. J. THOMAS | P.O. BOX 675 |  | MULBERRY | FL | 33860 |  | 8636463514 |  | INVESTOR | 8 | 5000 | 1 | 27-JAN-00 | 2091-12-16 | NAF | 0
6 | POLK | SWPO |  | 6534131 | OTHER PUBLIC WATER SYSTEM | NO TREATMENT--CONSECUTIVE SYSTEMS ONLY | N | Y | WALK IN WATER LANDING | BOAT LANDING RD. |  | LAKE WALES | FL | 33831 |  | 8635346000 |  | LAVERNE COWLES | POLK COUNTY PARKS & REC. /PCUD | P.O. BOX 9005 |  | BARTOW | FL | 33853 |  | 8635346000 |  | INVESTOR | 24 | 5000 | 1 | 03-MAR-00 | 2091-05-16 | NAF | 0
6 | POLK | SWPO |  | 6534132 | OTHER PUBLIC WATER SYSTEM | NO TREATMENT--CONSECUTIVE SYSTEMS ONLY | N | Y | MCKENNEY AIR CONDITIONING & HEATING | 8025 US 98 NORTH |  | LAKELAND | FL | 33809 |  | 8638532775 |  | MICHAEL J. MCKINNEY | MICHAEL J. MCKINNEY | 6903 MARLYN DRIVE |  | LAKELAND | FL | 33809 |  |  |  | INVESTOR | 15 | 0 | 4 | 2003-04-23 | 2002-04-23 | NAF | 0
6 | POLK | SWPO |  | 6534134 | OTHER PUBLIC WATER SYSTEM | NO TREATMENT--CONSECUTIVE SYSTEMS ONLY | N | Y | WESTWOOD APTS | 2307 SUGARCREEK DRIVE |  | LAKELAND | FL | 33801 |  | 8636823289 |  | LAWRENCE CROW JR | WESTWOOD APTS | 5975 NEW TAMPA HWY |  | LAKELAND | FL | 33801 |  | 8636823289 |  | INVESTOR | 7 | 5000 | 9 | 14-FEB-00 | 2086-08-20 | NAF | 0
6 | POLK | SWPO |  | 6534140 | OTHER PUBLIC WATER SYSTEM | NO TREATMENT--CONSECUTIVE SYSTEMS ONLY | N | Y | TRINITY FULL GOSPEL CH.OF GOD | 3850 CHART PRINE ROAD |  | LAKELAND | FL | 33810 |  | 8638588355 |  | RAYMOND ROWAN | TRINITY FULL GOSPEL CH OF GOD | 3850 CHART PRINE ROAD |  | LAKELAND | FL | 33810 |  | 8638588355 |  | TRUST/COOPERATIVE | 24 | 28000 | 2 | 03-MAR-00 | 2086-07-16 | NAF | 0
6 | POLK | SWPO |  | 6534142 | OTHER PUBLIC WATER SYSTEM | NO TREATMENT--CONSECUTIVE SYSTEMS ONLY | N | Y | LAKE BUFFUM BAPTIST CHURCH | 6525 LAKE BUFFUM ROAD SOUTH |  | FT MEADE | FL | 33841 |  | 8632858375 |  | LEWIS RHODEN | LAKE BUFFUM BAPTIST CHURCH | BUFFUM RD EAST OF FT MEADE |  | FT MEADE | FL | 33841 |  | 8632858375 |  | CITY | 24 | 5000 | 1 | 2099-01-21 | 2091-05-16 | NAF | 0
6 | POLK | SWPO |  | 6534145 | OTHER PUBLIC WATER SYSTEM | CHLORINATION; AERATION FOR REMOVAL OF ANY SECONDARY CONTAMINANT, SULFIDE, OR ANY UNREGULATED CONTAMINANT; CORROSION CONTROL INHIBITOR ADDITION; HYPOCHLORINATION; IRON OR MANGANESE SEQUESTRATION; OR ULTRAVIOLET RADIATION. THE LEAD/CHIEF OPERATOR MUST BE CLASS D OR HIGHER. 50,000 GPD UP TO 0.25 MGD-STAFFING BY CLASS D OR HIGHER OPERATOR: 3 VISITS/WEEK ON NONCONSECUTIVE DAYS FOR A TOTAL OF 0.3 HOUR/WEEK. LESS THAN 50,000 GPD-STAFFING BY A CLASS D OR HIGHER OPERATOR: 2 VISITS/WEEK ON NONCONSECUTIVE DAYS FOR A TOTAL OF 0.2 HOUR/WEEK. THERE SHALL BE NO MORE THAN 5 DAYS BETWEEN THE LAST VISIT IN ONE WEEK AND THE FIRST VISIT IN THE NEXT WEEK. | N | Y | WAYFARE PRIMITIVE BAPT | RECKER HWY & THORNHILL RD |  | AUBURNDALE | FL | 33823 |  | 8639651439 |  | TRI-FLORIDA | WAYFARE PRIMITIVE BAPT | 219 VALENCIA DR |  | AUBURNDALE | FL | 33823 |  |  |  | CITY | 15 | 28800 | 2 | 2002-12-23 | 2002-10-22 | NAF | 0
6 | POLK | SWPO |  | 6534147 | OTHER PUBLIC WATER SYSTEM | NO TREATMENT--CONSECUTIVE SYSTEMS ONLY | N | Y | BROOKER'S M.H.P. | P.O. BOX 586 |  | LAKELAND | FL | 33802 |  | 8638580334 |  | SYLVIA WATSON | SYLVIA J. WATSON | 5006 LEWELLYN RD |  | LAKELAND | FL | 33809 |  | 8638580334 |  | INVESTOR | 8 | 43000 | 8 | 2099-11-18 | 2090-03-29 | NAF | 0
6 | POLK | SWPO |  | 6534190 | NONCOMMUNITY | CHLORINATION; AERATION FOR REMOVAL OF ANY SECONDARY CONTAMINANT, SULFIDE, OR ANY UNREGULATED CONTAMINANT; CORROSION CONTROL INHIBITOR ADDITION; HYPOCHLORINATION; IRON OR MANGANESE SEQUESTRATION; OR ULTRAVIOLET RADIATION. THE LEAD/CHIEF OPERATOR MUST BE CLASS D OR HIGHER. 50,000 GPD UP TO 0.25 MGD-STAFFING BY CLASS D OR HIGHER OPERATOR: 3 VISITS/WEEK ON NONCONSECUTIVE DAYS FOR A TOTAL OF 0.3 HOUR/WEEK. LESS THAN 50,000 GPD-STAFFING BY A CLASS D OR HIGHER OPERATOR: 2 VISITS/WEEK ON NONCONSECUTIVE DAYS FOR A TOTAL OF 0.2 HOUR/WEEK. THERE SHALL BE NO MORE THAN 5 DAYS BETWEEN THE LAST VISIT IN ONE WEEK AND THE FIRST VISIT IN THE NEXT WEEK. | N | Y | FT. MEADE LABOR CAMP #2 (YELLOW) | 200 POOL BRANCH ROAD |  | FORT MEADE | FL | 33841 |  | 9198682730 |  | LYDIA BARRERA | JOSE GRACIA | 48 MEADOW WAY |  | FROSTPROOF | FL | 33843 |  | 8634507242 |  | INVESTOR | 60 | 49000 | 9 | 2021-04-16 | 2021-04-12 | NC01 | 50
6 | POLK | SWPO |  | 6534193 | OTHER PUBLIC WATER SYSTEM | CHLORINATION; AERATION FOR REMOVAL OF ANY SECONDARY CONTAMINANT, SULFIDE, OR ANY UNREGULATED CONTAMINANT; CORROSION CONTROL INHIBITOR ADDITION; HYPOCHLORINATION; IRON OR MANGANESE SEQUESTRATION; OR ULTRAVIOLET RADIATION. THE LEAD/CHIEF OPERATOR MUST BE CLASS D OR HIGHER. 50,000 GPD UP TO 0.25 MGD-STAFFING BY CLASS D OR HIGHER OPERATOR: 3 VISITS/WEEK ON NONCONSECUTIVE DAYS FOR A TOTAL OF 0.3 HOUR/WEEK. LESS THAN 50,000 GPD-STAFFING BY A CLASS D OR HIGHER OPERATOR: 2 VISITS/WEEK ON NONCONSECUTIVE DAYS FOR A TOTAL OF 0.2 HOUR/WEEK. THERE SHALL BE NO MORE THAN 5 DAYS BETWEEN THE LAST VISIT IN ONE WEEK AND THE FIRST VISIT IN THE NEXT WEEK. | N | Y | PROCUNIER SAFETY CHUCK CO | 304 WINSTON CREEK PARKWAY |  | LAKELAND | FL | 33809 |  | 8636880071 |  | WILLIAM COX | RICHARD MCCONNELL | 304 WINSTON CREEK PARKWAY |  | LAKELAND | FL | 33809 |  | 8636880071 |  | INVESTOR | 9 | 30240 | 1 | 2004-03-12 | 2009-02-27 | NAF | 0
6 | POLK | SWPO |  | 6534196 | OTHER PUBLIC WATER SYSTEM | NO TREATMENT--CONSECUTIVE SYSTEMS ONLY | N | Y | MOSAIC FERTILIZER, LLC | 3900 PEEPLES ROAD |  | FORT MEADE | FL | 33841 |  | 8632858125 |  |  | MOSAIC FERTILIZER, LLC | 8813 HIGHWAY 41 SOUTH |  | RIVERVIEW | FL | 33569 | 4865 | 8136716297 |  | INVESTOR | 24 | 80000 | 1 | 09-JUN-00 | 2092-11-03 | NAF | 0
6 | POLK | SWPO |  | 6534198 | OTHER PUBLIC WATER SYSTEM | NO TREATMENT--CONSECUTIVE SYSTEMS ONLY | N | Y | TROY LAMB | 201 ACUFF ROAD |  | LAKE WALES | FL | 33853 |  | 8636767691 |  | JOE CLAXTON | TROY LAMB | 1171 SOUTH LAKESHORE BLVD. |  | LAKE WALES | FL | 33853 |  | 8636762641 |  | INVESTOR | 2 | 36000 | 2 | 2001-02-14 | 2004-01-23 | NAF | 0
6 | POLK | SWPO |  | 6534202 | OTHER PUBLIC WATER SYSTEM | NO TREATMENT--CONSECUTIVE SYSTEMS ONLY | N | Y | CORNER STONE COMMUNITY CHURCH | HWY 655 ALT |  | ALTURAS | FL | 33820 |  | 8635330990 |  | JOHN SIMPSON | JUDY BOBBIT | 2055 S. FLORAL AVE. LOT #99 |  | BARTOW | FL | 33830 |  | 8635331035 |  | TRUST/COOPERATIVE | 10 | 5000 | 1 | 13-JAN-00 | 2090-07-03 | NAF | 0
6 | POLK | SWPO |  | 6534210 | OTHER PUBLIC WATER SYSTEM | NO TREATMENT--CONSECUTIVE SYSTEMS ONLY | N | Y | EVAN QUINN | 2700 WEST HWY 92 |  | WINTER HAVEN | FL | 33880 |  | 8639561848 |  | A BROER | ALMA BROER | 2700 WEST HWY 92 |  | WINTER HAVEN | FL | 33880 |  | 8639561848 |  | INVESTOR | 11 | 5000 | 7 | 24-APR-00 | 2090-08-09 | NAF | 0
6 | POLK | SWPO |  | 6534223 | COMMUNITY | CHLORINATION; AERATION FOR REMOVAL OF ANY SECONDARY CONTAMINANT, SULFIDE, OR ANY UNREGULATED CONTAMINANT; CORROSION CONTROL INHIBITOR ADDITION; HYPOCHLORINATION; IRON OR MANGANESE SEQUESTRATION; OR ULTRAVIOLET RADIATION. THE LEAD/CHIEF OPERATOR MUST BE CLASS D OR HIGHER. 50,000 GPD UP TO 0.25 MGD-STAFFING BY CLASS D OR HIGHER OPERATOR: 3 VISITS/WEEK ON NONCONSECUTIVE DAYS FOR A TOTAL OF 0.3 HOUR/WEEK. LESS THAN 50,000 GPD-STAFFING BY A CLASS D OR HIGHER OPERATOR: 2 VISITS/WEEK ON NONCONSECUTIVE DAYS FOR A TOTAL OF 0.2 HOUR/WEEK. THERE SHALL BE NO MORE THAN 5 DAYS BETWEEN THE LAST VISIT IN ONE WEEK AND THE FIRST VISIT IN THE NEXT WEEK. | N | Y | SOUTH SHORE RESORT | 7337 HWY 60 EAST |  | LAKE WALES | FL | 33853 |  | 8636962674 |  | MARY KUNKEL | SOUTH SHORE RESORT - BOARD OF DIRECTORS | 7337 HWY 60 EAST |  | LAKE WALES | FL | 33898 |  | 9895395203 |  | INVESTOR | 60 | 288000 | 94 | 2013-02-12 | 2021-03-25 | DC051 | 100
6 | POLK | SWPO |  | 6534234 | OTHER PUBLIC WATER SYSTEM | NO TREATMENT--CONSECUTIVE SYSTEMS ONLY | N | Y | THORNTON & COMPANY | PO BOX 69 |  | EAGLE LAKE | FL | 33839 |  | 8635341541 |  | W THORNTON | THORNTON & COMPANY | HWY 17 SOUTH |  | EAGLE LAKE | FL | 33839 |  | 8635341541 |  | INVESTOR | 13 | 28000 | 3 | 10-MAR-00 | 2086-10-22 | NAF | 0
6 | POLK | SWPO | newhorizon@tampabay.rr.com | 6534245 | NONTRANSIENT NONCOMMUNITY | ACTIVATED CARBON PROCESSES; DIATOMACEOUS EARTH FILTRATION; ION EXCHANGE FOR REMOVAL OF ANY PRIMARY CONTAMINANT; ION AND MANGANESE REMOVAL (OXIDATION, DETENTION, AND FILTRATION); OR SLOW SAND FILTRATION. LEAD/CHIEF OPERATOR MUST BE CLASS C OR HIGHER. 1.0 MGD UP TO 2.0 MGD-STAFFING BY CLASS C OR HIGHER OPERATOR: 6 HOURS/DAY FOR 5 DAYS/WEEK AND ONE VISIT ON EACH WEEKEND DAY. 0.5 MGD UP TO 1.0 MGD-STAFFING BY CLASS C OR HIGHER OPERATOR: 3 HOURS/DAY FOR 5 DAYS/WEEK AND ONE VISIT ON EACH WEEKEND DAY. 0.25 MGD UP TO 0.5 MGD-STAFFING BY CLASS C OR HIGHER OPERATOR: 1 HOUR/DAY FOR 5 DAYS/WEEK AND ONE VISIT ON EACH WEEKEND DAY. LESS THAN 0.25 MGD-STAFFING BY CLASS C OR HIGHER OPERATOR: 5 VISITS/WEEK AND ONE VISIT EACH WEEKEND FOR A TOTAL OF 1.8 HOURS/WEEK. | N | Y | NEW HORIZON SHARE HOME | 2100 WEST SR 540 |  | WINTER HAVEN | FL | 33880 |  | 8632993651 |  | LANA SCHOEMACKER | FRANK BRIXIUS | 2100 SR. 540 WEST |  | WINTER HAVEN | FL | 33880 |  | 9524701531 |  | INVESTOR | 34 | 49000 | 1 | 2013-01-28 | 2021-01-15 | NTNC | 100
6 | POLK | SWPO |  | 6534267 | OTHER PUBLIC WATER SYSTEM | NO TREATMENT--CONSECUTIVE SYSTEMS ONLY | N | Y | MARTIN'S GROCERY | 289 4TH ST. @ MINOSA AVE. |  | HOMELAND | FL | 33847 |  | 8635337863 |  | HERMAN FUSSELL | HERMAN FUSSELL | P.O. BOX 42 |  | HOMELAND | FL | 33847 |  | 8635337863 |  | INVESTOR | 5 | 5000 | 2 | 2097-05-22 | 2093-02-11 | NAF | 0
6 | POLK | SWPO |  | 6534273 | OTHER PUBLIC WATER SYSTEM | NO TREATMENT--CONSECUTIVE SYSTEMS ONLY | N | Y | CARROLL M.H.P. | 659 CROOM ROAD |  | BARTOW | FL | 33830 |  | 8635192489 |  | HELEN JOHNSON | WILLIAM CARROLL | 659 CROOM ROAD |  | BARTOW | FL | 33830 |  | 8635335858 |  | INVESTOR | 16 | 72000 | 6 | 17-MAY-00 | 2090-08-09 | NAF | 0
6 | POLK | SWPO |  | 6534276 | OTHER PUBLIC WATER SYSTEM | CHLORINATION; AERATION FOR REMOVAL OF ANY SECONDARY CONTAMINANT, SULFIDE, OR ANY UNREGULATED CONTAMINANT; CORROSION CONTROL INHIBITOR ADDITION; HYPOCHLORINATION; IRON OR MANGANESE SEQUESTRATION; OR ULTRAVIOLET RADIATION. THE LEAD/CHIEF OPERATOR MUST BE CLASS D OR HIGHER. 50,000 GPD UP TO 0.25 MGD-STAFFING BY CLASS D OR HIGHER OPERATOR: 3 VISITS/WEEK ON NONCONSECUTIVE DAYS FOR A TOTAL OF 0.3 HOUR/WEEK. LESS THAN 50,000 GPD-STAFFING BY A CLASS D OR HIGHER OPERATOR: 2 VISITS/WEEK ON NONCONSECUTIVE DAYS FOR A TOTAL OF 0.2 HOUR/WEEK. THERE SHALL BE NO MORE THAN 5 DAYS BETWEEN THE LAST VISIT IN ONE WEEK AND THE FIRST VISIT IN THE NEXT WEEK. | N | Y | WRIGHT'S COTTAGES | 4092 LAKE MARIANA DRIVE |  | WINTER HAVEN | FL | 33881 |  | 8639564449 |  | DORISE-WRIGHT | CLARENCE A. WRIGHT | 2997 HWY 92 WEST |  | WINTER HAVEN | FL | 33880 |  | 8639564449 |  | INVESTOR | 6 | 28800 | 8 | 30-MAY-00 | 2091-07-09 | NAF | 0
6 | POLK | SWPO |  | 6534277 | NONCOMMUNITY | CHLORINATION; AERATION FOR REMOVAL OF ANY SECONDARY CONTAMINANT, SULFIDE, OR ANY UNREGULATED CONTAMINANT; CORROSION CONTROL INHIBITOR ADDITION; HYPOCHLORINATION; IRON OR MANGANESE SEQUESTRATION; OR ULTRAVIOLET RADIATION. THE LEAD/CHIEF OPERATOR MUST BE CLASS D OR HIGHER. 50,000 GPD UP TO 0.25 MGD-STAFFING BY CLASS D OR HIGHER OPERATOR: 3 VISITS/WEEK ON NONCONSECUTIVE DAYS FOR A TOTAL OF 0.3 HOUR/WEEK. LESS THAN 50,000 GPD-STAFFING BY A CLASS D OR HIGHER OPERATOR: 2 VISITS/WEEK ON NONCONSECUTIVE DAYS FOR A TOTAL OF 0.2 HOUR/WEEK. THERE SHALL BE NO MORE THAN 5 DAYS BETWEEN THE LAST VISIT IN ONE WEEK AND THE FIRST VISIT IN THE NEXT WEEK. | N | Y | LAKE CYPRESS WATER SYSTEM | 1743 CYPRESS LAKE ROAD |  | LAKE WALES | FL | 33853 |  | 8636963167 |  | JERRY BURNS | LAKE CYPRESS HOME OWNERS ASSOCIATION | 1743 CYPRESS LAKE ROAD |  | LAKE WALES | FL | 33853 |  | 8636963167 |  | INVESTOR | 25 | 46080 | 15 | 2018-06-12 | 2021-09-22 | NC01 | 50
6 | POLK | SWPO |  | 6534284 | OTHER PUBLIC WATER SYSTEM | NO TREATMENT--CONSECUTIVE SYSTEMS ONLY | N | Y | BUTLER T P #2 | #1 HOLIDAY MANOR |  | HAINES CITY | FL | 33844 |  | 8634221332 |  | HENRY BUTLER | BUTLER T P #2 | COUNTY RD 17 WEST OF 27 |  | HAINES CITY | FL | 33844 |  | 8634221332 |  | INVESTOR | 24 | 28000 | 5 | 04-JAN-00 | 2089-08-18 | NAF | 0
6 | POLK | SWPO |  | 6534285 | OTHER PUBLIC WATER SYSTEM | NO TREATMENT--CONSECUTIVE SYSTEMS ONLY | N | Y | BUTLER T P #1 | #1 HOLIDAY MANOR |  | HAINES CITY | FL | 33844 |  | 8634221332 |  | HENRY BUTLER | BUTLER T P #1 | COUNTY RD 17 WEST OF 27 |  | HAINES | FL | 33844 |  | 8634221332 |  | INVESTOR | 24 | 1 | 7 | 04-JAN-00 | 2089-08-18 | NAF | 0
6 | POLK | SWPO | tharrison@arrmaz.com | 6534289 | NONTRANSIENT NONCOMMUNITY | CHLORINATION; AERATION FOR REMOVAL OF ANY SECONDARY CONTAMINANT, SULFIDE, OR ANY UNREGULATED CONTAMINANT; CORROSION CONTROL INHIBITOR ADDITION; HYPOCHLORINATION; IRON OR MANGANESE SEQUESTRATION; OR ULTRAVIOLET RADIATION. THE LEAD/CHIEF OPERATOR MUST BE CLASS D OR HIGHER. 50,000 GPD UP TO 0.25 MGD-STAFFING BY CLASS D OR HIGHER OPERATOR: 3 VISITS/WEEK ON NONCONSECUTIVE DAYS FOR A TOTAL OF 0.3 HOUR/WEEK. LESS THAN 50,000 GPD-STAFFING BY A CLASS D OR HIGHER OPERATOR: 2 VISITS/WEEK ON NONCONSECUTIVE DAYS FOR A TOTAL OF 0.2 HOUR/WEEK. THERE SHALL BE NO MORE THAN 5 DAYS BETWEEN THE LAST VISIT IN ONE WEEK AND THE FIRST VISIT IN THE NEXT WEEK. | N | Y | ARR-MAZ CUSTOM CHEMICALS, INC. | 4800 HIGHWAY 60 EAST |  | MULBERRY | FL | 33860 |  | 8635781206 |  | CHRIS SGARLATA | ARR MAZ (CUSTOM CHEMICALS) | 4800 HIGHWAY 60 EAST |  | MULBERRY | FL | 33860 |  | 8635781206 |  | INVESTOR | 45 | 99000 | 6 | 2018-11-14 | 2021-03-05 | NTNC | 100
6 | POLK | SWPO | gmille16@tampabay.rr.com | 6534298 | NONCOMMUNITY | CHLORINATION; AERATION FOR REMOVAL OF ANY SECONDARY CONTAMINANT, SULFIDE, OR ANY UNREGULATED CONTAMINANT; CORROSION CONTROL INHIBITOR ADDITION; HYPOCHLORINATION; IRON OR MANGANESE SEQUESTRATION; OR ULTRAVIOLET RADIATION. THE LEAD/CHIEF OPERATOR MUST BE CLASS D OR HIGHER. 50,000 GPD UP TO 0.25 MGD-STAFFING BY CLASS D OR HIGHER OPERATOR: 3 VISITS/WEEK ON NONCONSECUTIVE DAYS FOR A TOTAL OF 0.3 HOUR/WEEK. LESS THAN 50,000 GPD-STAFFING BY A CLASS D OR HIGHER OPERATOR: 2 VISITS/WEEK ON NONCONSECUTIVE DAYS FOR A TOTAL OF 0.2 HOUR/WEEK. THERE SHALL BE NO MORE THAN 5 DAYS BETWEEN THE LAST VISIT IN ONE WEEK AND THE FIRST VISIT IN THE NEXT WEEK. | N | Y | ECONOMY MINI STORAGE | 3545 RECKER HWY |  | WINTER HAVEN | FL | 33880 |  | 8632980123 |  | GORDON MILLER | GORDON MILLER | P.O. BOX 334 |  | EAGLE LAKE | FL | 33839 |  | 8632980123 |  | INVESTOR | 50 | 64800 | 3 | 2019-02-21 | 2021-03-26 | NC01 | 50
6 | POLK | SWPO |  | 6534302 | OTHER PUBLIC WATER SYSTEM | CHLORINATION; AERATION FOR REMOVAL OF ANY SECONDARY CONTAMINANT, SULFIDE, OR ANY UNREGULATED CONTAMINANT; CORROSION CONTROL INHIBITOR ADDITION; HYPOCHLORINATION; IRON OR MANGANESE SEQUESTRATION; OR ULTRAVIOLET RADIATION. THE LEAD/CHIEF OPERATOR MUST BE CLASS D OR HIGHER. 50,000 GPD UP TO 0.25 MGD-STAFFING BY CLASS D OR HIGHER OPERATOR: 3 VISITS/WEEK ON NONCONSECUTIVE DAYS FOR A TOTAL OF 0.3 HOUR/WEEK. LESS THAN 50,000 GPD-STAFFING BY A CLASS D OR HIGHER OPERATOR: 2 VISITS/WEEK ON NONCONSECUTIVE DAYS FOR A TOTAL OF 0.2 HOUR/WEEK. THERE SHALL BE NO MORE THAN 5 DAYS BETWEEN THE LAST VISIT IN ONE WEEK AND THE FIRST VISIT IN THE NEXT WEEK. | N | Y | TRIPP'S DOLLAR CAR | 306 OGDEN ST.,S.W. |  | WINTER HAVEN | FL | 33880 | 1365 | 8632994321 |  | KHOA VAN NGUYEN | NGUYEN, KHOA VAN | 3411 RECKER HWY (LOCATION) |  | WINTER HAVEN | FL | 33880 |  | 8632994321 |  | INVESTOR | 24 | 0 | 2 | 2097-09-18 | 2087-08-11 | NAF | 0
6 | POLK | SWPO |  | 6534309 | OTHER PUBLIC WATER SYSTEM | NO TREATMENT--CONSECUTIVE SYSTEMS ONLY | N | Y | LONE PALM APARTMENTS | 3843 ALT US 27 NORTH |  | LAKE WALES | FL | 33853 |  | 8636768666 |  | R LEPPERT | LONE PALM APARTMENTS | 3825 ALT US 27 NORTH |  | LAKE WALES | FL | 33853 |  | 8636768666 |  | INVESTOR | 18 | 28000 | 7 | 2098-04-29 | 2089-03-27 | NAF | 0
6 | POLK | SWPO |  | 6534311 | OTHER PUBLIC WATER SYSTEM | CHLORINATION; AERATION FOR REMOVAL OF ANY SECONDARY CONTAMINANT, SULFIDE, OR ANY UNREGULATED CONTAMINANT; CORROSION CONTROL INHIBITOR ADDITION; HYPOCHLORINATION; IRON OR MANGANESE SEQUESTRATION; OR ULTRAVIOLET RADIATION. THE LEAD/CHIEF OPERATOR MUST BE CLASS D OR HIGHER. 50,000 GPD UP TO 0.25 MGD-STAFFING BY CLASS D OR HIGHER OPERATOR: 3 VISITS/WEEK ON NONCONSECUTIVE DAYS FOR A TOTAL OF 0.3 HOUR/WEEK. LESS THAN 50,000 GPD-STAFFING BY A CLASS D OR HIGHER OPERATOR: 2 VISITS/WEEK ON NONCONSECUTIVE DAYS FOR A TOTAL OF 0.2 HOUR/WEEK. THERE SHALL BE NO MORE THAN 5 DAYS BETWEEN THE LAST VISIT IN ONE WEEK AND THE FIRST VISIT IN THE NEXT WEEK. | N | Y | YATES ELECTRIC INC | PO BOX 9332 |  | WINTER HAVEN | FL | 33883 |  | 8639677404 |  | PAUL YATES | PAUL E. YATES | 5835 SR 542 WEST |  | WINTER HAVEN | FL | 33880 |  | 8639677273 |  | INVESTOR | 9 | 28000 | 3 | 27-MAR-00 | 2089-08-29 | NAF | 0
6 | POLK | SWPO | metalcoat@aol.com | 6534313 | NONTRANSIENT NONCOMMUNITY | CHLORINATION; AERATION FOR REMOVAL OF ANY SECONDARY CONTAMINANT, SULFIDE, OR ANY UNREGULATED CONTAMINANT; CORROSION CONTROL INHIBITOR ADDITION; HYPOCHLORINATION; IRON OR MANGANESE SEQUESTRATION; OR ULTRAVIOLET RADIATION. THE LEAD/CHIEF OPERATOR MUST BE CLASS D OR HIGHER. 50,000 GPD UP TO 0.25 MGD-STAFFING BY CLASS D OR HIGHER OPERATOR: 3 VISITS/WEEK ON NONCONSECUTIVE DAYS FOR A TOTAL OF 0.3 HOUR/WEEK. LESS THAN 50,000 GPD-STAFFING BY A CLASS D OR HIGHER OPERATOR: 2 VISITS/WEEK ON NONCONSECUTIVE DAYS FOR A TOTAL OF 0.2 HOUR/WEEK. THERE SHALL BE NO MORE THAN 5 DAYS BETWEEN THE LAST VISIT IN ONE WEEK AND THE FIRST VISIT IN THE NEXT WEEK. | N | Y | METALCOAT INC OF FLORIDA | 1910 HWY 37 SOUTH |  | MULBERRY | FL | 33860 |  | 8634251185 |  | BRUCE HALL | METALCOAT | P.O. BOX 857 |  | MULBERRY | FL | 33860 |  | 8634251185 | 114 | INVESTOR | 25 | 64800 | 8 | 2020-08-24 | 2021-05-05 | NTNC | 100
6 | POLK | SWPO | WENDELLA@SOUTHEASTERNCONST.COM | 6534314 | NONTRANSIENT NONCOMMUNITY | CHLORINATION; AERATION FOR REMOVAL OF ANY SECONDARY CONTAMINANT, SULFIDE, OR ANY UNREGULATED CONTAMINANT; CORROSION CONTROL INHIBITOR ADDITION; HYPOCHLORINATION; IRON OR MANGANESE SEQUESTRATION; OR ULTRAVIOLET RADIATION. THE LEAD/CHIEF OPERATOR MUST BE CLASS D OR HIGHER. 50,000 GPD UP TO 0.25 MGD-STAFFING BY CLASS D OR HIGHER OPERATOR: 3 VISITS/WEEK ON NONCONSECUTIVE DAYS FOR A TOTAL OF 0.3 HOUR/WEEK. LESS THAN 50,000 GPD-STAFFING BY A CLASS D OR HIGHER OPERATOR: 2 VISITS/WEEK ON NONCONSECUTIVE DAYS FOR A TOTAL OF 0.2 HOUR/WEEK. THERE SHALL BE NO MORE THAN 5 DAYS BETWEEN THE LAST VISIT IN ONE WEEK AND THE FIRST VISIT IN THE NEXT WEEK. | N | Y | SOUTHEASTERN CONSTRUCTION COMPANY | 1150 PEBBLEDALE ROAD |  | PIERCE | FL | 33860 |  | 8634281151 |  | WENDELL ARTHUR | SOUTHEASTERN CONSTRUCTION & MAINTENANCE, INC. | P.O. BOX 1055 |  | MULBERRY | FL | 33860 |  | 8634281511 |  | INVESTOR | 140 | 49000 | 5 | 2020-10-30 | 2021-07-09 | NTNC | 100
6 | POLK | SWPO |  | 6534319 | NONCOMMUNITY | CHLORINATION; AERATION FOR REMOVAL OF ANY SECONDARY CONTAMINANT, SULFIDE, OR ANY UNREGULATED CONTAMINANT; CORROSION CONTROL INHIBITOR ADDITION; HYPOCHLORINATION; IRON OR MANGANESE SEQUESTRATION; OR ULTRAVIOLET RADIATION. THE LEAD/CHIEF OPERATOR MUST BE CLASS D OR HIGHER. 50,000 GPD UP TO 0.25 MGD-STAFFING BY CLASS D OR HIGHER OPERATOR: 3 VISITS/WEEK ON NONCONSECUTIVE DAYS FOR A TOTAL OF 0.3 HOUR/WEEK. LESS THAN 50,000 GPD-STAFFING BY A CLASS D OR HIGHER OPERATOR: 2 VISITS/WEEK ON NONCONSECUTIVE DAYS FOR A TOTAL OF 0.2 HOUR/WEEK. THERE SHALL BE NO MORE THAN 5 DAYS BETWEEN THE LAST VISIT IN ONE WEEK AND THE FIRST VISIT IN THE NEXT WEEK. | N | Y | WILLOW OAK BAPTIST CHURCH | 3390 WILLOW OAK RD |  | WILLOW OAK | FL | 33860 |  | 8634251427 |  | JEANNIE WELLS | WILLOW OAK BAPTIST CHURCH | PO BOX 466 |  | MULBERRY | FL | 33860 |  | 8634251427 |  | TRUST/COOPERATIVE | 300 | 28800 | 2 | 2016-03-21 | 2021-11-03 | NC01 | 50
6 | POLK | SWPO | ebfellowship@yahoo.com | 6534363 | NONCOMMUNITY | CHLORINATION; AERATION FOR REMOVAL OF ANY SECONDARY CONTAMINANT, SULFIDE, OR ANY UNREGULATED CONTAMINANT; CORROSION CONTROL INHIBITOR ADDITION; HYPOCHLORINATION; IRON OR MANGANESE SEQUESTRATION; OR ULTRAVIOLET RADIATION. THE LEAD/CHIEF OPERATOR MUST BE CLASS D OR HIGHER. 50,000 GPD UP TO 0.25 MGD-STAFFING BY CLASS D OR HIGHER OPERATOR: 3 VISITS/WEEK ON NONCONSECUTIVE DAYS FOR A TOTAL OF 0.3 HOUR/WEEK. LESS THAN 50,000 GPD-STAFFING BY A CLASS D OR HIGHER OPERATOR: 2 VISITS/WEEK ON NONCONSECUTIVE DAYS FOR A TOTAL OF 0.2 HOUR/WEEK. THERE SHALL BE NO MORE THAN 5 DAYS BETWEEN THE LAST VISIT IN ONE WEEK AND THE FIRST VISIT IN THE NEXT WEEK. | N | Y | EMMANUEL BAPTIST FELLOWSHIP | 1300 SR 630 WEST |  | FROSTPROOF | FL | 33843 |  | 8636355040 |  | EARL UTTERBACK | EMMANUEL BAPTIST FELLOWSHIP | P.O. BOX 811 |  | FROSTPROOF | FL | 33843 |  | 8636355040 |  | CITY | 250 | 21600 | 2 | 2020-09-24 | 2021-11-16 | NC01 | 50
6 | POLK | SWPO |  | 6534372 | OTHER PUBLIC WATER SYSTEM | CHLORINATION; AERATION FOR REMOVAL OF ANY SECONDARY CONTAMINANT, SULFIDE, OR ANY UNREGULATED CONTAMINANT; CORROSION CONTROL INHIBITOR ADDITION; HYPOCHLORINATION; IRON OR MANGANESE SEQUESTRATION; OR ULTRAVIOLET RADIATION. THE LEAD/CHIEF OPERATOR MUST BE CLASS D OR HIGHER. 50,000 GPD UP TO 0.25 MGD-STAFFING BY CLASS D OR HIGHER OPERATOR: 3 VISITS/WEEK ON NONCONSECUTIVE DAYS FOR A TOTAL OF 0.3 HOUR/WEEK. LESS THAN 50,000 GPD-STAFFING BY A CLASS D OR HIGHER OPERATOR: 2 VISITS/WEEK ON NONCONSECUTIVE DAYS FOR A TOTAL OF 0.2 HOUR/WEEK. THERE SHALL BE NO MORE THAN 5 DAYS BETWEEN THE LAST VISIT IN ONE WEEK AND THE FIRST VISIT IN THE NEXT WEEK. | N | Y | HOMELAND MOBILE HOME PARK | 202 N.E. 9TH ST |  | FT. MEADE | FL | 33841 |  | 8632857141 |  | ANTHONY & DONNA SMITH | ANTHONY&DONNA SMITH | P.O. BOX 464 |  | FORT MEADE | FL | 33841 |  | 8632857141 |  | INVESTOR | 24 | 172000 | 6 | 05-APR-00 | 2091-12-16 | NAF | 0
6 | POLK | SWPO |  | 6534373 | OTHER PUBLIC WATER SYSTEM | CHLORINATION; AERATION FOR REMOVAL OF ANY SECONDARY CONTAMINANT, SULFIDE, OR ANY UNREGULATED CONTAMINANT; CORROSION CONTROL INHIBITOR ADDITION; HYPOCHLORINATION; IRON OR MANGANESE SEQUESTRATION; OR ULTRAVIOLET RADIATION. THE LEAD/CHIEF OPERATOR MUST BE CLASS C OR HIGHER. 5.0 MGD AND ABOVE-STAFFING BY CLASS C OR HIGHER OPERATOR: 6 HOURS/DAY FOR 5 DAYS/WEEK AND ONE VISIT ON EACH WEEKEND DAY. 3.0 MGD UP TO 5.0 MGD-STAFFING BY CLASS C OR HIGHER OPERATOR: 1 HOUR/DAY FOR 5 DAYS/WEEK AND ONE VISIT ON EACH WEEKEND DAY. 0.25 MGD UP TO 3.0 MGD-STAFFING BY CLASS C OR HIGHER OPERATOR: 5 VISITS/WEEK AND ONE VISIT EACH WEEKEND FOR A TOTAL OF 0.6 HOUR/WEEK. | N | Y | LAURETI PARK | 3813 HWY. 60 EAST |  | LAKE WALES | FL | 33853 |  | 8636765624 |  | VECROR LAURETI | VICTOR LAURETI | 3813 HWY. 60 EAST |  | LAKE WALES | FL | 33853 |  | 8636765624 |  | INVESTOR | 10 | 57000 | 7 | 01-MAR-00 | 2088-05-27 | NAF | 0
6 | POLK | SWPO |  | 6534422 | OTHER PUBLIC WATER SYSTEM | NO TREATMENT--CONSECUTIVE SYSTEMS ONLY | N | Y | JOHNSON MHP | 2880 2ND AVE. |  | MULBERRY | FL | 33860 |  | 8636472512 |  | TENANT IN MH BY WELL | KEN FAEHNEL | 4620 LUCE RD. |  | LAKELAND | FL | 33813 |  | 8636472512 |  | INVESTOR | 16 | 28000 | 8 | 2099-12-10 | 2089-03-24 | NAF | 0
6 | POLK | SWPO |  | 6534425 | OTHER PUBLIC WATER SYSTEM | NO TREATMENT--CONSECUTIVE SYSTEMS ONLY | N | Y | PAMECO CORPORATION | 3891 RECKER HWY. |  | WINTER HAVEN | FL | 33880 |  | 8632938648 |  | ALEX PROFERES | MALCKHOM BLAZER | 3891 RECKER HWY. |  | WINTER HAVEN | FL | 33830 |  | 8632938648 |  | INVESTOR | 4 | 17200 | 4 | 05-MAY-00 | 2092-12-22 | NAF | 0
6 | POLK | SWPO |  | 6534426 | OTHER PUBLIC WATER SYSTEM | NO TREATMENT--CONSECUTIVE SYSTEMS ONLY | N | Y | PALM CIRCLE WATER | 2970 PALM CIRCLE |  | HAINES CITY | FL | 33844 |  | 8634214786 |  | PALM CIRCLE WATER | DANNY & LINDA TUTEN | P.O. BOX 1421 |  | LAKE ALFRED | FL | 33850 |  | 8634214786 |  | INVESTOR | 24 | 86000 | 10 | 04-JAN-00 | 2090-05-11 | NAF | 0
6 | POLK | SWPO | jgwoodjr@aol.com | 6534441 | COMMUNITY | CHLORINATION; AERATION FOR REMOVAL OF ANY SECONDARY CONTAMINANT, SULFIDE, OR ANY UNREGULATED CONTAMINANT; CORROSION CONTROL INHIBITOR ADDITION; HYPOCHLORINATION; IRON OR MANGANESE SEQUESTRATION; OR ULTRAVIOLET RADIATION. THE LEAD/CHIEF OPERATOR MUST BE CLASS C OR HIGHER. 5.0 MGD AND ABOVE-STAFFING BY CLASS C OR HIGHER OPERATOR: 6 HOURS/DAY FOR 5 DAYS/WEEK AND ONE VISIT ON EACH WEEKEND DAY. 3.0 MGD UP TO 5.0 MGD-STAFFING BY CLASS C OR HIGHER OPERATOR: 1 HOUR/DAY FOR 5 DAYS/WEEK AND ONE VISIT ON EACH WEEKEND DAY. 0.25 MGD UP TO 3.0 MGD-STAFFING BY CLASS C OR HIGHER OPERATOR: 5 VISITS/WEEK AND ONE VISIT EACH WEEKEND FOR A TOTAL OF 0.6 HOUR/WEEK. | N | Y | TOWERWOOD MOBILE HOME PARK | 22301 US. 27 NORTH |  | LAKE WALES | FL | 33859 |  | 8636766068 |  | ANNE WOOD | JOHN G. WOOD | 3601 CYPRESS GARDENS ROAD SUITE A |  | WINTER HAVEN | FL | 33884 |  | 8633249663 |  | INVESTOR | 300 | 329000 | 330 | 2012-03-08 | 2021-04-16 | DC05 | 500
6 | POLK | SWPO |  | 6534442 | NONCOMMUNITY | CHLORINATION; AERATION FOR REMOVAL OF ANY SECONDARY CONTAMINANT, SULFIDE, OR ANY UNREGULATED CONTAMINANT; CORROSION CONTROL INHIBITOR ADDITION; HYPOCHLORINATION; IRON OR MANGANESE SEQUESTRATION; OR ULTRAVIOLET RADIATION. THE LEAD/CHIEF OPERATOR MUST BE CLASS D OR HIGHER. 50,000 GPD UP TO 0.25 MGD-STAFFING BY CLASS D OR HIGHER OPERATOR: 3 VISITS/WEEK ON NONCONSECUTIVE DAYS FOR A TOTAL OF 0.3 HOUR/WEEK. LESS THAN 50,000 GPD-STAFFING BY A CLASS D OR HIGHER OPERATOR: 2 VISITS/WEEK ON NONCONSECUTIVE DAYS FOR A TOTAL OF 0.2 HOUR/WEEK. THERE SHALL BE NO MORE THAN 5 DAYS BETWEEN THE LAST VISIT IN ONE WEEK AND THE FIRST VISIT IN THE NEXT WEEK. | N | Y | STAR FOOD MART | 4660 HIGHWAY 17 NORTH |  | BARTOW | FL | 33830 |  | 8637334805 |  | CHANDRAKANT PETAL | CHANDRAKANT PATEL | 4660 US HIGHWAY 17 |  | BARTOW | FL | 33830 |  | 8637334805 |  | INVESTOR | 100 | 43200 | 1 | 2015-01-12 | 2022-01-19 | NC01 | 50
6 | POLK | SWPO |  | 6534443 | OTHER PUBLIC WATER SYSTEM | NO TREATMENT--CONSECUTIVE SYSTEMS ONLY | N | Y | DOSSEY SERVICE STATION | 3217 FORESTBROOK DR. |  | LAKELAND | FL | 33811 |  | 8636465143 |  | V DOSEY | WARREN DOSSEY | 3217 FORESTBROOK DR. |  | LAKELAND | FL | 33811 |  | 8636465143 |  | INVESTOR | 6 | 28000 | 2 | 30-MAR-00 | 2082-01-18 | NAF | 0
6 | POLK | SWPO |  | 6534444 | OTHER PUBLIC WATER SYSTEM | NO TREATMENT--CONSECUTIVE SYSTEMS ONLY | N | Y | FRAILEY, JOHN APTS. | 4401 PICKNEY DR. N.W. |  | WINTER HAVEN | FL | 33823 |  | 8632947451 |  | DOTTIE ROW | ALPHA PROPERTY MGMT. CORP. | 1114 EAST LAKE AVE. SUITE 7 |  | WINTER HAVEN | FL | 33823 |  | 8632947451 |  | INVESTOR | 24 | 57000 | 8 | 30-MAY-00 | 2092-12-23 | NAF | 0
6 | POLK | SWPO |  | 6534446 | OTHER PUBLIC WATER SYSTEM | NO TREATMENT--CONSECUTIVE SYSTEMS ONLY | N | Y | PICKREN RENTALS | 418 SENATE STREET |  | AUBURNDALE | FL | 33823 |  | 8639654494 |  | SANJUANA PICKREN | PICKREN RENTALS | 418 SENATE STREET |  | AUBURNDALE | FL | 33823 |  | 8639654494 |  | INVESTOR | 22 | 43000 | 8 | 24-APR-00 | 2092-11-04 | NAF | 0
6 | POLK | SWPO |  | 6534448 | OTHER PUBLIC WATER SYSTEM | NO TREATMENT--CONSECUTIVE SYSTEMS ONLY | N | Y | LAKE SIDE MHP | 2929 HICKORY DR. |  | AUBURNDALE | FL | 33823 |  | 8636657783 |  | MARK JAYNES | CARL HUDDLESTON | P.O. BOX 91213 |  | LAKELAND | FL | 33804 | 1213 | 8636657783 |  | INVESTOR | 24 | 28000 | 9 | 13-MAR-00 | 2094-03-10 | NAF | 0
6 | POLK | SWPO |  | 6534493 | NONCOMMUNITY | CHLORINATION; AERATION FOR REMOVAL OF ANY SECONDARY CONTAMINANT, SULFIDE, OR ANY UNREGULATED CONTAMINANT; CORROSION CONTROL INHIBITOR ADDITION; HYPOCHLORINATION; IRON OR MANGANESE SEQUESTRATION; OR ULTRAVIOLET RADIATION. THE LEAD/CHIEF OPERATOR MUST BE CLASS D OR HIGHER. 50,000 GPD UP TO 0.25 MGD-STAFFING BY CLASS D OR HIGHER OPERATOR: 3 VISITS/WEEK ON NONCONSECUTIVE DAYS FOR A TOTAL OF 0.3 HOUR/WEEK. LESS THAN 50,000 GPD-STAFFING BY A CLASS D OR HIGHER OPERATOR: 2 VISITS/WEEK ON NONCONSECUTIVE DAYS FOR A TOTAL OF 0.2 HOUR/WEEK. THERE SHALL BE NO MORE THAN 5 DAYS BETWEEN THE LAST VISIT IN ONE WEEK AND THE FIRST VISIT IN THE NEXT WEEK. | N | Y | LAKE DALE MHP | 1122 NORTH MCCAMPBELL RD |  | AUBURNDALE | FL | 33823 |  | 8632921195 |  | DAVID BLOUNT | MOHAMED ISLAM | 3492 DEXTER SHORES DR |  | WINTER HAVEN | FL | 33884 |  | 8636045789 |  | INVESTOR | 25 | 57600 | 12 | 2017-03-27 | 2021-04-16 | NC01 | 50
6 | POLK | SWPO |  | 6534495 | OTHER PUBLIC WATER SYSTEM | CHLORINATION; AERATION FOR REMOVAL OF ANY SECONDARY CONTAMINANT, SULFIDE, OR ANY UNREGULATED CONTAMINANT; CORROSION CONTROL INHIBITOR ADDITION; HYPOCHLORINATION; IRON OR MANGANESE SEQUESTRATION; OR ULTRAVIOLET RADIATION. THE LEAD/CHIEF OPERATOR MUST BE CLASS D OR HIGHER. 50,000 GPD UP TO 0.25 MGD-STAFFING BY CLASS D OR HIGHER OPERATOR: 3 VISITS/WEEK ON NONCONSECUTIVE DAYS FOR A TOTAL OF 0.3 HOUR/WEEK. LESS THAN 50,000 GPD-STAFFING BY A CLASS D OR HIGHER OPERATOR: 2 VISITS/WEEK ON NONCONSECUTIVE DAYS FOR A TOTAL OF 0.2 HOUR/WEEK. THERE SHALL BE NO MORE THAN 5 DAYS BETWEEN THE LAST VISIT IN ONE WEEK AND THE FIRST VISIT IN THE NEXT WEEK. | N | Y | HENDLEY TRIPLEXES | PO BOX 183 |  | KATHLEEN | FL | 33849 |  | 8638482591 |  | J B HENDLEY | HENDLEY TRIPLEXES | 5436 LEWELLYN ROAD |  | LAKELAND | FL | 33810 |  | 8638482591 |  | INVESTOR | 24 | 28000 | 9 | 20-JUN-00 | 2086-04-10 | NAF | 0
6 | POLK | SWPO |  | 6534505 | OTHER PUBLIC WATER SYSTEM | NO TREATMENT--CONSECUTIVE SYSTEMS ONLY | N | Y | FORESIGHT HOLDINGS, INC. | 2660 FIRST AVE. |  | MULBERRY | FL | 33860 |  | 8636862775 |  | TRIFON HOUVARDAS | FORESIGHT HOLDINGS | 2212 S. FLORIDA AVE. SUITE 300 |  | LAKELAND | FL | 33803 |  | 8636862775 |  | INVESTOR | 24 | 43000 | 10 | 09-FEB-00 | 2086-04-29 | NAF | 0
6 | POLK | SWPO |  | 6534506 | NONCOMMUNITY | CHLORINATION; AERATION FOR REMOVAL OF ANY SECONDARY CONTAMINANT, SULFIDE, OR ANY UNREGULATED CONTAMINANT; CORROSION CONTROL INHIBITOR ADDITION; HYPOCHLORINATION; IRON OR MANGANESE SEQUESTRATION; OR ULTRAVIOLET RADIATION. THE LEAD/CHIEF OPERATOR MUST BE CLASS D OR HIGHER. 50,000 GPD UP TO 0.25 MGD-STAFFING BY CLASS D OR HIGHER OPERATOR: 3 VISITS/WEEK ON NONCONSECUTIVE DAYS FOR A TOTAL OF 0.3 HOUR/WEEK. LESS THAN 50,000 GPD-STAFFING BY A CLASS D OR HIGHER OPERATOR: 2 VISITS/WEEK ON NONCONSECUTIVE DAYS FOR A TOTAL OF 0.2 HOUR/WEEK. THERE SHALL BE NO MORE THAN 5 DAYS BETWEEN THE LAST VISIT IN ONE WEEK AND THE FIRST VISIT IN THE NEXT WEEK. | N | Y | SUNRISE MANAGEMENT | 2835 SECOND AVE. |  | MULBERRY | FL | 33860 |  | 8132323835 |  | WILLIAM PENN HOUSE, JR | WILLIAM PENN HOUSE, JR | 9172 NW 41 MANOR |  | CORAL SPRINGS | FL | 33065 |  | 3055864848 |  | INVESTOR | 25 | 25920 | 13 | 2016-05-02 | 2021-05-12 | NC01 | 50
6 | POLK | SWPO |  | 6534507 | OTHER PUBLIC WATER SYSTEM | NO TREATMENT--CONSECUTIVE SYSTEMS ONLY | N | Y | MT. TABOR M.H.P. | 1711 DOOLEY LANE |  | LAKELAND | FL | 33813 |  | 8636442196 |  | RACHEAL STANLEY | SAMUEL STANLEY JR | PO BOX 41 |  | STREET | MD | 21154 |  | 4108361628 |  | INVESTOR | 15 | 28000 | 6 | 15-MAR-00 | 2090-04-17 | NAF | 0
6 | POLK | SWPO |  | 6534530 | OTHER PUBLIC WATER SYSTEM | NO TREATMENT--CONSECUTIVE SYSTEMS ONLY | N | Y | THE OASIS CENTER | 1314 ROWELL STREET |  | AUBURNDALE | FL | 33823 |  | 8639842650 |  | JANE LINDSEY | THE OASIS CENTER | 519 AVENUE K NE |  | WINTER HAVEN | FL | 33881 |  | 8632996494 |  | OTHER | 15 | 0 | 1 | 2013-03-15 | 2002-11-14 | NAF | 0
6 | POLK | SWPO | jchopra32839@yahoo.com | 6534550 | NONCOMMUNITY | CHLORINATION; AERATION FOR REMOVAL OF ANY SECONDARY CONTAMINANT, SULFIDE, OR ANY UNREGULATED CONTAMINANT; CORROSION CONTROL INHIBITOR ADDITION; HYPOCHLORINATION; IRON OR MANGANESE SEQUESTRATION; OR ULTRAVIOLET RADIATION. THE LEAD/CHIEF OPERATOR MUST BE CLASS D OR HIGHER. 50,000 GPD UP TO 0.25 MGD-STAFFING BY CLASS D OR HIGHER OPERATOR: 3 VISITS/WEEK ON NONCONSECUTIVE DAYS FOR A TOTAL OF 0.3 HOUR/WEEK. LESS THAN 50,000 GPD-STAFFING BY A CLASS D OR HIGHER OPERATOR: 2 VISITS/WEEK ON NONCONSECUTIVE DAYS FOR A TOTAL OF 0.2 HOUR/WEEK. THERE SHALL BE NO MORE THAN 5 DAYS BETWEEN THE LAST VISIT IN ONE WEEK AND THE FIRST VISIT IN THE NEXT WEEK. | N | Y | FRIENDLY RV PARK | 1615 US HIGHWAY 17-92 |  | LAKE ALFRED | FL | 33844 |  | 8639560870 |  | VEENA CHOPRA | JOE AND VEENA CHOPRA | 9721 ENGLISH PINE CT |  | WINDERMERE | FL | 34786 |  | 4072302204 |  | INVESTOR | 25 | 57600 | 19 | 2021-03-04 | 2021-01-13 | NC01 | 50
6 | POLK | SWPO | apate@statewideharvesting.com | 6534553 | COMMUNITY | CHLORINATION; AERATION FOR REMOVAL OF ANY SECONDARY CONTAMINANT, SULFIDE, OR ANY UNREGULATED CONTAMINANT; CORROSION CONTROL INHIBITOR ADDITION; HYPOCHLORINATION; IRON OR MANGANESE SEQUESTRATION; OR ULTRAVIOLET RADIATION. THE LEAD/CHIEF OPERATOR MUST BE CLASS D OR HIGHER. 50,000 GPD UP TO 0.25 MGD-STAFFING BY CLASS D OR HIGHER OPERATOR: 3 VISITS/WEEK ON NONCONSECUTIVE DAYS FOR A TOTAL OF 0.3 HOUR/WEEK. LESS THAN 50,000 GPD-STAFFING BY A CLASS D OR HIGHER OPERATOR: 2 VISITS/WEEK ON NONCONSECUTIVE DAYS FOR A TOTAL OF 0.2 HOUR/WEEK. THERE SHALL BE NO MORE THAN 5 DAYS BETWEEN THE LAST VISIT IN ONE WEEK AND THE FIRST VISIT IN THE NEXT WEEK. | N | Y | STW PROPERTY DUPLEXES | 2275-2315 EXPER. STA. ROAD |  | LAKE ALFRED | FL | 33850 |  | 8634394225 |  | ADAM PATE | STW PROPERTY HOLDINGS, LLC | PO BOX 1804 |  | DUNDEE | FL | 33838 |  | 8634394225 |  | INVESTOR | 100 | 48960 | 19 | 2019-02-06 | 2021-03-05 | DC06 | 100
6 | POLK | SWPO |  | 6534584 | OTHER PUBLIC WATER SYSTEM | NO TREATMENT--CONSECUTIVE SYSTEMS ONLY | N | Y | LOWER'S HOUSES | 9030 A.B.C. ROAD |  | BARTOW | FL | 33830 |  | 8635371360 |  | CHARLIE LOWER | LOWER'S HOUSES/CHARLIE LOWER | 375 EAST MAIN STREET |  | BARTOW | FL | 33830 |  | 8635330285 |  | INVESTOR | 20 | 122400 | 7 | 2099-09-03 | 2098-02-17 | NAF | 0
6 | POLK | SWPO |  | 6534593 | NONCOMMUNITY | CHLORINATION; AERATION FOR REMOVAL OF ANY SECONDARY CONTAMINANT, SULFIDE, OR ANY UNREGULATED CONTAMINANT; CORROSION CONTROL INHIBITOR ADDITION; HYPOCHLORINATION; IRON OR MANGANESE SEQUESTRATION; OR ULTRAVIOLET RADIATION. THE LEAD/CHIEF OPERATOR MUST BE CLASS D OR HIGHER. 50,000 GPD UP TO 0.25 MGD-STAFFING BY CLASS D OR HIGHER OPERATOR: 3 VISITS/WEEK ON NONCONSECUTIVE DAYS FOR A TOTAL OF 0.3 HOUR/WEEK. LESS THAN 50,000 GPD-STAFFING BY A CLASS D OR HIGHER OPERATOR: 2 VISITS/WEEK ON NONCONSECUTIVE DAYS FOR A TOTAL OF 0.2 HOUR/WEEK. THERE SHALL BE NO MORE THAN 5 DAYS BETWEEN THE LAST VISIT IN ONE WEEK AND THE FIRST VISIT IN THE NEXT WEEK. | N | Y | MORGAN'S RV PARK | 4411 HWY 542 EAST |  | LAKELAND | FL | 33801 |  | 8636659631 |  | SALLY ANDERSON | ROBERT & SALLY ANDERSON | 4411 HWY 542 EAST |  | LAKELAND | FL | 33801 |  | 8636659631 |  | INVESTOR | 35 | 41760 | 32 | 2018-03-14 | 2019-01-17 | NC01 | 50
6 | POLK | SWPO |  | 6534594 | OTHER PUBLIC WATER SYSTEM | CHLORINATION; AERATION FOR REMOVAL OF ANY SECONDARY CONTAMINANT, SULFIDE, OR ANY UNREGULATED CONTAMINANT; CORROSION CONTROL INHIBITOR ADDITION; HYPOCHLORINATION; IRON OR MANGANESE SEQUESTRATION; OR ULTRAVIOLET RADIATION. THE LEAD/CHIEF OPERATOR MUST BE CLASS D OR HIGHER. 50,000 GPD UP TO 0.25 MGD-STAFFING BY CLASS D OR HIGHER OPERATOR: 3 VISITS/WEEK ON NONCONSECUTIVE DAYS FOR A TOTAL OF 0.3 HOUR/WEEK. LESS THAN 50,000 GPD-STAFFING BY A CLASS D OR HIGHER OPERATOR: 2 VISITS/WEEK ON NONCONSECUTIVE DAYS FOR A TOTAL OF 0.2 HOUR/WEEK. THERE SHALL BE NO MORE THAN 5 DAYS BETWEEN THE LAST VISIT IN ONE WEEK AND THE FIRST VISIT IN THE NEXT WEEK. | N | Y | FLOODVILLE | #8 EDDIE FLOOD RD. |  | FROSTPROOF | FL | 33843 |  | 8636359121 |  | GABINA ROJAS | GRACIELA VALDEZ | #8 EDDIE FLOOD RD. |  | FROSTPROOF | FL | 33843 |  | 8636359121 |  | INVESTOR | 7 | 28000 | 8 | 01-JUN-00 | 2088-07-12 | NAF | 0
6 | POLK | SWPO |  | 6534601 | OTHER PUBLIC WATER SYSTEM | NO TREATMENT--CONSECUTIVE SYSTEMS ONLY | N | Y | DEPT. OF PUBLIC SAFETY EMS DIV | PO BOX 1458 |  | BARTOW | FL | 33831 |  | 8635340370 |  | CHATLOS | BOARD OF COUNTY COMMISSIONERS | 2029 60 WEST |  | LAKE WALES | FL | 33853 |  | 8635346000 |  | COUNTY | 4 | 106000 | 1 | 26-APR-00 | 2090-07-23 | NAF | 0
6 | POLK | SWPO |  | 6534602 | OTHER PUBLIC WATER SYSTEM | NO TREATMENT--CONSECUTIVE SYSTEMS ONLY | N | Y | GARRARD GROVE SERVICE | 7634 S.R. 540 E. |  | WAVERLY | FL | 33877 |  | 8633245920 |  | DOUGLAS GERRARD | DOUGLAS L. GARRARD | P.O. BOX |  | WINTER HAVEN | FL | 33883 |  | 8633245920 |  | OTHER | 2 | 28000 | 3 | 13-JAN-00 | 2089-08-17 | NAF | 0
6 | POLK | SWPO |  | 6534603 | OTHER PUBLIC WATER SYSTEM | NO TREATMENT--CONSECUTIVE SYSTEMS ONLY | N | Y | TROPICAL MOON MOBILE HOME PARK | 602 OLD DIXIE HWY |  | WINTER HAVEN | FL | 33881 |  | 8636650198 |  | SORRELL, H D | DIXIEGIRL ENVESTMENTS, LLC | PO BOX 92901 |  | LAKELAND | FL | 33840 |  | 8636650198 |  | INVESTOR | 24 | 50000 | 8 | 22-MAR-00 | 2092-11-03 | NAF | 0
6 | POLK | SWPO |  | 6534609 | COMMUNITY | ACTIVATED CARBON PROCESSES; DIATOMACEOUS EARTH FILTRATION; ION EXCHANGE FOR REMOVAL OF ANY PRIMARY CONTAMINANT; ION AND MANGANESE REMOVAL (OXIDATION, DETENTION, AND FILTRATION); OR SLOW SAND FILTRATION 2.0 MGD UP TO 8.0 MGD. STAFFING BY CLASS C OR HIGHER OPERATOR: 16 HOURS/DAY FOR 7 DAYS/WEEK. THE LEAD/CHIEF OPERATOR MUST BE CLASS B OR HIGHER. | N | Y | CENTRAL | 3010 SHEFFIELD RD. | GORDONVILLE | WINTER HAVEN | FL | 33880 |  | 8634193159 |  | STEVEN WHIDDEN | TAMARA RICHARDSON, P.E., UTILITIES DIRECTOR | 1011 JIM KEENE BLVD. |  | WINTER HAVEN | FL | 33880 |  | 8632984235 |  | COUNTY | 13595 | 5440000 | 5054 | 2017-12-07 | 2021-09-24 | DC02 | 4000
6 | POLK | SWPO |  | 6534631 | OTHER PUBLIC WATER SYSTEM | NO TREATMENT--CONSECUTIVE SYSTEMS ONLY | N | Y | WINTER HAVEN KENNELS | 3205 RECKER HWY. |  | WINTER HAVEN | FL | 33880 |  | 8632935365 |  | JOAN HIATT | JOAN HIATT | 3205 RECKER HWY |  | WINTER HAVEN | FL | 33880 |  | 8632947750 |  | INVESTOR | 2 | 28000 | 1 | 2099-04-15 | 2091-03-27 | NAF | 0
6 | POLK | SWPO |  | 6534635 | OTHER PUBLIC WATER SYSTEM | NO TREATMENT--CONSECUTIVE SYSTEMS ONLY | N | Y | MT.OLIVE PRIMITIVE BAPT. CHRCH | 810 NE 12TH AVENUE |  | MULBERRY | FL | 33860 |  | 8634253337 |  | MR KILPATRICK | MT. OLIVE PRIM. BAPTIST CHURCH | 4685 THOMPSON RD |  | MULBERRY | FL | 33860 |  | 8634253337 |  | INVESTOR | 22 | 28000 | 1 | 09-FEB-00 | 2091-09-30 | NAF | 0
6 | POLK | SWPO | brian_zacker@csx.com | 6534640 | NONCOMMUNITY | CHLORINATION; AERATION FOR REMOVAL OF ANY SECONDARY CONTAMINANT, SULFIDE, OR ANY UNREGULATED CONTAMINANT; CORROSION CONTROL INHIBITOR ADDITION; HYPOCHLORINATION; IRON OR MANGANESE SEQUESTRATION; OR ULTRAVIOLET RADIATION. THE LEAD/CHIEF OPERATOR MUST BE CLASS D OR HIGHER. 50,000 GPD UP TO 0.25 MGD-STAFFING BY CLASS D OR HIGHER OPERATOR: 3 VISITS/WEEK ON NONCONSECUTIVE DAYS FOR A TOTAL OF 0.3 HOUR/WEEK. LESS THAN 50,000 GPD-STAFFING BY A CLASS D OR HIGHER OPERATOR: 2 VISITS/WEEK ON NONCONSECUTIVE DAYS FOR A TOTAL OF 0.2 HOUR/WEEK. THERE SHALL BE NO MORE THAN 5 DAYS BETWEEN THE LAST VISIT IN ONE WEEK AND THE FIRST VISIT IN THE NEXT WEEK. | N | Y | CSX TRANSPORTATION | 450 SEABOARD ROAD |  | MULBERRY | FL | 33860 |  | 8634250054 |  | SAMUEL ROSS | BRIAN ZACKER | 5656 ADAMO DR |  | TAMPA | FL | 33619 |  | 8136646214 |  | INVESTOR | 30 | 36000 | 3 | 2021-05-17 | 2021-05-12 | NC01 | 50
6 | POLK | SWPO |  | 6534642 | OTHER PUBLIC WATER SYSTEM | CHLORINATION; AERATION FOR REMOVAL OF ANY SECONDARY CONTAMINANT, SULFIDE, OR ANY UNREGULATED CONTAMINANT; CORROSION CONTROL INHIBITOR ADDITION; HYPOCHLORINATION; IRON OR MANGANESE SEQUESTRATION; OR ULTRAVIOLET RADIATION. THE LEAD/CHIEF OPERATOR MUST BE CLASS D OR HIGHER. 50,000 GPD UP TO 0.25 MGD-STAFFING BY CLASS D OR HIGHER OPERATOR: 3 VISITS/WEEK ON NONCONSECUTIVE DAYS FOR A TOTAL OF 0.3 HOUR/WEEK. LESS THAN 50,000 GPD-STAFFING BY A CLASS D OR HIGHER OPERATOR: 2 VISITS/WEEK ON NONCONSECUTIVE DAYS FOR A TOTAL OF 0.2 HOUR/WEEK. THERE SHALL BE NO MORE THAN 5 DAYS BETWEEN THE LAST VISIT IN ONE WEEK AND THE FIRST VISIT IN THE NEXT WEEK. | N | Y | TURNER RENTALS | 7990 NORTH LAKE BUFFUM ROAD |  | FORT MEADE | FL | 33841 |  | 8635372801 |  | CHARLES HANCOCK | DONNA R. HANCOCK | 765 BARTOW BLVD. |  | BARTOW | FL | 33830 |  | 8635348363 |  | INVESTOR | 13 | 43000 | 6 | 18-MAY-00 | 2091-12-23 | NAF | 0
6 | POLK | SWPO |  | 6534680 | OTHER PUBLIC WATER SYSTEM | NO TREATMENT--CONSECUTIVE SYSTEMS ONLY | N | Y | PINE GROVE OLD GERM-BPT. CH. | 8840 PARK BYRD RD. |  | LAKELAND | FL | 33810 |  |  |  | E.O. BAKER | PINE GROVE OLD GERM-BAPT. CH. | 2240 D R BRYANT ROAD |  | LAKELAND | FL | 33809 |  | 8638150048 |  | CITY | 24 | 14000 | 9 | 21-FEB-00 | 2091-06-04 | NAF | 0
6 | POLK | SWPO |  | 6534682 | NONCOMMUNITY | CHLORINATION; AERATION FOR REMOVAL OF ANY SECONDARY CONTAMINANT, SULFIDE, OR ANY UNREGULATED CONTAMINANT; CORROSION CONTROL INHIBITOR ADDITION; HYPOCHLORINATION; IRON OR MANGANESE SEQUESTRATION; OR ULTRAVIOLET RADIATION. THE LEAD/CHIEF OPERATOR MUST BE CLASS D OR HIGHER. 50,000 GPD UP TO 0.25 MGD-STAFFING BY CLASS D OR HIGHER OPERATOR: 3 VISITS/WEEK ON NONCONSECUTIVE DAYS FOR A TOTAL OF 0.3 HOUR/WEEK. LESS THAN 50,000 GPD-STAFFING BY A CLASS D OR HIGHER OPERATOR: 2 VISITS/WEEK ON NONCONSECUTIVE DAYS FOR A TOTAL OF 0.2 HOUR/WEEK. THERE SHALL BE NO MORE THAN 5 DAYS BETWEEN THE LAST VISIT IN ONE WEEK AND THE FIRST VISIT IN THE NEXT WEEK. | N | Y | BLESS DUFF LLC | 1535 DUFF ROAD |  | LAKELAND | FL | 33809 |  | 8639844190 |  |  | DAVID SINAY | 5404 11TH AVE |  | BROOKLYN | NY | 11219 | 4133 | 8456993376 |  | INVESTOR | 25 | 36000 | 10 | 2018-03-06 | 2021-05-13 | NC01 | 50
6 | POLK | SWPO |  | 6534683 | OTHER PUBLIC WATER SYSTEM | NO TREATMENT--CONSECUTIVE SYSTEMS ONLY | N | Y | NICHOLS POST OFFICE | 4805 NICHOLS ROAD |  | NICHOLS | FL | 33863 |  | 8634251314 |  | JIM BALL | NICHOLS POST OFFICE/ATTN: G. MUGG | 5425 GLENMORE DRIVE |  | LAKELAND | FL | 33813 | 3073 | 3136397189 |  | INVESTOR | 1 | 28000 | 2 | 21-MAR-00 | 2093-04-22 | NAF | 0
6 | POLK | SWPO |  | 6534688 | OTHER PUBLIC WATER SYSTEM | NO TREATMENT--CONSECUTIVE SYSTEMS ONLY | N | Y | ALL IN ONE HAIRSTYLING | 2200 WEST HWY. 92 |  | WINTER HAVEN | FL | 33881 |  | 8639561946 |  | LORAN DICKERSON | ALL IN ONE | 2200 HWY 92 WEST |  | WINTER HAVEN | FL | 33881 |  | 8639561946 |  | INVESTOR | 4 | 28000 | 3 | 30-MAY-00 | 2093-01-07 | NAF | 0
6 | POLK | SWPO |  | 6534690 | OTHER PUBLIC WATER SYSTEM | CHLORINATION; AERATION FOR REMOVAL OF ANY SECONDARY CONTAMINANT, SULFIDE, OR ANY UNREGULATED CONTAMINANT; CORROSION CONTROL INHIBITOR ADDITION; HYPOCHLORINATION; IRON OR MANGANESE SEQUESTRATION; OR ULTRAVIOLET RADIATION. THE LEAD/CHIEF OPERATOR MUST BE CLASS D OR HIGHER. 50,000 GPD UP TO 0.25 MGD-STAFFING BY CLASS D OR HIGHER OPERATOR: 3 VISITS/WEEK ON NONCONSECUTIVE DAYS FOR A TOTAL OF 0.3 HOUR/WEEK. LESS THAN 50,000 GPD-STAFFING BY A CLASS D OR HIGHER OPERATOR: 2 VISITS/WEEK ON NONCONSECUTIVE DAYS FOR A TOTAL OF 0.2 HOUR/WEEK. THERE SHALL BE NO MORE THAN 5 DAYS BETWEEN THE LAST VISIT IN ONE WEEK AND THE FIRST VISIT IN THE NEXT WEEK. | N | Y | GOOD SHEPHERD PRESBYTERIAN | 4377 EAST LAKE DEXTER DR. |  | WINTER HAVEN | FL | 33884 |  | 8633248554 |  | EDWARD HAVER | EDWARD RUTLAND | 4377 EAST LAKE DEXTER DR. |  | WINTER HAVEN | FL | 33884 |  | 8633248554 |  | INVESTOR | 7 | 72000 | 1 | 05-MAY-00 | 2089-12-05 | NAF | 0
6 | POLK | SWPO | brotherbarry@msn.com | 6534694 | NONCOMMUNITY | CHLORINATION; AERATION FOR REMOVAL OF ANY SECONDARY CONTAMINANT, SULFIDE, OR ANY UNREGULATED CONTAMINANT; CORROSION CONTROL INHIBITOR ADDITION; HYPOCHLORINATION; IRON OR MANGANESE SEQUESTRATION; OR ULTRAVIOLET RADIATION. THE LEAD/CHIEF OPERATOR MUST BE CLASS D OR HIGHER. 50,000 GPD UP TO 0.25 MGD-STAFFING BY CLASS D OR HIGHER OPERATOR: 3 VISITS/WEEK ON NONCONSECUTIVE DAYS FOR A TOTAL OF 0.3 HOUR/WEEK. LESS THAN 50,000 GPD-STAFFING BY A CLASS D OR HIGHER OPERATOR: 2 VISITS/WEEK ON NONCONSECUTIVE DAYS FOR A TOTAL OF 0.2 HOUR/WEEK. THERE SHALL BE NO MORE THAN 5 DAYS BETWEEN THE LAST VISIT IN ONE WEEK AND THE FIRST VISIT IN THE NEXT WEEK. | N | Y | BEULAH BAPTIST CHURCH | 5300 BEULAH CHURCH ROAD |  | LITHIA | FL | 33547 |  | 8634251876 |  | BARRY DUNCAN | BEULAH BAPTIST CHURCH | 5300 BEULAH CHURCH ROAD |  | LITHIA | FL | 33547 |  | 8634251876 |  | OTHER | 55 | 93600 | 2 | 2015-04-06 | 2019-04-26 | NC01 | 50
6 | POLK | SWPO |  | 6534696 | OTHER PUBLIC WATER SYSTEM | NO TREATMENT--CONSECUTIVE SYSTEMS ONLY | N | Y | BAILEY, JAMES R. TRAILER PARK | 1229 COUNTY ROAD 547 |  | DAVENPORT | FL | 33837 |  | 8634226942 |  | BERT WELCH | BAILEY, JAMES R. | 8888 LAKE MARION CREEK RD. |  | HAINES CITY | FL | 33844 |  | 8634226942 |  | INVESTOR | 5 | 14000 | 3 | 23-FEB-00 | 2089-11-22 | NAF | 0
6 | POLK | SWPO |  | 6534706 | OTHER PUBLIC WATER SYSTEM | NO TREATMENT--CONSECUTIVE SYSTEMS ONLY | N | Y | THE CARPET STORE | 3710 HIGHWAY 92 EAST |  | LAKELAND | FL | 33803 |  | 8636674511 |  | MARY LOU HARTLEY | RICHARD A. KELLY | 3710 US 92 EAST |  | LAKELAND | FL | 33803 |  | 8636674511 |  | INVESTOR | 15 | 28000 | 1 | 2099-12-15 | 2090-08-27 | NAF | 0
6 | POLK | SWPO |  | 6534711 | OTHER PUBLIC WATER SYSTEM | NO TREATMENT--CONSECUTIVE SYSTEMS ONLY | N | Y | WHIRLYBIRDS INC | 2337 BURNS AVE. 17A S OF MAMMO |  | LAKE WALES | FL | 33853 |  | 8636768000 |  | LEE TURNQUIST | LEE TURNQUIST | P.O. BOX 204 |  | LAKE WALES | FL | 33859 |  | 8636768000 |  | INVESTOR | 3 | 0 | 2 | 2098-06-05 | 2092-12-15 | NAF | 0
6 | POLK | SWPO |  | 6534718 | OTHER PUBLIC WATER SYSTEM | CHLORINATION; AERATION FOR REMOVAL OF ANY SECONDARY CONTAMINANT, SULFIDE, OR ANY UNREGULATED CONTAMINANT; CORROSION CONTROL INHIBITOR ADDITION; HYPOCHLORINATION; IRON OR MANGANESE SEQUESTRATION; OR ULTRAVIOLET RADIATION. THE LEAD/CHIEF OPERATOR MUST BE CLASS D OR HIGHER. 50,000 GPD UP TO 0.25 MGD-STAFFING BY CLASS D OR HIGHER OPERATOR: 3 VISITS/WEEK ON NONCONSECUTIVE DAYS FOR A TOTAL OF 0.3 HOUR/WEEK. LESS THAN 50,000 GPD-STAFFING BY A CLASS D OR HIGHER OPERATOR: 2 VISITS/WEEK ON NONCONSECUTIVE DAYS FOR A TOTAL OF 0.2 HOUR/WEEK. THERE SHALL BE NO MORE THAN 5 DAYS BETWEEN THE LAST VISIT IN ONE WEEK AND THE FIRST VISIT IN THE NEXT WEEK. | N | Y | HUNTER, LESLIE ARCHITECT | 2040 HWY 60 EAST |  | BARTOW | FL | 33830 |  | 8635334933 |  |  | PICKETT, LESLIE ARCHITECT | 2040 HWY 60 EAST |  | BARTOW | FL | 33830 |  | 8635334933 |  | INVESTOR | 4 | 43000 | 1 | 2099-04-29 | 2086-04-11 | NAF | 0
6 | POLK | SWPO |  | 6534719 | OTHER PUBLIC WATER SYSTEM | NO TREATMENT--CONSECUTIVE SYSTEMS ONLY | N | Y | MYERS ANIMAL HOSPITAL | 11000 HWY 17 SOUTH |  | WINTER HAVEN | FL | 33880 |  | 8632944165 |  | DAVID H. EICHHOLTZ | MYERS ANIMAL HOSPITAL | 11000 HWY 17 SOUTH |  | WINTER HAVEN | FL | 33880 |  | 8632944165 |  | INVESTOR | 2 | 43000 | 1 | 05-APR-00 | 2091-03-08 | NAF | 0
6 | POLK | SWPO |  | 6534735 | OTHER PUBLIC WATER SYSTEM | NOT APPLICABLE. | N | Y | GREENLEAF RIVEROF LIFE WORSHIP CENTER | 3520 S.R. 544 EAST |  | HAINES CITY | FL | 33838 |  | 8634393156 |  | JOE KENNEDY | GREENLEAF RIVER OF LIFE | PO BOX 630 |  | HAINES CITY | FL | 33845 |  | 8634390484 |  | CITY | 20 | 57600 | 1 | 2005-06-27 | 2007-11-15 | NAF | 0
6 | POLK | SWPO | BALTMAN@CENTURYCOMPANIES.NET | 6534736 | COMMUNITY | CHLORINATION; AERATION FOR REMOVAL OF ANY SECONDARY CONTAMINANT, SULFIDE, OR ANY UNREGULATED CONTAMINANT; CORROSION CONTROL INHIBITOR ADDITION; HYPOCHLORINATION; IRON OR MANGANESE SEQUESTRATION; OR ULTRAVIOLET RADIATION. THE LEAD/CHIEF OPERATOR MUST BE CLASS D OR HIGHER. 50,000 GPD UP TO 0.25 MGD-STAFFING BY CLASS D OR HIGHER OPERATOR: 3 VISITS/WEEK ON NONCONSECUTIVE DAYS FOR A TOTAL OF 0.3 HOUR/WEEK. LESS THAN 50,000 GPD-STAFFING BY A CLASS D OR HIGHER OPERATOR: 2 VISITS/WEEK ON NONCONSECUTIVE DAYS FOR A TOTAL OF 0.2 HOUR/WEEK. THERE SHALL BE NO MORE THAN 5 DAYS BETWEEN THE LAST VISIT IN ONE WEEK AND THE FIRST VISIT IN THE NEXT WEEK. | N | Y | HIDDEN COVE MHP | HWY 544 NORTH |  | WINTER HAVEN | FL | 33880 |  | 8636471581 |  | BRIAN ALTMAN | CENTURY REALTY FUNDS (TOD MAXWELL - PRESIDENT) | P.O. BOX 330 |  | LAKELAND | FL | 33802 | 330 | 8636471581 |  | INVESTOR | 240 | 144000 | 120 | 2012-12-21 | 2021-09-16 | DC05 | 500
6 | POLK | SWPO |  | 6534737 | OTHER PUBLIC WATER SYSTEM | NO TREATMENT--CONSECUTIVE SYSTEMS ONLY | N | Y | S & R TRANSPORT | 4320 E. SR544 |  | HAINES CITY | FL | 33844 |  | 8634225985 |  | CARL MCCOLLUM | E R JAHNA IND./CARL MCCOLLUM | P.O. DRAWER 840 |  | LAKE WALES | FL | 33859 | 840 | 8636769431 |  | INVESTOR | 15 | 18000 | 1 |  | 2005-03-10 | NAF | 0
6 | POLK | SWPO |  | 6534746 | OTHER PUBLIC WATER SYSTEM | CHLORINATION; AERATION FOR REMOVAL OF ANY SECONDARY CONTAMINANT, SULFIDE, OR ANY UNREGULATED CONTAMINANT; CORROSION CONTROL INHIBITOR ADDITION; HYPOCHLORINATION; IRON OR MANGANESE SEQUESTRATION; OR ULTRAVIOLET RADIATION. THE LEAD/CHIEF OPERATOR MUST BE CLASS D OR HIGHER. 50,000 GPD UP TO 0.25 MGD-STAFFING BY CLASS D OR HIGHER OPERATOR: 3 VISITS/WEEK ON NONCONSECUTIVE DAYS FOR A TOTAL OF 0.3 HOUR/WEEK. LESS THAN 50,000 GPD-STAFFING BY A CLASS D OR HIGHER OPERATOR: 2 VISITS/WEEK ON NONCONSECUTIVE DAYS FOR A TOTAL OF 0.2 HOUR/WEEK. THERE SHALL BE NO MORE THAN 5 DAYS BETWEEN THE LAST VISIT IN ONE WEEK AND THE FIRST VISIT IN THE NEXT WEEK. | N | Y | RING POWER EQUIPMENT COMPANY | 525 HWY 640 |  | MULBERRY | FL | 33860 |  | 8634254951 |  | DAVID BRIMBLECOMBE OR AUSTIN TOUCHTON (PARTS MANAGER) | RANDY RINGHAVER | PO BOX 45022 |  | JACKSONVILLE | FL | 32256 |  | 9047377730 |  | INVESTOR | 25 | 38880 | 2 | 2013-03-15 | 2008-10-08 | NAF | 0
6 | POLK | SWPO |  | 6534762 | OTHER PUBLIC WATER SYSTEM | NO TREATMENT--CONSECUTIVE SYSTEMS ONLY | N | Y | CYPRESS CREEK GOLF CENTER | 2501 DUNDEE ROAD |  | WINTER HAVEN | FL | 33884 |  | 8632945709 |  | VIC SHALLOW | WILEY JOHNSON | 2501 DUNDEE ROAD |  | WINTER HAVEN | FL | 33884 |  | 8632945709 |  | INVESTOR | 24 | 43000 | 1 | 27-MAR-00 | 2090-03-19 | NAF | 0
6 | POLK | SWPO |  | 6534766 | COMMUNITY | CHLORINATION; AERATION FOR REMOVAL OF ANY SECONDARY CONTAMINANT, SULFIDE, OR ANY UNREGULATED CONTAMINANT; CORROSION CONTROL INHIBITOR ADDITION; HYPOCHLORINATION; IRON OR MANGANESE SEQUESTRATION; OR ULTRAVIOLET RADIATION. THE LEAD/CHIEF OPERATOR MUST BE CLASS D OR HIGHER. 50,000 GPD UP TO 0.25 MGD-STAFFING BY CLASS D OR HIGHER OPERATOR: 3 VISITS/WEEK ON NONCONSECUTIVE DAYS FOR A TOTAL OF 0.3 HOUR/WEEK. LESS THAN 50,000 GPD-STAFFING BY A CLASS D OR HIGHER OPERATOR: 2 VISITS/WEEK ON NONCONSECUTIVE DAYS FOR A TOTAL OF 0.2 HOUR/WEEK. THERE SHALL BE NO MORE THAN 5 DAYS BETWEEN THE LAST VISIT IN ONE WEEK AND THE FIRST VISIT IN THE NEXT WEEK. | N | Y | VAN LAKES | 912 FLAG COURT |  | AUBURNDALE | FL | 33823 |  | 8639676805 |  | BETH WEGER | VAN LAKES H.O.A. | 917 LIBERTY LANE |  | AUBURNDALE | FL | 33823 |  | 8639676805 |  | INVESTOR | 344 | 250000 | 79 | 2016-04-01 | 2021-03-23 | DC05 | 500
6 | POLK | SWPO |  | 6534768 | OTHER PUBLIC WATER SYSTEM | NO TREATMENT--CONSECUTIVE SYSTEMS ONLY | N | Y | GRIFFIN, BEN HILL S.SIDE BARN | 1355 SOUTH SCENIC HWY |  | FROSTPROOF | FL | 33843 |  | 8636352251 |  | BEN HILL GRIFFIN III | GRIFFIN, BEN HILL INC. | P.O. BOX 127 |  | FROSTPROOF | FL | 33843 |  | 8636352251 |  | INVESTOR | 8 | 108000 | 6 | 01-JUN-00 | 2091-03-08 | NAF | 0
6 | POLK | SWPO |  | 6534770 | NONCOMMUNITY | CHLORINATION; AERATION FOR REMOVAL OF ANY SECONDARY CONTAMINANT, SULFIDE, OR ANY UNREGULATED CONTAMINANT; CORROSION CONTROL INHIBITOR ADDITION; HYPOCHLORINATION; IRON OR MANGANESE SEQUESTRATION; OR ULTRAVIOLET RADIATION. THE LEAD/CHIEF OPERATOR MUST BE CLASS D OR HIGHER. 50,000 GPD UP TO 0.25 MGD-STAFFING BY CLASS D OR HIGHER OPERATOR: 3 VISITS/WEEK ON NONCONSECUTIVE DAYS FOR A TOTAL OF 0.3 HOUR/WEEK. LESS THAN 50,000 GPD-STAFFING BY A CLASS D OR HIGHER OPERATOR: 2 VISITS/WEEK ON NONCONSECUTIVE DAYS FOR A TOTAL OF 0.2 HOUR/WEEK. THERE SHALL BE NO MORE THAN 5 DAYS BETWEEN THE LAST VISIT IN ONE WEEK AND THE FIRST VISIT IN THE NEXT WEEK. | N | Y | LAKE WALES CORNER STORE | 900 HWY 60 WEST |  | LAKE WALES | FL | 33853 |  | 8636760421 |  | ARVIND PATEL | VENAD, INC | 900 STATE ROAD 60 W. |  | LAKE WALES | FL | 33853 |  | 8636760394 |  | INVESTOR | 75 | 36000 | 1 | 2017-05-08 | 2020-01-08 | NC01 | 50
6 | POLK | SWPO | clinchlake@aol.com | 6534771 | COMMUNITY | ACTIVATED CARBON PROCESSES; DIATOMACEOUS EARTH FILTRATION; ION EXCHANGE FOR REMOVAL OF ANY PRIMARY CONTAMINANT; ION AND MANGANESE REMOVAL (OXIDATION, DETENTION, AND FILTRATION); OR SLOW SAND FILTRATION. LEAD/CHIEF OPERATOR MUST BE CLASS C OR HIGHER. 1.0 MGD UP TO 2.0 MGD-STAFFING BY CLASS C OR HIGHER OPERATOR: 6 HOURS/DAY FOR 5 DAYS/WEEK AND ONE VISIT ON EACH WEEKEND DAY. 0.5 MGD UP TO 1.0 MGD-STAFFING BY CLASS C OR HIGHER OPERATOR: 3 HOURS/DAY FOR 5 DAYS/WEEK AND ONE VISIT ON EACH WEEKEND DAY. 0.25 MGD UP TO 0.5 MGD-STAFFING BY CLASS C OR HIGHER OPERATOR: 1 HOUR/DAY FOR 5 DAYS/WEEK AND ONE VISIT ON EACH WEEKEND DAY. LESS THAN 0.25 MGD-STAFFING BY CLASS C OR HIGHER OPERATOR: 5 VISITS/WEEK AND ONE VISIT EACH WEEKEND FOR A TOTAL OF 1.8 HOURS/WEEK. | N | Y | PLEASANT VIEW MHP | 1450 FT. MEADE RD. (CR 630) |  | FROSTPROOF | FL | 33843 |  | 8636355429 |  | MARY LOU BRANTLEY | MARY LOU BRANTLEY | P.O. BOX 1028 |  | FROSTPROOF | FL | 33843 |  | 8635284050 |  | INVESTOR | 30 | 49000 | 35 | 2013-04-18 | 2021-09-24 | DC06 | 100
6 | POLK | SWPO |  | 6534780 | NONCOMMUNITY | CHLORINATION; AERATION FOR REMOVAL OF ANY SECONDARY CONTAMINANT, SULFIDE, OR ANY UNREGULATED CONTAMINANT; CORROSION CONTROL INHIBITOR ADDITION; HYPOCHLORINATION; IRON OR MANGANESE SEQUESTRATION; OR ULTRAVIOLET RADIATION. THE LEAD/CHIEF OPERATOR MUST BE CLASS D OR HIGHER. 50,000 GPD UP TO 0.25 MGD-STAFFING BY CLASS D OR HIGHER OPERATOR: 3 VISITS/WEEK ON NONCONSECUTIVE DAYS FOR A TOTAL OF 0.3 HOUR/WEEK. LESS THAN 50,000 GPD-STAFFING BY A CLASS D OR HIGHER OPERATOR: 2 VISITS/WEEK ON NONCONSECUTIVE DAYS FOR A TOTAL OF 0.2 HOUR/WEEK. THERE SHALL BE NO MORE THAN 5 DAYS BETWEEN THE LAST VISIT IN ONE WEEK AND THE FIRST VISIT IN THE NEXT WEEK. | N | Y | LANG SUN COUNTRY GROVES | 5900 US HIGHWAY 17-92 |  | LAKE ALFRED | FL | 33850 |  | 8639561460 |  | KRISTI R. MERRITT | KRISTI R. MERRITT | PO BOX 1074 |  | LAKE ALFRED | FL | 33850 |  | 8635145197 |  | INVESTOR | 50 | 27360 | 2 | 2020-10-29 | 2020-10-21 | NC01 | 50
6 | POLK | SWPO |  | 6534786 | NONCOMMUNITY | CHLORINATION; AERATION FOR REMOVAL OF ANY SECONDARY CONTAMINANT, SULFIDE, OR ANY UNREGULATED CONTAMINANT; CORROSION CONTROL INHIBITOR ADDITION; HYPOCHLORINATION; IRON OR MANGANESE SEQUESTRATION; OR ULTRAVIOLET RADIATION. THE LEAD/CHIEF OPERATOR MUST BE CLASS D OR HIGHER. 50,000 GPD UP TO 0.25 MGD-STAFFING BY CLASS D OR HIGHER OPERATOR: 3 VISITS/WEEK ON NONCONSECUTIVE DAYS FOR A TOTAL OF 0.3 HOUR/WEEK. LESS THAN 50,000 GPD-STAFFING BY A CLASS D OR HIGHER OPERATOR: 2 VISITS/WEEK ON NONCONSECUTIVE DAYS FOR A TOTAL OF 0.2 HOUR/WEEK. THERE SHALL BE NO MORE THAN 5 DAYS BETWEEN THE LAST VISIT IN ONE WEEK AND THE FIRST VISIT IN THE NEXT WEEK. | N | Y | EL RANCHO MEXICANO SUPERMERCADO | 4805 HWY 60 WEST |  | MULBERRY | FL | 33860 |  | 8634253400 |  | PONCE CARDERAS | AMJAD JEFFAR | 4085 HIGHWAY 60 WEST |  | MULBERRY | FL | 33860 |  | 8137167796 |  | INVESTOR | 200 | 36000 | 2 | 2020-08-12 | 2021-03-04 | NC01 | 50
6 | POLK | SWPO |  | 6534800 | OTHER PUBLIC WATER SYSTEM | NO TREATMENT--CONSECUTIVE SYSTEMS ONLY | N | Y | ALFORD WA CITURS FRUIT DEALER | PO BOX 5 |  | HAINES CITY | FL | 33845 |  | 8634226411 |  | TOWNS | ALFORD WA CITRUS FRUIT DEALER | 1025 HWY. 17-92 |  | HAINES CITY | FL | 33844 |  | 8634226411 |  | INVESTOR | 3 | 28000 | 1 | 23-FEB-00 | 2092-11-10 | NAF | 0
6 | POLK | SWPO | goodlifervflorida@hotmail.com | 6534834 | COMMUNITY | CHLORINATION; AERATION FOR REMOVAL OF ANY SECONDARY CONTAMINANT, SULFIDE, OR ANY UNREGULATED CONTAMINANT; CORROSION CONTROL INHIBITOR ADDITION; HYPOCHLORINATION; IRON OR MANGANESE SEQUESTRATION; OR ULTRAVIOLET RADIATION. THE LEAD/CHIEF OPERATOR MUST BE CLASS C OR HIGHER. 5.0 MGD AND ABOVE-STAFFING BY CLASS C OR HIGHER OPERATOR: 6 HOURS/DAY FOR 5 DAYS/WEEK AND ONE VISIT ON EACH WEEKEND DAY. 3.0 MGD UP TO 5.0 MGD-STAFFING BY CLASS C OR HIGHER OPERATOR: 1 HOUR/DAY FOR 5 DAYS/WEEK AND ONE VISIT ON EACH WEEKEND DAY. 0.25 MGD UP TO 3.0 MGD-STAFFING BY CLASS C OR HIGHER OPERATOR: 5 VISITS/WEEK AND ONE VISIT EACH WEEKEND FOR A TOTAL OF 0.6 HOUR/WEEK. | N | Y | GOOD LIFE RV RESORT | 6815 HWY 60 EAST |  | BARTOW | FL | 33830 |  | 8635371971 |  | MATTHEW GRADY | BOB KILBORNE\GOOD LIFE RESORT | 6815 S.R. 60 EAST |  | BARTOW | FL | 33830 |  | 8105772687 |  | INVESTOR | 106 | 504000 | 397 | 2015-06-23 | 2021-03-19 | DC04 | 1000
6 | POLK | SWPO | lakelandstorage@yahoo.com | 6534841 | NONCOMMUNITY | CHLORINATION; AERATION FOR REMOVAL OF ANY SECONDARY CONTAMINANT, SULFIDE, OR ANY UNREGULATED CONTAMINANT; CORROSION CONTROL INHIBITOR ADDITION; HYPOCHLORINATION; IRON OR MANGANESE SEQUESTRATION; OR ULTRAVIOLET RADIATION. THE LEAD/CHIEF OPERATOR MUST BE CLASS D OR HIGHER. 50,000 GPD UP TO 0.25 MGD-STAFFING BY CLASS D OR HIGHER OPERATOR: 3 VISITS/WEEK ON NONCONSECUTIVE DAYS FOR A TOTAL OF 0.3 HOUR/WEEK. LESS THAN 50,000 GPD-STAFFING BY A CLASS D OR HIGHER OPERATOR: 2 VISITS/WEEK ON NONCONSECUTIVE DAYS FOR A TOTAL OF 0.2 HOUR/WEEK. THERE SHALL BE NO MORE THAN 5 DAYS BETWEEN THE LAST VISIT IN ONE WEEK AND THE FIRST VISIT IN THE NEXT WEEK. | N | Y | MHC 3 (ORLANDO FL) LLC | 3345 U.S. HIGHWAY 92 EAST |  | LAKELAND | FL | 33801 |  | 8636652294 |  | CUBE SMART | ANDREW FIENKE | 41 FLATBUSH AVENUE, SUITE 3C |  | BROOKLYN | NY | 11217 |  | 7186697748 |  | INVESTOR | 53 | 43200 | 5 | 2020-12-22 | 2020-12-17 | NC01 | 50
6 | POLK | SWPO |  | 6534868 | COMMUNITY | NO TREATMENT--CONSECUTIVE SYSTEMS ONLY | N | Y | TIMBER CREEK SUBDIVISION | 3307 SADDLE CREEK ROAD |  | LAKELAND | FL | 33830 |  | 8635346039 |  | TAMARA RICHARDSON, P.E., UTILITIES DIRECTOR | TAMARA RICHARDSON, P.E., UTILITIES DIRECTOR | 1011 JIM KEENE BLVD. |  | WINTER HAVEN | FL | 33880 |  | 8632984235 |  | COUNTY | 556 | 936000 | 214 |  | 2021-11-15 | PC02 | 100
6 | POLK | SWPO | garyswenson@hotmail.com | 6534870 | NONCOMMUNITY | CHLORINATION; AERATION FOR REMOVAL OF ANY SECONDARY CONTAMINANT, SULFIDE, OR ANY UNREGULATED CONTAMINANT; CORROSION CONTROL INHIBITOR ADDITION; HYPOCHLORINATION; IRON OR MANGANESE SEQUESTRATION; OR ULTRAVIOLET RADIATION. THE LEAD/CHIEF OPERATOR MUST BE CLASS D OR HIGHER. 50,000 GPD UP TO 0.25 MGD-STAFFING BY CLASS D OR HIGHER OPERATOR: 3 VISITS/WEEK ON NONCONSECUTIVE DAYS FOR A TOTAL OF 0.3 HOUR/WEEK. LESS THAN 50,000 GPD-STAFFING BY A CLASS D OR HIGHER OPERATOR: 2 VISITS/WEEK ON NONCONSECUTIVE DAYS FOR A TOTAL OF 0.2 HOUR/WEEK. THERE SHALL BE NO MORE THAN 5 DAYS BETWEEN THE LAST VISIT IN ONE WEEK AND THE FIRST VISIT IN THE NEXT WEEK. | N | Y | COACHLIGHT VILLA MHP | 1900 S LAKE REEDY BLVD |  | FROSTPROOF | FL | 33843 |  |  |  | DAWN HALEY | 1900 SOUTH LAKE REEDY BOULEVARD (FL), LLC | P.O. BOX 370188 |  | MIAMI | FL | 33137 |  | 7274014625 |  | INVESTOR | 30 | 122400 | 15 | 2020-10-27 | 2021-08-13 | NC01 | 50
6 | POLK | SWPO |  | 6534875 | OTHER PUBLIC WATER SYSTEM | NO TREATMENT--CONSECUTIVE SYSTEMS ONLY | N | Y | LYKES CAMP MACK GATEHOUSES | 1758 JAFFA LANE |  | LAKE WALES | FL | 33853 |  | 8634654127 |  | BILL BARTNICK | LYKES BROS., INC. | 7 LYKES ROAD |  | LAKE PLACID | FL | 33852 | 9582 | 8634654127 |  | INVESTOR | 8 | 1 | 3 | 06-JUN-00 | 2084-09-11 | NAF | 0
6 | POLK | SWPO | SPRINGHILLESTATES@YESCOMMUNITIES.COM | 6534880 | COMMUNITY | AERATION FOR REMOVAL OF ANY PRIMARY CONTAMINANT; ALKALINITY/PH ADJUSTMENT; CHLORAMIN ATION; CHLORINE DIOXIDE FOR OXIDATION OR DISINFECTION; FLUORIDATION; ION EXCHANGE FOR REMOVAL OF ANY SECONDARY CONTAMINANT, SULFIDE, OR ANY UNREGULATED CONTAMINANT; OR OZONATION LESS THAN 0.1 MGD. STAFFING BY A CLASS D OR HIGHER OPERATOR: 3 VISITS/WEEK ON NONCONSECUTIVE DAYS FOR A TOTAL OF 0.6 HOUR/WEEK. THE LEAD/CHIEF OPERATOR MUST BE CLASS D OR HIGHER. | N | Y | SPRING HILL MHP | 7500 SOUTH COUNTY LINE ROAD |  | MULBERRY | FL | 33860 |  | 8634254410 |  | KAREN HAMILTON | YES COMPANIES KEY, LLC | 1900 16TH STREET, STE 950 |  | DENVER | CO | 80202 |  | 3034837300 |  | INVESTOR | 764 | 864000 | 196 | 2010-09-15 | 2021-12-13 | DC04 | 1000
6 | POLK | SWPO |  | 6534881 | OTHER PUBLIC WATER SYSTEM | NO TREATMENT--CONSECUTIVE SYSTEMS ONLY | N | Y | REESE GROUP HOME | 290 GRADY POLK RD |  | WINTER HAVEN | FL | 33880 |  | 8632975241 |  | RUTH REID | REID GROUP HOME | 290 GRADY POLK ROAD |  | WINTER HAVEN | FL | 33880 |  | 8632975241 |  | INVESTOR | 13 | 57600 | 1 | 12-JAN-00 | 2088-05-18 | NAF | 0
6 | POLK | SWPO | dlopez@YESCOMMUNITIES.COM | 6534886 | COMMUNITY | CHLORINATION; AERATION FOR REMOVAL OF ANY SECONDARY CONTAMINANT, SULFIDE, OR ANY UNREGULATED CONTAMINANT; CORROSION CONTROL INHIBITOR ADDITION; HYPOCHLORINATION; IRON OR MANGANESE SEQUESTRATION; OR ULTRAVIOLET RADIATION. THE LEAD/CHIEF OPERATOR MUST BE CLASS C OR HIGHER. 5.0 MGD AND ABOVE-STAFFING BY CLASS C OR HIGHER OPERATOR: 6 HOURS/DAY FOR 5 DAYS/WEEK AND ONE VISIT ON EACH WEEKEND DAY. 3.0 MGD UP TO 5.0 MGD-STAFFING BY CLASS C OR HIGHER OPERATOR: 1 HOUR/DAY FOR 5 DAYS/WEEK AND ONE VISIT ON EACH WEEKEND DAY. 0.25 MGD UP TO 3.0 MGD-STAFFING BY CLASS C OR HIGHER OPERATOR: 5 VISITS/WEEK AND ONE VISIT EACH WEEKEND FOR A TOTAL OF 0.6 HOUR/WEEK. | N | Y | SUNLAKE TERRACE WATER SYSTEMS | 6555 OLD LAKE WILSON ROAD |  | DAVENPORT | FL | 33844 |  | 8634243887 |  | CEDRIC MCCLOUD | YES COMMUNITIES | 5050 S. SYRACUSE STREET, STE 1200 |  | DENVER | CO | 80237 |  | 3034837310 |  | INVESTOR | 1000 | 360000 | 210 | 2018-10-08 | 2021-07-20 | DC04 | 1000
6 | POLK | SWPO |  | 6534887 | OTHER PUBLIC WATER SYSTEM | CHLORINATION; AERATION FOR REMOVAL OF ANY SECONDARY CONTAMINANT, SULFIDE, OR ANY UNREGULATED CONTAMINANT; CORROSION CONTROL INHIBITOR ADDITION; HYPOCHLORINATION; IRON OR MANGANESE SEQUESTRATION; OR ULTRAVIOLET RADIATION. THE LEAD/CHIEF OPERATOR MUST BE CLASS D OR HIGHER. 50,000 GPD UP TO 0.25 MGD-STAFFING BY CLASS D OR HIGHER OPERATOR: 3 VISITS/WEEK ON NONCONSECUTIVE DAYS FOR A TOTAL OF 0.3 HOUR/WEEK. LESS THAN 50,000 GPD-STAFFING BY A CLASS D OR HIGHER OPERATOR: 2 VISITS/WEEK ON NONCONSECUTIVE DAYS FOR A TOTAL OF 0.2 HOUR/WEEK. THERE SHALL BE NO MORE THAN 5 DAYS BETWEEN THE LAST VISIT IN ONE WEEK AND THE FIRST VISIT IN THE NEXT WEEK. | N | Y | HERITAGE PARK | 320 WILDER RD. LOT#1 |  | LAKELAND | FL | 33809 | 3380 | 8636595473 |  | BARBARA THOMPSON | ERNEST L. JOHNSON | 320 WILDER ROAD (LOCATION) |  | LAKELAND | FL | 33805 |  | 8638595473 |  | INVESTOR | 18 | 1 | 7 | 2098-11-23 | 2086-05-28 | NAF | 0
6 | POLK | SWPO | lindsay1@godwinpumps.com | 6534889 | NONCOMMUNITY | CHLORINATION; AERATION FOR REMOVAL OF ANY SECONDARY CONTAMINANT, SULFIDE, OR ANY UNREGULATED CONTAMINANT; CORROSION CONTROL INHIBITOR ADDITION; HYPOCHLORINATION; IRON OR MANGANESE SEQUESTRATION; OR ULTRAVIOLET RADIATION. THE LEAD/CHIEF OPERATOR MUST BE CLASS D OR HIGHER. 50,000 GPD UP TO 0.25 MGD-STAFFING BY CLASS D OR HIGHER OPERATOR: 3 VISITS/WEEK ON NONCONSECUTIVE DAYS FOR A TOTAL OF 0.3 HOUR/WEEK. LESS THAN 50,000 GPD-STAFFING BY A CLASS D OR HIGHER OPERATOR: 2 VISITS/WEEK ON NONCONSECUTIVE DAYS FOR A TOTAL OF 0.2 HOUR/WEEK. THERE SHALL BE NO MORE THAN 5 DAYS BETWEEN THE LAST VISIT IN ONE WEEK AND THE FIRST VISIT IN THE NEXT WEEK. | N | Y | GODWIN PUMPS OF AMERICA, INC | 202 WINSTON CREEK PARKWAY |  | LAKELAND | FL | 33810 |  | 8636873537 |  | LINDSAY LLOYD | J M PAZ LAKELAND LLC | 1225 N BROAD ST. STE 2 |  | WEST DEPTFORD | NJ | 8096 |  | 8563842999 |  | INVESTOR | 25 | 43000 | 1 | 2021-05-03 | 2021-04-29 | NC01 | 50
6 | POLK | SWPO |  | 6534890 | OTHER PUBLIC WATER SYSTEM | CHLORINATION; AERATION FOR REMOVAL OF ANY SECONDARY CONTAMINANT, SULFIDE, OR ANY UNREGULATED CONTAMINANT; CORROSION CONTROL INHIBITOR ADDITION; HYPOCHLORINATION; IRON OR MANGANESE SEQUESTRATION; OR ULTRAVIOLET RADIATION. THE LEAD/CHIEF OPERATOR MUST BE CLASS D OR HIGHER. 50,000 GPD UP TO 0.25 MGD-STAFFING BY CLASS D OR HIGHER OPERATOR: 3 VISITS/WEEK ON NONCONSECUTIVE DAYS FOR A TOTAL OF 0.3 HOUR/WEEK. LESS THAN 50,000 GPD-STAFFING BY A CLASS D OR HIGHER OPERATOR: 2 VISITS/WEEK ON NONCONSECUTIVE DAYS FOR A TOTAL OF 0.2 HOUR/WEEK. THERE SHALL BE NO MORE THAN 5 DAYS BETWEEN THE LAST VISIT IN ONE WEEK AND THE FIRST VISIT IN THE NEXT WEEK. | N | Y | D. J. TRUSSES UNLIMITED | 315 WINSTON CREEK PARKWAY |  | LAKELAND | FL | 33809 |  | 8636874796 |  |  | DAVID SNELL & JERRY CHIPS | 315 WINSTON CREEK PARKWAY |  | LAKELAND | FL | 33809 |  | 8636874796 |  | INVESTOR | 15 | 36000 | 1 | 2013-03-15 | 2008-06-05 | NAF | 0
6 | POLK | SWPO |  | 6534891 | NONTRANSIENT NONCOMMUNITY | CHLORINATION; AERATION FOR REMOVAL OF ANY SECONDARY CONTAMINANT, SULFIDE, OR ANY UNREGULATED CONTAMINANT; CORROSION CONTROL INHIBITOR ADDITION; HYPOCHLORINATION; IRON OR MANGANESE SEQUESTRATION; OR ULTRAVIOLET RADIATION. THE LEAD/CHIEF OPERATOR MUST BE CLASS D OR HIGHER. 50,000 GPD UP TO 0.25 MGD-STAFFING BY CLASS D OR HIGHER OPERATOR: 3 VISITS/WEEK ON NONCONSECUTIVE DAYS FOR A TOTAL OF 0.3 HOUR/WEEK. LESS THAN 50,000 GPD-STAFFING BY A CLASS D OR HIGHER OPERATOR: 2 VISITS/WEEK ON NONCONSECUTIVE DAYS FOR A TOTAL OF 0.2 HOUR/WEEK. THERE SHALL BE NO MORE THAN 5 DAYS BETWEEN THE LAST VISIT IN ONE WEEK AND THE FIRST VISIT IN THE NEXT WEEK. | N | Y | BARTON COMMERCIAL PARK LLC | 1815 THORNHILL ROAD |  | AUBURNDALE | FL | 33823 |  | 8639678375 |  | DOLORES BARTON | DOLORES BARTON | 1815 THORNHILL ROAD |  | AUBURNDALE | FL | 33823 |  | 8639678375 |  | INVESTOR | 100 | 100000 | 18 | 2018-04-10 | 2021-02-16 | NTNC | 100
6 | POLK | SWPO |  | 6534893 | OTHER PUBLIC WATER SYSTEM | NO TREATMENT--CONSECUTIVE SYSTEMS ONLY | N | Y | LAKE ALFRED MINISTRY | 186 LAKESIDE RANCH |  | WINTER HAVEN | FL | 33881 |  | 8634225608 |  | DICK CROSBY | LAKE ALFRED MINISTRY | 140 MALLARD ROAD |  | LAKE ALFRED | FL | 33850 |  |  |  | TRUST/COOPERATIVE | 24 | 21600 | 1 | 11-JAN-00 | 2091-02-11 | NAF | 0
6 | POLK | SWPO | robrien@athenarealestate.com | 6534902 | COMMUNITY | CHLORINATION; AERATION FOR REMOVAL OF ANY SECONDARY CONTAMINANT, SULFIDE, OR ANY UNREGULATED CONTAMINANT; CORROSION CONTROL INHIBITOR ADDITION; HYPOCHLORINATION; IRON OR MANGANESE SEQUESTRATION; OR ULTRAVIOLET RADIATION. THE LEAD/CHIEF OPERATOR MUST BE CLASS D OR HIGHER. 50,000 GPD UP TO 0.25 MGD-STAFFING BY CLASS D OR HIGHER OPERATOR: 3 VISITS/WEEK ON NONCONSECUTIVE DAYS FOR A TOTAL OF 0.3 HOUR/WEEK. LESS THAN 50,000 GPD-STAFFING BY A CLASS D OR HIGHER OPERATOR: 2 VISITS/WEEK ON NONCONSECUTIVE DAYS FOR A TOTAL OF 0.2 HOUR/WEEK. THERE SHALL BE NO MORE THAN 5 DAYS BETWEEN THE LAST VISIT IN ONE WEEK AND THE FIRST VISIT IN THE NEXT WEEK. | N | Y | HICKORY LAKE ESTATES | 1640 SCENIC HWY |  | FROSTPROOF | FL | 33843 |  | 8636354993 |  | ROSE CLAAR | RICHARD O'BRIEN | 98 MILL PLAIN ROAD, SUITE 3C |  | DANBURY | CT | 6811 |  | 2039422745 |  | INVESTOR | 114 | 115200 | 75 | 2018-03-23 | 2021-04-21 | DC052 | 100
6 | POLK | SWPO |  | 6534903 | OTHER PUBLIC WATER SYSTEM | NO TREATMENT--CONSECUTIVE SYSTEMS ONLY | N | Y | NECESSARY SERVICES | 3800 WEST LAKE HAMILTON DRIVE |  | LAKE HAMILTON | FL | 33881 |  | 8634229555 |  | POUNDS MOTOR COMPANY | JAMES H. POUNDS | P.O. BOX 770248 |  | WINTER GARDEN | FL | 34777 | 248 | 4076561352 |  | INVESTOR | 2 | 57600 | 1 | 2098-09-14 | 2089-11-08 | NAF | 0
6 | POLK | SWPO |  | 6534911 | OTHER PUBLIC WATER SYSTEM | CHLORINATION; AERATION FOR REMOVAL OF ANY SECONDARY CONTAMINANT, SULFIDE, OR ANY UNREGULATED CONTAMINANT; CORROSION CONTROL INHIBITOR ADDITION; HYPOCHLORINATION; IRON OR MANGANESE SEQUESTRATION; OR ULTRAVIOLET RADIATION. THE LEAD/CHIEF OPERATOR MUST BE CLASS D OR HIGHER. 50,000 GPD UP TO 0.25 MGD-STAFFING BY CLASS D OR HIGHER OPERATOR: 3 VISITS/WEEK ON NONCONSECUTIVE DAYS FOR A TOTAL OF 0.3 HOUR/WEEK. LESS THAN 50,000 GPD-STAFFING BY A CLASS D OR HIGHER OPERATOR: 2 VISITS/WEEK ON NONCONSECUTIVE DAYS FOR A TOTAL OF 0.2 HOUR/WEEK. THERE SHALL BE NO MORE THAN 5 DAYS BETWEEN THE LAST VISIT IN ONE WEEK AND THE FIRST VISIT IN THE NEXT WEEK. | N | Y | MT CARMEL PRIMITIVE BAPTIST CH | 5421 SIMMONS ROAD |  | LAKELAND | FL | 33803 |  | 8636464878 |  | MARTHA SMITH | MT CARMEL PRIMITIVE BAPTIST CH | HWY 676 |  | NICHOLS | FL | 33863 |  | 8634254330 |  | TRUST/COOPERATIVE | 20 | 28800 | 1 | 09-FEB-00 | 2090-03-15 | NAF | 0
6 | POLK | SWPO |  | 6534913 | OTHER PUBLIC WATER SYSTEM | NO TREATMENT--CONSECUTIVE SYSTEMS ONLY | N | Y | LEE FURNITURE OUTLET | 2900 US HIGHWAY 27 NORTH |  | LAKE WALES | FL | 33853 |  | 8136762224 |  | LEE CARTER | LEE FURNITURE OUTLET | 2900 US HIGHWAY 27 NORTH |  | LAKE WALES | FL | 33853 |  | 8136762224 |  | INVESTOR | 5 | 24000 | 1 | 02-JUN-00 | 2092-11-04 | NAF | 0
6 | POLK | SWPO |  | 6534917 | OTHER PUBLIC WATER SYSTEM | CHLORINATION; AERATION FOR REMOVAL OF ANY SECONDARY CONTAMINANT, SULFIDE, OR ANY UNREGULATED CONTAMINANT; CORROSION CONTROL INHIBITOR ADDITION; HYPOCHLORINATION; IRON OR MANGANESE SEQUESTRATION; OR ULTRAVIOLET RADIATION. THE LEAD/CHIEF OPERATOR MUST BE CLASS D OR HIGHER. 50,000 GPD UP TO 0.25 MGD-STAFFING BY CLASS D OR HIGHER OPERATOR: 3 VISITS/WEEK ON NONCONSECUTIVE DAYS FOR A TOTAL OF 0.3 HOUR/WEEK. LESS THAN 50,000 GPD-STAFFING BY A CLASS D OR HIGHER OPERATOR: 2 VISITS/WEEK ON NONCONSECUTIVE DAYS FOR A TOTAL OF 0.2 HOUR/WEEK. THERE SHALL BE NO MORE THAN 5 DAYS BETWEEN THE LAST VISIT IN ONE WEEK AND THE FIRST VISIT IN THE NEXT WEEK. | N | Y | CORONET RD. DUPLEXES | CORONET RD. & ADAMS RD. |  | MULBERRY | FL | 33860 |  | 8636447557 |  | FORREST DOUCETTE\CONTACT JOY | F.H. DOUCETTE | 1611 GROVE ST. |  | MAITLAND | FL | 32751 |  | 4076295915 |  | INVESTOR | 48 | 72000 | 13 | 27-APR-00 | 2089-12-07 | NAF | 0
6 | POLK | SWPO | manager@carefreecountryclub.org | 6534918 | COMMUNITY | CHLORINATION; AERATION FOR REMOVAL OF ANY SECONDARY CONTAMINANT, SULFIDE, OR ANY UNREGULATED CONTAMINANT; CORROSION CONTROL INHIBITOR ADDITION; HYPOCHLORINATION; IRON OR MANGANESE SEQUESTRATION; OR ULTRAVIOLET RADIATION. THE LEAD/CHIEF OPERATOR MUST BE CLASS C OR HIGHER. 5.0 MGD AND ABOVE-STAFFING BY CLASS C OR HIGHER OPERATOR: 6 HOURS/DAY FOR 5 DAYS/WEEK AND ONE VISIT ON EACH WEEKEND DAY. 3.0 MGD UP TO 5.0 MGD-STAFFING BY CLASS C OR HIGHER OPERATOR: 1 HOUR/DAY FOR 5 DAYS/WEEK AND ONE VISIT ON EACH WEEKEND DAY. 0.25 MGD UP TO 3.0 MGD-STAFFING BY CLASS C OR HIGHER OPERATOR: 5 VISITS/WEEK AND ONE VISIT EACH WEEKEND FOR A TOTAL OF 0.6 HOUR/WEEK. | N | Y | CAREFREE RV COUNTRY CLUB | 9705 BESS LAKE ROAD |  | WINTER HAVEN | FL | 33880 |  | 8633247970 |  | CHRIS ARTHUR | CAREFREE RV SUBDIVISION - CURTIS GROGHMANN | 9705 BESS LAKE ROAD |  | WINTER HAVEN | FL | 33884 |  | 8633243892 |  | INVESTOR | 784 | 720000 | 500 | 2020-06-12 | 2021-04-23 | DC04 | 1000
6 | POLK | SWPO |  | 6534993 | NONCOMMUNITY | ACTIVATED CARBON PROCESSES; DIATOMACEOUS EARTH FILTRATION; ION EXCHANGE FOR REMOVAL OF ANY PRIMARY CONTAMINANT; ION AND MANGANESE REMOVAL (OXIDATION, DETENTION, AND FILTRATION); OR SLOW SAND FILTRATION. LEAD/CHIEF OPERATOR MUST BE CLASS C OR HIGHER. 1.0 MGD UP TO 2.0 MGD-STAFFING BY CLASS C OR HIGHER OPERATOR: 6 HOURS/DAY FOR 5 DAYS/WEEK AND ONE VISIT ON EACH WEEKEND DAY. 0.5 MGD UP TO 1.0 MGD-STAFFING BY CLASS C OR HIGHER OPERATOR: 3 HOURS/DAY FOR 5 DAYS/WEEK AND ONE VISIT ON EACH WEEKEND DAY. 0.25 MGD UP TO 0.5 MGD-STAFFING BY CLASS C OR HIGHER OPERATOR: 1 HOUR/DAY FOR 5 DAYS/WEEK AND ONE VISIT ON EACH WEEKEND DAY. LESS THAN 0.25 MGD-STAFFING BY CLASS C OR HIGHER OPERATOR: 5 VISITS/WEEK AND ONE VISIT EACH WEEKEND FOR A TOTAL OF 1.8 HOURS/WEEK. | N | Y | PEACE CREEK R.V. PARK | 26397 US HIGHWAY 27 |  | LAKE WALES | FL | 33859 |  | 8634395205 |  | PEGGY MANN | PEGGY MANN | 368 BUCK MANN ROAD |  | WINTER HAVEN | FL | 33884 |  | 8634129171 |  | INVESTOR | 60 | 250000 | 110 | 2019-03-12 | 2021-01-06 | NC01 | 50
6 | POLK | SWPO |  | 6534994 | COMMUNITY | CHLORINATION; AERATION FOR REMOVAL OF ANY SECONDARY CONTAMINANT, SULFIDE, OR ANY UNREGULATED CONTAMINANT; CORROSION CONTROL INHIBITOR ADDITION; HYPOCHLORINATION; IRON OR MANGANESE SEQUESTRATION; OR ULTRAVIOLET RADIATION. THE LEAD/CHIEF OPERATOR MUST BE CLASS D OR HIGHER. 50,000 GPD UP TO 0.25 MGD-STAFFING BY CLASS D OR HIGHER OPERATOR: 3 VISITS/WEEK ON NONCONSECUTIVE DAYS FOR A TOTAL OF 0.3 HOUR/WEEK. LESS THAN 50,000 GPD-STAFFING BY A CLASS D OR HIGHER OPERATOR: 2 VISITS/WEEK ON NONCONSECUTIVE DAYS FOR A TOTAL OF 0.2 HOUR/WEEK. THERE SHALL BE NO MORE THAN 5 DAYS BETWEEN THE LAST VISIT IN ONE WEEK AND THE FIRST VISIT IN THE NEXT WEEK. | N | Y | WILLOW OAK ESTATES | BAILEY ROAD |  | MULBERRY | FL | 33860 |  | 8635372072 |  | MARK DUCORSKY | ANGLEFISH SERVICES | P.O. BOX 276 |  | OSPREY | FL | 34229 |  | 8633541155 |  | INVESTOR | 108 | 43200 | 27 | 2020-11-02 | 2021-07-19 | DC06 | 100
6 | POLK | SWPO |  | 6534996 | COMMUNITY | ACTIVATED CARBON PROCESSES; DIATOMACEOUS EARTH FILTRATION; ION EXCHANGE FOR REMOVAL OF ANY PRIMARY CONTAMINANT; ION AND MANGANESE REMOVAL (OXIDATION, DETENTION, AND FILTRATION); OR SLOW SAND FILTRATION. LEAD/CHIEF OPERATOR MUST BE CLASS C OR HIGHER. 1.0 MGD UP TO 2.0 MGD-STAFFING BY CLASS C OR HIGHER OPERATOR: 6 HOURS/DAY FOR 5 DAYS/WEEK AND ONE VISIT ON EACH WEEKEND DAY. 0.5 MGD UP TO 1.0 MGD-STAFFING BY CLASS C OR HIGHER OPERATOR: 3 HOURS/DAY FOR 5 DAYS/WEEK AND ONE VISIT ON EACH WEEKEND DAY. 0.25 MGD UP TO 0.5 MGD-STAFFING BY CLASS C OR HIGHER OPERATOR: 1 HOUR/DAY FOR 5 DAYS/WEEK AND ONE VISIT ON EACH WEEKEND DAY. LESS THAN 0.25 MGD-STAFFING BY CLASS C OR HIGHER OPERATOR: 5 VISITS/WEEK AND ONE VISIT EACH WEEKEND FOR A TOTAL OF 1.8 HOURS/WEEK. | N | Y | ORANGE ACRES RANCH | 5130 ALTURAS BABSON PARK CUTOFF RD. |  | LAKE WALES | FL | 33853 |  | 8635371625 |  | ERIC SUESZ | ORANGE ACRES RANCH HOA | 5130 ABC RD. #162 |  | LAKE WALES | FL | 33859 |  | 8634305112 |  | INVESTOR | 200 | 86400 | 138 | 2018-11-26 | 2021-07-26 | DC051 | 100
6 | POLK | SWPO |  | 6534999 | COMMUNITY | CHLORINATION; AERATION FOR REMOVAL OF ANY SECONDARY CONTAMINANT, SULFIDE, OR ANY UNREGULATED CONTAMINANT; CORROSION CONTROL INHIBITOR ADDITION; HYPOCHLORINATION; IRON OR MANGANESE SEQUESTRATION; OR ULTRAVIOLET RADIATION. THE LEAD/CHIEF OPERATOR MUST BE CLASS D OR HIGHER. 50,000 GPD UP TO 0.25 MGD-STAFFING BY CLASS D OR HIGHER OPERATOR: 3 VISITS/WEEK ON NONCONSECUTIVE DAYS FOR A TOTAL OF 0.3 HOUR/WEEK. LESS THAN 50,000 GPD-STAFFING BY A CLASS D OR HIGHER OPERATOR: 2 VISITS/WEEK ON NONCONSECUTIVE DAYS FOR A TOTAL OF 0.2 HOUR/WEEK. THERE SHALL BE NO MORE THAN 5 DAYS BETWEEN THE LAST VISIT IN ONE WEEK AND THE FIRST VISIT IN THE NEXT WEEK. | N | Y | COUNTRY CLASS | 1100 DREW STREET |  | LAKELAND | FL | 33813 |  | 8635810128 |  | TAMARA RICHARDSON, P.E., UTILITIES DIRECTOR | TAMARA RICHARDSON, P.E., UTILITIES DIRECTOR | 1011 JIM KEENE BLVD. |  | WINTER HAVEN | FL | 33880 |  | 8632984235 |  | COUNTY | 256 | 193000 | 102 | 2010-06-16 | 2021-09-01 | DC05 | 500
6 | POLK | SWPO | wsswater@gmail.com | 6535001 | NONCOMMUNITY | CHLORINATION; AERATION FOR REMOVAL OF ANY SECONDARY CONTAMINANT, SULFIDE, OR ANY UNREGULATED CONTAMINANT; CORROSION CONTROL INHIBITOR ADDITION; HYPOCHLORINATION; IRON OR MANGANESE SEQUESTRATION; OR ULTRAVIOLET RADIATION. THE LEAD/CHIEF OPERATOR MUST BE CLASS D OR HIGHER. 50,000 GPD UP TO 0.25 MGD-STAFFING BY CLASS D OR HIGHER OPERATOR: 3 VISITS/WEEK ON NONCONSECUTIVE DAYS FOR A TOTAL OF 0.3 HOUR/WEEK. LESS THAN 50,000 GPD-STAFFING BY A CLASS D OR HIGHER OPERATOR: 2 VISITS/WEEK ON NONCONSECUTIVE DAYS FOR A TOTAL OF 0.2 HOUR/WEEK. THERE SHALL BE NO MORE THAN 5 DAYS BETWEEN THE LAST VISIT IN ONE WEEK AND THE FIRST VISIT IN THE NEXT WEEK. | N | Y | PRIMA'S STORE, INC. | 6980 STATE ROAD 60 W. |  | MULBERRY | FL | 33860 | 7821 | 8136508478 |  | PONCE CARDERAS | LILIANA RIVERA | 6980 STATE RD 60 W |  | MULBERRY | FL | 33860 |  | 8634253500 |  | INVESTOR | 50 | 36000 | 2 | 2019-05-23 | 2021-03-04 | NC01 | 50
6 | POLK | SWPO | steve.saldate@boral.com | 6535003 | NONTRANSIENT NONCOMMUNITY | CHLORINATION; AERATION FOR REMOVAL OF ANY SECONDARY CONTAMINANT, SULFIDE, OR ANY UNREGULATED CONTAMINANT; CORROSION CONTROL INHIBITOR ADDITION; HYPOCHLORINATION; IRON OR MANGANESE SEQUESTRATION; OR ULTRAVIOLET RADIATION. THE LEAD/CHIEF OPERATOR MUST BE CLASS D OR HIGHER. 50,000 GPD UP TO 0.25 MGD-STAFFING BY CLASS D OR HIGHER OPERATOR: 3 VISITS/WEEK ON NONCONSECUTIVE DAYS FOR A TOTAL OF 0.3 HOUR/WEEK. LESS THAN 50,000 GPD-STAFFING BY A CLASS D OR HIGHER OPERATOR: 2 VISITS/WEEK ON NONCONSECUTIVE DAYS FOR A TOTAL OF 0.2 HOUR/WEEK. THERE SHALL BE NO MORE THAN 5 DAYS BETWEEN THE LAST VISIT IN ONE WEEK AND THE FIRST VISIT IN THE NEXT WEEK. | N | Y | WESTLAKE ROYAL ROOFING PLANT 1 | 200 STORY RD. |  | LAKE WALES | FL | 33859 | 632 | 8636769405 |  | MIKE WATSON | WESTLAKE | 2801 POST OAK ROAD | SUITE 600 | HOUSTON | TX | 77056 |  | 7139609111 |  | INVESTOR | 35 | 108000 | 5 | 2008-02-19 | 2021-10-08 | NTNC | 100
6 | POLK | SWPO |  | 6535004 | OTHER PUBLIC WATER SYSTEM | NO TREATMENT--CONSECUTIVE SYSTEMS ONLY | N | Y | BRYAN`S AUTO PAINTING | 3042 US HWY 27 S |  | LAKE WALES | FL | 33853 |  | 8636382374 |  | BRYAN HULSEY | BRYAN J. HULSEY | 3042 US HIGHWAY 27 SOUTH |  | LAKE WALES | FL | 33853 |  | 8636382374 |  | INVESTOR | 10 | 57600 | 6 | 25-FEB-00 | 2087-07-13 | NAF | 0
6 | POLK | SWPO |  | 6535017 | OTHER PUBLIC WATER SYSTEM | NO TREATMENT--CONSECUTIVE SYSTEMS ONLY | N | Y | HEATH CORP. | P.O. BOX 72 |  | LAKE WALES | FL | 33859 | 72 | 8636381819 |  | W G HEATH | W G "BILLY" HEATH JR. | 3001 US 27 SOUTH |  | LAKE WALES | FL | 33853 |  | 8636381819 |  | INVESTOR | 10 | 22000 | 3 | 06-APR-00 | 2087-07-13 | NAF | 0
6 | POLK | SWPO |  | 6535020 | OTHER PUBLIC WATER SYSTEM | NO TREATMENT--CONSECUTIVE SYSTEMS ONLY | N | Y | WARD GROUP HOME | 5240 LUNN ROAD |  | LAKELAND | FL | 33801 |  | 8636446574 |  | CHERYL WARD | WARD GROUP HOME | 5240 LUNN ROAD |  | LAKELAND | FL | 33801 |  | 8136837516 |  | INVESTOR | 10 | 28800 | 1 | 19-JUN-00 | 2091-03-01 | NAF | 0
6 | POLK | SWPO |  | 6535021 | NONCOMMUNITY | ACTIVATED CARBON PROCESSES; DIATOMACEOUS EARTH FILTRATION; ION EXCHANGE FOR REMOVAL OF ANY PRIMARY CONTAMINANT; ION AND MANGANESE REMOVAL (OXIDATION, DETENTION, AND FILTRATION); OR SLOW SAND FILTRATION. LEAD/CHIEF OPERATOR MUST BE CLASS C OR HIGHER. 1.0 MGD UP TO 2.0 MGD-STAFFING BY CLASS C OR HIGHER OPERATOR: 6 HOURS/DAY FOR 5 DAYS/WEEK AND ONE VISIT ON EACH WEEKEND DAY. 0.5 MGD UP TO 1.0 MGD-STAFFING BY CLASS C OR HIGHER OPERATOR: 3 HOURS/DAY FOR 5 DAYS/WEEK AND ONE VISIT ON EACH WEEKEND DAY. 0.25 MGD UP TO 0.5 MGD-STAFFING BY CLASS C OR HIGHER OPERATOR: 1 HOUR/DAY FOR 5 DAYS/WEEK AND ONE VISIT ON EACH WEEKEND DAY. LESS THAN 0.25 MGD-STAFFING BY CLASS C OR HIGHER OPERATOR: 5 VISITS/WEEK AND ONE VISIT EACH WEEKEND FOR A TOTAL OF 1.8 HOURS/WEEK. | N | Y | GATOR CREEK CAMPGROUND | 10545 US. 98 NORTH |  | LAKELAND | FL | 33809 |  | 8636650409 |  | DARLENE MEADOW | KENNETH MEADOWS | 10545 U.S. 98 NORTH |  | LAKELAND | FL | 33809 |  | 8638580340 |  | INVESTOR | 90 | 21600 | 54 | 2021-12-13 | 2021-12-09 | NC01 | 50
6 | POLK | SWPO | cllmhrv2@yahoo.com | 6535026 | COMMUNITY | CHLORINATION; AERATION FOR REMOVAL OF ANY SECONDARY CONTAMINANT, SULFIDE, OR ANY UNREGULATED CONTAMINANT; CORROSION CONTROL INHIBITOR ADDITION; HYPOCHLORINATION; IRON OR MANGANESE SEQUESTRATION; OR ULTRAVIOLET RADIATION. THE LEAD/CHIEF OPERATOR MUST BE CLASS D OR HIGHER. 50,000 GPD UP TO 0.25 MGD-STAFFING BY CLASS D OR HIGHER OPERATOR: 3 VISITS/WEEK ON NONCONSECUTIVE DAYS FOR A TOTAL OF 0.3 HOUR/WEEK. LESS THAN 50,000 GPD-STAFFING BY A CLASS D OR HIGHER OPERATOR: 2 VISITS/WEEK ON NONCONSECUTIVE DAYS FOR A TOTAL OF 0.2 HOUR/WEEK. THERE SHALL BE NO MORE THAN 5 DAYS BETWEEN THE LAST VISIT IN ONE WEEK AND THE FIRST VISIT IN THE NEXT WEEK. | N | Y | CENTRAL LEISURE LAKE MHP & RV | 1095 HWY 92 WEST |  | AUBURNDALE | FL | 33823 |  | 8636653855 |  | VICKI BARTONE | GEORGE GORDON | 58 LEISURE DR |  | AUBURNDALE | FL | 33823 |  | 8636653855 |  | INVESTOR | 194 | 49000 | 117 | 2019-11-21 | 2021-06-18 | DC06 | 100
6 | POLK | SWPO |  | 6535031 | OTHER PUBLIC WATER SYSTEM | NO TREATMENT--CONSECUTIVE SYSTEMS ONLY | N | Y | INTERNATIONAL CONSTRUCTION EQ | 310 WINSTON CK. PKWY. |  | LAKELAND | FL | 33809 |  | 8636801508 |  | BILL SMITH | I.C.E. | 310 WINSTON CREEK PKWY. |  | LAKELAND | FL | 33809 |  |  |  | INVESTOR | 10 | 28800 | 1 | 19-SEP-00 | 2090-04-05 | NAF | 0
6 | POLK | SWPO | TWALKER@HJHSCPA.COM | 6535036 | NONCOMMUNITY | CHLORINATION; AERATION FOR REMOVAL OF ANY SECONDARY CONTAMINANT, SULFIDE, OR ANY UNREGULATED CONTAMINANT; CORROSION CONTROL INHIBITOR ADDITION; HYPOCHLORINATION; IRON OR MANGANESE SEQUESTRATION; OR ULTRAVIOLET RADIATION. THE LEAD/CHIEF OPERATOR MUST BE CLASS D OR HIGHER. 50,000 GPD UP TO 0.25 MGD-STAFFING BY CLASS D OR HIGHER OPERATOR: 3 VISITS/WEEK ON NONCONSECUTIVE DAYS FOR A TOTAL OF 0.3 HOUR/WEEK. LESS THAN 50,000 GPD-STAFFING BY A CLASS D OR HIGHER OPERATOR: 2 VISITS/WEEK ON NONCONSECUTIVE DAYS FOR A TOTAL OF 0.2 HOUR/WEEK. THERE SHALL BE NO MORE THAN 5 DAYS BETWEEN THE LAST VISIT IN ONE WEEK AND THE FIRST VISIT IN THE NEXT WEEK. | N | Y | LAKE GIBSON DENTAL CENTER | 6440 PEARCE ROAD |  | LAKELAND | FL | 33809 |  | 8638581424 |  |  | COMFORTABLE CARE DENTAL HEALTH PROFESSIONALS | 1200 NETWORK CENTRE DR STE 2 |  | EFFINGHAM | IL | 62401 |  | 8638581424 |  | INVESTOR | 90 | 28800 | 2 | 2019-02-24 | 2021-05-13 | NC01 | 50
6 | POLK | SWPO |  | 6535046 | OTHER PUBLIC WATER SYSTEM | CHLORINATION; AERATION FOR REMOVAL OF ANY SECONDARY CONTAMINANT, SULFIDE, OR ANY UNREGULATED CONTAMINANT; CORROSION CONTROL INHIBITOR ADDITION; HYPOCHLORINATION; IRON OR MANGANESE SEQUESTRATION; OR ULTRAVIOLET RADIATION. THE LEAD/CHIEF OPERATOR MUST BE CLASS D OR HIGHER. 50,000 GPD UP TO 0.25 MGD-STAFFING BY CLASS D OR HIGHER OPERATOR: 3 VISITS/WEEK ON NONCONSECUTIVE DAYS FOR A TOTAL OF 0.3 HOUR/WEEK. LESS THAN 50,000 GPD-STAFFING BY A CLASS D OR HIGHER OPERATOR: 2 VISITS/WEEK ON NONCONSECUTIVE DAYS FOR A TOTAL OF 0.2 HOUR/WEEK. THERE SHALL BE NO MORE THAN 5 DAYS BETWEEN THE LAST VISIT IN ONE WEEK AND THE FIRST VISIT IN THE NEXT WEEK. | N | Y | OSBORN ORNAMENTAL IRON WORKS | 3195 RECKER HIGHWAY |  | WINTER HAVEN | FL | 33880 |  | 8632997333 |  | DORSEY OSBORN | DORSY OSBORN | 3195 RECKER HIGHWAY |  | WINTER HAVEN | FL | 33880 |  | 8632997333 |  | INVESTOR | 2 | 0 | 2 | 2099-03-26 | 2092-01-27 | NAF | 0
6 | POLK | SWPO | pcflynn@uiwater.com | 6535055 | COMMUNITY | AERATION FOR REMOVAL OF ANY PRIMARY CONTAMINANT; ALKALINITY/PH ADJUSTMENT; CHLORAMIN ATION; CHLORINE DIOXIDE FOR OXIDATION OR DISINFECTION; FLUORIDATION; ION EXCHANGE FOR REMOVAL OF ANY SECONDARY CONTAMINANT, SULFIDE, OR ANY UNREGULATED CONTAMINANT; OR OZONATION. THE LEAD/CHIEF OPERATOR MUST BE CLASS C OR HIGHER. 5.0 MGD UP TO 10 MGD-STAFFING BY CLASS C OR HIGHER OPERATOR: 6 HOURS/DAY FOR 5 DAYS/WEEK AND ONE VISIT ON EACH WEEKEND DAY. 3.0 MGD UP TO 5.0 MGD-STAFFING BY CLASS C OR HIGHER OPERATOR: 3 HOURS/DAY FOR 5 DAYS/WEEK AND ONE VISIT ON EACH WEEKEND DAY. 1.0 MGD UP TO 3.0 MGD-STAFFING BY CLASS C OR HIGHER OPERATOR: 1 HOUR/DAY FOR 5 DAYS/WEEK AND ONE VISIT ON EACH WEEKEND DAY. 0.1 MGD UP TO 1.0 MGD-STAFFING BY CLASS C OR HIGHER OPERATOR: 5 VISITS/WEEK AND ONE VISIT EACH WEEKEND FOR A TOTAL OF 1.2 HOURS/WEEK. | N | Y | UIF - CYPRESS LAKES | 10000 U.S.HWY 98 N |  | LAKELAND | FL | 33809 |  | 8002721919 | 1362 | UTILITIES, INC. OF FLORIDA | UTILITIES, INC. OF FLORIDA | 200 WEATHERSFIELD AVENUE |  | ALTAMONTE SPRINGS | FL | 32714 |  | 4077745078 |  | INVESTOR | 3418 | 673000 | 1251 | 2013-03-27 | 2021-08-17 | DC04 | 1000
6 | POLK | SWPO | danon.moxley@myfwc.com | 6535056 | NONCOMMUNITY | CHLORINATION; AERATION FOR REMOVAL OF ANY SECONDARY CONTAMINANT, SULFIDE, OR ANY UNREGULATED CONTAMINANT; CORROSION CONTROL INHIBITOR ADDITION; HYPOCHLORINATION; IRON OR MANGANESE SEQUESTRATION; OR ULTRAVIOLET RADIATION. THE LEAD/CHIEF OPERATOR MUST BE CLASS D OR HIGHER. 50,000 GPD UP TO 0.25 MGD-STAFFING BY CLASS D OR HIGHER OPERATOR: 3 VISITS/WEEK ON NONCONSECUTIVE DAYS FOR A TOTAL OF 0.3 HOUR/WEEK. LESS THAN 50,000 GPD-STAFFING BY A CLASS D OR HIGHER OPERATOR: 2 VISITS/WEEK ON NONCONSECUTIVE DAYS FOR A TOTAL OF 0.2 HOUR/WEEK. THERE SHALL BE NO MORE THAN 5 DAYS BETWEEN THE LAST VISIT IN ONE WEEK AND THE FIRST VISIT IN THE NEXT WEEK. | N | Y | TENOROC STATE RESERVE/OFFICE | 3829 TENOROC MINE ROAD |  | LAKELAND | FL | 33805 |  | 8634992421 |  | DANON MOXELY | FLORIDA GAME & FISH COMMISSION | 3829 TENOROC MINE ROAD |  | LAKELAND | FL | 33805 |  | 8634992421 |  | STATE | 35 | 57600 | 3 | 2020-09-30 | 2021-02-25 | NC01 | 50
6 | POLK | SWPO |  | 6535059 | OTHER PUBLIC WATER SYSTEM | NO TREATMENT--CONSECUTIVE SYSTEMS ONLY | N | Y | ZEPHYR EGG COMPANY | OCONNOR ROAD |  | KATHLEEN | FL | 33849 |  | 8637828779 |  |  | JACK LINVILLE ESTATE | 4622 GALL BLVD. |  | ZEPHYRHILLS | FL | 33541 |  | 8637821521 |  | INVESTOR | 8 | 1 | 1 | 2099-12-14 | 2089-02-28 | NAF | 0
6 | POLK | SWPO | joyce.ellerbe@myfwc.com | 6535061 | NONCOMMUNITY | AERATION FOR REMOVAL OF ANY PRIMARY CONTAMINANT; ALKALINITY/PH ADJUSTMENT; CHLORAMIN ATION; CHLORINE DIOXIDE FOR OXIDATION OR DISINFECTION; FLUORIDATION; ION EXCHANGE FOR REMOVAL OF ANY SECONDARY CONTAMINANT, SULFIDE, OR ANY UNREGULATED CONTAMINANT; OR OZONATION LESS THAN 0.1 MGD. STAFFING BY A CLASS D OR HIGHER OPERATOR: 3 VISITS/WEEK ON NONCONSECUTIVE DAYS FOR A TOTAL OF 0.6 HOUR/WEEK. THE LEAD/CHIEF OPERATOR MUST BE CLASS D OR HIGHER. | N | Y | TENOROC PICNIC AREA | 3829 TENOROC MINE ROAD |  | LAKELAND | FL | 33805 |  | 8634992421 |  | DANON MOXLEY | FLORIDA GAME & FISH COMMISSION | 3829 TENOROC MINE ROAD |  | LAKELAND | FL | 33805 |  | 8634992421 |  | STATE | 35 | 43200 | 3 | 2020-09-30 | 2021-02-25 | NC01 | 50
6 | POLK | SWPO | sparkyrabbit@tampabay.rr.com | 6535063 | COMMUNITY | CHLORINATION; AERATION FOR REMOVAL OF ANY SECONDARY CONTAMINANT, SULFIDE, OR ANY UNREGULATED CONTAMINANT; CORROSION CONTROL INHIBITOR ADDITION; HYPOCHLORINATION; IRON OR MANGANESE SEQUESTRATION; OR ULTRAVIOLET RADIATION. THE LEAD/CHIEF OPERATOR MUST BE CLASS D OR HIGHER. 50,000 GPD UP TO 0.25 MGD-STAFFING BY CLASS D OR HIGHER OPERATOR: 3 VISITS/WEEK ON NONCONSECUTIVE DAYS FOR A TOTAL OF 0.3 HOUR/WEEK. LESS THAN 50,000 GPD-STAFFING BY A CLASS D OR HIGHER OPERATOR: 2 VISITS/WEEK ON NONCONSECUTIVE DAYS FOR A TOTAL OF 0.2 HOUR/WEEK. THERE SHALL BE NO MORE THAN 5 DAYS BETWEEN THE LAST VISIT IN ONE WEEK AND THE FIRST VISIT IN THE NEXT WEEK. | N | Y | SOUTHERN OAKS MHP | 3276 MT. TABOR ROAD |  | LAKELAND | FL | 33809 |  | 8632552412 |  | LETTY SPIVEY | OLIN J. SPIVEY | 2090 GIBSONIA-GALLOWAY RD |  | LAKELAND | FL | 33810 |  | 8638582262 |  | INVESTOR | 25 | 49000 | 31 | 2017-08-05 | 2021-11-04 | DC06 | 100
6 | POLK | SWPO | BALTMAN@CENTURYCOMPANIES.NET | 6535064 | COMMUNITY | CHLORINATION; AERATION FOR REMOVAL OF ANY SECONDARY CONTAMINANT, SULFIDE, OR ANY UNREGULATED CONTAMINANT; CORROSION CONTROL INHIBITOR ADDITION; HYPOCHLORINATION; IRON OR MANGANESE SEQUESTRATION; OR ULTRAVIOLET RADIATION. THE LEAD/CHIEF OPERATOR MUST BE CLASS C OR HIGHER. 5.0 MGD AND ABOVE-STAFFING BY CLASS C OR HIGHER OPERATOR: 6 HOURS/DAY FOR 5 DAYS/WEEK AND ONE VISIT ON EACH WEEKEND DAY. 3.0 MGD UP TO 5.0 MGD-STAFFING BY CLASS C OR HIGHER OPERATOR: 1 HOUR/DAY FOR 5 DAYS/WEEK AND ONE VISIT ON EACH WEEKEND DAY. 0.25 MGD UP TO 3.0 MGD-STAFFING BY CLASS C OR HIGHER OPERATOR: 5 VISITS/WEEK AND ONE VISIT EACH WEEKEND FOR A TOTAL OF 0.6 HOUR/WEEK. | N | Y | SWISS GOLF & TENNIS CLUB | #1 OLD LUCERN PARK ROAD |  | WINTER HAVEN | FL | 33881 |  | 8636471518 |  | BRIAN ALTMAN | CENTURY GROUP INC, (TODD MAXWELL - PRESIDENT | P.O. BOX 330 |  | LAKELAND | FL | 33802 |  | 8636471581 |  | INVESTOR | 1900 | 1296000 | 950 | 2012-05-17 | 2021-09-16 | DC03 | 2000
6 | POLK | SWPO |  | 6535066 | OTHER PUBLIC WATER SYSTEM | NO TREATMENT--CONSECUTIVE SYSTEMS ONLY | N | Y | LAKE WALES STORAGE INC | 4851 OLD HWY 37 |  | LAKELAND | FL | 33813 |  | 8636767701 |  | SHARON-HAMPTON | CSH MINI MANAGEMENT INC. | 490 NORTH STREET, SUITE 132 |  | LONGWOOD | FL | 32750 |  | 8636461575 |  | INVESTOR | 13 | 43500 | 3 | 09-MAY-00 | 2090-02-16 | NAF | 0
6 | POLK | SWPO |  | 6535070 | COMMUNITY | CHLORINATION; AERATION FOR REMOVAL OF ANY SECONDARY CONTAMINANT, SULFIDE, OR ANY UNREGULATED CONTAMINANT; CORROSION CONTROL INHIBITOR ADDITION; HYPOCHLORINATION; IRON OR MANGANESE SEQUESTRATION; OR ULTRAVIOLET RADIATION. THE LEAD/CHIEF OPERATOR MUST BE CLASS C OR HIGHER. 5.0 MGD AND ABOVE-STAFFING BY CLASS C OR HIGHER OPERATOR: 6 HOURS/DAY FOR 5 DAYS/WEEK AND ONE VISIT ON EACH WEEKEND DAY. 3.0 MGD UP TO 5.0 MGD-STAFFING BY CLASS C OR HIGHER OPERATOR: 1 HOUR/DAY FOR 5 DAYS/WEEK AND ONE VISIT ON EACH WEEKEND DAY. 0.25 MGD UP TO 3.0 MGD-STAFFING BY CLASS C OR HIGHER OPERATOR: 5 VISITS/WEEK AND ONE VISIT EACH WEEKEND FOR A TOTAL OF 0.6 HOUR/WEEK. | N | Y | LELYNN RV RESORT | 1513 SR 559 |  | POLK CITY | FL | 33868 |  |  |  | DAVID LYNN | LELYNN RV RESORT | 1513 SR 559 |  | POLK CITY | FL | 33868 |  | 8132993040 |  | INVESTOR | 350 | 49000 | 350 | 2089-03-31 | 2021-02-22 | DC06 | 100
6 | POLK | SWPO |  | 6535072 | OTHER PUBLIC WATER SYSTEM | NO TREATMENT--CONSECUTIVE SYSTEMS ONLY | N | Y | MOSAIC FERTILIZER, LLC | 3900 PEEPLES ROAD |  | FT MEADE | FL | 33841 |  | 8632858125 |  |  | MOSAIC FERTILIZER, LLC | 8813 HIGHWAY 41 SOUTH |  | RIVERVIEW | FL | 33569 | 4865 | 8136716297 |  | INVESTOR | 13 | 1 | 1 | 09-JUN-00 | 2092-11-03 | NAF | 0
6 | POLK | SWPO |  | 6535073 | OTHER PUBLIC WATER SYSTEM | NO TREATMENT--CONSECUTIVE SYSTEMS ONLY | N | Y | MOSAIC FERTILIZER, INC. | 3900 PEEPLES ROAD |  | FT MEADE | FL | 33841 |  | 8632858125 |  | DAVID B. JELLERSON | MOSAIC FERTILIZER, LLC | 8813 HIGHWAY 41 SOUTH |  | RIVERVIEW | FL | 33569 | 4865 | 8136716297 |  | INVESTOR | 4 | 1 | 1 | 09-JUN-00 | 2092-11-03 | NAF | 0
6 | POLK | SWPO |  | 6535074 | OTHER PUBLIC WATER SYSTEM | NO TREATMENT--CONSECUTIVE SYSTEMS ONLY | N | Y | PHILLIPS BAIT & TACKLE #2 | 3780 HWY. 92 E. |  | LAKELAND | FL | 33801 |  |  |  | PHILLIPS BAIT & TACKLE #2 | PHILLIPS BAIT & TACKLE #2 | 3780 HIGHWAY 92 EAST |  | LKLD. | FL | 99999 |  | 8139676200 |  | INVESTOR | 2 | 43200 | 1 | 2094-12-28 | 2091-03-01 | NAF | 0
6 | POLK | SWPO | ginger00317@msn.com | 6535079 | COMMUNITY | CHLORINATION; AERATION FOR REMOVAL OF ANY SECONDARY CONTAMINANT, SULFIDE, OR ANY UNREGULATED CONTAMINANT; CORROSION CONTROL INHIBITOR ADDITION; HYPOCHLORINATION; IRON OR MANGANESE SEQUESTRATION; OR ULTRAVIOLET RADIATION. THE LEAD/CHIEF OPERATOR MUST BE CLASS C OR HIGHER. 5.0 MGD AND ABOVE-STAFFING BY CLASS C OR HIGHER OPERATOR: 6 HOURS/DAY FOR 5 DAYS/WEEK AND ONE VISIT ON EACH WEEKEND DAY. 3.0 MGD UP TO 5.0 MGD-STAFFING BY CLASS C OR HIGHER OPERATOR: 1 HOUR/DAY FOR 5 DAYS/WEEK AND ONE VISIT ON EACH WEEKEND DAY. 0.25 MGD UP TO 3.0 MGD-STAFFING BY CLASS C OR HIGHER OPERATOR: 5 VISITS/WEEK AND ONE VISIT EACH WEEKEND FOR A TOTAL OF 0.6 HOUR/WEEK. | N | Y | PINECREST UTILITIE, LLC | CITRUS HIGHLAND DR. |  | BARTOW | FL | 33830 |  | 8635371411 |  | MIKE SMALLRIDGE | MIKE SMALLRIDGE | 5911 TROUBLE CREEK RD |  | NEW PORT RICHEY | FL | 34652 |  | 3523027406 |  | INVESTOR | 405 | 150000 | 178 | 2012-06-15 | 2021-09-09 | DC05 | 500
6 | POLK | SWPO |  | 6535082 | OTHER PUBLIC WATER SYSTEM | NO TREATMENT--CONSECUTIVE SYSTEMS ONLY | N | Y | PRO FAB-TECH, INC. | 3460 RECKER HIGHWAY |  | WINTER HAVEN | FL | 33880 |  | 8632945744 |  | RANDI LECHNER | LIVING COVENANT FAMILY CHURCH | 3460 RECKER HWY |  | WINTER HAVEN | FL | 33880 |  | 8632945744 |  | INVESTOR | 2 | 13000 | 1 | 2097-07-09 | 2089-01-30 | NAF | 0
6 | POLK | SWPO |  | 6535084 | COMMUNITY | CHLORINATION; AERATION FOR REMOVAL OF ANY SECONDARY CONTAMINANT, SULFIDE, OR ANY UNREGULATED CONTAMINANT; CORROSION CONTROL INHIBITOR ADDITION; HYPOCHLORINATION; IRON OR MANGANESE SEQUESTRATION; OR ULTRAVIOLET RADIATION. THE LEAD/CHIEF OPERATOR MUST BE CLASS D OR HIGHER. 50,000 GPD UP TO 0.25 MGD-STAFFING BY CLASS D OR HIGHER OPERATOR: 3 VISITS/WEEK ON NONCONSECUTIVE DAYS FOR A TOTAL OF 0.3 HOUR/WEEK. LESS THAN 50,000 GPD-STAFFING BY A CLASS D OR HIGHER OPERATOR: 2 VISITS/WEEK ON NONCONSECUTIVE DAYS FOR A TOTAL OF 0.2 HOUR/WEEK. THERE SHALL BE NO MORE THAN 5 DAYS BETWEEN THE LAST VISIT IN ONE WEEK AND THE FIRST VISIT IN THE NEXT WEEK. | N | Y | GREEN ACRES MOBILE HOME PARK | 4331 LAKE BUFFUM ROAD |  | LAKE WALES | FL | 33853 |  | 8635371017 |  | MICHAEL KELLY READY | MARY MOBERG | 12345 NW 11TH STREET |  | PLANTATION | FL | 33323 |  | 9543473550 |  | INVESTOR | 62 | 49000 | 31 | 2020-08-20 | 2020-08-17 | DC06 | 100
6 | POLK | SWPO |  | 6535086 | NONCOMMUNITY | CHLORINATION; AERATION FOR REMOVAL OF ANY SECONDARY CONTAMINANT, SULFIDE, OR ANY UNREGULATED CONTAMINANT; CORROSION CONTROL INHIBITOR ADDITION; HYPOCHLORINATION; IRON OR MANGANESE SEQUESTRATION; OR ULTRAVIOLET RADIATION. THE LEAD/CHIEF OPERATOR MUST BE CLASS D OR HIGHER. 50,000 GPD UP TO 0.25 MGD-STAFFING BY CLASS D OR HIGHER OPERATOR: 3 VISITS/WEEK ON NONCONSECUTIVE DAYS FOR A TOTAL OF 0.3 HOUR/WEEK. LESS THAN 50,000 GPD-STAFFING BY A CLASS D OR HIGHER OPERATOR: 2 VISITS/WEEK ON NONCONSECUTIVE DAYS FOR A TOTAL OF 0.2 HOUR/WEEK. THERE SHALL BE NO MORE THAN 5 DAYS BETWEEN THE LAST VISIT IN ONE WEEK AND THE FIRST VISIT IN THE NEXT WEEK. | N | Y | RAINBOW CHASE RV RESORT | 6300 WEST LAKE WILSON ROAD |  | DAVENPORT | FL | 33837 |  | 8634242688 |  | FRANK MAGGIOLO | FRANK MAGGIOLO | 6300 WEST LAKE WILSON ROAD |  | DAVENPORT | FL | 33896 |  | 8634242688 |  | INVESTOR | 25 | 49000 | 117 | 2010-07-27 | 2021-07-20 | NC01 | 50
6 | POLK | SWPO |  | 6535088 | OTHER PUBLIC WATER SYSTEM | CHLORINATION; AERATION FOR REMOVAL OF ANY SECONDARY CONTAMINANT, SULFIDE, OR ANY UNREGULATED CONTAMINANT; CORROSION CONTROL INHIBITOR ADDITION; HYPOCHLORINATION; IRON OR MANGANESE SEQUESTRATION; OR ULTRAVIOLET RADIATION. THE LEAD/CHIEF OPERATOR MUST BE CLASS D OR HIGHER. 50,000 GPD UP TO 0.25 MGD-STAFFING BY CLASS D OR HIGHER OPERATOR: 3 VISITS/WEEK ON NONCONSECUTIVE DAYS FOR A TOTAL OF 0.3 HOUR/WEEK. LESS THAN 50,000 GPD-STAFFING BY A CLASS D OR HIGHER OPERATOR: 2 VISITS/WEEK ON NONCONSECUTIVE DAYS FOR A TOTAL OF 0.2 HOUR/WEEK. THERE SHALL BE NO MORE THAN 5 DAYS BETWEEN THE LAST VISIT IN ONE WEEK AND THE FIRST VISIT IN THE NEXT WEEK. | N | Y | C.A.R.S., INC | 3121 ELLIS AVENUE |  | WINTER HAVEN | FL | 33880 |  | 8002826904 |  | JOHN-SINGER | BERNIE NOEL | 3215 RECKER HWY. |  | WINTER HAVEN | FL | 33880 |  |  |  | INVESTOR | 10 | 0 | 4 | 2099-05-04 | 2088-07-19 | NAF | 0
6 | POLK | SWPO | jburns01@tampabay.rr.com | 6535090 | NONCOMMUNITY | CHLORINATION; AERATION FOR REMOVAL OF ANY SECONDARY CONTAMINANT, SULFIDE, OR ANY UNREGULATED CONTAMINANT; CORROSION CONTROL INHIBITOR ADDITION; HYPOCHLORINATION; IRON OR MANGANESE SEQUESTRATION; OR ULTRAVIOLET RADIATION. THE LEAD/CHIEF OPERATOR MUST BE CLASS D OR HIGHER. 50,000 GPD UP TO 0.25 MGD-STAFFING BY CLASS D OR HIGHER OPERATOR: 3 VISITS/WEEK ON NONCONSECUTIVE DAYS FOR A TOTAL OF 0.3 HOUR/WEEK. LESS THAN 50,000 GPD-STAFFING BY A CLASS D OR HIGHER OPERATOR: 2 VISITS/WEEK ON NONCONSECUTIVE DAYS FOR A TOTAL OF 0.2 HOUR/WEEK. THERE SHALL BE NO MORE THAN 5 DAYS BETWEEN THE LAST VISIT IN ONE WEEK AND THE FIRST VISIT IN THE NEXT WEEK. | N | Y | BURNS INDUSTRIAL PARK | 402 BURNS LANE |  | WINTER HAVEN | FL | 33884 |  | 8633247687 |  | JERRY BURNS | JERRY BURNS | 402 BURNS LANE |  | WINTER HAVEN | FL | 33884 |  | 8633247687 |  | INVESTOR | 25 | 79200 | 27 | 2019-02-18 | 2021-02-11 | NC01 | 50
6 | POLK | SWPO |  | 6535092 | OTHER PUBLIC WATER SYSTEM | NO TREATMENT--CONSECUTIVE SYSTEMS ONLY | N | Y | SOUTHERN BOILER SERVICE | PO BOX 90886 |  | LAKELAND | FL | 33804 | 886 | 8636653424 |  | GLENN BLAIR | SOUTHERN BOILER SERVICE | 3350 NORTH COMBEE ROAD |  | LAKELAND | FL | 33805 |  | 8636653424 |  | INVESTOR | 6 | 1 | 1 | 30-MAR-00 | 2093-01-05 | NAF | 0
6 | POLK | SWPO |  | 6535096 | OTHER PUBLIC WATER SYSTEM | NO TREATMENT--CONSECUTIVE SYSTEMS ONLY | N | Y | JACKSON WAREHOUSE | 1222 BANANA ROAD |  | LAKELAND | FL | 33809 |  | 8636652100 |  | CALVIN JACKSON | JACKSON CONSTRUCTION | 1222 BANANA ROAD |  | LAKELAND | FL | 33809 |  | 8638150323 |  | INVESTOR | 7 | 10000 | 3 | 2098-11-16 | 2089-08-24 | NAF | 0
6 | POLK | SWPO | ajm1949@aol.com | 6535097 | COMMUNITY | CHLORINATION; AERATION FOR REMOVAL OF ANY SECONDARY CONTAMINANT, SULFIDE, OR ANY UNREGULATED CONTAMINANT; CORROSION CONTROL INHIBITOR ADDITION; HYPOCHLORINATION; IRON OR MANGANESE SEQUESTRATION; OR ULTRAVIOLET RADIATION. THE LEAD/CHIEF OPERATOR MUST BE CLASS D OR HIGHER. 50,000 GPD UP TO 0.25 MGD-STAFFING BY CLASS D OR HIGHER OPERATOR: 3 VISITS/WEEK ON NONCONSECUTIVE DAYS FOR A TOTAL OF 0.3 HOUR/WEEK. LESS THAN 50,000 GPD-STAFFING BY A CLASS D OR HIGHER OPERATOR: 2 VISITS/WEEK ON NONCONSECUTIVE DAYS FOR A TOTAL OF 0.2 HOUR/WEEK. THERE SHALL BE NO MORE THAN 5 DAYS BETWEEN THE LAST VISIT IN ONE WEEK AND THE FIRST VISIT IN THE NEXT WEEK. | N | Y | BAILEY PLACE MHP | 2420 BAILEY ROAD |  | MULBERRY | FL | 33860 |  | 8634252281 |  | ANNETTE MOORE | RICHARD MOORE | 11031 CLIPPER CT |  | WINDERMERE | FL | 34786 |  | 4078766541 |  | INVESTOR | 150 | 132500 | 76 | 2020-10-05 | 2021-07-19 | DC051 | 100
6 | POLK | SWPO | waysidechurch@yahoo.com | 6535099 | NONCOMMUNITY | CHLORINATION; AERATION FOR REMOVAL OF ANY SECONDARY CONTAMINANT, SULFIDE, OR ANY UNREGULATED CONTAMINANT; CORROSION CONTROL INHIBITOR ADDITION; HYPOCHLORINATION; IRON OR MANGANESE SEQUESTRATION; OR ULTRAVIOLET RADIATION. THE LEAD/CHIEF OPERATOR MUST BE CLASS D OR HIGHER. 50,000 GPD UP TO 0.25 MGD-STAFFING BY CLASS D OR HIGHER OPERATOR: 3 VISITS/WEEK ON NONCONSECUTIVE DAYS FOR A TOTAL OF 0.3 HOUR/WEEK. LESS THAN 50,000 GPD-STAFFING BY A CLASS D OR HIGHER OPERATOR: 2 VISITS/WEEK ON NONCONSECUTIVE DAYS FOR A TOTAL OF 0.2 HOUR/WEEK. THERE SHALL BE NO MORE THAN 5 DAYS BETWEEN THE LAST VISIT IN ONE WEEK AND THE FIRST VISIT IN THE NEXT WEEK. | N | Y | WAYSIDE BAPTIST CHURCH | 7831 CAMP MACK RD. |  | LAKE WALES | FL | 33853 |  | 8636961126 |  | BARBARA STARLING | WAYSIDE BAPTIST CHURCH | 7831 CAMP MACK RD. |  | LAKE WALES | FL | 33853 |  | 8636961126 |  | OTHER | 125 | 49000 | 1 | 2011-12-09 | 2021-10-21 | NC01 | 50
6 | POLK | SWPO |  | 6535102 | OTHER PUBLIC WATER SYSTEM | NO TREATMENT--CONSECUTIVE SYSTEMS ONLY | N | Y | T-BONE ENTERPRISES | ROUTE #2 BOX 182D |  | ZOLFO SPRINGS | FL | 33890 |  | 8133258440 |  |  | BARBER'S PRODUCE INC. | 5905 DUNDEE ROAD |  | WINTER HAVEN | FL | 33884 |  | 8637350161 |  | INVESTOR | 14 | 0 | 1 | 2091-01-04 | 2091-11-25 | NAF | 0
6 | POLK | SWPO |  | 6535109 | OTHER PUBLIC WATER SYSTEM | CHLORINATION; AERATION FOR REMOVAL OF ANY SECONDARY CONTAMINANT, SULFIDE, OR ANY UNREGULATED CONTAMINANT; CORROSION CONTROL INHIBITOR ADDITION; HYPOCHLORINATION; IRON OR MANGANESE SEQUESTRATION; OR ULTRAVIOLET RADIATION. THE LEAD/CHIEF OPERATOR MUST BE CLASS D OR HIGHER. 50,000 GPD UP TO 0.25 MGD-STAFFING BY CLASS D OR HIGHER OPERATOR: 3 VISITS/WEEK ON NONCONSECUTIVE DAYS FOR A TOTAL OF 0.3 HOUR/WEEK. LESS THAN 50,000 GPD-STAFFING BY A CLASS D OR HIGHER OPERATOR: 2 VISITS/WEEK ON NONCONSECUTIVE DAYS FOR A TOTAL OF 0.2 HOUR/WEEK. THERE SHALL BE NO MORE THAN 5 DAYS BETWEEN THE LAST VISIT IN ONE WEEK AND THE FIRST VISIT IN THE NEXT WEEK. | N | Y | SADDLEBAG SELF STORAGE | RATTLESNAKE RD.&PARK LANE E. |  | LAKE WALES | FL | 33853 |  | 8636963344 |  | ERIC ERIKSON | ERIC ERIKSEN | 169 SCOTCH RD. |  | PATTERSONVILLE | NY | 12137 |  |  |  | INVESTOR | 16 | 1 | 1 | 01-MAR-00 | 2091-03-19 | NAF | 0
6 | POLK | SWPO |  | 6535113 | NONTRANSIENT NONCOMMUNITY | CHLORINATION; AERATION FOR REMOVAL OF ANY SECONDARY CONTAMINANT, SULFIDE, OR ANY UNREGULATED CONTAMINANT; CORROSION CONTROL INHIBITOR ADDITION; HYPOCHLORINATION; IRON OR MANGANESE SEQUESTRATION; OR ULTRAVIOLET RADIATION. THE LEAD/CHIEF OPERATOR MUST BE CLASS D OR HIGHER. 50,000 GPD UP TO 0.25 MGD-STAFFING BY CLASS D OR HIGHER OPERATOR: 3 VISITS/WEEK ON NONCONSECUTIVE DAYS FOR A TOTAL OF 0.3 HOUR/WEEK. LESS THAN 50,000 GPD-STAFFING BY A CLASS D OR HIGHER OPERATOR: 2 VISITS/WEEK ON NONCONSECUTIVE DAYS FOR A TOTAL OF 0.2 HOUR/WEEK. THERE SHALL BE NO MORE THAN 5 DAYS BETWEEN THE LAST VISIT IN ONE WEEK AND THE FIRST VISIT IN THE NEXT WEEK. | N | Y | OAKLEY TRANSPORT INC. | 101 A B C ROAD |  | LAKE WALES | FL | 33853 |  | 8636381435 |  | JAMES SIMS | OAKLEY TRANSPORT INC | 101 ALTURAS BABSON PARK CUTOFF RD |  | LAKE WALES | FL | 33859 |  | 8636381435 |  | INVESTOR | 63 | 96000 | 5 | 2017-10-06 | 2021-07-26 | NTNC | 100
6 | POLK | SWPO |  | 6535114 | OTHER PUBLIC WATER SYSTEM | CHLORINATION; AERATION FOR REMOVAL OF ANY SECONDARY CONTAMINANT, SULFIDE, OR ANY UNREGULATED CONTAMINANT; CORROSION CONTROL INHIBITOR ADDITION; HYPOCHLORINATION; IRON OR MANGANESE SEQUESTRATION; OR ULTRAVIOLET RADIATION. THE LEAD/CHIEF OPERATOR MUST BE CLASS D OR HIGHER. 50,000 GPD UP TO 0.25 MGD-STAFFING BY CLASS D OR HIGHER OPERATOR: 3 VISITS/WEEK ON NONCONSECUTIVE DAYS FOR A TOTAL OF 0.3 HOUR/WEEK. LESS THAN 50,000 GPD-STAFFING BY A CLASS D OR HIGHER OPERATOR: 2 VISITS/WEEK ON NONCONSECUTIVE DAYS FOR A TOTAL OF 0.2 HOUR/WEEK. THERE SHALL BE NO MORE THAN 5 DAYS BETWEEN THE LAST VISIT IN ONE WEEK AND THE FIRST VISIT IN THE NEXT WEEK. | N | Y | APICO INTERNATIONAL INC. | 625 HICKORY HAMMOCK RD |  | LAKE WALES | FL | 33853 | 7740 | 8636762754 |  | MARK PHILLIPS | MARK PHILLIPS | END OF PARK ST,PAST CLARK WEST |  | LAKE WALES | FL | 33853 | 7740 | 8636762754 |  | INVESTOR | 16 | 36000 | 3 | 23-MAY-00 | 2089-05-22 | NAF | 0
6 | POLK | SWPO | jkfood4@gmail.com | 6535117 | NONCOMMUNITY | CHLORINATION; AERATION FOR REMOVAL OF ANY SECONDARY CONTAMINANT, SULFIDE, OR ANY UNREGULATED CONTAMINANT; CORROSION CONTROL INHIBITOR ADDITION; HYPOCHLORINATION; IRON OR MANGANESE SEQUESTRATION; OR ULTRAVIOLET RADIATION. THE LEAD/CHIEF OPERATOR MUST BE CLASS D OR HIGHER. 50,000 GPD UP TO 0.25 MGD-STAFFING BY CLASS D OR HIGHER OPERATOR: 3 VISITS/WEEK ON NONCONSECUTIVE DAYS FOR A TOTAL OF 0.3 HOUR/WEEK. LESS THAN 50,000 GPD-STAFFING BY A CLASS D OR HIGHER OPERATOR: 2 VISITS/WEEK ON NONCONSECUTIVE DAYS FOR A TOTAL OF 0.2 HOUR/WEEK. THERE SHALL BE NO MORE THAN 5 DAYS BETWEEN THE LAST VISIT IN ONE WEEK AND THE FIRST VISIT IN THE NEXT WEEK. | N | Y | J K FOOD | 4290 ALT. 27 NORTH |  | LAKE WALES | FL | 33838 |  | 8636769593 |  | PANKAJ PATEL | PANKAJ PATEL | 4290 N SCENIC HWY |  | LAKE WALES | FL | 33898 |  | 8636762272 |  | INVESTOR | 200 | 49000 | 1 | 2020-06-16 | 2021-01-16 | NC01 | 50
6 | POLK | SWPO | bettyekemp3827@gmail.com;reckerhighwaystorage@gmail.com | 6535120 | NONCOMMUNITY | CHLORINATION; AERATION FOR REMOVAL OF ANY SECONDARY CONTAMINANT, SULFIDE, OR ANY UNREGULATED CONTAMINANT; CORROSION CONTROL INHIBITOR ADDITION; HYPOCHLORINATION; IRON OR MANGANESE SEQUESTRATION; OR ULTRAVIOLET RADIATION. THE LEAD/CHIEF OPERATOR MUST BE CLASS D OR HIGHER. 50,000 GPD UP TO 0.25 MGD-STAFFING BY CLASS D OR HIGHER OPERATOR: 3 VISITS/WEEK ON NONCONSECUTIVE DAYS FOR A TOTAL OF 0.3 HOUR/WEEK. LESS THAN 50,000 GPD-STAFFING BY A CLASS D OR HIGHER OPERATOR: 2 VISITS/WEEK ON NONCONSECUTIVE DAYS FOR A TOTAL OF 0.2 HOUR/WEEK. THERE SHALL BE NO MORE THAN 5 DAYS BETWEEN THE LAST VISIT IN ONE WEEK AND THE FIRST VISIT IN THE NEXT WEEK. | N | Y | RECKER HIGHWAY STORAGE & BUSINESS CENTER | 3877 RECKER HIGHWAY SUITE 5 |  | WINTER HAVEN | FL | 33880 |  | 8632913877 |  | KIMBERLY STARBIRD | RECKER HIGHWAY STORAGE & BUSINESS CENTER, LLC | 3225 MCLEOD DRIVE, SUITE 100 |  | LAS VEGAS | NV | 89121 |  | 8635635356 |  | INVESTOR | 25 | 28800 | 2 | 2016-02-11 | 2022-01-18 | NC01 | 50
6 | POLK | SWPO |  | 6535122 | NONCOMMUNITY | CHLORINATION; AERATION FOR REMOVAL OF ANY SECONDARY CONTAMINANT, SULFIDE, OR ANY UNREGULATED CONTAMINANT; CORROSION CONTROL INHIBITOR ADDITION; HYPOCHLORINATION; IRON OR MANGANESE SEQUESTRATION; OR ULTRAVIOLET RADIATION. THE LEAD/CHIEF OPERATOR MUST BE CLASS D OR HIGHER. 50,000 GPD UP TO 0.25 MGD-STAFFING BY CLASS D OR HIGHER OPERATOR: 3 VISITS/WEEK ON NONCONSECUTIVE DAYS FOR A TOTAL OF 0.3 HOUR/WEEK. LESS THAN 50,000 GPD-STAFFING BY A CLASS D OR HIGHER OPERATOR: 2 VISITS/WEEK ON NONCONSECUTIVE DAYS FOR A TOTAL OF 0.2 HOUR/WEEK. THERE SHALL BE NO MORE THAN 5 DAYS BETWEEN THE LAST VISIT IN ONE WEEK AND THE FIRST VISIT IN THE NEXT WEEK. | N | Y | HOMELAND HERITAGE PARK | 4TH & CHURCH AVENUE |  | HOMELAND | FL | 33847 |  | 8635347351 |  | TAMARA RICHARDSON, P.E., UTILITIES DIRECTOR | TAMARA RICHARDSON, P.E., UTILITIES DIRECTOR | 1011 JIM KEENE BLVD |  | WINTER HAVEN | FL | 33880 |  | 8632984235 |  | COUNTY | 200 | 36000 | 9 | 2098-11-18 | 2021-06-07 | NC01 | 50
6 | POLK | SWPO |  | 6535123 | OTHER PUBLIC WATER SYSTEM | NO TREATMENT--CONSECUTIVE SYSTEMS ONLY | N | Y | JACKSON, ROBERT | 4411 HWY 92 EAST |  | LAKELAND | FL | 33801 |  | 8636662953 |  | ROBERT JACKSON | JACKSON, ROBERT | P.O. BOX 1684 |  | AUBURNDALE | FL | 33823 |  | 8632935797 |  | INVESTOR | 3 | 36000 | 1 | 20-MAR-00 | 2093-02-16 | NAF | 0
6 | POLK | SWPO |  | 6535124 | OTHER PUBLIC WATER SYSTEM | CHLORINATION; AERATION FOR REMOVAL OF ANY SECONDARY CONTAMINANT, SULFIDE, OR ANY UNREGULATED CONTAMINANT; CORROSION CONTROL INHIBITOR ADDITION; HYPOCHLORINATION; IRON OR MANGANESE SEQUESTRATION; OR ULTRAVIOLET RADIATION. THE LEAD/CHIEF OPERATOR MUST BE CLASS D OR HIGHER. 50,000 GPD UP TO 0.25 MGD-STAFFING BY CLASS D OR HIGHER OPERATOR: 3 VISITS/WEEK ON NONCONSECUTIVE DAYS FOR A TOTAL OF 0.3 HOUR/WEEK. LESS THAN 50,000 GPD-STAFFING BY A CLASS D OR HIGHER OPERATOR: 2 VISITS/WEEK ON NONCONSECUTIVE DAYS FOR A TOTAL OF 0.2 HOUR/WEEK. THERE SHALL BE NO MORE THAN 5 DAYS BETWEEN THE LAST VISIT IN ONE WEEK AND THE FIRST VISIT IN THE NEXT WEEK. | N | Y | APPLIED AQUATIC MANAGEMENT | 4305 COUNTY ROAD 559 |  | BARTOW | FL | 33830 |  | 8635338882 |  | PAUL&LINDA MYERS | PAUL & LINDA MYERS | P.O. BOX 1469 |  | BARTOW | FL | 33830 |  | 8632992764 |  | INVESTOR | 15 | 43200 | 2 | 2099-10-22 | 2087-10-05 | NAF | 0
6 | POLK | SWPO |  | 6535128 | OTHER PUBLIC WATER SYSTEM | CHLORINATION; AERATION FOR REMOVAL OF ANY SECONDARY CONTAMINANT, SULFIDE, OR ANY UNREGULATED CONTAMINANT; CORROSION CONTROL INHIBITOR ADDITION; HYPOCHLORINATION; IRON OR MANGANESE SEQUESTRATION; OR ULTRAVIOLET RADIATION. THE LEAD/CHIEF OPERATOR MUST BE CLASS D OR HIGHER. 50,000 GPD UP TO 0.25 MGD-STAFFING BY CLASS D OR HIGHER OPERATOR: 3 VISITS/WEEK ON NONCONSECUTIVE DAYS FOR A TOTAL OF 0.3 HOUR/WEEK. LESS THAN 50,000 GPD-STAFFING BY A CLASS D OR HIGHER OPERATOR: 2 VISITS/WEEK ON NONCONSECUTIVE DAYS FOR A TOTAL OF 0.2 HOUR/WEEK. THERE SHALL BE NO MORE THAN 5 DAYS BETWEEN THE LAST VISIT IN ONE WEEK AND THE FIRST VISIT IN THE NEXT WEEK. | N | Y | 1ST SECURITY SELF STORAGE | 1915 US HIGHWAY 27 NORTH |  | DAVENPORT | FL | 33837 |  | 8634243031 |  | JOE CRIDER | CHS MINI MANAGEMENT | 1915 US HIGHWAY 27 NORTH |  | DAVENPORT | FL | 33837 |  | 8634243031 |  | INVESTOR | 10 | 57600 | 1 | 2098-12-10 | 2099-09-08 | NAF | 0
6 | POLK | SWPO |  | 6535131 | OTHER PUBLIC WATER SYSTEM | CHLORINATION; AERATION FOR REMOVAL OF ANY SECONDARY CONTAMINANT, SULFIDE, OR ANY UNREGULATED CONTAMINANT; CORROSION CONTROL INHIBITOR ADDITION; HYPOCHLORINATION; IRON OR MANGANESE SEQUESTRATION; OR ULTRAVIOLET RADIATION. THE LEAD/CHIEF OPERATOR MUST BE CLASS D OR HIGHER. 50,000 GPD UP TO 0.25 MGD-STAFFING BY CLASS D OR HIGHER OPERATOR: 3 VISITS/WEEK ON NONCONSECUTIVE DAYS FOR A TOTAL OF 0.3 HOUR/WEEK. LESS THAN 50,000 GPD-STAFFING BY A CLASS D OR HIGHER OPERATOR: 2 VISITS/WEEK ON NONCONSECUTIVE DAYS FOR A TOTAL OF 0.2 HOUR/WEEK. THERE SHALL BE NO MORE THAN 5 DAYS BETWEEN THE LAST VISIT IN ONE WEEK AND THE FIRST VISIT IN THE NEXT WEEK. | N | Y | LAST STAGE OUT OF TOWN | P.O. BOX 626 |  | LAKE ALFRED | FL | 33850 |  | 8639563448 |  | BILL FERGESSON | DANIEL HARVEY | 2152 C.R. 557 NORTH |  | LAKE ALFRED, | FL | 33850 |  | 8639563448 |  | INVESTOR | 10 | 57600 | 3 | 2099-02-01 | 2087-01-20 | NAF | 0
6 | POLK | SWPO |  | 6535132 | OTHER PUBLIC WATER SYSTEM | CHLORINATION; AERATION FOR REMOVAL OF ANY SECONDARY CONTAMINANT, SULFIDE, OR ANY UNREGULATED CONTAMINANT; CORROSION CONTROL INHIBITOR ADDITION; HYPOCHLORINATION; IRON OR MANGANESE SEQUESTRATION; OR ULTRAVIOLET RADIATION. THE LEAD/CHIEF OPERATOR MUST BE CLASS D OR HIGHER. 50,000 GPD UP TO 0.25 MGD-STAFFING BY CLASS D OR HIGHER OPERATOR: 3 VISITS/WEEK ON NONCONSECUTIVE DAYS FOR A TOTAL OF 0.3 HOUR/WEEK. LESS THAN 50,000 GPD-STAFFING BY A CLASS D OR HIGHER OPERATOR: 2 VISITS/WEEK ON NONCONSECUTIVE DAYS FOR A TOTAL OF 0.2 HOUR/WEEK. THERE SHALL BE NO MORE THAN 5 DAYS BETWEEN THE LAST VISIT IN ONE WEEK AND THE FIRST VISIT IN THE NEXT WEEK. | N | Y | WASHINGTON MILLS CERAMICS CORP | 50 AIRPORT ROAD |  | LAKE WALES | FL | 33853 |  | 8636763441 |  | LEONORA WITTMAN | WASHINGTON MILLS CERAMICS CORP | P.O. BOX 211 |  | LAKE WALES | FL | 33853 |  | 8636763441 |  | INVESTOR | 2 | 0 | 1 | 2099-07-23 | 2092-12-15 | NAF | 0
6 | POLK | SWPO | jmillerorcas@hotmail.com | 6535142 | NONCOMMUNITY | CHLORINATION; AERATION FOR REMOVAL OF ANY SECONDARY CONTAMINANT, SULFIDE, OR ANY UNREGULATED CONTAMINANT; CORROSION CONTROL INHIBITOR ADDITION; HYPOCHLORINATION; IRON OR MANGANESE SEQUESTRATION; OR ULTRAVIOLET RADIATION. THE LEAD/CHIEF OPERATOR MUST BE CLASS D OR HIGHER. 50,000 GPD UP TO 0.25 MGD-STAFFING BY CLASS D OR HIGHER OPERATOR: 3 VISITS/WEEK ON NONCONSECUTIVE DAYS FOR A TOTAL OF 0.3 HOUR/WEEK. LESS THAN 50,000 GPD-STAFFING BY A CLASS D OR HIGHER OPERATOR: 2 VISITS/WEEK ON NONCONSECUTIVE DAYS FOR A TOTAL OF 0.2 HOUR/WEEK. THERE SHALL BE NO MORE THAN 5 DAYS BETWEEN THE LAST VISIT IN ONE WEEK AND THE FIRST VISIT IN THE NEXT WEEK. | N | Y | EAGLE RIDGE MOBILE HOME/RV PARK | 2901 SHELL ROAD |  | LAKE WALES | FL | 33859 |  | 3063766161 |  | JOHN MILLER/CARDIGAN HOLDINGS, LLC | JOHN MILLER/CARDIGAN HOLDINGS, LLC | 3341 DEER HARBOR RD |  | EASTSOUND | WA | 98245 |  | 3603175408 |  | INVESTOR | 25 | 49000 | 39 | 2019-06-05 | 2020-04-13 | NC01 | 50
6 | POLK | SWPO |  | 6535143 | OTHER PUBLIC WATER SYSTEM | NO TREATMENT--CONSECUTIVE SYSTEMS ONLY | N | Y | SIZEMORE SALES, INC. | 4335 SR 60 WEST |  | MULBERRY | FL | 33860 |  | 8134253031 |  | RICK FULFORD | CROWN TOMATO SALES, INC. | 4335 SR 60 WEST |  | MULBERRY | FL | 33860 |  | 8134253031 |  | INVESTOR | 12 | 86400 | 1 | 2095-11-13 | 2094-03-29 | NAF | 0
6 | POLK | SWPO |  | 6535152 | OTHER PUBLIC WATER SYSTEM | CHLORINATION; AERATION FOR REMOVAL OF ANY SECONDARY CONTAMINANT, SULFIDE, OR ANY UNREGULATED CONTAMINANT; CORROSION CONTROL INHIBITOR ADDITION; HYPOCHLORINATION; IRON OR MANGANESE SEQUESTRATION; OR ULTRAVIOLET RADIATION. THE LEAD/CHIEF OPERATOR MUST BE CLASS D OR HIGHER. 50,000 GPD UP TO 0.25 MGD-STAFFING BY CLASS D OR HIGHER OPERATOR: 3 VISITS/WEEK ON NONCONSECUTIVE DAYS FOR A TOTAL OF 0.3 HOUR/WEEK. LESS THAN 50,000 GPD-STAFFING BY A CLASS D OR HIGHER OPERATOR: 2 VISITS/WEEK ON NONCONSECUTIVE DAYS FOR A TOTAL OF 0.2 HOUR/WEEK. THERE SHALL BE NO MORE THAN 5 DAYS BETWEEN THE LAST VISIT IN ONE WEEK AND THE FIRST VISIT IN THE NEXT WEEK. | N | Y | LOUGHMAN COMMUNITY CLUB | 214 CHURCH ST |  | LOUGHMAN | FL | 33858 |  | 8634243999 |  | LOLA REED | LOUGHMAN COMMUNITY CLUB | 214 CHURCH STREET |  | LOUGHMAN | FL | 33858 |  | 8634243999 |  | OTHER | 24 | 28800 | 5 | 04-APR-00 | 2092-02-11 | NAF | 0
6 | POLK | SWPO |  | 6535156 | OTHER PUBLIC WATER SYSTEM | NO TREATMENT--CONSECUTIVE SYSTEMS ONLY | N | Y | MID-STATE PAVING | 308 BOLENDER ROAD |  | AUBURNDALE | FL | 33823 |  | 8639652861 |  | MR AND MRS GEORGE MULFORD | GERALDINE MULFORD | 308 BOLENDER ROAD |  | AUBURNDALE | FL | 33823 |  | 8639652861 |  | INVESTOR | 24 | 0 | 3 | 2097-01-29 | 2092-12-23 | NAF | 0
6 | POLK | SWPO |  | 6535162 | OTHER PUBLIC WATER SYSTEM | NO TREATMENT--CONSECUTIVE SYSTEMS ONLY | N | Y | NEW LIFE CHRISTIAN HOME, INC | P. O. BOX 1842 |  | DUNDEE | FL | 33838 |  | 8634392273 |  | TERRY DONAHUE | NEW LIFE CHRISTIAN HOME, INC | 6707 SKOKIE RD. OFF 17A |  | LAKE WALES | FL | 33853 |  | 8634392273 |  | TRUST/COOPERATIVE | 12 | 43000 | 1 | 24-FEB-00 | 2092-12-28 | NAF | 0
6 | POLK | SWPO | csprigg@aoc-resins.com | 6535164 | NONTRANSIENT NONCOMMUNITY | CHLORINATION; AERATION FOR REMOVAL OF ANY SECONDARY CONTAMINANT, SULFIDE, OR ANY UNREGULATED CONTAMINANT; CORROSION CONTROL INHIBITOR ADDITION; HYPOCHLORINATION; IRON OR MANGANESE SEQUESTRATION; OR ULTRAVIOLET RADIATION. THE LEAD/CHIEF OPERATOR MUST BE CLASS D OR HIGHER. 50,000 GPD UP TO 0.25 MGD-STAFFING BY CLASS D OR HIGHER OPERATOR: 3 VISITS/WEEK ON NONCONSECUTIVE DAYS FOR A TOTAL OF 0.3 HOUR/WEEK. LESS THAN 50,000 GPD-STAFFING BY A CLASS D OR HIGHER OPERATOR: 2 VISITS/WEEK ON NONCONSECUTIVE DAYS FOR A TOTAL OF 0.2 HOUR/WEEK. THERE SHALL BE NO MORE THAN 5 DAYS BETWEEN THE LAST VISIT IN ONE WEEK AND THE FIRST VISIT IN THE NEXT WEEK. | N | Y | AOC, L.L.C. | 4620 NORTH GALLOWAY RD. |  | KATHLEEN | FL | 33809 |  | 8638155000 |  | CATHERINE SPRIGG | AOC, LLC | 4620 N. GALLOWAY RD. |  | LAKELAND | FL | 33810 | 6717 | 8638155000 |  | INVESTOR | 100 | 36000 | 1 | 2020-12-15 | 2021-08-23 | NTNC | 100
6 | POLK | SWPO |  | 6535169 | OTHER PUBLIC WATER SYSTEM | CHLORINATION; AERATION FOR REMOVAL OF ANY SECONDARY CONTAMINANT, SULFIDE, OR ANY UNREGULATED CONTAMINANT; CORROSION CONTROL INHIBITOR ADDITION; HYPOCHLORINATION; IRON OR MANGANESE SEQUESTRATION; OR ULTRAVIOLET RADIATION. THE LEAD/CHIEF OPERATOR MUST BE CLASS D OR HIGHER. 50,000 GPD UP TO 0.25 MGD-STAFFING BY CLASS D OR HIGHER OPERATOR: 3 VISITS/WEEK ON NONCONSECUTIVE DAYS FOR A TOTAL OF 0.3 HOUR/WEEK. LESS THAN 50,000 GPD-STAFFING BY A CLASS D OR HIGHER OPERATOR: 2 VISITS/WEEK ON NONCONSECUTIVE DAYS FOR A TOTAL OF 0.2 HOUR/WEEK. THERE SHALL BE NO MORE THAN 5 DAYS BETWEEN THE LAST VISIT IN ONE WEEK AND THE FIRST VISIT IN THE NEXT WEEK. | N | Y | FIRST BAPTIST CHURCH - HOMELND | SECOND & CHURCH ST. |  | HOMELAND | FL | 33847 |  | 8635335018 |  | HENRY SYLER | FIRST BAPTIST CHURCH -HOMELAND | P.O. BOX 675 |  | HOMELAND | FL | 33847 |  | 8635335018 |  | INVESTOR | 15 | 50400 | 3 | 2013-03-15 | 2007-06-29 | NAF | 0
6 | POLK | SWPO | sgolftennis@tampabay.rr.com | 6535171 | COMMUNITY | CHLORINATION; AERATION FOR REMOVAL OF ANY SECONDARY CONTAMINANT, SULFIDE, OR ANY UNREGULATED CONTAMINANT; CORROSION CONTROL INHIBITOR ADDITION; HYPOCHLORINATION; IRON OR MANGANESE SEQUESTRATION; OR ULTRAVIOLET RADIATION. THE LEAD/CHIEF OPERATOR MUST BE CLASS C OR HIGHER. 5.0 MGD AND ABOVE-STAFFING BY CLASS C OR HIGHER OPERATOR: 6 HOURS/DAY FOR 5 DAYS/WEEK AND ONE VISIT ON EACH WEEKEND DAY. 3.0 MGD UP TO 5.0 MGD-STAFFING BY CLASS C OR HIGHER OPERATOR: 1 HOUR/DAY FOR 5 DAYS/WEEK AND ONE VISIT ON EACH WEEKEND DAY. 0.25 MGD UP TO 3.0 MGD-STAFFING BY CLASS C OR HIGHER OPERATOR: 5 VISITS/WEEK AND ONE VISIT EACH WEEKEND FOR A TOTAL OF 0.6 HOUR/WEEK. | N | Y | SWEETWATER COMMUNITY INC | 4635 HWY 17-92 WEST |  | HAINES CITY | FL | 33844 |  | 8639563822 |  | KARI LARSON | SWEETWATER COMMUNITY INC | 4635 US HWY 17-92 W |  | HAINES CITY | FL | 33844 | 6257 | 8639564762 |  | INVESTOR | 640 | 500000 | 500 | 2020-07-13 | 2021-07-28 | DC04 | 1000
6 | POLK | SWPO |  | 6535172 | OTHER PUBLIC WATER SYSTEM | NO TREATMENT--CONSECUTIVE SYSTEMS ONLY | N | Y | GOLDEN POND R.V. PARK | 1052 HWY 92 W. . |  | AUBURNDALE | FL | 33823 |  | 8639654411 |  | JOHN TO | JOHN K. TO | 3030 OLD DIXIE HWY. |  | AUBURNDALE | FL | 33823 |  | 8636650062 |  | INVESTOR | 8 | 1000 | 3 | 23-MAR-00 | 2092-12-18 | NAF | 0
6 | POLK | SWPO |  | 6535179 | OTHER PUBLIC WATER SYSTEM | NO TREATMENT--CONSECUTIVE SYSTEMS ONLY | N | Y | TAYLOR GROUP HOME | 1020 SR 540 |  | WINTER HAVEN | FL | 33880 |  | 8632991948 |  |  | HAROLD TAYLOR | 42 TERA LN. SW |  | WINTER HAVEN | FL | 33880 |  | 8632944871 |  | TRUST/COOPERATIVE | 7 | 57600 | 1 | 07-JUN-00 | 2086-07-23 | NAF | 0
6 | POLK | SWPO |  | 6535180 | OTHER PUBLIC WATER SYSTEM | CHLORINATION; AERATION FOR REMOVAL OF ANY SECONDARY CONTAMINANT, SULFIDE, OR ANY UNREGULATED CONTAMINANT; CORROSION CONTROL INHIBITOR ADDITION; HYPOCHLORINATION; IRON OR MANGANESE SEQUESTRATION; OR ULTRAVIOLET RADIATION. THE LEAD/CHIEF OPERATOR MUST BE CLASS C OR HIGHER. 5.0 MGD AND ABOVE-STAFFING BY CLASS C OR HIGHER OPERATOR: 6 HOURS/DAY FOR 5 DAYS/WEEK AND ONE VISIT ON EACH WEEKEND DAY. 3.0 MGD UP TO 5.0 MGD-STAFFING BY CLASS C OR HIGHER OPERATOR: 1 HOUR/DAY FOR 5 DAYS/WEEK AND ONE VISIT ON EACH WEEKEND DAY. 0.25 MGD UP TO 3.0 MGD-STAFFING BY CLASS C OR HIGHER OPERATOR: 5 VISITS/WEEK AND ONE VISIT EACH WEEKEND FOR A TOTAL OF 0.6 HOUR/WEEK. | N | Y | GRIFFITH MOBILE HOME PARK | 5370 EAST HINSON AVE. LOT#1 |  | HAINES CITY | FL | 33844 |  | 8634221625 |  | DON GRIFFITH | PEGGY WALKER | 5370 EAST HINSON AVE. |  | HAINES CITY | FL | 33844 |  | 8634221625 |  | INVESTOR | 24 | 14400 | 12 | 2099-01-05 | 2091-10-22 | NAF | 0
6 | POLK | SWPO |  | 6535181 | OTHER PUBLIC WATER SYSTEM | CHLORINATION; AERATION FOR REMOVAL OF ANY SECONDARY CONTAMINANT, SULFIDE, OR ANY UNREGULATED CONTAMINANT; CORROSION CONTROL INHIBITOR ADDITION; HYPOCHLORINATION; IRON OR MANGANESE SEQUESTRATION; OR ULTRAVIOLET RADIATION. THE LEAD/CHIEF OPERATOR MUST BE CLASS D OR HIGHER. 50,000 GPD UP TO 0.25 MGD-STAFFING BY CLASS D OR HIGHER OPERATOR: 3 VISITS/WEEK ON NONCONSECUTIVE DAYS FOR A TOTAL OF 0.3 HOUR/WEEK. LESS THAN 50,000 GPD-STAFFING BY A CLASS D OR HIGHER OPERATOR: 2 VISITS/WEEK ON NONCONSECUTIVE DAYS FOR A TOTAL OF 0.2 HOUR/WEEK. THERE SHALL BE NO MORE THAN 5 DAYS BETWEEN THE LAST VISIT IN ONE WEEK AND THE FIRST VISIT IN THE NEXT WEEK. | N | Y | MCKAY RENTALS | 100 S. KENTUCKY AVE.-SUITE 250 |  | LAKELAND | FL | 33801 |  | 8636886602 |  | MRS. FORD | MCKAY GRANDCHILDRENS TRUST | 1720 MOORES LANE |  | MULBERRY | FL | 33860 |  | 8636886602 |  | INVESTOR | 20 | 2400 | 6 | 25-JAN-00 | 2090-03-28 | NAF | 0
6 | POLK | SWPO |  | 6535187 | OTHER PUBLIC WATER SYSTEM | CHLORINATION; AERATION FOR REMOVAL OF ANY SECONDARY CONTAMINANT, SULFIDE, OR ANY UNREGULATED CONTAMINANT; CORROSION CONTROL INHIBITOR ADDITION; HYPOCHLORINATION; IRON OR MANGANESE SEQUESTRATION; OR ULTRAVIOLET RADIATION. THE LEAD/CHIEF OPERATOR MUST BE CLASS D OR HIGHER. 50,000 GPD UP TO 0.25 MGD-STAFFING BY CLASS D OR HIGHER OPERATOR: 3 VISITS/WEEK ON NONCONSECUTIVE DAYS FOR A TOTAL OF 0.3 HOUR/WEEK. LESS THAN 50,000 GPD-STAFFING BY A CLASS D OR HIGHER OPERATOR: 2 VISITS/WEEK ON NONCONSECUTIVE DAYS FOR A TOTAL OF 0.2 HOUR/WEEK. THERE SHALL BE NO MORE THAN 5 DAYS BETWEEN THE LAST VISIT IN ONE WEEK AND THE FIRST VISIT IN THE NEXT WEEK. | N | Y | TOWERVIEW MOTORS, AUTO MALL | 3931 US HWY 27 NORTH |  | LAKE WALES | FL | 33853 |  | 8636768550 |  | KEN SCHIELKA | KEN SCHIELKA | 3931 US HWY 27 NORTH |  | LAKE WALES | FL | 33853 |  | 8636769428 |  | INVESTOR | 16 | 28800 | 2 | 25-FEB-00 | 2088-08-26 | NAF | 0
6 | POLK | SWPO |  | 6535189 | OTHER PUBLIC WATER SYSTEM | NO TREATMENT--CONSECUTIVE SYSTEMS ONLY | N | Y | BETHESDA LUTHERAN GROUP HOME | 2822 THORNHILL RD. |  | WINTER HAVEN | FL | 33880 |  | 8639673220 |  | MRS. WARREN | BETHESDA LUTHERAN HOMES, INC. | 2822 THORNHILL ROAD |  | WINTER HAVEN | FL | 33880 |  | 4142613050 |  | TRUST/COOPERATIVE | 8 | 36000 | 2 | 23-MAY-00 | 2091-02-21 | NAF | 0
6 | POLK | SWPO |  | 6535193 | OTHER PUBLIC WATER SYSTEM | NO TREATMENT--CONSECUTIVE SYSTEMS ONLY | N | Y | BANNON FISHING RESORT | 7970 BANNON FSH CAMP ROAD |  | HAINES CITY | FL | 33845 |  | 8634221223 |  |  | EILEEN O'LEARY | 7970 BANNON FISH CAMP ROAD |  | HAINES CITY | FL | 33845 |  | 8634221223 |  | INVESTOR | 22 | 14400 | 11 | 02-JUN-00 | 2097-01-23 | NAF | 0
6 | POLK | SWPO |  | 6535204 | OTHER PUBLIC WATER SYSTEM | NO TREATMENT--CONSECUTIVE SYSTEMS ONLY | N | Y | THE PET ACADEMY/K9 SECURITY | 4418 542 EAST |  | LAKELAND | FL | 33801 |  | 8636672955 |  | JAY STALL | BILL & ESTER GIESSER | 1296 36TH STREET, N.W. |  | WINTER HAVEN | FL | 33881 |  | 8136650314 |  | INVESTOR | 5 | 36000 | 1 | 01-AUG-00 | 2088-12-19 | NAF | 0
6 | POLK | SWPO |  | 6535205 | OTHER PUBLIC WATER SYSTEM | NO TREATMENT--CONSECUTIVE SYSTEMS ONLY | N | Y | LANIER WAREHOUSE | 5922 SR 542 |  | WINTER HAVEN | FL | 33880 |  | 8632934947 |  | WALTER LANIER | WALTER LANIER | 5922 SR 542 |  | WINTER HAVEN | FL | 33880 |  | 8632934940 |  | INVESTOR | 4 | 43000 | 1 | 2099-10-29 | 2088-12-01 | NAF | 0
6 | POLK | SWPO | jimdbrown@tampabay.rr.com | 6535207 | NONCOMMUNITY | CHLORINATION; AERATION FOR REMOVAL OF ANY SECONDARY CONTAMINANT, SULFIDE, OR ANY UNREGULATED CONTAMINANT; CORROSION CONTROL INHIBITOR ADDITION; HYPOCHLORINATION; IRON OR MANGANESE SEQUESTRATION; OR ULTRAVIOLET RADIATION. THE LEAD/CHIEF OPERATOR MUST BE CLASS D OR HIGHER. 50,000 GPD UP TO 0.25 MGD-STAFFING BY CLASS D OR HIGHER OPERATOR: 3 VISITS/WEEK ON NONCONSECUTIVE DAYS FOR A TOTAL OF 0.3 HOUR/WEEK. LESS THAN 50,000 GPD-STAFFING BY A CLASS D OR HIGHER OPERATOR: 2 VISITS/WEEK ON NONCONSECUTIVE DAYS FOR A TOTAL OF 0.2 HOUR/WEEK. THERE SHALL BE NO MORE THAN 5 DAYS BETWEEN THE LAST VISIT IN ONE WEEK AND THE FIRST VISIT IN THE NEXT WEEK. | N | Y | EPICENTER COMMERCE PARK | 8320 EPICENTER BLVD. |  | LAKELAND | FL | 33801 |  | 8638593031 |  | JIM BROWN | JIM BROWN | 5660 SANDPIPER DRIVE |  | LAKELAND | FL | 33809 |  | 8632558949 |  | INVESTOR | 40 | 10080 | 11 | 2017-01-11 | 2020-05-27 | NC01 | 50
6 | POLK | SWPO |  | 6535210 | OTHER PUBLIC WATER SYSTEM | NO TREATMENT--CONSECUTIVE SYSTEMS ONLY | N | Y | CLASSIC CREATIONS OF CENTRAL FLORIDA | 1055 8TH ST. NW |  | WINTER HAVEN | FL | 33881 |  | 8632991297 |  |  | PAT & MERV REGO | 3626 E. US 92E |  | LAKELAND | FL | 33801 |  | 8636652322 |  | INVESTOR | 24 | 36000 | 4 | 20-APR-00 | 2089-08-10 | NAF | 0
6 | POLK | SWPO |  | 6535211 | NONCOMMUNITY | CHLORINATION; AERATION FOR REMOVAL OF ANY SECONDARY CONTAMINANT, SULFIDE, OR ANY UNREGULATED CONTAMINANT; CORROSION CONTROL INHIBITOR ADDITION; HYPOCHLORINATION; IRON OR MANGANESE SEQUESTRATION; OR ULTRAVIOLET RADIATION. THE LEAD/CHIEF OPERATOR MUST BE CLASS D OR HIGHER. 50,000 GPD UP TO 0.25 MGD-STAFFING BY CLASS D OR HIGHER OPERATOR: 3 VISITS/WEEK ON NONCONSECUTIVE DAYS FOR A TOTAL OF 0.3 HOUR/WEEK. LESS THAN 50,000 GPD-STAFFING BY A CLASS D OR HIGHER OPERATOR: 2 VISITS/WEEK ON NONCONSECUTIVE DAYS FOR A TOTAL OF 0.2 HOUR/WEEK. THERE SHALL BE NO MORE THAN 5 DAYS BETWEEN THE LAST VISIT IN ONE WEEK AND THE FIRST VISIT IN THE NEXT WEEK. | N | Y | JENKINS FORD | 2640 HIGHWAY 17 NORTH |  | FORT MEADE | FL | 33841 |  | 8632858187 |  | KELLEE GEE | JENKINS FORD LLC | P.O. BOX 987 |  | LAKELAND | FL | 33802 |  | 8636826151 |  | INVESTOR | 25 | 82080 | 2 | 2019-02-27 | 2021-03-24 | NC01 | 50
6 | POLK | SWPO |  | 6535212 | OTHER PUBLIC WATER SYSTEM | NO TREATMENT--CONSECUTIVE SYSTEMS ONLY | N | Y | FLORIDA'S NATURAL GROWERS, INC. | 1156 THOMPSON NURSERY ROAD |  | LAKE WALES | FL | 33859 |  | 8636761411 |  | JIM BRYAN | CITRUS WORLD, INC | P.O. BOX 1111 |  | LAKE WALES | FL | 33853 |  | 8636761411 |  | INVESTOR | 12 | 43000 | 9 | 03-MAR-00 | 2089-11-17 | NAF | 0
6 | POLK | SWPO | jjbartley@hotmail.com | 6535217 | NONCOMMUNITY | ACTIVATED CARBON PROCESSES; DIATOMACEOUS EARTH FILTRATION; ION EXCHANGE FOR REMOVAL OF ANY PRIMARY CONTAMINANT; ION AND MANGANESE REMOVAL (OXIDATION, DETENTION, AND FILTRATION); OR SLOW SAND FILTRATION. LEAD/CHIEF OPERATOR MUST BE CLASS C OR HIGHER. 1.0 MGD UP TO 2.0 MGD-STAFFING BY CLASS C OR HIGHER OPERATOR: 6 HOURS/DAY FOR 5 DAYS/WEEK AND ONE VISIT ON EACH WEEKEND DAY. 0.5 MGD UP TO 1.0 MGD-STAFFING BY CLASS C OR HIGHER OPERATOR: 3 HOURS/DAY FOR 5 DAYS/WEEK AND ONE VISIT ON EACH WEEKEND DAY. 0.25 MGD UP TO 0.5 MGD-STAFFING BY CLASS C OR HIGHER OPERATOR: 1 HOUR/DAY FOR 5 DAYS/WEEK AND ONE VISIT ON EACH WEEKEND DAY. LESS THAN 0.25 MGD-STAFFING BY CLASS C OR HIGHER OPERATOR: 5 VISITS/WEEK AND ONE VISIT EACH WEEKEND FOR A TOTAL OF 1.8 HOURS/WEEK. | N | Y | FFA LEADERSHIP TRAINING CENTER | 5000 FIRETOWER ROAD |  | HAINES CITY | FL | 33844 |  | 8634397332 |  | GARY BARTLEY | FLORIDA FFA FOUNDATION | 5000 FIRETOWER ROAD |  | HAINES CITY | FL | 33884 |  | 8634397332 |  | INVESTOR | 200 | 35000 | 7 | 2011-11-09 | 2021-08-06 | NC01 | 50
6 | POLK | SWPO |  | 6535218 | NONCOMMUNITY | CHLORINATION; AERATION FOR REMOVAL OF ANY SECONDARY CONTAMINANT, SULFIDE, OR ANY UNREGULATED CONTAMINANT; CORROSION CONTROL INHIBITOR ADDITION; HYPOCHLORINATION; IRON OR MANGANESE SEQUESTRATION; OR ULTRAVIOLET RADIATION. THE LEAD/CHIEF OPERATOR MUST BE CLASS D OR HIGHER. 50,000 GPD UP TO 0.25 MGD-STAFFING BY CLASS D OR HIGHER OPERATOR: 3 VISITS/WEEK ON NONCONSECUTIVE DAYS FOR A TOTAL OF 0.3 HOUR/WEEK. LESS THAN 50,000 GPD-STAFFING BY A CLASS D OR HIGHER OPERATOR: 2 VISITS/WEEK ON NONCONSECUTIVE DAYS FOR A TOTAL OF 0.2 HOUR/WEEK. THERE SHALL BE NO MORE THAN 5 DAYS BETWEEN THE LAST VISIT IN ONE WEEK AND THE FIRST VISIT IN THE NEXT WEEK. | N | Y | TOP KING #2 | 10705 US. 98 N. |  | LAKELAND | FL | 33809 |  | 8638597192 |  | SAMIR DHADUK | DHAHUK BROS LLC | 10705 US HIGHWAY 98 N |  | LAKELAND | FL | 33809 |  | 8638539080 |  | INVESTOR | 75 | 28800 | 1 | 2020-08-28 | 2021-02-11 | NC01 | 50
6 | POLK | SWPO |  | 6535222 | OTHER PUBLIC WATER SYSTEM | CHLORINATION; AERATION FOR REMOVAL OF ANY SECONDARY CONTAMINANT, SULFIDE, OR ANY UNREGULATED CONTAMINANT; CORROSION CONTROL INHIBITOR ADDITION; HYPOCHLORINATION; IRON OR MANGANESE SEQUESTRATION; OR ULTRAVIOLET RADIATION. THE LEAD/CHIEF OPERATOR MUST BE CLASS D OR HIGHER. 50,000 GPD UP TO 0.25 MGD-STAFFING BY CLASS D OR HIGHER OPERATOR: 3 VISITS/WEEK ON NONCONSECUTIVE DAYS FOR A TOTAL OF 0.3 HOUR/WEEK. LESS THAN 50,000 GPD-STAFFING BY A CLASS D OR HIGHER OPERATOR: 2 VISITS/WEEK ON NONCONSECUTIVE DAYS FOR A TOTAL OF 0.2 HOUR/WEEK. THERE SHALL BE NO MORE THAN 5 DAYS BETWEEN THE LAST VISIT IN ONE WEEK AND THE FIRST VISIT IN THE NEXT WEEK. | N | Y | HOPPY'S MARINE CENTER | 31499 HIGHWAY 27 |  | HAINES CITY | FL | 33844 |  | 8634397616 |  | CHRIS INGRAM | MICKEY INGRAM | 31499 HIGHWAY 27 |  | HAINES CITY | FL | 33844 | 7358 | 8634397616 |  | INVESTOR | 15 | 18720 | 1 | 02-MAY-00 | 2008-09-09 | NAF | 0
6 | POLK | SWPO |  | 6535223 | OTHER PUBLIC WATER SYSTEM | CHLORINATION; AERATION FOR REMOVAL OF ANY SECONDARY CONTAMINANT, SULFIDE, OR ANY UNREGULATED CONTAMINANT; CORROSION CONTROL INHIBITOR ADDITION; HYPOCHLORINATION; IRON OR MANGANESE SEQUESTRATION; OR ULTRAVIOLET RADIATION. THE LEAD/CHIEF OPERATOR MUST BE CLASS D OR HIGHER. 50,000 GPD UP TO 0.25 MGD-STAFFING BY CLASS D OR HIGHER OPERATOR: 3 VISITS/WEEK ON NONCONSECUTIVE DAYS FOR A TOTAL OF 0.3 HOUR/WEEK. LESS THAN 50,000 GPD-STAFFING BY A CLASS D OR HIGHER OPERATOR: 2 VISITS/WEEK ON NONCONSECUTIVE DAYS FOR A TOTAL OF 0.2 HOUR/WEEK. THERE SHALL BE NO MORE THAN 5 DAYS BETWEEN THE LAST VISIT IN ONE WEEK AND THE FIRST VISIT IN THE NEXT WEEK. | N | Y | HOLBROOK RENTALS | P.O. BOX 532 |  | AUBURNDALE | FL | 32823 |  | 8639679433 |  | DORA HOLBROOK | W. R. HOLBROOK | RT.3.2938 1/2 OLD DIXIE HWY. |  | AUBURNDALE | FL | 32823 |  | 8639679433 |  | OTHER | 8 | 36000 | 4 | 22-MAR-00 | 2092-11-04 | NAF | 0
6 | POLK | SWPO |  | 6535224 | OTHER PUBLIC WATER SYSTEM | CHLORINATION; AERATION FOR REMOVAL OF ANY SECONDARY CONTAMINANT, SULFIDE, OR ANY UNREGULATED CONTAMINANT; CORROSION CONTROL INHIBITOR ADDITION; HYPOCHLORINATION; IRON OR MANGANESE SEQUESTRATION; OR ULTRAVIOLET RADIATION. THE LEAD/CHIEF OPERATOR MUST BE CLASS D OR HIGHER. 50,000 GPD UP TO 0.25 MGD-STAFFING BY CLASS D OR HIGHER OPERATOR: 3 VISITS/WEEK ON NONCONSECUTIVE DAYS FOR A TOTAL OF 0.3 HOUR/WEEK. LESS THAN 50,000 GPD-STAFFING BY A CLASS D OR HIGHER OPERATOR: 2 VISITS/WEEK ON NONCONSECUTIVE DAYS FOR A TOTAL OF 0.2 HOUR/WEEK. THERE SHALL BE NO MORE THAN 5 DAYS BETWEEN THE LAST VISIT IN ONE WEEK AND THE FIRST VISIT IN THE NEXT WEEK. | N | Y | THOMAS, GORDON WHOLESALE FISH | 1037 THOMAS RD |  | WINTER HAVEN | FL | 33880 |  | 8632937079 |  | GORDAN THOMAS | THOMAS, GORDON | 1037 THOMAS RD |  | WINTER HAVEN | FL | 33880 |  | 8632937079 |  | OTHER | 2 | 30000 | 2 | 12-JAN-00 | 2089-08-29 | NAF | 0
6 | POLK | SWPO | adunnahoe@aol.com | 6535235 | COMMUNITY | CHLORINATION; AERATION FOR REMOVAL OF ANY SECONDARY CONTAMINANT, SULFIDE, OR ANY UNREGULATED CONTAMINANT; CORROSION CONTROL INHIBITOR ADDITION; HYPOCHLORINATION; IRON OR MANGANESE SEQUESTRATION; OR ULTRAVIOLET RADIATION. THE LEAD/CHIEF OPERATOR MUST BE CLASS D OR HIGHER. 50,000 GPD UP TO 0.25 MGD-STAFFING BY CLASS D OR HIGHER OPERATOR: 3 VISITS/WEEK ON NONCONSECUTIVE DAYS FOR A TOTAL OF 0.3 HOUR/WEEK. LESS THAN 50,000 GPD-STAFFING BY A CLASS D OR HIGHER OPERATOR: 2 VISITS/WEEK ON NONCONSECUTIVE DAYS FOR A TOTAL OF 0.2 HOUR/WEEK. THERE SHALL BE NO MORE THAN 5 DAYS BETWEEN THE LAST VISIT IN ONE WEEK AND THE FIRST VISIT IN THE NEXT WEEK. | N | Y | KEEN MOBILE HOME SUBDIVISION | RAY KEEN RD OFF SR 580 |  | HAINES CITY | FL | 33844 |  | 8634216827 |  | MELINDA DUNNAHOE | EARLENE KEEN | 685 DYSON ROAD |  | HAINES CITY | FL | 33844 |  | 8634216827 |  | INVESTOR | 265 | 250000 | 126 | 2012-12-12 | 2021-01-22 | DC05 | 500
6 | POLK | SWPO | wanda@sunshinefoundation.org | 6535236 | NONCOMMUNITY | CHLORINATION; AERATION FOR REMOVAL OF ANY SECONDARY CONTAMINANT, SULFIDE, OR ANY UNREGULATED CONTAMINANT; CORROSION CONTROL INHIBITOR ADDITION; HYPOCHLORINATION; IRON OR MANGANESE SEQUESTRATION; OR ULTRAVIOLET RADIATION. THE LEAD/CHIEF OPERATOR MUST BE CLASS D OR HIGHER. 50,000 GPD UP TO 0.25 MGD-STAFFING BY CLASS D OR HIGHER OPERATOR: 3 VISITS/WEEK ON NONCONSECUTIVE DAYS FOR A TOTAL OF 0.3 HOUR/WEEK. LESS THAN 50,000 GPD-STAFFING BY A CLASS D OR HIGHER OPERATOR: 2 VISITS/WEEK ON NONCONSECUTIVE DAYS FOR A TOTAL OF 0.2 HOUR/WEEK. THERE SHALL BE NO MORE THAN 5 DAYS BETWEEN THE LAST VISIT IN ONE WEEK AND THE FIRST VISIT IN THE NEXT WEEK. | N | Y | SUNSHINE DREAM VILLAGE | 5400 COUNTY ROAD 547 |  | LOUGHMAN | FL | 33858 |  | 8634244188 |  | WANDA CURTIS | SUNSHINE FOUNDATION | 5400 COUNTY ROAD 547 N |  | DAVENPORT | FL | 33837 |  | 8634244188 |  | INVESTOR | 25 | 86400 | 9 | 2012-06-25 | 2019-01-07 | NC01 | 50
6 | POLK | SWPO |  | 6535237 | OTHER PUBLIC WATER SYSTEM | NO TREATMENT--CONSECUTIVE SYSTEMS ONLY | N | Y | HAVEN AUTO SALES | 2040 15TH ST.,N.W. |  | WINTER HAVEN | FL | 33880 |  | 8632997193 |  | PHYLLIS PETERMAN | JOHN & PHYLLIS PETERMAN | 1104 HWY 17 |  | EAGLE LAKE | FL | 33880 |  | 8632997193 |  | INVESTOR | 21 | 0 | 1 | 15-FEB-00 | 2089-11-20 | NAF | 0
6 | POLK | SWPO |  | 6535238 | OTHER PUBLIC WATER SYSTEM | NO TREATMENT--CONSECUTIVE SYSTEMS ONLY | N | Y | M & M ENTERPRISES | 885 LAKE MYRTLE RD |  | AUBURNDALE | FL | 33823 |  | 8139674700 |  | DEBBIE SPENCER | DAN R MARQUIS | 885 LAKE MYRTLE RD |  | AUBURNDALE | FL | 33823 |  | 8139674700 |  | INVESTOR | 4 | 57600 | 2 | 12-JUN-00 |  | NAF | 0
6 | POLK | SWPO |  | 6535241 | NONCOMMUNITY | CHLORINATION; AERATION FOR REMOVAL OF ANY SECONDARY CONTAMINANT, SULFIDE, OR ANY UNREGULATED CONTAMINANT; CORROSION CONTROL INHIBITOR ADDITION; HYPOCHLORINATION; IRON OR MANGANESE SEQUESTRATION; OR ULTRAVIOLET RADIATION. THE LEAD/CHIEF OPERATOR MUST BE CLASS D OR HIGHER. 50,000 GPD UP TO 0.25 MGD-STAFFING BY CLASS D OR HIGHER OPERATOR: 3 VISITS/WEEK ON NONCONSECUTIVE DAYS FOR A TOTAL OF 0.3 HOUR/WEEK. LESS THAN 50,000 GPD-STAFFING BY A CLASS D OR HIGHER OPERATOR: 2 VISITS/WEEK ON NONCONSECUTIVE DAYS FOR A TOTAL OF 0.2 HOUR/WEEK. THERE SHALL BE NO MORE THAN 5 DAYS BETWEEN THE LAST VISIT IN ONE WEEK AND THE FIRST VISIT IN THE NEXT WEEK. | N | Y | SUNOCO FOODMART | 7336 HIGHWAY 60 EAST |  | LAKE WALES | FL | 32853 |  | 8636962389 |  |  | UDAY SURARHI | 7336 STATE ROAD 60 EAST |  | LAKE WALES | FL | 33898 |  | 8477674223 |  | INVESTOR | 150 | 36000 | 1 | 2012-09-17 | 2021-02-17 | NC01 | 50
6 | POLK | SWPO | SPRVRESORT@AOL.COM | 6535242 | COMMUNITY | ACTIVATED CARBON PROCESSES; DIATOMACEOUS EARTH FILTRATION; ION EXCHANGE FOR REMOVAL OF ANY PRIMARY CONTAMINANT; ION AND MANGANESE REMOVAL (OXIDATION, DETENTION, AND FILTRATION); OR SLOW SAND FILTRATION. LEAD/CHIEF OPERATOR MUST BE CLASS C OR HIGHER. 1.0 MGD UP TO 2.0 MGD-STAFFING BY CLASS C OR HIGHER OPERATOR: 6 HOURS/DAY FOR 5 DAYS/WEEK AND ONE VISIT ON EACH WEEKEND DAY. 0.5 MGD UP TO 1.0 MGD-STAFFING BY CLASS C OR HIGHER OPERATOR: 3 HOURS/DAY FOR 5 DAYS/WEEK AND ONE VISIT ON EACH WEEKEND DAY. 0.25 MGD UP TO 0.5 MGD-STAFFING BY CLASS C OR HIGHER OPERATOR: 1 HOUR/DAY FOR 5 DAYS/WEEK AND ONE VISIT ON EACH WEEKEND DAY. LESS THAN 0.25 MGD-STAFFING BY CLASS C OR HIGHER OPERATOR: 5 VISITS/WEEK AND ONE VISIT EACH WEEKEND FOR A TOTAL OF 1.8 HOURS/WEEK. | N | Y | SOUTHERN PINES RESORT | 1622 CR 630 WEST |  | FROSTPROOF | FL | 33843 |  | 8636355713 |  | RANDY MANGRUM | MELVIN LEE | 1622 CR 630 WEST |  | FROSTPROOF | FL | 33843 |  | 8636355713 |  | INVESTOR | 400 | 324000 | 350 | 2004-10-13 | 2021-12-01 | DC05 | 500
6 | POLK | SWPO |  | 6535248 | OTHER PUBLIC WATER SYSTEM | NO TREATMENT--CONSECUTIVE SYSTEMS ONLY | N | Y | BIO-TECH | 7240 US HWY 59 NORTH |  | AUBURNDALE | FL | 33823 |  | 8638594894 |  | JIM SARANTOPOULOS | JIM SARANTOPOULOS. | P.O. BOX 90817 |  | LAKELAND | FL | 33804 | 817 | 8638588995 |  | INVESTOR | 20 | 86400 | 1 | 2097-06-18 | 2093-01-03 | NAF | 0
6 | POLK | SWPO |  | 6535249 | OTHER PUBLIC WATER SYSTEM | NO TREATMENT--CONSECUTIVE SYSTEMS ONLY | N | Y | CAMP WILDERNESS | 3065 US HWY 17 SOUTH |  | FT. MEADE | FL | 33841 |  | 8632858067 |  | DARRELL SMITH | CAMP WILDERNESS | 3065 US 17 SOUTH |  | FT. MEADE | FL | 33841 |  | 8632858067 |  | INVESTOR | 7 | 72000 | 2 | 2099-04-19 | 2090-02-15 | NAF | 0
6 | POLK | SWPO |  | 6535261 | OTHER PUBLIC WATER SYSTEM | NO TREATMENT--CONSECUTIVE SYSTEMS ONLY | N | Y | THE PUMP HOUSE | 1575 SR 37 NORTH |  | MULBERRY | FL | 33860 |  | 8134252020 |  | ED WILLIS, JR | ED WILLIS, SR. | 1575 SR 37 NORTH |  | MULBERRY | FL | 33860 |  | 8136466074 |  | INVESTOR | 20 | 86400 | 1 | 2093-07-15 | 2090-05-21 | NAF | 0
6 | POLK | SWPO |  | 6535262 | OTHER PUBLIC WATER SYSTEM | NO TREATMENT--CONSECUTIVE SYSTEMS ONLY | N | Y | THOMPSON'S VET. CENTER | 3631 HWY 60 E |  | LAKE WALES | FL | 33853 |  | 8636765922 |  | CAROL THOMPSON VMD | CAROL THOMPSON VMD | 3631 HWY 60 E |  | LAKE WALES | FL | 33853 |  | 8636765922 |  | INVESTOR | 7 | 28000 | 2 | 2099-03-16 | 09-MAY-00 | NAF | 0
6 | POLK | SWPO |  | 6535264 | OTHER PUBLIC WATER SYSTEM | NO TREATMENT--CONSECUTIVE SYSTEMS ONLY | N | Y | HARRELSON, GLEN ESTATE | 4114 N. GALLOWAY RD. |  | LAKELAND | FL | 33810 |  | 8638585297 |  | KAY HARRELSON | HARRELSON, GLEN ESTATE | 2250 E. BAYA AVE. |  | LAKE CITY | FL | 32025 |  |  |  | INVESTOR | 12 | 43400 | 5 | 2013-03-15 | 2090-04-17 | NAF | 0
6 | POLK | SWPO |  | 6535267 | OTHER PUBLIC WATER SYSTEM | CHLORINATION; AERATION FOR REMOVAL OF ANY SECONDARY CONTAMINANT, SULFIDE, OR ANY UNREGULATED CONTAMINANT; CORROSION CONTROL INHIBITOR ADDITION; HYPOCHLORINATION; IRON OR MANGANESE SEQUESTRATION; OR ULTRAVIOLET RADIATION. THE LEAD/CHIEF OPERATOR MUST BE CLASS D OR HIGHER. 50,000 GPD UP TO 0.25 MGD-STAFFING BY CLASS D OR HIGHER OPERATOR: 3 VISITS/WEEK ON NONCONSECUTIVE DAYS FOR A TOTAL OF 0.3 HOUR/WEEK. LESS THAN 50,000 GPD-STAFFING BY A CLASS D OR HIGHER OPERATOR: 2 VISITS/WEEK ON NONCONSECUTIVE DAYS FOR A TOTAL OF 0.2 HOUR/WEEK. THERE SHALL BE NO MORE THAN 5 DAYS BETWEEN THE LAST VISIT IN ONE WEEK AND THE FIRST VISIT IN THE NEXT WEEK. | N | Y | OWENS BAIT & TACKLE | 2455 W. HWY 60 |  | LAKE WALES | FL | 33853 |  | 8636768402 |  | MELBA OWENS | BOB N. OWENS | 2455 W. HWY 60 |  | LAKE WALES | FL | 33853 |  | 8636768402 |  | INVESTOR | 2 | 72000 | 2 | 06-JAN-00 | 2090-07-03 | NAF | 0
6 | POLK | SWPO | lestates@tampabayrr.rr.com | 6535269 | COMMUNITY | CHLORINATION; AERATION FOR REMOVAL OF ANY SECONDARY CONTAMINANT, SULFIDE, OR ANY UNREGULATED CONTAMINANT; CORROSION CONTROL INHIBITOR ADDITION; HYPOCHLORINATION; IRON OR MANGANESE SEQUESTRATION; OR ULTRAVIOLET RADIATION. THE LEAD/CHIEF OPERATOR MUST BE CLASS D OR HIGHER. 50,000 GPD UP TO 0.25 MGD-STAFFING BY CLASS D OR HIGHER OPERATOR: 3 VISITS/WEEK ON NONCONSECUTIVE DAYS FOR A TOTAL OF 0.3 HOUR/WEEK. LESS THAN 50,000 GPD-STAFFING BY A CLASS D OR HIGHER OPERATOR: 2 VISITS/WEEK ON NONCONSECUTIVE DAYS FOR A TOTAL OF 0.2 HOUR/WEEK. THERE SHALL BE NO MORE THAN 5 DAYS BETWEEN THE LAST VISIT IN ONE WEEK AND THE FIRST VISIT IN THE NEXT WEEK. | N | Y | LAKE HENRY ESTATES | 684 DYSON RD. |  | HAINES CITY | FL | 33844 |  | 8634210940 |  | MARIANNE BICHLER | LAKE HENRY ESTATES | 684 DYSON RD. |  | HAINES CITY | FL | 33844 |  | 8634190906 |  | INVESTOR | 480 | 218000 | 304 | 2012-12-12 | 2021-06-16 | DC05 | 500
6 | POLK | SWPO |  | 6535275 | NONTRANSIENT NONCOMMUNITY | CHLORINATION; AERATION FOR REMOVAL OF ANY SECONDARY CONTAMINANT, SULFIDE, OR ANY UNREGULATED CONTAMINANT; CORROSION CONTROL INHIBITOR ADDITION; HYPOCHLORINATION; IRON OR MANGANESE SEQUESTRATION; OR ULTRAVIOLET RADIATION. THE LEAD/CHIEF OPERATOR MUST BE CLASS D OR HIGHER. 50,000 GPD UP TO 0.25 MGD-STAFFING BY CLASS D OR HIGHER OPERATOR: 3 VISITS/WEEK ON NONCONSECUTIVE DAYS FOR A TOTAL OF 0.3 HOUR/WEEK. LESS THAN 50,000 GPD-STAFFING BY A CLASS D OR HIGHER OPERATOR: 2 VISITS/WEEK ON NONCONSECUTIVE DAYS FOR A TOTAL OF 0.2 HOUR/WEEK. THERE SHALL BE NO MORE THAN 5 DAYS BETWEEN THE LAST VISIT IN ONE WEEK AND THE FIRST VISIT IN THE NEXT WEEK. | N | Y | SADDLE CREEK PARK II -MAINT/BEACH | SADDLE CREEK PARK RD OFF US 92 |  | LAKELAND | FL | 33801 |  | 8635346039 |  |  | TAMARA RICHARDSON, P.E., UTILITIES DIRECTOR | 1011 JIM KEENE BLVD. |  | WINTER HAVEN | FL | 33880 |  | 8632984235 |  | COUNTY | 39 | 86400 | 2 | 2012-08-20 | 2021-05-20 | NTNC | 100
6 | POLK | SWPO |  | 6535277 | OTHER PUBLIC WATER SYSTEM | NO TREATMENT--CONSECUTIVE SYSTEMS ONLY | N | Y | MAUL`S MOBILE HOME RENTALS | 3217 SLEEPY HILL |  | LAKELAND | FL | 33809 |  | 8638584534 |  |  | WILLIAM D. MAUL | COR. SLEEPY HILL & COOGLE RD. |  | LAKELAND | FL | 33809 |  | 8638584534 |  | INVESTOR | 15 | 86400 | 5 | 2098-11-24 |  | NAF | 0
6 | POLK | SWPO |  | 6535278 | OTHER PUBLIC WATER SYSTEM | NO TREATMENT--CONSECUTIVE SYSTEMS ONLY | N | Y | PAULINE'S BEAUTY SHOP | 1402 US HWY 17-92 NORTH |  | DAVENPORT | FL | 33837 |  | 8634221292 |  | PAULINE DUDNEY | PAULINE DUDNEY | P.O. BOX 1534 |  | DAVENPORT | FL | 33837 |  | 8634221292 |  | INVESTOR | 16 | 28800 | 1 | 07-JAN-00 | 2093-02-05 | NAF | 0
6 | POLK | SWPO |  | 6535280 | OTHER PUBLIC WATER SYSTEM | CHLORINATION; AERATION FOR REMOVAL OF ANY SECONDARY CONTAMINANT, SULFIDE, OR ANY UNREGULATED CONTAMINANT; CORROSION CONTROL INHIBITOR ADDITION; HYPOCHLORINATION; IRON OR MANGANESE SEQUESTRATION; OR ULTRAVIOLET RADIATION. THE LEAD/CHIEF OPERATOR MUST BE CLASS D OR HIGHER. 50,000 GPD UP TO 0.25 MGD-STAFFING BY CLASS D OR HIGHER OPERATOR: 3 VISITS/WEEK ON NONCONSECUTIVE DAYS FOR A TOTAL OF 0.3 HOUR/WEEK. LESS THAN 50,000 GPD-STAFFING BY A CLASS D OR HIGHER OPERATOR: 2 VISITS/WEEK ON NONCONSECUTIVE DAYS FOR A TOTAL OF 0.2 HOUR/WEEK. THERE SHALL BE NO MORE THAN 5 DAYS BETWEEN THE LAST VISIT IN ONE WEEK AND THE FIRST VISIT IN THE NEXT WEEK. | N | Y | FLORIDA DEPT AGRI/FUMI STATION | 3027 LAKE ALFRED ROAD |  | WINTER HAVEN | FL | 33881 |  | 8635371619 |  | JIM WARD | FLA. DEPT. OF AGRICULTURE | RIFLE RANGE RD @ SR 60 |  | WAHNETA | FL | 33880 |  | 8632933101 |  | STATE | 5 | 86400 | 2 | 23-MAY-00 | 2093-08-26 | NAF | 0
6 | POLK | SWPO |  | 6535286 | OTHER PUBLIC WATER SYSTEM | NO TREATMENT--CONSECUTIVE SYSTEMS ONLY | N | Y | ALCOA, INC.- FORT MEADE WORKS | COUNTY ROAD 630 W |  | FORT MEADE | FL | 33841 |  | 8632858101 |  | JOE NORTON | ALCOA, INC. | P.O. BOX 896 |  | FORT MEADE | FL | 33841 |  | 8632858101 |  | INVESTOR | 2 | 288000 | 5 | 2098-12-29 | 2003-04-10 | NAF | 0
6 | POLK | SWPO | admin@calvaryfirst.org | 6535289 | NONCOMMUNITY | CHLORINATION; AERATION FOR REMOVAL OF ANY SECONDARY CONTAMINANT, SULFIDE, OR ANY UNREGULATED CONTAMINANT; CORROSION CONTROL INHIBITOR ADDITION; HYPOCHLORINATION; IRON OR MANGANESE SEQUESTRATION; OR ULTRAVIOLET RADIATION. THE LEAD/CHIEF OPERATOR MUST BE CLASS D OR HIGHER. 50,000 GPD UP TO 0.25 MGD-STAFFING BY CLASS D OR HIGHER OPERATOR: 3 VISITS/WEEK ON NONCONSECUTIVE DAYS FOR A TOTAL OF 0.3 HOUR/WEEK. LESS THAN 50,000 GPD-STAFFING BY A CLASS D OR HIGHER OPERATOR: 2 VISITS/WEEK ON NONCONSECUTIVE DAYS FOR A TOTAL OF 0.2 HOUR/WEEK. THERE SHALL BE NO MORE THAN 5 DAYS BETWEEN THE LAST VISIT IN ONE WEEK AND THE FIRST VISIT IN THE NEXT WEEK. | N | Y | CALVARY FIRST ASSEMBLY | 4550 EAST JOHNSON AVENUE |  | HAINES CITY | FL | 33844 |  | 8632218353 |  | ABNER ROLON | CALVARY FIRST ASSEMBLEY OF GOD | 4550 EAST JOHNSON AVE |  | HAINES CITY | FL | 33844 |  | 7734325588 |  | TRUST/COOPERATIVE | 80 | 28800 | 3 | 2021-06-09 | 2021-04-08 | NC01 | 50
6 | POLK | SWPO |  | 6535291 | OTHER PUBLIC WATER SYSTEM | NO TREATMENT--CONSECUTIVE SYSTEMS ONLY | N | Y | A.D. BAYNARD PLUMBING, INC. | 1696 OLD BARTOW ROAD |  | LAKE WALES | FL | 33853 |  | 8636762116 |  | KRISTY-BAYNARD | A.D. BAYNARD PLUMBING, INC. | 1696 OLD BARTOW ROAD |  | LAKE WALES | FL | 33853 |  | 8636762116 |  | INVESTOR | 16 | 86400 | 3 | 26-APR-00 | 2091-04-16 | NAF | 0
6 | POLK | SWPO |  | 6535292 | NONCOMMUNITY | CHLORINATION; AERATION FOR REMOVAL OF ANY SECONDARY CONTAMINANT, SULFIDE, OR ANY UNREGULATED CONTAMINANT; CORROSION CONTROL INHIBITOR ADDITION; HYPOCHLORINATION; IRON OR MANGANESE SEQUESTRATION; OR ULTRAVIOLET RADIATION. THE LEAD/CHIEF OPERATOR MUST BE CLASS D OR HIGHER. 50,000 GPD UP TO 0.25 MGD-STAFFING BY CLASS D OR HIGHER OPERATOR: 3 VISITS/WEEK ON NONCONSECUTIVE DAYS FOR A TOTAL OF 0.3 HOUR/WEEK. LESS THAN 50,000 GPD-STAFFING BY A CLASS D OR HIGHER OPERATOR: 2 VISITS/WEEK ON NONCONSECUTIVE DAYS FOR A TOTAL OF 0.2 HOUR/WEEK. THERE SHALL BE NO MORE THAN 5 DAYS BETWEEN THE LAST VISIT IN ONE WEEK AND THE FIRST VISIT IN THE NEXT WEEK. | N | Y | YAVASCALAR TROY HOLDING, LLC | 2701 COZART RD |  | MULBERRY | FL | 33860 |  | 8634251745 |  |  | EMRAH YAVASCA | 2701 COZART RD |  | MULBERRY | FL | 33860 |  | 8634251745 |  | INVESTOR | 25 | 38880 | 4 | 2020-10-07 | 2021-07-09 | NC01 | 50
6 | POLK | SWPO |  | 6535294 | NONCOMMUNITY | CHLORINATION; AERATION FOR REMOVAL OF ANY SECONDARY CONTAMINANT, SULFIDE, OR ANY UNREGULATED CONTAMINANT; CORROSION CONTROL INHIBITOR ADDITION; HYPOCHLORINATION; IRON OR MANGANESE SEQUESTRATION; OR ULTRAVIOLET RADIATION. THE LEAD/CHIEF OPERATOR MUST BE CLASS D OR HIGHER. 50,000 GPD UP TO 0.25 MGD-STAFFING BY CLASS D OR HIGHER OPERATOR: 3 VISITS/WEEK ON NONCONSECUTIVE DAYS FOR A TOTAL OF 0.3 HOUR/WEEK. LESS THAN 50,000 GPD-STAFFING BY A CLASS D OR HIGHER OPERATOR: 2 VISITS/WEEK ON NONCONSECUTIVE DAYS FOR A TOTAL OF 0.2 HOUR/WEEK. THERE SHALL BE NO MORE THAN 5 DAYS BETWEEN THE LAST VISIT IN ONE WEEK AND THE FIRST VISIT IN THE NEXT WEEK. | N | Y | INDUSTRIAL CONTAINER SERVICES | 2006 THORNHILL RD. |  | AUBURNDALE | FL | 33823 |  | 8639651926 |  | DEBRA MATHEWS | INDUSTRIAL CONTAINER SERVICE LLP | P.O. BOX 2006 |  | AUBURNDALE | FL | 33823 |  | 8639673388 |  | INVESTOR | 40 | 28800 | 2 | 2021-06-16 | 2020-06-01 | NC01 | 50
6 | POLK | SWPO |  | 6535297 | OTHER PUBLIC WATER SYSTEM | NO TREATMENT--CONSECUTIVE SYSTEMS ONLY | N | Y | AVON PARK CONGREG/JEHOVAH WIT. | 4949 AVON PARK CUTOFF ROAD |  | AVON PARK | FL | 33825 |  | 8636351019 |  | MELVIN RADKE | AVON PARK JEHOVAH'S WITNESSES | P.O. BOX 1091 |  | FROSTPROOF | FL | 33843 |  | 8636352585 |  | TRUST/COOPERATIVE | 15 | 28000 | 1 |  | 2003-10-08 | NAF | 0
6 | POLK | SWPO |  | 6535299 | OTHER PUBLIC WATER SYSTEM | NO TREATMENT--CONSECUTIVE SYSTEMS ONLY | N | Y | CENTER STREET APTS | 238 CENTER STREET |  | LOUGHMAN | FL | 33848 |  | 4079334905 |  | GERALD KNIGHT | MAINSAIL PROPERTIES, INC. | P.O. BOX 951295 |  | LAKE MARY | FL | 32795 | 1295 |  |  | OTHER | 20 | 3000 | 5 | 04-APR-00 | 2091-06-17 | NAF | 0
6 | POLK | SWPO |  | 6535304 | COMMUNITY | AERATION FOR REMOVAL OF ANY PRIMARY CONTAMINANT; ALKALINITY/PH ADJUSTMENT; CHLORAMIN ATION; CHLORINE DIOXIDE FOR OXIDATION OR DISINFECTION; FLUORIDATION; ION EXCHANGE FOR REMOVAL OF ANY SECONDARY CONTAMINANT, SULFIDE, OR ANY UNREGULATED CONTAMINANT; OR OZONATION LESS THAN 0.1 MGD. STAFFING BY A CLASS D OR HIGHER OPERATOR: 3 VISITS/WEEK ON NONCONSECUTIVE DAYS FOR A TOTAL OF 0.6 HOUR/WEEK. THE LEAD/CHIEF OPERATOR MUST BE CLASS D OR HIGHER. | N | Y | BRADLEY JUNCTION, TOWN OF | 6800 OLD HWY 37 |  | BRADLEY | FL | 33834 |  | 8635346039 |  |  | TAMARA RICHARDSON, P.E. UTILITIES DIRECTOR | 1011 JIM KEENE BLVD., |  | WINTER HAVEN | FL | 33880 |  | 8632984235 |  | COUNTY | 1260 | 999000 | 502 | 2010-05-07 | 2021-09-24 | DC04 | 1000
6 | POLK | SWPO |  | 6535306 | OTHER PUBLIC WATER SYSTEM | NO TREATMENT--CONSECUTIVE SYSTEMS ONLY | N | Y | ATLANTIC ELECTRIC OF LAKELAND, INC | 5833 BRANNEN ROAD, WEST |  | LAKELAND | FL | 33807 |  | 8634255411 |  | BOB RIESS | ATLANTIC ELECTRIC OF LAKELAND, INC. | PO BOX 6113 |  | LAKELAND | FL | 33807 |  | 8634255411 |  | INVESTOR | 20 | 36000 | 1 | 2013-03-15 | 2005-03-23 | NAF | 0
6 | POLK | SWPO |  | 6535307 | OTHER PUBLIC WATER SYSTEM | CHLORINATION; AERATION FOR REMOVAL OF ANY SECONDARY CONTAMINANT, SULFIDE, OR ANY UNREGULATED CONTAMINANT; CORROSION CONTROL INHIBITOR ADDITION; HYPOCHLORINATION; IRON OR MANGANESE SEQUESTRATION; OR ULTRAVIOLET RADIATION. THE LEAD/CHIEF OPERATOR MUST BE CLASS D OR HIGHER. 50,000 GPD UP TO 0.25 MGD-STAFFING BY CLASS D OR HIGHER OPERATOR: 3 VISITS/WEEK ON NONCONSECUTIVE DAYS FOR A TOTAL OF 0.3 HOUR/WEEK. LESS THAN 50,000 GPD-STAFFING BY A CLASS D OR HIGHER OPERATOR: 2 VISITS/WEEK ON NONCONSECUTIVE DAYS FOR A TOTAL OF 0.2 HOUR/WEEK. THERE SHALL BE NO MORE THAN 5 DAYS BETWEEN THE LAST VISIT IN ONE WEEK AND THE FIRST VISIT IN THE NEXT WEEK. | N | Y | SPENCER WATER SYSTEM | 1600 W. DERBY AVE. |  | AUBURNDALE | FL | 33823 |  | 8639671263 |  | FORREST SPENCER | BEATRICE GRIZZLE | 4407 E. SADDLE CREEK FARM RD. |  | LAKELAND | FL | 33801 |  | 8636650056 |  | INVESTOR | 8 | 7200 | 4 | 13-MAR-00 | 2091-09-09 | NAF | 0
6 | POLK | SWPO |  | 6535308 | OTHER PUBLIC WATER SYSTEM | CHLORINATION; AERATION FOR REMOVAL OF ANY SECONDARY CONTAMINANT, SULFIDE, OR ANY UNREGULATED CONTAMINANT; CORROSION CONTROL INHIBITOR ADDITION; HYPOCHLORINATION; IRON OR MANGANESE SEQUESTRATION; OR ULTRAVIOLET RADIATION. THE LEAD/CHIEF OPERATOR MUST BE CLASS D OR HIGHER. 50,000 GPD UP TO 0.25 MGD-STAFFING BY CLASS D OR HIGHER OPERATOR: 3 VISITS/WEEK ON NONCONSECUTIVE DAYS FOR A TOTAL OF 0.3 HOUR/WEEK. LESS THAN 50,000 GPD-STAFFING BY A CLASS D OR HIGHER OPERATOR: 2 VISITS/WEEK ON NONCONSECUTIVE DAYS FOR A TOTAL OF 0.2 HOUR/WEEK. THERE SHALL BE NO MORE THAN 5 DAYS BETWEEN THE LAST VISIT IN ONE WEEK AND THE FIRST VISIT IN THE NEXT WEEK. | N | Y | DIV. OF FORESTRY GREEN SWAMP | 5745 SOUTH FLORIDA AVE. |  | LAKELAND | FL | 33813 |  | 8136483163 |  | ED GILMORE | DIVISION OF FORESTRY | 12221 US 98 NORTH |  | LAKELAND | FL | 33813 |  |  |  | STATE | 5 | 43200 | 1 | 2093-12-27 | 2091-11-26 | NAF | 0
6 | POLK | SWPO |  | 6535313 | OTHER PUBLIC WATER SYSTEM | NO TREATMENT--CONSECUTIVE SYSTEMS ONLY | N | Y | REEVES RENTALS | 7990 LAKE BUFFUM ROAD, NORTH |  | FORT MEADE | FL | 33841 |  | 8635372801 |  | CHARLES HANCOCK | DONNA R. HANCOCK | 765 BARTOW BLVD. |  | BARTOW | FL | 33830 |  | 8635378363 |  | INVESTOR | 18 | 0 | 9 | 18-MAY-00 | 2097-03-20 | NAF | 0
6 | POLK | SWPO |  | 6535314 | OTHER PUBLIC WATER SYSTEM | AERATION FOR REMOVAL OF ANY PRIMARY CONTAMINANT; ALKALINITY/PH ADJUSTMENT; CHLORAMIN ATION; CHLORINE DIOXIDE FOR OXIDATION OR DISINFECTION; FLUORIDATION; ION EXCHANGE FOR REMOVAL OF ANY SECONDARY CONTAMINANT, SULFIDE, OR ANY UNREGULATED CONTAMINANT; OR OZONATION LESS THAN 0.1 MGD. STAFFING BY A CLASS D OR HIGHER OPERATOR: 3 VISITS/WEEK ON NONCONSECUTIVE DAYS FOR A TOTAL OF 0.6 HOUR/WEEK. THE LEAD/CHIEF OPERATOR MUST BE CLASS D OR HIGHER. | N | Y | JACOBS TRAILERS | 1810 E. LAKE BUFFUM ROAD |  | FORT MEADE | FL | 33841 |  | 8632856213 |  | TILTON JACOBS | TILTON JACOBS | 1760 E. LAKE BUFFUM ROAD (LOC) |  | FORT MEADE | FL | 33841 |  | 8632856213 |  | INVESTOR | 24 | 86400 | 4 | 09-OCT-00 | 2091-12-23 | NAF | 0
6 | POLK | SWPO | fowlersgrocery@yahoo.com | 6535319 | NONCOMMUNITY | CHLORINATION; AERATION FOR REMOVAL OF ANY SECONDARY CONTAMINANT, SULFIDE, OR ANY UNREGULATED CONTAMINANT; CORROSION CONTROL INHIBITOR ADDITION; HYPOCHLORINATION; IRON OR MANGANESE SEQUESTRATION; OR ULTRAVIOLET RADIATION. THE LEAD/CHIEF OPERATOR MUST BE CLASS D OR HIGHER. 50,000 GPD UP TO 0.25 MGD-STAFFING BY CLASS D OR HIGHER OPERATOR: 3 VISITS/WEEK ON NONCONSECUTIVE DAYS FOR A TOTAL OF 0.3 HOUR/WEEK. LESS THAN 50,000 GPD-STAFFING BY A CLASS D OR HIGHER OPERATOR: 2 VISITS/WEEK ON NONCONSECUTIVE DAYS FOR A TOTAL OF 0.2 HOUR/WEEK. THERE SHALL BE NO MORE THAN 5 DAYS BETWEEN THE LAST VISIT IN ONE WEEK AND THE FIRST VISIT IN THE NEXT WEEK. | N | Y | FOWLER'S GROCERY | 3595 HWY 98 EAST |  | FORT MEADE | FL | 33841 |  | 8632859464 |  | M. NORMAN CHOWDHURY | M. NORMAN CHOWDHURY | 3595 HWY 98 EAST |  | FORT MEADE | FL | 33841 |  | 8632859464 |  | INVESTOR | 210 | 36000 | 1 | 2021-03-30 | 2021-03-23 | NC01 | 50
6 | POLK | SWPO |  | 6535321 | OTHER PUBLIC WATER SYSTEM | CHLORINATION; AERATION FOR REMOVAL OF ANY SECONDARY CONTAMINANT, SULFIDE, OR ANY UNREGULATED CONTAMINANT; CORROSION CONTROL INHIBITOR ADDITION; HYPOCHLORINATION; IRON OR MANGANESE SEQUESTRATION; OR ULTRAVIOLET RADIATION. THE LEAD/CHIEF OPERATOR MUST BE CLASS D OR HIGHER. 50,000 GPD UP TO 0.25 MGD-STAFFING BY CLASS D OR HIGHER OPERATOR: 3 VISITS/WEEK ON NONCONSECUTIVE DAYS FOR A TOTAL OF 0.3 HOUR/WEEK. LESS THAN 50,000 GPD-STAFFING BY A CLASS D OR HIGHER OPERATOR: 2 VISITS/WEEK ON NONCONSECUTIVE DAYS FOR A TOTAL OF 0.2 HOUR/WEEK. THERE SHALL BE NO MORE THAN 5 DAYS BETWEEN THE LAST VISIT IN ONE WEEK AND THE FIRST VISIT IN THE NEXT WEEK. | N | Y | TAYLOR - ODOM ROAD | 7210 OLD POLK CITY ROAD |  | LAKELAND | FL | 33809 |  | 8638596706 |  | TOM TAYLOR | TOM TAYLOR | 6418 ODOM ROAD |  | LAKELAND | FL | 33809 |  | 8638596706 |  | INVESTOR | 8 | 43200 | 4 | 09-AUG-00 | 2092-04-29 | NAF | 0
6 | POLK | SWPO |  | 6535324 | OTHER PUBLIC WATER SYSTEM | CHLORINATION; AERATION FOR REMOVAL OF ANY SECONDARY CONTAMINANT, SULFIDE, OR ANY UNREGULATED CONTAMINANT; CORROSION CONTROL INHIBITOR ADDITION; HYPOCHLORINATION; IRON OR MANGANESE SEQUESTRATION; OR ULTRAVIOLET RADIATION. THE LEAD/CHIEF OPERATOR MUST BE CLASS D OR HIGHER. 50,000 GPD UP TO 0.25 MGD-STAFFING BY CLASS D OR HIGHER OPERATOR: 3 VISITS/WEEK ON NONCONSECUTIVE DAYS FOR A TOTAL OF 0.3 HOUR/WEEK. LESS THAN 50,000 GPD-STAFFING BY A CLASS D OR HIGHER OPERATOR: 2 VISITS/WEEK ON NONCONSECUTIVE DAYS FOR A TOTAL OF 0.2 HOUR/WEEK. THERE SHALL BE NO MORE THAN 5 DAYS BETWEEN THE LAST VISIT IN ONE WEEK AND THE FIRST VISIT IN THE NEXT WEEK. | N | Y | HPS INDUSTRIES, INC. | 4828 HWY 92 EAST |  | LAKELAND | FL | 33801 |  | 8639841860 |  | BILL GISE | JIM FOXWORTH | 4828 HWY 92 EAST |  | LAKELAND | FL | 33801 |  | 8636656959 |  | INVESTOR | 10 | 43200 | 1 | 2099-12-15 | 2092-03-11 | NAF | 0
6 | POLK | SWPO | jstieben@circlek.com | 6535329 | NONCOMMUNITY | CHLORINATION; AERATION FOR REMOVAL OF ANY SECONDARY CONTAMINANT, SULFIDE, OR ANY UNREGULATED CONTAMINANT; CORROSION CONTROL INHIBITOR ADDITION; HYPOCHLORINATION; IRON OR MANGANESE SEQUESTRATION; OR ULTRAVIOLET RADIATION. THE LEAD/CHIEF OPERATOR MUST BE CLASS D OR HIGHER. 50,000 GPD UP TO 0.25 MGD-STAFFING BY CLASS D OR HIGHER OPERATOR: 3 VISITS/WEEK ON NONCONSECUTIVE DAYS FOR A TOTAL OF 0.3 HOUR/WEEK. LESS THAN 50,000 GPD-STAFFING BY A CLASS D OR HIGHER OPERATOR: 2 VISITS/WEEK ON NONCONSECUTIVE DAYS FOR A TOTAL OF 0.2 HOUR/WEEK. THERE SHALL BE NO MORE THAN 5 DAYS BETWEEN THE LAST VISIT IN ONE WEEK AND THE FIRST VISIT IN THE NEXT WEEK. | N | Y | CIRCLE K # 7019 | 4415 KATHLEEN ROAD |  | LAKELAND | FL | 33809 |  | 8638587905 |  | HEATHER GILMORE | CIRCLE K STORES INC. | 3802 CORPOREX PARK DRIVE SUITE 200 |  | TAMPA | FL | 33619 |  | 8139106884 |  | INVESTOR | 900 | 36000 | 1 | 2021-03-15 | 2022-01-05 | NC01 | 50
6 | POLK | SWPO |  | 6535330 | OTHER PUBLIC WATER SYSTEM | CHLORINATION; AERATION FOR REMOVAL OF ANY SECONDARY CONTAMINANT, SULFIDE, OR ANY UNREGULATED CONTAMINANT; CORROSION CONTROL INHIBITOR ADDITION; HYPOCHLORINATION; IRON OR MANGANESE SEQUESTRATION; OR ULTRAVIOLET RADIATION. THE LEAD/CHIEF OPERATOR MUST BE CLASS D OR HIGHER. 50,000 GPD UP TO 0.25 MGD-STAFFING BY CLASS D OR HIGHER OPERATOR: 3 VISITS/WEEK ON NONCONSECUTIVE DAYS FOR A TOTAL OF 0.3 HOUR/WEEK. LESS THAN 50,000 GPD-STAFFING BY A CLASS D OR HIGHER OPERATOR: 2 VISITS/WEEK ON NONCONSECUTIVE DAYS FOR A TOTAL OF 0.2 HOUR/WEEK. THERE SHALL BE NO MORE THAN 5 DAYS BETWEEN THE LAST VISIT IN ONE WEEK AND THE FIRST VISIT IN THE NEXT WEEK. | N | Y | DITTRICH TRUCKING, INC. | 3511 KNIGHTS STATION ROAD |  | LAKELAND | FL | 33809 |  | 8638539868 |  | ARTHUR MILLER | DITTRICH TRUCKING, INC. | 3511 KNIGHTS STATION ROAD |  | LAKELAND | FL | 33809 |  | 9046284813 |  | OTHER | 7 | 43200 | 5 | 26-SEP-00 | 2092-09-09 | NAF | 0
6 | POLK | SWPO |  | 6535335 | OTHER PUBLIC WATER SYSTEM | NO TREATMENT--CONSECUTIVE SYSTEMS ONLY | N | Y | CHERRY HILL CONSTRUCTION | 3585 HWY 17 NORTH |  | BARTOW | FL | 33830 |  | 8635337414 |  | BRUCE BERNS | BRUCE BERNS | 3585 HWY 17 NORTH |  | BARTOW | FL | 33830 |  | 8635337414 |  | INVESTOR | 7 | 43200 | 1 | 19-JUN-00 | 2088-04-29 | NAF | 0
6 | POLK | SWPO | lodge2391@mooseunits.org | 6535336 | NONCOMMUNITY | CHLORINATION; AERATION FOR REMOVAL OF ANY SECONDARY CONTAMINANT, SULFIDE, OR ANY UNREGULATED CONTAMINANT; CORROSION CONTROL INHIBITOR ADDITION; HYPOCHLORINATION; IRON OR MANGANESE SEQUESTRATION; OR ULTRAVIOLET RADIATION. THE LEAD/CHIEF OPERATOR MUST BE CLASS D OR HIGHER. 50,000 GPD UP TO 0.25 MGD-STAFFING BY CLASS D OR HIGHER OPERATOR: 3 VISITS/WEEK ON NONCONSECUTIVE DAYS FOR A TOTAL OF 0.3 HOUR/WEEK. LESS THAN 50,000 GPD-STAFFING BY A CLASS D OR HIGHER OPERATOR: 2 VISITS/WEEK ON NONCONSECUTIVE DAYS FOR A TOTAL OF 0.2 HOUR/WEEK. THERE SHALL BE NO MORE THAN 5 DAYS BETWEEN THE LAST VISIT IN ONE WEEK AND THE FIRST VISIT IN THE NEXT WEEK. | N | Y | LAKE WALES MOOSE LODGE #2391 | 3601 S.R. 60 EAST |  | LAKE WALES | FL | 33853 |  | 8636764355 |  | ROBERT GROSE | ROYAL ORDER OF MOOSE INC.2391 | 3601 S.R. 60 EAST |  | LAKE WALES | FL | 33853 |  | 8636764355 |  | OTHER | 30 | 28800 | 1 | 2016-07-15 | 2021-09-22 | NC01 | 50
6 | POLK | SWPO |  | 6535337 | OTHER PUBLIC WATER SYSTEM | NO TREATMENT--CONSECUTIVE SYSTEMS ONLY | N | Y | ELY MHP | 627 NORTH CARROLL ROAD |  | LAKELAND | FL | 33801 |  |  |  | DARLEAND D. PREAST | DARLEANA D. PREAST | 600 LUNDY ROAD |  | AUBURNDALE | FL | 33823 |  | 8639841144 |  | INVESTOR | 15 | 28800 | 7 | 10-FEB-00 | 2093-02-24 | NAF | 0
6 | POLK | SWPO |  | 6535338 | OTHER PUBLIC WATER SYSTEM | NO TREATMENT--CONSECUTIVE SYSTEMS ONLY | N | Y | H.C. DAIRY FARM, INC. | WALKER ROAD, NORTH OF SWINDELL |  | LAKELAND | FL | 33809 |  | 8636874866 |  | MIKE CAREY | MICHAEL CAREY | 4802 LOG CABIN DRIVE |  | LAKELAND | FL | 33810 |  | 8636874866 |  | INVESTOR | 15 | 28800 | 5 | 2099-09-02 | 2093-02-25 | NAF | 0
6 | POLK | SWPO |  | 6535339 | OTHER PUBLIC WATER SYSTEM | NO TREATMENT--CONSECUTIVE SYSTEMS ONLY | N | Y | BEVERLY HILLS MHP | 8925 BEVERLY HILLS RD. |  | LAKELAND | FL | 33809 |  | 8638168476 |  | ORVILLE CAPES | JAMES S. BLIZZARD | 5810 N. DAUGHTERY RD. |  | LAKELAND | FL | 33809 |  | 8638168476 |  | INVESTOR | 15 | 28800 | 7 | 2099-11-29 |  | NAF | 0
6 | POLK | SWPO |  | 6535340 | OTHER PUBLIC WATER SYSTEM | NO TREATMENT--CONSECUTIVE SYSTEMS ONLY | N | Y | E.J.'S COUNTRY PARK | 11111 OLD DADE CITY ROAD |  | LAKELAND | FL | 33810 |  | 8638593620 |  | JEANETTE BRODEUR | JEANETTE BRODEUR | 11105 OLD DADE CITY ROAD |  | LAKELAND | FL | 33810 |  | 8638593620 |  | INVESTOR | 18 | 36000 | 8 | 2099-07-19 | 2093-02-25 | NAF | 0
6 | POLK | SWPO |  | 6535343 | OTHER PUBLIC WATER SYSTEM | NO TREATMENT--CONSECUTIVE SYSTEMS ONLY | N | Y | CENSTATE CONTRACTORS | P.O. DRAWER 552 |  | WINTER HAVEN | FL | 33882 |  | 8633243882 |  | DONNA MCCARTY | B. SCOTT SHORT | 2288 EXECUTIVE ROAD |  | WINTER HAVEN | FL | 33884 |  | 8633243882 |  | INVESTOR | 9 | 43000 | 3 | 15-AUG-00 | 2090-06-01 | NAF | 0
6 | POLK | SWPO |  | 6535344 | OTHER PUBLIC WATER SYSTEM | NO TREATMENT--CONSECUTIVE SYSTEMS ONLY | N | Y | MOSAIC FERTILIZER - NICHOLS PAVILION | P.O. BOX 2000 |  | MULBERRY | FL | 33860 |  | 8634282500 |  | JERRY GIRARDIN | MOSAIC FERTILIZER, LLC | 5000 COUNTY RD. 676 |  | MULBERRY | FL | 33860 |  | 8634282500 |  | INVESTOR | 20 | 43200 | 2 | 21-MAR-00 | 2093-04-22 | NAF | 0
6 | POLK | SWPO |  | 6535351 | NONCOMMUNITY | CHLORINATION; AERATION FOR REMOVAL OF ANY SECONDARY CONTAMINANT, SULFIDE, OR ANY UNREGULATED CONTAMINANT; CORROSION CONTROL INHIBITOR ADDITION; HYPOCHLORINATION; IRON OR MANGANESE SEQUESTRATION; OR ULTRAVIOLET RADIATION. THE LEAD/CHIEF OPERATOR MUST BE CLASS D OR HIGHER. 50,000 GPD UP TO 0.25 MGD-STAFFING BY CLASS D OR HIGHER OPERATOR: 3 VISITS/WEEK ON NONCONSECUTIVE DAYS FOR A TOTAL OF 0.3 HOUR/WEEK. LESS THAN 50,000 GPD-STAFFING BY A CLASS D OR HIGHER OPERATOR: 2 VISITS/WEEK ON NONCONSECUTIVE DAYS FOR A TOTAL OF 0.2 HOUR/WEEK. THERE SHALL BE NO MORE THAN 5 DAYS BETWEEN THE LAST VISIT IN ONE WEEK AND THE FIRST VISIT IN THE NEXT WEEK. | N | Y | COUNTY AUTO AUCTION | 4890 US HWY 17-92 |  | HAINES CITY | FL | 33844 |  | 8639561257 |  |  | HERB MIRANDA | 4898 HWY. 17 92 W |  | HAINES CITY | FL | 33844 |  | 8634124329 |  | INVESTOR | 295 | 36000 | 1 | 2021-07-06 | 2021-05-27 | NC01 | 50
6 | POLK | SWPO |  | 6535352 | OTHER PUBLIC WATER SYSTEM | NO TREATMENT--CONSECUTIVE SYSTEMS ONLY | N | Y | GRAY, LEON TRAILER PARK | 129 PIRATES DRIVE |  | KEY LARGO | FL | 33037 |  | 3058529643 |  | LEON & SARAH GRAY | LEON & SARAH GRAY | 960, 962, 964, 976 ALDO RD. |  | BABSON PARK | FL | 33827 |  | 8636762768 |  | INVESTOR | 22 | 28000 | 6 | 19-JAN-00 | 2092-03-30 | NAF | 0
6 | POLK | SWPO | abibeni@aol.com | 6535353 | NONCOMMUNITY | CHLORINATION; AERATION FOR REMOVAL OF ANY SECONDARY CONTAMINANT, SULFIDE, OR ANY UNREGULATED CONTAMINANT; CORROSION CONTROL INHIBITOR ADDITION; HYPOCHLORINATION; IRON OR MANGANESE SEQUESTRATION; OR ULTRAVIOLET RADIATION. THE LEAD/CHIEF OPERATOR MUST BE CLASS D OR HIGHER. 50,000 GPD UP TO 0.25 MGD-STAFFING BY CLASS D OR HIGHER OPERATOR: 3 VISITS/WEEK ON NONCONSECUTIVE DAYS FOR A TOTAL OF 0.3 HOUR/WEEK. LESS THAN 50,000 GPD-STAFFING BY A CLASS D OR HIGHER OPERATOR: 2 VISITS/WEEK ON NONCONSECUTIVE DAYS FOR A TOTAL OF 0.2 HOUR/WEEK. THERE SHALL BE NO MORE THAN 5 DAYS BETWEEN THE LAST VISIT IN ONE WEEK AND THE FIRST VISIT IN THE NEXT WEEK. | N | Y | IGLESIA CRISTIANA PENTECOSTAL QUEBRANTAN | 5915 KALOGRIDIS ROAD |  | HAINES CITY | FL | 33844 |  | 8633536850 |  | JACKELINE ALBINO | IGLESIA CRISTIANA PENTECOSTAL QUEBRANTANDO YUGOS, INC | 5915 KALOGRIDIS ROAD |  | HAINES CITY | FL | 33844 |  | 8633536850 |  | INVESTOR | 35 | 28800 | 2 | 2013-02-18 | 2021-05-26 | NC01 | 50
6 | POLK | SWPO |  | 6535355 | OTHER PUBLIC WATER SYSTEM | NO TREATMENT--CONSECUTIVE SYSTEMS ONLY | N | N | MOSAIC FERTILIZER-CO. LINE | COUNTY LINE RD. |  | FORT MEADE | FL | 33481 |  | 8632858125 |  |  | MOSAIC FERTILIZER, LLC | 8813 HIGHWAY 41 SOUTH |  | RIVERVIEW | FL | 33569 | 4865 | 8136716297 |  | INVESTOR | 5 | 1 | 5 | 09-JUN-00 |  | NAF | 0
6 | POLK | SWPO |  | 6535357 | OTHER PUBLIC WATER SYSTEM | NO TREATMENT--CONSECUTIVE SYSTEMS ONLY | N | Y | PINE ACRES M.H.P. | 5510 OLD EAGLE LK RD |  | WINTER HAVEN | FL | 33880 |  | 8632949316 |  | ROBERT PATE | BETTY & ROBERT PATE | 5510 OLD EAGLE LAKE RD. |  | WINTER HAVEN | FL | 33880 |  | 8632949316 |  | INVESTOR | 12 | 36000 | 6 | 24-MAY-00 | 2094-01-18 | NAF | 0
6 | POLK | SWPO |  | 6535358 | OTHER PUBLIC WATER SYSTEM | NO TREATMENT--CONSECUTIVE SYSTEMS ONLY | N | Y | FRANK CRUM | 3830 HWY 60 EAST |  | BARTOW | FL | 33830 |  | 8635331035 |  | JUDY BOBBITT | WILMA GROSS/JUDY BOBBITT | 3830 HWY 60 EAST |  | BARTOW | FL | 33830 |  | 8635331035 |  | INVESTOR | 24 | 36000 | 6 | 13-JAN-00 | 2094-02-25 | NAF | 0
6 | POLK | SWPO |  | 6535359 | OTHER PUBLIC WATER SYSTEM | NO TREATMENT--CONSECUTIVE SYSTEMS ONLY | N | Y | STARR RENTALS | 2038 MCCLOUD LANE |  | DAVENPORT | FL | 33837 |  | 8134229463 |  | CARL TULIP | EDNA TULIP | 2038 MCCLOUD LN. |  | DAVENPORT | FL | 33837 |  | 8134229463 |  | INVESTOR | 15 | 3000 | 6 | 16-MAR-00 | 2093-10-29 | NAF | 0
6 | POLK | SWPO | BALTMAN@CENTURYCOMPANIES.NET | 6535360 | COMMUNITY | CHLORINATION; AERATION FOR REMOVAL OF ANY SECONDARY CONTAMINANT, SULFIDE, OR ANY UNREGULATED CONTAMINANT; CORROSION CONTROL INHIBITOR ADDITION; HYPOCHLORINATION; IRON OR MANGANESE SEQUESTRATION; OR ULTRAVIOLET RADIATION. THE LEAD/CHIEF OPERATOR MUST BE CLASS D OR HIGHER. 50,000 GPD UP TO 0.25 MGD-STAFFING BY CLASS D OR HIGHER OPERATOR: 3 VISITS/WEEK ON NONCONSECUTIVE DAYS FOR A TOTAL OF 0.3 HOUR/WEEK. LESS THAN 50,000 GPD-STAFFING BY A CLASS D OR HIGHER OPERATOR: 2 VISITS/WEEK ON NONCONSECUTIVE DAYS FOR A TOTAL OF 0.2 HOUR/WEEK. THERE SHALL BE NO MORE THAN 5 DAYS BETWEEN THE LAST VISIT IN ONE WEEK AND THE FIRST VISIT IN THE NEXT WEEK. | N | Y | FOUR LAKES GOLF CLUB | 3995 OLD LUCERNE DR. ROAD |  | WINTER HAVEN | FL | 33811 |  | 8636471581 |  | BRIAN ALTMAN | CENTURY REALTY FUNDS (TODD MAXWELL - PRESIDENT) | P.O. BOX 330 |  | LAKELAND | FL | 33802 | 330 | 8636471581 |  | INVESTOR | 1600 | 1304000 | 800 | 2010-07-23 | 2021-09-15 | DC03 | 2000
6 | POLK | SWPO |  | 6535362 | OTHER PUBLIC WATER SYSTEM | NO TREATMENT--CONSECUTIVE SYSTEMS ONLY | N | Y | CAMP MARY MHP | 151 CATFISH STREET |  | HAINES CITY | FL | 33844 |  | 8634394666 |  | FRANK & DEBBIE MILLER | FRANK & DEBBIE MILLER | 151 CATFISH STREET |  | HAINES CITY | FL | 33844 |  | 8634394666 |  | INVESTOR | 11 | 57600 | 7 | 2098-10-27 | 2004-04-15 | NAF | 0
6 | POLK | SWPO |  | 6535363 | OTHER PUBLIC WATER SYSTEM | NO TREATMENT--CONSECUTIVE SYSTEMS ONLY | N | Y | KRIS MOBILE HOME PARK | 2201 SHIRAH ROAD |  | AUBURNDALE | FL | 33823 |  | 8636657899 |  | JOHN BROWN | SARAH AND JOHN BROWN | 2034 ALDERMAN ROAD |  | AUBURNDALE | FL | 33823 |  | 8636657899 |  | INVESTOR | 10 | 28800 | 11 | 2013-03-15 | 2003-12-04 | NAF | 0
6 | POLK | SWPO | rnavarre@valmont.com | 6535364 | NONTRANSIENT NONCOMMUNITY | CHLORINATION; AERATION FOR REMOVAL OF ANY SECONDARY CONTAMINANT, SULFIDE, OR ANY UNREGULATED CONTAMINANT; CORROSION CONTROL INHIBITOR ADDITION; HYPOCHLORINATION; IRON OR MANGANESE SEQUESTRATION; OR ULTRAVIOLET RADIATION. THE LEAD/CHIEF OPERATOR MUST BE CLASS D OR HIGHER. 50,000 GPD UP TO 0.25 MGD-STAFFING BY CLASS D OR HIGHER OPERATOR: 3 VISITS/WEEK ON NONCONSECUTIVE DAYS FOR A TOTAL OF 0.3 HOUR/WEEK. LESS THAN 50,000 GPD-STAFFING BY A CLASS D OR HIGHER OPERATOR: 2 VISITS/WEEK ON NONCONSECUTIVE DAYS FOR A TOTAL OF 0.2 HOUR/WEEK. THERE SHALL BE NO MORE THAN 5 DAYS BETWEEN THE LAST VISIT IN ONE WEEK AND THE FIRST VISIT IN THE NEXT WEEK. | N | Y | VALMONT UTILITY | 4131 HIGHWAY 17 SOUTH |  | BARTOW | FL | 33830 |  | 8635336465 |  | RAYMOND NAVARRE | VALMONT | 4131 HWY 17 SOUTH |  | BARTOW | FL | 33830 |  | 8635336465 |  | INVESTOR | 75 | 108000 | 2 | 2010-09-01 | 2019-02-22 | NTNC | 100
6 | POLK | SWPO |  | 6535367 | NONCOMMUNITY | CHLORINATION; AERATION FOR REMOVAL OF ANY SECONDARY CONTAMINANT, SULFIDE, OR ANY UNREGULATED CONTAMINANT; CORROSION CONTROL INHIBITOR ADDITION; HYPOCHLORINATION; IRON OR MANGANESE SEQUESTRATION; OR ULTRAVIOLET RADIATION. THE LEAD/CHIEF OPERATOR MUST BE CLASS D OR HIGHER. 50,000 GPD UP TO 0.25 MGD-STAFFING BY CLASS D OR HIGHER OPERATOR: 3 VISITS/WEEK ON NONCONSECUTIVE DAYS FOR A TOTAL OF 0.3 HOUR/WEEK. LESS THAN 50,000 GPD-STAFFING BY A CLASS D OR HIGHER OPERATOR: 2 VISITS/WEEK ON NONCONSECUTIVE DAYS FOR A TOTAL OF 0.2 HOUR/WEEK. THERE SHALL BE NO MORE THAN 5 DAYS BETWEEN THE LAST VISIT IN ONE WEEK AND THE FIRST VISIT IN THE NEXT WEEK. | N | Y | SUN SHINE ACRES | 5584 LAKE BUFFUM ROAD |  | LAKE WALES | FL | 33853 |  | 8016801622 |  | KYLE MILLER | LAWA5544FL LLC | 3225 MCLEOD DR .STE.110 |  | LAS VEGAS | NV | 89121 |  | 5865494637 |  | INVESTOR | 25 | 49000 | 17 | 2019-02-13 | 2021-08-20 | NC01 | 50
6 | POLK | SWPO |  | 6535368 | OTHER PUBLIC WATER SYSTEM | NO TREATMENT--CONSECUTIVE SYSTEMS ONLY | N | Y | DEP-POLK COUNTY FIELD OFFICE | 2051 EAST DIRAV DRIVE |  | TALLAHASSEE | FL | 32310 |  | 8635347077 |  | CHARLES L. COOK | DEPT OF ENVIRONMENTAL PROT. | CR 640 |  | HOMELAND | FL | 33830 |  | 9044883177 |  | STATE | 10 | 2000 | 1 | 17-MAY-00 | 2094-10-19 | NAF | 0
6 | POLK | SWPO |  | 6535370 | OTHER PUBLIC WATER SYSTEM | CHLORINATION; AERATION FOR REMOVAL OF ANY SECONDARY CONTAMINANT, SULFIDE, OR ANY UNREGULATED CONTAMINANT; CORROSION CONTROL INHIBITOR ADDITION; HYPOCHLORINATION; IRON OR MANGANESE SEQUESTRATION; OR ULTRAVIOLET RADIATION. THE LEAD/CHIEF OPERATOR MUST BE CLASS D OR HIGHER. 50,000 GPD UP TO 0.25 MGD-STAFFING BY CLASS D OR HIGHER OPERATOR: 3 VISITS/WEEK ON NONCONSECUTIVE DAYS FOR A TOTAL OF 0.3 HOUR/WEEK. LESS THAN 50,000 GPD-STAFFING BY A CLASS D OR HIGHER OPERATOR: 2 VISITS/WEEK ON NONCONSECUTIVE DAYS FOR A TOTAL OF 0.2 HOUR/WEEK. THERE SHALL BE NO MORE THAN 5 DAYS BETWEEN THE LAST VISIT IN ONE WEEK AND THE FIRST VISIT IN THE NEXT WEEK. | N | Y | RINGLING BROS. ANIMAL CARETAKING | 12850 OLD GRADE ROAD |  | POLK CITY | FL | 33868 |  | 8639849374 |  | TRUDY WILLIAMS | RINGLING BROTHERS BARNUM & BAILEY | 12850 OLD GRADE ROAD |  | POLK CITY | FL | 33868 |  | 8639849374 |  | INVESTOR | 18 | 100800 | 6 | 2013-03-15 | 2006-08-31 | NAF | 0
6 | POLK | SWPO |  | 6535371 | OTHER PUBLIC WATER SYSTEM | NO TREATMENT--CONSECUTIVE SYSTEMS ONLY | N | Y | BALLARD PARK PLACE | 3146 MT. TABOR ROAD |  | LAKELAND | FL | 33810 |  | 8638596808 |  |  | RANDY C. BALLARD | 3146 MT. TABOR ROAD |  | LAKELAND | FL | 33810 |  | 8638596808 |  | INVESTOR | 23 | 72000 | 8 | 2098-11-13 | 2094-05-27 | NAF | 0
6 | POLK | SWPO |  | 6535374 | OTHER PUBLIC WATER SYSTEM | NO TREATMENT--CONSECUTIVE SYSTEMS ONLY | N | Y | FOUNTAIN RV | 8345 STATE ROAD 33 NORTH |  | LAKELAND | FL | 33809 | 1729 | 8639848034 |  | KENT KNAUS | ANGOLA COACH, INC. | 8345 STATE ROAD 33 N. |  | LAKELAND | FL | 33809 |  | 8639849764 |  | INVESTOR | 24 | 21600 | 2 | 03-MAY-00 |  | NAF | 0
6 | POLK | SWPO |  | 6535375 | OTHER PUBLIC WATER SYSTEM | NO TREATMENT--CONSECUTIVE SYSTEMS ONLY | N | Y | LAKE WALES FAMILY YMCA | 1001 BURNS AVENUE |  | LAKE WALES, | FL | 33853 | 3499 | 8636769441 |  | JERRY SHEPPERD | LAKE WALES FAMILY YMCA | 1001 BURNS AVENUE |  | LAKE WALES | FL | 33853 |  | 8636769441 |  | INVESTOR | 15 | 36000 | 1 | 10-FEB-00 | 2095-03-23 | NAF | 0
6 | POLK | SWPO |  | 6535379 | OTHER PUBLIC WATER SYSTEM | NO TREATMENT--CONSECUTIVE SYSTEMS ONLY | N | Y | TUMMOND, BILLY MOBILE HOMES | 4645 CLARK RD. |  | BARTOW | FL | 33830 |  | 8632937537 |  | BILLY TUMMOND | TUMMOND, BILLY MOBILE HOMES | P.O. BOX 218 |  | EAGLE LAKE | FL | 33839 |  | 8632937537 |  | INVESTOR | 16 | 3200 | 4 | 26-APR-00 |  | NAF | 0
6 | POLK | SWPO |  | 6535380 | OTHER PUBLIC WATER SYSTEM | NO TREATMENT--CONSECUTIVE SYSTEMS ONLY | N | Y | MOSAIC FERTILIZER, LLC - NICHOLS | 5000 COUNTY ROAD 676 |  | NICHOLS | FL | 33863 |  | 8634282500 |  | JOHN UPTON | MOSAIC FERTILIZER, LLC | P.O. BOX 2000 |  | MULBERRY | FL | 33860 |  | 8634282500 |  | INVESTOR | 15 | 36000 | 25 | 2098-09-15 | 2004-02-13 | NAF | 0
6 | POLK | SWPO |  | 6535381 | NONTRANSIENT NONCOMMUNITY | CHLORINATION; AERATION FOR REMOVAL OF ANY SECONDARY CONTAMINANT, SULFIDE, OR ANY UNREGULATED CONTAMINANT; CORROSION CONTROL INHIBITOR ADDITION; HYPOCHLORINATION; IRON OR MANGANESE SEQUESTRATION; OR ULTRAVIOLET RADIATION. THE LEAD/CHIEF OPERATOR MUST BE CLASS D OR HIGHER. 50,000 GPD UP TO 0.25 MGD-STAFFING BY CLASS D OR HIGHER OPERATOR: 3 VISITS/WEEK ON NONCONSECUTIVE DAYS FOR A TOTAL OF 0.3 HOUR/WEEK. LESS THAN 50,000 GPD-STAFFING BY A CLASS D OR HIGHER OPERATOR: 2 VISITS/WEEK ON NONCONSECUTIVE DAYS FOR A TOTAL OF 0.2 HOUR/WEEK. THERE SHALL BE NO MORE THAN 5 DAYS BETWEEN THE LAST VISIT IN ONE WEEK AND THE FIRST VISIT IN THE NEXT WEEK. | N | Y | MOSAIC FERTILIZER LLC - SOUTH FT. MEADE | 5880 MANLEY ROAD |  | FORT MEADE | FL | 33841 |  | 8633754100 |  | TERRY WHITE | MOSAIC FERTILIZER, INC | 5880 MANLEY RD |  | FT MEADE | FL | 33841 | 4865 | 8633755214 |  | INVESTOR | 100 | 216000 | 3 | 2010-11-29 | 2020-08-24 | NTNC | 100
6 | POLK | SWPO |  | 6535383 | NONCOMMUNITY | CHLORINATION; AERATION FOR REMOVAL OF ANY SECONDARY CONTAMINANT, SULFIDE, OR ANY UNREGULATED CONTAMINANT; CORROSION CONTROL INHIBITOR ADDITION; HYPOCHLORINATION; IRON OR MANGANESE SEQUESTRATION; OR ULTRAVIOLET RADIATION. THE LEAD/CHIEF OPERATOR MUST BE CLASS D OR HIGHER. 50,000 GPD UP TO 0.25 MGD-STAFFING BY CLASS D OR HIGHER OPERATOR: 3 VISITS/WEEK ON NONCONSECUTIVE DAYS FOR A TOTAL OF 0.3 HOUR/WEEK. LESS THAN 50,000 GPD-STAFFING BY A CLASS D OR HIGHER OPERATOR: 2 VISITS/WEEK ON NONCONSECUTIVE DAYS FOR A TOTAL OF 0.2 HOUR/WEEK. THERE SHALL BE NO MORE THAN 5 DAYS BETWEEN THE LAST VISIT IN ONE WEEK AND THE FIRST VISIT IN THE NEXT WEEK. | N | Y | FIRST CHRISTIAN CHURCH/FROSTPR | 2241 COUNTY ROAD 630 W. |  | FROSTPROOF | FL | 33843 |  | 8636356700 |  | LOREN HELLER | FIRST CHRISTIAN CHURCH/FROSTPR | 2241 COUNTY ROAD 630 W. |  | FROSTPROOF | FL | 33843 |  | 8636355010 |  | INVESTOR | 75 | 36000 | 2 | 2008-03-19 | 2021-10-29 | NC01 | 50
6 | POLK | SWPO |  | 6535384 | OTHER PUBLIC WATER SYSTEM | NO TREATMENT--CONSECUTIVE SYSTEMS ONLY | N | Y | MAULTSBY RENTALS | P.O. BOX 166 |  | LAKE ALFRED | FL | 33850 |  | 8639561856 |  | ALBERTUS MAULTSBY | ALBERTUS MAULTSBY | 192 CLARK RD. |  | AUBURNDALE | FL | 33823 |  | 8639561856 |  | INVESTOR | 24 | 1 | 6 | 11-OCT-00 |  | NAF | 0
6 | POLK | SWPO | carlos@cggamez.com | 6535385 | NONTRANSIENT NONCOMMUNITY | CHLORINATION; AERATION FOR REMOVAL OF ANY SECONDARY CONTAMINANT, SULFIDE, OR ANY UNREGULATED CONTAMINANT; CORROSION CONTROL INHIBITOR ADDITION; HYPOCHLORINATION; IRON OR MANGANESE SEQUESTRATION; OR ULTRAVIOLET RADIATION. THE LEAD/CHIEF OPERATOR MUST BE CLASS C OR HIGHER. 5.0 MGD AND ABOVE-STAFFING BY CLASS C OR HIGHER OPERATOR: 6 HOURS/DAY FOR 5 DAYS/WEEK AND ONE VISIT ON EACH WEEKEND DAY. 3.0 MGD UP TO 5.0 MGD-STAFFING BY CLASS C OR HIGHER OPERATOR: 1 HOUR/DAY FOR 5 DAYS/WEEK AND ONE VISIT ON EACH WEEKEND DAY. 0.25 MGD UP TO 3.0 MGD-STAFFING BY CLASS C OR HIGHER OPERATOR: 5 VISITS/WEEK AND ONE VISIT EACH WEEKEND FOR A TOTAL OF 0.6 HOUR/WEEK. | N | Y | LOMAS DEL SOL | 909 WEST FROSTPROOF ROAD |  | FROSTPROOF | FL | 33843 |  | 8634521230 |  | CARLOS GAMEZ | CARLOS GAMEZ | P.O. BOX 579 |  | AVON PARK | FL | 33825 | 263 | 8634521230 |  | INVESTOR | 68 | 36000 | 8 | 2021-12-06 | 2021-11-23 | NTNC | 100
6 | POLK | SWPO |  | 6535386 | OTHER PUBLIC WATER SYSTEM | NO TREATMENT--CONSECUTIVE SYSTEMS ONLY | N | Y | FL. D.E.P. VAN FLEET REST AREA | 12549 STATE PARK DRIVE |  | CLERMONT | FL | 34711 |  | 3523942280 |  | LARRY DAVIS OR MARY SMITH,DEP. | FLA. D.E.P. | GREEN POND RD. S.R. 33 NORTH |  | POLK CITY | FL | 33868 |  | 3523942280 |  | INVESTOR | 20 | 1200 | 2 | 2099-10-27 |  | NAF | 0
6 | POLK | SWPO | MIKE@FUS1LLC.COM | 6535393 | COMMUNITY | CHLORINATION; AERATION FOR REMOVAL OF ANY SECONDARY CONTAMINANT, SULFIDE, OR ANY UNREGULATED CONTAMINANT; CORROSION CONTROL INHIBITOR ADDITION; HYPOCHLORINATION; IRON OR MANGANESE SEQUESTRATION; OR ULTRAVIOLET RADIATION. THE LEAD/CHIEF OPERATOR MUST BE CLASS D OR HIGHER. 50,000 GPD UP TO 0.25 MGD-STAFFING BY CLASS D OR HIGHER OPERATOR: 3 VISITS/WEEK ON NONCONSECUTIVE DAYS FOR A TOTAL OF 0.3 HOUR/WEEK. LESS THAN 50,000 GPD-STAFFING BY A CLASS D OR HIGHER OPERATOR: 2 VISITS/WEEK ON NONCONSECUTIVE DAYS FOR A TOTAL OF 0.2 HOUR/WEEK. THERE SHALL BE NO MORE THAN 5 DAYS BETWEEN THE LAST VISIT IN ONE WEEK AND THE FIRST VISIT IN THE NEXT WEEK. | N | Y | MCLEOD GARDENS UTILITY, LLC | BOMBER RD & SPRUSE RD |  | EAGLE LAKE | FL | 33880 |  | 8632932577 |  | FLORIDA UTILITY SERVICES I, LLC | FLORIDA UTILITY SERVICES I, LLC | 5911 TROUBLE CREEK RD |  | NEW PORT RICHEY | FL | 34652 |  | 8639045574 |  | INVESTOR | 380 | 250000 | 95 | 2010-11-17 | 2021-03-11 | DC05 | 500
6 | POLK | SWPO |  | 6535394 | OTHER PUBLIC WATER SYSTEM | NO TREATMENT--CONSECUTIVE SYSTEMS ONLY | N | Y | CHURCH OF GOD BY FAITH | 208 HOPSON RD. |  | FROSTPROOF | FL | 33843 |  | 8636356813 |  | MOSES ANDERSON | CHURCH OF GOD BY FAITH | P.O. BOX 237 |  | FROSTPROOF | FL | 33843 |  | 8634526363 |  | INVESTOR | 24 | 1000 | 1 | 08-FEB-00 | 2096-02-19 | NAF | 0
6 | POLK | SWPO | TLEASTLEY@TECOENERGY.COM | 6535399 | NONTRANSIENT NONCOMMUNITY | ACTIVATED CARBON PROCESSES; DIATOMACEOUS EARTH FILTRATION; ION EXCHANGE FOR REMOVAL OF ANY PRIMARY CONTAMINANT; ION AND MANGANESE REMOVAL (OXIDATION, DETENTION, AND FILTRATION); OR SLOW SAND FILTRATION. LEAD/CHIEF OPERATOR MUST BE CLASS C OR HIGHER. 1.0 MGD UP TO 2.0 MGD-STAFFING BY CLASS C OR HIGHER OPERATOR: 6 HOURS/DAY FOR 5 DAYS/WEEK AND ONE VISIT ON EACH WEEKEND DAY. 0.5 MGD UP TO 1.0 MGD-STAFFING BY CLASS C OR HIGHER OPERATOR: 3 HOURS/DAY FOR 5 DAYS/WEEK AND ONE VISIT ON EACH WEEKEND DAY. 0.25 MGD UP TO 0.5 MGD-STAFFING BY CLASS C OR HIGHER OPERATOR: 1 HOUR/DAY FOR 5 DAYS/WEEK AND ONE VISIT ON EACH WEEKEND DAY. LESS THAN 0.25 MGD-STAFFING BY CLASS C OR HIGHER OPERATOR: 5 VISITS/WEEK AND ONE VISIT EACH WEEKEND FOR A TOTAL OF 1.8 HOURS/WEEK. | N | Y | POLK POWER STATION/TAMPA ELECTRIC | 9995 SR. 37 SOUTH (FT. GREEN) |  | MULBERRY | FL | 33860 |  | 8634282159 |  | TERRY EASTLEY | TAMPA ELECTRIC | PO BOX 111 |  | TAMPA | FL | 33601 | 111 | 8132281111 |  | INVESTOR | 90 | 216000 | 7 | 2008-02-15 | 2020-12-30 | NTNC | 100
6 | POLK | SWPO |  | 6535400 | NONCOMMUNITY | CHLORINATION; AERATION FOR REMOVAL OF ANY SECONDARY CONTAMINANT, SULFIDE, OR ANY UNREGULATED CONTAMINANT; CORROSION CONTROL INHIBITOR ADDITION; HYPOCHLORINATION; IRON OR MANGANESE SEQUESTRATION; OR ULTRAVIOLET RADIATION. THE LEAD/CHIEF OPERATOR MUST BE CLASS D OR HIGHER. 50,000 GPD UP TO 0.25 MGD-STAFFING BY CLASS D OR HIGHER OPERATOR: 3 VISITS/WEEK ON NONCONSECUTIVE DAYS FOR A TOTAL OF 0.3 HOUR/WEEK. LESS THAN 50,000 GPD-STAFFING BY A CLASS D OR HIGHER OPERATOR: 2 VISITS/WEEK ON NONCONSECUTIVE DAYS FOR A TOTAL OF 0.2 HOUR/WEEK. THERE SHALL BE NO MORE THAN 5 DAYS BETWEEN THE LAST VISIT IN ONE WEEK AND THE FIRST VISIT IN THE NEXT WEEK. | N | Y | HELEN'S APARTMENTS | 8190 HIGHWAY 60 EAST |  | BARTOW | FL | 33830 |  | 8635371759 |  | JOSE BECERRA | MARIA MACHUCA | PO BOX 21302 |  | BAKERFIELD | CA | 93390 |  | 8636678110 |  | INVESTOR | 28 | 36000 | 5 | 2021-05-07 | 2021-04-30 | NC01 | 50
6 | POLK | SWPO |  | 6535402 | OTHER PUBLIC WATER SYSTEM | NO TREATMENT--CONSECUTIVE SYSTEMS ONLY | N | Y | SANFORD WELDING SHOP | P.O. BOX 44 |  | LAKE ALFRED | FL | 33850 |  | 8634223680 |  | SHERRY SANFORD | JAMES SANFORD | 4425 HWY. 17-92 WEST |  | HAINES CITY | FL | 33844 |  | 8634223680 |  | INVESTOR | 5 | 500 | 2 | 2099-02-18 | 2096-03-27 | NAF | 0
6 | POLK | SWPO |  | 6535405 | OTHER PUBLIC WATER SYSTEM | NO TREATMENT--CONSECUTIVE SYSTEMS ONLY | N | Y | EAGLE MOBILE HOME PARK | 1250 PAYNE ST. |  | AUBURNDALE | FL | 33823 |  |  |  | JACKY GLENN | JACKY C. GLENN (TRUSTEE) | P.O. BOX 8829 |  | LAKELAND | FL | 33806 |  | 8639651212 |  | INVESTOR | 20 | 20000 | 5 | 03-JAN-00 | 2096-05-20 | NAF | 0
6 | POLK | SWPO |  | 6535408 | NONCOMMUNITY | CHLORINATION; AERATION FOR REMOVAL OF ANY SECONDARY CONTAMINANT, SULFIDE, OR ANY UNREGULATED CONTAMINANT; CORROSION CONTROL INHIBITOR ADDITION; HYPOCHLORINATION; IRON OR MANGANESE SEQUESTRATION; OR ULTRAVIOLET RADIATION. THE LEAD/CHIEF OPERATOR MUST BE CLASS D OR HIGHER. 50,000 GPD UP TO 0.25 MGD-STAFFING BY CLASS D OR HIGHER OPERATOR: 3 VISITS/WEEK ON NONCONSECUTIVE DAYS FOR A TOTAL OF 0.3 HOUR/WEEK. LESS THAN 50,000 GPD-STAFFING BY A CLASS D OR HIGHER OPERATOR: 2 VISITS/WEEK ON NONCONSECUTIVE DAYS FOR A TOTAL OF 0.2 HOUR/WEEK. THERE SHALL BE NO MORE THAN 5 DAYS BETWEEN THE LAST VISIT IN ONE WEEK AND THE FIRST VISIT IN THE NEXT WEEK. | N | Y | NEW ANTIOCH MISSIONARY BAPTIST | 215 CHURCH STREET |  | LOUGHMAN | FL | 33858 |  | 8634248453 |  | REGINALD MADDOX | NEW ANTIOCH MISSIONARY BAPTIST CHURCH | PO BOX 822 |  | LOUGHMAN | FL | 33858 |  | 8634248453 |  | INVESTOR | 45 | 28800 | 2 | 2012-12-05 | 2021-09-06 | NC01 | 50
6 | POLK | SWPO |  | 6535409 | OTHER PUBLIC WATER SYSTEM | NO TREATMENT--CONSECUTIVE SYSTEMS ONLY | N | Y | BAY PORT VALVE & FITTING,INC. | P.O.BOX 315 |  | MULBERRY | FL | 33860 |  | 8634250023 |  | J. MICHAEL STEPHENS | J. MICHAEL STEPHENS | 2295 S.R. 37 SOUTH |  | MULBERRY | FL | 33860 |  | 8634250023 |  | INVESTOR | 24 | 1 | 1 | 21-MAR-00 | 2096-10-01 | NAF | 0
6 | POLK | SWPO |  | 6535411 | OTHER PUBLIC WATER SYSTEM | NO TREATMENT--CONSECUTIVE SYSTEMS ONLY | N | Y | PONDEROSA PARK | 2630 EARNEST RD. |  | LAKELAND | FL | 33809 |  | 8638593931 |  | ROBERT STORY | LONG T. NGUYEN | 1712 N. ROCKWELL ST. |  | CHICAGO | IL | 60647 |  | 3125575436 |  | INVESTOR | 21 | 5000 | 7 | 2098-11-24 | 2096-09-25 | NAF | 0
6 | POLK | SWPO |  | 6535414 | OTHER PUBLIC WATER SYSTEM | NO TREATMENT--CONSECUTIVE SYSTEMS ONLY | N | Y | MERRITT M.H.P. | 4660 SWINDELL RD. |  | LAKELAND | FL | 33810 |  | 8636465337 |  | GLENN E. MCCRANEY | CHARLES E.MERRITT | 4245 HOMEWOOD LANE |  | LAKELAND | FL | 33811 |  | 8636465337 |  | INVESTOR | 14 | 1 | 7 | 2099-11-17 | 2096-12-05 | NAF | 0
6 | POLK | SWPO |  | 6535415 | OTHER PUBLIC WATER SYSTEM | NO TREATMENT--CONSECUTIVE SYSTEMS ONLY | N | Y | BRITTON, TRUDY WEST M.H.P. | 5865 VAUGN RD. |  | BARTOW | FL | 33830 |  | 8636651225 |  | TRUDY BRITTON WEST | TRUDY BRITTON WEST | P.O. BOX 2585 |  | EATON PARK | FL | 33840 |  | 8636651225 |  | INVESTOR | 12 | 1 | 4 | 2099-12-16 | 2097-02-07 | NAF | 0
6 | POLK | SWPO |  | 6535416 | OTHER PUBLIC WATER SYSTEM | NO TREATMENT--CONSECUTIVE SYSTEMS ONLY | N | Y | SOCRUM SELF STORAGE | 9010 HWY. 98 NORTH |  | LAKELAND | FL | 33810 |  | 8638592321 |  | DARRYL OSTEEN | DARRYL OSTEEN | 9010 HWY. 98 NORTH |  | LAKELAND | FL | 33810 |  | 8638538214 |  | INVESTOR | 2 | 18720 | 3 | 2099-05-04 | 2097-02-19 | NAF | 0
6 | POLK | SWPO |  | 6535422 | NONCOMMUNITY | CHLORINATION; AERATION FOR REMOVAL OF ANY SECONDARY CONTAMINANT, SULFIDE, OR ANY UNREGULATED CONTAMINANT; CORROSION CONTROL INHIBITOR ADDITION; HYPOCHLORINATION; IRON OR MANGANESE SEQUESTRATION; OR ULTRAVIOLET RADIATION. THE LEAD/CHIEF OPERATOR MUST BE CLASS D OR HIGHER. 50,000 GPD UP TO 0.25 MGD-STAFFING BY CLASS D OR HIGHER OPERATOR: 3 VISITS/WEEK ON NONCONSECUTIVE DAYS FOR A TOTAL OF 0.3 HOUR/WEEK. LESS THAN 50,000 GPD-STAFFING BY A CLASS D OR HIGHER OPERATOR: 2 VISITS/WEEK ON NONCONSECUTIVE DAYS FOR A TOTAL OF 0.2 HOUR/WEEK. THERE SHALL BE NO MORE THAN 5 DAYS BETWEEN THE LAST VISIT IN ONE WEEK AND THE FIRST VISIT IN THE NEXT WEEK. | N | Y | IMC PEACE RIVER PARK/8 INCH | COUNTY ROAD 640 |  | HOMELAND | FL | 33830 |  | 8635346039 |  | TAMARA RICHARDSON, P.E. UTILITIES DIRECTOR | TAMARA RICHARDSON, P.E. UTILITIES DIRECTOR | 1011 JIM KEENE BLVD |  | WINTER HAVEN | FL | 33880 |  | 8632984235 |  | INVESTOR | 100 | 72000 | 3 | 2020-02-13 | 2021-06-07 | NC01 | 50
6 | POLK | SWPO |  | 6535423 | NONCOMMUNITY | CHLORINATION; AERATION FOR REMOVAL OF ANY SECONDARY CONTAMINANT, SULFIDE, OR ANY UNREGULATED CONTAMINANT; CORROSION CONTROL INHIBITOR ADDITION; HYPOCHLORINATION; IRON OR MANGANESE SEQUESTRATION; OR ULTRAVIOLET RADIATION. THE LEAD/CHIEF OPERATOR MUST BE CLASS D OR HIGHER. 50,000 GPD UP TO 0.25 MGD-STAFFING BY CLASS D OR HIGHER OPERATOR: 3 VISITS/WEEK ON NONCONSECUTIVE DAYS FOR A TOTAL OF 0.3 HOUR/WEEK. LESS THAN 50,000 GPD-STAFFING BY A CLASS D OR HIGHER OPERATOR: 2 VISITS/WEEK ON NONCONSECUTIVE DAYS FOR A TOTAL OF 0.2 HOUR/WEEK. THERE SHALL BE NO MORE THAN 5 DAYS BETWEEN THE LAST VISIT IN ONE WEEK AND THE FIRST VISIT IN THE NEXT WEEK. | N | Y | IMC PEACE RIVER PARK/6 " WELL | COUNTY ROAD 640 |  | HOMELAND | FL | 33830 |  | 8635346039 |  | TAMARA RICHARDSON, P.E. UTILITIES DIRECTOR | TAMARA RICHARDSON, P.E. UTILITIES DIRECTOR | 1011 JIM KEENE BLVD |  | WINTER HAVEN | FL | 33880 |  | 8632984235 |  | INVESTOR | 100 | 43200 | 2 | 2004-06-17 | 2021-06-07 | NC01 | 50
6 | POLK | SWPO |  | 6535424 | OTHER PUBLIC WATER SYSTEM | NO TREATMENT--CONSECUTIVE SYSTEMS ONLY | N | Y | TENOROC SHOOTING SPORTS & TRAINING | 3755 TENOROC MINE ROAD |  | LAKELAND | FL | 33811 |  | 8636662500 |  | MARK SMITH | FLORIDA GAME & FRESHWATER FISH COMMISSION | 3829 TENOROC MINE ROAD |  | LAKELAND | FL | 33805 |  | 8634992421 |  | STATE | 20 | 43200 | 2 | 2005-06-21 | 2006-12-04 | NAF | 0
6 | POLK | SWPO |  | 6535429 | OTHER PUBLIC WATER SYSTEM | NO TREATMENT--CONSECUTIVE SYSTEMS ONLY | N | Y | KATROS GROVES | 1053 BILTMORE DRIVE N.W. |  | WINTER HAVEN | FL | 33881 |  | 8639561230 |  | MITCHELL G. KATROS | MITCHELL G. KATROS | 8043 LAKE LOWERY ROAD |  | HAINES CITY | FL | 33844 |  | 8639561230 |  | INVESTOR | 4 | 600 | 1 | 20-JUN-00 | 2097-11-04 | NAF | 0
6 | POLK | SWPO |  | 6535430 | OTHER PUBLIC WATER SYSTEM | NO TREATMENT--CONSECUTIVE SYSTEMS ONLY | N | Y | CEMEX . | 1205 S. US HIGHWAY 17-92 |  | DAVENPORT | FL | 33837 |  | 8636655135 |  | JIMMY LOVE | CEMEX . | 317 N. EASTSIDE DRIVE |  | LAKELAND | FL | 33801 |  | 8636655135 |  | INVESTOR | 11 | 1100 | 2 | 25-APR-00 | 2097-10-10 | NAF | 0
6 | POLK | SWPO |  | 6535432 | OTHER PUBLIC WATER SYSTEM | NO TREATMENT--CONSECUTIVE SYSTEMS ONLY | N | Y | CENTRAL CONSTRUCTION | 4251 HWY. 17 S. |  | BARTOW | FL | 33830 |  | 8635334567 |  | VICKIE SPIVEY | VICKIE SPIVEY | P.O. BOX 180 |  | HOMELAND | FL | 33847 |  | 8635371000 |  | INVESTOR | 6 | 600 | 1 | 05-APR-00 | 2097-07-25 | NAF | 0
6 | POLK | SWPO | TOMMY.ONEAL@PGNMAIL.COM | 6535433 | NONTRANSIENT NONCOMMUNITY | CHLORINATION; AERATION FOR REMOVAL OF ANY SECONDARY CONTAMINANT, SULFIDE, OR ANY UNREGULATED CONTAMINANT; CORROSION CONTROL INHIBITOR ADDITION; HYPOCHLORINATION; IRON OR MANGANESE SEQUESTRATION; OR ULTRAVIOLET RADIATION. THE LEAD/CHIEF OPERATOR MUST BE CLASS D OR HIGHER. 50,000 GPD UP TO 0.25 MGD-STAFFING BY CLASS D OR HIGHER OPERATOR: 3 VISITS/WEEK ON NONCONSECUTIVE DAYS FOR A TOTAL OF 0.3 HOUR/WEEK. LESS THAN 50,000 GPD-STAFFING BY A CLASS D OR HIGHER OPERATOR: 2 VISITS/WEEK ON NONCONSECUTIVE DAYS FOR A TOTAL OF 0.2 HOUR/WEEK. THERE SHALL BE NO MORE THAN 5 DAYS BETWEEN THE LAST VISIT IN ONE WEEK AND THE FIRST VISIT IN THE NEXT WEEK. | N | Y | HINES ENERGY COMPLEX | 7700 CR 555 SOUTH |  | BARTOW | FL | 33830 |  | 8635196106 |  | TOMMY ONEAL | FLORIDA POWER CORPORATION | 7700 CR 555 |  | BARTOW | FL | 33830 | 4042 | 8635196119 |  | INVESTOR/LICENSED PUBLIC UTILITIES | 70 | 35000 | 2 | 2004-09-02 | 2021-12-08 | NTNC | 100
6 | POLK | SWPO |  | 6535436 | NONTRANSIENT NONCOMMUNITY | CHLORINATION; AERATION FOR REMOVAL OF ANY SECONDARY CONTAMINANT, SULFIDE, OR ANY UNREGULATED CONTAMINANT; CORROSION CONTROL INHIBITOR ADDITION; HYPOCHLORINATION; IRON OR MANGANESE SEQUESTRATION; OR ULTRAVIOLET RADIATION. THE LEAD/CHIEF OPERATOR MUST BE CLASS D OR HIGHER. 50,000 GPD UP TO 0.25 MGD-STAFFING BY CLASS D OR HIGHER OPERATOR: 3 VISITS/WEEK ON NONCONSECUTIVE DAYS FOR A TOTAL OF 0.3 HOUR/WEEK. LESS THAN 50,000 GPD-STAFFING BY A CLASS D OR HIGHER OPERATOR: 2 VISITS/WEEK ON NONCONSECUTIVE DAYS FOR A TOTAL OF 0.2 HOUR/WEEK. THERE SHALL BE NO MORE THAN 5 DAYS BETWEEN THE LAST VISIT IN ONE WEEK AND THE FIRST VISIT IN THE NEXT WEEK. | N | Y | DIXIE SOUTHERN INDUSTRIAL, INC. | 1060 COMMONWEALTH AVENUE |  | POLK CITY | FL | 33868 |  | 8639841900 |  | TERESA CURRY | G.C. CURRY | 1060 COMMONWEALTH AVENUE |  | POLK CITY | FL | 33868 |  | 8639841900 |  | INVESTOR | 35 | 28800 | 2 | 2021-08-12 | 2021-07-21 | NTNC | 100
6 | POLK | SWPO |  | 6535439 | OTHER PUBLIC WATER SYSTEM | NO TREATMENT--CONSECUTIVE SYSTEMS ONLY | N | Y | GRANT, DALE ESTATE | 1997 MARKER RD. |  | POLK CITY | FL | 33868 |  | 8636657073 |  | DALE GRANT | GRANT, DALE | 5411 W. HARBOR DRIVE |  | LAKELAND | FL | 33809 |  | 8639844951 |  | INVESTOR | 12 | 1200 | 6 | 29-MAR-00 | 2098-03-25 | NAF | 0
6 | POLK | SWPO |  | 6535442 | OTHER PUBLIC WATER SYSTEM | NO TREATMENT--CONSECUTIVE SYSTEMS ONLY | N | Y | CARROLL`S M.H.P. | 3147 WALL ST. |  | BARTOW | FL | 33830 |  | 8635336915 |  | JOHNNY E. CARROLL | JOHNNY E. & JANIE CARROLL | 3147 WALL ST. |  | BARTOW | FL | 33830 | 9585 | 8635336915 |  | INVESTOR | 12 | 500 | 7 | 03-APR-00 | 2098-07-22 | NAF | 0
6 | POLK | SWPO |  | 6535443 | OTHER PUBLIC WATER SYSTEM | NO TREATMENT--CONSECUTIVE SYSTEMS ONLY | N | Y | YOUNG'S M.H.P. | 2045 J JACKSON RD. |  | FORT MEADE | FL | 33841 |  | 8632859803 |  | RUTH YOUNG | RUTH YOUNG | 2045 J JACKSON RD. |  | FORT MEADE | FL | 33841 |  | 8632859803 |  | INVESTOR | 13 | 500 | 5 | 2099-10-07 | 2098-08-26 | NAF | 0
6 | POLK | SWPO |  | 6535444 | OTHER PUBLIC WATER SYSTEM | NO TREATMENT--CONSECUTIVE SYSTEMS ONLY | N | Y | MATHES M.H.P. | 127 BOMBER ROAD |  | WINTER HAVEN | FL | 33884 |  | 8632944022 |  | KEN MATHES | ROBERT MATHES | P.O. BOX 634 |  | EAGLE LAKE | FL | 33839 |  | 8632944022 |  | INVESTOR | 10 | 1000 | 8 | 26-APR-00 | 2098-08-27 | NAF | 0
6 | POLK | SWPO |  | 6535446 | OTHER PUBLIC WATER SYSTEM | NO TREATMENT--CONSECUTIVE SYSTEMS ONLY | N | Y | BAILEY'S TRAILER PARK | 1229 CR 547 |  | DAVENPORT | FL | 33837 |  | 8634226942 |  | JAMES BAILEY | JAMES & BARBARA BAILEY | 3221 ROOKS RD. |  | DAVENPORT | FL | 33837 |  | 8634226942 |  | INVESTOR | 14 | 500 | 7 | 09-MAR-00 | 2098-09-29 | NAF | 0
6 | POLK | SWPO |  | 6535447 | OTHER PUBLIC WATER SYSTEM | NO TREATMENT--CONSECUTIVE SYSTEMS ONLY | N | Y | BRADCO SUPPLY CORP. | 5995 S. FLORIDA AVE. |  | LAKELAND | FL | 33813 |  | 8636074488 |  | DAVID KING | BARRY SEGAL | 5995 S. FLORIDA AVE. |  | LAKELAND | FL | 33813 |  | 8636074488 |  | INVESTOR | 8 | 16500 | 3 | 25-APR-00 | 2099-03-04 | NAF | 0
6 | POLK | SWPO |  | 6535448 | NONCOMMUNITY | CHLORINATION; AERATION FOR REMOVAL OF ANY SECONDARY CONTAMINANT, SULFIDE, OR ANY UNREGULATED CONTAMINANT; CORROSION CONTROL INHIBITOR ADDITION; HYPOCHLORINATION; IRON OR MANGANESE SEQUESTRATION; OR ULTRAVIOLET RADIATION. THE LEAD/CHIEF OPERATOR MUST BE CLASS D OR HIGHER. 50,000 GPD UP TO 0.25 MGD-STAFFING BY CLASS D OR HIGHER OPERATOR: 3 VISITS/WEEK ON NONCONSECUTIVE DAYS FOR A TOTAL OF 0.3 HOUR/WEEK. LESS THAN 50,000 GPD-STAFFING BY A CLASS D OR HIGHER OPERATOR: 2 VISITS/WEEK ON NONCONSECUTIVE DAYS FOR A TOTAL OF 0.2 HOUR/WEEK. THERE SHALL BE NO MORE THAN 5 DAYS BETWEEN THE LAST VISIT IN ONE WEEK AND THE FIRST VISIT IN THE NEXT WEEK. | N | Y | GVCT WAREHOUSES | 4345 HIGHWAY 92 EAST |  | AUBURNDALE | FL | 33823 |  | 8639675701 |  | LAURA L. WHITESIDE | LAURA L. WHITESIDE | 14906 WINDING CREEK CT., SUITE 102D |  | TAMPA | FL | 33613 |  | 8633977756 |  | INVESTOR | 30 | 28800 | 8 | 2018-03-14 | 2021-01-14 | NC01 | 50
6 | POLK | SWPO |  | 6535450 | OTHER PUBLIC WATER SYSTEM | CHLORINATION; AERATION FOR REMOVAL OF ANY SECONDARY CONTAMINANT, SULFIDE, OR ANY UNREGULATED CONTAMINANT; CORROSION CONTROL INHIBITOR ADDITION; HYPOCHLORINATION; IRON OR MANGANESE SEQUESTRATION; OR ULTRAVIOLET RADIATION. THE LEAD/CHIEF OPERATOR MUST BE CLASS D OR HIGHER. 50,000 GPD UP TO 0.25 MGD-STAFFING BY CLASS D OR HIGHER OPERATOR: 3 VISITS/WEEK ON NONCONSECUTIVE DAYS FOR A TOTAL OF 0.3 HOUR/WEEK. LESS THAN 50,000 GPD-STAFFING BY A CLASS D OR HIGHER OPERATOR: 2 VISITS/WEEK ON NONCONSECUTIVE DAYS FOR A TOTAL OF 0.2 HOUR/WEEK. THERE SHALL BE NO MORE THAN 5 DAYS BETWEEN THE LAST VISIT IN ONE WEEK AND THE FIRST VISIT IN THE NEXT WEEK. | N | Y | SKYLINE FORMING INC. | 8450 EPICENTER BLVD. |  | LAKELAND | FL | 33809 |  | 8639843884 |  | DEBBIE KINCHER | JAY KINCHER | 8450 EPICENTER BLVD. |  | LAKELAND | FL | 33809 |  | 8639843884 |  | INVESTOR | 6 | 14400 | 1 |  | 2099-04-15 | NAF | 0
6 | POLK | SWPO |  | 6535452 | OTHER PUBLIC WATER SYSTEM | CHLORINATION; AERATION FOR REMOVAL OF ANY SECONDARY CONTAMINANT, SULFIDE, OR ANY UNREGULATED CONTAMINANT; CORROSION CONTROL INHIBITOR ADDITION; HYPOCHLORINATION; IRON OR MANGANESE SEQUESTRATION; OR ULTRAVIOLET RADIATION. THE LEAD/CHIEF OPERATOR MUST BE CLASS D OR HIGHER. 50,000 GPD UP TO 0.25 MGD-STAFFING BY CLASS D OR HIGHER OPERATOR: 3 VISITS/WEEK ON NONCONSECUTIVE DAYS FOR A TOTAL OF 0.3 HOUR/WEEK. LESS THAN 50,000 GPD-STAFFING BY A CLASS D OR HIGHER OPERATOR: 2 VISITS/WEEK ON NONCONSECUTIVE DAYS FOR A TOTAL OF 0.2 HOUR/WEEK. THERE SHALL BE NO MORE THAN 5 DAYS BETWEEN THE LAST VISIT IN ONE WEEK AND THE FIRST VISIT IN THE NEXT WEEK. | N | Y | ALLEN'S WATER SYSTEM | 534 ALLEN ACRES ROAD |  | AUBURNDALE | FL | 33823 |  | 8639677093 |  | RICHARD ALLEN | RICHARD M ALLEN | 534 ALLEN ACRES ROAD |  | AUBURNDALE | FL | 33823 |  | 8639677093 |  | INVESTOR | 6 | 33600 | 4 | 28-MAR-00 | 2099-05-19 | NAF | 0
6 | POLK | SWPO |  | 6535455 | OTHER PUBLIC WATER SYSTEM | NO TREATMENT--CONSECUTIVE SYSTEMS ONLY | N | Y | INDIAN RIVER TRANSPORT | 2508 EXECUTIVE ROAD |  | WINTER HAVEN | FL | 33880 |  | 8633242430 |  | JACK ROSS | INDIAN RIVER TRANSPORT | 2508 EXECUTIVE ROAD |  | WINTER HAVEN | FL | 33880 |  | 8633242430 |  | INVESTOR | 4 | 122400 | 2 |  | 2099-09-29 | NAF | 0
6 | POLK | SWPO | greenpondbaptistchurch@yahoo.com | 6535456 | NONCOMMUNITY | CHLORINATION; AERATION FOR REMOVAL OF ANY SECONDARY CONTAMINANT, SULFIDE, OR ANY UNREGULATED CONTAMINANT; CORROSION CONTROL INHIBITOR ADDITION; HYPOCHLORINATION; IRON OR MANGANESE SEQUESTRATION; OR ULTRAVIOLET RADIATION. THE LEAD/CHIEF OPERATOR MUST BE CLASS D OR HIGHER. 50,000 GPD UP TO 0.25 MGD-STAFFING BY CLASS D OR HIGHER OPERATOR: 3 VISITS/WEEK ON NONCONSECUTIVE DAYS FOR A TOTAL OF 0.3 HOUR/WEEK. LESS THAN 50,000 GPD-STAFFING BY A CLASS D OR HIGHER OPERATOR: 2 VISITS/WEEK ON NONCONSECUTIVE DAYS FOR A TOTAL OF 0.2 HOUR/WEEK. THERE SHALL BE NO MORE THAN 5 DAYS BETWEEN THE LAST VISIT IN ONE WEEK AND THE FIRST VISIT IN THE NEXT WEEK. | N | Y | GREEN POND BAPTIST CHURCH | 5995 GREEN POND CHURCH ROAD |  | POLK CITY | FL | 33868 |  | 8639842708 |  | THERESA SAPP | PASTOR DAVID CHECK | 5995 GREEN POND CHURCH RD |  | POLK CITY | FL | 33868 | 510 | 6063753009 |  | INVESTOR | 80 | 36000 | 3 | 2021-08-12 | 2021-07-21 | NC01 | 50
6 | POLK | SWPO |  | 6535458 | OTHER PUBLIC WATER SYSTEM | NO TREATMENT--CONSECUTIVE SYSTEMS ONLY | N | Y | ARNULFO MARTINEZ LABOR CAMP | 208 LUKE STREET |  | FROSTPROOF | FL | 33843 |  | 8636351334 |  | RAMON MARTINEZ | ARNULFO MARTINEZ | PO BOX 844 |  | FROSTPROOF | FL | 33843 |  | 8636357083 |  | INVESTOR | 12 | 50400 | 2 | 22-JUN-00 | 2099-12-02 | NAF | 0
6 | POLK | SWPO |  | 6535461 | OTHER PUBLIC WATER SYSTEM | NO TREATMENT--CONSECUTIVE SYSTEMS ONLY | N | Y | GOLF ZONE, INC. | 4858 HWY. 17-92 WEST |  | HAINES CITY | FL | 33844 |  | 8634394305 |  | GREG BASOM | GREG BASOM | 701 LAKEVIEW AVE. |  | DUNDEE | FL | 33838 |  | 8634394305 |  | INVESTOR | 5 | 500 | 1 |  | 03-JAN-00 | NAF | 0
6 | POLK | SWPO |  | 6535462 | OTHER PUBLIC WATER SYSTEM | NO TREATMENT--CONSECUTIVE SYSTEMS ONLY | N | Y | HOMELAND INDUSTRIAL COMPLEX | 4301 HWY. 17 SOUTH |  | BARTOW | FL | 33830 |  | 8635330946 |  | DAVID HAMMETT | HOMELAND INDUSTRIAL COMPLEX | P.O. BOX 152 |  | HOMELAND | FL | 33847 |  | 8635330946 |  | INVESTOR | 15 | 550 | 1 |  | 26-JAN-00 | NAF | 0
6 | POLK | SWPO | rainbow@suncommunities.com | 6535463 | COMMUNITY | ACTIVATED CARBON PROCESSES; DIATOMACEOUS EARTH FILTRATION; ION EXCHANGE FOR REMOVAL OF ANY PRIMARY CONTAMINANT; ION AND MANGANESE REMOVAL (OXIDATION, DETENTION, AND FILTRATION); OR SLOW SAND FILTRATION. LEAD/CHIEF OPERATOR MUST BE CLASS C OR HIGHER. 1.0 MGD UP TO 2.0 MGD-STAFFING BY CLASS C OR HIGHER OPERATOR: 6 HOURS/DAY FOR 5 DAYS/WEEK AND ONE VISIT ON EACH WEEKEND DAY. 0.5 MGD UP TO 1.0 MGD-STAFFING BY CLASS C OR HIGHER OPERATOR: 3 HOURS/DAY FOR 5 DAYS/WEEK AND ONE VISIT ON EACH WEEKEND DAY. 0.25 MGD UP TO 0.5 MGD-STAFFING BY CLASS C OR HIGHER OPERATOR: 1 HOUR/DAY FOR 5 DAYS/WEEK AND ONE VISIT ON EACH WEEKEND DAY. LESS THAN 0.25 MGD-STAFFING BY CLASS C OR HIGHER OPERATOR: 5 VISITS/WEEK AND ONE VISIT EACH WEEKEND FOR A TOTAL OF 1.8 HOURS/WEEK. | N | Y | RAINBOW RV RESORT | 700 COUNTY ROAD 630A |  | FROSTPROOF | FL | 33843 |  | 8636357541 |  | KATHI CALVEARD | SUN RAINBOW RV LLC | 27777 FRANKLIN RD, STE 200 |  | SOUTHFIELD | MI | 48034 |  | 2482082595 |  | INVESTOR | 750 | 367200 | 500 | 2021-09-24 | 2021-08-20 | DC04 | 1000
6 | POLK | SWPO |  | 6535464 | OTHER PUBLIC WATER SYSTEM | NO TREATMENT--CONSECUTIVE SYSTEMS ONLY | N | Y | COOK MANUFACTURING GROUP | 5520 COMMERCIAL BLVD. |  | WINTER HAVEN | FL | 33880 |  |  |  |  | COOK MANUFACTURING GROUP | 5520 COMMERCIAL BLVD. |  | WINTER HAVEN | FL | 33880 |  |  |  | INVESTOR | 5 | 25000 | 1 | 07-MAR-00 |  | NAF | 0
6 | POLK | SWPO |  | 6535465 | OTHER PUBLIC WATER SYSTEM | NO TREATMENT--CONSECUTIVE SYSTEMS ONLY | N | Y | WEBER ENVIRONMENTAL | 5935 SS.R. 542 WEST |  | WINTER HAVEN | FL | 33830 |  | 8635511820 |  |  | KEN WEBER | 5935 S.R. 542 |  | WINTER HAVEN | FL | 33880 |  | 8635111820 |  | INVESTOR | 24 | 36000 | 3 | 12-APR-00 |  | NAF | 0
6 | POLK | SWPO |  | 6535467 | OTHER PUBLIC WATER SYSTEM | NO TREATMENT--CONSECUTIVE SYSTEMS ONLY | N | Y | BROWN M.H.P. | 2202 SHIRAH ROAD |  | AUBURNDALE | FL | 33823 |  |  |  |  | WILIAM F. BROWN | 3106 JUSTINE AVE. |  | LAKELAND | FL | 33805 |  | 8636827031 |  | INVESTOR | 4 | 21600 | 7 | 24-MAR-00 |  | NAF | 0
6 | POLK | SWPO | info@sunshineflramarket.com | 6535468 | NONCOMMUNITY | CHLORINATION; AERATION FOR REMOVAL OF ANY SECONDARY CONTAMINANT, SULFIDE, OR ANY UNREGULATED CONTAMINANT; CORROSION CONTROL INHIBITOR ADDITION; HYPOCHLORINATION; IRON OR MANGANESE SEQUESTRATION; OR ULTRAVIOLET RADIATION. THE LEAD/CHIEF OPERATOR MUST BE CLASS D OR HIGHER. 50,000 GPD UP TO 0.25 MGD-STAFFING BY CLASS D OR HIGHER OPERATOR: 3 VISITS/WEEK ON NONCONSECUTIVE DAYS FOR A TOTAL OF 0.3 HOUR/WEEK. LESS THAN 50,000 GPD-STAFFING BY A CLASS D OR HIGHER OPERATOR: 2 VISITS/WEEK ON NONCONSECUTIVE DAYS FOR A TOTAL OF 0.2 HOUR/WEEK. THERE SHALL BE NO MORE THAN 5 DAYS BETWEEN THE LAST VISIT IN ONE WEEK AND THE FIRST VISIT IN THE NEXT WEEK. | N | Y | SUNSHINE FLEA MARKET | 24200 US HIGHWAY 27 |  | LAKE WALES | FL | 33853 |  | 8636791015 |  | ALLEN TEDDER | ALLEN TEDDER | 6159 RIVER LAKE BLVD. |  | BARTOW | FL | 33830 |  | 8635288904 |  | INVESTOR | 100 | 49000 | 3 | 2017-12-27 | 2021-02-18 | NC01 | 50
6 | POLK | SWPO |  | 6535469 | OTHER PUBLIC WATER SYSTEM | NO TREATMENT--CONSECUTIVE SYSTEMS ONLY | N | Y | C.F. INDUSTRIES, INC. | BONNIE MINE RD. |  | BARTOW | FL | 33830 |  |  |  | FRANK F. DLUGOS | C.F. INDUSTRIES, INC. | P.O. BOX 1480 |  | BARTOW | FL | 33830 |  | 8635333181 |  | INVESTOR | 20 | 0 | 12 | 30-MAY-00 |  | NAF | 0
6 | POLK | SWPO |  | 6535470 | OTHER PUBLIC WATER SYSTEM | NO TREATMENT--CONSECUTIVE SYSTEMS ONLY | N | Y | AUGUST TERESI | 1773 KING ROAD |  | BARTOW | FL | 33830 |  |  |  |  | AUGUST TERESI | 6235 TISH ROAD |  | BARTOW | FL | 33830 |  | 8635371007 |  | INVESTOR | 16 | 28800 | 4 |  |  | NAF | 0
6 | POLK | SWPO |  | 6535471 | OTHER PUBLIC WATER SYSTEM | NO TREATMENT--CONSECUTIVE SYSTEMS ONLY | N | Y | THREE STAR WRECKER | 3435 RECKER HIGHWAY |  | WINTER HAVEN | FL | 33880 |  |  |  |  | DIXIE MOTORS OF WINTER HAVEN | 3435 RECKER HIGHWAY |  | WINTER HAVEN | FL | 33880 |  |  |  | INVESTOR | 10 | 20000 | 1 |  |  | NAF | 0
6 | POLK | SWPO | stevewhidden@polk-county.net | 6535473 | NONCOMMUNITY | CHLORINATION; AERATION FOR REMOVAL OF ANY SECONDARY CONTAMINANT, SULFIDE, OR ANY UNREGULATED CONTAMINANT; CORROSION CONTROL INHIBITOR ADDITION; HYPOCHLORINATION; IRON OR MANGANESE SEQUESTRATION; OR ULTRAVIOLET RADIATION. THE LEAD/CHIEF OPERATOR MUST BE CLASS D OR HIGHER. 50,000 GPD UP TO 0.25 MGD-STAFFING BY CLASS D OR HIGHER OPERATOR: 3 VISITS/WEEK ON NONCONSECUTIVE DAYS FOR A TOTAL OF 0.3 HOUR/WEEK. LESS THAN 50,000 GPD-STAFFING BY A CLASS D OR HIGHER OPERATOR: 2 VISITS/WEEK ON NONCONSECUTIVE DAYS FOR A TOTAL OF 0.2 HOUR/WEEK. THERE SHALL BE NO MORE THAN 5 DAYS BETWEEN THE LAST VISIT IN ONE WEEK AND THE FIRST VISIT IN THE NEXT WEEK. | N | Y | PORT HATCHINEHA MARINA | 16000 LAKE HATCHINEHA ROAD |  | HAINES CITY | FL | 33844 |  | 8632984236 |  |  | TAMARA RICHARDSON, P.E., UTILITIES DIRECTOR | 1011 JIM KEENE BLVD. |  | WINTER HAVEN | FL | 33880 |  | 8632984235 |  | INVESTOR | 25 | 28800 | 19 | 2020-06-18 | 2021-08-06 | NC01 | 50
6 | POLK | SWPO |  | 6535475 | OTHER PUBLIC WATER SYSTEM | NO TREATMENT--CONSECUTIVE SYSTEMS ONLY | N | Y | L & R HEAVY EQUIPMENT REPAIR SERVICE | 1500 STATE ROAD 630 WEST |  | FORT MEADE | FL | 33841 |  |  |  |  | L & R HEAVY EQUIPMENT REPAIR SERVICE, INC. | 1500 STATE ROAD 630 WEST |  | FORT MEADE | FL | 33841 |  | 8632858861 |  | INVESTOR | 5 | 28800 | 1 |  |  | NAF | 0
6 | POLK | SWPO |  | 6535476 | OTHER PUBLIC WATER SYSTEM | NO TREATMENT--CONSECUTIVE SYSTEMS ONLY | N | Y | CSR RINKER/LAKE WALES SAND MINE | 534 STORY ROAD |  | LAKE WALES | FL | 33853 |  |  |  | PAUL KARG | OSR RINKER | 524 STORY ROAD |  | LAKE WALES | FL | 33853 |  | 8636783945 |  | INVESTOR | 17 | 28800 | 1 | 01-SEP-00 |  | NAF | 0
6 | POLK | SWPO |  | 6535477 | OTHER PUBLIC WATER SYSTEM | NO TREATMENT--CONSECUTIVE SYSTEMS ONLY | N | Y | BODI COMPANY | 5530 COMMERCIAL BOULEVARD |  | WINTER HAVEN | FL | 33880 |  |  |  |  | THOMAS E. HUCKERY | 5530 COMMERCIAL BOULEVARD |  | WINTER HAVEN | FL | 33880 |  | 8635513388 |  | INVESTOR | 12 | 28800 | 1 |  |  | NAF | 0
6 | POLK | SWPO |  | 6535478 | OTHER PUBLIC WATER SYSTEM | NO TREATMENT--CONSECUTIVE SYSTEMS ONLY | N | Y | H & O FOODS, INC. | 8000 HWY 33 NORTH |  | LAKELAND | FL | 33809 |  |  |  |  | H & O FOODS, INC. | 8000 HWY 33 NORTH |  | LAKELAND | FL | 33809 |  |  |  | INVESTOR | 12 | 28800 | 1 | 21-SEP-00 |  | NAF | 0
6 | POLK | SWPO |  | 6535480 | OTHER PUBLIC WATER SYSTEM | NO TREATMENT--CONSECUTIVE SYSTEMS ONLY | N | Y | ANTHURA LLC | 7835 DEEN STILL ROAD |  | POLK CITY | FL | 33868 |  |  |  |  | ANTHURA LLC | 7835 DEEN STILL ROAD |  | POLK CITY | FL | 33868 |  |  |  | OTHER | 8 | 28800 | 2 | 02-NOV-00 |  | NAF | 0
6 | POLK | SWPO |  | 6535481 | OTHER PUBLIC WATER SYSTEM | NO TREATMENT--CONSECUTIVE SYSTEMS ONLY | N | Y | HOMELAND POST OFFICE | 1600 ALMA CT. |  | BARTOW | FL | 33830 |  |  |  |  | HOMELAND POST OFFICE | 1600 ALMA CT. |  | BARTOW | FL | 33830 |  |  |  | INVESTOR | 1 | 28800 | 1 |  |  | NAF | 0
6 | POLK | SWPO |  | 6535482 | OTHER PUBLIC WATER SYSTEM | NO TREATMENT--CONSECUTIVE SYSTEMS ONLY | N | Y | LAKE OF THE HILLS COMMUNITY CLUB | 47 EAST STARR AVENUE |  | LAKE WALES | FL | 33853 |  |  |  |  | LAKE OF THE HILLS COMMUNITY CLUB | 47 EAST STARR AVENUE |  | LAKE WALES | FL | 33853 |  |  |  | OTHER | 14 | 28800 | 1 |  |  | NAF | 0
6 | POLK | SWPO |  | 6535483 | OTHER PUBLIC WATER SYSTEM | NO TREATMENT--CONSECUTIVE SYSTEMS ONLY | N | Y | FULLER, JOHN M.H.P. | BREWTON RD. & 630A |  | FROSTPROOF | FL | 33843 |  |  |  |  | FULLER, JOHN M.H.P. | BREWTON RD. & 630A |  | FROSTPROOF | FL | 33843 |  |  |  | INVESTOR | 12 | 28800 | 6 |  |  | NAF | 0
6 | POLK | SWPO |  | 6535484 | OTHER PUBLIC WATER SYSTEM | NO TREATMENT--CONSECUTIVE SYSTEMS ONLY | N | Y | FLORIDA ONSITE WASTEWATER ASSOCIATON | 2301 HIGHWAY 557 (BETWEEN C.R. 17 & I-4) |  | POLK CITY | FL | 33868 |  |  |  |  | FLORIDA ONSITE WASTEWATER ASSOCIATON | 2301 HIGHWAY 557 (BETWEEN C.R. 17 & I-4) |  | POLK CITY | FL | 33868 |  |  |  | INVESTOR | 15 | 28800 | 1 |  |  | NAF | 0
6 | POLK | SWPO |  | 6535486 | OTHER PUBLIC WATER SYSTEM | NO TREATMENT--CONSECUTIVE SYSTEMS ONLY | N | Y | D.B. CONSTRUCTION SERVICES, INC. | 4261 U.S. HIGHWAY 17 SOUTH |  | BARTOW | FL | 33830 |  |  |  |  | D.B. CONSTRUCTION SERVICES, INC. | 4261 U.S. HIGHWAY 17 SOUTH |  | BARTOW | FL | 33830 |  |  |  | UNKNOWN | 10 | 28800 | 1 |  |  | NAF | 0
6 | POLK | SWPO |  | 6535488 | OTHER PUBLIC WATER SYSTEM | NO TREATMENT--CONSECUTIVE SYSTEMS ONLY | N | Y | PAUL'S TRAILER PARK II | 3800 HWY 17-92 WEST |  | HAINES CITY | FL | 33844 |  |  |  |  | PAUL'S TRAILER PARK II | 3800 HWY 17-92 WEST |  | HAINES CITY | FL | 33844 |  |  |  | INVESTOR | 16 | 28800 | 5 |  |  | NAF | 0
6 | POLK | SWPO |  | 6535489 | OTHER PUBLIC WATER SYSTEM | NO TREATMENT--CONSECUTIVE SYSTEMS ONLY | N | Y | GRIFFIN, CHRIS RENTALS | 45 W. LAKE WALES ROAD N. |  | LAKE WALES | FL | 33853 |  |  |  |  | GRIFFIN, CHRIS RENTALS | 45 W. LAKE WALES ROAD N. |  | LAKE WALES | FL | 33853 |  |  |  | INVESTOR | 11 | 28000 | 3 |  |  | NAF | 0
6 | POLK | SWPO |  | 6535491 | OTHER PUBLIC WATER SYSTEM | NO TREATMENT--CONSECUTIVE SYSTEMS ONLY | N | Y | LAKELAND ELECTRIC-CREWS LAKE SUBSTATION | 7350 YARBOROUGH LANE |  | LAKELAND | FL | 33801 |  |  |  |  | LAKELAND ELECTRIC-CREWS LAKE SUBSTATION | 7350 YARBOROUGH LANE |  | LAKELAND | FL | 33801 |  |  |  | CITY | 2 | 28000 | 1 |  |  | NAF | 0
6 | POLK | SWPO | crahn@dustysrv.com | 6535492 | NONTRANSIENT NONCOMMUNITY | CHLORINATION; AERATION FOR REMOVAL OF ANY SECONDARY CONTAMINANT, SULFIDE, OR ANY UNREGULATED CONTAMINANT; CORROSION CONTROL INHIBITOR ADDITION; HYPOCHLORINATION; IRON OR MANGANESE SEQUESTRATION; OR ULTRAVIOLET RADIATION. THE LEAD/CHIEF OPERATOR MUST BE CLASS D OR HIGHER. 50,000 GPD UP TO 0.25 MGD-STAFFING BY CLASS D OR HIGHER OPERATOR: 3 VISITS/WEEK ON NONCONSECUTIVE DAYS FOR A TOTAL OF 0.3 HOUR/WEEK. LESS THAN 50,000 GPD-STAFFING BY A CLASS D OR HIGHER OPERATOR: 2 VISITS/WEEK ON NONCONSECUTIVE DAYS FOR A TOTAL OF 0.2 HOUR/WEEK. THERE SHALL BE NO MORE THAN 5 DAYS BETWEEN THE LAST VISIT IN ONE WEEK AND THE FIRST VISIT IN THE NEXT WEEK. | N | Y | DUSTY'S CAMPER WORLD | 7400 S.R. 60 EAST |  | BARTOW | FL | 33830 |  | 8635332458 |  | NANCY MINERVINI | FREEDOM ROAD LLC | 7400 SR 60 EAST |  | BARTOW | FL | 33830 |  | 8478083000 |  | INVESTOR | 80 | 49000 | 1 | 2015-04-23 | 2021-01-21 | NTNC | 100
6 | POLK | SWPO | hbryantdickey@verizon.net | 6535493 | NONCOMMUNITY | CHLORINATION; AERATION FOR REMOVAL OF ANY SECONDARY CONTAMINANT, SULFIDE, OR ANY UNREGULATED CONTAMINANT; CORROSION CONTROL INHIBITOR ADDITION; HYPOCHLORINATION; IRON OR MANGANESE SEQUESTRATION; OR ULTRAVIOLET RADIATION. THE LEAD/CHIEF OPERATOR MUST BE CLASS D OR HIGHER. 50,000 GPD UP TO 0.25 MGD-STAFFING BY CLASS D OR HIGHER OPERATOR: 3 VISITS/WEEK ON NONCONSECUTIVE DAYS FOR A TOTAL OF 0.3 HOUR/WEEK. LESS THAN 50,000 GPD-STAFFING BY A CLASS D OR HIGHER OPERATOR: 2 VISITS/WEEK ON NONCONSECUTIVE DAYS FOR A TOTAL OF 0.2 HOUR/WEEK. THERE SHALL BE NO MORE THAN 5 DAYS BETWEEN THE LAST VISIT IN ONE WEEK AND THE FIRST VISIT IN THE NEXT WEEK. | N | Y | SHADY HAMMOCK BAPTIST CHURCH | 1155 SHADY OAK DRIVE |  | LAKE WALES | FL | 33853 |  | 8639677621 |  | TOM HACKLE | SHADY HAMMOCK BAPTIST CHURCH | PO BOX 7459 |  | INDIAN LAKE ESTATES | FL | 33855 |  | 8636921022 |  | OTHER | 100 | 36000 | 1 | 2020-09-08 | 2021-08-19 | NC01 | 50
6 | POLK | SWPO |  | 6535494 | OTHER PUBLIC WATER SYSTEM | NO TREATMENT--CONSECUTIVE SYSTEMS ONLY | N | Y | MCCOY'S PLACE | 1025 W. SOCRUM LOOP ROAD |  | LAKELAND | FL | 33809 |  |  |  |  | MCCOY'S PLACE | 1025 W. SOCRUM LOOP ROAD |  | LAKELAND | FL | 33809 |  |  |  | INVESTOR | 14 | 2800 | 7 |  |  | NAF | 0
6 | POLK | SWPO |  | 6535495 | OTHER PUBLIC WATER SYSTEM | NO TREATMENT--CONSECUTIVE SYSTEMS ONLY | N | Y | PHILLIP RUCKS CITRUS NURSERY, INC. | 1697 RUCKS DAIRY ROAD |  | FROSTPROOF | FL | 33843 |  |  |  |  | PHILLIP RUCKS CITRUS NURSERY, INC. | 1697 RUCKS DAIRY ROAD |  | FROSTPROOF | FL | 33843 |  |  |  | INVESTOR | 8 | 144000 | 1 |  |  | NAF | 0
6 | POLK | SWPO |  | 6535496 | NONCOMMUNITY | CHLORINATION; AERATION FOR REMOVAL OF ANY SECONDARY CONTAMINANT, SULFIDE, OR ANY UNREGULATED CONTAMINANT; CORROSION CONTROL INHIBITOR ADDITION; HYPOCHLORINATION; IRON OR MANGANESE SEQUESTRATION; OR ULTRAVIOLET RADIATION. THE LEAD/CHIEF OPERATOR MUST BE CLASS D OR HIGHER. 50,000 GPD UP TO 0.25 MGD-STAFFING BY CLASS D OR HIGHER OPERATOR: 3 VISITS/WEEK ON NONCONSECUTIVE DAYS FOR A TOTAL OF 0.3 HOUR/WEEK. LESS THAN 50,000 GPD-STAFFING BY A CLASS D OR HIGHER OPERATOR: 2 VISITS/WEEK ON NONCONSECUTIVE DAYS FOR A TOTAL OF 0.2 HOUR/WEEK. THERE SHALL BE NO MORE THAN 5 DAYS BETWEEN THE LAST VISIT IN ONE WEEK AND THE FIRST VISIT IN THE NEXT WEEK. | N | Y | NORTH LAKELAND BAPTIST CHURCH | 306 WILDER ROAD |  | LAKELAND | FL | 33809 |  | 8638510825 |  | RICHARD MULLINS/ROCK ROBERTS | ROCK ROBERTS | PO BOX 93233 |  | LAKELAND | FL | 33804 |  | 8633702284 |  | OTHER | 50 | 36000 | 2 | 2011-12-22 | 2019-10-23 | NC01 | 50
6 | POLK | SWPO |  | 6535497 | OTHER PUBLIC WATER SYSTEM | NO TREATMENT--CONSECUTIVE SYSTEMS ONLY | N | Y | GRAPE HAMMOCK VOLUNTEER FIRE STATION | 1322 SHADY LANE |  | LAKE WALES | FL | 33853 |  |  |  |  | GRAPE HAMMOCK VOLUNTEER FIRE STATION | 1322 SHADY LANE |  | LAKE WALES | FL | 33853 |  |  |  | AUTHORITY/COMMISSION/DISTRICT | 12 | 28000 | 1 |  |  | NAF | 0
6 | POLK | SWPO |  | 6535498 | NONCOMMUNITY | CHLORINATION; AERATION FOR REMOVAL OF ANY SECONDARY CONTAMINANT, SULFIDE, OR ANY UNREGULATED CONTAMINANT; CORROSION CONTROL INHIBITOR ADDITION; HYPOCHLORINATION; IRON OR MANGANESE SEQUESTRATION; OR ULTRAVIOLET RADIATION. THE LEAD/CHIEF OPERATOR MUST BE CLASS D OR HIGHER. 50,000 GPD UP TO 0.25 MGD-STAFFING BY CLASS D OR HIGHER OPERATOR: 3 VISITS/WEEK ON NONCONSECUTIVE DAYS FOR A TOTAL OF 0.3 HOUR/WEEK. LESS THAN 50,000 GPD-STAFFING BY A CLASS D OR HIGHER OPERATOR: 2 VISITS/WEEK ON NONCONSECUTIVE DAYS FOR A TOTAL OF 0.2 HOUR/WEEK. THERE SHALL BE NO MORE THAN 5 DAYS BETWEEN THE LAST VISIT IN ONE WEEK AND THE FIRST VISIT IN THE NEXT WEEK. | N | Y | M & S INVESTMENT PROPERTY ENTERPRISES | 4008 HIGHWAY 17-91 WEST |  | HAINES CITY | FL | 33844 |  | 8632877710 |  | MOHAMAD EL-GHAZZAOW | MOHAMAD EL-GHAZZAOW | 3315 HIGHWAY 17-92 W |  | HAINES CITY | FL | 33844 |  | 8634191500 |  | INVESTOR | 30 | 49000 | 13 | 2011-09-02 | 2021-03-17 | NC01 | 50
6 | POLK | SWPO | lisarichmond65.lr@gmail.com | 6535499 | NONCOMMUNITY | CHLORINATION; AERATION FOR REMOVAL OF ANY SECONDARY CONTAMINANT, SULFIDE, OR ANY UNREGULATED CONTAMINANT; CORROSION CONTROL INHIBITOR ADDITION; HYPOCHLORINATION; IRON OR MANGANESE SEQUESTRATION; OR ULTRAVIOLET RADIATION. THE LEAD/CHIEF OPERATOR MUST BE CLASS D OR HIGHER. 50,000 GPD UP TO 0.25 MGD-STAFFING BY CLASS D OR HIGHER OPERATOR: 3 VISITS/WEEK ON NONCONSECUTIVE DAYS FOR A TOTAL OF 0.3 HOUR/WEEK. LESS THAN 50,000 GPD-STAFFING BY A CLASS D OR HIGHER OPERATOR: 2 VISITS/WEEK ON NONCONSECUTIVE DAYS FOR A TOTAL OF 0.2 HOUR/WEEK. THERE SHALL BE NO MORE THAN 5 DAYS BETWEEN THE LAST VISIT IN ONE WEEK AND THE FIRST VISIT IN THE NEXT WEEK. | N | Y | G SPOT & HOLESHOTZ | 3801 NORTH SCENIC HWY |  | LAKE WALES | FL | 33898 |  | 8636766706 |  |  | LISA RICHMOND | 3825 NORTH SCENIC HWY |  | LAKE WALES | FL | 33898 |  | 8639494243 |  | INVESTOR | 25 | 11995 | 2 | 2014-05-15 | 2021-02-19 | NC01 | 50
6 | POLK | SWPO |  | 6535500 | OTHER PUBLIC WATER SYSTEM | NO TREATMENT--CONSECUTIVE SYSTEMS ONLY | N | Y | MAULTSBY RENTALS II | 198 CLARK ROAD |  | AUBURNDALE | FL | 33823 |  |  |  |  | MAULTSBY RENTALS II | 198 CLARK ROAD |  | AUBURNDALE | FL | 33823 |  |  |  | INVESTOR | 6 | 45000 | 3 |  |  | NAF | 0
6 | POLK | SWPO |  | 6535501 | OTHER PUBLIC WATER SYSTEM | NO TREATMENT--CONSECUTIVE SYSTEMS ONLY | N | Y | FLORIDA POWER-TIGER BAY | 3219 S.R. 630 WEST |  | FORT MEADE | FL | 33841 |  |  |  |  | FLORIDA POWER-TIGER BAY | 3219 S.R. 630 WEST |  | FORT MEADE | FL | 33841 |  |  |  | INVESTOR | 5 | 57600 | 1 |  |  | NAF | 0
6 | POLK | SWPO |  | 6535504 | OTHER PUBLIC WATER SYSTEM | NO TREATMENT--CONSECUTIVE SYSTEMS ONLY | N | Y | BOHDE GROVE SERVICE, INC. | 2365 ALTURAS LOOP RD. |  | ALTURAS | FL | 33820 |  |  |  |  | BILL BOHDE | P.O. BOX 115 |  | ALTURAS | FL | 33820 |  | 8635371177 |  | INVESTOR | 7 | 0 | 1 |  |  | NAF | 0
6 | POLK | SWPO |  | 6535505 | OTHER PUBLIC WATER SYSTEM | NO TREATMENT--CONSECUTIVE SYSTEMS ONLY | N | Y | ORGANIC MATTERS, INC. | 4305 S. HWY 17 |  | BARTOW | FL | 33830 | [13 empty] | INVESTOR | 10 | 28800 | 2 |  |  | NAF | 0
6 | POLK | SWPO |  | 6535506 | OTHER PUBLIC WATER SYSTEM | NO TREATMENT--CONSECUTIVE SYSTEMS ONLY | N | Y | OSGOOD MOBILE HOME PARK | 425 S. SADDLE CREEK FARM RD. |  | LAKELAND | FL | 33801 | [13 empty] | INVESTOR | 8 | 28800 | 4 |  |  | NAF | 0
6 | POLK | SWPO |  | 6535508 | OTHER PUBLIC WATER SYSTEM | NO TREATMENT--CONSECUTIVE SYSTEMS ONLY | N | Y | BLUE MARLIN HOMES, INC. | 5005 STATE ROAD 60 E. |  | BARTOW | FL | 33830 | [13 empty] | INVESTOR | 5 | 25000 | 1 |  |  | NAF | 0
6 | POLK | SWPO |  | 6535512 | OTHER PUBLIC WATER SYSTEM | NO TREATMENT--CONSECUTIVE SYSTEMS ONLY | N | Y | RIDGE ENERGY SAVERS | 135 SOUTH ACUFF RD |  | LAKE WALES | FL | 33859 | [13 empty] | INVESTOR | 5 | 28800 | 1 |  |  | NAF | 0
6 | POLK | SWPO |  | 6535513 | OTHER PUBLIC WATER SYSTEM | NO TREATMENT--CONSECUTIVE SYSTEMS ONLY | N | Y | RIDGE ISLAND GROVE | 6000 POLK CITY RD |  | HAINES CITY | FL | 33844 | [13 empty] | INVESTOR | 3 | 28800 | 3 |  |  | NAF | 0
6 | POLK | SWPO |  | 6535514 | OTHER PUBLIC WATER SYSTEM | NO TREATMENT--CONSECUTIVE SYSTEMS ONLY | N | Y | SUNRISE COMMUNITY, INC. | 5510 MYRTICE LANE |  | LAKELAND | FL | 33805 | [13 empty] | INVESTOR | 5 | 28000 | 5 |  |  | NAF | 0
6 | POLK | SWPO |  | 6535519 | OTHER PUBLIC WATER SYSTEM | NO TREATMENT--CONSECUTIVE SYSTEMS ONLY | N | Y | MORGAN APARTMENTS II | 3553 N. SCENIC HWY |  | LAKE WALES | FL | 33853 | [13 empty] | INVESTOR | 5 | 28800 | 3 |  |  | NAF | 0
6 | POLK | SWPO |  | 6535522 | OTHER PUBLIC WATER SYSTEM | NO TREATMENT--CONSECUTIVE SYSTEMS ONLY | N | Y | ANNIVERSARY ACRES | 1716 DUFF ROAD |  | LAKELAND | FL | 33810 | [13 empty] | INVESTOR | 10 | 28800 | 7 |  |  | NAF | 0
6 | POLK | SWPO |  | 6535523 | OTHER PUBLIC WATER SYSTEM | NO TREATMENT--CONSECUTIVE SYSTEMS ONLY | N | Y | FLORIDA FRONTIERSMEN | 1070 GOLFVIEW AVE. |  | HOMELAND | FL | 33847 | [13 empty] | OTHER | 5 | 28800 | 1 |  |  | NAF | 0
6 | POLK | SWPO |  | 6535525 | OTHER PUBLIC WATER SYSTEM | NO TREATMENT--CONSECUTIVE SYSTEMS ONLY | N | Y | HENDLEY DUPLEXES | 5436 LEWELLYN RD |  | LAKELAND | FL | 33810 | [13 empty] | INVESTOR | 20 | 28800 | 9 |  |  | NAF | 0
6 | POLK | SWPO |  | 6535529 | OTHER PUBLIC WATER SYSTEM | NO TREATMENT--CONSECUTIVE SYSTEMS ONLY | N | Y | COOPERS RENTALS | 2220 ELLIE RD |  | AUBURNDALE | FL | 33823 | [13 empty] | INVESTOR | 7 | 28800 | 2 |  |  | NAF | 0
6 | POLK | SWPO |  | 6535531 | OTHER PUBLIC WATER SYSTEM | NO TREATMENT--CONSECUTIVE SYSTEMS ONLY | N | Y | KING GROUP HOME | 4325 US HIGHWAY 98 E |  | FORT MEADE | FL | 33841 | [13 empty] | INVESTOR | 7 | 28800 | 1 |  |  | NAF | 0
6 | POLK | SWPO |  | 6535532 | OTHER PUBLIC WATER SYSTEM | NO TREATMENT--CONSECUTIVE SYSTEMS ONLY | N | Y | LAKEVIEW APARTMENTS #2 | 3755 ALT 27 NORTH |  | LAKE WALES | FL | 33853 | [13 empty] | INVESTOR | 5 | 28800 | 2 |  |  | NAF | 0
6 | POLK | SWPO |  | 6535534 | OTHER PUBLIC WATER SYSTEM | NO TREATMENT--CONSECUTIVE SYSTEMS ONLY | N | Y | GRIFFIN FERTILIZER COMPANY | 3201 SOUTH SCENIC HWY |  | FROSTPROOF | FL | 33843 | [13 empty] | INVESTOR | 15 | 23000 | 1 |  |  | NAF | 0
6 | POLK | SWPO |  | 6535536 | NONCOMMUNITY | CHLORINATION; AERATION FOR REMOVAL OF ANY SECONDARY CONTAMINANT, SULFIDE, OR ANY UNREGULATED CONTAMINANT; CORROSION CONTROL INHIBITOR ADDITION; HYPOCHLORINATION; IRON OR MANGANESE SEQUESTRATION; OR ULTRAVIOLET RADIATION. THE LEAD/CHIEF OPERATOR MUST BE CLASS D OR HIGHER. 50,000 GPD UP TO 0.25 MGD-STAFFING BY CLASS D OR HIGHER OPERATOR: 3 VISITS/WEEK ON NONCONSECUTIVE DAYS FOR A TOTAL OF 0.3 HOUR/WEEK. LESS THAN 50,000 GPD-STAFFING BY A CLASS D OR HIGHER OPERATOR: 2 VISITS/WEEK ON NONCONSECUTIVE DAYS FOR A TOTAL OF 0.2 HOUR/WEEK. THERE SHALL BE NO MORE THAN 5 DAYS BETWEEN THE LAST VISIT IN ONE WEEK AND THE FIRST VISIT IN THE NEXT WEEK. | N | Y | SUNSHINE GROWERS INC | 2400 HIGHWAY 17 N. |  | FORT MEADE | FL | 33841 |  | 8632858225 |  | SUNSHINE GROWERS | SUNSHINE GROWERS | 2400 HIGHWAY 17 N |  | FT. MEADE | FL | 33841 |  | 8632858225 |  | INVESTOR | 25 | 21600 | 2 |  | 2021-04-15 | NC01 | 50
6 | POLK | SWPO |  | 6535538 | OTHER PUBLIC WATER SYSTEM | NO TREATMENT--CONSECUTIVE SYSTEMS ONLY | N | Y | TORRES PROPERTY | 2301 HIGHWAY 60 W. |  | LAKE WALES | FL | 33853 | [13 empty] | INVESTOR | 3 | 28000 | 2 |  |  | NAF | 0
6 | POLK | SWPO |  | 6535539 | OTHER PUBLIC WATER SYSTEM | NO TREATMENT--CONSECUTIVE SYSTEMS ONLY | N | Y | SOUTHERN TROPICAL FISH HATCHERY | 8115 US HIGHWAY 98 N. |  | LAKELAND | FL | 33809 | [13 empty] | INVESTOR | 6 | 2800 | 4 |  |  | NAF | 0
6 | POLK | SWPO |  | 6535541 | OTHER PUBLIC WATER SYSTEM | NO TREATMENT--CONSECUTIVE SYSTEMS ONLY | N | Y | GAPWAY GROVE CORPORATION | 240 ADAMS BARN ROAD |  | AUBURNDALE | FL | 33823 | [13 empty] | INVESTOR | 7 | 28000 | 3 |  |  | NAF | 0
6 | POLK | SWPO |  | 6535542 | OTHER PUBLIC WATER SYSTEM | NO TREATMENT--CONSECUTIVE SYSTEMS ONLY | N | Y | WISE MOBILE HOME PARK | 3142 WALL STREET |  | BARTOW | FL | 33830 | [13 empty] | INVESTOR | 8 | 28000 | 4 |  |  | NAF | 0
6 | POLK | SWPO |  | 6535544 | OTHER PUBLIC WATER SYSTEM | NO TREATMENT--CONSECUTIVE SYSTEMS ONLY | N | Y | NALLY PROPERTIES | 4240 CLUBHOUSE RD. |  | HIGHLAND CITY | FL | 33846 | [13 empty] | INVESTOR | 5 | 28000 | 4 |  |  | NAF | 0
6 | POLK | SWPO |  | 6535545 | OTHER PUBLIC WATER SYSTEM | NO TREATMENT--CONSECUTIVE SYSTEMS ONLY | N | Y | A-1 WRECKER & SPEEDOMETER | 5955 HIGHWAY 542 W. |  | WINTER HAVEN | FL | 33880 | [13 empty] | INVESTOR | 2 | 28000 | 2 |  |  | NAF | 0
6 | POLK | SWPO |  | 6535547 | NONCOMMUNITY | CHLORINATION; AERATION FOR REMOVAL OF ANY SECONDARY CONTAMINANT, SULFIDE, OR ANY UNREGULATED CONTAMINANT; CORROSION CONTROL INHIBITOR ADDITION; HYPOCHLORINATION; IRON OR MANGANESE SEQUESTRATION; OR ULTRAVIOLET RADIATION. THE LEAD/CHIEF OPERATOR MUST BE CLASS D OR HIGHER. 50,000 GPD UP TO 0.25 MGD-STAFFING BY CLASS D OR HIGHER OPERATOR: 3 VISITS/WEEK ON NONCONSECUTIVE DAYS FOR A TOTAL OF 0.3 HOUR/WEEK. LESS THAN 50,000 GPD-STAFFING BY A CLASS D OR HIGHER OPERATOR: 2 VISITS/WEEK ON NONCONSECUTIVE DAYS FOR A TOTAL OF 0.2 HOUR/WEEK. THERE SHALL BE NO MORE THAN 5 DAYS BETWEEN THE LAST VISIT IN ONE WEEK AND THE FIRST VISIT IN THE NEXT WEEK. | N | Y | IGLESIA CRISTINA CASA DE BENDICION | 3745 RECKER HIGHWAY |  | WINTER HAVEN | FL | 33880 |  |  |  | NANCY AYALA | ERWIN G. AYALA | 3745 RECKER HWY |  | WINTER HAVEN | FL | 33880 |  |  |  | INVESTOR | 50 | 28000 | 1 |  | 2022-01-18 | NC01 | 50
6 | POLK | SWPO |  | 6535555 | OTHER PUBLIC WATER SYSTEM | NO TREATMENT--CONSECUTIVE SYSTEMS ONLY | N | Y | SOUTHERN TRACTOR SERVICE | 1305 US HIGHWAY 17-92 S. |  | DAVENPORT | FL | 33837 | [13 empty] | INVESTOR | 8 | 28000 | 3 |  |  | NAF | 0
6 | POLK | SWPO |  | 6535557 | OTHER PUBLIC WATER SYSTEM | NO TREATMENT--CONSECUTIVE SYSTEMS ONLY | N | Y | WHITE ALUMINUM | 5333 HIGHWAY 17-92 W. |  | HAINES CITY | FL | 33844 | [13 empty] | UNKNOWN | 10 | 28000 | 1 |  |  | NAF | 0
6 | POLK | SWPO |  | 6535559 | OTHER PUBLIC WATER SYSTEM | NO TREATMENT--CONSECUTIVE SYSTEMS ONLY | N | Y | SAM R. FYOCK, JR. TRUCKING | 3850 LAKE ALFRED RD/US 17 N. |  | WINTER HAVEN | FL | 33881 | [13 empty] | UNKNOWN | 15 | 28000 | 2 |  |  | NAF | 0
6 | POLK | SWPO |  | 6535561 | OTHER PUBLIC WATER SYSTEM | NO TREATMENT--CONSECUTIVE SYSTEMS ONLY | N | Y | TODD FAMILY DAY CARE HOME | 185 BLUFF ROAD |  | MULBERRY | FL | 33860 | [13 empty] | INVESTOR | 5 | 28000 | 4 |  |  | NAF | 0
6 | POLK | SWPO |  | 6535568 | OTHER PUBLIC WATER SYSTEM | NO TREATMENT--CONSECUTIVE SYSTEMS ONLY | N | Y | AUTOMATED METAL PRODUCTS | 16070 US HIGHWAY 27 S. |  | LAKE WALES | FL | 33859 | [13 empty] | INVESTOR | 2 | 0 | 1 |  |  | NAF | 0
6 | POLK | SWPO |  | 6535569 | OTHER PUBLIC WATER SYSTEM | NO TREATMENT--CONSECUTIVE SYSTEMS ONLY | N | Y | CSR RINKER - GATOR SAND MINE | 2200 DEEN STILL RD |  | DAVENPORT | FL | 33837 | [13 empty] | INVESTOR | 10 | 28000 | 5 |  |  | NAF | 0
6 | POLK | SWPO |  | 6535585 | OTHER PUBLIC WATER SYSTEM | NO TREATMENT--CONSECUTIVE SYSTEMS ONLY | N | Y | BOBO'S TIRE SERVICE, INC. | 4504 HIGHWAY 17-92 W. |  | HAINES CITY | FL | 33844 |  |  |  |  | BOBO TIRE CO. | 4504 HIGHWAY 17-92 W |  | HAINES CITY | FL | 33844 |  | 8634425548 |  | INVESTOR | 8 | 28000 | 2 |  |  | NAF | 0
6 | POLK | SWPO |  | 6535589 | OTHER PUBLIC WATER SYSTEM | NO TREATMENT--CONSECUTIVE SYSTEMS ONLY | N | Y | HOOT TRAILER RENTAL | 3845 K-VILLE AVE. |  | AUBURNDALE | FL | 33823 | [13 empty] | INVESTOR | 9 | 28000 | 6 |  |  | NAF | 0
6 | POLK | SWPO |  | 6535591 | OTHER PUBLIC WATER SYSTEM | NO TREATMENT--CONSECUTIVE SYSTEMS ONLY | N | Y | LAKE ASHTON MAINTENANCE | 4141 ASHTON CLUB DRIVE |  | LAKE WALES | FL | 33859 | [13 empty] | INVESTOR | 6 | 28000 | 1 |  |  | NAF | 0
6 | POLK | SWPO | david@cadamar.com | 6535592 | NONCOMMUNITY | CHLORINATION; AERATION FOR REMOVAL OF ANY SECONDARY CONTAMINANT, SULFIDE, OR ANY UNREGULATED CONTAMINANT; CORROSION CONTROL INHIBITOR ADDITION; HYPOCHLORINATION; IRON OR MANGANESE SEQUESTRATION; OR ULTRAVIOLET RADIATION. THE LEAD/CHIEF OPERATOR MUST BE CLASS D OR HIGHER. 50,000 GPD UP TO 0.25 MGD-STAFFING BY CLASS D OR HIGHER OPERATOR: 3 VISITS/WEEK ON NONCONSECUTIVE DAYS FOR A TOTAL OF 0.3 HOUR/WEEK. LESS THAN 50,000 GPD-STAFFING BY A CLASS D OR HIGHER OPERATOR: 2 VISITS/WEEK ON NONCONSECUTIVE DAYS FOR A TOTAL OF 0.2 HOUR/WEEK. THERE SHALL BE NO MORE THAN 5 DAYS BETWEEN THE LAST VISIT IN ONE WEEK AND THE FIRST VISIT IN THE NEXT WEEK. | N | Y | GMHT CORP | 2285 BOY SCOUT ROAD |  | LAKE WALES | FL | 33853 |  | 8636768877 |  | PAUL THOMPSON | SAM ASHMORE | 13710 HAYNES RD |  | DOVER | FL | 33527 |  | 8633765544 |  | INVESTOR | 50 | 36000 | 50 | 2013-06-03 | 2020-09-23 | NC01 | 50
6 | POLK | SWPO |  | 6535598 | OTHER PUBLIC WATER SYSTEM | NO TREATMENT--CONSECUTIVE SYSTEMS ONLY | N | Y | WINTER HAVEN RV & ALUMINUM | 24619 HIGHWAY 27 NORTH |  | LAKE WALES | FL | 33898 | [13 empty] | UNKNOWN | 10 | 28000 | 1 |  |  | NAF | 0
6 | POLK | SWPO |  | 6535600 | OTHER PUBLIC WATER SYSTEM | NO TREATMENT--CONSECUTIVE SYSTEMS ONLY | N | Y | INTERSTATE 4 WIDENING | 4750 N. ROAD 33 |  | LAKELAND | FL | 33805 | [13 empty] | OTHER | 15 | 28000 | 1 |  |  | NAF | 0
6 | POLK | SWPO |  | 6535605 | OTHER PUBLIC WATER SYSTEM | NO TREATMENT--CONSECUTIVE SYSTEMS ONLY | N | Y | THE NURSERY DEPOT | 4414 N. COMBEE RD |  | LAKELAND | FL | 33805 | [13 empty] | UNKNOWN | 5 | 28000 | 1 |  |  | NAF | 0
6 | POLK | SWPO |  | 6535610 | OTHER PUBLIC WATER SYSTEM | NO TREATMENT--CONSECUTIVE SYSTEMS ONLY | N | Y | GREAT AMERICAN RAMPS & STEPS | 1605 STATE ROAD 37 S |  | MULBERRY | FL | 33860 | [13 empty] | UNKNOWN | 2 | 28000 | 1 |  |  | NAF | 0
6 | POLK | SWPO |  | 6535614 | OTHER PUBLIC WATER SYSTEM | CHLORINATION; AERATION FOR REMOVAL OF ANY SECONDARY CONTAMINANT, SULFIDE, OR ANY UNREGULATED CONTAMINANT; CORROSION CONTROL INHIBITOR ADDITION; HYPOCHLORINATION; IRON OR MANGANESE SEQUESTRATION; OR ULTRAVIOLET RADIATION. THE LEAD/CHIEF OPERATOR MUST BE CLASS D OR HIGHER. 50,000 GPD UP TO 0.25 MGD-STAFFING BY CLASS D OR HIGHER OPERATOR: 3 VISITS/WEEK ON NONCONSECUTIVE DAYS FOR A TOTAL OF 0.3 HOUR/WEEK. LESS THAN 50,000 GPD-STAFFING BY A CLASS D OR HIGHER OPERATOR: 2 VISITS/WEEK ON NONCONSECUTIVE DAYS FOR A TOTAL OF 0.2 HOUR/WEEK. THERE SHALL BE NO MORE THAN 5 DAYS BETWEEN THE LAST VISIT IN ONE WEEK AND THE FIRST VISIT IN THE NEXT WEEK. | N | Y | CEMEX - DAVENPORT MFG PLANT | 100 LEM CARNES ROAD |  | DAVENPORT | FL | 33837 |  | 8634192875 |  | MIKE HAGMAIER | CEMEX CONSTRUCTION MATERIALS FLORIDA LLC | 3626 QUADRANGLE BLVD |  | ORLANDO | FL | 32817 |  |  |  | OTHER | 18 | 216000 | 5 |  | 2010-05-04 | NAF | 0
6 | POLK | SWPO |  | 6535615 | OTHER PUBLIC WATER SYSTEM | NO TREATMENT--CONSECUTIVE SYSTEMS ONLY | N | Y | SWART'S LANDSCAPING, INC. | 450 DEEN STREET RD |  | DAVENPORT | FL | 33897 | [13 empty] | OTHER | 20 | 28000 | 1 |  |  | NAF | 0
6 | POLK | SWPO |  | 6535616 | OTHER PUBLIC WATER SYSTEM | NO TREATMENT--CONSECUTIVE SYSTEMS ONLY | N | Y | 92 EAST BUSINESS PARK | 4425 US HIGHWAY 92 EAST |  | LAKELAND | FL | 33801 |  |  |  | PETE BELL | PETE BELL | 4425 US HIGHWAY 92 E |  | LAKELAND | FL | 33801 | 9688 | 8636690108 |  | UNKNOWN | 5 | 28000 | 1 |  |  | NAF | 0
6 | POLK | SWPO |  | 6535617 | OTHER PUBLIC WATER SYSTEM | NO TREATMENT--CONSECUTIVE SYSTEMS ONLY | N | Y | HERITAGE PROPANE | 1702 W. DERBY AVE |  | AUBURNDALE | FL | 33823 | [13 empty] | UNKNOWN | 4 | 0 | 2 |  |  | NAF | 0
6 | POLK | SWPO |  | 6535624 | OTHER PUBLIC WATER SYSTEM | NO TREATMENT--CONSECUTIVE SYSTEMS ONLY | N | Y | SIMMONS RV | 7744 STATE ROAD 60 E |  | LAKE WALES | FL | 33859 | [13 empty] | UNKNOWN | 4 | 28000 | 6 |  |  | NAF | 0
6 | POLK | SWPO |  | 6535628 | OTHER PUBLIC WATER SYSTEM | NO TREATMENT--CONSECUTIVE SYSTEMS ONLY | N | Y | FLORIDA TRANSPORT SERVICE, INC | 4231 HIGHWAY 17 SOUTH |  | BARTOW | FL | 33830 |  |  |  |  | FLORIDA TRANSPORT SERVICE,INC. | [8 empty] | UNKNOWN | 5 | 28000 | 1 |  |  | NAF | 0
6 | POLK | SWPO |  | 6535631 | OTHER PUBLIC WATER SYSTEM | NO TREATMENT--CONSECUTIVE SYSTEMS ONLY | N | Y | RODRIGUEZ CAMP | 1524 OLD BARTOW RD |  | LAKE WALES | FL | 33859 |  |  |  |  | EDUARDO RODRIGUEZ | [8 empty] | UNKNOWN | 15 | 28000 | 5 |  |  | NAF | 0
6 | POLK | SWPO |  | 6535632 | OTHER PUBLIC WATER SYSTEM | NO TREATMENT--CONSECUTIVE SYSTEMS ONLY | N | Y | GREEN BAY MINE | 4949 SAND MINE ROAD |  | DAVENPORT | FL | 33897 |  |  |  |  | E. R. JAHNA INDUSTRIES, IN. | [8 empty] | OTHER | 4 | 28000 | 1 |  |  | NAF | 0
6 | POLK | SWPO |  | 6535633 | OTHER PUBLIC WATER SYSTEM | NO TREATMENT--CONSECUTIVE SYSTEMS ONLY | N | Y | JEFF GEORGE | 10715 HIGHWAY 98 NORTH |  | LAKELAND | FL | 33809 |  |  |  |  | JEFF GEORGE | [8 empty] | OTHER | 12 | 28000 | 1 |  |  | NAF | 0
6 | POLK | SWPO |  | 6535634 | OTHER PUBLIC WATER SYSTEM | NO TREATMENT--CONSECUTIVE SYSTEMS ONLY | N | Y | LAKE WALES RIDGE-STATE FOREST | HIGHWAY 630 |  | FROSTPROOF | FL | 33843 |  |  |  |  | FLORIDA DIVISION OF FORESTRY | [8 empty] | STATE | 6 | 28000 | 1 |  |  | NAF | 0
6 | POLK | SWPO | fhilliard@cityoffortmeade.com | 6535635 | NONCOMMUNITY | CHLORINATION; AERATION FOR REMOVAL OF ANY SECONDARY CONTAMINANT, SULFIDE, OR ANY UNREGULATED CONTAMINANT; CORROSION CONTROL INHIBITOR ADDITION; HYPOCHLORINATION; IRON OR MANGANESE SEQUESTRATION; OR ULTRAVIOLET RADIATION. THE LEAD/CHIEF OPERATOR MUST BE CLASS D OR HIGHER. 50,000 GPD UP TO 0.25 MGD-STAFFING BY CLASS D OR HIGHER OPERATOR: 3 VISITS/WEEK ON NONCONSECUTIVE DAYS FOR A TOTAL OF 0.3 HOUR/WEEK. LESS THAN 50,000 GPD-STAFFING BY A CLASS D OR HIGHER OPERATOR: 2 VISITS/WEEK ON NONCONSECUTIVE DAYS FOR A TOTAL OF 0.2 HOUR/WEEK. THERE SHALL BE NO MORE THAN 5 DAYS BETWEEN THE LAST VISIT IN ONE WEEK AND THE FIRST VISIT IN THE NEXT WEEK. | N | Y | FORT MEADE PEACE RIVER PARK | HIGHWAY 98 EAST |  | FORT MEADE | FL | 33841 |  | 8632851100 |  | FRANK CURLEE | CITY OF FORT MEADE | PO BOX 856 |  | FORT MEADE | FL | 33841 |  |  |  | CITY | 25 | 25920 | 1 | 2010-11-01 | 2021-08-18 | NC01 | 50
6 | POLK | SWPO |  | 6535637 | OTHER PUBLIC WATER SYSTEM | NO TREATMENT--CONSECUTIVE SYSTEMS ONLY | N | Y | ECONOMY SEPTIC SYSTEMS, INC. | 3655 HIGHWAY 17 N. |  | BARTOW | FL | 33830 |  |  |  |  | WILTON VARNADORE | [8 empty] | UNKNOWN | 6 | 28000 | 1 |  |  | NAF | 0
6 | POLK | SWPO |  | 6535638 | NONCOMMUNITY | CHLORINATION; AERATION FOR REMOVAL OF ANY SECONDARY CONTAMINANT, SULFIDE, OR ANY UNREGULATED CONTAMINANT; CORROSION CONTROL INHIBITOR ADDITION; HYPOCHLORINATION; IRON OR MANGANESE SEQUESTRATION; OR ULTRAVIOLET RADIATION. THE LEAD/CHIEF OPERATOR MUST BE CLASS D OR HIGHER. 50,000 GPD UP TO 0.25 MGD-STAFFING BY CLASS D OR HIGHER OPERATOR: 3 VISITS/WEEK ON NONCONSECUTIVE DAYS FOR A TOTAL OF 0.3 HOUR/WEEK. LESS THAN 50,000 GPD-STAFFING BY A CLASS D OR HIGHER OPERATOR: 2 VISITS/WEEK ON NONCONSECUTIVE DAYS FOR A TOTAL OF 0.2 HOUR/WEEK. THERE SHALL BE NO MORE THAN 5 DAYS BETWEEN THE LAST VISIT IN ONE WEEK AND THE FIRST VISIT IN THE NEXT WEEK. | N | Y | VFW POST 8002 | 9398 HIGHWAY 98 NORTH |  | LAKELAND | FL | 33809 |  | 8638154777 |  | CESAR BLANCO | VFW OF THE UNITED STATES, INC. | 9398 US HWY 98 NORTH |  | LAKELAND | FL | 33809 |  | 8638154777 |  | OTHER | 50 | 10000 | 1 | 2011-09-29 | 2021-11-08 | NC01 | 50
6 | POLK | SWPO |  | 6535641 | OTHER PUBLIC WATER SYSTEM | NO TREATMENT--CONSECUTIVE SYSTEMS ONLY | N | Y | SONSHINE POULTRY | 5020 LAKE HATCHINEAH RD |  | HAINES CITY | FL | 33844 |  |  |  |  | LILAWATIE SEECHARRAN | [8 empty] | UNKNOWN | 15 | 0 | 1 |  |  | NAF | 0
6 | POLK | SWPO |  | 6535652 | NONCOMMUNITY | CHLORINATION; AERATION FOR REMOVAL OF ANY SECONDARY CONTAMINANT, SULFIDE, OR ANY UNREGULATED CONTAMINANT; CORROSION CONTROL INHIBITOR ADDITION; HYPOCHLORINATION; IRON OR MANGANESE SEQUESTRATION; OR ULTRAVIOLET RADIATION. THE LEAD/CHIEF OPERATOR MUST BE CLASS D OR HIGHER. 50,000 GPD UP TO 0.25 MGD-STAFFING BY CLASS D OR HIGHER OPERATOR: 3 VISITS/WEEK ON NONCONSECUTIVE DAYS FOR A TOTAL OF 0.3 HOUR/WEEK. LESS THAN 50,000 GPD-STAFFING BY A CLASS D OR HIGHER OPERATOR: 2 VISITS/WEEK ON NONCONSECUTIVE DAYS FOR A TOTAL OF 0.2 HOUR/WEEK. THERE SHALL BE NO MORE THAN 5 DAYS BETWEEN THE LAST VISIT IN ONE WEEK AND THE FIRST VISIT IN THE NEXT WEEK. | N | Y | CHURCH ON THE RIDGE | 825 COUNTY ROAD 630-A |  | FROSTPROOF | FL | 33843 |  | 8636352702 |  | JERRY TORRANCE | CITY OF FROSTPROOF | PO BOX 308 |  | FROSTPROOF | FL | 33843 |  | 8636357850 |  | UNKNOWN | 350 | 49000 | 3 | 2012-02-08 | 2021-11-08 | NC01 | 50
6 | POLK | SWPO | jczerepka@petersenind.com | 6535654 | NONTRANSIENT NONCOMMUNITY | CHLORINATION; AERATION FOR REMOVAL OF ANY SECONDARY CONTAMINANT, SULFIDE, OR ANY UNREGULATED CONTAMINANT; CORROSION CONTROL INHIBITOR ADDITION; HYPOCHLORINATION; IRON OR MANGANESE SEQUESTRATION; OR ULTRAVIOLET RADIATION. THE LEAD/CHIEF OPERATOR MUST BE CLASS D OR HIGHER. 50,000 GPD UP TO 0.25 MGD-STAFFING BY CLASS D OR HIGHER OPERATOR: 3 VISITS/WEEK ON NONCONSECUTIVE DAYS FOR A TOTAL OF 0.3 HOUR/WEEK. LESS THAN 50,000 GPD-STAFFING BY A CLASS D OR HIGHER OPERATOR: 2 VISITS/WEEK ON NONCONSECUTIVE DAYS FOR A TOTAL OF 0.2 HOUR/WEEK. THERE SHALL BE NO MORE THAN 5 DAYS BETWEEN THE LAST VISIT IN ONE WEEK AND THE FIRST VISIT IN THE NEXT WEEK. | N | Y | HARDEE/PETERSEN HOLDINGS | 4000 STATE ROAD 60 WEST |  | LAKE WALES | FL | 33859 |  | 8636761493 |  | JOHN CZEREPKA | HARDEE/PETERSEN HOLDINGS | 4000 STATE ROAD 60 W |  | LAKE WALES | FL | 33859 | 8234 | 8636761493 | 236 | INVESTOR | 65 | 100800 | 5 | 2021-02-15 | 2021-01-29 | NTNC | 100
6 | POLK | SWPO |  | 6535656 | OTHER PUBLIC WATER SYSTEM | NO TREATMENT--CONSECUTIVE SYSTEMS ONLY | N | Y | ROBBY'S SEPTIC TANK SERVICE, INC. | 9158 HALL ROAD |  | LAKELAND | FL | 33809 |  |  |  |  | ROBERT & BEERLY MCLAUCHLIN | [8 empty] | UNKNOWN | 5 | 28000 | 3 |  |  | NAF | 0
6 | POLK | SWPO |  | 6535660 | OTHER PUBLIC WATER SYSTEM | NO TREATMENT--CONSECUTIVE SYSTEMS ONLY | N | Y | INLAND MATERIALS, INC | 100 ACCESS ROAD |  | DAVENPORT | FL | 33897 |  |  |  |  | INLAND MATERIALS, INC. | [8 empty] | INVESTOR | 12 | 0 | 1 |  |  | NAF | 0
6 | POLK | SWPO |  | 6535664 | OTHER PUBLIC WATER SYSTEM | NO TREATMENT--CONSECUTIVE SYSTEMS ONLY | N | Y | BEN HILL GRIFFIN-FROSTPROOF BARN | EAST SIDE OF MANN ROAD |  | FROSTPROOF | FL | 33843 |  |  |  |  | GRIFFIN FAMILY LIMITED PARTNERSHIP | [8 empty] | UNKNOWN | 5 | 28000 | 1 |  |  | NAF | 0
6 | POLK | SWPO |  | 6535673 | OTHER PUBLIC WATER SYSTEM | NO TREATMENT--CONSECUTIVE SYSTEMS ONLY | N | Y | TIERRA DEL SOL RESORT | 47107 HIGHWAY 27 |  | HAINES CITY | FL | 33844 |  |  |  |  | JASON PATRICK | [8 empty] | UNKNOWN | 5 | 0 | 1 |  |  | NAF | 0
6 | POLK | SWPO | deercreekutilities@artemislifestyles.com | 6535676 | COMMUNITY | NO TREATMENT--CONSECUTIVE SYSTEMS ONLY | N | Y | DEER CREEK RV GOLF & COUNTRY CLUB | 42749 US HIGHWAY 27 |  | DAVENPORT | FL | 33837 |  |  |  |  | DEER CREEK RV GOLF & COUNTRY CLUB | 42749 HIGHWAY 27 |  | DAVENPORT | FL | 33837 |  | 8634242839 |  | INVESTOR | 1300 | 1224000 | 660 | 2019-06-03 | 2021-07-22 | PC02 | 100
6 | POLK | SWPO |  | 6535679 | OTHER PUBLIC WATER SYSTEM | NO TREATMENT--CONSECUTIVE SYSTEMS ONLY | N | Y | COLT CREEK STATE PARK WELL I | 16000 STATE ROAD 471 |  | LAKELAND | FL | 33809 |  |  |  |  | DEPARTMENT OF ENVIRONMENTAL PROTECTION | [8 empty] | STATE | 5 | 28000 | 1 |  |  | NAF | 0
6 | POLK | SWPO |  | 6535680 | OTHER PUBLIC WATER SYSTEM | NO TREATMENT--CONSECUTIVE SYSTEMS ONLY | N | Y | COLT CREEK STATE PARK WELL II | 160000 STATE ROAD 471 |  | LAKELAND | FL | 33809 |  |  |  |  | DEPARTMENT OF ENVIRONMENTAL PROTECTION | [8 empty] | STATE | 10 | 28000 | 1 |  |  | NAF | 0
6 | POLK | SWPO |  | 6535686 | OTHER PUBLIC WATER SYSTEM | NO TREATMENT--CONSECUTIVE SYSTEMS ONLY | N | Y | MCTEER FARMS, INC | 3152 BEAUCHAMP CT |  | WINTER HAVEN | FL | 33884 |  |  |  |  | HAROLD H. MCTEER | [8 empty] | INVESTOR | 10 | 28000 | 1 |  |  | NAF | 0
6 | POLK | SWPO |  | 6535688 | OTHER PUBLIC WATER SYSTEM | NO TREATMENT--CONSECUTIVE SYSTEMS ONLY | N | Y | TAMPA SPRING OF LAKELAND | 710 SOUTH COMBEE RD |  | LAKELAND | FL | 33604 |  |  |  |  | TAMPA SPRING | [8 empty] | OTHER | 15 | 28000 | 1 |  |  | NAF | 0
6 | POLK | SWPO |  | 6535690 | OTHER PUBLIC WATER SYSTEM | NO TREATMENT--CONSECUTIVE SYSTEMS ONLY | N | Y | EASTERN METAL SUPPLY | 4675 DRANEFIELD RD |  | LAKELAND | FL | 33811 |  |  |  |  | GSG INVESTMENT | [8 empty] | INVESTOR | 20 | 28000 | 1 |  |  | NAF | 0
6 | POLK | SWPO |  | 6535691 | OTHER PUBLIC WATER SYSTEM | CHLORINATION; AERATION FOR REMOVAL OF ANY SECONDARY CONTAMINANT, SULFIDE, OR ANY UNREGULATED CONTAMINANT; CORROSION CONTROL INHIBITOR ADDITION; HYPOCHLORINATION; IRON OR MANGANESE SEQUESTRATION; OR ULTRAVIOLET RADIATION. THE LEAD/CHIEF OPERATOR MUST BE CLASS D OR HIGHER. 50,000 GPD UP TO 0.25 MGD-STAFFING BY CLASS D OR HIGHER OPERATOR: 3 VISITS/WEEK ON NONCONSECUTIVE DAYS FOR A TOTAL OF 0.3 HOUR/WEEK. LESS THAN 50,000 GPD-STAFFING BY A CLASS D OR HIGHER OPERATOR: 2 VISITS/WEEK ON NONCONSECUTIVE DAYS FOR A TOTAL OF 0.2 HOUR/WEEK. THERE SHALL BE NO MORE THAN 5 DAYS BETWEEN THE LAST VISIT IN ONE WEEK AND THE FIRST VISIT IN THE NEXT WEEK. | N | Y | BE BACK MOTORS | 3418 RECKER HWY |  | WINTER HAVEN | FL | 33880 |  |  |  |  | TOM HAGERTY | [8 empty] | UNKNOWN | 5 | 28000 | 0 |  |  | NAF | 0
6 | POLK | SWPO |  | 6535692 | OTHER PUBLIC WATER SYSTEM | NO TREATMENT--CONSECUTIVE SYSTEMS ONLY | N | Y | C. ROGERS CONSTRUCTION | 4202 HAMMOND DRIVE |  | WINTER HAVEN | FL | 33881 |  |  |  |  | CHRIS ROGER | [8 empty] | UNKNOWN | 12 | 28000 | 0 |  |  | NAF | 0
6 | POLK | SWPO |  | 6535693 | OTHER PUBLIC WATER SYSTEM | NO TREATMENT--CONSECUTIVE SYSTEMS ONLY | N | Y | CAHILL MINISTRIES | 8720 US HWY 27N |  | LAKELAND | FL | 33810 |  |  |  |  | PAUL CAHILL | [8 empty] | OTHER | 10 | 28000 | 0 |  |  | NAF | 0
6 | POLK | SWPO |  | 6535695 | NONCOMMUNITY | AERATION FOR REMOVAL OF ANY PRIMARY CONTAMINANT; ALKALINITY/PH ADJUSTMENT; CHLORAMIN ATION; CHLORINE DIOXIDE FOR OXIDATION OR DISINFECTION; FLUORIDATION; ION EXCHANGE FOR REMOVAL OF ANY SECONDARY CONTAMINANT, SULFIDE, OR ANY UNREGULATED CONTAMINANT; OR OZONATION LESS THAN 0.1 MGD. STAFFING BY A CLASS D OR HIGHER OPERATOR: 3 VISITS/WEEK ON NONCONSECUTIVE DAYS FOR A TOTAL OF 0.6 HOUR/WEEK. THE LEAD/CHIEF OPERATOR MUST BE CLASS D OR HIGHER. | N | Y | POLK ENVIRONMENTAL EDUCATION CENTER | 3905 WINTER LAKE ROAD (CR 540) |  | LAKELAND | FL | 33803 |  | 8635345511 |  |  | TAMARA RICHARDSON P.E., UTILITES DIRECTOR | 1011 JIM KEENE BLVD. |  | WINTER HAVEN | FL | 33880 |  | 8632984235 |  | COUNTY | 200 | 49000 | 4 | 2014-10-02 | 2021-03-24 | NC01 | 50
6 | POLK | SWPO |  | 6535696 | OTHER PUBLIC WATER SYSTEM | CHLORINATION; AERATION FOR REMOVAL OF ANY SECONDARY CONTAMINANT, SULFIDE, OR ANY UNREGULATED CONTAMINANT; CORROSION CONTROL INHIBITOR ADDITION; HYPOCHLORINATION; IRON OR MANGANESE SEQUESTRATION; OR ULTRAVIOLET RADIATION. THE LEAD/CHIEF OPERATOR MUST BE CLASS D OR HIGHER. 50,000 GPD UP TO 0.25 MGD-STAFFING BY CLASS D OR HIGHER OPERATOR: 3 VISITS/WEEK ON NONCONSECUTIVE DAYS FOR A TOTAL OF 0.3 HOUR/WEEK. LESS THAN 50,000 GPD-STAFFING BY A CLASS D OR HIGHER OPERATOR: 2 VISITS/WEEK ON NONCONSECUTIVE DAYS FOR A TOTAL OF 0.2 HOUR/WEEK. THERE SHALL BE NO MORE THAN 5 DAYS BETWEEN THE LAST VISIT IN ONE WEEK AND THE FIRST VISIT IN THE NEXT WEEK. | N | Y | WEST LAKE WALES EMS STATION | 2029 HIGHWAY 60 WEST |  | LAKE WALES | FL | 33853 |  |  |  |  | TAMARA RICHARDSON, P.E., UTILITIES DIRECTOR | 1011 JIM KEEN BLVD |  | WINTER HAVEN | FL | 33880 |  |  |  | COUNTY | 4 | 28000 | 1 |  |  | NAF | 0
6 | POLK | SWPO |  | 6535697 | OTHER PUBLIC WATER SYSTEM | NO TREATMENT--CONSECUTIVE SYSTEMS ONLY | N | Y | EXTRUDERS UNLIMITED | 1321 COUNTY ROAD 630 |  | FORT MEADE | FL | 33841 |  |  |  |  | STEVE HUNTER | PO BOX 935 |  | FORT MEADE | FL | 33841 |  | 8636989982 |  | UNKNOWN | 5 | 28000 | 1 |  |  | NAF | 0
6 | POLK | SWPO |  | 6535698 | OTHER PUBLIC WATER SYSTEM | NO TREATMENT--CONSECUTIVE SYSTEMS ONLY | N | Y | PEACE VALLEY PRODUCTS | 800 PEMBRODE RD |  | FT. MEADE | FL | 33841 |  |  |  |  | BILL COOK | PO BOX 91 |  | BARTOW | FL | 33830 |  | 8632856141 |  | UNKNOWN | 3 | 28000 | 1 |  |  | NAF | 0
6 | POLK | SWPO |  | 6535700 | OTHER PUBLIC WATER SYSTEM | NO TREATMENT--CONSECUTIVE SYSTEMS ONLY | N | Y | CLEAR SPRINGS ENTERPRISES | 1198 CR 640 |  | HOMELAND | FL | 33847 |  | 8635341292 |  |  | CLEAR SPRINGS ENTERPRISES LLC | 690 EAST DAVIDSON STREET |  | BARTOW | FL | 33830 |  | 8635341292 |  | UNKNOWN | 5 | 28000 | 1 |  |  | NAF | 0
6 | POLK | SWPO |  | 6535701 | OTHER PUBLIC WATER SYSTEM | NO TREATMENT--CONSECUTIVE SYSTEMS ONLY | N | Y | PROTROL PANELS INC | 3027 REYNOLDS RD |  | LAKELAND | FL | 33803 |  | 8636988628 |  |  | PROTROL PANELS INC | 3027 REYNOLDS RD |  | LAKELAND | FL | 33803 |  | 8636988628 |  | UNKNOWN | 4 | 28000 | 1 |  |  | NAF | 0
6 | POLK | SWPO |  | 6535702 | OTHER PUBLIC WATER SYSTEM | NO TREATMENT--CONSECUTIVE SYSTEMS ONLY | N | Y | PENDRY PARK I | 5558 MEADOW GLEN RD |  | LAKELAND | FL | 33810 |  | 8636885098 |  |  | PENDRY PARK LLC | 1042 SHARON DRIVE |  | LAKELAND | FL | 33809 |  | 8636885098 |  | UNKNOWN | 8 | 0 | 4 |  |  | NAF | 0
6 | POLK | SWPO |  | 6535703 | OTHER PUBLIC WATER SYSTEM | NO TREATMENT--CONSECUTIVE SYSTEMS ONLY | N | Y | PENDRY PARK II | 5584 MEADOW GLEN RD |  | LAKELAND | FL | 33810 |  | 8636885098 |  |  | PENDRY PARK LLC | 1042 SHARON DRIVE |  | LAKELAND | FL | 33809 |  | 8636885098 |  | UNKNOWN | 14 | 28000 | 9 |  |  | NAF | 0
6 | POLK | SWPO |  | 6535706 | OTHER PUBLIC WATER SYSTEM | NOT APPLICABLE | N | Y | CASE AUTOMOTIVE | 5849 BRANNEN ROAD WEST |  | LAKELAND | FL | 33813 |  | 8636461926 |  |  | RICHARD CASE | 3169 VALLEY HIGH DRIVE |  | LAKELAND | FL | 33812 |  | 8636192560 |  | UNKNOWN | 3 | 28000 | 1 |  |  | NAF | 0
6 | POLK | SWPO |  | 6535707 | COMMUNITY | CHLORINATION; AERATION FOR REMOVAL OF ANY SECONDARY CONTAMINANT, SULFIDE, OR ANY UNREGULATED CONTAMINANT; CORROSION CONTROL INHIBITOR ADDITION; HYPOCHLORINATION; IRON OR MANGANESE SEQUESTRATION; OR ULTRAVIOLET RADIATION. THE LEAD/CHIEF OPERATOR MUST BE CLASS C OR HIGHER. 5.0 MGD AND ABOVE-STAFFING BY CLASS C OR HIGHER OPERATOR: 6 HOURS/DAY FOR 5 DAYS/WEEK AND ONE VISIT ON EACH WEEKEND DAY. 3.0 MGD UP TO 5.0 MGD-STAFFING BY CLASS C OR HIGHER OPERATOR: 1 HOUR/DAY FOR 5 DAYS/WEEK AND ONE VISIT ON EACH WEEKEND DAY. 0.25 MGD UP TO 3.0 MGD-STAFFING BY CLASS C OR HIGHER OPERATOR: 5 VISITS/WEEK AND ONE VISIT EACH WEEKEND FOR A TOTAL OF 0.6 HOUR/WEEK. | N | Y | WAVERLY WATER SYSTEM | 860 1/2 THOMPSON NURSERY ROAD |  | LAKE WALES | FL | 33853 |  | 8635346039 |  | RYAN TAYLOR, UTILITIES DIRECTOR | TAMARA RICHARDSON, P.E. UTILITIES DIRECTOR | 1011 JIM KEENE BLVD., |  | WINTER HAVEN | FL | 33880 |  | 8632984235 |  | COUNTY | 1479 | 4104000 | 608 | 2018-11-16 | 2021-09-22 | DC03 | 2000
6 | POLK | SWPO |  | 6535708 | OTHER PUBLIC WATER SYSTEM | NOT APPLICABLE. | N | Y | LAKE WALES RIDGE STATE FOREST | RUCKS DAIRY RD |  | FROSTPROOF | FL | 33843 |  | 8636357801 |  |  | FL DEPT OF AGRICULTURE | 851 HIGHWAY 630 E. |  | FROSTPROOF | FL | 33843 |  | 8636357801 |  | STATE | 5 | 28000 | 1 |  |  | NAF | 0
6 | POLK | SWPO |  | 6535709 | OTHER PUBLIC WATER SYSTEM | NOT APPLICABLE. | N | Y | RINKER MATERIALS/GATOR MINE CLASSROOM | 2200 DEAN STILL RD |  | DAVENPORT | FL | 33837 |  | 8635574659 |  |  | RINKER MATERIALS | 100 LEM CARNES RD |  | DAVENPORT | FL | 33837 |  | 8634250275 |  | INVESTOR | 10 | 28000 | 1 |  |  | NAF | 0
6 | POLK | SWPO |  | 6535710 | OTHER PUBLIC WATER SYSTEM | NOT APPLICABLE | N | Y | BONE VALLEY SERVICE COMPANY | 1200 PRAIRIE MINE RD |  | MULBERRY | FL | 33860 |  | 8634254986 |  |  | BONE VALLEY SERVICE COMPANY | PO BOX 706 |  | MULBERRY | FL | 33860 |  | 8634254986 |  | UNKNOWN | 24 | 28000 | 2 |  |  | NAF | 0
6 | POLK | SWPO |  | 6535711 | OTHER PUBLIC WATER SYSTEM | NOT APPLICABLE | N | Y | GLEN ABBEY MEMORIAL GARDENS | 2200 K-VILLE AVE |  | AUBURNDALE | FL | 33823 |  | 8639677284 |  |  | GLEN ABBEY MEMORIAL GARDENS | 2200 K-VILLE AVE |  | AUBURNDALE | FL | 33823 |  | 8639677284 |  | UNKNOWN | 2 | 28000 | 1 |  |  | NAF | 0
6 | POLK | SWPO |  | 6535713 | OTHER PUBLIC WATER SYSTEM | NOT APPLICABLE | N | Y | JORGE CAMACHO LABOR CAMP | 2044 BOMBER RD |  | EAGLE LAKE | FL | 33839 |  | 8639685658 |  |  | JORGE MAMACHO | PO BOX 706 |  | EAGLE LAKE | FL | 33839 |  | 8632219511 |  | OTHER | 8 | 28000 | 1 |  |  | NAF | 0
6 | POLK | SWPO |  | 6535718 | OTHER PUBLIC WATER SYSTEM | NOT APPLICABLE. | N | Y | MORETRENCH/MULBERRY GROUP LLC | 2900 BARCOLA ROAD |  | BARTOW | FL | 33830 |  | 8634282143 |  |  | MORETRENCH/MULBERRY GROUP LLC | 11001 FERNHILL DRIVE |  | RIVERVIEW | FL | 33578 |  | 8634282143 |  | INVESTOR | 10 | 28000 | 1 |  |  | NAF | 0
6 | POLK | SWPO |  | 6535719 | NONCOMMUNITY | CHLORINATION; AERATION FOR REMOVAL OF ANY SECONDARY CONTAMINANT, SULFIDE, OR ANY UNREGULATED CONTAMINANT; CORROSION CONTROL INHIBITOR ADDITION; HYPOCHLORINATION; IRON OR MANGANESE SEQUESTRATION; OR ULTRAVIOLET RADIATION. THE LEAD/CHIEF OPERATOR MUST BE CLASS D OR HIGHER. 50,000 GPD UP TO 0.25 MGD-STAFFING BY CLASS D OR HIGHER OPERATOR: 3 VISITS/WEEK ON NONCONSECUTIVE DAYS FOR A TOTAL OF 0.3 HOUR/WEEK. LESS THAN 50,000 GPD-STAFFING BY A CLASS D OR HIGHER OPERATOR: 2 VISITS/WEEK ON NONCONSECUTIVE DAYS FOR A TOTAL OF 0.2 HOUR/WEEK. THERE SHALL BE NO MORE THAN 5 DAYS BETWEEN THE LAST VISIT IN ONE WEEK AND THE FIRST VISIT IN THE NEXT WEEK. | N | Y | SAFARI WILD WELCOME BARN | 10850 MOORE ROAD |  | LAKELAND | FL | 33880 |  | 8133822120 |  | JACK WEST | SAFARI WILD , LLC | 38650 MICKLER ROAD |  | DADE CITY | FL | 33523 |  | 8134823400 |  | INVESTOR | 500 | 144000 | 1 | 2021-01-25 | 2021-08-17 | NC01 | 50
6 | POLK | SWPO |  | 6535723 | NONTRANSIENT NONCOMMUNITY | CHLORINATION; AERATION FOR REMOVAL OF ANY SECONDARY CONTAMINANT, SULFIDE, OR ANY UNREGULATED CONTAMINANT; CORROSION CONTROL INHIBITOR ADDITION; HYPOCHLORINATION; IRON OR MANGANESE SEQUESTRATION; OR ULTRAVIOLET RADIATION. THE LEAD/CHIEF OPERATOR MUST BE CLASS D OR HIGHER. 50,000 GPD UP TO 0.25 MGD-STAFFING BY CLASS D OR HIGHER OPERATOR: 3 VISITS/WEEK ON NONCONSECUTIVE DAYS FOR A TOTAL OF 0.3 HOUR/WEEK. LESS THAN 50,000 GPD-STAFFING BY A CLASS D OR HIGHER OPERATOR: 2 VISITS/WEEK ON NONCONSECUTIVE DAYS FOR A TOTAL OF 0.2 HOUR/WEEK. THERE SHALL BE NO MORE THAN 5 DAYS BETWEEN THE LAST VISIT IN ONE WEEK AND THE FIRST VISIT IN THE NEXT WEEK. | N | Y | METROMONT CORPORATON | 4151 US HIGHWAY 17 S |  | BARTOW | FL | 33830 |  | 8634440148 |  |  | METROMONT CORPORATION | P.O. BOX 2486 |  | GREENVILLE | SC | 29602 |  | 8634440148 |  | UNKNOWN | 25 | 129600 | 25 | 2021-06-18 | 2021-04-22 | NTNC | 100
6 | POLK | SWPO |  | 6535725 | NONCOMMUNITY | CHLORINATION; AERATION FOR REMOVAL OF ANY SECONDARY CONTAMINANT, SULFIDE, OR ANY UNREGULATED CONTAMINANT; CORROSION CONTROL INHIBITOR ADDITION; HYPOCHLORINATION; IRON OR MANGANESE SEQUESTRATION; OR ULTRAVIOLET RADIATION. THE LEAD/CHIEF OPERATOR MUST BE CLASS D OR HIGHER. 50,000 GPD UP TO 0.25 MGD-STAFFING BY CLASS D OR HIGHER OPERATOR: 3 VISITS/WEEK ON NONCONSECUTIVE DAYS FOR A TOTAL OF 0.3 HOUR/WEEK. LESS THAN 50,000 GPD-STAFFING BY A CLASS D OR HIGHER OPERATOR: 2 VISITS/WEEK ON NONCONSECUTIVE DAYS FOR A TOTAL OF 0.2 HOUR/WEEK. THERE SHALL BE NO MORE THAN 5 DAYS BETWEEN THE LAST VISIT IN ONE WEEK AND THE FIRST VISIT IN THE NEXT WEEK. | N | Y | COLT CREEK STATE PARK | 16000 SR 471 |  | LAKELAND | FL | 33809 |  | 8638156761 |  |  | DEP DIVISION OF RECREATION | 16000 SR 471 |  | LAKELAND | FL | 33809 |  | 4078842000 |  | DEP (STATE PARK OR STATE REC AREA) | 25 | 28800 | 1 | 2016-04-01 | 2021-02-16 | NC01 | 50
6 | POLK | SWPO | lee.cain@esi-usa.net | 6535729 | NONTRANSIENT NONCOMMUNITY | ACTIVATED CARBON PROCESSES; DIATOMACEOUS EARTH FILTRATION; ION EXCHANGE FOR REMOVAL OF ANY PRIMARY CONTAMINANT; ION AND MANGANESE REMOVAL (OXIDATION, DETENTION, AND FILTRATION); OR SLOW SAND FILTRATION. LEAD/CHIEF OPERATOR MUST BE CLASS C OR HIGHER. 1.0 MGD UP TO 2.0 MGD-STAFFING BY CLASS C OR HIGHER OPERATOR: 6 HOURS/DAY FOR 5 DAYS/WEEK AND ONE VISIT ON EACH WEEKEND DAY. 0.5 MGD UP TO 1.0 MGD-STAFFING BY CLASS C OR HIGHER OPERATOR: 3 HOURS/DAY FOR 5 DAYS/WEEK AND ONE VISIT ON EACH WEEKEND DAY. 0.25 MGD UP TO 0.5 MGD-STAFFING BY CLASS C OR HIGHER OPERATOR: 1 HOUR/DAY FOR 5 DAYS/WEEK AND ONE VISIT ON EACH WEEKEND DAY. LESS THAN 0.25 MGD-STAFFING BY CLASS C OR HIGHER OPERATOR: 5 VISITS/WEEK AND ONE VISIT EACH WEEKEND FOR A TOTAL OF 1.8 HOURS/WEEK. | N | Y | STREAMSONG PWS | STREAMSONG DRIVE |  | BOWLING GREEN | FL | 33547 |  | 8133478510 |  | SARAH MAYER | STREAMSONG LLC | 1000 STREAMSONG DRIVE |  | BOWLING GREEN | FL | 33834 |  | 8133478510 |  | OTHER | 25 | 200000 | 1 |  | 2021-12-07 | NTNC | 100
6 | POLK | SWPO | scottculver@rocketmail.com | 6535730 | NONTRANSIENT NONCOMMUNITY | CHLORINATION; AERATION FOR REMOVAL OF ANY SECONDARY CONTAMINANT, SULFIDE, OR ANY UNREGULATED CONTAMINANT; CORROSION CONTROL INHIBITOR ADDITION; HYPOCHLORINATION; IRON OR MANGANESE SEQUESTRATION; OR ULTRAVIOLET RADIATION. THE LEAD/CHIEF OPERATOR MUST BE CLASS D OR HIGHER. 50,000 GPD UP TO 0.25 MGD-STAFFING BY CLASS D OR HIGHER OPERATOR: 3 VISITS/WEEK ON NONCONSECUTIVE DAYS FOR A TOTAL OF 0.3 HOUR/WEEK. LESS THAN 50,000 GPD-STAFFING BY A CLASS D OR HIGHER OPERATOR: 2 VISITS/WEEK ON NONCONSECUTIVE DAYS FOR A TOTAL OF 0.2 HOUR/WEEK. THERE SHALL BE NO MORE THAN 5 DAYS BETWEEN THE LAST VISIT IN ONE WEEK AND THE FIRST VISIT IN THE NEXT WEEK. | N | Y | SOUTH ATLANTIC GALVANIZING | 3094 COUNTY ROAD 640 |  | MULBERRY | FL | 33860 |  | 8634282050 |  | SCOTT CULVER | SOUTH ATLANTIC GALVANIZING | P.O. BOX 1057 |  | MULBERRY | FL | 33860 |  | 8634282050 |  | INVESTOR | 40 | 5000 | 1 | 2021-07-07 | 2021-06-18 | NTNC | 100
6 | POLK | SWPO |  | 6535732 | NONTRANSIENT NONCOMMUNITY | CHLORINATION; AERATION FOR REMOVAL OF ANY SECONDARY CONTAMINANT, SULFIDE, OR ANY UNREGULATED CONTAMINANT; CORROSION CONTROL INHIBITOR ADDITION; HYPOCHLORINATION; IRON OR MANGANESE SEQUESTRATION; OR ULTRAVIOLET RADIATION. THE LEAD/CHIEF OPERATOR MUST BE CLASS D OR HIGHER. 50,000 GPD UP TO 0.25 MGD-STAFFING BY CLASS D OR HIGHER OPERATOR: 3 VISITS/WEEK ON NONCONSECUTIVE DAYS FOR A TOTAL OF 0.3 HOUR/WEEK. LESS THAN 50,000 GPD-STAFFING BY A CLASS D OR HIGHER OPERATOR: 2 VISITS/WEEK ON NONCONSECUTIVE DAYS FOR A TOTAL OF 0.2 HOUR/WEEK. THERE SHALL BE NO MORE THAN 5 DAYS BETWEEN THE LAST VISIT IN ONE WEEK AND THE FIRST VISIT IN THE NEXT WEEK. | N | Y | NOVAPHOS DEVELOPEMENT LLC | 3200 COUNTY RD 630 W | # 53-57-00985 | FORT MEADE | FL | 33841 |  | 3044793689 |  |  | NOVAPHOS DEVELOPEMENT LLC | 3200 COUNTY RD 630 W |  | FORT MEADE | FL | 33841 |  | 8632858607 |  | UNKNOWN | 25 | 172800 | 3 | 2021-04-26 | 2021-04-23 | NTNC | 100
6 | POLK | SWPO | lindarais@msn.com | 6535734 | NONCOMMUNITY | CHLORINATION; AERATION FOR REMOVAL OF ANY SECONDARY CONTAMINANT, SULFIDE, OR ANY UNREGULATED CONTAMINANT; CORROSION CONTROL INHIBITOR ADDITION; HYPOCHLORINATION; IRON OR MANGANESE SEQUESTRATION; OR ULTRAVIOLET RADIATION. THE LEAD/CHIEF OPERATOR MUST BE CLASS D OR HIGHER. 50,000 GPD UP TO 0.25 MGD-STAFFING BY CLASS D OR HIGHER OPERATOR: 3 VISITS/WEEK ON NONCONSECUTIVE DAYS FOR A TOTAL OF 0.3 HOUR/WEEK. LESS THAN 50,000 GPD-STAFFING BY A CLASS D OR HIGHER OPERATOR: 2 VISITS/WEEK ON NONCONSECUTIVE DAYS FOR A TOTAL OF 0.2 HOUR/WEEK. THERE SHALL BE NO MORE THAN 5 DAYS BETWEEN THE LAST VISIT IN ONE WEEK AND THE FIRST VISIT IN THE NEXT WEEK. | N | Y | NORTHSIDE STORAGE LLC | 4455 KATHLEEN RD |  | LAKELAND | FL | 33810 |  | 8636988879 |  |  | LINDA RAIS | P.O. BOX 484 |  | KATHLEEN | FL | 33849 |  | 8632555950 |  | OTHER | 25 | 10000 | 3 |  | 2021-03-23 | NC01 | 50
6 | POLK | SWPO |  | 6535735 | NONCOMMUNITY | CHLORINATION; AERATION FOR REMOVAL OF ANY SECONDARY CONTAMINANT, SULFIDE, OR ANY UNREGULATED CONTAMINANT; CORROSION CONTROL INHIBITOR ADDITION; HYPOCHLORINATION; IRON OR MANGANESE SEQUESTRATION; OR ULTRAVIOLET RADIATION. THE LEAD/CHIEF OPERATOR MUST BE CLASS D OR HIGHER. 50,000 GPD UP TO 0.25 MGD-STAFFING BY CLASS D OR HIGHER OPERATOR: 3 VISITS/WEEK ON NONCONSECUTIVE DAYS FOR A TOTAL OF 0.3 HOUR/WEEK. LESS THAN 50,000 GPD-STAFFING BY A CLASS D OR HIGHER OPERATOR: 2 VISITS/WEEK ON NONCONSECUTIVE DAYS FOR A TOTAL OF 0.2 HOUR/WEEK. THERE SHALL BE NO MORE THAN 5 DAYS BETWEEN THE LAST VISIT IN ONE WEEK AND THE FIRST VISIT IN THE NEXT WEEK. | N | Y | COLEMAN LANDINGS | 1450 SHADY OAKS DRIVE |  | LAKE WALES | FL | 33898 |  | 8635345542 |  | STEVE WHIDDEN | TAMARA RICHARDSON, P.E., UTILITIES DIRECTOR | 1011 JIM KEENE BLVD. |  | WINTER HAVEN | FL | 33880 |  | 8632984235 |  | COUNTY | 25 | 30260 | 56 |  | 2021-09-27 | NC01 | 50
6 | POLK | SWPO |  | 6535736 | NONCOMMUNITY | CHLORINATION; AERATION FOR REMOVAL OF ANY SECONDARY CONTAMINANT, SULFIDE, OR ANY UNREGULATED CONTAMINANT; CORROSION CONTROL INHIBITOR ADDITION; HYPOCHLORINATION; IRON OR MANGANESE SEQUESTRATION; OR ULTRAVIOLET RADIATION. THE LEAD/CHIEF OPERATOR MUST BE CLASS D OR HIGHER. 50,000 GPD UP TO 0.25 MGD-STAFFING BY CLASS D OR HIGHER OPERATOR: 3 VISITS/WEEK ON NONCONSECUTIVE DAYS FOR A TOTAL OF 0.3 HOUR/WEEK. LESS THAN 50,000 GPD-STAFFING BY A CLASS D OR HIGHER OPERATOR: 2 VISITS/WEEK ON NONCONSECUTIVE DAYS FOR A TOTAL OF 0.2 HOUR/WEEK. THERE SHALL BE NO MORE THAN 5 DAYS BETWEEN THE LAST VISIT IN ONE WEEK AND THE FIRST VISIT IN THE NEXT WEEK. | N | Y | FLYWHEELER PARK | 7000 AVON PARK CUT OFF ROAD |  | FORT MEADE | FL | 33841 |  | 8632870003 |  |  | FL FLYWHEELER ANTIQUE ENGINE CLUB | 7000 AVON PARK CUT OFF ROAD |  | FORT MEADE | FL | 33841 |  | 8632870003 |  | TRUST/COOPERATIVE | 25 | 49000 | 15 |  | 2021-11-17 | NC01 | 50
6 | POLK | SWPO |  | 6535737 | NONCOMMUNITY | CHLORINATION; AERATION FOR REMOVAL OF ANY SECONDARY CONTAMINANT, SULFIDE, OR ANY UNREGULATED CONTAMINANT; CORROSION CONTROL INHIBITOR ADDITION; HYPOCHLORINATION; IRON OR MANGANESE SEQUESTRATION; OR ULTRAVIOLET RADIATION. THE LEAD/CHIEF OPERATOR MUST BE CLASS D OR HIGHER. 50,000 GPD UP TO 0.25 MGD-STAFFING BY CLASS D OR HIGHER OPERATOR: 3 VISITS/WEEK ON NONCONSECUTIVE DAYS FOR A TOTAL OF 0.3 HOUR/WEEK. LESS THAN 50,000 GPD-STAFFING BY A CLASS D OR HIGHER OPERATOR: 2 VISITS/WEEK ON NONCONSECUTIVE DAYS FOR A TOTAL OF 0.2 HOUR/WEEK. THERE SHALL BE NO MORE THAN 5 DAYS BETWEEN THE LAST VISIT IN ONE WEEK AND THE FIRST VISIT IN THE NEXT WEEK. | N | Y | BONE VALLEY ATV PARK | 10427 COUNTY ROAD 630 WEST |  | MULBERRY | FL | 33860 |  | 8635345536 |  |  | TAMARA RICHARDSON, P.E. UTILITIES DIRECTOR | 1011 JIM KEENE BLVD. |  | WINTER HAVEN | FL | 33880 |  | 8632984235 |  | COUNTY | 25 | 50400 | 3 |  | 2021-06-08 | NC01 | 50
6 | POLK | SWPO |  | 6535738 | NONTRANSIENT NONCOMMUNITY | CHLORINATION; AERATION FOR REMOVAL OF ANY SECONDARY CONTAMINANT, SULFIDE, OR ANY UNREGULATED CONTAMINANT; CORROSION CONTROL INHIBITOR ADDITION; HYPOCHLORINATION; IRON OR MANGANESE SEQUESTRATION; OR ULTRAVIOLET RADIATION. THE LEAD/CHIEF OPERATOR MUST BE CLASS D OR HIGHER. 50,000 GPD UP TO 0.25 MGD-STAFFING BY CLASS D OR HIGHER OPERATOR: 3 VISITS/WEEK ON NONCONSECUTIVE DAYS FOR A TOTAL OF 0.3 HOUR/WEEK. LESS THAN 50,000 GPD-STAFFING BY A CLASS D OR HIGHER OPERATOR: 2 VISITS/WEEK ON NONCONSECUTIVE DAYS FOR A TOTAL OF 0.2 HOUR/WEEK. THERE SHALL BE NO MORE THAN 5 DAYS BETWEEN THE LAST VISIT IN ONE WEEK AND THE FIRST VISIT IN THE NEXT WEEK. | N | Y | ARRMAZ ADMINISTRATION BUILDING | 4800B STATE ROAD 60 EAST |  | MULBERRY | FL | 33860 |  | 8632074434 |  | JASON BRANNEN | DAVE KESELICA | 4800 STATE ROAD 60 EAST |  | MULBERRY | FL | 33860 |  | 8632074434 |  | INVESTOR | 45 | 20000 | 2 | 2018-11-14 | 2021-03-05 | NTNC | 100
6 | POLK | SWPO |  | 6535741 | NONCOMMUNITY | CHLORINATION; AERATION FOR REMOVAL OF ANY SECONDARY CONTAMINANT, SULFIDE, OR ANY UNREGULATED CONTAMINANT; CORROSION CONTROL INHIBITOR ADDITION; HYPOCHLORINATION; IRON OR MANGANESE SEQUESTRATION; OR ULTRAVIOLET RADIATION. THE LEAD/CHIEF OPERATOR MUST BE CLASS D OR HIGHER. 50,000 GPD UP TO 0.25 MGD-STAFFING BY CLASS D OR HIGHER OPERATOR: 3 VISITS/WEEK ON NONCONSECUTIVE DAYS FOR A TOTAL OF 0.3 HOUR/WEEK. LESS THAN 50,000 GPD-STAFFING BY A CLASS D OR HIGHER OPERATOR: 2 VISITS/WEEK ON NONCONSECUTIVE DAYS FOR A TOTAL OF 0.2 HOUR/WEEK. THERE SHALL BE NO MORE THAN 5 DAYS BETWEEN THE LAST VISIT IN ONE WEEK AND THE FIRST VISIT IN THE NEXT WEEK. | N | Y | DOLLAR GENERAL LAKE WALES #16585 | 3941 SCENIC HWY N |  | LAKE WALES | FL | 33898 |  | 8632325459 |  |  | LW DOLLAR, LLC // KRISTIN ELLIOT ENV. SERVICES MANAGER | 7358 PALOMINO LANE |  | SARASOTA | FL | 34241 |  | 9417803802 |  | OTHER | 200 | 36000 | 1 | 2019-04-15 | 2021-02-17 | NC01 | 50
6 | POLK | SWPO |  | 6535742 | NONCOMMUNITY | CHLORINATION; AERATION FOR REMOVAL OF ANY SECONDARY CONTAMINANT, SULFIDE, OR ANY UNREGULATED CONTAMINANT; CORROSION CONTROL INHIBITOR ADDITION; HYPOCHLORINATION; IRON OR MANGANESE SEQUESTRATION; OR ULTRAVIOLET RADIATION. THE LEAD/CHIEF OPERATOR MUST BE CLASS D OR HIGHER. 50,000 GPD UP TO 0.25 MGD-STAFFING BY CLASS D OR HIGHER OPERATOR: 3 VISITS/WEEK ON NONCONSECUTIVE DAYS FOR A TOTAL OF 0.3 HOUR/WEEK. LESS THAN 50,000 GPD-STAFFING BY A CLASS D OR HIGHER OPERATOR: 2 VISITS/WEEK ON NONCONSECUTIVE DAYS FOR A TOTAL OF 0.2 HOUR/WEEK. THERE SHALL BE NO MORE THAN 5 DAYS BETWEEN THE LAST VISIT IN ONE WEEK AND THE FIRST VISIT IN THE NEXT WEEK. | N | Y | DOLLAR GENERAL BARTOW #16956 | 145 HANKIN ROAD |  | BARTOW | FL | 33830 |  | 8636045058 |  | SHEILA SCULL | SDWD PROPERTIES, LLC | P.O. BOX 33610 |  | LAS VEGAS | NV | 89133 |  | 7028585958 |  | OTHER | 25 | 28800 | 1 | 2018-05-07 | 2021-01-15 | NC01 | 50
6 | POLK | SWPO |  | 6535743 | NONCOMMUNITY | CHLORINATION; AERATION FOR REMOVAL OF ANY SECONDARY CONTAMINANT, SULFIDE, OR ANY UNREGULATED CONTAMINANT; CORROSION CONTROL INHIBITOR ADDITION; HYPOCHLORINATION; IRON OR MANGANESE SEQUESTRATION; OR ULTRAVIOLET RADIATION. THE LEAD/CHIEF OPERATOR MUST BE CLASS D OR HIGHER. 50,000 GPD UP TO 0.25 MGD-STAFFING BY CLASS D OR HIGHER OPERATOR: 3 VISITS/WEEK ON NONCONSECUTIVE DAYS FOR A TOTAL OF 0.3 HOUR/WEEK. LESS THAN 50,000 GPD-STAFFING BY A CLASS D OR HIGHER OPERATOR: 2 VISITS/WEEK ON NONCONSECUTIVE DAYS FOR A TOTAL OF 0.2 HOUR/WEEK. THERE SHALL BE NO MORE THAN 5 DAYS BETWEEN THE LAST VISIT IN ONE WEEK AND THE FIRST VISIT IN THE NEXT WEEK. | N | Y | DOLLAR GENERAL ROCK RIDGE PWS 6535743 | 10734 US HWY 98 N |  | LAKELAND | FL | 33809 |  | 8635817152 |  |  | ASTORIA I5, LLC | 735 BROWNING AVE, SE, SUTIE 120 |  | SALEM | OR | 97302 | 3874 | 5035855105 |  | OTHER | 25 | 30240 | 1 | 2019-10-31 | 2021-02-11 | NC01 | 50
6 | POLK | SWPO |  | 6535744 | NONTRANSIENT NONCOMMUNITY | CHLORINATION; AERATION FOR REMOVAL OF ANY SECONDARY CONTAMINANT, SULFIDE, OR ANY UNREGULATED CONTAMINANT; CORROSION CONTROL INHIBITOR ADDITION; HYPOCHLORINATION; IRON OR MANGANESE SEQUESTRATION; OR ULTRAVIOLET RADIATION. THE LEAD/CHIEF OPERATOR MUST BE CLASS D OR HIGHER. 50,000 GPD UP TO 0.25 MGD-STAFFING BY CLASS D OR HIGHER OPERATOR: 3 VISITS/WEEK ON NONCONSECUTIVE DAYS FOR A TOTAL OF 0.3 HOUR/WEEK. LESS THAN 50,000 GPD-STAFFING BY A CLASS D OR HIGHER OPERATOR: 2 VISITS/WEEK ON NONCONSECUTIVE DAYS FOR A TOTAL OF 0.2 HOUR/WEEK. THERE SHALL BE NO MORE THAN 5 DAYS BETWEEN THE LAST VISIT IN ONE WEEK AND THE FIRST VISIT IN THE NEXT WEEK. | N | Y | WESTLAKE ROYAL ROOFING PLANT 2 | 352 STORY ROAD |  | LAKE WALES | FL | 33898 |  | 7706454500 |  |  | WESTLAKE | 2801 POST OAK ROAD | SUITE 600 | HOUSTON | TX | 77056 |  | 7139609111 |  | OTHER | 25 | 129600 | 1 |  | 2021-10-08 | NTNC | 100
6 | POLK | SWPO |  | 6535745 | NONCOMMUNITY | CHLORINATION; AERATION FOR REMOVAL OF ANY SECONDARY CONTAMINANT, SULFIDE, OR ANY UNREGULATED CONTAMINANT; CORROSION CONTROL INHIBITOR ADDITION; HYPOCHLORINATION; IRON OR MANGANESE SEQUESTRATION; OR ULTRAVIOLET RADIATION. THE LEAD/CHIEF OPERATOR MUST BE CLASS D OR HIGHER. 50,000 GPD UP TO 0.25 MGD-STAFFING BY CLASS D OR HIGHER OPERATOR: 3 VISITS/WEEK ON NONCONSECUTIVE DAYS FOR A TOTAL OF 0.3 HOUR/WEEK. LESS THAN 50,000 GPD-STAFFING BY A CLASS D OR HIGHER OPERATOR: 2 VISITS/WEEK ON NONCONSECUTIVE DAYS FOR A TOTAL OF 0.2 HOUR/WEEK. THERE SHALL BE NO MORE THAN 5 DAYS BETWEEN THE LAST VISIT IN ONE WEEK AND THE FIRST VISIT IN THE NEXT WEEK. | N | Y | S & S WELDING FACILITY | 2850 US 17 SOUTH |  | BARTOW | FL | 33830 |  | 8635332888 |  |  | DALE PIECHOWIAK | 2850 US 17 SOUTH |  | BARTOW | FL | 33830 |  | 8635332888 |  | OTHER | 30 | 0 | 1 | 2019-06-11 | 2021-02-03 | NC01 | 50
6 | POLK | SWPO |  | 6535746 | NONCOMMUNITY | CHLORINATION; AERATION FOR REMOVAL OF ANY SECONDARY CONTAMINANT, SULFIDE, OR ANY UNREGULATED CONTAMINANT; CORROSION CONTROL INHIBITOR ADDITION; HYPOCHLORINATION; IRON OR MANGANESE SEQUESTRATION; OR ULTRAVIOLET RADIATION. THE LEAD/CHIEF OPERATOR MUST BE CLASS D OR HIGHER. 50,000 GPD UP TO 0.25 MGD-STAFFING BY CLASS D OR HIGHER OPERATOR: 3 VISITS/WEEK ON NONCONSECUTIVE DAYS FOR A TOTAL OF 0.3 HOUR/WEEK. LESS THAN 50,000 GPD-STAFFING BY A CLASS D OR HIGHER OPERATOR: 2 VISITS/WEEK ON NONCONSECUTIVE DAYS FOR A TOTAL OF 0.2 HOUR/WEEK. THERE SHALL BE NO MORE THAN 5 DAYS BETWEEN THE LAST VISIT IN ONE WEEK AND THE FIRST VISIT IN THE NEXT WEEK. | N | Y | DOLLAR GENERAL #17871 | 4330 KNIGHS STATION RAOD |  | LAKELAND | FL | 33810 |  | 8638081320 |  |  | JEFF LAZERBY | PO BOX 1615 |  | THOMASVILLE | GA | 31799 |  | 8638081320 |  | OTHER | 25 | 38880 | 1 |  | 2022-01-12 | NC01 | 50
6 | POLK | SWPO |  | 6535747 | NONCOMMUNITY | CHLORINATION; AERATION FOR REMOVAL OF ANY SECONDARY CONTAMINANT, SULFIDE, OR ANY UNREGULATED CONTAMINANT; CORROSION CONTROL INHIBITOR ADDITION; HYPOCHLORINATION; IRON OR MANGANESE SEQUESTRATION; OR ULTRAVIOLET RADIATION. THE LEAD/CHIEF OPERATOR MUST BE CLASS D OR HIGHER. 50,000 GPD UP TO 0.25 MGD-STAFFING BY CLASS D OR HIGHER OPERATOR: 3 VISITS/WEEK ON NONCONSECUTIVE DAYS FOR A TOTAL OF 0.3 HOUR/WEEK. LESS THAN 50,000 GPD-STAFFING BY A CLASS D OR HIGHER OPERATOR: 2 VISITS/WEEK ON NONCONSECUTIVE DAYS FOR A TOTAL OF 0.2 HOUR/WEEK. THERE SHALL BE NO MORE THAN 5 DAYS BETWEEN THE LAST VISIT IN ONE WEEK AND THE FIRST VISIT IN THE NEXT WEEK. | N | Y | COLT CREEK CAMPGROUND | 16000 STATE ROAD 471, |  | LAKELAND | FL | 33809 |  | 8638156761 |  |  | DEP DIVISION OF REC & PARKS | 3900 COMMONWEALTH BLVD MS#520 |  | TALLAHASSEE | FL | 32399 |  | 8502452694 |  | DEP (STATE PARK OR STATE REC AREA) | 25 | 115200 | 69 | 2018-02-20 | 2021-02-16 | NC01 | 50
6 | POLK | SWPO |  | 6535748 | NONTRANSIENT NONCOMMUNITY | CHLORINATION; AERATION FOR REMOVAL OF ANY SECONDARY CONTAMINANT, SULFIDE, OR ANY UNREGULATED CONTAMINANT; CORROSION CONTROL INHIBITOR ADDITION; HYPOCHLORINATION; IRON OR MANGANESE SEQUESTRATION; OR ULTRAVIOLET RADIATION. THE LEAD/CHIEF OPERATOR MUST BE CLASS D OR HIGHER. 50,000 GPD UP TO 0.25 MGD-STAFFING BY CLASS D OR HIGHER OPERATOR: 3 VISITS/WEEK ON NONCONSECUTIVE DAYS FOR A TOTAL OF 0.3 HOUR/WEEK. LESS THAN 50,000 GPD-STAFFING BY A CLASS D OR HIGHER OPERATOR: 2 VISITS/WEEK ON NONCONSECUTIVE DAYS FOR A TOTAL OF 0.2 HOUR/WEEK. THERE SHALL BE NO MORE THAN 5 DAYS BETWEEN THE LAST VISIT IN ONE WEEK AND THE FIRST VISIT IN THE NEXT WEEK. | N | Y | MULBERRY RAILCAR | 1200 PRAIRIE MINE RD. |  | MULBERRY | FL | 33860 |  | 8634254986 |  |  | SOUTHEASTERN RAIL SERVICES OF MULBERRY, FL LLC | P.O. BOX 1038 |  | MULBERRY | FL | 33860 |  | 8634254986 |  | OTHER | 30 | 3150 | 4 |  | 2021-06-18 | NTNC | 100
6 | POLK | SWPO |  | 6535749 | NONCOMMUNITY | CHLORINATION; AERATION FOR REMOVAL OF ANY SECONDARY CONTAMINANT, SULFIDE, OR ANY UNREGULATED CONTAMINANT; CORROSION CONTROL INHIBITOR ADDITION; HYPOCHLORINATION; IRON OR MANGANESE SEQUESTRATION; OR ULTRAVIOLET RADIATION. THE LEAD/CHIEF OPERATOR MUST BE CLASS D OR HIGHER. 50,000 GPD UP TO 0.25 MGD-STAFFING BY CLASS D OR HIGHER OPERATOR: 3 VISITS/WEEK ON NONCONSECUTIVE DAYS FOR A TOTAL OF 0.3 HOUR/WEEK. LESS THAN 50,000 GPD-STAFFING BY A CLASS D OR HIGHER OPERATOR: 2 VISITS/WEEK ON NONCONSECUTIVE DAYS FOR A TOTAL OF 0.2 HOUR/WEEK. THERE SHALL BE NO MORE THAN 5 DAYS BETWEEN THE LAST VISIT IN ONE WEEK AND THE FIRST VISIT IN THE NEXT WEEK. | N | Y | STREAMSONG BLACK COMFORT STATION | 1000 STREAMSONG DRIVE |  | BOWLING GREEN | FL | 33834 |  | 8633754338 |  |  | DREW LOCHER | 13830 CIRCA CROSSING DRIVE |  | LITHIA | FL | 33547 |  | 8633754338 |  | OTHER | 144 | 49000 | 2 |  | 2021-12-07 | NC01 | 50
6 | POLK | SWPO |  | 6535750 | NONCOMMUNITY | CHLORINATION; AERATION FOR REMOVAL OF ANY SECONDARY CONTAMINANT, SULFIDE, OR ANY UNREGULATED CONTAMINANT; CORROSION CONTROL INHIBITOR ADDITION; HYPOCHLORINATION; IRON OR MANGANESE SEQUESTRATION; OR ULTRAVIOLET RADIATION. THE LEAD/CHIEF OPERATOR MUST BE CLASS D OR HIGHER. 50,000 GPD UP TO 0.25 MGD-STAFFING BY CLASS D OR HIGHER OPERATOR: 3 VISITS/WEEK ON NONCONSECUTIVE DAYS FOR A TOTAL OF 0.3 HOUR/WEEK. LESS THAN 50,000 GPD-STAFFING BY A CLASS D OR HIGHER OPERATOR: 2 VISITS/WEEK ON NONCONSECUTIVE DAYS FOR A TOTAL OF 0.2 HOUR/WEEK. THERE SHALL BE NO MORE THAN 5 DAYS BETWEEN THE LAST VISIT IN ONE WEEK AND THE FIRST VISIT IN THE NEXT WEEK. | N | Y | PILOT TRAVEL CENTER #1128 | 7996 SR 60 EAST |  | BARTOW | FL | 33830 |  | 8635371000 |  |  | PILOT TRAVEL CENTER, LLC | 5508 LONAS DRIVE |  | KNOXVILLE | TN | 37909 |  | 8635371000 |  | OTHER | 25 | 115200 | 1 |  | 2021-01-15 | NC01 | 50
6 | POLK | SWPO |  | 6535752 | NONCOMMUNITY | CHLORINATION; AERATION FOR REMOVAL OF ANY SECONDARY CONTAMINANT, SULFIDE, OR ANY UNREGULATED CONTAMINANT; CORROSION CONTROL INHIBITOR ADDITION; HYPOCHLORINATION; IRON OR MANGANESE SEQUESTRATION; OR ULTRAVIOLET RADIATION. THE LEAD/CHIEF OPERATOR MUST BE CLASS D OR HIGHER. 50,000 GPD UP TO 0.25 MGD-STAFFING BY CLASS D OR HIGHER OPERATOR: 3 VISITS/WEEK ON NONCONSECUTIVE DAYS FOR A TOTAL OF 0.3 HOUR/WEEK. LESS THAN 50,000 GPD-STAFFING BY A CLASS D OR HIGHER OPERATOR: 2 VISITS/WEEK ON NONCONSECUTIVE DAYS FOR A TOTAL OF 0.2 HOUR/WEEK. THERE SHALL BE NO MORE THAN 5 DAYS BETWEEN THE LAST VISIT IN ONE WEEK AND THE FIRST VISIT IN THE NEXT WEEK. | N | Y | BUL-HED PROPERTIES | 4401 CR 640 W |  | BARTOW | FL | 33830 |  | 8638040044 |  |  | RONNIE HEDRICK | 4401 CR 640 W |  | BARTOW | FL | 33830 |  | 8638040044 |  | OTHER | 25 | 0 | 5 | 2021-04-23 | 2021-04-22 | NC01 | 50
6 | POLK | SWPO |  | 6535753 | NONCOMMUNITY | CHLORINATION; AERATION FOR REMOVAL OF ANY SECONDARY CONTAMINANT, SULFIDE, OR ANY UNREGULATED CONTAMINANT; CORROSION CONTROL INHIBITOR ADDITION; HYPOCHLORINATION; IRON OR MANGANESE SEQUESTRATION; OR ULTRAVIOLET RADIATION. THE LEAD/CHIEF OPERATOR MUST BE CLASS D OR HIGHER. 50,000 GPD UP TO 0.25 MGD-STAFFING BY CLASS D OR HIGHER OPERATOR: 3 VISITS/WEEK ON NONCONSECUTIVE DAYS FOR A TOTAL OF 0.3 HOUR/WEEK. LESS THAN 50,000 GPD-STAFFING BY A CLASS D OR HIGHER OPERATOR: 2 VISITS/WEEK ON NONCONSECUTIVE DAYS FOR A TOTAL OF 0.2 HOUR/WEEK. THERE SHALL BE NO MORE THAN 5 DAYS BETWEEN THE LAST VISIT IN ONE WEEK AND THE FIRST VISIT IN THE NEXT WEEK. | N | Y | DOLLAR GENERAL #19890 | 8655 HWY 60 E |  | LAKE WALES | FL | 33898 |  | 2292261177 |  |  | KRISTIN ELLIOTT - DOLLAR GENERAL #19890 | 100 MISSION RIDGE |  | GOODLETTSVILLE | TN | 37072 |  | 6158555365 |  | OTHER | 25 | 36000 | 1 |  | 2021-01-26 | NC01 | 50
6 | POLK | SWPO | rweaver@surterra.com | 6535754 | NONTRANSIENT NONCOMMUNITY | CHLORINATION; AERATION FOR REMOVAL OF ANY SECONDARY CONTAMINANT, SULFIDE, OR ANY UNREGULATED CONTAMINANT; CORROSION CONTROL INHIBITOR ADDITION; HYPOCHLORINATION; IRON OR MANGANESE SEQUESTRATION; OR ULTRAVIOLET RADIATION. THE LEAD/CHIEF OPERATOR MUST BE CLASS D OR HIGHER. 50,000 GPD UP TO 0.25 MGD-STAFFING BY CLASS D OR HIGHER OPERATOR: 3 VISITS/WEEK ON NONCONSECUTIVE DAYS FOR A TOTAL OF 0.3 HOUR/WEEK. LESS THAN 50,000 GPD-STAFFING BY A CLASS D OR HIGHER OPERATOR: 2 VISITS/WEEK ON NONCONSECUTIVE DAYS FOR A TOTAL OF 0.2 HOUR/WEEK. THERE SHALL BE NO MORE THAN 5 DAYS BETWEEN THE LAST VISIT IN ONE WEEK AND THE FIRST VISIT IN THE NEXT WEEK. | N | Y | SURTERRA LAKELAND, LLC | 3516 HAMILTON RD |  | LAKELAND | FL | 33811 |  | 8635593937 |  |  | SHANE WEAVER | 3516 HAMILTON RD |  | LAKELAND | FL | 33811 |  | 8635593937 |  | UNKNOWN | 100 | 0 | 5 |  | 2021-05-14 | NTNC | 100
6 | POLK | SWPO |  | 6535756 | NONCOMMUNITY | CHLORINATION; AERATION FOR REMOVAL OF ANY SECONDARY CONTAMINANT, SULFIDE, OR ANY UNREGULATED CONTAMINANT; CORROSION CONTROL INHIBITOR ADDITION; HYPOCHLORINATION; IRON OR MANGANESE SEQUESTRATION; OR ULTRAVIOLET RADIATION. THE LEAD/CHIEF OPERATOR MUST BE CLASS C OR HIGHER. 5.0 MGD AND ABOVE-STAFFING BY CLASS C OR HIGHER OPERATOR: 6 HOURS/DAY FOR 5 DAYS/WEEK AND ONE VISIT ON EACH WEEKEND DAY. 3.0 MGD UP TO 5.0 MGD-STAFFING BY CLASS C OR HIGHER OPERATOR: 1 HOUR/DAY FOR 5 DAYS/WEEK AND ONE VISIT ON EACH WEEKEND DAY. 0.25 MGD UP TO 3.0 MGD-STAFFING BY CLASS C OR HIGHER OPERATOR: 5 VISITS/WEEK AND ONE VISIT EACH WEEKEND FOR A TOTAL OF 0.6 HOUR/WEEK. | N | Y | RESORT AT CANOPY OAKS | 16950 COUNTY RD 630 |  | LAKE WALES | FL | 33898 |  | 8634140842 |  |  | CHRIS MILLER | 16950 COUNTY ROAD 630 |  | LAKE WALES | FL | 33898 |  | 8634140842 |  | OTHER | 400 | 160000 | 400 | 2021-03-09 | 2021-01-26 | NC01 | 50
5 | SARASOTA | SWSA |  | 6580009 | NONCOMMUNITY | CHLORINATION; AERATION FOR REMOVAL OF ANY SECONDARY CONTAMINANT, SULFIDE, OR ANY UNREGULATED CONTAMINANT; CORROSION CONTROL INHIBITOR ADDITION; HYPOCHLORINATION; IRON OR MANGANESE SEQUESTRATION; OR ULTRAVIOLET RADIATION. THE LEAD/CHIEF OPERATOR MUST BE CLASS D OR HIGHER. 50,000 GPD UP TO 0.25 MGD-STAFFING BY CLASS D OR HIGHER OPERATOR: 3 VISITS/WEEK ON NONCONSECUTIVE DAYS FOR A TOTAL OF 0.3 HOUR/WEEK. LESS THAN 50,000 GPD-STAFFING BY A CLASS D OR HIGHER OPERATOR: 2 VISITS/WEEK ON NONCONSECUTIVE DAYS FOR A TOTAL OF 0.2 HOUR/WEEK. THERE SHALL BE NO MORE THAN 5 DAYS BETWEEN THE LAST VISIT IN ONE WEEK AND THE FIRST VISIT IN THE NEXT WEEK. | N | Y | PHOENIX PROFESSIONAL CTR. | 12497 TAMIAMI TRAIL S. |  | WARM MINERAL SPRINGS | FL | 34287 |  | 9416275900 |  | DEVIN BENJAMIN | DEVIN BENJAMIN | 6350 N.W. 120TH DR. |  | CORAL SPRINGS | FL | 33076 |  | 3055056842 |  | INVESTOR | 30 | 2400 | 1 | 2018-11-20 | 2021-10-07 | NC01 | 50
5 | SARASOTA | SWSA |  | 6580326 | COMMUNITY | MEMBRANE PROCESSES, INCLUDING ELECTRODIALYSIS, ELECTRODIALYSIS REVERSAL, MICROFILTRATION, ULTRAFILTRATION, NANOFILTRATION, AND REVERSE OSMOSIS 6.5 MGD AND ABOVE. STAFFING BY CLASS C OR HIGHER OPERATOR: 24 HOURS/DAY FOR 7 DAYS/WEEK. THE LEAD/CHIEF OPERATOR MUST BE CLASS A. | N | Y | SARASOTA-CITY OF | 1750 12TH STREET |  | SARASOTA | FL | 34236 |  | 9416611347 |  | VERNE HALL | CITY OF SARASOTA | 1750 12TH STREET |  | SARASOTA | FL | 34236 |  | 9419552325 |  | MUNICIPALITY | 55364 | 12000000 | 19640 | 2017-06-22 | 2021-01-06 | DC01 | 6000
5 | SARASOTA | SWSA |  | 6580343 | NONCOMMUNITY | CHLORINATION; AERATION FOR REMOVAL OF ANY SECONDARY CONTAMINANT, SULFIDE, OR ANY UNREGULATED CONTAMINANT; CORROSION CONTROL INHIBITOR ADDITION; HYPOCHLORINATION; IRON OR MANGANESE SEQUESTRATION; OR ULTRAVIOLET RADIATION. THE LEAD/CHIEF OPERATOR MUST BE CLASS D OR HIGHER. 50,000 GPD UP TO 0.25 MGD-STAFFING BY CLASS D OR HIGHER OPERATOR: 3 VISITS/WEEK ON NONCONSECUTIVE DAYS FOR A TOTAL OF 0.3 HOUR/WEEK. LESS THAN 50,000 GPD-STAFFING BY A CLASS D OR HIGHER OPERATOR: 2 VISITS/WEEK ON NONCONSECUTIVE DAYS FOR A TOTAL OF 0.2 HOUR/WEEK. THERE SHALL BE NO MORE THAN 5 DAYS BETWEEN THE LAST VISIT IN ONE WEEK AND THE FIRST VISIT IN THE NEXT WEEK. | N | Y | SUNSHINE MOTEL | 1602 S TAMIAMI TRAIL |  | VENICE | FL | 34293 |  | 9414974400 |  | DIPAK PATEL | [9 empty] | INVESTOR | 30 | 7200 | 20 | 2018-03-19 | 2021-02-24 | NC01 | 50
5 | SARASOTA | SWSA |  | 6580531 | COMMUNITY | CONVENTIONAL FILTRATION (COAGULATION, FLOCCULATION, SEDIMENTATION, AND FILTRATION); DIRECT FILTRATION, (COAGULATION AND FILTRATION); OR LIME SOFTENING 5.0 MGD AND ABOVE. STAFFING BY CLASS C OR HIGHER OPERATOR: 24 HOURS/DAY FOR 7 DAYS/WEEK. THE LEAD/CHIEF OPERATOR MUST BE CLASS A. | N | Y | ENGLEWOOD WATER DIST | 201 SELMA AVE |  | ENGLEWOOD | FL | 34223 |  | 9414743217 |  | TIMOTHY GARLAND | ENGLEWOOD WATER DISTRICT | 201 SELMA AVE |  | ENGLEWOOD | FL | 34223 | 1399 | 9413030582 |  | AUTHORITY/COMMISSION/DISTRICT | 38005 | 7000000 | 17354 | 2017-12-22 | 2020-12-01 | DC02 | 4000
5 | SARASOTA | SWSA |  | 6580600 | COMMUNITY | AERATION FOR REMOVAL OF ANY PRIMARY CONTAMINANT; ALKALINITY/PH ADJUSTMENT; CHLORAMIN ATION; CHLORINE DIOXIDE FOR OXIDATION OR DISINFECTION; FLUORIDATION; ION EXCHANGE FOR REMOVAL OF ANY SECONDARY CONTAMINANT, SULFIDE, OR ANY UNREGULATED CONTAMINANT; OR OZONATION LESS THAN 0.1 MGD. STAFFING BY A CLASS D OR HIGHER OPERATOR: 3 VISITS/WEEK ON NONCONSECUTIVE DAYS FOR A TOTAL OF 0.6 HOUR/WEEK. THE LEAD/CHIEF OPERATOR MUST BE CLASS D OR HIGHER. | N | Y | FLORIDA PINES MOBILE HOME PARK | 150 SATULAH CIRCLE |  | VENICE | FL | 34293 |  | 9414930019 |  | KEVIN ALUMBAUGH | KEVIN ALUMBAUGH | 150 SATULAH CIRCLE |  | VENICE | FL | 34293 |  | 9414930019 |  | INVESTOR | 280 | 18000 | 129 | 2018-11-06 | 2020-03-09 | DC06 | 100
5 | SARASOTA | SWSA | SHININGSTARS@Verizon.net | 6580629 | NONTRANSIENT NONCOMMUNITY | AERATION FOR REMOVAL OF ANY PRIMARY CONTAMINANT; ALKALINITY/PH ADJUSTMENT; CHLORAMIN ATION; CHLORINE DIOXIDE FOR OXIDATION OR DISINFECTION; FLUORIDATION; ION EXCHANGE FOR REMOVAL OF ANY SECONDARY CONTAMINANT, SULFIDE, OR ANY UNREGULATED CONTAMINANT; OR OZONATION LESS THAN 0.1 MGD. STAFFING BY A CLASS D OR HIGHER OPERATOR: 3 VISITS/WEEK ON NONCONSECUTIVE DAYS FOR A TOTAL OF 0.6 HOUR/WEEK. THE LEAD/CHIEF OPERATOR MUST BE CLASS D OR HIGHER. | N | Y | SHINING STARS LEARNING CTR. | 4416 HALE STREET |  | SARASOTA | FL | 34233 |  | 9413713253 |  | GERALD CLAWSON | GERALD CLAWSON | 4416 HALE STREET |  | SARASOTA | FL | 34233 |  | 9413713253 |  | INVESTOR | 84 | 3000 | 1 | 2021-05-17 | 2020-08-28 | NTNC | 100
5 | SARASOTA | SWSA |  | 6580642 | NONCOMMUNITY | CHLORINATION; AERATION FOR REMOVAL OF ANY SECONDARY CONTAMINANT, SULFIDE, OR ANY UNREGULATED CONTAMINANT; CORROSION CONTROL INHIBITOR ADDITION; HYPOCHLORINATION; IRON OR MANGANESE SEQUESTRATION; OR ULTRAVIOLET RADIATION. THE LEAD/CHIEF OPERATOR MUST BE CLASS D OR HIGHER. 50,000 GPD UP TO 0.25 MGD-STAFFING BY CLASS D OR HIGHER OPERATOR: 3 VISITS/WEEK ON NONCONSECUTIVE DAYS FOR A TOTAL OF 0.3 HOUR/WEEK. LESS THAN 50,000 GPD-STAFFING BY A CLASS D OR HIGHER OPERATOR: 2 VISITS/WEEK ON NONCONSECUTIVE DAYS FOR A TOTAL OF 0.2 HOUR/WEEK. THERE SHALL BE NO MORE THAN 5 DAYS BETWEEN THE LAST VISIT IN ONE WEEK AND THE FIRST VISIT IN THE NEXT WEEK. | N | Y | GATOR CREEK GOLF CLUB | 9000 GATOR CREEK DRIVE |  | SARASOTA | FL | 34241 |  | 9419241111 |  | SCOT SALERNO | GATOR CREEK COUNTRY CLUB | 9000 GATOR CREEK BLVD |  | SARASOTA | FL | 34241 |  | 9419241111 |  | INVESTOR | 25 | 20000 | 2 | 2019-03-26 | 2017-03-01 | NC01 | 50
5 | SARASOTA | SWSA | mdrennan@cityofnorthport.com | 6580651 | COMMUNITY | CONVENTIONAL FILTRATION (COAGULATION, FLOCCULATION, SEDIMENTATION, AND FILTRATION); DIRECT FILTRATION, (COAGULATION AND FILTRATION); OR LIME SOFTENING 1.0 MGD UP TO 5.0 MGD. STAFFING BY CLASS C OR HIGHER OPERATOR: 16 HOURS/DAY FOR 7 DAYS/WEEK. THE LEAD/CHIEF OPERATOR MUST BE CLASS B OR HIGHER. | Y | Y | NORTH PORT UTILITIES | 5655 NORTH PORT BLVD |  | NORTH PORT | FL | 34287 |  | 9414261807 |  | MICHAEL DRENNAN | NORTH PORT UTILITIES | 6644 W. PRICE BLVD |  | NORTH PORT | FL | 34291 | 4106 | 9414263766 |  | CITY | 52014 | 5900000 | 24306 | 2018-09-25 | 2019-08-19 | DC02 | 4000
6 | MANATEE | SWD |  | 6581244 | NONCOMMUNITY | CHLORINATION; AERATION FOR REMOVAL OF ANY SECONDARY CONTAMINANT, SULFIDE, OR ANY UNREGULATED CONTAMINANT; CORROSION CONTROL INHIBITOR ADDITION; HYPOCHLORINATION; IRON OR MANGANESE SEQUESTRATION; OR ULTRAVIOLET RADIATION. THE LEAD/CHIEF OPERATOR MUST BE CLASS D OR HIGHER. 50,000 GPD UP TO 0.25 MGD-STAFFING BY CLASS D OR HIGHER OPERATOR: 3 VISITS/WEEK ON NONCONSECUTIVE DAYS FOR A TOTAL OF 0.3 HOUR/WEEK. LESS THAN 50,000 GPD-STAFFING BY A CLASS D OR HIGHER OPERATOR: 2 VISITS/WEEK ON NONCONSECUTIVE DAYS FOR A TOTAL OF 0.2 HOUR/WEEK. THERE SHALL BE NO MORE THAN 5 DAYS BETWEEN THE LAST VISIT IN ONE WEEK AND THE FIRST VISIT IN THE NEXT WEEK. | N | Y | MYAKKA RIVER ST PK-CLAY GULLEY | 13208 STATE RD 72 |  | SARASOTA | FL | 34241 |  | 9413616515 |  |  | STEPHEN GIGUERE | 13208 SR 72 |  | SARASOTA | FL | 34241 |  | 9413616511 |  | DEP (STATE PARK OR STATE REC AREA) | 350 | 4000 | 3 | 2014-05-19 | 2021-11-30 | NC01 | 50
5 | SARASOTA | SWSA |  | 6581245 | NONTRANSIENT NONCOMMUNITY | ACTIVATED CARBON PROCESSES; DIATOMACEOUS EARTH FILTRATION; ION EXCHANGE FOR REMOVAL OF ANY PRIMARY CONTAMINANT; ION AND MANGANESE REMOVAL (OXIDATION, DETENTION, AND FILTRATION); OR SLOW SAND FILTRATION. LEAD/CHIEF OPERATOR MUST BE CLASS C OR HIGHER. 1.0 MGD UP TO 2.0 MGD-STAFFING BY CLASS C OR HIGHER OPERATOR: 6 HOURS/DAY FOR 5 DAYS/WEEK AND ONE VISIT ON EACH WEEKEND DAY. 0.5 MGD UP TO 1.0 MGD-STAFFING BY CLASS C OR HIGHER OPERATOR: 3 HOURS/DAY FOR 5 DAYS/WEEK AND ONE VISIT ON EACH WEEKEND DAY. 0.25 MGD UP TO 0.5 MGD-STAFFING BY CLASS C OR HIGHER OPERATOR: 1 HOUR/DAY FOR 5 DAYS/WEEK AND ONE VISIT ON EACH WEEKEND DAY. LESS THAN 0.25 MGD-STAFFING BY CLASS C OR HIGHER OPERATOR: 5 VISITS/WEEK AND ONE VISIT EACH WEEKEND FOR A TOTAL OF 1.8 HOURS/WEEK. | N | Y | MYAKKA RIVER ST PK | 13207 STATE RD 72 |  | SARASOTA | FL | 34241 |  | 9413616511 |  | STEVE GIGUERE | STEVE GIGUERE | 13207 STATE ROAD 72 |  | SARASOTA | FL | 34241 |  | 9413616515 |  | DEP (STATE PARK OR STATE REC AREA) | 50 | 50000 | 43 | 2019-03-26 | 2021-07-20 | NTNC | 100
5 | SARASOTA | SWSA | jdixon@scgov.net | 6581591 | COMMUNITY | MEMBRANE PROCESSES, INCLUDING ELECTRODIALYSIS, ELECTRODIALYSIS REVERSAL, MICROFILTRATION, ULTRAFILTRATION, NANOFILTRATION, AND REVERSE OSMOSIS 6.5 MGD AND ABOVE. STAFFING BY CLASS C OR HIGHER OPERATOR: 24 HOURS/DAY FOR 7 DAYS/WEEK. THE LEAD/CHIEF OPERATOR MUST BE CLASS A. | Y | Y | SARASOTA CO SPECIAL UTIL DIST | 1001 SARASOTA CENTER BLVD |  | SARASOTA | FL | 34240 |  | 9418610501 |  | JAMES DIXON | SARASOTA COUNTY (CARLTON WTP) | 1001 SARASOTA CENTER BLVD |  | SARASOTA | FL | 34240 |  | 9418610501 |  | COUNTY | 171009 | 44200000 | 79539 | 2017-12-29 | 2019-01-29 | DC01 | 6000
5 | SARASOTA | SWSA | jhardwick@suncommunities.com | 6581741 | COMMUNITY | MEMBRANE PROCESSES, INCLUDING ELECTRODIALYSIS, ELECTRODIALYSIS REVERSAL, MICROFILTRATION, ULTRAFILTRATION, NANOFILTRATION, AND REVERSE OSMOSIS. THE LEAD/CHIEF OPERATOR MUST BE CLASS C OR HIGHER. 0.5 MGD UP TO 1.0 MGD-STAFFING BY CLASS C OR HIGHER OPERATOR: 6 HOURS/DAY FOR 5 DAYS/WEEK AND ONE VISIT ON EACH WEEKEND DAY. 0.1 MGD UP TO 0.5 MGD-STAFFING BY CLASS C OR HIGHER OPERATOR: 3 HOURS/DAY FOR 5 DAYS/WEEK AND ONE VISIT ON EACH WEEKEND DAY. LESS THAN 0.1 MGD-STAFFING BY CLASS C OR HIGHER OPERATOR: 1 HOUR/DAY FOR 5 DAYS/WEEK AND ONE VISIT ON EACH WEEKEND DAY. | N | Y | SUN N FUN RESORT INC | 7125 FRUITVILLE ROAD |  | SARASOTA | FL | 34240 |  | 9413712505 |  | JENNIFER HARDWICK | SUN COMMUNITIES, INC. | 27777 FRANKLIN RD | SUITE 200 | SMITHFIELD | MI | 48034 |  | 9413745156 |  | INVESTOR | 3800 | 195000 | 1519 | 2021-02-05 | 2020-11-09 | DC05 | 500
5 | SARASOTA | SWSA |  | 6581897 | NONCOMMUNITY | CHLORINATION; AERATION FOR REMOVAL OF ANY SECONDARY CONTAMINANT, SULFIDE, OR ANY UNREGULATED CONTAMINANT; CORROSION CONTROL INHIBITOR ADDITION; HYPOCHLORINATION; IRON OR MANGANESE SEQUESTRATION; OR ULTRAVIOLET RADIATION. THE LEAD/CHIEF OPERATOR MUST BE CLASS D OR HIGHER. 50,000 GPD UP TO 0.25 MGD-STAFFING BY CLASS D OR HIGHER OPERATOR: 3 VISITS/WEEK ON NONCONSECUTIVE DAYS FOR A TOTAL OF 0.3 HOUR/WEEK. LESS THAN 50,000 GPD-STAFFING BY A CLASS D OR HIGHER OPERATOR: 2 VISITS/WEEK ON NONCONSECUTIVE DAYS FOR A TOTAL OF 0.2 HOUR/WEEK. THERE SHALL BE NO MORE THAN 5 DAYS BETWEEN THE LAST VISIT IN ONE WEEK AND THE FIRST VISIT IN THE NEXT WEEK. | N | Y | CAMP VENICE RETREAT | 4085 E. VENICE AVENUE |  | VENICE | FL | 34292 |  | 9414880850 |  | ROBERT KURENS | CAMP VENICE RETREAT LLC | 4085 E. VENICE AVENUE |  | VENICE | FL | 34292 |  | 9414880850 |  | INVESTOR | 225 | 28800 | 112 | 2018-10-17 | 2017-12-06 | NC01 | 50
5 | SARASOTA | SWSA |  | 6581900 | COMMUNITY | MEMBRANE PROCESSES, INCLUDING ELECTRODIALYSIS, ELECTRODIALYSIS REVERSAL, MICROFILTRATION, ULTRAFILTRATION, NANOFILTRATION, AND REVERSE OSMOSIS. THE LEAD/CHIEF OPERATOR MUST BE CLASS C OR HIGHER. 0.5 MGD UP TO 1.0 MGD-STAFFING BY CLASS C OR HIGHER OPERATOR: 6 HOURS/DAY FOR 5 DAYS/WEEK AND ONE VISIT ON EACH WEEKEND DAY. 0.1 MGD UP TO 0.5 MGD-STAFFING BY CLASS C OR HIGHER OPERATOR: 3 HOURS/DAY FOR 5 DAYS/WEEK AND ONE VISIT ON EACH WEEKEND DAY. LESS THAN 0.1 MGD-STAFFING BY CLASS C OR HIGHER OPERATOR: 1 HOUR/DAY FOR 5 DAYS/WEEK AND ONE VISIT ON EACH WEEKEND DAY. | N | Y | VENICE RANCH MOBILE HOME ESTATES | 2496 SYLVIA LANE |  | VENICE | FL | 34292 |  | 9414885672 |  | STEVE ELLIS | FRED ELLIS | 2496 SYLVIA LANE |  | VENICE | FL | 34292 |  | 9414840089 |  | INVESTOR | 295 | 35000 | 203 | 2018-01-31 | 2017-07-31 | DC06 | 100
5 | SARASOTA | SWSA |  | 6581901 | COMMUNITY | MEMBRANE PROCESSES, INCLUDING ELECTRODIALYSIS, ELECTRODIALYSIS REVERSAL, MICROFILTRATION, ULTRAFILTRATION, NANOFILTRATION, AND REVERSE OSMOSIS 1.0 MGD UP TO 6.5 MGD. STAFFING BY CLASS C OR HIGHER OPERATOR: 16 HOURS/DAY FOR 7 DAYS/WEEK. THE LEAD/CHIEF OPERATOR MUST BE CLASS B OR HIGHER. | N | Y | VENICE WATER DEPT CITY OF | 200 N WARFIELD AVENUE |  | VENICE | FL | 34292 |  | 9414862770 |  | WILLIAM ANDERSON | CITY OF VENICE | 401 W VENICE AVE |  | VENICE | FL | 34285 |  | 9414803333 |  | MUNICIPALITY | 31358 | 4490000 | 12543 | 2017-06-02 | 2020-12-07 | DC03 | 2000
5 | SARASOTA | SWSA |  | 6581920 | NONCOMMUNITY | CHLORINATION; AERATION FOR REMOVAL OF ANY SECONDARY CONTAMINANT, SULFIDE, OR ANY UNREGULATED CONTAMINANT; CORROSION CONTROL INHIBITOR ADDITION; HYPOCHLORINATION; IRON OR MANGANESE SEQUESTRATION; OR ULTRAVIOLET RADIATION. THE LEAD/CHIEF OPERATOR MUST BE CLASS D OR HIGHER. 50,000 GPD UP TO 0.25 MGD-STAFFING BY CLASS D OR HIGHER OPERATOR: 3 VISITS/WEEK ON NONCONSECUTIVE DAYS FOR A TOTAL OF 0.3 HOUR/WEEK. LESS THAN 50,000 GPD-STAFFING BY A CLASS D OR HIGHER OPERATOR: 2 VISITS/WEEK ON NONCONSECUTIVE DAYS FOR A TOTAL OF 0.2 HOUR/WEEK. THERE SHALL BE NO MORE THAN 5 DAYS BETWEEN THE LAST VISIT IN ONE WEEK AND THE FIRST VISIT IN THE NEXT WEEK. | N | Y | WMS RESORT DAY SPA LLC | 12200 SAN SERVANDO |  | WARM MINERAL SPRINGS | FL | 34287 |  | 9414261692 |  | GENE VACCARO | SARASOTA COUNTY GOVERNMENT/CITY OF NORTH PORT | 1001 SARASOTA CENTER BLVD |  | SARASOTA | FL | 34240 |  |  |  | INVESTOR | 400 | 12000 | 1 | 2018-11-20 | 2017-11-20 | NC01 | 50
5 | SARASOTA | SWSA |  | 6581987 | COMMUNITY | MEMBRANE PROCESSES, INCLUDING ELECTRODIALYSIS, ELECTRODIALYSIS REVERSAL, MICROFILTRATION, ULTRAFILTRATION, NANOFILTRATION, AND REVERSE OSMOSIS. THE LEAD/CHIEF OPERATOR MUST BE CLASS C OR HIGHER. 0.5 MGD UP TO 1.0 MGD-STAFFING BY CLASS C OR HIGHER OPERATOR: 6 HOURS/DAY FOR 5 DAYS/WEEK AND ONE VISIT ON EACH WEEKEND DAY. 0.1 MGD UP TO 0.5 MGD-STAFFING BY CLASS C OR HIGHER OPERATOR: 3 HOURS/DAY FOR 5 DAYS/WEEK AND ONE VISIT ON EACH WEEKEND DAY. LESS THAN 0.1 MGD-STAFFING BY CLASS C OR HIGHER OPERATOR: 1 HOUR/DAY FOR 5 DAYS/WEEK AND ONE VISIT ON EACH WEEKEND DAY. | N | Y | WINDWARD ISLE MHP WATER SYSTEM | 1 CATAMARAN DRIVE |  | SARASOTA | FL | 34233 |  | 9419223090 |  | DALE ASCHLIMAN | WINDWARD ISLES ASSOCIATION | 1 CATAMARAN DR |  | SARASOTA | FL | 34233 |  | 9419213090 |  | INVESTOR | 305 | 50000 | 263 | 2018-10-24 | 2021-05-18 | DC051 | 100
5 | SARASOTA | SWSA | susanbrown@mgmt.tv | 6582294 | COMMUNITY | MEMBRANE PROCESSES, INCLUDING ELECTRODIALYSIS, ELECTRODIALYSIS REVERSAL, MICROFILTRATION, ULTRAFILTRATION, NANOFILTRATION, AND REVERSE OSMOSIS. THE LEAD/CHIEF OPERATOR MUST BE CLASS C OR HIGHER. 0.5 MGD UP TO 1.0 MGD-STAFFING BY CLASS C OR HIGHER OPERATOR: 6 HOURS/DAY FOR 5 DAYS/WEEK AND ONE VISIT ON EACH WEEKEND DAY. 0.1 MGD UP TO 0.5 MGD-STAFFING BY CLASS C OR HIGHER OPERATOR: 3 HOURS/DAY FOR 5 DAYS/WEEK AND ONE VISIT ON EACH WEEKEND DAY. LESS THAN 0.1 MGD-STAFFING BY CLASS C OR HIGHER OPERATOR: 1 HOUR/DAY FOR 5 DAYS/WEEK AND ONE VISIT ON EACH WEEKEND DAY. | N | Y | LAKE TIPPECANOE | 4636 TIPPECANOE TRAIL |  | SARASOTA | FL | 34233 |  | 9419215393 |  | SUSAN BROWN | TIPPECANOE OWNERS ASSOCIATION / GREG WINN | 4636 TIPPECANOE TRAIL |  | SARASOTA | FL | 34233 |  | 2485951559 |  | INVESTOR | 290 | 75000 | 254 | 2019-05-14 | 2020-08-24 | DC051 | 100
5 | SARASOTA | SWSA |  | 6582449 | NONCOMMUNITY | CHLORINATION; AERATION FOR REMOVAL OF ANY SECONDARY CONTAMINANT, SULFIDE, OR ANY UNREGULATED CONTAMINANT; CORROSION CONTROL INHIBITOR ADDITION; HYPOCHLORINATION; IRON OR MANGANESE SEQUESTRATION; OR ULTRAVIOLET RADIATION. THE LEAD/CHIEF OPERATOR MUST BE CLASS D OR HIGHER. 50,000 GPD UP TO 0.25 MGD-STAFFING BY CLASS D OR HIGHER OPERATOR: 3 VISITS/WEEK ON NONCONSECUTIVE DAYS FOR A TOTAL OF 0.3 HOUR/WEEK. LESS THAN 50,000 GPD-STAFFING BY A CLASS D OR HIGHER OPERATOR: 2 VISITS/WEEK ON NONCONSECUTIVE DAYS FOR A TOTAL OF 0.2 HOUR/WEEK. THERE SHALL BE NO MORE THAN 5 DAYS BETWEEN THE LAST VISIT IN ONE WEEK AND THE FIRST VISIT IN THE NEXT WEEK. | N | Y | SHAMROCK PARK & NATURE CENTER | 3900 SHAMROCK DRIVE |  | VENICE | FL | 34293 |  | 9414862706 |  | BILL MARTIN/ED WOLFENBERGER | SARASOTA CO PARKS & REC DEPT. | 6700 CLARK ROAD |  | SARASOTA | FL | 34241 |  | 9419515572 |  | AUTHORITY/COMMISSION/DISTRICT | 384 | 8000 | 1 | 2018-02-21 | 2016-11-08 | NC01 | 50
5 | SARASOTA | SWSA |  | 6582544 | COMMUNITY | MEMBRANE PROCESSES, INCLUDING ELECTRODIALYSIS, ELECTRODIALYSIS REVERSAL, MICROFILTRATION, ULTRAFILTRATION, NANOFILTRATION, AND REVERSE OSMOSIS. THE LEAD/CHIEF OPERATOR MUST BE CLASS C OR HIGHER. 0.5 MGD UP TO 1.0 MGD-STAFFING BY CLASS C OR HIGHER OPERATOR: 6 HOURS/DAY FOR 5 DAYS/WEEK AND ONE VISIT ON EACH WEEKEND DAY. 0.1 MGD UP TO 0.5 MGD-STAFFING BY CLASS C OR HIGHER OPERATOR: 3 HOURS/DAY FOR 5 DAYS/WEEK AND ONE VISIT ON EACH WEEKEND DAY. LESS THAN 0.1 MGD-STAFFING BY CLASS C OR HIGHER OPERATOR: 1 HOUR/DAY FOR 5 DAYS/WEEK AND ONE VISIT ON EACH WEEKEND DAY. | N | Y | KINGS GATE CLUB | 290-B AVE. OF KINGS |  | NOKOMIS | FL | 34275 |  | 9414846119 |  | MICHELE RACHAL | KINGS GATE CLUB INC. | 290-B AVE. OF KINGS |  | NOKOMIS | FL | 34275 |  | 9414846119 |  | INVESTOR | 838 | 82800 | 335 | 2019-04-05 | 2020-10-19 | DC051 | 100
5 | SARASOTA | SWSA |  | 6582866 | COMMUNITY | AERATION FOR REMOVAL OF ANY PRIMARY CONTAMINANT; ALKALINITY/PH ADJUSTMENT; CHLORAMIN ATION; CHLORINE DIOXIDE FOR OXIDATION OR DISINFECTION; FLUORIDATION; ION EXCHANGE FOR REMOVAL OF ANY SECONDARY CONTAMINANT, SULFIDE, OR ANY UNREGULATED CONTAMINANT; OR OZONATION LESS THAN 0.1 MGD. STAFFING BY A CLASS D OR HIGHER OPERATOR: 3 VISITS/WEEK ON NONCONSECUTIVE DAYS FOR A TOTAL OF 0.6 HOUR/WEEK. THE LEAD/CHIEF OPERATOR MUST BE CLASS D OR HIGHER. | N | Y | LAUREL MHP | 1390 SETTLERS DRIVE |  | NOKOMIS | FL | 34275 |  | 9414885408 |  | SCOTT ROGERS | ROBERT R. ROGERS | 4892 WOOD POINTE WAY |  | SARASOTA | FL | 34233 |  | 9419248434 |  | INVESTOR | 22 | 3950 | 17 | 2021-06-09 | 2020-12-07 | DC06 | 100
5 | SARASOTA | SWSA |  | 6582927 | NONCOMMUNITY | AERATION FOR REMOVAL OF ANY PRIMARY CONTAMINANT; ALKALINITY/PH ADJUSTMENT; CHLORAMIN ATION; CHLORINE DIOXIDE FOR OXIDATION OR DISINFECTION; FLUORIDATION; ION EXCHANGE FOR REMOVAL OF ANY SECONDARY CONTAMINANT, SULFIDE, OR ANY UNREGULATED CONTAMINANT; OR OZONATION LESS THAN 0.1 MGD. STAFFING BY A CLASS D OR HIGHER OPERATOR: 3 VISITS/WEEK ON NONCONSECUTIVE DAYS FOR A TOTAL OF 0.6 HOUR/WEEK. THE LEAD/CHIEF OPERATOR MUST BE CLASS D OR HIGHER. | N | Y | MEADOWS TRAILER PARK | 9071 SO TAMIAMI TRAIL |  | VENICE | FL | 34293 |  | 6145821373 |  | BILL & JAMIE REINBOLT | JIM AND JANE PRIBE | 9071 SO TAMIAMI TRAIL |  | VENICE | FL | 34293 |  | 6145821373 |  | INVESTOR | 25 | 17280 | 82 | 2017-12-22 | 2021-05-11 | NC01 | 50
5 | SARASOTA | SWSA | PROSTO002@GMAIL.COM | 6582940 | NONCOMMUNITY | CHLORINATION; AERATION FOR REMOVAL OF ANY SECONDARY CONTAMINANT, SULFIDE, OR ANY UNREGULATED CONTAMINANT; CORROSION CONTROL INHIBITOR ADDITION; HYPOCHLORINATION; IRON OR MANGANESE SEQUESTRATION; OR ULTRAVIOLET RADIATION. THE LEAD/CHIEF OPERATOR MUST BE CLASS D OR HIGHER. 50,000 GPD UP TO 0.25 MGD-STAFFING BY CLASS D OR HIGHER OPERATOR: 3 VISITS/WEEK ON NONCONSECUTIVE DAYS FOR A TOTAL OF 0.3 HOUR/WEEK. LESS THAN 50,000 GPD-STAFFING BY A CLASS D OR HIGHER OPERATOR: 2 VISITS/WEEK ON NONCONSECUTIVE DAYS FOR A TOTAL OF 0.2 HOUR/WEEK. THERE SHALL BE NO MORE THAN 5 DAYS BETWEEN THE LAST VISIT IN ONE WEEK AND THE FIRST VISIT IN THE NEXT WEEK. | N | Y | KENMAR APTS. | 401 E COLONIA LANE |  | NOKOMIS | FL | 34275 |  |  |  | YURI PRONIN | YURI PRONIN | PO BOX 7878 |  | GREENWICH | CT | 6836 |  | 5303776646 |  | INVESTOR | 25 | 4000 | 12 | 2019-02-25 | 2019-11-22 | NC01 | 50
5 | SARASOTA | SWSA | gsterling@covecommunities.com | 6584439 | COMMUNITY | MEMBRANE PROCESSES, INCLUDING ELECTRODIALYSIS, ELECTRODIALYSIS REVERSAL, MICROFILTRATION, ULTRAFILTRATION, NANOFILTRATION, AND REVERSE OSMOSIS. THE LEAD/CHIEF OPERATOR MUST BE CLASS C OR HIGHER. 0.5 MGD UP TO 1.0 MGD-STAFFING BY CLASS C OR HIGHER OPERATOR: 6 HOURS/DAY FOR 5 DAYS/WEEK AND ONE VISIT ON EACH WEEKEND DAY. 0.1 MGD UP TO 0.5 MGD-STAFFING BY CLASS C OR HIGHER OPERATOR: 3 HOURS/DAY FOR 5 DAYS/WEEK AND ONE VISIT ON EACH WEEKEND DAY. LESS THAN 0.1 MGD-STAFFING BY CLASS C OR HIGHER OPERATOR: 1 HOUR/DAY FOR 5 DAYS/WEEK AND ONE VISIT ON EACH WEEKEND DAY. | N | Y | CAMELOT LAKES | 5580 AXMINSTER DRIVE |  | SARASOTA | FL | 34241 |  | 9419232300 |  | CAMELOT COMMUNITIES MHP J.V. | [9 empty] | INVESTOR | 1700 | 200000 | 988 | 2018-10-24 | 2017-12-08 | DC05 | 500
5 | SARASOTA | SWSA |  | 6584494 | NONCOMMUNITY | AERATION FOR REMOVAL OF ANY PRIMARY CONTAMINANT; ALKALINITY/PH ADJUSTMENT; CHLORAMIN ATION; CHLORINE DIOXIDE FOR OXIDATION OR DISINFECTION; FLUORIDATION; ION EXCHANGE FOR REMOVAL OF ANY SECONDARY CONTAMINANT, SULFIDE, OR ANY UNREGULATED CONTAMINANT; OR OZONATION LESS THAN 0.1 MGD. STAFFING BY A CLASS D OR HIGHER OPERATOR: 3 VISITS/WEEK ON NONCONSECUTIVE DAYS FOR A TOTAL OF 0.6 HOUR/WEEK. THE LEAD/CHIEF OPERATOR MUST BE CLASS D OR HIGHER. | N | Y | MYAKKA PINES GOLF CLUB RESTAURANT | 2550 S. RIVER ROAD |  | ENGLEWOOD | FL | 34223 |  | 9414741753 |  |  | MYAKKA PINES GOLF CLUB A/P | P O BOX 126 |  | ENGLEWOOD | FL | 34223 |  | 9414741753 |  | OTHER | 25 | 7200 | 1 | 2018-01-12 | 2017-11-27 | NC01 | 50
5 | SARASOTA | SWSA |  | 6584720 | NONCOMMUNITY | CHLORINATION; AERATION FOR REMOVAL OF ANY SECONDARY CONTAMINANT, SULFIDE, OR ANY UNREGULATED CONTAMINANT; CORROSION CONTROL INHIBITOR ADDITION; HYPOCHLORINATION; IRON OR MANGANESE SEQUESTRATION; OR ULTRAVIOLET RADIATION. THE LEAD/CHIEF OPERATOR MUST BE CLASS D OR HIGHER. 50,000 GPD UP TO 0.25 MGD-STAFFING BY CLASS D OR HIGHER OPERATOR: 3 VISITS/WEEK ON NONCONSECUTIVE DAYS FOR A TOTAL OF 0.3 HOUR/WEEK. LESS THAN 50,000 GPD-STAFFING BY A CLASS D OR HIGHER OPERATOR: 2 VISITS/WEEK ON NONCONSECUTIVE DAYS FOR A TOTAL OF 0.2 HOUR/WEEK. THERE SHALL BE NO MORE THAN 5 DAYS BETWEEN THE LAST VISIT IN ONE WEEK AND THE FIRST VISIT IN THE NEXT WEEK. | N | Y | AAA AUTO CLUB SOUTH | 2100 S TAMIAMI TRAIL |  | VENICE | FL | 34293 |  | 9414932100 |  | KENDALL CLOTFELTER | AAA AUTO CLUB SOUTH | 2100 S TAMIAMI TRAIL |  | VENICE | FL | 34293 |  | 9414932100 |  | INVESTOR | 25 | 3000 | 1 | 2018-11-06 | 2021-10-05 | NC01 | 50
5 | SARASOTA | SWSA |  | 6584788 | NONCOMMUNITY | CHLORINATION; AERATION FOR REMOVAL OF ANY SECONDARY CONTAMINANT, SULFIDE, OR ANY UNREGULATED CONTAMINANT; CORROSION CONTROL INHIBITOR ADDITION; HYPOCHLORINATION; IRON OR MANGANESE SEQUESTRATION; OR ULTRAVIOLET RADIATION. THE LEAD/CHIEF OPERATOR MUST BE CLASS D OR HIGHER. 50,000 GPD UP TO 0.25 MGD-STAFFING BY CLASS D OR HIGHER OPERATOR: 3 VISITS/WEEK ON NONCONSECUTIVE DAYS FOR A TOTAL OF 0.3 HOUR/WEEK. LESS THAN 50,000 GPD-STAFFING BY A CLASS D OR HIGHER OPERATOR: 2 VISITS/WEEK ON NONCONSECUTIVE DAYS FOR A TOTAL OF 0.2 HOUR/WEEK. THERE SHALL BE NO MORE THAN 5 DAYS BETWEEN THE LAST VISIT IN ONE WEEK AND THE FIRST VISIT IN THE NEXT WEEK. | N | Y | COURT HOUSE PLAZA | 3944 S TAMIAMI TR |  | VENICE | FL | 34293 |  | 9414231309 |  | KEVIN COOK | CHRISTL KNAPP | 2050 PROCTOR RD | UNIT C | SARASOTA | FL | 34231 |  | 9419211609 |  | INVESTOR | 25 | 7200 | 6 | 2017-10-17 | 2021-12-09 | NC01 | 50
5 | SARASOTA | SWSA | dougolson@email.com | 6584793 | NONCOMMUNITY | CHLORINATION; AERATION FOR REMOVAL OF ANY SECONDARY CONTAMINANT, SULFIDE, OR ANY UNREGULATED CONTAMINANT; CORROSION CONTROL INHIBITOR ADDITION; HYPOCHLORINATION; IRON OR MANGANESE SEQUESTRATION; OR ULTRAVIOLET RADIATION. THE LEAD/CHIEF OPERATOR MUST BE CLASS D OR HIGHER. 50,000 GPD UP TO 0.25 MGD-STAFFING BY CLASS D OR HIGHER OPERATOR: 3 VISITS/WEEK ON NONCONSECUTIVE DAYS FOR A TOTAL OF 0.3 HOUR/WEEK. LESS THAN 50,000 GPD-STAFFING BY A CLASS D OR HIGHER OPERATOR: 2 VISITS/WEEK ON NONCONSECUTIVE DAYS FOR A TOTAL OF 0.2 HOUR/WEEK. THERE SHALL BE NO MORE THAN 5 DAYS BETWEEN THE LAST VISIT IN ONE WEEK AND THE FIRST VISIT IN THE NEXT WEEK. | N | Y | HOLIDAY CENTER | 2357 S TAMIAMI TRAIL |  | VENICE | FL | 34293 |  | 9419512241 |  | DOUG OLSON | DOUG OLSON | 554 GOLDEN GATE POINT | APT 5 | SARASOTA | FL | 34236 |  | 9419150298 |  | INVESTOR | 25 | 10800 | 10 | 2017-11-13 | 2020-02-13 | NC01 | 50
5 | SARASOTA | SWSA |  | 6584813 | NONCOMMUNITY | CHLORINATION; AERATION FOR REMOVAL OF ANY SECONDARY CONTAMINANT, SULFIDE, OR ANY UNREGULATED CONTAMINANT; CORROSION CONTROL INHIBITOR ADDITION; HYPOCHLORINATION; IRON OR MANGANESE SEQUESTRATION; OR ULTRAVIOLET RADIATION. THE LEAD/CHIEF OPERATOR MUST BE CLASS D OR HIGHER. 50,000 GPD UP TO 0.25 MGD-STAFFING BY CLASS D OR HIGHER OPERATOR: 3 VISITS/WEEK ON NONCONSECUTIVE DAYS FOR A TOTAL OF 0.3 HOUR/WEEK. LESS THAN 50,000 GPD-STAFFING BY A CLASS D OR HIGHER OPERATOR: 2 VISITS/WEEK ON NONCONSECUTIVE DAYS FOR A TOTAL OF 0.2 HOUR/WEEK. THERE SHALL BE NO MORE THAN 5 DAYS BETWEEN THE LAST VISIT IN ONE WEEK AND THE FIRST VISIT IN THE NEXT WEEK. | N | Y | STOP & SHOP CONVENIENCE STORE | 2294 S TAMIAMI TRAIL |  | VENICE | FL | 34293 |  | 9414088788 |  | MIKE ALMAKAHAL | ZACK SWEITI | 2294 SOUTH TAMIAMI TRAIL |  | VENICE | FL | 34293 |  | 9414088788 |  | INVESTOR | 150 | 2500 | 4 | 2017-12-19 | 2018-09-24 | NC01 | 50
5 | SARASOTA | SWSA | tanyaryskind@montessori.org | 6584816 | NONTRANSIENT NONCOMMUNITY | ACTIVATED CARBON PROCESSES; DIATOMACEOUS EARTH FILTRATION; ION EXCHANGE FOR REMOVAL OF ANY PRIMARY CONTAMINANT; ION AND MANGANESE REMOVAL (OXIDATION, DETENTION, AND FILTRATION); OR SLOW SAND FILTRATION. LEAD/CHIEF OPERATOR MUST BE CLASS C OR HIGHER. 1.0 MGD UP TO 2.0 MGD-STAFFING BY CLASS C OR HIGHER OPERATOR: 6 HOURS/DAY FOR 5 DAYS/WEEK AND ONE VISIT ON EACH WEEKEND DAY. 0.5 MGD UP TO 1.0 MGD-STAFFING BY CLASS C OR HIGHER OPERATOR: 3 HOURS/DAY FOR 5 DAYS/WEEK AND ONE VISIT ON EACH WEEKEND DAY. 0.25 MGD UP TO 0.5 MGD-STAFFING BY CLASS C OR HIGHER OPERATOR: 1 HOUR/DAY FOR 5 DAYS/WEEK AND ONE VISIT ON EACH WEEKEND DAY. LESS THAN 0.25 MGD-STAFFING BY CLASS C OR HIGHER OPERATOR: 5 VISITS/WEEK AND ONE VISIT EACH WEEKEND FOR A TOTAL OF 1.8 HOURS/WEEK. | N | Y | NEW GATE SCHOOL | 5237 ASHTON RD |  | SARASOTA | FL | 34233 |  | 9419224949 |  | TANYA RYSKIND | NEW GATE SCHOOL INC | 5237 ASHTON RD |  | SARASOTA | FL | 34233 |  | 9419224949 |  | INVESTOR | 160 | 5000 | 4 | 2019-05-14 | 2021-06-15 | NTNC | 100
5 | SARASOTA | SWSA |  | 6584824 | NONCOMMUNITY | CHLORINATION; AERATION FOR REMOVAL OF ANY SECONDARY CONTAMINANT, SULFIDE, OR ANY UNREGULATED CONTAMINANT; CORROSION CONTROL INHIBITOR ADDITION; HYPOCHLORINATION; IRON OR MANGANESE SEQUESTRATION; OR ULTRAVIOLET RADIATION. THE LEAD/CHIEF OPERATOR MUST BE CLASS D OR HIGHER. 50,000 GPD UP TO 0.25 MGD-STAFFING BY CLASS D OR HIGHER OPERATOR: 3 VISITS/WEEK ON NONCONSECUTIVE DAYS FOR A TOTAL OF 0.3 HOUR/WEEK. LESS THAN 50,000 GPD-STAFFING BY A CLASS D OR HIGHER OPERATOR: 2 VISITS/WEEK ON NONCONSECUTIVE DAYS FOR A TOTAL OF 0.2 HOUR/WEEK. THERE SHALL BE NO MORE THAN 5 DAYS BETWEEN THE LAST VISIT IN ONE WEEK AND THE FIRST VISIT IN THE NEXT WEEK. | N | Y | KNIGHTS TRAIL PARK | 3333 RUSTIC RD. |  | NOKOMIS | FL | 34275 |  | 9419515572 |  | BILL MARTIN | COUNTY PARKS AND RECREATION | 6700 CLARK ROAD |  | SARASOTA | FL | 34241 |  | 9419515572 |  | COUNTY | 25 | 2000 | 5 | 2018-01-22 | 2020-12-08 | NC01 | 50
5 | SARASOTA | SWSA | ADMIN@CHSOSPREY.COM | 6584841 | NONCOMMUNITY | CHLORINATION; AERATION FOR REMOVAL OF ANY SECONDARY CONTAMINANT, SULFIDE, OR ANY UNREGULATED CONTAMINANT; CORROSION CONTROL INHIBITOR ADDITION; HYPOCHLORINATION; IRON OR MANGANESE SEQUESTRATION; OR ULTRAVIOLET RADIATION. THE LEAD/CHIEF OPERATOR MUST BE CLASS D OR HIGHER. 50,000 GPD UP TO 0.25 MGD-STAFFING BY CLASS D OR HIGHER OPERATOR: 3 VISITS/WEEK ON NONCONSECUTIVE DAYS FOR A TOTAL OF 0.3 HOUR/WEEK. LESS THAN 50,000 GPD-STAFFING BY A CLASS D OR HIGHER OPERATOR: 2 VISITS/WEEK ON NONCONSECUTIVE DAYS FOR A TOTAL OF 0.2 HOUR/WEEK. THERE SHALL BE NO MORE THAN 5 DAYS BETWEEN THE LAST VISIT IN ONE WEEK AND THE FIRST VISIT IN THE NEXT WEEK. | N | Y | CHURCH OF THE HOLY SPIRIT | 129 S. TAMIAMI TRAIL |  | OSPREY | FL | 34229 |  | 9419661924 |  |  | CHURCH OF THE HOLY SPIRIT | 129 S. TAMIAMI TRAIL |  | OSPREY | FL | 34229 |  | 9419661924 |  | OTHER | 25 | 4000 | 1 | 2019-02-21 | 2017-06-21 | NC01 | 50
5 | SARASOTA | SWSA | gpd71470@aol.com | 6584844 | NONCOMMUNITY | CHLORINATION; AERATION FOR REMOVAL OF ANY SECONDARY CONTAMINANT, SULFIDE, OR ANY UNREGULATED CONTAMINANT; CORROSION CONTROL INHIBITOR ADDITION; HYPOCHLORINATION; IRON OR MANGANESE SEQUESTRATION; OR ULTRAVIOLET RADIATION. THE LEAD/CHIEF OPERATOR MUST BE CLASS D OR HIGHER. 50,000 GPD UP TO 0.25 MGD-STAFFING BY CLASS D OR HIGHER OPERATOR: 3 VISITS/WEEK ON NONCONSECUTIVE DAYS FOR A TOTAL OF 0.3 HOUR/WEEK. LESS THAN 50,000 GPD-STAFFING BY A CLASS D OR HIGHER OPERATOR: 2 VISITS/WEEK ON NONCONSECUTIVE DAYS FOR A TOTAL OF 0.2 HOUR/WEEK. THERE SHALL BE NO MORE THAN 5 DAYS BETWEEN THE LAST VISIT IN ONE WEEK AND THE FIRST VISIT IN THE NEXT WEEK. | N | Y | DOUGLAS AUTO SALES | 2372 S. TAMIAMI TRAIL |  | VENICE | FL | 34293 |  | 9414971986 |  | GREG DOUGLAS | GREG DOUGLAS | 2382 S. TAMIAMI TRAIL |  | VENICE | FL | 34293 |  | 9414848300 |  | INVESTOR | 25 | 9600 | 2 | 2018-11-06 | 2020-03-09 | NC01 | 50
5 | SARASOTA | SWSA |  | 6584856 | NONCOMMUNITY | CHLORINATION; AERATION FOR REMOVAL OF ANY SECONDARY CONTAMINANT, SULFIDE, OR ANY UNREGULATED CONTAMINANT; CORROSION CONTROL INHIBITOR ADDITION; HYPOCHLORINATION; IRON OR MANGANESE SEQUESTRATION; OR ULTRAVIOLET RADIATION. THE LEAD/CHIEF OPERATOR MUST BE CLASS D OR HIGHER. 50,000 GPD UP TO 0.25 MGD-STAFFING BY CLASS D OR HIGHER OPERATOR: 3 VISITS/WEEK ON NONCONSECUTIVE DAYS FOR A TOTAL OF 0.3 HOUR/WEEK. LESS THAN 50,000 GPD-STAFFING BY A CLASS D OR HIGHER OPERATOR: 2 VISITS/WEEK ON NONCONSECUTIVE DAYS FOR A TOTAL OF 0.2 HOUR/WEEK. THERE SHALL BE NO MORE THAN 5 DAYS BETWEEN THE LAST VISIT IN ONE WEEK AND THE FIRST VISIT IN THE NEXT WEEK. | N | Y | OSPREY VILLAGE SHOPPING CENTER | 145 N. TAMIAMI TRAIL |  | OSPREY | FL | 34229 | 2752 | 9413495042 |  | OSPREY REAL ESTATE LLC | OSPREY REAL ESTATE LLC | 149 N TAMIAMI TRL |  | OSPREY | FL | 34225 |  | 9419663737 |  | INVESTOR | 50 | 3000 | 9 | 2019-02-21 | 2017-04-28 | NC01 | 50
5 | SARASOTA | SWSA |  | 6584878 | NONCOMMUNITY | AERATION FOR REMOVAL OF ANY PRIMARY CONTAMINANT; ALKALINITY/PH ADJUSTMENT; CHLORAMIN ATION; CHLORINE DIOXIDE FOR OXIDATION OR DISINFECTION; FLUORIDATION; ION EXCHANGE FOR REMOVAL OF ANY SECONDARY CONTAMINANT, SULFIDE, OR ANY UNREGULATED CONTAMINANT; OR OZONATION LESS THAN 0.1 MGD. STAFFING BY A CLASS D OR HIGHER OPERATOR: 3 VISITS/WEEK ON NONCONSECUTIVE DAYS FOR A TOTAL OF 0.6 HOUR/WEEK. THE LEAD/CHIEF OPERATOR MUST BE CLASS D OR HIGHER. | N | Y | ECOWATER | 51 S. VENICE BLVD |  | VENICE | FL | 34293 |  | 9414934743 |  | KENNY GIBSON | KENNY GIBSON | 51 S. VENICE BLVD |  | VENICE | FL | 34293 |  | 9414932224 |  | INVESTOR | 35 | 7200 | 1 | 2018-01-30 | 2021-12-09 | NC01 | 50
5 | SARASOTA | SWSA |  | 6584893 | NONCOMMUNITY | CHLORINATION; AERATION FOR REMOVAL OF ANY SECONDARY CONTAMINANT, SULFIDE, OR ANY UNREGULATED CONTAMINANT; CORROSION CONTROL INHIBITOR ADDITION; HYPOCHLORINATION; IRON OR MANGANESE SEQUESTRATION; OR ULTRAVIOLET RADIATION. THE LEAD/CHIEF OPERATOR MUST BE CLASS D OR HIGHER. 50,000 GPD UP TO 0.25 MGD-STAFFING BY CLASS D OR HIGHER OPERATOR: 3 VISITS/WEEK ON NONCONSECUTIVE DAYS FOR A TOTAL OF 0.3 HOUR/WEEK. LESS THAN 50,000 GPD-STAFFING BY A CLASS D OR HIGHER OPERATOR: 2 VISITS/WEEK ON NONCONSECUTIVE DAYS FOR A TOTAL OF 0.2 HOUR/WEEK. THERE SHALL BE NO MORE THAN 5 DAYS BETWEEN THE LAST VISIT IN ONE WEEK AND THE FIRST VISIT IN THE NEXT WEEK. | N | Y | WALLY'S POUR HOUSE | 1730 SOUTH TAMIAMI TRAIL |  | VENICE | FL | 34293 |  | 9414930142 |  | BRIAN & RACHELLE BUHLE | BRIAN & RACHELLE BUHLE | 241 SOUTH VENICE BLVD |  | VENICE | FL | 34293 |  | 3177532003 |  | OTHER | 25 | 2500 | 1 | 2017-10-23 | 2016-09-26 | NC01 | 50
5 | SARASOTA | SWSA |  | 6584907 | NONCOMMUNITY | CHLORINATION; AERATION FOR REMOVAL OF ANY SECONDARY CONTAMINANT, SULFIDE, OR ANY UNREGULATED CONTAMINANT; CORROSION CONTROL INHIBITOR ADDITION; HYPOCHLORINATION; IRON OR MANGANESE SEQUESTRATION; OR ULTRAVIOLET RADIATION. THE LEAD/CHIEF OPERATOR MUST BE CLASS D OR HIGHER. 50,000 GPD UP TO 0.25 MGD-STAFFING BY CLASS D OR HIGHER OPERATOR: 3 VISITS/WEEK ON NONCONSECUTIVE DAYS FOR A TOTAL OF 0.3 HOUR/WEEK. LESS THAN 50,000 GPD-STAFFING BY A CLASS D OR HIGHER OPERATOR: 2 VISITS/WEEK ON NONCONSECUTIVE DAYS FOR A TOTAL OF 0.2 HOUR/WEEK. THERE SHALL BE NO MORE THAN 5 DAYS BETWEEN THE LAST VISIT IN ONE WEEK AND THE FIRST VISIT IN THE NEXT WEEK. | N | Y | WARM MINERAL SPRINGS MOTEL | 12597 SOUTH TAMIAMI TRAIL |  | WARM MINERAL SPRINGS | FL | 34287 |  | 9414264029 |  |  | MANISH PATEL | 12597 SOUTH TAMIAMI TRAIL |  | WARM MINERAL SPRINGS | FL | 34287 |  | 9414264029 |  | OTHER | 25 | 31120 | 1 | 2018-12-03 | 2021-04-02 | NC01 | 50
5 | SARASOTA | SWSA |  | 6584916 | NONTRANSIENT NONCOMMUNITY | AERATION FOR REMOVAL OF ANY PRIMARY CONTAMINANT; ALKALINITY/PH ADJUSTMENT; CHLORAMIN ATION; CHLORINE DIOXIDE FOR OXIDATION OR DISINFECTION; FLUORIDATION; ION EXCHANGE FOR REMOVAL OF ANY SECONDARY CONTAMINANT, SULFIDE, OR ANY UNREGULATED CONTAMINANT; OR OZONATION LESS THAN 0.1 MGD. STAFFING BY A CLASS D OR HIGHER OPERATOR: 3 VISITS/WEEK ON NONCONSECUTIVE DAYS FOR A TOTAL OF 0.6 HOUR/WEEK. THE LEAD/CHIEF OPERATOR MUST BE CLASS D OR HIGHER. | N | Y | SENIOR FRIENDSHIP CENTER | 2350 SCENIC DRIVE |  | VENICE | FL | 34293 |  | 9414933065 |  | PAUL TOMASI | SENIOR FRIENDSHIP CENTERS, INC | 2350 SCENIC DRIVE |  | VENICE | FL | 34293 |  | 9419552122 |  | OTHER | 25 | 36000 | 3 | 2018-03-19 | 2021-11-30 | NTNC | 100
5 | SARASOTA | SWSA | DEX@DEJONGEEXCAVATING.COM | 6584920 | NONCOMMUNITY | CHLORINATION; AERATION FOR REMOVAL OF ANY SECONDARY CONTAMINANT, SULFIDE, OR ANY UNREGULATED CONTAMINANT; CORROSION CONTROL INHIBITOR ADDITION; HYPOCHLORINATION; IRON OR MANGANESE SEQUESTRATION; OR ULTRAVIOLET RADIATION. THE LEAD/CHIEF OPERATOR MUST BE CLASS D OR HIGHER. 50,000 GPD UP TO 0.25 MGD-STAFFING BY CLASS D OR HIGHER OPERATOR: 3 VISITS/WEEK ON NONCONSECUTIVE DAYS FOR A TOTAL OF 0.3 HOUR/WEEK. LESS THAN 50,000 GPD-STAFFING BY A CLASS D OR HIGHER OPERATOR: 2 VISITS/WEEK ON NONCONSECUTIVE DAYS FOR A TOTAL OF 0.2 HOUR/WEEK. THERE SHALL BE NO MORE THAN 5 DAYS BETWEEN THE LAST VISIT IN ONE WEEK AND THE FIRST VISIT IN THE NEXT WEEK. | N | Y | HEELAEE PROPERTIES LLP | 171 SOUTH JACKSON ROAD |  | VENICE | FL | 34292 |  | 9414857799 |  | EILEEN DEJONGE | EILEEN DEJONGE | 205 S JACKSON RD |  | VENICE | FL | 34292 |  | 9414857799 |  | OTHER | 29 | 19200 | 2 | 2017-12-01 | 2020-08-27 | NC01 | 50
5 | SARASOTA | SWSA |  | 6584924 | NONCOMMUNITY | CHLORINATION; AERATION FOR REMOVAL OF ANY SECONDARY CONTAMINANT, SULFIDE, OR ANY UNREGULATED CONTAMINANT; CORROSION CONTROL INHIBITOR ADDITION; HYPOCHLORINATION; IRON OR MANGANESE SEQUESTRATION; OR ULTRAVIOLET RADIATION. THE LEAD/CHIEF OPERATOR MUST BE CLASS D OR HIGHER. 50,000 GPD UP TO 0.25 MGD-STAFFING BY CLASS D OR HIGHER OPERATOR: 3 VISITS/WEEK ON NONCONSECUTIVE DAYS FOR A TOTAL OF 0.3 HOUR/WEEK. LESS THAN 50,000 GPD-STAFFING BY A CLASS D OR HIGHER OPERATOR: 2 VISITS/WEEK ON NONCONSECUTIVE DAYS FOR A TOTAL OF 0.2 HOUR/WEEK. THERE SHALL BE NO MORE THAN 5 DAYS BETWEEN THE LAST VISIT IN ONE WEEK AND THE FIRST VISIT IN THE NEXT WEEK. | N | Y | GRAPPIN CLINIC | 12511 S. TAMIAMI TR. |  | WARM MINERAL SPRINGS | FL | 34287 |  | 9414269551 |  | LINDA GRAPPIN | CARL & LINDA GRAPPIN | 1678 BAYSHORE DR |  | ENGLEWOOD | FL | 34223 |  | 9414269551 |  | OTHER | 25 | 2880 | 1 | 2018-12-03 | 2016-11-17 | NC01 | 50
5 | SARASOTA | SWSA |  | 6584929 | NONCOMMUNITY | AERATION FOR REMOVAL OF ANY PRIMARY CONTAMINANT; ALKALINITY/PH ADJUSTMENT; CHLORAMIN ATION; CHLORINE DIOXIDE FOR OXIDATION OR DISINFECTION; FLUORIDATION; ION EXCHANGE FOR REMOVAL OF ANY SECONDARY CONTAMINANT, SULFIDE, OR ANY UNREGULATED CONTAMINANT; OR OZONATION LESS THAN 0.1 MGD. STAFFING BY A CLASS D OR HIGHER OPERATOR: 3 VISITS/WEEK ON NONCONSECUTIVE DAYS FOR A TOTAL OF 0.6 HOUR/WEEK. THE LEAD/CHIEF OPERATOR MUST BE CLASS D OR HIGHER. | N | Y | ST MARGRETS OF SCOTLAND | 8700 ST.ROAD 72 |  | SARASOTA | FL | 34241 |  | 9419252525 |  | CLAIRE COYLE | ST MARGRETS OF SCOTLAND | 8700 ST RD. 72 |  | SARASOTA | FL | 34241 |  | 8139252525 |  | OTHER | 118 | 4000 | 1 | 2019-03-26 | 2017-01-20 | NC01 | 50
5 | SARASOTA | SWSA | thecenterofhopechurch@gmail.com | 6584934 | NONTRANSIENT NONCOMMUNITY | CHLORINATION; AERATION FOR REMOVAL OF ANY SECONDARY CONTAMINANT, SULFIDE, OR ANY UNREGULATED CONTAMINANT; CORROSION CONTROL INHIBITOR ADDITION; HYPOCHLORINATION; IRON OR MANGANESE SEQUESTRATION; OR ULTRAVIOLET RADIATION. THE LEAD/CHIEF OPERATOR MUST BE CLASS D OR HIGHER. 50,000 GPD UP TO 0.25 MGD-STAFFING BY CLASS D OR HIGHER OPERATOR: 3 VISITS/WEEK ON NONCONSECUTIVE DAYS FOR A TOTAL OF 0.3 HOUR/WEEK. LESS THAN 50,000 GPD-STAFFING BY A CLASS D OR HIGHER OPERATOR: 2 VISITS/WEEK ON NONCONSECUTIVE DAYS FOR A TOTAL OF 0.2 HOUR/WEEK. THERE SHALL BE NO MORE THAN 5 DAYS BETWEEN THE LAST VISIT IN ONE WEEK AND THE FIRST VISIT IN THE NEXT WEEK. | N | Y | CENTER OF HOPE CHURCH | 2395 W. SHAMROCK DR. |  | VENICE | FL | 34293 |  | 9414129044 |  | LYNETTE MCCLELAND | LYNETTE AND JIM MCCLELAND | 2395 W. SHAMROCK DR. |  | VENICE | FL | 34293 |  | 9414129044 |  | OTHER | 25 | 14400 | 1 | 2017-10-17 | 2021-11-30 | NTNC | 100
5 | SARASOTA | SWSA |  | 6584936 | NONCOMMUNITY | CHLORINATION; AERATION FOR REMOVAL OF ANY SECONDARY CONTAMINANT, SULFIDE, OR ANY UNREGULATED CONTAMINANT; CORROSION CONTROL INHIBITOR ADDITION; HYPOCHLORINATION; IRON OR MANGANESE SEQUESTRATION; OR ULTRAVIOLET RADIATION. THE LEAD/CHIEF OPERATOR MUST BE CLASS D OR HIGHER. 50,000 GPD UP TO 0.25 MGD-STAFFING BY CLASS D OR HIGHER OPERATOR: 3 VISITS/WEEK ON NONCONSECUTIVE DAYS FOR A TOTAL OF 0.3 HOUR/WEEK. LESS THAN 50,000 GPD-STAFFING BY A CLASS D OR HIGHER OPERATOR: 2 VISITS/WEEK ON NONCONSECUTIVE DAYS FOR A TOTAL OF 0.2 HOUR/WEEK. THERE SHALL BE NO MORE THAN 5 DAYS BETWEEN THE LAST VISIT IN ONE WEEK AND THE FIRST VISIT IN THE NEXT WEEK. | N | Y | UNITY CHURCH ON THE GULF | 125 N JACKSON RD. |  | VENICE | FL | 34292 |  | 9414845342 |  | LIN RICHARD | UNITY CHURCH ON THE GULF INC. | 125 N. JACKSON RD. |  | VENICE | FL | 34292 |  | 9414845342 |  | OTHER | 125 | 8500 | 2 | 2018-10-17 | 2016-07-05 | NC01 | 50
5 | SARASOTA | SWSA | DTRANT@PlurisUSA.com | 6588003 | COMMUNITY | NO TREATMENT--CONSECUTIVE SYSTEMS ONLY | Y | N | PLURIS-SOUTH GATE UTILITIES | 2404 TULIP ST . |  | SARASOTA | FL | 34239 |  | 9419552169 |  | JOE KUHNS | JOE KUHNS | 1102 S FLORIDA AVENUE |  | LAKELAND | FL | 33803 |  | 8139275798 |  | INVESTOR | 15897 | 0 | 4545 | 2017-01-04 | 2019-04-01 | PC04 | 1000
5 | SARASOTA | SWSA |  | 6588007 | NONCOMMUNITY | AERATION FOR REMOVAL OF ANY PRIMARY CONTAMINANT; ALKALINITY/PH ADJUSTMENT; CHLORAMIN ATION; CHLORINE DIOXIDE FOR OXIDATION OR DISINFECTION; FLUORIDATION; ION EXCHANGE FOR REMOVAL OF ANY SECONDARY CONTAMINANT, SULFIDE, OR ANY UNREGULATED CONTAMINANT; OR OZONATION LESS THAN 0.1 MGD. STAFFING BY A CLASS D OR HIGHER OPERATOR: 3 VISITS/WEEK ON NONCONSECUTIVE DAYS FOR A TOTAL OF 0.6 HOUR/WEEK. THE LEAD/CHIEF OPERATOR MUST BE CLASS D OR HIGHER. | N | Y | MIAKKA METHODIST CHURCH | 1620 MYAKKA RD |  | SARASOTA | FL | 34240 |  | 9413220214 |  | ROCKY WALKER | MIAKKA METHODIST CHURCH | 1620 MYAKKA ROAD |  | SARASOTA | FL | 34240 |  | 9413222234 |  | OTHER | 125 | 5000 | 3 | 2018-09-17 | 2016-04-22 | NC01 | 50
5 | SARASOTA | SWSA | KIM@HWPROPERTIES.BIZ | 6588012 | NONCOMMUNITY | CHLORINATION; AERATION FOR REMOVAL OF ANY SECONDARY CONTAMINANT, SULFIDE, OR ANY UNREGULATED CONTAMINANT; CORROSION CONTROL INHIBITOR ADDITION; HYPOCHLORINATION; IRON OR MANGANESE SEQUESTRATION; OR ULTRAVIOLET RADIATION. THE LEAD/CHIEF OPERATOR MUST BE CLASS D OR HIGHER. 50,000 GPD UP TO 0.25 MGD-STAFFING BY CLASS D OR HIGHER OPERATOR: 3 VISITS/WEEK ON NONCONSECUTIVE DAYS FOR A TOTAL OF 0.3 HOUR/WEEK. LESS THAN 50,000 GPD-STAFFING BY A CLASS D OR HIGHER OPERATOR: 2 VISITS/WEEK ON NONCONSECUTIVE DAYS FOR A TOTAL OF 0.2 HOUR/WEEK. THERE SHALL BE NO MORE THAN 5 DAYS BETWEEN THE LAST VISIT IN ONE WEEK AND THE FIRST VISIT IN THE NEXT WEEK. | N | Y | SCOTT PAINT PLAZA | 4034 N WASHINGTON BLVD |  | SARASOTA | FL | 34234 |  | 9413513443 |  |  | HW PROPERTIES LTD | 1128 42ND AVENUE NE |  | ST. PETERSBURG | FL | 33703 |  | 7278227212 |  | INVESTOR | 25 | 5500 | 1 | 2019-02-26 | 2017-03-24 | NC01 | 50
5 | SARASOTA | SWSA | tbell@lafrancecorp.com | 6588017 | NONTRANSIENT NONCOMMUNITY | CHLORINATION; AERATION FOR REMOVAL OF ANY SECONDARY CONTAMINANT, SULFIDE, OR ANY UNREGULATED CONTAMINANT; CORROSION CONTROL INHIBITOR ADDITION; HYPOCHLORINATION; IRON OR MANGANESE SEQUESTRATION; OR ULTRAVIOLET RADIATION. THE LEAD/CHIEF OPERATOR MUST BE CLASS D OR HIGHER. 50,000 GPD UP TO 0.25 MGD-STAFFING BY CLASS D OR HIGHER OPERATOR: 3 VISITS/WEEK ON NONCONSECUTIVE DAYS FOR A TOTAL OF 0.3 HOUR/WEEK. LESS THAN 50,000 GPD-STAFFING BY A CLASS D OR HIGHER OPERATOR: 2 VISITS/WEEK ON NONCONSECUTIVE DAYS FOR A TOTAL OF 0.2 HOUR/WEEK. THERE SHALL BE NO MORE THAN 5 DAYS BETWEEN THE LAST VISIT IN ONE WEEK AND THE FIRST VISIT IN THE NEXT WEEK. | N | Y | PAC TEC ELECTRONIC ENCLOSURES | 4820 MIDDLE AVE |  | SARASOTA | FL | 34234 |  | 9413519950 | 10 | DAVE LYONS | LA FRANCE CORPORATION | ONE LAFRANCE WAY |  | CONCORDVILLE | PA | 19331 |  | 9413519950 |  | INVESTOR | 100 | 8000 | 1 | 2019-02-26 | 2017-04-07 | NTNC | 100
5 | SARASOTA | SWSA | MEGAN.NICHOLS@pepsi.com | 6588023 | NONTRANSIENT NONCOMMUNITY | AERATION FOR REMOVAL OF ANY PRIMARY CONTAMINANT; ALKALINITY/PH ADJUSTMENT; CHLORAMIN ATION; CHLORINE DIOXIDE FOR OXIDATION OR DISINFECTION; FLUORIDATION; ION EXCHANGE FOR REMOVAL OF ANY SECONDARY CONTAMINANT, SULFIDE, OR ANY UNREGULATED CONTAMINANT; OR OZONATION LESS THAN 0.1 MGD. STAFFING BY A CLASS D OR HIGHER OPERATOR: 3 VISITS/WEEK ON NONCONSECUTIVE DAYS FOR A TOTAL OF 0.6 HOUR/WEEK. THE LEAD/CHIEF OPERATOR MUST BE CLASS D OR HIGHER. | N | Y | PEPSI COLA CO. OF SARASOTA | 7881 A FRUITVILLE RD |  | SARASOTA | FL | 34240 |  | 9413781058 |  | SHERRY MATONE | SHERRY MATONE | 7881 A FRUITVILLE RD |  | SARASOTA | FL | 34240 |  | 9413781058 |  | INVESTOR | 60 | 5000 | 2 | 2018-06-21 | 2017-11-22 | NTNC | 100
5 | SARASOTA | SWSA |  | 6588035 | NONCOMMUNITY | CHLORINATION; AERATION FOR REMOVAL OF ANY SECONDARY CONTAMINANT, SULFIDE, OR ANY UNREGULATED CONTAMINANT; CORROSION CONTROL INHIBITOR ADDITION; HYPOCHLORINATION; IRON OR MANGANESE SEQUESTRATION; OR ULTRAVIOLET RADIATION. THE LEAD/CHIEF OPERATOR MUST BE CLASS D OR HIGHER. 50,000 GPD UP TO 0.25 MGD-STAFFING BY CLASS D OR HIGHER OPERATOR: 3 VISITS/WEEK ON NONCONSECUTIVE DAYS FOR A TOTAL OF 0.3 HOUR/WEEK. LESS THAN 50,000 GPD-STAFFING BY A CLASS D OR HIGHER OPERATOR: 2 VISITS/WEEK ON NONCONSECUTIVE DAYS FOR A TOTAL OF 0.2 HOUR/WEEK. THERE SHALL BE NO MORE THAN 5 DAYS BETWEEN THE LAST VISIT IN ONE WEEK AND THE FIRST VISIT IN THE NEXT WEEK. | N | Y | HUNGARIAN CHRISTIAN SOCIETY | 165 N. JACKSON ROAD |  | VENICE | FL | 34292 |  | 9414265194 |  |  | BELA DOBAK | 3432 SUMTER BLVD |  | NORTH PORT | FL | 34287 |  | 9414264955 |  | OTHER | 100 | 1300 | 1 | 2018-01-29 | 2020-11-16 | NC01 | 50
5 | SARASOTA | SWSA |  | 6588036 | NONCOMMUNITY | CHLORINATION; AERATION FOR REMOVAL OF ANY SECONDARY CONTAMINANT, SULFIDE, OR ANY UNREGULATED CONTAMINANT; CORROSION CONTROL INHIBITOR ADDITION; HYPOCHLORINATION; IRON OR MANGANESE SEQUESTRATION; OR ULTRAVIOLET RADIATION. THE LEAD/CHIEF OPERATOR MUST BE CLASS D OR HIGHER. 50,000 GPD UP TO 0.25 MGD-STAFFING BY CLASS D OR HIGHER OPERATOR: 3 VISITS/WEEK ON NONCONSECUTIVE DAYS FOR A TOTAL OF 0.3 HOUR/WEEK. LESS THAN 50,000 GPD-STAFFING BY A CLASS D OR HIGHER OPERATOR: 2 VISITS/WEEK ON NONCONSECUTIVE DAYS FOR A TOTAL OF 0.2 HOUR/WEEK. THERE SHALL BE NO MORE THAN 5 DAYS BETWEEN THE LAST VISIT IN ONE WEEK AND THE FIRST VISIT IN THE NEXT WEEK. | N | Y | FRUITVILLE TEXACO | 19 EAST RD |  | SARASOTA | FL | 34240 |  | 9413714022 |  | STEVE STOTTLEMYER | STEVE STOTTLEMYER | 19 EAST ROAD |  | SARASOTA | FL | 34240 |  | 9413714022 |  | INVESTOR | 150 | 4000 | 2 | 2018-09-28 | 2017-03-03 | NC01 | 50
5 | SARASOTA | SWSA |  | 6588038 | NONCOMMUNITY | AERATION FOR REMOVAL OF ANY PRIMARY CONTAMINANT; ALKALINITY/PH ADJUSTMENT; CHLORAMIN ATION; CHLORINE DIOXIDE FOR OXIDATION OR DISINFECTION; FLUORIDATION; ION EXCHANGE FOR REMOVAL OF ANY SECONDARY CONTAMINANT, SULFIDE, OR ANY UNREGULATED CONTAMINANT; OR OZONATION LESS THAN 0.1 MGD. STAFFING BY A CLASS D OR HIGHER OPERATOR: 3 VISITS/WEEK ON NONCONSECUTIVE DAYS FOR A TOTAL OF 0.6 HOUR/WEEK. THE LEAD/CHIEF OPERATOR MUST BE CLASS D OR HIGHER. | N | Y | AMERICAN LEGION POST 254 NP. | 6648 TANEYTOWN ST |  | NORTH PORT | FL | 34287 |  | 9414237311 |  | SKIP FELICITA | AMERICAN LEGION POST 254 | P.O. BOX 7915 |  | NORTH PORT | FL | 34287 |  | 9414237311 |  | OTHER | 120 | 2400 | 1 | 2018-12-03 | 2021-10-07 | NC01 | 50
5 | SARASOTA | SWSA |  | 6588039 | NONCOMMUNITY | AERATION FOR REMOVAL OF ANY PRIMARY CONTAMINANT; ALKALINITY/PH ADJUSTMENT; CHLORAMIN ATION; CHLORINE DIOXIDE FOR OXIDATION OR DISINFECTION; FLUORIDATION; ION EXCHANGE FOR REMOVAL OF ANY SECONDARY CONTAMINANT, SULFIDE, OR ANY UNREGULATED CONTAMINANT; OR OZONATION LESS THAN 0.1 MGD. STAFFING BY A CLASS D OR HIGHER OPERATOR: 3 VISITS/WEEK ON NONCONSECUTIVE DAYS FOR A TOTAL OF 0.6 HOUR/WEEK. THE LEAD/CHIEF OPERATOR MUST BE CLASS D OR HIGHER. | N | Y | CARLTON RESERVE PARK | 1 ACCESS ROAD |  | VENICE | FL | 34293 |  | 9413786113 |  | RICK STORSBURG PARKS AND REC. | SARASOTA COUNTY PARKS & RECREA | 6700 CLARK RD |  | SARASOTA | FL | 34241 |  | 9419151181 |  | COUNTY | 280 | 5000 | 3 | 2017-05-31 | 2017-10-23 | NC01 | 50
5 | SARASOTA | SWSA |  | 6588044 | NONCOMMUNITY | CHLORINATION; AERATION FOR REMOVAL OF ANY SECONDARY CONTAMINANT, SULFIDE, OR ANY UNREGULATED CONTAMINANT; CORROSION CONTROL INHIBITOR ADDITION; HYPOCHLORINATION; IRON OR MANGANESE SEQUESTRATION; OR ULTRAVIOLET RADIATION. THE LEAD/CHIEF OPERATOR MUST BE CLASS D OR HIGHER. 50,000 GPD UP TO 0.25 MGD-STAFFING BY CLASS D OR HIGHER OPERATOR: 3 VISITS/WEEK ON NONCONSECUTIVE DAYS FOR A TOTAL OF 0.3 HOUR/WEEK. LESS THAN 50,000 GPD-STAFFING BY A CLASS D OR HIGHER OPERATOR: 2 VISITS/WEEK ON NONCONSECUTIVE DAYS FOR A TOTAL OF 0.2 HOUR/WEEK. THERE SHALL BE NO MORE THAN 5 DAYS BETWEEN THE LAST VISIT IN ONE WEEK AND THE FIRST VISIT IN THE NEXT WEEK. | N | Y | SARASOTA OUTBOARD CLUB | 1604 KEN THOMPSON PKWY |  | SARASOTA | FL | 34233 |  | 9413501917 |  |  | SARASOTA OUTBOARD CLUB | PO BOX 5172 |  | SARASOTA | FL | 34277 |  | 9413883500 |  | OTHER | 25 | 3000 | 2 | 2019-05-14 | 2017-06-08 | NC01 | 50
5 | SARASOTA | SWSA |  | 6588045 | NONCOMMUNITY | AERATION FOR REMOVAL OF ANY PRIMARY CONTAMINANT; ALKALINITY/PH ADJUSTMENT; CHLORAMIN ATION; CHLORINE DIOXIDE FOR OXIDATION OR DISINFECTION; FLUORIDATION; ION EXCHANGE FOR REMOVAL OF ANY SECONDARY CONTAMINANT, SULFIDE, OR ANY UNREGULATED CONTAMINANT; OR OZONATION LESS THAN 0.1 MGD. STAFFING BY A CLASS D OR HIGHER OPERATOR: 3 VISITS/WEEK ON NONCONSECUTIVE DAYS FOR A TOTAL OF 0.6 HOUR/WEEK. THE LEAD/CHIEF OPERATOR MUST BE CLASS D OR HIGHER. | N | Y | SARASOTA POLO CLUB | 8201 POLO CLUB LANE |  | SARASOTA | FL | 34240 |  | 9419070000 |  | PAIGE LAUTZENHEISER | JAMES MILLER | 8201 POLO CLUB LANE |  | SARASOTA | FL | 34240 |  | 9419070000 |  | INVESTOR | 25 | 3000 | 1 | 2019-03-18 | 2019-03-15 | NC01 | 50
5 | SARASOTA | SWSA | CUTTLER@VERIZON.NET | 6588047 | NONCOMMUNITY | CHLORINATION; AERATION FOR REMOVAL OF ANY SECONDARY CONTAMINANT, SULFIDE, OR ANY UNREGULATED CONTAMINANT; CORROSION CONTROL INHIBITOR ADDITION; HYPOCHLORINATION; IRON OR MANGANESE SEQUESTRATION; OR ULTRAVIOLET RADIATION. THE LEAD/CHIEF OPERATOR MUST BE CLASS D OR HIGHER. 50,000 GPD UP TO 0.25 MGD-STAFFING BY CLASS D OR HIGHER OPERATOR: 3 VISITS/WEEK ON NONCONSECUTIVE DAYS FOR A TOTAL OF 0.3 HOUR/WEEK. LESS THAN 50,000 GPD-STAFFING BY A CLASS D OR HIGHER OPERATOR: 2 VISITS/WEEK ON NONCONSECUTIVE DAYS FOR A TOTAL OF 0.2 HOUR/WEEK. THERE SHALL BE NO MORE THAN 5 DAYS BETWEEN THE LAST VISIT IN ONE WEEK AND THE FIRST VISIT IN THE NEXT WEEK. | N | Y | OSPREY PLAZA | 822 S. TAMIAMI TRAIL |  | OSPREY | FL | 34243 |  | 9413490992 |  | MICHAEL A. CUTTLER | MICHAEL A. CUTTLER | 734 SIESTA KEY CIRCLE |  | SARASOTA | FL | 34242 |  | 9413490992 |  | INVESTOR | 25 | 3500 | 11 | 2018-11-19 | 2017-04-28 | NC01 | 50
5 | SARASOTA | SWSA |  | 6588054 | NONCOMMUNITY | CHLORINATION; AERATION FOR REMOVAL OF ANY SECONDARY CONTAMINANT, SULFIDE, OR ANY UNREGULATED CONTAMINANT; CORROSION CONTROL INHIBITOR ADDITION; HYPOCHLORINATION; IRON OR MANGANESE SEQUESTRATION; OR ULTRAVIOLET RADIATION. THE LEAD/CHIEF OPERATOR MUST BE CLASS D OR HIGHER. 50,000 GPD UP TO 0.25 MGD-STAFFING BY CLASS D OR HIGHER OPERATOR: 3 VISITS/WEEK ON NONCONSECUTIVE DAYS FOR A TOTAL OF 0.3 HOUR/WEEK. LESS THAN 50,000 GPD-STAFFING BY A CLASS D OR HIGHER OPERATOR: 2 VISITS/WEEK ON NONCONSECUTIVE DAYS FOR A TOTAL OF 0.2 HOUR/WEEK. THERE SHALL BE NO MORE THAN 5 DAYS BETWEEN THE LAST VISIT IN ONE WEEK AND THE FIRST VISIT IN THE NEXT WEEK. | N | Y | FOX LEA FARMS | 800 N. AUBURN RD. |  | VENICE | FL | 34284 |  | 9414889008 |  | LINDA ALDRICH | LINDA ALDRICH | PO BOX 400 |  | VENICE | FL | 34284 | 400 | 9414850486 |  | INVESTOR | 25 | 10000 | 25 | 2018-01-30 | 2017-07-28 | NC01 | 50
5 | SARASOTA | SWSA |  | 6588057 | NONCOMMUNITY | CHLORINATION; AERATION FOR REMOVAL OF ANY SECONDARY CONTAMINANT, SULFIDE, OR ANY UNREGULATED CONTAMINANT; CORROSION CONTROL INHIBITOR ADDITION; HYPOCHLORINATION; IRON OR MANGANESE SEQUESTRATION; OR ULTRAVIOLET RADIATION. THE LEAD/CHIEF OPERATOR MUST BE CLASS D OR HIGHER. 50,000 GPD UP TO 0.25 MGD-STAFFING BY CLASS D OR HIGHER OPERATOR: 3 VISITS/WEEK ON NONCONSECUTIVE DAYS FOR A TOTAL OF 0.3 HOUR/WEEK. LESS THAN 50,000 GPD-STAFFING BY A CLASS D OR HIGHER OPERATOR: 2 VISITS/WEEK ON NONCONSECUTIVE DAYS FOR A TOTAL OF 0.2 HOUR/WEEK. THERE SHALL BE NO MORE THAN 5 DAYS BETWEEN THE LAST VISIT IN ONE WEEK AND THE FIRST VISIT IN THE NEXT WEEK. | N | Y | SARASOTA SKI-A-REES | 1606 KEN THOMPSON PARKWAY |  | SARASOTA | FL | 34230 |  | 9417808617 |  | KAREN JOHNSTON | SARASOTS SKI-A-REES | P.O.BOX 1493 |  | SARASOTA | FL | 34230 |  | 9419211113 |  | OTHER | 25 | 5500 | 2 | 2018-09-10 | 2017-06-08 | NC01 | 50
5 | SARASOTA | SWSA |  | 6588063 | NONCOMMUNITY | CHLORINATION; AERATION FOR REMOVAL OF ANY SECONDARY CONTAMINANT, SULFIDE, OR ANY UNREGULATED CONTAMINANT; CORROSION CONTROL INHIBITOR ADDITION; HYPOCHLORINATION; IRON OR MANGANESE SEQUESTRATION; OR ULTRAVIOLET RADIATION. THE LEAD/CHIEF OPERATOR MUST BE CLASS D OR HIGHER. 50,000 GPD UP TO 0.25 MGD-STAFFING BY CLASS D OR HIGHER OPERATOR: 3 VISITS/WEEK ON NONCONSECUTIVE DAYS FOR A TOTAL OF 0.3 HOUR/WEEK. LESS THAN 50,000 GPD-STAFFING BY A CLASS D OR HIGHER OPERATOR: 2 VISITS/WEEK ON NONCONSECUTIVE DAYS FOR A TOTAL OF 0.2 HOUR/WEEK. THERE SHALL BE NO MORE THAN 5 DAYS BETWEEN THE LAST VISIT IN ONE WEEK AND THE FIRST VISIT IN THE NEXT WEEK. | N | Y | SUNCOAST CATHEDRAL | 3276 E.VENICE AVENUE |  | VENICE | FL | 34292 |  | 9414847068 |  | JANINE MCCARTHY | SUNCOAST CATHEDRAL INC | 3276 E. VENICE AVE |  | VENICE | FL | 34292 |  | 9414847068 |  | OTHER | 95 | 2000 | 3 | 2017-12-11 | 2021-02-08 | NC01 | 50
5 | SARASOTA | SWSA |  | 6588065 | NONCOMMUNITY | AERATION FOR REMOVAL OF ANY PRIMARY CONTAMINANT; ALKALINITY/PH ADJUSTMENT; CHLORAMIN ATION; CHLORINE DIOXIDE FOR OXIDATION OR DISINFECTION; FLUORIDATION; ION EXCHANGE FOR REMOVAL OF ANY SECONDARY CONTAMINANT, SULFIDE, OR ANY UNREGULATED CONTAMINANT; OR OZONATION. THE LEAD/CHIEF OPERATOR MUST BE CLASS C OR HIGHER. 5.0 MGD UP TO 10 MGD-STAFFING BY CLASS C OR HIGHER OPERATOR: 6 HOURS/DAY FOR 5 DAYS/WEEK AND ONE VISIT ON EACH WEEKEND DAY. 3.0 MGD UP TO 5.0 MGD-STAFFING BY CLASS C OR HIGHER OPERATOR: 3 HOURS/DAY FOR 5 DAYS/WEEK AND ONE VISIT ON EACH WEEKEND DAY. 1.0 MGD UP TO 3.0 MGD-STAFFING BY CLASS C OR HIGHER OPERATOR: 1 HOUR/DAY FOR 5 DAYS/WEEK AND ONE VISIT ON EACH WEEKEND DAY. 0.1 MGD UP TO 1.0 MGD-STAFFING BY CLASS C OR HIGHER OPERATOR: 5 VISITS/WEEK AND ONE VISIT EACH WEEKEND FOR A TOTAL OF 1.2 HOURS/WEEK. | N | Y | ENGLEWOOD COIN LAUNDRY | 100 S. INDIANA AVE |  | ENGLEWOOD | FL | 34223 |  | 9414750528 |  | ED JOSEPH | EDWARD JOSEPH | 100 S. INDIANA |  | ENGLEWOOD | FL | 34223 |  | 9414750528 |  | INVESTOR | 150 | 4000 | 1 | 2017-10-24 | 2018-10-25 | NC01 | 50
5 | SARASOTA | SWSA | FACILITIES@DIOCESEOFVENICE.ORG | 6588069 | NONCOMMUNITY | CHLORINATION; AERATION FOR REMOVAL OF ANY SECONDARY CONTAMINANT, SULFIDE, OR ANY UNREGULATED CONTAMINANT; CORROSION CONTROL INHIBITOR ADDITION; HYPOCHLORINATION; IRON OR MANGANESE SEQUESTRATION; OR ULTRAVIOLET RADIATION. THE LEAD/CHIEF OPERATOR MUST BE CLASS D OR HIGHER. 50,000 GPD UP TO 0.25 MGD-STAFFING BY CLASS D OR HIGHER OPERATOR: 3 VISITS/WEEK ON NONCONSECUTIVE DAYS FOR A TOTAL OF 0.3 HOUR/WEEK. LESS THAN 50,000 GPD-STAFFING BY A CLASS D OR HIGHER OPERATOR: 2 VISITS/WEEK ON NONCONSECUTIVE DAYS FOR A TOTAL OF 0.2 HOUR/WEEK. THERE SHALL BE NO MORE THAN 5 DAYS BETWEEN THE LAST VISIT IN ONE WEEK AND THE FIRST VISIT IN THE NEXT WEEK. | N | Y | OUR LADY OF PERPETUAL HELP RETREAT | 3989 SOUTH MOON DRIVE |  | VENICE | FL | 34293 |  | 9414860233 |  | DIOCESE OF VENICE | DIOCESE OF VENICE DENISE RILEY | 3898 SOUTH MOON DRIVE |  | VENICE | FL | 34293 |  | 9414860233 |  | OTHER | 100 | 28000 | 7 | 2018-10-17 | 2020-09-25 | NC01 | 50
5 | SARASOTA | SWSA |  | 6588070 | NONCOMMUNITY | CHLORINATION; AERATION FOR REMOVAL OF ANY SECONDARY CONTAMINANT, SULFIDE, OR ANY UNREGULATED CONTAMINANT; CORROSION CONTROL INHIBITOR ADDITION; HYPOCHLORINATION; IRON OR MANGANESE SEQUESTRATION; OR ULTRAVIOLET RADIATION. THE LEAD/CHIEF OPERATOR MUST BE CLASS D OR HIGHER. 50,000 GPD UP TO 0.25 MGD-STAFFING BY CLASS D OR HIGHER OPERATOR: 3 VISITS/WEEK ON NONCONSECUTIVE DAYS FOR A TOTAL OF 0.3 HOUR/WEEK. LESS THAN 50,000 GPD-STAFFING BY A CLASS D OR HIGHER OPERATOR: 2 VISITS/WEEK ON NONCONSECUTIVE DAYS FOR A TOTAL OF 0.2 HOUR/WEEK. THERE SHALL BE NO MORE THAN 5 DAYS BETWEEN THE LAST VISIT IN ONE WEEK AND THE FIRST VISIT IN THE NEXT WEEK. | N | Y | EXIT/KING REALTY | 1804 S. TAMIAMI TRAIL |  | VENICE | FL | 34293 |  | 9412469750 |  | EXIT/KING REALTY | EXIT/KING REALTY | 1800 TAMIAMI TRAIL S. |  | VENICE | FL | 34293 |  | 9414976060 |  | INVESTOR | 50 | 6000 | 1 | 2018-11-01 | 2020-08-03 | NC01 | 50
5 | SARASOTA | SWSA |  | 6588071 | NONCOMMUNITY | CHLORINATION; AERATION FOR REMOVAL OF ANY SECONDARY CONTAMINANT, SULFIDE, OR ANY UNREGULATED CONTAMINANT; CORROSION CONTROL INHIBITOR ADDITION; HYPOCHLORINATION; IRON OR MANGANESE SEQUESTRATION; OR ULTRAVIOLET RADIATION. THE LEAD/CHIEF OPERATOR MUST BE CLASS D OR HIGHER. 50,000 GPD UP TO 0.25 MGD-STAFFING BY CLASS D OR HIGHER OPERATOR: 3 VISITS/WEEK ON NONCONSECUTIVE DAYS FOR A TOTAL OF 0.3 HOUR/WEEK. LESS THAN 50,000 GPD-STAFFING BY A CLASS D OR HIGHER OPERATOR: 2 VISITS/WEEK ON NONCONSECUTIVE DAYS FOR A TOTAL OF 0.2 HOUR/WEEK. THERE SHALL BE NO MORE THAN 5 DAYS BETWEEN THE LAST VISIT IN ONE WEEK AND THE FIRST VISIT IN THE NEXT WEEK. | N | Y | HAZELTINE NURSERIES | PO BOX 236 (2401 N. RIVER RD) |  | VENICE | FL | 34284 |  | 9414851272 |  | MICHELLE HAZELTINE | MICHELLE HAZELTINE | PO BOX 236 (2401 N. RIVER RD) |  | VENICE | FL | 34284 |  | 9414851272 |  | INVESTOR | 60 | 2000 | 2 | 2018-01-29 | 2020-07-23 | NC01 | 50
5 | SARASOTA | SWSA |  | 6588076 | NONCOMMUNITY | CHLORINATION; AERATION FOR REMOVAL OF ANY SECONDARY CONTAMINANT, SULFIDE, OR ANY UNREGULATED CONTAMINANT; CORROSION CONTROL INHIBITOR ADDITION; HYPOCHLORINATION; IRON OR MANGANESE SEQUESTRATION; OR ULTRAVIOLET RADIATION. THE LEAD/CHIEF OPERATOR MUST BE CLASS D OR HIGHER. 50,000 GPD UP TO 0.25 MGD-STAFFING BY CLASS D OR HIGHER OPERATOR: 3 VISITS/WEEK ON NONCONSECUTIVE DAYS FOR A TOTAL OF 0.3 HOUR/WEEK. LESS THAN 50,000 GPD-STAFFING BY A CLASS D OR HIGHER OPERATOR: 2 VISITS/WEEK ON NONCONSECUTIVE DAYS FOR A TOTAL OF 0.2 HOUR/WEEK. THERE SHALL BE NO MORE THAN 5 DAYS BETWEEN THE LAST VISIT IN ONE WEEK AND THE FIRST VISIT IN THE NEXT WEEK. | N | Y | MANASOTA CARPET,INC | 4551 N. WASHINGTON BLVD |  | SARASOTA | FL | 34236 |  | 9413558437 |  | MARY WRIGHT | MARY WRIGHT | 4551 N.WASHINGTON BLVD |  | SARASOTA | FL | 34236 |  | 9413558437 |  | INVESTOR | 40 | 3500 | 1 | 2019-02-26 | 2017-04-07 | NC01 | 50
5 | SARASOTA | SWSA |  | 6588079 | NONCOMMUNITY | CHLORINATION; AERATION FOR REMOVAL OF ANY SECONDARY CONTAMINANT, SULFIDE, OR ANY UNREGULATED CONTAMINANT; CORROSION CONTROL INHIBITOR ADDITION; HYPOCHLORINATION; IRON OR MANGANESE SEQUESTRATION; OR ULTRAVIOLET RADIATION. THE LEAD/CHIEF OPERATOR MUST BE CLASS D OR HIGHER. 50,000 GPD UP TO 0.25 MGD-STAFFING BY CLASS D OR HIGHER OPERATOR: 3 VISITS/WEEK ON NONCONSECUTIVE DAYS FOR A TOTAL OF 0.3 HOUR/WEEK. LESS THAN 50,000 GPD-STAFFING BY A CLASS D OR HIGHER OPERATOR: 2 VISITS/WEEK ON NONCONSECUTIVE DAYS FOR A TOTAL OF 0.2 HOUR/WEEK. THERE SHALL BE NO MORE THAN 5 DAYS BETWEEN THE LAST VISIT IN ONE WEEK AND THE FIRST VISIT IN THE NEXT WEEK. | N | Y | MYAKKAHATCHEE CREEK PARK | 6968 REISTERSTOWN RD |  | NORTH PORT | FL | 34286 |  |  |  | JEFF NELSON | CITY OF NORTH PORT PARKS AND RECREATION | 5455 PAN AMERICAN BLVD |  | NORTH PORT | FL | 34287 |  |  |  | COUNTY | 100 | 2000 | 1 | 2018-12-03 | 2020-02-20 | NC01 | 50
5 | SARASOTA | SWSA |  | 6588080 | NONCOMMUNITY | CHLORINATION; AERATION FOR REMOVAL OF ANY SECONDARY CONTAMINANT, SULFIDE, OR ANY UNREGULATED CONTAMINANT; CORROSION CONTROL INHIBITOR ADDITION; HYPOCHLORINATION; IRON OR MANGANESE SEQUESTRATION; OR ULTRAVIOLET RADIATION. THE LEAD/CHIEF OPERATOR MUST BE CLASS D OR HIGHER. 50,000 GPD UP TO 0.25 MGD-STAFFING BY CLASS D OR HIGHER OPERATOR: 3 VISITS/WEEK ON NONCONSECUTIVE DAYS FOR A TOTAL OF 0.3 HOUR/WEEK. LESS THAN 50,000 GPD-STAFFING BY A CLASS D OR HIGHER OPERATOR: 2 VISITS/WEEK ON NONCONSECUTIVE DAYS FOR A TOTAL OF 0.2 HOUR/WEEK. THERE SHALL BE NO MORE THAN 5 DAYS BETWEEN THE LAST VISIT IN ONE WEEK AND THE FIRST VISIT IN THE NEXT WEEK. | N | Y | AMVETS 2000 | 401 ORTIZ BLVD |  | WARM MINERAL SPRINGS | FL | 34287 |  | 9414291999 |  | RONALD CLEARY | AMVETS POST 2000, INC | 401 ORTIZ BLVD |  | WARM MINERAL SPRINGS | FL | 34287 |  | 9414291999 |  | INVESTOR | 25 | 3000 | 1 | 2018-03-14 | 2019-12-20 | NC01 | 50
5 | SARASOTA | SWSA |  | 6588083 | NONCOMMUNITY | CHLORINATION; AERATION FOR REMOVAL OF ANY SECONDARY CONTAMINANT, SULFIDE, OR ANY UNREGULATED CONTAMINANT; CORROSION CONTROL INHIBITOR ADDITION; HYPOCHLORINATION; IRON OR MANGANESE SEQUESTRATION; OR ULTRAVIOLET RADIATION. THE LEAD/CHIEF OPERATOR MUST BE CLASS D OR HIGHER. 50,000 GPD UP TO 0.25 MGD-STAFFING BY CLASS D OR HIGHER OPERATOR: 3 VISITS/WEEK ON NONCONSECUTIVE DAYS FOR A TOTAL OF 0.3 HOUR/WEEK. LESS THAN 50,000 GPD-STAFFING BY A CLASS D OR HIGHER OPERATOR: 2 VISITS/WEEK ON NONCONSECUTIVE DAYS FOR A TOTAL OF 0.2 HOUR/WEEK. THERE SHALL BE NO MORE THAN 5 DAYS BETWEEN THE LAST VISIT IN ONE WEEK AND THE FIRST VISIT IN THE NEXT WEEK. | N | Y | ALL STAR MANAGEMENT | 3900 N. WASHINGTON BLVD |  | SARASOTA | FL | 34234 |  | 9417558933 |  | ED EMKE | ALL STAR MANAGEMENT | 5803 15TH ST E |  | BRADENTON | FL | 34203 |  | 9417558933 |  | INVESTOR | 35 | 5000 | 22 | 2019-02-26 | 2021-08-30 | NC01 | 50
5 | SARASOTA | SWSA |  | 6588084 | NONCOMMUNITY | CHLORINATION; AERATION FOR REMOVAL OF ANY SECONDARY CONTAMINANT, SULFIDE, OR ANY UNREGULATED CONTAMINANT; CORROSION CONTROL INHIBITOR ADDITION; HYPOCHLORINATION; IRON OR MANGANESE SEQUESTRATION; OR ULTRAVIOLET RADIATION. THE LEAD/CHIEF OPERATOR MUST BE CLASS D OR HIGHER. 50,000 GPD UP TO 0.25 MGD-STAFFING BY CLASS D OR HIGHER OPERATOR: 3 VISITS/WEEK ON NONCONSECUTIVE DAYS FOR A TOTAL OF 0.3 HOUR/WEEK. LESS THAN 50,000 GPD-STAFFING BY A CLASS D OR HIGHER OPERATOR: 2 VISITS/WEEK ON NONCONSECUTIVE DAYS FOR A TOTAL OF 0.2 HOUR/WEEK. THERE SHALL BE NO MORE THAN 5 DAYS BETWEEN THE LAST VISIT IN ONE WEEK AND THE FIRST VISIT IN THE NEXT WEEK. | N | Y | WEST MARINE | 1860 SOUTH TAMIAMI TRAIL |  | VENICE | FL | 34293 |  | 9414088288 |  |  | WEST MARINE | WEST MARINE | 500 WESTRIDGE DRIVE | WATSONVILLE | CA | 95076 |  | 8317614818 |  | INVESTOR | 27 | 3000 | 1 | 2018-11-01 | 2021-10-05 | NC01 | 50
5 | SARASOTA | SWSA | KYMELDER@ISLANDVILLAGE.ORG | 6588089 | NONTRANSIENT NONCOMMUNITY | MEMBRANE PROCESSES, INCLUDING ELECTRODIALYSIS, ELECTRODIALYSIS REVERSAL, MICROFILTRATION, ULTRAFILTRATION, NANOFILTRATION, AND REVERSE OSMOSIS. THE LEAD/CHIEF OPERATOR MUST BE CLASS C OR HIGHER. 0.5 MGD UP TO 1.0 MGD-STAFFING BY CLASS C OR HIGHER OPERATOR: 6 HOURS/DAY FOR 5 DAYS/WEEK AND ONE VISIT ON EACH WEEKEND DAY. 0.1 MGD UP TO 0.5 MGD-STAFFING BY CLASS C OR HIGHER OPERATOR: 3 HOURS/DAY FOR 5 DAYS/WEEK AND ONE VISIT ON EACH WEEKEND DAY. LESS THAN 0.1 MGD-STAFFING BY CLASS C OR HIGHER OPERATOR: 1 HOUR/DAY FOR 5 DAYS/WEEK AND ONE VISIT ON EACH WEEKEND DAY. | N | Y | ISLAND VILLAGE MONTESSORI | 11011 STATE ROAD 72 |  | SARASOTA | FL | 34241 |  | 9414844999 |  |  | KYM ELDER | 11011 STATE RD 72 |  | SARASOTA | FL | 34241 |  | 9414844999 |  | INVESTOR | 155 | 33000 | 4 | 2019-03-26 | 2021-07-20 | NTNC | 100
5 | SARASOTA | SWSA | bill@suremarker.com | 6588094 | NONCOMMUNITY | CHLORINATION; AERATION FOR REMOVAL OF ANY SECONDARY CONTAMINANT, SULFIDE, OR ANY UNREGULATED CONTAMINANT; CORROSION CONTROL INHIBITOR ADDITION; HYPOCHLORINATION; IRON OR MANGANESE SEQUESTRATION; OR ULTRAVIOLET RADIATION. THE LEAD/CHIEF OPERATOR MUST BE CLASS D OR HIGHER. 50,000 GPD UP TO 0.25 MGD-STAFFING BY CLASS D OR HIGHER OPERATOR: 3 VISITS/WEEK ON NONCONSECUTIVE DAYS FOR A TOTAL OF 0.3 HOUR/WEEK. LESS THAN 50,000 GPD-STAFFING BY A CLASS D OR HIGHER OPERATOR: 2 VISITS/WEEK ON NONCONSECUTIVE DAYS FOR A TOTAL OF 0.2 HOUR/WEEK. THERE SHALL BE NO MORE THAN 5 DAYS BETWEEN THE LAST VISIT IN ONE WEEK AND THE FIRST VISIT IN THE NEXT WEEK. | N | Y | GREENSCAPE SERVICES | 8000 FRUITVILLE ROAD |  | SARASOTA | FL | 34240 |  | 9413798440 |  | BILL WILSON | BILL WILSON | 8000 | FRUITVILLE ROAD | SARASOTA | FL | 34240 |  | 9413798440 |  | INVESTOR | 35 | 3000 | 1 | 2018-02-02 | 2014-08-26 | NC01 | 50
5 | SARASOTA | SWSA | flooring@shelleycarpets.net | 6588096 | NONCOMMUNITY | AERATION FOR REMOVAL OF ANY PRIMARY CONTAMINANT; ALKALINITY/PH ADJUSTMENT; CHLORAMIN ATION; CHLORINE DIOXIDE FOR OXIDATION OR DISINFECTION; FLUORIDATION; ION EXCHANGE FOR REMOVAL OF ANY SECONDARY CONTAMINANT, SULFIDE, OR ANY UNREGULATED CONTAMINANT; OR OZONATION LESS THAN 0.1 MGD. STAFFING BY A CLASS D OR HIGHER OPERATOR: 3 VISITS/WEEK ON NONCONSECUTIVE DAYS FOR A TOTAL OF 0.6 HOUR/WEEK. THE LEAD/CHIEF OPERATOR MUST BE CLASS D OR HIGHER. | N | Y | PALMER BUILDING ASSOCIATION | 6050 PALMER BLVD, UNIT 2 |  | SARASOTA | FL | 34232 |  | 9419237001 |  | PAULETTE BROWNING | [9 empty] | INVESTOR | 25 | 3000 | 2 | 2018-02-07 | 2014-08-05 | NC01 | 50
5 | SARASOTA | SWSA |  | 6588098 | NONCOMMUNITY | CHLORINATION; AERATION FOR REMOVAL OF ANY SECONDARY CONTAMINANT, SULFIDE, OR ANY UNREGULATED CONTAMINANT; CORROSION CONTROL INHIBITOR ADDITION; HYPOCHLORINATION; IRON OR MANGANESE SEQUESTRATION; OR ULTRAVIOLET RADIATION. THE LEAD/CHIEF OPERATOR MUST BE CLASS D OR HIGHER. 50,000 GPD UP TO 0.25 MGD-STAFFING BY CLASS D OR HIGHER OPERATOR: 3 VISITS/WEEK ON NONCONSECUTIVE DAYS FOR A TOTAL OF 0.3 HOUR/WEEK. LESS THAN 50,000 GPD-STAFFING BY A CLASS D OR HIGHER OPERATOR: 2 VISITS/WEEK ON NONCONSECUTIVE DAYS FOR A TOTAL OF 0.2 HOUR/WEEK. THERE SHALL BE NO MORE THAN 5 DAYS BETWEEN THE LAST VISIT IN ONE WEEK AND THE FIRST VISIT IN THE NEXT WEEK. | N | Y | WILLOW OAKS CENTER | 7204 S. TAMIAMI TRAIL |  | SARASOTA | FL | 34231 |  | 9413495042 |  | KEVIN COOK | LORETTA HOPKINS | 1267 STARBOARD LANE |  | SARASOTA | FL | 34242 | 2752 | 9413495042 |  | INVESTOR | 55 | 6500 | 7 | 2019-02-21 | 2018-09-24 | NC01 | 50
5 | SARASOTA | SWSA | sw2432@sherwin.com | 6588103 | NONCOMMUNITY | AERATION FOR REMOVAL OF ANY PRIMARY CONTAMINANT; ALKALINITY/PH ADJUSTMENT; CHLORAMIN ATION; CHLORINE DIOXIDE FOR OXIDATION OR DISINFECTION; FLUORIDATION; ION EXCHANGE FOR REMOVAL OF ANY SECONDARY CONTAMINANT, SULFIDE, OR ANY UNREGULATED CONTAMINANT; OR OZONATION LESS THAN 0.1 MGD. STAFFING BY A CLASS D OR HIGHER OPERATOR: 3 VISITS/WEEK ON NONCONSECUTIVE DAYS FOR A TOTAL OF 0.6 HOUR/WEEK. THE LEAD/CHIEF OPERATOR MUST BE CLASS D OR HIGHER. | N | Y | SHERWIN WILLIAMS | 4871 SOUTH TAMIAMI TRAIL |  | SARASOTA | FL | 34231 |  | 9419241174 |  | GREG GENTRY | SHERWIN WILLIAMS | 4871 SOUTH TAMIAMI TRAIL |  | SARASOTA | FL | 34231 |  | 9419241174 |  | INVESTOR | 35 | 3000 | 1 | 2021-07-16 | 2019-10-01 | NC01 | 50
5 | SARASOTA | SWSA |  | 6588104 | NONCOMMUNITY | CHLORINATION; AERATION FOR REMOVAL OF ANY SECONDARY CONTAMINANT, SULFIDE, OR ANY UNREGULATED CONTAMINANT; CORROSION CONTROL INHIBITOR ADDITION; HYPOCHLORINATION; IRON OR MANGANESE SEQUESTRATION; OR ULTRAVIOLET RADIATION. THE LEAD/CHIEF OPERATOR MUST BE CLASS D OR HIGHER. 50,000 GPD UP TO 0.25 MGD-STAFFING BY CLASS D OR HIGHER OPERATOR: 3 VISITS/WEEK ON NONCONSECUTIVE DAYS FOR A TOTAL OF 0.3 HOUR/WEEK. LESS THAN 50,000 GPD-STAFFING BY A CLASS D OR HIGHER OPERATOR: 2 VISITS/WEEK ON NONCONSECUTIVE DAYS FOR A TOTAL OF 0.2 HOUR/WEEK. THERE SHALL BE NO MORE THAN 5 DAYS BETWEEN THE LAST VISIT IN ONE WEEK AND THE FIRST VISIT IN THE NEXT WEEK. | N | Y | REGIONS BANK | 2090 S. TAMIAMI TRAIL |  | VENICE | FL | 34293 |  |  |  | MATTHEW DICKINSON | CB RICHARD ELLIS | 250 RIVER CASH |  | HOOVER | AL | 32321 |  | 7863757274 |  | OTHER | 25 | 4800 | 1 | 2018-11-01 | 2020-02-12 | NC01 | 50
5 | SARASOTA | SWSA | fruitvillegroves@aol.com | 6588108 | NONCOMMUNITY | CHLORINATION; AERATION FOR REMOVAL OF ANY SECONDARY CONTAMINANT, SULFIDE, OR ANY UNREGULATED CONTAMINANT; CORROSION CONTROL INHIBITOR ADDITION; HYPOCHLORINATION; IRON OR MANGANESE SEQUESTRATION; OR ULTRAVIOLET RADIATION. THE LEAD/CHIEF OPERATOR MUST BE CLASS D OR HIGHER. 50,000 GPD UP TO 0.25 MGD-STAFFING BY CLASS D OR HIGHER OPERATOR: 3 VISITS/WEEK ON NONCONSECUTIVE DAYS FOR A TOTAL OF 0.3 HOUR/WEEK. LESS THAN 50,000 GPD-STAFFING BY A CLASS D OR HIGHER OPERATOR: 2 VISITS/WEEK ON NONCONSECUTIVE DAYS FOR A TOTAL OF 0.2 HOUR/WEEK. THERE SHALL BE NO MORE THAN 5 DAYS BETWEEN THE LAST VISIT IN ONE WEEK AND THE FIRST VISIT IN THE NEXT WEEK. | N | Y | FRUITVILLE GROVES | 7410 FRUITVILLE ROAD |  | SARASOTA | FL | 34240 |  | 9413770896 |  |  | MS KIM EL MENANI | 7410 FRUITVILLE ROAD |  | SARASOTA | FL | 34240 |  | 9413770896 |  | INVESTOR | 35 | 3000 | 1 | 2020-06-12 | 2015-02-03 | NC01 | 50
5 | SARASOTA | SWSA |  | 6588110 | NONCOMMUNITY | CHLORINATION; AERATION FOR REMOVAL OF ANY SECONDARY CONTAMINANT, SULFIDE, OR ANY UNREGULATED CONTAMINANT; CORROSION CONTROL INHIBITOR ADDITION; HYPOCHLORINATION; IRON OR MANGANESE SEQUESTRATION; OR ULTRAVIOLET RADIATION. THE LEAD/CHIEF OPERATOR MUST BE CLASS D OR HIGHER. 50,000 GPD UP TO 0.25 MGD-STAFFING BY CLASS D OR HIGHER OPERATOR: 3 VISITS/WEEK ON NONCONSECUTIVE DAYS FOR A TOTAL OF 0.3 HOUR/WEEK. LESS THAN 50,000 GPD-STAFFING BY A CLASS D OR HIGHER OPERATOR: 2 VISITS/WEEK ON NONCONSECUTIVE DAYS FOR A TOTAL OF 0.2 HOUR/WEEK. THERE SHALL BE NO MORE THAN 5 DAYS BETWEEN THE LAST VISIT IN ONE WEEK AND THE FIRST VISIT IN THE NEXT WEEK. | N | Y | COMPLETE TRANSFORMATION MINISTRIES | 6289 E VERNA RD |  | SARASOTA | FL | 34240 |  | 9412250055 |  | JORDAN OWENS | JORDAN OWENS | 6289 VERNA ROAD |  | MYAKKA CITY | FL | 34251 |  | 9412250055 |  | INVESTOR | 25 | 4000 | 2 | 2018-12-17 | 2015-11-20 | NC01 | 50
5 | SARASOTA | SWSA | john@MOTE.ORG | 6588111 | NONCOMMUNITY | AERATION FOR REMOVAL OF ANY PRIMARY CONTAMINANT; ALKALINITY/PH ADJUSTMENT; CHLORAMIN ATION; CHLORINE DIOXIDE FOR OXIDATION OR DISINFECTION; FLUORIDATION; ION EXCHANGE FOR REMOVAL OF ANY SECONDARY CONTAMINANT, SULFIDE, OR ANY UNREGULATED CONTAMINANT; OR OZONATION LESS THAN 0.1 MGD. STAFFING BY A CLASS D OR HIGHER OPERATOR: 3 VISITS/WEEK ON NONCONSECUTIVE DAYS FOR A TOTAL OF 0.6 HOUR/WEEK. THE LEAD/CHIEF OPERATOR MUST BE CLASS D OR HIGHER. | N | Y | MOTE CENTER FOR AQUACULTURE RESEARCH | 12300 FRUITVILLE ROAD |  | SARASOTA | FL | 34240 |  | 9413884541 |  | JOHN HOLLY | MOTE MARINE AQUACULTURE RESEARCH | 12300 FRUITVILLE ROAD |  | SARASOTA | FL | 34240 |  | 9413884541 |  | OTHER | 26 | 5000 | 1 | 2018-11-19 | 2015-06-10 | NC01 | 50
5 | SARASOTA | SWSA |  | 6588113 | NONCOMMUNITY | CHLORINATION; AERATION FOR REMOVAL OF ANY SECONDARY CONTAMINANT, SULFIDE, OR ANY UNREGULATED CONTAMINANT; CORROSION CONTROL INHIBITOR ADDITION; HYPOCHLORINATION; IRON OR MANGANESE SEQUESTRATION; OR ULTRAVIOLET RADIATION. THE LEAD/CHIEF OPERATOR MUST BE CLASS D OR HIGHER. 50,000 GPD UP TO 0.25 MGD-STAFFING BY CLASS D OR HIGHER OPERATOR: 3 VISITS/WEEK ON NONCONSECUTIVE DAYS FOR A TOTAL OF 0.3 HOUR/WEEK. LESS THAN 50,000 GPD-STAFFING BY A CLASS D OR HIGHER OPERATOR: 2 VISITS/WEEK ON NONCONSECUTIVE DAYS FOR A TOTAL OF 0.2 HOUR/WEEK. THERE SHALL BE NO MORE THAN 5 DAYS BETWEEN THE LAST VISIT IN ONE WEEK AND THE FIRST VISIT IN THE NEXT WEEK. | N | Y | BUCKS MASTER CARE | 12145 S TAMIAMI TRAIL |  | NORTH PORT | FL | 34287 |  |  |  | HEARTLAND TIRE INC | HEARTLAND PROPERTIES LLC | 6885 139TH LANE NW #100 |  | RAMSEY | MN | 55303 |  | 9414263242 |  | OTHER | 75 | 5000 | 1 | 2018-12-03 | 2021-05-25 | NC01 | 50
5 | SARASOTA | SWSA |  | 6588116 | NONCOMMUNITY | CHLORINATION; AERATION FOR REMOVAL OF ANY SECONDARY CONTAMINANT, SULFIDE, OR ANY UNREGULATED CONTAMINANT; CORROSION CONTROL INHIBITOR ADDITION; HYPOCHLORINATION; IRON OR MANGANESE SEQUESTRATION; OR ULTRAVIOLET RADIATION. THE LEAD/CHIEF OPERATOR MUST BE CLASS D OR HIGHER. 50,000 GPD UP TO 0.25 MGD-STAFFING BY CLASS D OR HIGHER OPERATOR: 3 VISITS/WEEK ON NONCONSECUTIVE DAYS FOR A TOTAL OF 0.3 HOUR/WEEK. LESS THAN 50,000 GPD-STAFFING BY A CLASS D OR HIGHER OPERATOR: 2 VISITS/WEEK ON NONCONSECUTIVE DAYS FOR A TOTAL OF 0.2 HOUR/WEEK. THERE SHALL BE NO MORE THAN 5 DAYS BETWEEN THE LAST VISIT IN ONE WEEK AND THE FIRST VISIT IN THE NEXT WEEK. | N | Y | PNC BANK | 1788 S. TAMIAMI TRAIL |  | VENICE | FL | 34293 |  | 8139176774 |  |  | PNC BANK | 5422 BAY CENTER DR |  | TAMPA | FL | 33609 |  | 8139247785 |  | OTHER | 25 | 9600 | 1 | 2017-10-11 | 2021-12-09 | NC01 | 50
5 | SARASOTA | SWSA | maureendec@aol.com | 6588118 | NONCOMMUNITY | CHLORINATION; AERATION FOR REMOVAL OF ANY SECONDARY CONTAMINANT, SULFIDE, OR ANY UNREGULATED CONTAMINANT; CORROSION CONTROL INHIBITOR ADDITION; HYPOCHLORINATION; IRON OR MANGANESE SEQUESTRATION; OR ULTRAVIOLET RADIATION. THE LEAD/CHIEF OPERATOR MUST BE CLASS D OR HIGHER. 50,000 GPD UP TO 0.25 MGD-STAFFING BY CLASS D OR HIGHER OPERATOR: 3 VISITS/WEEK ON NONCONSECUTIVE DAYS FOR A TOTAL OF 0.3 HOUR/WEEK. LESS THAN 50,000 GPD-STAFFING BY A CLASS D OR HIGHER OPERATOR: 2 VISITS/WEEK ON NONCONSECUTIVE DAYS FOR A TOTAL OF 0.2 HOUR/WEEK. THERE SHALL BE NO MORE THAN 5 DAYS BETWEEN THE LAST VISIT IN ONE WEEK AND THE FIRST VISIT IN THE NEXT WEEK. | N | Y | 1890 PLAZA | 1890 S. TAMIAMI TRAIL |  | VENICE | FL | 34293 |  | 9414836323 |  |  | JOHN BRIDINGER | 1890 S TAMIAMI TRAIL |  | VENICE | FL | 34293 |  | 6147835442 |  | OTHER | 25 | 720 | 1 | 2017-10-20 | 2016-08-31 | NC01 | 50
5 | SARASOTA | SWSA |  | 6588121 | NONCOMMUNITY | AERATION FOR REMOVAL OF ANY PRIMARY CONTAMINANT; ALKALINITY/PH ADJUSTMENT; CHLORAMIN ATION; CHLORINE DIOXIDE FOR OXIDATION OR DISINFECTION; FLUORIDATION; ION EXCHANGE FOR REMOVAL OF ANY SECONDARY CONTAMINANT, SULFIDE, OR ANY UNREGULATED CONTAMINANT; OR OZONATION LESS THAN 0.1 MGD. STAFFING BY A CLASS D OR HIGHER OPERATOR: 3 VISITS/WEEK ON NONCONSECUTIVE DAYS FOR A TOTAL OF 0.6 HOUR/WEEK. THE LEAD/CHIEF OPERATOR MUST BE CLASS D OR HIGHER. | N | Y | AJAX PAVING | ONE AJAX DRIVE |  | NORTH VENICE | FL | 34275 |  |  |  | AJAX PAVING INDUSTRIES | AJAX PAVING INDUSTRIES | ONE AJAX DRIVE |  | NORTH VENICE | FL | 34275 |  | 9144863364 |  | OTHER | 25 | 4800 | 1 | 2018-11-26 | 2016-08-12 | NC01 | 50
5 | SARASOTA | SWSA |  | 6588122 | NONCOMMUNITY | CHLORINATION; AERATION FOR REMOVAL OF ANY SECONDARY CONTAMINANT, SULFIDE, OR ANY UNREGULATED CONTAMINANT; CORROSION CONTROL INHIBITOR ADDITION; HYPOCHLORINATION; IRON OR MANGANESE SEQUESTRATION; OR ULTRAVIOLET RADIATION. THE LEAD/CHIEF OPERATOR MUST BE CLASS D OR HIGHER. 50,000 GPD UP TO 0.25 MGD-STAFFING BY CLASS D OR HIGHER OPERATOR: 3 VISITS/WEEK ON NONCONSECUTIVE DAYS FOR A TOTAL OF 0.3 HOUR/WEEK. LESS THAN 50,000 GPD-STAFFING BY A CLASS D OR HIGHER OPERATOR: 2 VISITS/WEEK ON NONCONSECUTIVE DAYS FOR A TOTAL OF 0.2 HOUR/WEEK. THERE SHALL BE NO MORE THAN 5 DAYS BETWEEN THE LAST VISIT IN ONE WEEK AND THE FIRST VISIT IN THE NEXT WEEK. | N | Y | TITAN AMERICA, LLC | 515 GENE GREEN ROAD |  | NOKOMIS | FL | 34275 |  |  |  |  | TITAN AMERICA, LLC | 455 FAIRWAY DRIVE |  | DEERFIELD BEACH | FL | 33441 |  | 9542420183 |  | INVESTOR | 25 | 6000 | 1 | 2019-04-05 | 2017-12-11 | NC01 | 50
5 | SARASOTA | SWSA |  | 6588124 | NONCOMMUNITY | CHLORINATION; AERATION FOR REMOVAL OF ANY SECONDARY CONTAMINANT, SULFIDE, OR ANY UNREGULATED CONTAMINANT; CORROSION CONTROL INHIBITOR ADDITION; HYPOCHLORINATION; IRON OR MANGANESE SEQUESTRATION; OR ULTRAVIOLET RADIATION. THE LEAD/CHIEF OPERATOR MUST BE CLASS D OR HIGHER. 50,000 GPD UP TO 0.25 MGD-STAFFING BY CLASS D OR HIGHER OPERATOR: 3 VISITS/WEEK ON NONCONSECUTIVE DAYS FOR A TOTAL OF 0.3 HOUR/WEEK. LESS THAN 50,000 GPD-STAFFING BY A CLASS D OR HIGHER OPERATOR: 2 VISITS/WEEK ON NONCONSECUTIVE DAYS FOR A TOTAL OF 0.2 HOUR/WEEK. THERE SHALL BE NO MORE THAN 5 DAYS BETWEEN THE LAST VISIT IN ONE WEEK AND THE FIRST VISIT IN THE NEXT WEEK. | N | Y | SOLID WASTE ADMINISTRATION BLDG | 4000 KNIGHTS TRAIL |  | NOKOMIS | FL | 34275 |  |  |  |  | SARASOTA COUNTY | 4000 KNIGHTS TRAIL |  | NOKOMIS | FL | 34275 |  | 9418611571 |  | COUNTY | 25 | 4800 | 2 | 2018-11-19 | 2016-12-08 | NC01 | 50
5 | SARASOTA | SWSA |  | 6588126 | NONCOMMUNITY | AERATION FOR REMOVAL OF ANY PRIMARY CONTAMINANT; ALKALINITY/PH ADJUSTMENT; CHLORAMIN ATION; CHLORINE DIOXIDE FOR OXIDATION OR DISINFECTION; FLUORIDATION; ION EXCHANGE FOR REMOVAL OF ANY SECONDARY CONTAMINANT, SULFIDE, OR ANY UNREGULATED CONTAMINANT; OR OZONATION LESS THAN 0.1 MGD. STAFFING BY A CLASS D OR HIGHER OPERATOR: 3 VISITS/WEEK ON NONCONSECUTIVE DAYS FOR A TOTAL OF 0.6 HOUR/WEEK. THE LEAD/CHIEF OPERATOR MUST BE CLASS D OR HIGHER. | N | Y | MYAKKA PINES GOLF RED COMFORT STATION | P O BOX 126 (2550 S. RIVER RD) |  | ENGLEWOOD | FL | 34295 |  | 9414741753 |  |  | MYAKKA PINES GOLF, INC. | P.O. BOX 126 |  | ENGLEWOOD | FL | 34295 |  | 9414741753 |  | INVESTOR | 465 | 4000 | 1 | 2018-01-12 | 2017-11-27 | NC01 | 50
5 | SARASOTA | SWSA |  | 6588127 | NONCOMMUNITY | CHLORINATION; AERATION FOR REMOVAL OF ANY SECONDARY CONTAMINANT, SULFIDE, OR ANY UNREGULATED CONTAMINANT; CORROSION CONTROL INHIBITOR ADDITION; HYPOCHLORINATION; IRON OR MANGANESE SEQUESTRATION; OR ULTRAVIOLET RADIATION. THE LEAD/CHIEF OPERATOR MUST BE CLASS D OR HIGHER. 50,000 GPD UP TO 0.25 MGD-STAFFING BY CLASS D OR HIGHER OPERATOR: 3 VISITS/WEEK ON NONCONSECUTIVE DAYS FOR A TOTAL OF 0.3 HOUR/WEEK. LESS THAN 50,000 GPD-STAFFING BY A CLASS D OR HIGHER OPERATOR: 2 VISITS/WEEK ON NONCONSECUTIVE DAYS FOR A TOTAL OF 0.2 HOUR/WEEK. THERE SHALL BE NO MORE THAN 5 DAYS BETWEEN THE LAST VISIT IN ONE WEEK AND THE FIRST VISIT IN THE NEXT WEEK. | N | Y | ECONOMY TACKLE | 6018 S. TAMIAMI TRAIL |  | SARASOTA | FL | 34231 |  | 9419229671 |  | MARK GOODWIN | MARK GOODWIN | 6018 S. TAMIAMI TRAIL |  | SARASOTA | FL | 34231 |  | 9419229671 |  | INVESTOR | 75 | 9600 | 1 | 2019-04-05 | 2018-02-16 | NC01 | 50
5 | SARASOTA | SWSA |  | 6588131 | NONCOMMUNITY | CHLORINATION; AERATION FOR REMOVAL OF ANY SECONDARY CONTAMINANT, SULFIDE, OR ANY UNREGULATED CONTAMINANT; CORROSION CONTROL INHIBITOR ADDITION; HYPOCHLORINATION; IRON OR MANGANESE SEQUESTRATION; OR ULTRAVIOLET RADIATION. THE LEAD/CHIEF OPERATOR MUST BE CLASS D OR HIGHER. 50,000 GPD UP TO 0.25 MGD-STAFFING BY CLASS D OR HIGHER OPERATOR: 3 VISITS/WEEK ON NONCONSECUTIVE DAYS FOR A TOTAL OF 0.3 HOUR/WEEK. LESS THAN 50,000 GPD-STAFFING BY A CLASS D OR HIGHER OPERATOR: 2 VISITS/WEEK ON NONCONSECUTIVE DAYS FOR A TOTAL OF 0.2 HOUR/WEEK. THERE SHALL BE NO MORE THAN 5 DAYS BETWEEN THE LAST VISIT IN ONE WEEK AND THE FIRST VISIT IN THE NEXT WEEK. | N | Y | SARASOTA NATIONAL CEMETERY | 9810 STATE ROAD 72 |  | SARASOTA | FL | 34241 |  | 9419227200 |  | CATHY CASTRANOVA | [9 empty] | FEDERAL | 450 | 900 | 1 | 2019-03-26 | 2017-11-28 | NC01 | 50
5 | SARASOTA | SWSA |  | 6588136 | NONCOMMUNITY | AERATION FOR REMOVAL OF ANY PRIMARY CONTAMINANT; ALKALINITY/PH ADJUSTMENT; CHLORAMIN ATION; CHLORINE DIOXIDE FOR OXIDATION OR DISINFECTION; FLUORIDATION; ION EXCHANGE FOR REMOVAL OF ANY SECONDARY CONTAMINANT, SULFIDE, OR ANY UNREGULATED CONTAMINANT; OR OZONATION LESS THAN 0.1 MGD. STAFFING BY A CLASS D OR HIGHER OPERATOR: 3 VISITS/WEEK ON NONCONSECUTIVE DAYS FOR A TOTAL OF 0.6 HOUR/WEEK. THE LEAD/CHIEF OPERATOR MUST BE CLASS D OR HIGHER. | N | Y | MATTHEWS-CURRIE FORD CO. SOUTH WELL | 130 N. TAMIAMI TRAIL |  | NOKOMIS | FL | 34275 |  | 9414886787 |  | RICHARD KINDELL | W.E. CURRIE III | 130 N. TAMIAMI TRAIL |  | NOKOMIS | FL | 34275 |  | 9414886787 |  | OTHER | 85 | 38000 | 1 | 2019-02-25 | 2019-10-22 | NC01 | 50
5 | SARASOTA | SWSA |  | 6588137 | NONCOMMUNITY | CHLORINATION; AERATION FOR REMOVAL OF ANY SECONDARY CONTAMINANT, SULFIDE, OR ANY UNREGULATED CONTAMINANT; CORROSION CONTROL INHIBITOR ADDITION; HYPOCHLORINATION; IRON OR MANGANESE SEQUESTRATION; OR ULTRAVIOLET RADIATION. THE LEAD/CHIEF OPERATOR MUST BE CLASS D OR HIGHER. 50,000 GPD UP TO 0.25 MGD-STAFFING BY CLASS D OR HIGHER OPERATOR: 3 VISITS/WEEK ON NONCONSECUTIVE DAYS FOR A TOTAL OF 0.3 HOUR/WEEK. LESS THAN 50,000 GPD-STAFFING BY A CLASS D OR HIGHER OPERATOR: 2 VISITS/WEEK ON NONCONSECUTIVE DAYS FOR A TOTAL OF 0.2 HOUR/WEEK. THERE SHALL BE NO MORE THAN 5 DAYS BETWEEN THE LAST VISIT IN ONE WEEK AND THE FIRST VISIT IN THE NEXT WEEK. | N | Y | AUBURN ROAD PRESBYTERIAN CHURCH | 642 N. AUBURN RD |  | VENICE | FL | 34292 |  | 9414853551 |  |  | AUBURN ROAD PRESBYTERIAN CHURCH | 642 N. AUBURN RD |  | VENICE | FL | 34292 |  | 9414853551 |  | OTHER | 25 | 6400 | 1 | 2018-01-12 | 2020-07-06 | NC01 | 50
5 | SARASOTA | SWSA |  | 6588139 | NONCOMMUNITY | MEMBRANE PROCESSES, INCLUDING ELECTRODIALYSIS, ELECTRODIALYSIS REVERSAL, MICROFILTRATION, ULTRAFILTRATION, NANOFILTRATION, AND REVERSE OSMOSIS. THE LEAD/CHIEF OPERATOR MUST BE CLASS C OR HIGHER. 0.5 MGD UP TO 1.0 MGD-STAFFING BY CLASS C OR HIGHER OPERATOR: 6 HOURS/DAY FOR 5 DAYS/WEEK AND ONE VISIT ON EACH WEEKEND DAY. 0.1 MGD UP TO 0.5 MGD-STAFFING BY CLASS C OR HIGHER OPERATOR: 3 HOURS/DAY FOR 5 DAYS/WEEK AND ONE VISIT ON EACH WEEKEND DAY. LESS THAN 0.1 MGD-STAFFING BY CLASS C OR HIGHER OPERATOR: 1 HOUR/DAY FOR 5 DAYS/WEEK AND ONE VISIT ON EACH WEEKEND DAY. | N | Y | NEW HOPE CHRISTIAN CHURCH | 2241 KILPATRICK RD |  | NOKOMIS | FL | 34275 |  | 9414888051 |  | GUTHRIE VEECH | GUTHRIE VEECH | 2241 KILPATRICK RD |  | NOKOMIS | FL | 34275 |  | 9414888051 |  | OTHER | 50 | 4800 | 2 | 2017-10-17 | 2015-12-11 | NC01 | 50
5 | SARASOTA | SWSA |  | 6588140 | NONCOMMUNITY | CHLORINATION; AERATION FOR REMOVAL OF ANY SECONDARY CONTAMINANT, SULFIDE, OR ANY UNREGULATED CONTAMINANT; CORROSION CONTROL INHIBITOR ADDITION; HYPOCHLORINATION; IRON OR MANGANESE SEQUESTRATION; OR ULTRAVIOLET RADIATION. THE LEAD/CHIEF OPERATOR MUST BE CLASS D OR HIGHER. 50,000 GPD UP TO 0.25 MGD-STAFFING BY CLASS D OR HIGHER OPERATOR: 3 VISITS/WEEK ON NONCONSECUTIVE DAYS FOR A TOTAL OF 0.3 HOUR/WEEK. LESS THAN 50,000 GPD-STAFFING BY A CLASS D OR HIGHER OPERATOR: 2 VISITS/WEEK ON NONCONSECUTIVE DAYS FOR A TOTAL OF 0.2 HOUR/WEEK. THERE SHALL BE NO MORE THAN 5 DAYS BETWEEN THE LAST VISIT IN ONE WEEK AND THE FIRST VISIT IN THE NEXT WEEK. | N | Y | FIRST SLAVIC PENTECOSTAL CHURCH | 5848 TROPICAIRE BLVD |  | NORTH PORT | FL | 34291 |  | 9414290707 |  |  | FIRST SLAVIC PENTACOSTAL CHURCH | 5848 TROPICAIRE BLVD |  | NORTH PORT | FL | 34291 |  | 9414290707 |  | OTHER | 25 | 2000 | 1 | 2018-01-05 | 2020-09-04 | NC01 | 50
5 | SARASOTA | SWSA | info@magilkey.com | 6588141 | NONCOMMUNITY | AERATION FOR REMOVAL OF ANY PRIMARY CONTAMINANT; ALKALINITY/PH ADJUSTMENT; CHLORAMIN ATION; CHLORINE DIOXIDE FOR OXIDATION OR DISINFECTION; FLUORIDATION; ION EXCHANGE FOR REMOVAL OF ANY SECONDARY CONTAMINANT, SULFIDE, OR ANY UNREGULATED CONTAMINANT; OR OZONATION LESS THAN 0.1 MGD. STAFFING BY A CLASS D OR HIGHER OPERATOR: 3 VISITS/WEEK ON NONCONSECUTIVE DAYS FOR A TOTAL OF 0.6 HOUR/WEEK. THE LEAD/CHIEF OPERATOR MUST BE CLASS D OR HIGHER. | N | Y | MICHAEL A. GILKEY INC. | 5511 ASHTON ROAD |  | SARASOTA | FL | 34233 |  | 9419240132 |  |  | MICHAEL GILKEY | 5511 ASHTON ROAD |  | SARASOTA | FL | 34233 |  | 9419240132 |  | INVESTOR | 28 | 5000 | 1 | 2019-05-14 | 2016-02-25 | NC01 | 50
3 | SUMTER | CD |  | 6600123 | NONCOMMUNITY | CHLORINATION; AERATION FOR REMOVAL OF ANY SECONDARY CONTAMINANT, SULFIDE, OR ANY UNREGULATED CONTAMINANT; CORROSION CONTROL INHIBITOR ADDITION; HYPOCHLORINATION; IRON OR MANGANESE SEQUESTRATION; OR ULTRAVIOLET RADIATION. THE LEAD/CHIEF OPERATOR MUST BE CLASS D OR HIGHER. 50,000 GPD UP TO 0.25 MGD-STAFFING BY CLASS D OR HIGHER OPERATOR: 3 VISITS/WEEK ON NONCONSECUTIVE DAYS FOR A TOTAL OF 0.3 HOUR/WEEK. LESS THAN 50,000 GPD-STAFFING BY A CLASS D OR HIGHER OPERATOR: 2 VISITS/WEEK ON NONCONSECUTIVE DAYS FOR A TOTAL OF 0.2 HOUR/WEEK. THERE SHALL BE NO MORE THAN 5 DAYS BETWEEN THE LAST VISIT IN ONE WEEK AND THE FIRST VISIT IN THE NEXT WEEK. | N | Y | BATTLE CREEK TRAILER PARK | 6428 W. C- 48 LOT 1 |  | BUSHNELL | FL | 33513 |  | 3527935651 |  | ROBERT MIDDLETON | TONI TUCKER | 6272 W CR 48 |  | BUSHNELL | FL | 33513 |  | 3528150015 |  | INVESTOR | 25 | 10800 | 21 | 2018-09-21 | 2018-08-09 | NC01 | 50
3 | SUMTER | CD |  | 6600210 | COMMUNITY | AERATION FOR REMOVAL OF ANY PRIMARY CONTAMINANT; ALKALINITY/PH ADJUSTMENT; CHLORAMIN ATION; CHLORINE DIOXIDE FOR OXIDATION OR DISINFECTION; FLUORIDATION; ION EXCHANGE FOR REMOVAL OF ANY SECONDARY CONTAMINANT, SULFIDE, OR ANY UNREGULATED CONTAMINANT; OR OZONATION. THE LEAD/CHIEF OPERATOR MUST BE CLASS C OR HIGHER. 5.0 MGD UP TO 10 MGD-STAFFING BY CLASS C OR HIGHER OPERATOR: 6 HOURS/DAY FOR 5 DAYS/WEEK AND ONE VISIT ON EACH WEEKEND DAY. 3.0 MGD UP TO 5.0 MGD-STAFFING BY CLASS C OR HIGHER OPERATOR: 3 HOURS/DAY FOR 5 DAYS/WEEK AND ONE VISIT ON EACH WEEKEND DAY. 1.0 MGD UP TO 3.0 MGD-STAFFING BY CLASS C OR HIGHER OPERATOR: 1 HOUR/DAY FOR 5 DAYS/WEEK AND ONE VISIT ON EACH WEEKEND DAY. 0.1 MGD UP TO 1.0 MGD-STAFFING BY CLASS C OR HIGHER OPERATOR: 5 VISITS/WEEK AND ONE VISIT EACH WEEKEND FOR A TOTAL OF 1.2 HOURS/WEEK. | N | Y | BUSHNELL, CITY OF (2 WPS) | 407 N. MARKET ST |  | BUSHNELL | FL | 33513 |  | 3527938012 |  | TOM ROMAELLE | J0DY YOUNG | PO BOX 115 |  | BUSHNELL | FL | 33513 |  | 3527932591 |  | INVESTOR | 2009 | 3739000 | 1143 | 2012-12-04 | 2020-07-22 | DC03 | 2000
3 | SUMTER | CD |  | 6600244 | NONCOMMUNITY | CHLORINATION; AERATION FOR REMOVAL OF ANY SECONDARY CONTAMINANT, SULFIDE, OR ANY UNREGULATED CONTAMINANT; CORROSION CONTROL INHIBITOR ADDITION; HYPOCHLORINATION; IRON OR MANGANESE SEQUESTRATION; OR ULTRAVIOLET RADIATION. THE LEAD/CHIEF OPERATOR MUST BE CLASS D OR HIGHER. 50,000 GPD UP TO 0.25 MGD-STAFFING BY CLASS D OR HIGHER OPERATOR: 3 VISITS/WEEK ON NONCONSECUTIVE DAYS FOR A TOTAL OF 0.3 HOUR/WEEK. LESS THAN 50,000 GPD-STAFFING BY A CLASS D OR HIGHER OPERATOR: 2 VISITS/WEEK ON NONCONSECUTIVE DAYS FOR A TOTAL OF 0.2 HOUR/WEEK. THERE SHALL BE NO MORE THAN 5 DAYS BETWEEN THE LAST VISIT IN ONE WEEK AND THE FIRST VISIT IN THE NEXT WEEK. | N | Y | CAMP WILDWOOD GIRL SCOUT CAMP | 9583 CR 223 |  | WILDWOOD | FL | 32785 |  | 9047482825 |  | COURTNEY HATCH | LYNNE MANTZ | 4610 EISENHOWER BLVD. |  | TAMPA | FL | 33634 |  | 8132621777 |  | INVESTOR | 25 | 37300 | 4 | 2016-10-24 | 2021-09-03 | NC01 | 50
3 | SUMTER | CD | michael@cfrpm.com | 6600248 | NONTRANSIENT NONCOMMUNITY | AERATION FOR REMOVAL OF ANY PRIMARY CONTAMINANT; ALKALINITY/PH ADJUSTMENT; CHLORAMIN ATION; CHLORINE DIOXIDE FOR OXIDATION OR DISINFECTION; FLUORIDATION; ION EXCHANGE FOR REMOVAL OF ANY SECONDARY CONTAMINANT, SULFIDE, OR ANY UNREGULATED CONTAMINANT; OR OZONATION LESS THAN 0.1 MGD. STAFFING BY A CLASS D OR HIGHER OPERATOR: 3 VISITS/WEEK ON NONCONSECUTIVE DAYS FOR A TOTAL OF 0.6 HOUR/WEEK. THE LEAD/CHIEF OPERATOR MUST BE CLASS D OR HIGHER. | N | Y | THOUSAND PALMS RESORT | 6545 W. SR 44 |  | LAKE PANASOFFKEE | FL | 33538 |  | 3527482237 |  | MICHAEL O'CONNOR | MICHAEL O'CONNER | 2656 E GULF TO LAKE HWY. |  | INVERNESS | FL | 34453 |  | 3212484910 | 532 | INVESTOR | 152 | 32000 | 90 | 2012-07-02 | 2019-12-10 | NTNC | 100
3 | SUMTER | CD | wayne.paulk@floridabeefinc.com | 6600273 | NONTRANSIENT NONCOMMUNITY | CHLORINATION; AERATION FOR REMOVAL OF ANY SECONDARY CONTAMINANT, SULFIDE, OR ANY UNREGULATED CONTAMINANT; CORROSION CONTROL INHIBITOR ADDITION; HYPOCHLORINATION; IRON OR MANGANESE SEQUESTRATION; OR ULTRAVIOLET RADIATION. THE LEAD/CHIEF OPERATOR MUST BE CLASS D OR HIGHER. 50,000 GPD UP TO 0.25 MGD-STAFFING BY CLASS D OR HIGHER OPERATOR: 3 VISITS/WEEK ON NONCONSECUTIVE DAYS FOR A TOTAL OF 0.3 HOUR/WEEK. LESS THAN 50,000 GPD-STAFFING BY A CLASS D OR HIGHER OPERATOR: 2 VISITS/WEEK ON NONCONSECUTIVE DAYS FOR A TOTAL OF 0.2 HOUR/WEEK. THERE SHALL BE NO MORE THAN 5 DAYS BETWEEN THE LAST VISIT IN ONE WEEK AND THE FIRST VISIT IN THE NEXT WEEK. | N | Y | FLORIDA BEEF | 571 W. KINGS HWY.(CR 48) |  | CENTER HILL | FL | 33514 |  | 3527933671 | 1214 | JIM BEVER | CENTER HILL ACQUISITIONS, LLC | 960194 GATEWAY BLVD | SUITE 101 | FERNANDINA BEACH | FL | 32034 |  | 3525304545 |  | INVESTOR | 25 | 144000 | 3 | 2012-09-12 | 2020-05-20 | NTNC | 100
3 | SUMTER | CD |  | 6600316 | COMMUNITY | CHLORINATION; AERATION FOR REMOVAL OF ANY SECONDARY CONTAMINANT, SULFIDE, OR ANY UNREGULATED CONTAMINANT; CORROSION CONTROL INHIBITOR ADDITION; HYPOCHLORINATION; IRON OR MANGANESE SEQUESTRATION; OR ULTRAVIOLET RADIATION. THE LEAD/CHIEF OPERATOR MUST BE CLASS C OR HIGHER. 5.0 MGD AND ABOVE-STAFFING BY CLASS C OR HIGHER OPERATOR: 6 HOURS/DAY FOR 5 DAYS/WEEK AND ONE VISIT ON EACH WEEKEND DAY. 3.0 MGD UP TO 5.0 MGD-STAFFING BY CLASS C OR HIGHER OPERATOR: 1 HOUR/DAY FOR 5 DAYS/WEEK AND ONE VISIT ON EACH WEEKEND DAY. 0.25 MGD UP TO 3.0 MGD-STAFFING BY CLASS C OR HIGHER OPERATOR: 5 VISITS/WEEK AND ONE VISIT EACH WEEKEND FOR A TOTAL OF 0.6 HOUR/WEEK. | N | Y | CENTER HILL WATER DEPT-CITY OF | 140 MARKET ST |  | CENTER HILL | FL | 33514 |  | 3527934431 |  | DIANE LAMB | DIANE LAMB | PO BOX 649 |  | CENTER HILL | FL | 33514 |  | 3527934431 |  | MUNICIPALITY | 762 | 648000 | 360 | 2013-01-15 | 2021-10-15 | DC04 | 1000
3 | SUMTER | CD |  | 6600330 | COMMUNITY | CHLORINATION; AERATION FOR REMOVAL OF ANY SECONDARY CONTAMINANT, SULFIDE, OR ANY UNREGULATED CONTAMINANT; CORROSION CONTROL INHIBITOR ADDITION; HYPOCHLORINATION; IRON OR MANGANESE SEQUESTRATION; OR ULTRAVIOLET RADIATION. THE LEAD/CHIEF OPERATOR MUST BE CLASS C OR HIGHER. 5.0 MGD AND ABOVE-STAFFING BY CLASS C OR HIGHER OPERATOR: 6 HOURS/DAY FOR 5 DAYS/WEEK AND ONE VISIT ON EACH WEEKEND DAY. 3.0 MGD UP TO 5.0 MGD-STAFFING BY CLASS C OR HIGHER OPERATOR: 1 HOUR/DAY FOR 5 DAYS/WEEK AND ONE VISIT ON EACH WEEKEND DAY. 0.25 MGD UP TO 3.0 MGD-STAFFING BY CLASS C OR HIGHER OPERATOR: 5 VISITS/WEEK AND ONE VISIT EACH WEEKEND FOR A TOTAL OF 0.6 HOUR/WEEK. | N | Y | WEBSTER, CITY OF (2 WPS) | 10700 SR 471 |  | WEBSTER | FL | 33597 |  | 3527932073 |  | DEANNA NAUGLER | DEANNA NAUGLER | PO BOX 28 |  | WEBSTER | FL | 33597 |  | 3527932073 |  | MUNICIPALITY | 800 | 1728000 | 722 | 2014-12-19 | 2020-06-12 | DC03 | 2000
3 | SUMTER | CD | MODELL@WILDWOOD-FL.GOV | 6600331 | COMMUNITY | CHLORINATION; AERATION FOR REMOVAL OF ANY SECONDARY CONTAMINANT, SULFIDE, OR ANY UNREGULATED CONTAMINANT; CORROSION CONTROL INHIBITOR ADDITION; HYPOCHLORINATION; IRON OR MANGANESE SEQUESTRATION; OR ULTRAVIOLET RADIATION. THE LEAD/CHIEF OPERATOR MUST BE CLASS C OR HIGHER. 5.0 MGD AND ABOVE-STAFFING BY CLASS C OR HIGHER OPERATOR: 6 HOURS/DAY FOR 5 DAYS/WEEK AND ONE VISIT ON EACH WEEKEND DAY. 3.0 MGD UP TO 5.0 MGD-STAFFING BY CLASS C OR HIGHER OPERATOR: 1 HOUR/DAY FOR 5 DAYS/WEEK AND ONE VISIT ON EACH WEEKEND DAY. 0.25 MGD UP TO 3.0 MGD-STAFFING BY CLASS C OR HIGHER OPERATOR: 5 VISITS/WEEK AND ONE VISIT EACH WEEKEND FOR A TOTAL OF 0.6 HOUR/WEEK. | N | Y | WILDWOOD, CITY OF (7 WPS) | 100 N. MAIN STREET |  | WILDWOOD | FL | 34785 |  | 3523301346 |  | Jared Fort | MARK ODELL | 100 N MAIN ST. |  | WILDWOOD | FL | 34785 |  | 3523301346 |  | MUNICIPALITY | 17214 | 7937230 | 5794 | 2020-02-11 | 2021-08-04 | DC02 | 4000
3 | SUMTER | CD |  | 6600347 | COMMUNITY | AERATION FOR REMOVAL OF ANY PRIMARY CONTAMINANT; ALKALINITY/PH ADJUSTMENT; CHLORAMIN ATION; CHLORINE DIOXIDE FOR OXIDATION OR DISINFECTION; FLUORIDATION; ION EXCHANGE FOR REMOVAL OF ANY SECONDARY CONTAMINANT, SULFIDE, OR ANY UNREGULATED CONTAMINANT; OR OZONATION LESS THAN 0.1 MGD. STAFFING BY A CLASS D OR HIGHER OPERATOR: 3 VISITS/WEEK ON NONCONSECUTIVE DAYS FOR A TOTAL OF 0.6 HOUR/WEEK. THE LEAD/CHIEF OPERATOR MUST BE CLASS D OR HIGHER. | N | Y | THE WOODS UTILITY COMPANY | CR 675 OFF 301 SOUTH |  | WEBSTER | FL | 33597 |  | 3523694881 |  | SHARON PURVIANCE | GARY DEREMER | 5320 CAPTAIN'S COURT |  | NEW PORT RICHEY | FL | 34652 |  | 7278488292 |  | INVESTOR | 216 | 63500 | 78 | 2019-07-25 | 2020-08-17 | DC051 | 100
3 | SUMTER | CD |  | 6600444 | NONCOMMUNITY | CHLORINATION; AERATION FOR REMOVAL OF ANY SECONDARY CONTAMINANT, SULFIDE, OR ANY UNREGULATED CONTAMINANT; CORROSION CONTROL INHIBITOR ADDITION; HYPOCHLORINATION; IRON OR MANGANESE SEQUESTRATION; OR ULTRAVIOLET RADIATION. THE LEAD/CHIEF OPERATOR MUST BE CLASS D OR HIGHER. 50,000 GPD UP TO 0.25 MGD-STAFFING BY CLASS D OR HIGHER OPERATOR: 3 VISITS/WEEK ON NONCONSECUTIVE DAYS FOR A TOTAL OF 0.3 HOUR/WEEK. LESS THAN 50,000 GPD-STAFFING BY A CLASS D OR HIGHER OPERATOR: 2 VISITS/WEEK ON NONCONSECUTIVE DAYS FOR A TOTAL OF 0.2 HOUR/WEEK. THERE SHALL BE NO MORE THAN 5 DAYS BETWEEN THE LAST VISIT IN ONE WEEK AND THE FIRST VISIT IN THE NEXT WEEK. | N | Y | LAKE DEATON TR PK | 4855 CR 146 |  | WILDWOOD | FL | 32785 |  | 3527482397 |  |  | DAVID KRASNER | 18 FALLEN LEAF WAY |  | NOVATO | CA | 94949 |  | 5105069000 |  | INVESTOR | 25 | 57600 | 75 | 2016-04-21 | 2020-05-21 | NC01 | 50
3 | SUMTER | CD |  | 6600470 | NONCOMMUNITY | CHLORINATION; AERATION FOR REMOVAL OF ANY SECONDARY CONTAMINANT, SULFIDE, OR ANY UNREGULATED CONTAMINANT; CORROSION CONTROL INHIBITOR ADDITION; HYPOCHLORINATION; IRON OR MANGANESE SEQUESTRATION; OR ULTRAVIOLET RADIATION. THE LEAD/CHIEF OPERATOR MUST BE CLASS D OR HIGHER. 50,000 GPD UP TO 0.25 MGD-STAFFING BY CLASS D OR HIGHER OPERATOR: 3 VISITS/WEEK ON NONCONSECUTIVE DAYS FOR A TOTAL OF 0.3 HOUR/WEEK. LESS THAN 50,000 GPD-STAFFING BY A CLASS D OR HIGHER OPERATOR: 2 VISITS/WEEK ON NONCONSECUTIVE DAYS FOR A TOTAL OF 0.2 HOUR/WEEK. THERE SHALL BE NO MORE THAN 5 DAYS BETWEEN THE LAST VISIT IN ONE WEEK AND THE FIRST VISIT IN THE NEXT WEEK. | N | Y | FDOT I-75 REST AREA N., SUMTER COUNTY | I-75 NORTHBOUND | NORTH OF HERNANDO-SUMTER COUNTY LINE | BUSHNELL | FL | 32748 | 5799 | 3523606552 |  | AUSTIN WOODINGTON | TODD CROFT | 1405 THOMAS AVE. |  | LEESBURG | FL | 34748 |  | 3523267742 |  | STATE | 25 | 86400 | 1 | 2014-01-29 | 2020-07-08 | NC01 | 50
3 | SUMTER | CD |  | 6600489 | NONTRANSIENT NONCOMMUNITY | CHLORINATION; AERATION FOR REMOVAL OF ANY SECONDARY CONTAMINANT, SULFIDE, OR ANY UNREGULATED CONTAMINANT; CORROSION CONTROL INHIBITOR ADDITION; HYPOCHLORINATION; IRON OR MANGANESE SEQUESTRATION; OR ULTRAVIOLET RADIATION. THE LEAD/CHIEF OPERATOR MUST BE CLASS D OR HIGHER. 50,000 GPD UP TO 0.25 MGD-STAFFING BY CLASS D OR HIGHER OPERATOR: 3 VISITS/WEEK ON NONCONSECUTIVE DAYS FOR A TOTAL OF 0.3 HOUR/WEEK. LESS THAN 50,000 GPD-STAFFING BY A CLASS D OR HIGHER OPERATOR: 2 VISITS/WEEK ON NONCONSECUTIVE DAYS FOR A TOTAL OF 0.2 HOUR/WEEK. THERE SHALL BE NO MORE THAN 5 DAYS BETWEEN THE LAST VISIT IN ONE WEEK AND THE FIRST VISIT IN THE NEXT WEEK. | N | Y | RIVERSIDE RV PARK | 7961 CR 647 |  | BUSHNELL | FL | 33513 |  | 3527935179 |  | TAMMY NORFOLK | SUMTER ENTERPRISE | 7961 CR 647 |  | BUSHNELL | FL | 33513 |  | 3527935179 |  | INVESTOR | 150 | 50000 | 88 | 2012-03-12 | 2020-10-21 | NTNC | 100
3 | SUMTER | CD | webster@summit-communities.com | 6600533 | COMMUNITY | CHLORINATION; AERATION FOR REMOVAL OF ANY SECONDARY CONTAMINANT, SULFIDE, OR ANY UNREGULATED CONTAMINANT; CORROSION CONTROL INHIBITOR ADDITION; HYPOCHLORINATION; IRON OR MANGANESE SEQUESTRATION; OR ULTRAVIOLET RADIATION. THE LEAD/CHIEF OPERATOR MUST BE CLASS D OR HIGHER. 50,000 GPD UP TO 0.25 MGD-STAFFING BY CLASS D OR HIGHER OPERATOR: 3 VISITS/WEEK ON NONCONSECUTIVE DAYS FOR A TOTAL OF 0.3 HOUR/WEEK. LESS THAN 50,000 GPD-STAFFING BY A CLASS D OR HIGHER OPERATOR: 2 VISITS/WEEK ON NONCONSECUTIVE DAYS FOR A TOTAL OF 0.2 HOUR/WEEK. THERE SHALL BE NO MORE THAN 5 DAYS BETWEEN THE LAST VISIT IN ONE WEEK AND THE FIRST VISIT IN THE NEXT WEEK. | N | Y | WEBSTER RV RESORT, LLC. | 2085 COUNTY ROAD 740 |  | WEBSTER | FL | 33597 |  | 3527936765 |  | MARIA VIRGA | WEBSTER RV RESORT, LLC | 2632 S. ROCHESTER RD. | SUITE 70630 | ROCHESTER HILLS | MI | 48307 |  | 2485210521 |  | INVESTOR | 155 | 504000 | 260 | 2016-04-14 | 2021-02-18 | DC04 | 1000
3 | SUMTER | CD |  | 6600606 | NONCOMMUNITY | CHLORINATION; AERATION FOR REMOVAL OF ANY SECONDARY CONTAMINANT, SULFIDE, OR ANY UNREGULATED CONTAMINANT; CORROSION CONTROL INHIBITOR ADDITION; HYPOCHLORINATION; IRON OR MANGANESE SEQUESTRATION; OR ULTRAVIOLET RADIATION. THE LEAD/CHIEF OPERATOR MUST BE CLASS D OR HIGHER. 50,000 GPD UP TO 0.25 MGD-STAFFING BY CLASS D OR HIGHER OPERATOR: 3 VISITS/WEEK ON NONCONSECUTIVE DAYS FOR A TOTAL OF 0.3 HOUR/WEEK. LESS THAN 50,000 GPD-STAFFING BY A CLASS D OR HIGHER OPERATOR: 2 VISITS/WEEK ON NONCONSECUTIVE DAYS FOR A TOTAL OF 0.2 HOUR/WEEK. THERE SHALL BE NO MORE THAN 5 DAYS BETWEEN THE LAST VISIT IN ONE WEEK AND THE FIRST VISIT IN THE NEXT WEEK. | N | Y | HARDEE'S/AMOCO | 43 E CR 470 & I-75 |  | LAKE PANASOFFKEE, | FL | 33538 |  | 3523031718 |  | TOM FELTON | AIHAB GERGES | 43 E. CR 470 |  | LAKE PANASOFFKEE | FL | 33538 |  | 3527931111 |  | INVESTOR | 100 | 10800 | 2 | 2011-07-18 | 2017-07-19 | NC01 | 50
3 | SUMTER | CD |  | 6600643 | NONCOMMUNITY | CHLORINATION; AERATION FOR REMOVAL OF ANY SECONDARY CONTAMINANT, SULFIDE, OR ANY UNREGULATED CONTAMINANT; CORROSION CONTROL INHIBITOR ADDITION; HYPOCHLORINATION; IRON OR MANGANESE SEQUESTRATION; OR ULTRAVIOLET RADIATION. THE LEAD/CHIEF OPERATOR MUST BE CLASS D OR HIGHER. 50,000 GPD UP TO 0.25 MGD-STAFFING BY CLASS D OR HIGHER OPERATOR: 3 VISITS/WEEK ON NONCONSECUTIVE DAYS FOR A TOTAL OF 0.3 HOUR/WEEK. LESS THAN 50,000 GPD-STAFFING BY A CLASS D OR HIGHER OPERATOR: 2 VISITS/WEEK ON NONCONSECUTIVE DAYS FOR A TOTAL OF 0.2 HOUR/WEEK. THERE SHALL BE NO MORE THAN 5 DAYS BETWEEN THE LAST VISIT IN ONE WEEK AND THE FIRST VISIT IN THE NEXT WEEK. | N | Y | THE DAM PUB | 4666 C.R. 300 |  | LAKE PANASOFFKEE | FL | 33538 |  | 3214326043 |  | DANIEL SCHLUM | [9 empty] | INVESTOR | 25 | 0 | 1 | 2012-07-02 | 2020-05-26 | NC01 | 50
3 | SUMTER | CD | lpwa1@cfl.rr.com | 6600990 | COMMUNITY | CHLORINATION; AERATION FOR REMOVAL OF ANY SECONDARY CONTAMINANT, SULFIDE, OR ANY UNREGULATED CONTAMINANT; CORROSION CONTROL INHIBITOR ADDITION; HYPOCHLORINATION; IRON OR MANGANESE SEQUESTRATION; OR ULTRAVIOLET RADIATION. THE LEAD/CHIEF OPERATOR MUST BE CLASS C OR HIGHER. 5.0 MGD AND ABOVE-STAFFING BY CLASS C OR HIGHER OPERATOR: 6 HOURS/DAY FOR 5 DAYS/WEEK AND ONE VISIT ON EACH WEEKEND DAY. 3.0 MGD UP TO 5.0 MGD-STAFFING BY CLASS C OR HIGHER OPERATOR: 1 HOUR/DAY FOR 5 DAYS/WEEK AND ONE VISIT ON EACH WEEKEND DAY. 0.25 MGD UP TO 3.0 MGD-STAFFING BY CLASS C OR HIGHER OPERATOR: 5 VISITS/WEEK AND ONE VISIT EACH WEEKEND FOR A TOTAL OF 0.6 HOUR/WEEK. | N | Y | LAKE PANASOFFKEE WATER ASSN 2WPS | 1165 COUNTY ROAD 465 |  | LAKE PANASOFFKEE | FL | 33538 |  | 3527934236 |  | DAVID SPRINGSTEAD | DAVID SPRINGSTEAD | 1165 CR 465 |  | LAKE PANASOFFKEE | FL | 33538 |  | 3527934236 |  | OTHER | 4642 | 2380000 | 1857 | 2013-01-14 | 2021-09-03 | DC03 | 2000
3 | SUMTER | CD |  | 6601062 | COMMUNITY | CHLORINATION; AERATION FOR REMOVAL OF ANY SECONDARY CONTAMINANT, SULFIDE, OR ANY UNREGULATED CONTAMINANT; CORROSION CONTROL INHIBITOR ADDITION; HYPOCHLORINATION; IRON OR MANGANESE SEQUESTRATION; OR ULTRAVIOLET RADIATION. THE LEAD/CHIEF OPERATOR MUST BE CLASS D OR HIGHER. 50,000 GPD UP TO 0.25 MGD-STAFFING BY CLASS D OR HIGHER OPERATOR: 3 VISITS/WEEK ON NONCONSECUTIVE DAYS FOR A TOTAL OF 0.3 HOUR/WEEK. LESS THAN 50,000 GPD-STAFFING BY A CLASS D OR HIGHER OPERATOR: 2 VISITS/WEEK ON NONCONSECUTIVE DAYS FOR A TOTAL OF 0.2 HOUR/WEEK. THERE SHALL BE NO MORE THAN 5 DAYS BETWEEN THE LAST VISIT IN ONE WEEK AND THE FIRST VISIT IN THE NEXT WEEK. | N | Y | LEISURE TIME MOBILE HOME PARK | PO BOX 547 |  | LAKE PANASOFFKEE | FL | 33538 |  | 3522660581 |  | MIKE KERNS | MIKE KERNS | PO BOX 547 |  | LAKE PANASOFFKEE | FL | 33538 |  | 3525680292 |  | INVESTOR | 112 | 108000 | 42 | 2013-01-14 | 2021-12-28 | DC051 | 100
3 | SUMTER | CD |  | 6601345 | COMMUNITY | CHLORINATION; AERATION FOR REMOVAL OF ANY SECONDARY CONTAMINANT, SULFIDE, OR ANY UNREGULATED CONTAMINANT; CORROSION CONTROL INHIBITOR ADDITION; HYPOCHLORINATION; IRON OR MANGANESE SEQUESTRATION; OR ULTRAVIOLET RADIATION. THE LEAD/CHIEF OPERATOR MUST BE CLASS D OR HIGHER. 50,000 GPD UP TO 0.25 MGD-STAFFING BY CLASS D OR HIGHER OPERATOR: 3 VISITS/WEEK ON NONCONSECUTIVE DAYS FOR A TOTAL OF 0.3 HOUR/WEEK. LESS THAN 50,000 GPD-STAFFING BY A CLASS D OR HIGHER OPERATOR: 2 VISITS/WEEK ON NONCONSECUTIVE DAYS FOR A TOTAL OF 0.2 HOUR/WEEK. THERE SHALL BE NO MORE THAN 5 DAYS BETWEEN THE LAST VISIT IN ONE WEEK AND THE FIRST VISIT IN THE NEXT WEEK. | N | Y | ISLEWORTH | CR 476 & OVERPASS I-75 | SW 22ND WAY | BUSHNELL | FL | 33513 |  | 3212177746 |  | KENNY WILLIAMS | JOSH EEDY | 6336 BUFORD STREET #206 |  | ORLANDO | FL | 32835 |  | 3212177746 |  | INVESTOR | 60 | 40000 | 24 | 2012-04-23 | 2020-06-25 | DC06 | 100
3 | SUMTER | CD | mvirga@gmail.com | 6601460 | COMMUNITY | CHLORINATION; AERATION FOR REMOVAL OF ANY SECONDARY CONTAMINANT, SULFIDE, OR ANY UNREGULATED CONTAMINANT; CORROSION CONTROL INHIBITOR ADDITION; HYPOCHLORINATION; IRON OR MANGANESE SEQUESTRATION; OR ULTRAVIOLET RADIATION. THE LEAD/CHIEF OPERATOR MUST BE CLASS D OR HIGHER. 50,000 GPD UP TO 0.25 MGD-STAFFING BY CLASS D OR HIGHER OPERATOR: 3 VISITS/WEEK ON NONCONSECUTIVE DAYS FOR A TOTAL OF 0.3 HOUR/WEEK. LESS THAN 50,000 GPD-STAFFING BY A CLASS D OR HIGHER OPERATOR: 2 VISITS/WEEK ON NONCONSECUTIVE DAYS FOR A TOTAL OF 0.2 HOUR/WEEK. THERE SHALL BE NO MORE THAN 5 DAYS BETWEEN THE LAST VISIT IN ONE WEEK AND THE FIRST VISIT IN THE NEXT WEEK. | N | Y | RAILS END TR PK | 7246 EAST STATE ROAD 44 |  | WILDWOOD | FL | 34785 |  | 3527481224 |  | DONALD HORTON | RAILS END CO-OP | 2632 S ROCHESTER ROAD | SUITE 70630 | ROCHESTER HILLS | MI | 48307 |  | 2485210521 |  | INVESTOR | 150 | 173000 | 75 | 2012-06-05 | 2021-12-28 | DC051 | 100
3 | SUMTER | CD |  | 6601467 | COMMUNITY | CHLORINATION; AERATION FOR REMOVAL OF ANY SECONDARY CONTAMINANT, SULFIDE, OR ANY UNREGULATED CONTAMINANT; CORROSION CONTROL INHIBITOR ADDITION; HYPOCHLORINATION; IRON OR MANGANESE SEQUESTRATION; OR ULTRAVIOLET RADIATION. THE LEAD/CHIEF OPERATOR MUST BE CLASS D OR HIGHER. 50,000 GPD UP TO 0.25 MGD-STAFFING BY CLASS D OR HIGHER OPERATOR: 3 VISITS/WEEK ON NONCONSECUTIVE DAYS FOR A TOTAL OF 0.3 HOUR/WEEK. LESS THAN 50,000 GPD-STAFFING BY A CLASS D OR HIGHER OPERATOR: 2 VISITS/WEEK ON NONCONSECUTIVE DAYS FOR A TOTAL OF 0.2 HOUR/WEEK. THERE SHALL BE NO MORE THAN 5 DAYS BETWEEN THE LAST VISIT IN ONE WEEK AND THE FIRST VISIT IN THE NEXT WEEK. | N | Y | OAK TREE CIRCLE PARK LLC | 6012 SR 471 |  | BUSHNELL | FL | 33513 |  | 3525386292 |  | MICHAEL FIELDS | MICHAEL FIELDS | 2445 NW 14TH PLACE |  | GAINESVILLE | FL | 32605 |  | 3525386292 |  | INVESTOR | 70 | 39600 | 24 | 2017-07-27 | 2021-12-28 | DC06 | 100
3 | SUMTER | CD |  | 6601574 | NONCOMMUNITY | CHLORINATION; AERATION FOR REMOVAL OF ANY SECONDARY CONTAMINANT, SULFIDE, OR ANY UNREGULATED CONTAMINANT; CORROSION CONTROL INHIBITOR ADDITION; HYPOCHLORINATION; IRON OR MANGANESE SEQUESTRATION; OR ULTRAVIOLET RADIATION. THE LEAD/CHIEF OPERATOR MUST BE CLASS D OR HIGHER. 50,000 GPD UP TO 0.25 MGD-STAFFING BY CLASS D OR HIGHER OPERATOR: 3 VISITS/WEEK ON NONCONSECUTIVE DAYS FOR A TOTAL OF 0.3 HOUR/WEEK. LESS THAN 50,000 GPD-STAFFING BY A CLASS D OR HIGHER OPERATOR: 2 VISITS/WEEK ON NONCONSECUTIVE DAYS FOR A TOTAL OF 0.2 HOUR/WEEK. THERE SHALL BE NO MORE THAN 5 DAYS BETWEEN THE LAST VISIT IN ONE WEEK AND THE FIRST VISIT IN THE NEXT WEEK. | N | Y | BREEZY OAKS RV PARK | 9683 CR 671 |  | BUSHNELL | FL | 33513 |  | 3527935345 |  | MIKE WOOD | MIKE WOOD | PO BOX 1462 |  | INVERNESS | FL | 34451 |  | 8133124274 |  | INVESTOR | 60 | 44460 | 100 | 2014-01-29 | 2020-07-08 | NC01 | 50
3 | SUMTER | CD |  | 6601737 | COMMUNITY | ACTIVATED CARBON PROCESSES; DIATOMACEOUS EARTH FILTRATION; ION EXCHANGE FOR REMOVAL OF ANY PRIMARY CONTAMINANT; ION AND MANGANESE REMOVAL (OXIDATION, DETENTION, AND FILTRATION); OR SLOW SAND FILTRATION. LEAD/CHIEF OPERATOR MUST BE CLASS C OR HIGHER. 1.0 MGD UP TO 2.0 MGD-STAFFING BY CLASS C OR HIGHER OPERATOR: 6 HOURS/DAY FOR 5 DAYS/WEEK AND ONE VISIT ON EACH WEEKEND DAY. 0.5 MGD UP TO 1.0 MGD-STAFFING BY CLASS C OR HIGHER OPERATOR: 3 HOURS/DAY FOR 5 DAYS/WEEK AND ONE VISIT ON EACH WEEKEND DAY. 0.25 MGD UP TO 0.5 MGD-STAFFING BY CLASS C OR HIGHER OPERATOR: 1 HOUR/DAY FOR 5 DAYS/WEEK AND ONE VISIT ON EACH WEEKEND DAY. LESS THAN 0.25 MGD-STAFFING BY CLASS C OR HIGHER OPERATOR: 5 VISITS/WEEK AND ONE VISIT EACH WEEKEND FOR A TOTAL OF 1.8 HOURS/WEEK. | N | Y | SUMTER CORRECTIONAL INSTITUTION | 9544 C 476B |  | BUSHNELL | FL | 33513 |  | 9044883800 |  | JENNIFER SCHWADES | ANDRES KRAUL | 501 S. CALHOUN ST. |  | TALLAHASSEE | FL | 32399 | 2400 | 8507173926 |  | STATE | 2008 | 1008000 | 89 | 2014-12-24 | 2020-03-05 | DC03 | 2000
3 | SUMTER | CD | lakepankoa@hotmail.com | 6601866 | COMMUNITY | CHLORINATION; AERATION FOR REMOVAL OF ANY SECONDARY CONTAMINANT, SULFIDE, OR ANY UNREGULATED CONTAMINANT; CORROSION CONTROL INHIBITOR ADDITION; HYPOCHLORINATION; IRON OR MANGANESE SEQUESTRATION; OR ULTRAVIOLET RADIATION. THE LEAD/CHIEF OPERATOR MUST BE CLASS D OR HIGHER. 50,000 GPD UP TO 0.25 MGD-STAFFING BY CLASS D OR HIGHER OPERATOR: 3 VISITS/WEEK ON NONCONSECUTIVE DAYS FOR A TOTAL OF 0.3 HOUR/WEEK. LESS THAN 50,000 GPD-STAFFING BY A CLASS D OR HIGHER OPERATOR: 2 VISITS/WEEK ON NONCONSECUTIVE DAYS FOR A TOTAL OF 0.2 HOUR/WEEK. THERE SHALL BE NO MORE THAN 5 DAYS BETWEEN THE LAST VISIT IN ONE WEEK AND THE FIRST VISIT IN THE NEXT WEEK. | N | Y | LAKE PAN RV VILLAGE (KOA/TURTLEBACK RV) | 190 C.R. 488 |  | LAKE PANASOFFKEE | FL | 33538 |  | 3527932051 |  | ELIZABETH FORREST | ELIZABETH FORREST | 5757 66TH STREET N. # 59 |  | ST. PETERSBURG | FL | 33709 |  | 7276410588 |  | INVESTOR | 200 | 14400 | 138 | 2015-06-30 | 2021-09-10 | DC06 | 100
3 | SUMTER | CD |  | 6602011 | NONCOMMUNITY | CHLORINATION; AERATION FOR REMOVAL OF ANY SECONDARY CONTAMINANT, SULFIDE, OR ANY UNREGULATED CONTAMINANT; CORROSION CONTROL INHIBITOR ADDITION; HYPOCHLORINATION; IRON OR MANGANESE SEQUESTRATION; OR ULTRAVIOLET RADIATION. THE LEAD/CHIEF OPERATOR MUST BE CLASS D OR HIGHER. 50,000 GPD UP TO 0.25 MGD-STAFFING BY CLASS D OR HIGHER OPERATOR: 3 VISITS/WEEK ON NONCONSECUTIVE DAYS FOR A TOTAL OF 0.3 HOUR/WEEK. LESS THAN 50,000 GPD-STAFFING BY A CLASS D OR HIGHER OPERATOR: 2 VISITS/WEEK ON NONCONSECUTIVE DAYS FOR A TOTAL OF 0.2 HOUR/WEEK. THERE SHALL BE NO MORE THAN 5 DAYS BETWEEN THE LAST VISIT IN ONE WEEK AND THE FIRST VISIT IN THE NEXT WEEK. | N | Y | WYNNHAVEN ON THE WITHLACOOCHEE, LLC. | 8271 W. C.R. 48 # 404 |  | BUSHNELL | FL | 33513 |  | 3527934744 |  | LINDA CASTELLAO | TIM HIMES | PO BOX 516 |  | LUTZ | FL | 33548 |  | 8132941927 |  | INVESTOR | 25 | 36000 | 46 | 2017-12-04 | 2017-08-08 | NC01 | 50
3 | SUMTER | CD |  | 6602060 | NONTRANSIENT NONCOMMUNITY | CHLORINATION; AERATION FOR REMOVAL OF ANY SECONDARY CONTAMINANT, SULFIDE, OR ANY UNREGULATED CONTAMINANT; CORROSION CONTROL INHIBITOR ADDITION; HYPOCHLORINATION; IRON OR MANGANESE SEQUESTRATION; OR ULTRAVIOLET RADIATION. THE LEAD/CHIEF OPERATOR MUST BE CLASS D OR HIGHER. 50,000 GPD UP TO 0.25 MGD-STAFFING BY CLASS D OR HIGHER OPERATOR: 3 VISITS/WEEK ON NONCONSECUTIVE DAYS FOR A TOTAL OF 0.3 HOUR/WEEK. LESS THAN 50,000 GPD-STAFFING BY A CLASS D OR HIGHER OPERATOR: 2 VISITS/WEEK ON NONCONSECUTIVE DAYS FOR A TOTAL OF 0.2 HOUR/WEEK. THERE SHALL BE NO MORE THAN 5 DAYS BETWEEN THE LAST VISIT IN ONE WEEK AND THE FIRST VISIT IN THE NEXT WEEK. | N | Y | FLORILOW OAKS | 4272 SR 301 SOUTH # 101 |  | BUSHNELL | FL | 33513 |  | 3527936487 |  | JENNIFER THOMAS | JENNIFER THOMAS | 4272 S. US 301 | LOT# 101 | BUSHNELL | FL | 33513 |  | 3527936487 |  | INVESTOR | 96 | 43200 | 145 | 2015-04-24 | 2021-09-30 | NTNC | 100
3 | SUMTER | CD |  | 6602266 | NONCOMMUNITY | CHLORINATION; AERATION FOR REMOVAL OF ANY SECONDARY CONTAMINANT, SULFIDE, OR ANY UNREGULATED CONTAMINANT; CORROSION CONTROL INHIBITOR ADDITION; HYPOCHLORINATION; IRON OR MANGANESE SEQUESTRATION; OR ULTRAVIOLET RADIATION. THE LEAD/CHIEF OPERATOR MUST BE CLASS D OR HIGHER. 50,000 GPD UP TO 0.25 MGD-STAFFING BY CLASS D OR HIGHER OPERATOR: 3 VISITS/WEEK ON NONCONSECUTIVE DAYS FOR A TOTAL OF 0.3 HOUR/WEEK. LESS THAN 50,000 GPD-STAFFING BY A CLASS D OR HIGHER OPERATOR: 2 VISITS/WEEK ON NONCONSECUTIVE DAYS FOR A TOTAL OF 0.2 HOUR/WEEK. THERE SHALL BE NO MORE THAN 5 DAYS BETWEEN THE LAST VISIT IN ONE WEEK AND THE FIRST VISIT IN THE NEXT WEEK. | N | Y | WSF-HOG ISLAND | 15019 BROAD ST |  | BROOKSVILLE | FL | 34601 |  | 3527965650 |  | ERIC SIEWERT | ERIC SIEWERT | 15019 BROAD ST |  | BROOKSVILLE | FL | 34601 |  | 3527974152 |  | STATE | 25 | 10800 | 23 | 2012-02-27 | 2020-05-20 | NC01 | 50
3 | SUMTER | CD | PATTI.HOOTEN@SUMTER.K12.FL.US | 6604782 | NONTRANSIENT NONCOMMUNITY | CHLORINATION; AERATION FOR REMOVAL OF ANY SECONDARY CONTAMINANT, SULFIDE, OR ANY UNREGULATED CONTAMINANT; CORROSION CONTROL INHIBITOR ADDITION; HYPOCHLORINATION; IRON OR MANGANESE SEQUESTRATION; OR ULTRAVIOLET RADIATION. THE LEAD/CHIEF OPERATOR MUST BE CLASS D OR HIGHER. 50,000 GPD UP TO 0.25 MGD-STAFFING BY CLASS D OR HIGHER OPERATOR: 3 VISITS/WEEK ON NONCONSECUTIVE DAYS FOR A TOTAL OF 0.3 HOUR/WEEK. LESS THAN 50,000 GPD-STAFFING BY A CLASS D OR HIGHER OPERATOR: 2 VISITS/WEEK ON NONCONSECUTIVE DAYS FOR A TOTAL OF 0.2 HOUR/WEEK. THERE SHALL BE NO MORE THAN 5 DAYS BETWEEN THE LAST VISIT IN ONE WEEK AND THE FIRST VISIT IN THE NEXT WEEK. | N | Y | SUMTER CO. SCHOOL BOARD OFFICE | 2680 W. C. 476 |  | BUSHNELL | FL | 33513 |  | 3527932315 |  | US WATER SERVICES | SUMTER COUNTY SCHOOL BOARD | 2680 W CR476 |  | BUSHNELL | FL | 33513 |  | 3527931281 |  | INVESTOR | 25 | 142000 | 3 | 2014-12-12 | 2020-06-25 | NTNC | 100
3 | SUMTER | CD |  | 6604785 | NONCOMMUNITY | CHLORINATION; AERATION FOR REMOVAL OF ANY SECONDARY CONTAMINANT, SULFIDE, OR ANY UNREGULATED CONTAMINANT; CORROSION CONTROL INHIBITOR ADDITION; HYPOCHLORINATION; IRON OR MANGANESE SEQUESTRATION; OR ULTRAVIOLET RADIATION. THE LEAD/CHIEF OPERATOR MUST BE CLASS D OR HIGHER. 50,000 GPD UP TO 0.25 MGD-STAFFING BY CLASS D OR HIGHER OPERATOR: 3 VISITS/WEEK ON NONCONSECUTIVE DAYS FOR A TOTAL OF 0.3 HOUR/WEEK. LESS THAN 50,000 GPD-STAFFING BY A CLASS D OR HIGHER OPERATOR: 2 VISITS/WEEK ON NONCONSECUTIVE DAYS FOR A TOTAL OF 0.2 HOUR/WEEK. THERE SHALL BE NO MORE THAN 5 DAYS BETWEEN THE LAST VISIT IN ONE WEEK AND THE FIRST VISIT IN THE NEXT WEEK. | N | Y | WSF RIVER JUNCTION | 15019 BROAD ST |  | BROOKSVILLE | FL | 34601 |  | 3527965650 |  | ERIC SIEWERT | ERIC SIEWERT | 15019 BROAD ST |  | BROOKSVILLE | FL | 34601 |  | 3527974152 |  | STATE | 25 | 10800 | 12 | 2012-02-27 | 2020-08-17 | NC01 | 50
3 | SUMTER | CD |  | 6604786 | NONCOMMUNITY | CHLORINATION; AERATION FOR REMOVAL OF ANY SECONDARY CONTAMINANT, SULFIDE, OR ANY UNREGULATED CONTAMINANT; CORROSION CONTROL INHIBITOR ADDITION; HYPOCHLORINATION; IRON OR MANGANESE SEQUESTRATION; OR ULTRAVIOLET RADIATION. THE LEAD/CHIEF OPERATOR MUST BE CLASS D OR HIGHER. 50,000 GPD UP TO 0.25 MGD-STAFFING BY CLASS D OR HIGHER OPERATOR: 3 VISITS/WEEK ON NONCONSECUTIVE DAYS FOR A TOTAL OF 0.3 HOUR/WEEK. LESS THAN 50,000 GPD-STAFFING BY A CLASS D OR HIGHER OPERATOR: 2 VISITS/WEEK ON NONCONSECUTIVE DAYS FOR A TOTAL OF 0.2 HOUR/WEEK. THERE SHALL BE NO MORE THAN 5 DAYS BETWEEN THE LAST VISIT IN ONE WEEK AND THE FIRST VISIT IN THE NEXT WEEK. | N | Y | SNOWBIRD SOUTH R V PARK | 7784 CR 702 |  | CENTER HILL | FL | 33514 |  | 3527934941 |  | MARILYNN SNELL | DWAYNE HALL | 7784 CR 702 |  | CENTER HILL | FL | 33514 |  | 3525683300 |  | INVESTOR | 25 | 10800 | 105 | 2016-02-02 | 2020-07-08 | NC01 | 50
3 | SUMTER | CD |  | 6604789 | NONCOMMUNITY | CHLORINATION; AERATION FOR REMOVAL OF ANY SECONDARY CONTAMINANT, SULFIDE, OR ANY UNREGULATED CONTAMINANT; CORROSION CONTROL INHIBITOR ADDITION; HYPOCHLORINATION; IRON OR MANGANESE SEQUESTRATION; OR ULTRAVIOLET RADIATION. THE LEAD/CHIEF OPERATOR MUST BE CLASS D OR HIGHER. 50,000 GPD UP TO 0.25 MGD-STAFFING BY CLASS D OR HIGHER OPERATOR: 3 VISITS/WEEK ON NONCONSECUTIVE DAYS FOR A TOTAL OF 0.3 HOUR/WEEK. LESS THAN 50,000 GPD-STAFFING BY A CLASS D OR HIGHER OPERATOR: 2 VISITS/WEEK ON NONCONSECUTIVE DAYS FOR A TOTAL OF 0.2 HOUR/WEEK. THERE SHALL BE NO MORE THAN 5 DAYS BETWEEN THE LAST VISIT IN ONE WEEK AND THE FIRST VISIT IN THE NEXT WEEK. | N | Y | LAKE PANASOFFKEE CIRCLE K | 22 E. 470 (I-75 & 470 WEST) |  | LAKE PANASOFFKEE | FL | 33538 |  | 3527932038 |  | HEATHER BENNINGTON | RANDY HALL | 1201 OAKFIELD DR |  | BRANDON | FL | 33511 |  | 8136814279 |  | INVESTOR | 100 | 14400 | 1 | 2012-07-18 | 2018-08-09 | NC01 | 50
3 | SUMTER | CD |  | 6604791 | NONCOMMUNITY | CHLORINATION; AERATION FOR REMOVAL OF ANY SECONDARY CONTAMINANT, SULFIDE, OR ANY UNREGULATED CONTAMINANT; CORROSION CONTROL INHIBITOR ADDITION; HYPOCHLORINATION; IRON OR MANGANESE SEQUESTRATION; OR ULTRAVIOLET RADIATION. THE LEAD/CHIEF OPERATOR MUST BE CLASS D OR HIGHER. 50,000 GPD UP TO 0.25 MGD-STAFFING BY CLASS D OR HIGHER OPERATOR: 3 VISITS/WEEK ON NONCONSECUTIVE DAYS FOR A TOTAL OF 0.3 HOUR/WEEK. LESS THAN 50,000 GPD-STAFFING BY A CLASS D OR HIGHER OPERATOR: 2 VISITS/WEEK ON NONCONSECUTIVE DAYS FOR A TOTAL OF 0.2 HOUR/WEEK. THERE SHALL BE NO MORE THAN 5 DAYS BETWEEN THE LAST VISIT IN ONE WEEK AND THE FIRST VISIT IN THE NEXT WEEK. | N | Y | MABEL'S EARLY BIRD RESTAURANT | 800 SOUTH US HIGHWAY 301 |  | SUMTERVILLE | FL | 33585 |  | 3528189834 |  | CLARA EVANS | ELADIO IZQUIERDO | 799 S. US 301 |  | SUMTERVILLE | FL | 33585 |  |  |  | INVESTOR | 25 | 14400 | 2 | 2016-05-25 | 2020-08-17 | NC01 | 50
3 | SUMTER | CD |  | 6604796 | NONTRANSIENT NONCOMMUNITY | AERATION FOR REMOVAL OF ANY PRIMARY CONTAMINANT; ALKALINITY/PH ADJUSTMENT; CHLORAMIN ATION; CHLORINE DIOXIDE FOR OXIDATION OR DISINFECTION; FLUORIDATION; ION EXCHANGE FOR REMOVAL OF ANY SECONDARY CONTAMINANT, SULFIDE, OR ANY UNREGULATED CONTAMINANT; OR OZONATION LESS THAN 0.1 MGD. STAFFING BY A CLASS D OR HIGHER OPERATOR: 3 VISITS/WEEK ON NONCONSECUTIVE DAYS FOR A TOTAL OF 0.6 HOUR/WEEK. THE LEAD/CHIEF OPERATOR MUST BE CLASS D OR HIGHER. | N | Y | SUNSHINE VILLAGE MHP | 10129 A SE 22ND PATH CR 470 |  | WEBSTER | FL | 33597 |  | 3527935203 |  | AL HUESTIS | ROB SMITH | 2236 SE 100TH LANE |  | WEBSTER | FL | 33597 |  | 3527938626 |  | INVESTOR | 26 | 64800 | 110 | 2018-12-12 | 2021-07-19 | NTNC | 100
3 | SUMTER | CD |  | 6604805 | NONCOMMUNITY | CHLORINATION; AERATION FOR REMOVAL OF ANY SECONDARY CONTAMINANT, SULFIDE, OR ANY UNREGULATED CONTAMINANT; CORROSION CONTROL INHIBITOR ADDITION; HYPOCHLORINATION; IRON OR MANGANESE SEQUESTRATION; OR ULTRAVIOLET RADIATION. THE LEAD/CHIEF OPERATOR MUST BE CLASS D OR HIGHER. 50,000 GPD UP TO 0.25 MGD-STAFFING BY CLASS D OR HIGHER OPERATOR: 3 VISITS/WEEK ON NONCONSECUTIVE DAYS FOR A TOTAL OF 0.3 HOUR/WEEK. LESS THAN 50,000 GPD-STAFFING BY A CLASS D OR HIGHER OPERATOR: 2 VISITS/WEEK ON NONCONSECUTIVE DAYS FOR A TOTAL OF 0.2 HOUR/WEEK. THERE SHALL BE NO MORE THAN 5 DAYS BETWEEN THE LAST VISIT IN ONE WEEK AND THE FIRST VISIT IN THE NEXT WEEK. | N | Y | FIRST BAPTIST CHURCH OF WAHOO | 4517 CR 319 |  | BUSHNELL | FL | 33513 |  | 3527936015 |  | PAUL ALONSO | FIRST BAPTIST CHURCH OF WAHOO | 4517 CR 319 |  | BUSHNELL | FL | 33513 |  | 3527936015 |  | INVESTOR | 25 | 10800 | 4 | 2018-04-17 | 2018-04-04 | NC01 | 50
3 | SUMTER | CD |  | 6604806 | NONCOMMUNITY | CHLORINATION; AERATION FOR REMOVAL OF ANY SECONDARY CONTAMINANT, SULFIDE, OR ANY UNREGULATED CONTAMINANT; CORROSION CONTROL INHIBITOR ADDITION; HYPOCHLORINATION; IRON OR MANGANESE SEQUESTRATION; OR ULTRAVIOLET RADIATION. THE LEAD/CHIEF OPERATOR MUST BE CLASS D OR HIGHER. 50,000 GPD UP TO 0.25 MGD-STAFFING BY CLASS D OR HIGHER OPERATOR: 3 VISITS/WEEK ON NONCONSECUTIVE DAYS FOR A TOTAL OF 0.3 HOUR/WEEK. LESS THAN 50,000 GPD-STAFFING BY A CLASS D OR HIGHER OPERATOR: 2 VISITS/WEEK ON NONCONSECUTIVE DAYS FOR A TOTAL OF 0.2 HOUR/WEEK. THERE SHALL BE NO MORE THAN 5 DAYS BETWEEN THE LAST VISIT IN ONE WEEK AND THE FIRST VISIT IN THE NEXT WEEK. | N | Y | CIRCLE K STORE 7157 | 9326 WEST CR 476 |  | BUSHNELL | FL | 33513 |  | 3527932475 |  |  | CHERYL BARROW | 3802 CORPOREX PARK DR. | STE 200 | TAMPA | FL | 33619 |  | 8139106878 |  | INVESTOR | 25 | 14400 | 1 | 2016-02-02 | 2020-05-21 | NC01 | 50
3 | SUMTER | CD |  | 6604813 | NONCOMMUNITY | CHLORINATION; AERATION FOR REMOVAL OF ANY SECONDARY CONTAMINANT, SULFIDE, OR ANY UNREGULATED CONTAMINANT; CORROSION CONTROL INHIBITOR ADDITION; HYPOCHLORINATION; IRON OR MANGANESE SEQUESTRATION; OR ULTRAVIOLET RADIATION. THE LEAD/CHIEF OPERATOR MUST BE CLASS D OR HIGHER. 50,000 GPD UP TO 0.25 MGD-STAFFING BY CLASS D OR HIGHER OPERATOR: 3 VISITS/WEEK ON NONCONSECUTIVE DAYS FOR A TOTAL OF 0.3 HOUR/WEEK. LESS THAN 50,000 GPD-STAFFING BY A CLASS D OR HIGHER OPERATOR: 2 VISITS/WEEK ON NONCONSECUTIVE DAYS FOR A TOTAL OF 0.2 HOUR/WEEK. THERE SHALL BE NO MORE THAN 5 DAYS BETWEEN THE LAST VISIT IN ONE WEEK AND THE FIRST VISIT IN THE NEXT WEEK. | N | Y | PANASOFFKEE SENIOR CENTER | 52 CR 527 N |  | LAKE PANASOFFKEE | FL | 33538 |  | 3527930200 |  | BETTY ESSER | MICHAEL GEORGINI | P.O. BOX 896 |  | BROOKSVILLE | FL | 34605 |  | 3527961425 |  | INVESTOR | 25 | 10800 | 2 | 2012-05-15 | 2017-07-19 | NC01 | 50
3 | SUMTER | CD | mscott@cmfoods.com | 6604818 | NONTRANSIENT NONCOMMUNITY | CHLORINATION; AERATION FOR REMOVAL OF ANY SECONDARY CONTAMINANT, SULFIDE, OR ANY UNREGULATED CONTAMINANT; CORROSION CONTROL INHIBITOR ADDITION; HYPOCHLORINATION; IRON OR MANGANESE SEQUESTRATION; OR ULTRAVIOLET RADIATION. THE LEAD/CHIEF OPERATOR MUST BE CLASS D OR HIGHER. 50,000 GPD UP TO 0.25 MGD-STAFFING BY CLASS D OR HIGHER OPERATOR: 3 VISITS/WEEK ON NONCONSECUTIVE DAYS FOR A TOTAL OF 0.3 HOUR/WEEK. LESS THAN 50,000 GPD-STAFFING BY A CLASS D OR HIGHER OPERATOR: 2 VISITS/WEEK ON NONCONSECUTIVE DAYS FOR A TOTAL OF 0.2 HOUR/WEEK. THERE SHALL BE NO MORE THAN 5 DAYS BETWEEN THE LAST VISIT IN ONE WEEK AND THE FIRST VISIT IN THE NEXT WEEK. | N | Y | CAL-MAINE FOODS, INC | 9565 CR 476B |  | BUSHNELL | FL | 33513 |  | 3867934300 |  | MARISOL SCOTT | CAL-MAINE FOODS, INC | 9565 CR 476B |  | BUSHNELL | FL | 33513 |  | 3527934300 |  | INVESTOR | 50 | 10800 | 11 | 2017-08-10 | 2020-06-25 | NTNC | 100
3 | SUMTER | CD |  | 6604820 | NONCOMMUNITY | CHLORINATION; AERATION FOR REMOVAL OF ANY SECONDARY CONTAMINANT, SULFIDE, OR ANY UNREGULATED CONTAMINANT; CORROSION CONTROL INHIBITOR ADDITION; HYPOCHLORINATION; IRON OR MANGANESE SEQUESTRATION; OR ULTRAVIOLET RADIATION. THE LEAD/CHIEF OPERATOR MUST BE CLASS D OR HIGHER. 50,000 GPD UP TO 0.25 MGD-STAFFING BY CLASS D OR HIGHER OPERATOR: 3 VISITS/WEEK ON NONCONSECUTIVE DAYS FOR A TOTAL OF 0.3 HOUR/WEEK. LESS THAN 50,000 GPD-STAFFING BY A CLASS D OR HIGHER OPERATOR: 2 VISITS/WEEK ON NONCONSECUTIVE DAYS FOR A TOTAL OF 0.2 HOUR/WEEK. THERE SHALL BE NO MORE THAN 5 DAYS BETWEEN THE LAST VISIT IN ONE WEEK AND THE FIRST VISIT IN THE NEXT WEEK. | N | Y | WAFFLE HOUSE # 547 | 7954 NE 8TH WAY | I-75 & S.R. 44 | WILDWOOD | FL | 34785 |  | 3527485944 |  | MARY CAPRELL | EAST COAST WAFFLES | P.O. BOX 6450 |  | NORCROSS | GA | 30091 |  | 7707295700 |  | INVESTOR | 25 | 14400 | 1 | 2014-04-11 | 2018-03-13 | NC01 | 50
3 | SUMTER | CD |  | 6604822 | NONCOMMUNITY | CHLORINATION; AERATION FOR REMOVAL OF ANY SECONDARY CONTAMINANT, SULFIDE, OR ANY UNREGULATED CONTAMINANT; CORROSION CONTROL INHIBITOR ADDITION; HYPOCHLORINATION; IRON OR MANGANESE SEQUESTRATION; OR ULTRAVIOLET RADIATION. THE LEAD/CHIEF OPERATOR MUST BE CLASS D OR HIGHER. 50,000 GPD UP TO 0.25 MGD-STAFFING BY CLASS D OR HIGHER OPERATOR: 3 VISITS/WEEK ON NONCONSECUTIVE DAYS FOR A TOTAL OF 0.3 HOUR/WEEK. LESS THAN 50,000 GPD-STAFFING BY A CLASS D OR HIGHER OPERATOR: 2 VISITS/WEEK ON NONCONSECUTIVE DAYS FOR A TOTAL OF 0.2 HOUR/WEEK. THERE SHALL BE NO MORE THAN 5 DAYS BETWEEN THE LAST VISIT IN ONE WEEK AND THE FIRST VISIT IN THE NEXT WEEK. | N | Y | COUNTRYSIDE RV PARK | 741 CR 489 |  | LAKE PANASOFFKEE | FL | 33538 |  | 3527938103 |  | RENEE RODGERS FRANK | WILLIAM & ELIZABETH MACKAY | 741 COUNTY ROAD 489 |  | LAKE PANASOFFKEE | FL | 33538 |  | 3527938013 |  | UNKNOWN | 25 | 1 | 63 | 2016-02-15 | 2020-07-08 | NC01 | 50
3 | SUMTER | CD |  | 6604823 | NONCOMMUNITY | CHLORINATION; AERATION FOR REMOVAL OF ANY SECONDARY CONTAMINANT, SULFIDE, OR ANY UNREGULATED CONTAMINANT; CORROSION CONTROL INHIBITOR ADDITION; HYPOCHLORINATION; IRON OR MANGANESE SEQUESTRATION; OR ULTRAVIOLET RADIATION. THE LEAD/CHIEF OPERATOR MUST BE CLASS D OR HIGHER. 50,000 GPD UP TO 0.25 MGD-STAFFING BY CLASS D OR HIGHER OPERATOR: 3 VISITS/WEEK ON NONCONSECUTIVE DAYS FOR A TOTAL OF 0.3 HOUR/WEEK. LESS THAN 50,000 GPD-STAFFING BY A CLASS D OR HIGHER OPERATOR: 2 VISITS/WEEK ON NONCONSECUTIVE DAYS FOR A TOTAL OF 0.2 HOUR/WEEK. THERE SHALL BE NO MORE THAN 5 DAYS BETWEEN THE LAST VISIT IN ONE WEEK AND THE FIRST VISIT IN THE NEXT WEEK. | N | Y | SUMTER OAKS RV PARK | 4602 CR 673 |  | BUSHNELL | FL | 33513 |  | 3527931333 |  | CYNTHIA NEILSEN | SHAWN LORING | 100 RAINBOW DR. |  | LIVINGSTON | TX | 77351 |  |  |  | INVESTOR | 25 | 32000 | 129 | 2016-02-25 | 2020-05-26 | NC01 | 50
3 | SUMTER | CD |  | 6604824 | COMMUNITY | CHLORINATION; AERATION FOR REMOVAL OF ANY SECONDARY CONTAMINANT, SULFIDE, OR ANY UNREGULATED CONTAMINANT; CORROSION CONTROL INHIBITOR ADDITION; HYPOCHLORINATION; IRON OR MANGANESE SEQUESTRATION; OR ULTRAVIOLET RADIATION. THE LEAD/CHIEF OPERATOR MUST BE CLASS D OR HIGHER. 50,000 GPD UP TO 0.25 MGD-STAFFING BY CLASS D OR HIGHER OPERATOR: 3 VISITS/WEEK ON NONCONSECUTIVE DAYS FOR A TOTAL OF 0.3 HOUR/WEEK. LESS THAN 50,000 GPD-STAFFING BY A CLASS D OR HIGHER OPERATOR: 2 VISITS/WEEK ON NONCONSECUTIVE DAYS FOR A TOTAL OF 0.2 HOUR/WEEK. THERE SHALL BE NO MORE THAN 5 DAYS BETWEEN THE LAST VISIT IN ONE WEEK AND THE FIRST VISIT IN THE NEXT WEEK. | N | Y | OAKLAND HILLS | 156 CR 109 |  | THE VILLAGES | FL | 32159 |  | 9549632225 |  | DAVID SIMONS | DAVID SIMONS | 4700 SHERIDAN ST. | SUITE N | HOLLYWOOD | FL | 33021 |  | 9549632225 |  | INVESTOR | 1050 | 432000 | 350 | 2016-04-12 | 2021-09-10 | DC04 | 1000
3 | SUMTER | CD |  | 6604831 | NONTRANSIENT NONCOMMUNITY | CHLORINATION; AERATION FOR REMOVAL OF ANY SECONDARY CONTAMINANT, SULFIDE, OR ANY UNREGULATED CONTAMINANT; CORROSION CONTROL INHIBITOR ADDITION; HYPOCHLORINATION; IRON OR MANGANESE SEQUESTRATION; OR ULTRAVIOLET RADIATION. THE LEAD/CHIEF OPERATOR MUST BE CLASS D OR HIGHER. 50,000 GPD UP TO 0.25 MGD-STAFFING BY CLASS D OR HIGHER OPERATOR: 3 VISITS/WEEK ON NONCONSECUTIVE DAYS FOR A TOTAL OF 0.3 HOUR/WEEK. LESS THAN 50,000 GPD-STAFFING BY A CLASS D OR HIGHER OPERATOR: 2 VISITS/WEEK ON NONCONSECUTIVE DAYS FOR A TOTAL OF 0.2 HOUR/WEEK. THERE SHALL BE NO MORE THAN 5 DAYS BETWEEN THE LAST VISIT IN ONE WEEK AND THE FIRST VISIT IN THE NEXT WEEK. | N | Y | FLORIDA NATIONAL CEMETERY | 6502 SW 102 ND AVE |  | BUSHNELL | FL | 33513 |  | 9047937740 |  | KEITH COPELAND | FLORIDA NATIONAL CEMETERY | 6502 SW 102ND AVE |  | BUSHNELL | FL | 33513 |  | 3527937740 | 420 | FEDERAL | 40 | 90720 | 2 | 2014-03-11 | 2021-07-19 | NTNC | 100
3 | SUMTER | CD |  | 6604835 | NONCOMMUNITY | CHLORINATION; AERATION FOR REMOVAL OF ANY SECONDARY CONTAMINANT, SULFIDE, OR ANY UNREGULATED CONTAMINANT; CORROSION CONTROL INHIBITOR ADDITION; HYPOCHLORINATION; IRON OR MANGANESE SEQUESTRATION; OR ULTRAVIOLET RADIATION. THE LEAD/CHIEF OPERATOR MUST BE CLASS D OR HIGHER. 50,000 GPD UP TO 0.25 MGD-STAFFING BY CLASS D OR HIGHER OPERATOR: 3 VISITS/WEEK ON NONCONSECUTIVE DAYS FOR A TOTAL OF 0.3 HOUR/WEEK. LESS THAN 50,000 GPD-STAFFING BY A CLASS D OR HIGHER OPERATOR: 2 VISITS/WEEK ON NONCONSECUTIVE DAYS FOR A TOTAL OF 0.2 HOUR/WEEK. THERE SHALL BE NO MORE THAN 5 DAYS BETWEEN THE LAST VISIT IN ONE WEEK AND THE FIRST VISIT IN THE NEXT WEEK. | N | Y | CARTER'S COUNTRY STORE | 7018 N CR 470 |  | LAKE PANASOFFKEE | FL | 33538 |  | 3527480944 |  | MITCH CARTER | MITCH CARTER | 7018 N CR 470 |  | LAKE PANASOFFKEE | FL | 33538 |  | 3524276969 |  | INVESTOR | 25 | 10800 | 1 | 2014-06-25 | 2020-04-27 | NC01 | 50
3 | SUMTER | CD |  | 6604841 | NONCOMMUNITY | CHLORINATION; AERATION FOR REMOVAL OF ANY SECONDARY CONTAMINANT, SULFIDE, OR ANY UNREGULATED CONTAMINANT; CORROSION CONTROL INHIBITOR ADDITION; HYPOCHLORINATION; IRON OR MANGANESE SEQUESTRATION; OR ULTRAVIOLET RADIATION. THE LEAD/CHIEF OPERATOR MUST BE CLASS D OR HIGHER. 50,000 GPD UP TO 0.25 MGD-STAFFING BY CLASS D OR HIGHER OPERATOR: 3 VISITS/WEEK ON NONCONSECUTIVE DAYS FOR A TOTAL OF 0.3 HOUR/WEEK. LESS THAN 50,000 GPD-STAFFING BY A CLASS D OR HIGHER OPERATOR: 2 VISITS/WEEK ON NONCONSECUTIVE DAYS FOR A TOTAL OF 0.2 HOUR/WEEK. THERE SHALL BE NO MORE THAN 5 DAYS BETWEEN THE LAST VISIT IN ONE WEEK AND THE FIRST VISIT IN THE NEXT WEEK. | N | Y | SPIRIT TRAVEL CENTER | HWY 75 & CR 470 (TRUCK STOP) |  | LAKE PANASOFFKEE | FL | 33538 |  | 3527934424 |  |  | ADAM | 293 E. CR 470 |  | LAKE PANASOFFKEE | FL | 33538 |  | 3524616782 |  | INVESTOR | 25 | 12393 | 1 | 2011-07-25 | 2017-07-19 | NC01 | 50
3 | SUMTER | CD |  | 6604848 | NONCOMMUNITY | CHLORINATION; AERATION FOR REMOVAL OF ANY SECONDARY CONTAMINANT, SULFIDE, OR ANY UNREGULATED CONTAMINANT; CORROSION CONTROL INHIBITOR ADDITION; HYPOCHLORINATION; IRON OR MANGANESE SEQUESTRATION; OR ULTRAVIOLET RADIATION. THE LEAD/CHIEF OPERATOR MUST BE CLASS D OR HIGHER. 50,000 GPD UP TO 0.25 MGD-STAFFING BY CLASS D OR HIGHER OPERATOR: 3 VISITS/WEEK ON NONCONSECUTIVE DAYS FOR A TOTAL OF 0.3 HOUR/WEEK. LESS THAN 50,000 GPD-STAFFING BY A CLASS D OR HIGHER OPERATOR: 2 VISITS/WEEK ON NONCONSECUTIVE DAYS FOR A TOTAL OF 0.2 HOUR/WEEK. THERE SHALL BE NO MORE THAN 5 DAYS BETWEEN THE LAST VISIT IN ONE WEEK AND THE FIRST VISIT IN THE NEXT WEEK. | N | Y | CIRCLE K # 7547 | US 50 & CR 471 | 2986 SR 50 | TARRYTOWN | FL | 33566 |  | 8137549554 |  |  | CHERYL BARROW | 3802 CORPOREX PARK DR. | STE 200 | TAMPA | FL | 33619 |  | 8139106878 |  | INVESTOR | 25 | 14400 | 1 | 2016-02-02 | 2020-05-27 | NC01 | 50
3 | SUMTER | CD |  | 6604850 | NONCOMMUNITY | CHLORINATION; AERATION FOR REMOVAL OF ANY SECONDARY CONTAMINANT, SULFIDE, OR ANY UNREGULATED CONTAMINANT; CORROSION CONTROL INHIBITOR ADDITION; HYPOCHLORINATION; IRON OR MANGANESE SEQUESTRATION; OR ULTRAVIOLET RADIATION. THE LEAD/CHIEF OPERATOR MUST BE CLASS D OR HIGHER. 50,000 GPD UP TO 0.25 MGD-STAFFING BY CLASS D OR HIGHER OPERATOR: 3 VISITS/WEEK ON NONCONSECUTIVE DAYS FOR A TOTAL OF 0.3 HOUR/WEEK. LESS THAN 50,000 GPD-STAFFING BY A CLASS D OR HIGHER OPERATOR: 2 VISITS/WEEK ON NONCONSECUTIVE DAYS FOR A TOTAL OF 0.2 HOUR/WEEK. THERE SHALL BE NO MORE THAN 5 DAYS BETWEEN THE LAST VISIT IN ONE WEEK AND THE FIRST VISIT IN THE NEXT WEEK. | N | Y | CIRCLE K # 7549 | HWY 48 & 471 | 7222 SR 471 | BEVILLES CORNER | FL | 33566 |  | 8137549554 |  | JIM STIEBEN | CHERYL BARROW | 3802 CORPOREX PARK DR. | STE 200 | TAMPA | FL | 33619 |  | 8139106878 |  | INVESTOR | 25 | 2448 | 1 | 2016-02-02 | 2020-05-27 | NC01 | 50
3 | SUMTER | CD |  | 6604851 | NONCOMMUNITY | AERATION FOR REMOVAL OF ANY PRIMARY CONTAMINANT; ALKALINITY/PH ADJUSTMENT; CHLORAMIN ATION; CHLORINE DIOXIDE FOR OXIDATION OR DISINFECTION; FLUORIDATION; ION EXCHANGE FOR REMOVAL OF ANY SECONDARY CONTAMINANT, SULFIDE, OR ANY UNREGULATED CONTAMINANT; OR OZONATION LESS THAN 0.1 MGD. STAFFING BY A CLASS D OR HIGHER OPERATOR: 3 VISITS/WEEK ON NONCONSECUTIVE DAYS FOR A TOTAL OF 0.6 HOUR/WEEK. THE LEAD/CHIEF OPERATOR MUST BE CLASS D OR HIGHER. | N | Y | VFW POST # 10137 | 6036 CR 618 |  | BUSHNELL | FL | 33513 |  | 3527938511 |  |  | VFW POST #10137 | 6036 CR 618 |  | BUSHNELL | FL | 33513 |  | 3527938511 |  | INVESTOR | 25 | 1 | 1 | 2016-04-14 | 2021-09-03 | NC01 | 50
3 | SUMTER | CD |  | 6604852 | NONTRANSIENT NONCOMMUNITY | CHLORINATION; AERATION FOR REMOVAL OF ANY SECONDARY CONTAMINANT, SULFIDE, OR ANY UNREGULATED CONTAMINANT; CORROSION CONTROL INHIBITOR ADDITION; HYPOCHLORINATION; IRON OR MANGANESE SEQUESTRATION; OR ULTRAVIOLET RADIATION. THE LEAD/CHIEF OPERATOR MUST BE CLASS D OR HIGHER. 50,000 GPD UP TO 0.25 MGD-STAFFING BY CLASS D OR HIGHER OPERATOR: 3 VISITS/WEEK ON NONCONSECUTIVE DAYS FOR A TOTAL OF 0.3 HOUR/WEEK. LESS THAN 50,000 GPD-STAFFING BY A CLASS D OR HIGHER OPERATOR: 2 VISITS/WEEK ON NONCONSECUTIVE DAYS FOR A TOTAL OF 0.2 HOUR/WEEK. THERE SHALL BE NO MORE THAN 5 DAYS BETWEEN THE LAST VISIT IN ONE WEEK AND THE FIRST VISIT IN THE NEXT WEEK. | N | Y | SHADY BROOK R.V. RESORT | 178 N HWY 301 |  | SUMTERVILLE | FL | 33585 |  | 3525682244 |  | JAMES "JIM" CARMICHAEL | JAMES "JIM" CARMICHAEL | P.O. BOX 130 |  | SUMTERVILLE | FL | 33585 |  | 3525681818 |  | INVESTOR | 298 | 54000 | 186 | 2019-10-22 | 2019-03-18 | NTNC | 100
3 | SUMTER | CD |  | 6604853 | NONCOMMUNITY | CHLORINATION; AERATION FOR REMOVAL OF ANY SECONDARY CONTAMINANT, SULFIDE, OR ANY UNREGULATED CONTAMINANT; CORROSION CONTROL INHIBITOR ADDITION; HYPOCHLORINATION; IRON OR MANGANESE SEQUESTRATION; OR ULTRAVIOLET RADIATION. THE LEAD/CHIEF OPERATOR MUST BE CLASS D OR HIGHER. 50,000 GPD UP TO 0.25 MGD-STAFFING BY CLASS D OR HIGHER OPERATOR: 3 VISITS/WEEK ON NONCONSECUTIVE DAYS FOR A TOTAL OF 0.3 HOUR/WEEK. LESS THAN 50,000 GPD-STAFFING BY A CLASS D OR HIGHER OPERATOR: 2 VISITS/WEEK ON NONCONSECUTIVE DAYS FOR A TOTAL OF 0.2 HOUR/WEEK. THERE SHALL BE NO MORE THAN 5 DAYS BETWEEN THE LAST VISIT IN ONE WEEK AND THE FIRST VISIT IN THE NEXT WEEK. | N | Y | AMERICAN LEGION POST 101 | 2881 COUNTY ROAD 48 EAST |  | BUSHNELL | FL | 33513 |  | 3525680201 |  | JOSEPH CAPPORELLI | JOSEPH CAPPORELLI | PO BOX 1036 |  | BUSHNELL | FL | 33513 |  | 3525680201 |  | INVESTOR | 25 | 8200 | 1 | 2016-04-25 | 2020-06-25 | NC01 | 50
3 | SUMTER | CD |  | 6604854 | NONCOMMUNITY | CHLORINATION; AERATION FOR REMOVAL OF ANY SECONDARY CONTAMINANT, SULFIDE, OR ANY UNREGULATED CONTAMINANT; CORROSION CONTROL INHIBITOR ADDITION; HYPOCHLORINATION; IRON OR MANGANESE SEQUESTRATION; OR ULTRAVIOLET RADIATION. THE LEAD/CHIEF OPERATOR MUST BE CLASS D OR HIGHER. 50,000 GPD UP TO 0.25 MGD-STAFFING BY CLASS D OR HIGHER OPERATOR: 3 VISITS/WEEK ON NONCONSECUTIVE DAYS FOR A TOTAL OF 0.3 HOUR/WEEK. LESS THAN 50,000 GPD-STAFFING BY A CLASS D OR HIGHER OPERATOR: 2 VISITS/WEEK ON NONCONSECUTIVE DAYS FOR A TOTAL OF 0.2 HOUR/WEEK. THERE SHALL BE NO MORE THAN 5 DAYS BETWEEN THE LAST VISIT IN ONE WEEK AND THE FIRST VISIT IN THE NEXT WEEK. | N | Y | CROSS CONNECTION CHURCH | 1451 COUNTY ROAD 476 |  | BUSHNELL | FL | 33513 |  | 3527932240 |  | CLARENCE CRANE | [9 empty] | INVESTOR | 25 | 1000 | 1 | 2014-02-12 | 2018-04-04 | NC01 | 50
3 | SUMTER | CD |  | 6604855 | NONCOMMUNITY | CHLORINATION; AERATION FOR REMOVAL OF ANY SECONDARY CONTAMINANT, SULFIDE, OR ANY UNREGULATED CONTAMINANT; CORROSION CONTROL INHIBITOR ADDITION; HYPOCHLORINATION; IRON OR MANGANESE SEQUESTRATION; OR ULTRAVIOLET RADIATION. THE LEAD/CHIEF OPERATOR MUST BE CLASS D OR HIGHER. 50,000 GPD UP TO 0.25 MGD-STAFFING BY CLASS D OR HIGHER OPERATOR: 3 VISITS/WEEK ON NONCONSECUTIVE DAYS FOR A TOTAL OF 0.3 HOUR/WEEK. LESS THAN 50,000 GPD-STAFFING BY A CLASS D OR HIGHER OPERATOR: 2 VISITS/WEEK ON NONCONSECUTIVE DAYS FOR A TOTAL OF 0.2 HOUR/WEEK. THERE SHALL BE NO MORE THAN 5 DAYS BETWEEN THE LAST VISIT IN ONE WEEK AND THE FIRST VISIT IN THE NEXT WEEK. | N | Y | FLOWERWOOD NURSERY | 2792 CR 564 |  | BUSHNELL | FL | 33513 |  | 3527934563 |  | GLENN PONDER | FLOWERWOOD NURSERY | P.O. BOX 665 |  | LOXLEY | AL | 36551 |  | 8008583521 |  | INVESTOR | 25 | 31680 | 4 | 2018-09-21 | 2018-08-09 | NC01 | 50
3 | SUMTER | CD |  | 6604861 | COMMUNITY | AERATION FOR REMOVAL OF ANY PRIMARY CONTAMINANT; ALKALINITY/PH ADJUSTMENT; CHLORAMIN ATION; CHLORINE DIOXIDE FOR OXIDATION OR DISINFECTION; FLUORIDATION; ION EXCHANGE FOR REMOVAL OF ANY SECONDARY CONTAMINANT, SULFIDE, OR ANY UNREGULATED CONTAMINANT; OR OZONATION. THE LEAD/CHIEF OPERATOR MUST BE CLASS C OR HIGHER. 5.0 MGD UP TO 10 MGD-STAFFING BY CLASS C OR HIGHER OPERATOR: 6 HOURS/DAY FOR 5 DAYS/WEEK AND ONE VISIT ON EACH WEEKEND DAY. 3.0 MGD UP TO 5.0 MGD-STAFFING BY CLASS C OR HIGHER OPERATOR: 3 HOURS/DAY FOR 5 DAYS/WEEK AND ONE VISIT ON EACH WEEKEND DAY. 1.0 MGD UP TO 3.0 MGD-STAFFING BY CLASS C OR HIGHER OPERATOR: 1 HOUR/DAY FOR 5 DAYS/WEEK AND ONE VISIT ON EACH WEEKEND DAY. 0.1 MGD UP TO 1.0 MGD-STAFFING BY CLASS C OR HIGHER OPERATOR: 5 VISITS/WEEK AND ONE VISIT EACH WEEKEND FOR A TOTAL OF 1.2 HOURS/WEEK. | N | Y | COLEMAN, CITY OF | 1848 ANDERSON RD |  | COLEMAN | FL | 34785 |  | 3527486805 |  | RUTH BUSBY | CITY OF COLEMAN | P. O. BOX 456 | MILTONHILL@CITYOFCOLEMANFL.COM | COLEMAN | FL | 33521 |  | 3527481017 |  | MUNICIPALITY | 824 | 495000 | 294 | 2019-03-13 | 2021-12-10 | DC04 | 1000
3 | SUMTER | CD | DEANNA.SIMMONS@JACOBS.COM | 6604862 | COMMUNITY | CHLORINATION; AERATION FOR REMOVAL OF ANY SECONDARY CONTAMINANT, SULFIDE, OR ANY UNREGULATED CONTAMINANT; CORROSION CONTROL INHIBITOR ADDITION; HYPOCHLORINATION; IRON OR MANGANESE SEQUESTRATION; OR ULTRAVIOLET RADIATION. THE LEAD/CHIEF OPERATOR MUST BE CLASS C OR HIGHER. 5.0 MGD AND ABOVE-STAFFING BY CLASS C OR HIGHER OPERATOR: 6 HOURS/DAY FOR 5 DAYS/WEEK AND ONE VISIT ON EACH WEEKEND DAY. 3.0 MGD UP TO 5.0 MGD-STAFFING BY CLASS C OR HIGHER OPERATOR: 1 HOUR/DAY FOR 5 DAYS/WEEK AND ONE VISIT ON EACH WEEKEND DAY. 0.25 MGD UP TO 3.0 MGD-STAFFING BY CLASS C OR HIGHER OPERATOR: 5 VISITS/WEEK AND ONE VISIT EACH WEEKEND FOR A TOTAL OF 0.6 HOUR/WEEK. | N | Y | LITTLE SUMTER UTILITIES 3WPS | 501 SUNBELT RD |  | THE VILLAGES | FL | 32159 |  | 3527531756 |  | DEANNA SIMMONS | RICHARD BAIER | 984 OLD MILL RUN |  | THE VILLAGES | FL | 32162 |  | 3527513939 |  | INVESTOR | 25382 | 21600000 | 13384 | 2010-08-18 | 2019-03-14 | DC01 | 6000
3 | SUMTER | CD |  | 6604863 | NONCOMMUNITY | CHLORINATION; AERATION FOR REMOVAL OF ANY SECONDARY CONTAMINANT, SULFIDE, OR ANY UNREGULATED CONTAMINANT; CORROSION CONTROL INHIBITOR ADDITION; HYPOCHLORINATION; IRON OR MANGANESE SEQUESTRATION; OR ULTRAVIOLET RADIATION. THE LEAD/CHIEF OPERATOR MUST BE CLASS D OR HIGHER. 50,000 GPD UP TO 0.25 MGD-STAFFING BY CLASS D OR HIGHER OPERATOR: 3 VISITS/WEEK ON NONCONSECUTIVE DAYS FOR A TOTAL OF 0.3 HOUR/WEEK. LESS THAN 50,000 GPD-STAFFING BY A CLASS D OR HIGHER OPERATOR: 2 VISITS/WEEK ON NONCONSECUTIVE DAYS FOR A TOTAL OF 0.2 HOUR/WEEK. THERE SHALL BE NO MORE THAN 5 DAYS BETWEEN THE LAST VISIT IN ONE WEEK AND THE FIRST VISIT IN THE NEXT WEEK. | N | Y | UNITED SOUTHERN BANK | 13609 U.S. HWY 441 |  | LADY LAKE | FL | 32159 |  | 3522591000 |  | JEANNE LAZO/QUALITY WATER | UNITED SOUTHERN BANK | 2701 SOUTH BAY ST. |  | EUSTIS | FL | 32726 |  | 3525892121 |  | INVESTOR | 25 | 1 | 1 | 2014-06-18 | 2020-09-30 | NC01 | 50
3 | SUMTER | CD | qualitywatertreatment@centurylink.net | 6604868 | NONTRANSIENT NONCOMMUNITY | CHLORINATION; AERATION FOR REMOVAL OF ANY SECONDARY CONTAMINANT, SULFIDE, OR ANY UNREGULATED CONTAMINANT; CORROSION CONTROL INHIBITOR ADDITION; HYPOCHLORINATION; IRON OR MANGANESE SEQUESTRATION; OR ULTRAVIOLET RADIATION. THE LEAD/CHIEF OPERATOR MUST BE CLASS D OR HIGHER. 50,000 GPD UP TO 0.25 MGD-STAFFING BY CLASS D OR HIGHER OPERATOR: 3 VISITS/WEEK ON NONCONSECUTIVE DAYS FOR A TOTAL OF 0.3 HOUR/WEEK. LESS THAN 50,000 GPD-STAFFING BY A CLASS D OR HIGHER OPERATOR: 2 VISITS/WEEK ON NONCONSECUTIVE DAYS FOR A TOTAL OF 0.2 HOUR/WEEK. THERE SHALL BE NO MORE THAN 5 DAYS BETWEEN THE LAST VISIT IN ONE WEEK AND THE FIRST VISIT IN THE NEXT WEEK. | N | Y | GREAT SOUTHERN WOOD OF FL. INC | 194 CR 527A |  | LAKE PANASOFFKEE | FL | 33538 |  | 3527939410 |  | JARROD MYERS | LINDA THORNTON | PO BOX 759 |  | BUSHNELL | FL | 33513 |  | 3345856536 |  | COUNTY | 50 | 10800 | 3 | 2015-04-28 | 2021-07-19 | NTNC | 100
3 | SUMTER | CD |  | 6604870 | NONTRANSIENT NONCOMMUNITY | CHLORINATION; AERATION FOR REMOVAL OF ANY SECONDARY CONTAMINANT, SULFIDE, OR ANY UNREGULATED CONTAMINANT; CORROSION CONTROL INHIBITOR ADDITION; HYPOCHLORINATION; IRON OR MANGANESE SEQUESTRATION; OR ULTRAVIOLET RADIATION. THE LEAD/CHIEF OPERATOR MUST BE CLASS D OR HIGHER. 50,000 GPD UP TO 0.25 MGD-STAFFING BY CLASS D OR HIGHER OPERATOR: 3 VISITS/WEEK ON NONCONSECUTIVE DAYS FOR A TOTAL OF 0.3 HOUR/WEEK. LESS THAN 50,000 GPD-STAFFING BY A CLASS D OR HIGHER OPERATOR: 2 VISITS/WEEK ON NONCONSECUTIVE DAYS FOR A TOTAL OF 0.2 HOUR/WEEK. THERE SHALL BE NO MORE THAN 5 DAYS BETWEEN THE LAST VISIT IN ONE WEEK AND THE FIRST VISIT IN THE NEXT WEEK. | N | Y | PINES PROFESSIONAL MGT CENTER | 13710 U.S 441 | SUITE 100 | LADY LAKE | FL | 32159 |  | 3523072221 |  |  | MICHAEL MILLHORN | 13696 US 441 | #200 | THE VILLAGES | FL | 32159 |  | 3522054995 |  | INVESTOR | 50 | 18613 | 4 | 2017-06-10 | 2020-08-17 | NTNC | 100
3 | SUMTER | CD |  | 6604872 | NONTRANSIENT NONCOMMUNITY | CHLORINATION; AERATION FOR REMOVAL OF ANY SECONDARY CONTAMINANT, SULFIDE, OR ANY UNREGULATED CONTAMINANT; CORROSION CONTROL INHIBITOR ADDITION; HYPOCHLORINATION; IRON OR MANGANESE SEQUESTRATION; OR ULTRAVIOLET RADIATION. THE LEAD/CHIEF OPERATOR MUST BE CLASS D OR HIGHER. 50,000 GPD UP TO 0.25 MGD-STAFFING BY CLASS D OR HIGHER OPERATOR: 3 VISITS/WEEK ON NONCONSECUTIVE DAYS FOR A TOTAL OF 0.3 HOUR/WEEK. LESS THAN 50,000 GPD-STAFFING BY A CLASS D OR HIGHER OPERATOR: 2 VISITS/WEEK ON NONCONSECUTIVE DAYS FOR A TOTAL OF 0.2 HOUR/WEEK. THERE SHALL BE NO MORE THAN 5 DAYS BETWEEN THE LAST VISIT IN ONE WEEK AND THE FIRST VISIT IN THE NEXT WEEK. | N | Y | NEW LIFE CENTER MINISTRIES | 9707 CR 229 |  | WILDWOOD | FL | 34785 |  | 3527480433 |  |  | HENRY GOLDSMITH | 9707 CR 229 |  | WILDWOOD | FL | 34785 |  | 3527480433 |  | INVESTOR | 250 | 5000 | 1 | 2017-09-18 | 2020-08-17 | NTNC | 100
3 | SUMTER | CD |  | 6605001 | NONCOMMUNITY | CHLORINATION; AERATION FOR REMOVAL OF ANY SECONDARY CONTAMINANT, SULFIDE, OR ANY UNREGULATED CONTAMINANT; CORROSION CONTROL INHIBITOR ADDITION; HYPOCHLORINATION; IRON OR MANGANESE SEQUESTRATION; OR ULTRAVIOLET RADIATION. THE LEAD/CHIEF OPERATOR MUST BE CLASS D OR HIGHER. 50,000 GPD UP TO 0.25 MGD-STAFFING BY CLASS D OR HIGHER OPERATOR: 3 VISITS/WEEK ON NONCONSECUTIVE DAYS FOR A TOTAL OF 0.3 HOUR/WEEK. LESS THAN 50,000 GPD-STAFFING BY A CLASS D OR HIGHER OPERATOR: 2 VISITS/WEEK ON NONCONSECUTIVE DAYS FOR A TOTAL OF 0.2 HOUR/WEEK. THERE SHALL BE NO MORE THAN 5 DAYS BETWEEN THE LAST VISIT IN ONE WEEK AND THE FIRST VISIT IN THE NEXT WEEK. | N | Y | CEMEX CONSTRUCTION MATERIALS FLORIDA LLC | 530 WEST KINGS HIGHWAY |  | CENTER HILL | FL | 33514 |  | 3527935151 |  | GREG BRIDGE | TOMMY DEANER | PO BOX 147 |  | CENTER HILL | FL | 33514 |  | 3527935151 | 21 | INVESTOR | 25 | 14400 | 4 | 2018-05-04 | 2018-04-04 | NC01 | 50
3 | SUMTER | CD | DKIBITLEWSKI@USWATERCORP.NET | 6605002 | COMMUNITY | CHLORINATION; AERATION FOR REMOVAL OF ANY SECONDARY CONTAMINANT, SULFIDE, OR ANY UNREGULATED CONTAMINANT; CORROSION CONTROL INHIBITOR ADDITION; HYPOCHLORINATION; IRON OR MANGANESE SEQUESTRATION; OR ULTRAVIOLET RADIATION. THE LEAD/CHIEF OPERATOR MUST BE CLASS D OR HIGHER. 50,000 GPD UP TO 0.25 MGD-STAFFING BY CLASS D OR HIGHER OPERATOR: 3 VISITS/WEEK ON NONCONSECUTIVE DAYS FOR A TOTAL OF 0.3 HOUR/WEEK. LESS THAN 50,000 GPD-STAFFING BY A CLASS D OR HIGHER OPERATOR: 2 VISITS/WEEK ON NONCONSECUTIVE DAYS FOR A TOTAL OF 0.2 HOUR/WEEK. THERE SHALL BE NO MORE THAN 5 DAYS BETWEEN THE LAST VISIT IN ONE WEEK AND THE FIRST VISIT IN THE NEXT WEEK. | N | Y | JUMPER CREEK UTILITY COMPANY | 2510 SE 75TH BLVD |  | BUSHNELL | FL | 33597 |  | 3527932048 |  | SHARON PURVANCE | GARY DEREMER | 5320 CAPTAIN'S COURT |  | NEW PORT RICHEY | FL | 34652 |  | 8667538292 |  | INVESTOR | 50 | 110000 | 115 | 2016-10-04 | 2021-11-05 | DC051 | 100
3 | SUMTER | CD | DEANNA.SIMMONS@JACOBS.COM | 6605012 | COMMUNITY | CHLORINATION; AERATION FOR REMOVAL OF ANY SECONDARY CONTAMINANT, SULFIDE, OR ANY UNREGULATED CONTAMINANT; CORROSION CONTROL INHIBITOR ADDITION; HYPOCHLORINATION; IRON OR MANGANESE SEQUESTRATION; OR ULTRAVIOLET RADIATION. THE LEAD/CHIEF OPERATOR MUST BE CLASS C OR HIGHER. 5.0 MGD AND ABOVE-STAFFING BY CLASS C OR HIGHER OPERATOR: 6 HOURS/DAY FOR 5 DAYS/WEEK AND ONE VISIT ON EACH WEEKEND DAY. 3.0 MGD UP TO 5.0 MGD-STAFFING BY CLASS C OR HIGHER OPERATOR: 1 HOUR/DAY FOR 5 DAYS/WEEK AND ONE VISIT ON EACH WEEKEND DAY. 0.25 MGD UP TO 3.0 MGD-STAFFING BY CLASS C OR HIGHER OPERATOR: 5 VISITS/WEEK AND ONE VISIT EACH WEEKEND FOR A TOTAL OF 0.6 HOUR/WEEK. | N | Y | NORTH SUMTER UTILITY 3WPS | 1100 MAIN ST. |  | THE VILLAGES | FL | 32159 |  | 3527531756 |  | DEANNA SIMMONS | RICHARD BAIER | 3201 WEDGEWOOD LANE |  | THE VILLAGES | FL | 32162 |  | 3527536764 |  | INVESTOR | 44517 | 20890000 | 23796 | 2012-08-27 | 2019-03-14 | DC01 | 6000
3 | SUMTER | CD |  | 6605015 | NONCOMMUNITY | CHLORINATION; AERATION FOR REMOVAL OF ANY SECONDARY CONTAMINANT, SULFIDE, OR ANY UNREGULATED CONTAMINANT; CORROSION CONTROL INHIBITOR ADDITION; HYPOCHLORINATION; IRON OR MANGANESE SEQUESTRATION; OR ULTRAVIOLET RADIATION. THE LEAD/CHIEF OPERATOR MUST BE CLASS D OR HIGHER. 50,000 GPD UP TO 0.25 MGD-STAFFING BY CLASS D OR HIGHER OPERATOR: 3 VISITS/WEEK ON NONCONSECUTIVE DAYS FOR A TOTAL OF 0.3 HOUR/WEEK. LESS THAN 50,000 GPD-STAFFING BY A CLASS D OR HIGHER OPERATOR: 2 VISITS/WEEK ON NONCONSECUTIVE DAYS FOR A TOTAL OF 0.2 HOUR/WEEK. THERE SHALL BE NO MORE THAN 5 DAYS BETWEEN THE LAST VISIT IN ONE WEEK AND THE FIRST VISIT IN THE NEXT WEEK. | N | Y | FIRST BAPTIST CHURCH OF OXFORD | 4060 CR 108 |  | OXFORD | FL | 34484 |  |  |  | ADA GONZALEZ | ADA GONZALEZ | PO BOX 5 |  | OXFORD | FL | 34484 |  | 3527482392 |  | OTHER | 50 | 5000 | 3 | 2016-04-14 | 2020-08-17 | NC01 | 50
3 | SUMTER | CD |  | 6605016 | NONCOMMUNITY | CHLORINATION; AERATION FOR REMOVAL OF ANY SECONDARY CONTAMINANT, SULFIDE, OR ANY UNREGULATED CONTAMINANT; CORROSION CONTROL INHIBITOR ADDITION; HYPOCHLORINATION; IRON OR MANGANESE SEQUESTRATION; OR ULTRAVIOLET RADIATION. THE LEAD/CHIEF OPERATOR MUST BE CLASS D OR HIGHER. 50,000 GPD UP TO 0.25 MGD-STAFFING BY CLASS D OR HIGHER OPERATOR: 3 VISITS/WEEK ON NONCONSECUTIVE DAYS FOR A TOTAL OF 0.3 HOUR/WEEK. LESS THAN 50,000 GPD-STAFFING BY A CLASS D OR HIGHER OPERATOR: 2 VISITS/WEEK ON NONCONSECUTIVE DAYS FOR A TOTAL OF 0.2 HOUR/WEEK. THERE SHALL BE NO MORE THAN 5 DAYS BETWEEN THE LAST VISIT IN ONE WEEK AND THE FIRST VISIT IN THE NEXT WEEK. | N | Y | FIRST ASSEMBLY OF GOD | 2087 CR 470 | GENERAL UTILITIES COLLECTS BACTI'S | SUMTERVILLE | FL | 33585 |  |  |  | DANIEL RICHWINE | FIRST ASSEMBLY OF GOD | 2087 E C 470 |  | SUMTERVILLE | FL | 33585 |  | 3527935922 |  | OTHER | 50 | 5000 | 2 | 2019-01-31 | 2018-08-09 | NC01 | 50
3 | SUMTER | CD |  | 6605022 | NONCOMMUNITY | AERATION FOR REMOVAL OF ANY PRIMARY CONTAMINANT; ALKALINITY/PH ADJUSTMENT; CHLORAMIN ATION; CHLORINE DIOXIDE FOR OXIDATION OR DISINFECTION; FLUORIDATION; ION EXCHANGE FOR REMOVAL OF ANY SECONDARY CONTAMINANT, SULFIDE, OR ANY UNREGULATED CONTAMINANT; OR OZONATION LESS THAN 0.1 MGD. STAFFING BY A CLASS D OR HIGHER OPERATOR: 3 VISITS/WEEK ON NONCONSECUTIVE DAYS FOR A TOTAL OF 0.6 HOUR/WEEK. THE LEAD/CHIEF OPERATOR MUST BE CLASS D OR HIGHER. | N | Y | FL BASS CONSERVATION CENTER | 3583 CR-788 SOUTH |  | WEBSTER | FL | 33597 |  | 3527321225 |  | RICK STOUT | RICK STOUT | 3583 CR 788 |  | WEBSTER | FL | 33597 |  | 3525833545 |  | STATE | 25 | 5000 | 2 | 2017-07-19 | 2017-07-19 | NC01 | 50
3 | SUMTER | CD |  | 6605023 | COMMUNITY | CHLORINATION; AERATION FOR REMOVAL OF ANY SECONDARY CONTAMINANT, SULFIDE, OR ANY UNREGULATED CONTAMINANT; CORROSION CONTROL INHIBITOR ADDITION; HYPOCHLORINATION; IRON OR MANGANESE SEQUESTRATION; OR ULTRAVIOLET RADIATION. THE LEAD/CHIEF OPERATOR MUST BE CLASS D OR HIGHER. 50,000 GPD UP TO 0.25 MGD-STAFFING BY CLASS D OR HIGHER OPERATOR: 3 VISITS/WEEK ON NONCONSECUTIVE DAYS FOR A TOTAL OF 0.3 HOUR/WEEK. LESS THAN 50,000 GPD-STAFFING BY A CLASS D OR HIGHER OPERATOR: 2 VISITS/WEEK ON NONCONSECUTIVE DAYS FOR A TOTAL OF 0.2 HOUR/WEEK. THERE SHALL BE NO MORE THAN 5 DAYS BETWEEN THE LAST VISIT IN ONE WEEK AND THE FIRST VISIT IN THE NEXT WEEK. | N | Y | ORANGE BLOSSOM UTILITIES, INC | 11800 NE 62ND TERRACE |  | LADY LAKE | FL | 32158 |  | 3527282189 |  |  | JONATHAN S. DEAN | 11714 NE 62ND TERRACE | SUITE 400 | THE VILLAGES | FL | 32162 |  | 3524301326 |  | INVESTOR | 335 | 1728000 | 2 | 2012-08-22 | 2019-01-30 | DC03 | 2000
3 | SUMTER | CD |  | 6605025 | NONCOMMUNITY | CHLORINATION; AERATION FOR REMOVAL OF ANY SECONDARY CONTAMINANT, SULFIDE, OR ANY UNREGULATED CONTAMINANT; CORROSION CONTROL INHIBITOR ADDITION; HYPOCHLORINATION; IRON OR MANGANESE SEQUESTRATION; OR ULTRAVIOLET RADIATION. THE LEAD/CHIEF OPERATOR MUST BE CLASS D OR HIGHER. 50,000 GPD UP TO 0.25 MGD-STAFFING BY CLASS D OR HIGHER OPERATOR: 3 VISITS/WEEK ON NONCONSECUTIVE DAYS FOR A TOTAL OF 0.3 HOUR/WEEK. LESS THAN 50,000 GPD-STAFFING BY A CLASS D OR HIGHER OPERATOR: 2 VISITS/WEEK ON NONCONSECUTIVE DAYS FOR A TOTAL OF 0.2 HOUR/WEEK. THERE SHALL BE NO MORE THAN 5 DAYS BETWEEN THE LAST VISIT IN ONE WEEK AND THE FIRST VISIT IN THE NEXT WEEK. | N | Y | G2 WEBSTER, LLC (WEBSTER SUNOCO) | 13801 SR 471 |  | WEBSTER | FL | 33597 |  | 8138572992 |  | SHARATH CHIGURUPATI | MARK S GORNTO | P.O. BOX 440 |  | MELBOURNE | FL | 32902 |  | 3217240641 |  | INVESTOR | 25 | 5000 | 1 | 2014-06-25 | 2020-08-17 | NC01 | 50
3 | SUMTER | CD | bargainsandtreasures@centurylink.net | 6605026 | NONCOMMUNITY | CHLORINATION; AERATION FOR REMOVAL OF ANY SECONDARY CONTAMINANT, SULFIDE, OR ANY UNREGULATED CONTAMINANT; CORROSION CONTROL INHIBITOR ADDITION; HYPOCHLORINATION; IRON OR MANGANESE SEQUESTRATION; OR ULTRAVIOLET RADIATION. THE LEAD/CHIEF OPERATOR MUST BE CLASS D OR HIGHER. 50,000 GPD UP TO 0.25 MGD-STAFFING BY CLASS D OR HIGHER OPERATOR: 3 VISITS/WEEK ON NONCONSECUTIVE DAYS FOR A TOTAL OF 0.3 HOUR/WEEK. LESS THAN 50,000 GPD-STAFFING BY A CLASS D OR HIGHER OPERATOR: 2 VISITS/WEEK ON NONCONSECUTIVE DAYS FOR A TOTAL OF 0.2 HOUR/WEEK. THERE SHALL BE NO MORE THAN 5 DAYS BETWEEN THE LAST VISIT IN ONE WEEK AND THE FIRST VISIT IN THE NEXT WEEK. | N | Y | BARGAINS AND TREASURES RETAIL OUTLET | 4137 CR 106 |  | OXFORD | FL | 34484 |  |  |  | JUSTIN CANNICI | JUSTIN CANNICI | 4137 CR 106 |  | OXFORD | FL | 34484 |  | 3527484050 |  | INVESTOR | 25 | 5000 | 1 | 2016-04-14 | 2020-05-26 | NC01 | 50
3 | SUMTER | CD | FLORIDAGRANDEOWNERS@GMAIL.COM | 6605029 | NONTRANSIENT NONCOMMUNITY | AERATION FOR REMOVAL OF ANY PRIMARY CONTAMINANT; ALKALINITY/PH ADJUSTMENT; CHLORAMIN ATION; CHLORINE DIOXIDE FOR OXIDATION OR DISINFECTION; FLUORIDATION; ION EXCHANGE FOR REMOVAL OF ANY SECONDARY CONTAMINANT, SULFIDE, OR ANY UNREGULATED CONTAMINANT; OR OZONATION. THE LEAD/CHIEF OPERATOR MUST BE CLASS C OR HIGHER. 5.0 MGD UP TO 10 MGD-STAFFING BY CLASS C OR HIGHER OPERATOR: 6 HOURS/DAY FOR 5 DAYS/WEEK AND ONE VISIT ON EACH WEEKEND DAY. 3.0 MGD UP TO 5.0 MGD-STAFFING BY CLASS C OR HIGHER OPERATOR: 3 HOURS/DAY FOR 5 DAYS/WEEK AND ONE VISIT ON EACH WEEKEND DAY. 1.0 MGD UP TO 3.0 MGD-STAFFING BY CLASS C OR HIGHER OPERATOR: 1 HOUR/DAY FOR 5 DAYS/WEEK AND ONE VISIT ON EACH WEEKEND DAY. 0.1 MGD UP TO 1.0 MGD-STAFFING BY CLASS C OR HIGHER OPERATOR: 5 VISITS/WEEK AND ONE VISIT EACH WEEKEND FOR A TOTAL OF 1.2 HOURS/WEEK. | N | Y | FLORIDA GRANDE MOTOR COACH RESORT | 1.5 MILES E OF WEBSTR ON N SIDE OF 478 | 9675 SE 49TH TERRACE, WEBSTER 33597 | WEBSTER | FL | 34748 |  |  |  | RICHARD SMITH | MATTHEW SMITH | 5619 DTC PARKWAY | SUITE 800 | GREENWOOD VILLAGE | CO | 80111 |  |  |  | INVESTOR | 490 | 144000 | 245 | 2012-09-24 | 2021-09-30 | NTNC | 100
3 | SUMTER | CD |  | 6605030 | NONTRANSIENT NONCOMMUNITY | CHLORINATION; AERATION FOR REMOVAL OF ANY SECONDARY CONTAMINANT, SULFIDE, OR ANY UNREGULATED CONTAMINANT; CORROSION CONTROL INHIBITOR ADDITION; HYPOCHLORINATION; IRON OR MANGANESE SEQUESTRATION; OR ULTRAVIOLET RADIATION. THE LEAD/CHIEF OPERATOR MUST BE CLASS D OR HIGHER. 50,000 GPD UP TO 0.25 MGD-STAFFING BY CLASS D OR HIGHER OPERATOR: 3 VISITS/WEEK ON NONCONSECUTIVE DAYS FOR A TOTAL OF 0.3 HOUR/WEEK. LESS THAN 50,000 GPD-STAFFING BY A CLASS D OR HIGHER OPERATOR: 2 VISITS/WEEK ON NONCONSECUTIVE DAYS FOR A TOTAL OF 0.2 HOUR/WEEK. THERE SHALL BE NO MORE THAN 5 DAYS BETWEEN THE LAST VISIT IN ONE WEEK AND THE FIRST VISIT IN THE NEXT WEEK. | N | Y | EAGLE ROOFING PRODUCTS OF FLORIDA, LLC. | 1575 CR 470 |  | SUMTERVILLE | FL | 33585 |  | 9097210949 |  | TODD OGLESBEE | ERIN VASQUEZ | 3546 N. RIVERSIDE AVE |  | RIALTO | CA | 92377 |  | 9098226000 | 355 | INVESTOR | 100 | 10000 | 2 | 2016-09-16 | 2019-03-18 | NTNC | 100
3 | SUMTER | CD |  | 6605031 | NONCOMMUNITY | CHLORINATION; AERATION FOR REMOVAL OF ANY SECONDARY CONTAMINANT, SULFIDE, OR ANY UNREGULATED CONTAMINANT; CORROSION CONTROL INHIBITOR ADDITION; HYPOCHLORINATION; IRON OR MANGANESE SEQUESTRATION; OR ULTRAVIOLET RADIATION. THE LEAD/CHIEF OPERATOR MUST BE CLASS D OR HIGHER. 50,000 GPD UP TO 0.25 MGD-STAFFING BY CLASS D OR HIGHER OPERATOR: 3 VISITS/WEEK ON NONCONSECUTIVE DAYS FOR A TOTAL OF 0.3 HOUR/WEEK. LESS THAN 50,000 GPD-STAFFING BY A CLASS D OR HIGHER OPERATOR: 2 VISITS/WEEK ON NONCONSECUTIVE DAYS FOR A TOTAL OF 0.2 HOUR/WEEK. THERE SHALL BE NO MORE THAN 5 DAYS BETWEEN THE LAST VISIT IN ONE WEEK AND THE FIRST VISIT IN THE NEXT WEEK. | N | Y | THE NEW JEWISH CONGREGATION | 13563 C.R. 101 |  | OXFORD | FL | 34484 |  |  |  | BUTCH BALLOT | JOHN SWANSON | 13563 CR 101 |  | OXFORD | FL | 34484 |  | 3528754605 |  | INVESTOR | 25 | 10000 | 2 | 2012-09-04 | 2020-05-27 | NC01 | 50
3 | SUMTER | CD |  | 6605032 | COMMUNITY | CHLORINATION; AERATION FOR REMOVAL OF ANY SECONDARY CONTAMINANT, SULFIDE, OR ANY UNREGULATED CONTAMINANT; CORROSION CONTROL INHIBITOR ADDITION; HYPOCHLORINATION; IRON OR MANGANESE SEQUESTRATION; OR ULTRAVIOLET RADIATION. THE LEAD/CHIEF OPERATOR MUST BE CLASS C OR HIGHER. 5.0 MGD AND ABOVE-STAFFING BY CLASS C OR HIGHER OPERATOR: 6 HOURS/DAY FOR 5 DAYS/WEEK AND ONE VISIT ON EACH WEEKEND DAY. 3.0 MGD UP TO 5.0 MGD-STAFFING BY CLASS C OR HIGHER OPERATOR: 1 HOUR/DAY FOR 5 DAYS/WEEK AND ONE VISIT ON EACH WEEKEND DAY. 0.25 MGD UP TO 3.0 MGD-STAFFING BY CLASS C OR HIGHER OPERATOR: 5 VISITS/WEEK AND ONE VISIT EACH WEEKEND FOR A TOTAL OF 0.6 HOUR/WEEK. | N | Y | SUMTERVILLE WATER TREATMENT PLANT | CR 528 / CR 470 |  | BUSHNELL | FL | 33513 |  | 3527938012 |  |  | CITY OF BUSHNELL | 601 EAST SEMINOLE AVE. | P.O. BOX 115 | BUSHNELL | FL | 33513 |  |  |  | MUNICIPALITY | 500 | 2161000 | 20 | 2012-12-04 | 2021-07-19 | DC03 | 2000
3 | SUMTER | CD | gtownsend@am-cem.com | 6605033 | NONTRANSIENT NONCOMMUNITY | CHLORINATION; AERATION FOR REMOVAL OF ANY SECONDARY CONTAMINANT, SULFIDE, OR ANY UNREGULATED CONTAMINANT; CORROSION CONTROL INHIBITOR ADDITION; HYPOCHLORINATION; IRON OR MANGANESE SEQUESTRATION; OR ULTRAVIOLET RADIATION. THE LEAD/CHIEF OPERATOR MUST BE CLASS D OR HIGHER. 50,000 GPD UP TO 0.25 MGD-STAFFING BY CLASS D OR HIGHER OPERATOR: 3 VISITS/WEEK ON NONCONSECUTIVE DAYS FOR A TOTAL OF 0.3 HOUR/WEEK. LESS THAN 50,000 GPD-STAFFING BY A CLASS D OR HIGHER OPERATOR: 2 VISITS/WEEK ON NONCONSECUTIVE DAYS FOR A TOTAL OF 0.2 HOUR/WEEK. THERE SHALL BE NO MORE THAN 5 DAYS BETWEEN THE LAST VISIT IN ONE WEEK AND THE FIRST VISIT IN THE NEXT WEEK. | N | Y | SUWANNEE AMERICAN CEMENT COMPANY | 4750 E. CR 470 |  | SUMTERVILLE | FL | 33585 |  | 3525695393 |  | GEORGE TOWNSEND | ACCOUNTS PAYABLE | 4750 E. COUNTY ROAD 470 | PO BOX 445 | SUMTERVILLE | FL | 33585 |  | 3525695393 |  | INVESTOR | 100 | 50000 | 8 | 2014-08-01 | 2019-12-30 | NTNC | 100
3 | SUMTER | CD | bushnellfamilyAN@cfl.rr.com | 6605034 | NONCOMMUNITY | CHLORINATION; AERATION FOR REMOVAL OF ANY SECONDARY CONTAMINANT, SULFIDE, OR ANY UNREGULATED CONTAMINANT; CORROSION CONTROL INHIBITOR ADDITION; HYPOCHLORINATION; IRON OR MANGANESE SEQUESTRATION; OR ULTRAVIOLET RADIATION. THE LEAD/CHIEF OPERATOR MUST BE CLASS D OR HIGHER. 50,000 GPD UP TO 0.25 MGD-STAFFING BY CLASS D OR HIGHER OPERATOR: 3 VISITS/WEEK ON NONCONSECUTIVE DAYS FOR A TOTAL OF 0.3 HOUR/WEEK. LESS THAN 50,000 GPD-STAFFING BY A CLASS D OR HIGHER OPERATOR: 2 VISITS/WEEK ON NONCONSECUTIVE DAYS FOR A TOTAL OF 0.2 HOUR/WEEK. THERE SHALL BE NO MORE THAN 5 DAYS BETWEEN THE LAST VISIT IN ONE WEEK AND THE FIRST VISIT IN THE NEXT WEEK. | N | Y | DR. NOVAK | 65 CR 542W |  | BUSHNELL | FL | 33513 |  | 3525690100 |  | KENNY WILLIAMS | DR. JOSEPH NOVAK | 410D E. BELT AVE. |  | BUSHNELL | FL | 33513 |  | 3525690100 |  | INVESTOR | 25 | 10800 | 1 | 2012-04-11 | 2017-08-08 | NC01 | 50
3 | SUMTER | CD |  | 6605035 | NONCOMMUNITY | CHLORINATION; AERATION FOR REMOVAL OF ANY SECONDARY CONTAMINANT, SULFIDE, OR ANY UNREGULATED CONTAMINANT; CORROSION CONTROL INHIBITOR ADDITION; HYPOCHLORINATION; IRON OR MANGANESE SEQUESTRATION; OR ULTRAVIOLET RADIATION. THE LEAD/CHIEF OPERATOR MUST BE CLASS D OR HIGHER. 50,000 GPD UP TO 0.25 MGD-STAFFING BY CLASS D OR HIGHER OPERATOR: 3 VISITS/WEEK ON NONCONSECUTIVE DAYS FOR A TOTAL OF 0.3 HOUR/WEEK. LESS THAN 50,000 GPD-STAFFING BY A CLASS D OR HIGHER OPERATOR: 2 VISITS/WEEK ON NONCONSECUTIVE DAYS FOR A TOTAL OF 0.2 HOUR/WEEK. THERE SHALL BE NO MORE THAN 5 DAYS BETWEEN THE LAST VISIT IN ONE WEEK AND THE FIRST VISIT IN THE NEXT WEEK. | N | Y | FLORIDA NATIONAL CEMETERY MAIN ENTRANCE | 6502 SW 102ND AVENUE |  | BUSHNELL | FL | 33513 |  | 3527937740 |  | KEITH COPELAND | BILLY MURPHY | 6502 SW 102ND AVE. |  | BUSHNELL | FL | 33513 |  | 3527937740 |  | FEDERAL | 25 | 12240 | 1 | 2014-02-19 | 2018-04-04 | NC01 | 50
3 | SUMTER | CD |  | 6605036 | NONCOMMUNITY | CHLORINATION; AERATION FOR REMOVAL OF ANY SECONDARY CONTAMINANT, SULFIDE, OR ANY UNREGULATED CONTAMINANT; CORROSION CONTROL INHIBITOR ADDITION; HYPOCHLORINATION; IRON OR MANGANESE SEQUESTRATION; OR ULTRAVIOLET RADIATION. THE LEAD/CHIEF OPERATOR MUST BE CLASS D OR HIGHER. 50,000 GPD UP TO 0.25 MGD-STAFFING BY CLASS D OR HIGHER OPERATOR: 3 VISITS/WEEK ON NONCONSECUTIVE DAYS FOR A TOTAL OF 0.3 HOUR/WEEK. LESS THAN 50,000 GPD-STAFFING BY A CLASS D OR HIGHER OPERATOR: 2 VISITS/WEEK ON NONCONSECUTIVE DAYS FOR A TOTAL OF 0.2 HOUR/WEEK. THERE SHALL BE NO MORE THAN 5 DAYS BETWEEN THE LAST VISIT IN ONE WEEK AND THE FIRST VISIT IN THE NEXT WEEK. | N | Y | FLORIDA NATIONAL CEMETERY MAINT BLDG | 6502 SW 102ND AVENUE |  | BUSHNELL | FL | 33513 |  | 3527937740 |  | KEITH COPELAND | BILLY MURPHY | 6502 SW 102ND AVE. |  | BUSHNELL | FL | 33513 |  | 3527937740 |  | FEDERAL | 25 | 12240 | 1 | 2014-02-19 | 2018-04-04 | NC01 | 50
3 | SUMTER | CD | BRUCE.ATKINSON@SUMTERCOUNTYFL.GOV | 6605037 | NONCOMMUNITY | CHLORINATION; AERATION FOR REMOVAL OF ANY SECONDARY CONTAMINANT, SULFIDE, OR ANY UNREGULATED CONTAMINANT; CORROSION CONTROL INHIBITOR ADDITION; HYPOCHLORINATION; IRON OR MANGANESE SEQUESTRATION; OR ULTRAVIOLET RADIATION. THE LEAD/CHIEF OPERATOR MUST BE CLASS D OR HIGHER. 50,000 GPD UP TO 0.25 MGD-STAFFING BY CLASS D OR HIGHER OPERATOR: 3 VISITS/WEEK ON NONCONSECUTIVE DAYS FOR A TOTAL OF 0.3 HOUR/WEEK. LESS THAN 50,000 GPD-STAFFING BY A CLASS D OR HIGHER OPERATOR: 2 VISITS/WEEK ON NONCONSECUTIVE DAYS FOR A TOTAL OF 0.2 HOUR/WEEK. THERE SHALL BE NO MORE THAN 5 DAYS BETWEEN THE LAST VISIT IN ONE WEEK AND THE FIRST VISIT IN THE NEXT WEEK. | N | Y | LAKE OKAHUMPKA PARK | 6085 EAST SR 44 |  | WILDWOOD | FL | 34785 |  | 3526894400 |  | BRUCE ATKINSON | BRUCE ATKINSON | 319 E. ANDERSON AVE. |  | BUSHNELL | FL | 33513 |  | 3526894400 | 6836 | COUNTY | 25 | 1020 | 1 | 2017-08-18 | 2017-07-19 | NC01 | 50
3 | SUMTER | CD | trey.arnett@arnettenvironmental.com | 6605038 | COMMUNITY | CHLORINATION; AERATION FOR REMOVAL OF ANY SECONDARY CONTAMINANT, SULFIDE, OR ANY UNREGULATED CONTAMINANT; CORROSION CONTROL INHIBITOR ADDITION; HYPOCHLORINATION; IRON OR MANGANESE SEQUESTRATION; OR ULTRAVIOLET RADIATION. THE LEAD/CHIEF OPERATOR MUST BE CLASS C OR HIGHER. 5.0 MGD AND ABOVE-STAFFING BY CLASS C OR HIGHER OPERATOR: 6 HOURS/DAY FOR 5 DAYS/WEEK AND ONE VISIT ON EACH WEEKEND DAY. 3.0 MGD UP TO 5.0 MGD-STAFFING BY CLASS C OR HIGHER OPERATOR: 1 HOUR/DAY FOR 5 DAYS/WEEK AND ONE VISIT ON EACH WEEKEND DAY. 0.25 MGD UP TO 3.0 MGD-STAFFING BY CLASS C OR HIGHER OPERATOR: 5 VISITS/WEEK AND ONE VISIT EACH WEEKEND FOR A TOTAL OF 0.6 HOUR/WEEK. | N | Y | CSU WTP NO. 1 | 1091 PINNELAS PLACE |  | THE VILLAGES | FL | 32162 |  | 3527534747 |  | JOHN W. ARNETT, III, P.E. | RICHARD BAIER | 984 OLD MILL RUN |  | THE VILLAGES | FL | 32162 |  | 3527534747 |  | INVESTOR | 19699 | 4320000 | 11689 | 2012-08-27 | 2019-03-14 | DC03 | 2000