## Treatment Data
PWS ID | System Name | Plant Number | Plant Name | Objective ID | Objective Description | Process ID | Process Description
3530238 | CAMP LESTER | 1 | CAMP LESTER W.T.P. | B | DISINFECT | B02 | DISINFECT/HYPOCHLORIN
3530240 | CAMP ROSALIE | 1 | CAMP ROSALIE W.T.P. | B | DISINFECT | B02 | DISINFECT/HYPOCHLORIN
3530380 | LIAR'S LAIR LOUNGE | 1 | LIAR'S LAIR LOUNGE WTP | B | DISINFECT | B02 | DISINFECT/HYPOCHLORIN
3530480 | DRIFT INN RESORT | 1 | DRIFT IN RESORT W.T.P. | B | DISINFECT | B02 | DISINFECT/HYPOCHLORIN
3530586 | FLETCHERS MOBILE HOME PARK | 1 | FLETCHER'S MHP WATER PLANT | B | DISINFECT | B02 | DISINFECT/HYPOCHLORIN
3530592 | FLORIDA CAMP INN | 1 | FLORIDA CAMP INN WATER PLANT | B | DISINFECT | B02 | DISINFECT/HYPOCHLORIN
3530596 | CAMP LLANADA | 1 | FLORIDA LIONS CAMP W.T.P. | B | DISINFECT | B02 | DISINFECT/HYPOCHLORIN
3530596 | CAMP LLANADA | 1 | FLORIDA LIONS CAMP W.T.P. | Z | OTHER | Z20 | OTHER/AERATION
3530683 | GRAPE HAMMOCK | 1 | GRAPE HAMMOCK WATER PLANT | B | DISINFECT | B02 | DISINFECT/HYPOCHLORIN
3530683 | GRAPE HAMMOCK | 1 | GRAPE HAMMOCK WATER PLANT | E | TASTE-ODOR CONTROL | E20 | T-O CTRL/AERATION
3530711 | HAINES CITY MOBILE HOME PARK | 1 | HAINES CITY MHP WTP. | B | DISINFECT | B02 | DISINFECT/HYPOCHLORIN
3530736 | HARBOR CAMPGROUND THE | 1 | THE HARBOR C.G. WATER PLANT | B | DISINFECT | B02 | DISINFECT/HYPOCHLORIN
3530743 | LAKE RACHLIN MHP | 1 | CLAIR-MAR WATER PLANT | B | DISINFECT | B02 | DISINFECT/HYPOCHLORIN
3530814 | HOLIDAY MANOR | 1 | HOLIDAY MANOR PLANT | B | DISINFECT | B02 | DISINFECT/HYPOCHLORIN
3530854 | ILE UTILITIES | 1 | INDIAN LAKES WATER PLANT | B | DISINFECT | B02 | DISINFECT/HYPOCHLORIN
3530926 | WILLIAMS FAMILY MHP | 1 | KENNARD MHP W.T.P. | B | DISINFECT | B02 | DISINFECT/HYPOCHLORIN
3530946 | KISSIMMEE RIVER PARK AND MARINA | 1 | KISSIMMEE RIVER PARK W.T.P. | B | DISINFECT | B02 | DISINFECT/HYPOCHLORIN
3530947 | LAKE KISSIMMEE STATE PARK | 1 | LAKE KISSIMMEE ST. PK. WTP | B | DISINFECT | B02 | DISINFECT/HYPOCHLORIN
3530967 | LAKE ARBUCKLE LANDING | 1 | LAKE ARBUCKE LANDING W.T.P. | B | DISINFECT | B02 | DISINFECT/HYPOCHLORIN
3531008 | GOLD COAST UTILITY | 1 | LAKE WALES UTIL. WTP #1 | B | DISINFECT | B01 | DISINFECT/GASEOUS CHLORIN
3531008 | GOLD COAST UTILITY | 1 | LAKE WALES UTIL. WTP #1 | E | TASTE-ODOR CONTROL | E20 | T-O CTRL/AERATION
3531009 | WALK-IN-THE-WATER LAKE ESTATES | 1 | WALK IN WATER PLANT | B | DISINFECT | B01 | DISINFECT/GASEOUS CHLORIN
3531198 | MINERVA MHP | 1 | MINERVA MHP WATER PLANT | B | DISINFECT | B02 | DISINFECT/HYPOCHLORIN
3531275 | OAK HARBOUR CAMPGROUND | 2 | OAK HARBOR CAMPGROUND WTP #2 | B | DISINFECT | B02 | DISINFECT/HYPOCHLORIN
3531318 | OUTDOOR RESORTS | 1 | OUTDOOR RESORTS WATER PLANT | B | DISINFECT | B02 | DISINFECT/HYPOCHLORIN
3531318 | OUTDOOR RESORTS | 1 | OUTDOOR RESORTS WATER PLANT | D | CORROSION CONTROL | D18 | CORR-CTRL/SEQUESTATION
3531517 | NEW RIVER RANCH & RV RESORT | 1 | NEW RIVER RANCH WTP | B | DISINFECT | B02 | DISINFECT/HYPOCHLORIN
3531517 | NEW RIVER RANCH & RV RESORT | 1 | NEW RIVER RANCH WTP | E | TASTE-ODOR CONTROL | E20 | T-O CTRL/AERATION
3531546 | ROSALIE OAKS | 1 | ROSALIE OAKS WATER PLANT | B | DISINFECT | B02 | DISINFECT/HYPOCHLORIN
3531744 | EAST | 1 | SUNAIR COUNTRY CLUB | B | DISINFECT | B01 | DISINFECT/GASEOUS CHLORIN
3531744 | EAST | 2 | PLEASANT ACRES PLANT | B | DISINFECT | B01 | DISINFECT/GASEOUS CHLORIN
3531744 | EAST | 3 | OAK ACRES SUBDIVISION | B | DISINFECT | B01 | DISINFECT/GASEOUS CHLORIN
3531744 | EAST | 4 | TIMBER LAKE PLANT | B | DISINFECT | B02 | DISINFECT/HYPOCHLORIN
3531822 | BERT'S HIDEAWAY RESORT | 1 | BERT'S HIDEAWAY FISH WTP | B | DISINFECT | B02 | DISINFECT/HYPOCHLORIN
3532183 | AVON PARK CORRECTIONAL INSTITUTION | 1 | PUMP HOUSE NO. 1-WEST PLANT | B | DISINFECT | B01 | DISINFECT/GASEOUS CHLORIN
3532183 | AVON PARK CORRECTIONAL INSTITUTION | 1 | PUMP HOUSE NO. 1-WEST PLANT | D | CORROSION CONTROL | D18 | CORR-CTRL/SEQUESTATION
3532183 | AVON PARK CORRECTIONAL INSTITUTION | 2 | PUMP HOUSE NO. 2-EAST PLANT | B | DISINFECT | B01 | DISINFECT/GASEOUS CHLORIN
3532320 | HOLIDAY PARK | 1 | HOLIDAY PARK WATER PLANT | B | DISINFECT | B02 | DISINFECT/HYPOCHLORIN
3532351 | CAPERNAUM MINISTRIES | 1 | LAKE PIERCE ECO RESORT W.T.P. | B | DISINFECT | B02 | DISINFECT/HYPOCHLORIN
3532353 | UNCLE JOES FISH CAMP | 1 | UNCLE JOES W.T.P. | B | DISINFECT | B02 | DISINFECT/HYPOCHLORIN
3532355 | BREEZE HILL MOBILE HOME PARK | 1 | BREEZE HILL WATER PLANT | B | DISINFECT | B02 | DISINFECT/HYPOCHLORIN
3532405 | MAR LISA COVE | 1 | MAR LISA COVE W.T.P. | B | DISINFECT | B02 | DISINFECT/HYPOCHLORIN
3532409 | FRANK E'S LAKESIDE RESORT | 1 | SHADY COVE WATER PLANT | B | DISINFECT | B02 | DISINFECT/HYPOCHLORIN
3532488 | TIOTIE BEACH ESTATES | 1 | TIOTIE BEACH ESTATES W. T. P. | B | DISINFECT | B02 | DISINFECT/HYPOCHLORIN
3532508 | BUDS RV PARK & MARINA | 1 | BUDS RV PARK W.T.P. | B | DISINFECT | B02 | DISINFECT/HYPOCHLORIN
3532510 | LAKE ROSALIE PARK | 1 | LAKE ROSALIE LANDINGS W.T.P. | B | DISINFECT | B02 | DISINFECT/HYPOCHLORIN
3532513 | CAMP TIGER | 1 | CAMP TIGER W.T.P. | B | DISINFECT | B02 | DISINFECT/HYPOCHLORIN
3532582 | EMERALD LAKE MHP | 1 | EMERALD LAKES WATER PLANT | B | DISINFECT | B02 | DISINFECT/HYPOCHLORIN
3534916 | MIDWAY RV AND TRAILER PARK | 1 | MIDWAY RV W.T.P. | B | DISINFECT | B02 | DISINFECT/HYPOCHLORIN
3535047 | DIAMOND ACRES - SOUTH MHP | 1 | DIAMOND ACRES S. MHP W.T.P. | B | DISINFECT | B02 | DISINFECT/HYPOCHLORIN
3535112 | JIMMY'S FOOD & DELI | 1 | JIMMY'S DELI WTP | B | DISINFECT | B02 | DISINFECT/HYPOCHLORIN
3535115 | THOMAS LANDING | 1 | THOMAS LANDING W.T.P. | B | DISINFECT | B02 | DISINFECT/HYPOCHLORIN
3535116 | LAKE KISSIMMEE MOBILE HOME PK | 1 | LAKE KISSIMMEE MHP WTP | B | DISINFECT | B02 | DISINFECT/HYPOCHLORIN
6090099 | SUNSHINE #6 (BACKWATER HEIGHTS) | 1 | BACKWATER #1 | B | DISINFECT | B02 | DISINFECT/HYPOCHLORIN
6090099 | SUNSHINE #6 (BACKWATER HEIGHTS) | 2 | BACKWATER #2 | B | DISINFECT | B02 | DISINFECT/HYPOCHLORIN
6090150 | BEVERLY HILLS / ROLLING OAKS SUBDIVISION | 1 | ROLLING OAKS-BEVERLY HILLS S/D | B | DISINFECT | B01 | DISINFECT/GASEOUS CHLORIN
6090150 | BEVERLY HILLS / ROLLING OAKS SUBDIVISION | 1 | ROLLING OAKS-BEVERLY HILLS S/D | B | DISINFECT | B02 | DISINFECT/HYPOCHLORIN
6090150 | BEVERLY HILLS / ROLLING OAKS SUBDIVISION | 2 | PLANT FOR WELL #2 | B | DISINFECT | B01 | DISINFECT/GASEOUS CHLORIN
6090150 | BEVERLY HILLS / ROLLING OAKS SUBDIVISION | 2 | PLANT FOR WELL #2 | B | DISINFECT | B02 | DISINFECT/HYPOCHLORIN
6090150 | BEVERLY HILLS / ROLLING OAKS SUBDIVISION | 3 | PLANT FOR WELL #4 | B | DISINFECT | B01 | DISINFECT/GASEOUS CHLORIN
6090150 | BEVERLY HILLS / ROLLING OAKS SUBDIVISION | 3 | PLANT FOR WELL #4 | B | DISINFECT | B02 | DISINFECT/HYPOCHLORIN
6090150 | BEVERLY HILLS / ROLLING OAKS SUBDIVISION | 4 | PLANT FOR WELL #5 | B | DISINFECT | B01 | DISINFECT/GASEOUS CHLORIN
6090150 | BEVERLY HILLS / ROLLING OAKS SUBDIVISION | 4 | PLANT FOR WELL #5 | B | DISINFECT | B02 | DISINFECT/HYPOCHLORIN
6090150 | BEVERLY HILLS / ROLLING OAKS SUBDIVISION | 5 | PLANT FOR WELL #6 | B | DISINFECT | B01 | DISINFECT/GASEOUS CHLORIN
6090150 | BEVERLY HILLS / ROLLING OAKS SUBDIVISION | 5 | PLANT FOR WELL #6 | B | DISINFECT | B02 | DISINFECT/HYPOCHLORIN
6090150 | BEVERLY HILLS / ROLLING OAKS SUBDIVISION | 6 | PLANT FOR WELL #7 | B | DISINFECT | B01 | DISINFECT/GASEOUS CHLORIN
6090150 | BEVERLY HILLS / ROLLING OAKS SUBDIVISION | 7 | PLANT FOR WELL #8 | B | DISINFECT | B01 | DISINFECT/GASEOUS CHLORIN
6090150 | BEVERLY HILLS / ROLLING OAKS SUBDIVISION | 7 | PLANT FOR WELL #8 | B | DISINFECT | B02 | DISINFECT/HYPOCHLORIN
6090150 | BEVERLY HILLS / ROLLING OAKS SUBDIVISION | 8 | PLANT FOR WELL #9 | B | DISINFECT | B01 | DISINFECT/GASEOUS CHLORIN
6090150 | BEVERLY HILLS / ROLLING OAKS SUBDIVISION | 8 | PLANT FOR WELL #9 | B | DISINFECT | B02 | DISINFECT/HYPOCHLORIN
6090150 | BEVERLY HILLS / ROLLING OAKS SUBDIVISION | 9 | PLANT FOR WELL #10 | B | DISINFECT | B01 | DISINFECT/GASEOUS CHLORIN
6090150 | BEVERLY HILLS / ROLLING OAKS SUBDIVISION | 9 | PLANT FOR WELL #10 | B | DISINFECT | B02 | DISINFECT/HYPOCHLORIN
6090156 | BIG PINE ACRES | 1 | BIG PINE ACRES | B | DISINFECT | B02 | DISINFECT/HYPOCHLORIN
6090234 | CAMP E-NINI-HASSEE | 1 | CAMP E-NINI-HASSEE | B | DISINFECT | B02 | DISINFECT/HYPOCHLORIN
6090236 | COVERED WAGON CAMPGROUND | 1 | COVERED WAGON | B | DISINFECT | B02 | DISINFECT/HYPOCHLORIN
6090267 | CASTLE LAKE PARK | 1 | WATER TREATMENT PLANT | B | DISINFECT | B02 | DISINFECT/HYPOCHLORIN
6090267 | CASTLE LAKE PARK | 1 | WATER TREATMENT PLANT | B | DISINFECT | B04 | DISINFECT/CHLORAMINES
6090308 | CITRUS COUNTY FAIR ASSOCIATION | 1 | CITRUS COUNTY FAIR ASSOC. | B | DISINFECT | B02 | DISINFECT/HYPOCHLORIN
6090312 | CITRUS SPRINGS | 1 | CITRUS SPRINGS-WELL NO. 7 | B | DISINFECT | B01 | DISINFECT/GASEOUS CHLORIN
6090312 | CITRUS SPRINGS | 1 | CITRUS SPRINGS-WELL NO. 7 | B | DISINFECT | B02 | DISINFECT/HYPOCHLORIN
6090312 | CITRUS SPRINGS | 2 | CITRUS SPRINGS-WELL NO. 2 | B | DISINFECT | B01 | DISINFECT/GASEOUS CHLORIN
6090312 | CITRUS SPRINGS | 2 | CITRUS SPRINGS-WELL NO. 2 | B | DISINFECT | B02 | DISINFECT/HYPOCHLORIN
6090312 | CITRUS SPRINGS | 3 | CITRUS SPRINGS-WELL NO. 3 | B | DISINFECT | B01 | DISINFECT/GASEOUS CHLORIN
6090312 | CITRUS SPRINGS | 3 | CITRUS SPRINGS-WELL NO. 3 | B | DISINFECT | B02 | DISINFECT/HYPOCHLORIN
6090312 | CITRUS SPRINGS | 4 | CITRUS SPRINGS - WELL NO. 8 | B | DISINFECT | B02 | DISINFECT/HYPOCHLORIN
6090312 | CITRUS SPRINGS | 6 | PINE RIDGE PLANT #1 | B | DISINFECT | B02 | DISINFECT/HYPOCHLORIN
6090312 | CITRUS SPRINGS | 8 | PINE RIDGE PLANT #5 | B | DISINFECT | B02 | DISINFECT/HYPOCHLORIN
6090317 | CRYSTAL RIVER CITY OF | 1 | CRYSTAL STREET | B | DISINFECT | B01 | DISINFECT/GASEOUS CHLORIN
6090317 | CRYSTAL RIVER CITY OF | 1 | CRYSTAL STREET | Z | OTHER | Z27 | OTHER/FLUORIDATION
6090317 | CRYSTAL RIVER CITY OF | 2 | 5TH STREET PLANT | B | DISINFECT | B01 | DISINFECT/GASEOUS CHLORIN
6090411 | CRYSTAL ACRES MHP | 1 | CRYSTAL ACRES | B | DISINFECT | B02 | DISINFECT/HYPOCHLORIN
6090523 | SUNSHINE #7 (ELLSWORTH POINT) | 1 | ELLSWORTH POINT | B | DISINFECT | B02 | DISINFECT/HYPOCHLORIN
6090532 | THE OASIS MHP | 1 | ENSIGN'S OASIS PLANT | B | DISINFECT | B02 | DISINFECT/HYPOCHLORIN
6090532 | THE OASIS MHP | 1 | ENSIGN'S OASIS PLANT | M | MANGANESE REMOVAL | M30 | MANGANESE RMVL/GREENSAND FILTR
6090541 | EVANRIDGE MHP | 1 | EVANRIDGE MHP | B | DISINFECT | B02 | DISINFECT/HYPOCHLORIN
6090588 | FLORAL CITY WATER ASSN | 1 | FLORAL CITY PLANT #1 | B | DISINFECT | B01 | DISINFECT/GASEOUS CHLORIN
6090588 | FLORAL CITY WATER ASSN | 1 | FLORAL CITY PLANT #1 | C | PARTICLE REMOVAL | C14 | PART-RMVL/RAPID SAND FIL
6090588 | FLORAL CITY WATER ASSN | 1 | FLORAL CITY PLANT #1 | D | CORROSION CONTROL | D18 | CORR-CTRL/SEQUESTATION
6090588 | FLORAL CITY WATER ASSN | 1 | FLORAL CITY PLANT #1 | D | CORROSION CONTROL | D36 | CORR-CTRL/CORROSION INHIB
6090588 | FLORAL CITY WATER ASSN | 1 | FLORAL CITY PLANT #1 | E | TASTE-ODOR CONTROL | E20 | T-O CTRL/AERATION
6090588 | FLORAL CITY WATER ASSN | 4 | FLORAL CITY PLANT #3 | B | DISINFECT | B02 | DISINFECT/HYPOCHLORIN
6090601 | PROGRESS ENERGY FLORIDA (S) | 1 | FLORIDA POWER CORPORATION | B | DISINFECT | B01 | DISINFECT/GASEOUS CHLORIN
6090601 | PROGRESS ENERGY FLORIDA (S) | 1 | FLORIDA POWER CORPORATION | B | DISINFECT | B02 | DISINFECT/HYPOCHLORIN
6090601 | PROGRESS ENERGY FLORIDA (S) | 1 | FLORIDA POWER CORPORATION | C | PARTICLE REMOVAL | C10 | PART-RMVL/COAGULATION
6090601 | PROGRESS ENERGY FLORIDA (S) | 1 | FLORIDA POWER CORPORATION | C | PARTICLE REMOVAL | C14 | PART-RMVL/RAPID SAND FIL
6090601 | PROGRESS ENERGY FLORIDA (S) | 1 | FLORIDA POWER CORPORATION | E | TASTE-ODOR CONTROL | E20 | T-O CTRL/AERATION
6090601 | PROGRESS ENERGY FLORIDA (S) | 1 | FLORIDA POWER CORPORATION | F | ORGN-RMVL | F38 | ORGN-RMVL/NANOFILTRATION
6090601 | PROGRESS ENERGY FLORIDA (S) | 1 | FLORIDA POWER CORPORATION | H | SOFTENING | H24 | SOFTENING/LIME-SODA
6090609 | FT COOPER MOBILE HOME COMM | 1 | WATER TREATMENT PLANT | B | DISINFECT | B02 | DISINFECT/HYPOCHLORIN
6090610 | FORT COOPER STATE PARK | 1 | FORT COOPER STATE PARK | B | DISINFECT | B02 | DISINFECT/HYPOCHLORIN
6090612 | AUNT VERA'S ANTIQUE MALL | 1 | AUNT VERA'S ANTIQUE MALL | B | DISINFECT | B02 | DISINFECT/HYPOCHLORIN
6090624 | SUNNY DAYS PLAZA | 1 | SUNNY DAYS PLAZA | B | DISINFECT | B02 | DISINFECT/HYPOCHLORIN
6090674 | GOLDEN TERRACE | 1 | GOLDEN TERRACE PLANT #1 | B | DISINFECT | B02 | DISINFECT/HYPOCHLORIN
6090674 | GOLDEN TERRACE | 1 | GOLDEN TERRACE PLANT #1 | C | PARTICLE REMOVAL | C10 | PART-RMVL/COAGULATION
6090675 | GOOD COUNSEL CAMP | 1 | WATER PLANT | B | DISINFECT | B02 | DISINFECT/HYPOCHLORIN
6090729 | HARBOR LIGHTS MOBILE RESORT | 1 | HARBOR LIGHTS MOBILE RESORT | B | DISINFECT | B02 | DISINFECT/HYPOCHLORIN
6090729 | HARBOR LIGHTS MOBILE RESORT | 1 | HARBOR LIGHTS MOBILE RESORT | C | PARTICLE REMOVAL | C10 | PART-RMVL/COAGULATION
6090729 | HARBOR LIGHTS MOBILE RESORT | 1 | HARBOR LIGHTS MOBILE RESORT | C | PARTICLE REMOVAL | C15 | PART-RMVL/PRESS SAND FILT
6090729 | HARBOR LIGHTS MOBILE RESORT | 1 | HARBOR LIGHTS MOBILE RESORT | G | IRON REMOVAL | G10 | IRON RMVL/COAGULATION
6090828 | HOMOSASSA SPECIAL WATER DISTRICT | 1 | BRADSHAW WTP | B | DISINFECT | B01 | DISINFECT/GASEOUS CHLORIN
6090828 | HOMOSASSA SPECIAL WATER DISTRICT | 2 | NORIN WTP | B | DISINFECT | B01 | DISINFECT/GASEOUS CHLORIN
6090828 | HOMOSASSA SPECIAL WATER DISTRICT | 3 | PEACH ORCHARD WTP | B | DISINFECT | B01 | DISINFECT/GASEOUS CHLORIN
6090860 | INVERNESS VILLAGE CONDO ASSOCIATION | 1 | INVERNESS VILLAGE GRDNS PLANT | B | DISINFECT | B01 | DISINFECT/GASEOUS CHLORIN
6090860 | INVERNESS VILLAGE CONDO ASSOCIATION | 1 | INVERNESS VILLAGE GRDNS PLANT | B | DISINFECT | B02 | DISINFECT/HYPOCHLORIN
6090861 | INVERNESS WATER DEPT | 2 | 581 WATER TREATMENT PLANT | B | DISINFECT | B02 | DISINFECT/HYPOCHLORIN
6090861 | INVERNESS WATER DEPT | 2 | 581 WATER TREATMENT PLANT | D | CORROSION CONTROL | D36 | CORR-CTRL/CORROSION INHIB
6090861 | INVERNESS WATER DEPT | 2 | 581 WATER TREATMENT PLANT | E | TASTE-ODOR CONTROL | E20 | T-O CTRL/AERATION
6090861 | INVERNESS WATER DEPT | 2 | 581 WATER TREATMENT PLANT | Z | OTHER | Z27 | OTHER/FLUORIDATION
6090875 | INVERNESS PARK | 1 | WATER PLANT | B | DISINFECT | B02 | DISINFECT/HYPOCHLORIN
6090875 | INVERNESS PARK | 1 | WATER PLANT | D | CORROSION CONTROL | D18 | CORR-CTRL/SEQUESTATION
6090875 | INVERNESS PARK | 1 | WATER PLANT | G | IRON REMOVAL | G30 | IRON RMVL/GREENSAND FILTR
6090898 | CROFT BAY VILLAGE | 1 | CROFT BAY VILLAGE PLANT #1 | B | DISINFECT | B02 | DISINFECT/HYPOCHLORIN
6091172 | MCGREGOR SMITH SCOUT RESERV | 1 | PLANT | B | DISINFECT | B02 | DISINFECT/HYPOCHLORIN
6091178 | MEADOW DRIVE S | 1 | M. D . S/D | B | DISINFECT | B02 | DISINFECT/HYPOCHLORIN
6091241 | MUTUAL MINE | 1 | MUTUAL MINE | B | DISINFECT | B02 | DISINFECT/HYPOCHLORIN
6091274 | OAK FOREST | 1 | DAFFODIL OFF 41 | B | DISINFECT | B02 | DISINFECT/HYPOCHLORIN
6091322 | OZELLO WATER ASSOCIATION | 1 | OZELLO WATER ASS. | B | DISINFECT | B01 | DISINFECT/GASEOUS CHLORIN
6091422 | POINT O'WOODS | 1 | POINT O' WOODS | B | DISINFECT | B02 | DISINFECT/HYPOCHLORIN
6091422 | POINT O'WOODS | 1 | POINT O' WOODS | D | CORROSION CONTROL | D36 | CORR-CTRL/CORROSION INHIB
6091422 | POINT O'WOODS | 1 | POINT O' WOODS | G | IRON REMOVAL | G30 | IRON RMVL/GREENSAND FILTR
6091513 | RIVER LODGE RV RESORT | 1 | RIVER LODGE MHP PLANT 1 | B | DISINFECT | B02 | DISINFECT/HYPOCHLORIN
6091516 | RIVER OAKS TR PK | 1 | RIVER OAKS PLANT | B | DISINFECT | B02 | DISINFECT/HYPOCHLORIN
6091516 | RIVER OAKS TR PK | 1 | RIVER OAKS PLANT | G | IRON REMOVAL | G10 | IRON RMVL/COAGULATION
6091554 | ROYAL OAKS HOMEOWNER'S ASSOC. | 1 | ROYAL OAKS CONDO | B | DISINFECT | B02 | DISINFECT/HYPOCHLORIN
6091608 | SEVEN RIVERS GOLF & COUNTRY CL | 1 | 7 RIVERS G & CC PLANT | B | DISINFECT | B02 | DISINFECT/HYPOCHLORIN
6091672 | SOUTH DUNNELLON WATER ASSOC | 1 | SOUTH DUNNELLON WATER ASSOC | B | DISINFECT | B02 | DISINFECT/HYPOCHLORIN
6091672 | SOUTH DUNNELLON WATER ASSOC | 1 | SOUTH DUNNELLON WATER ASSOC | G | IRON REMOVAL | G15 | IRON RMVL/PRESS SAND FILT
6091735 | SUGARMILL WOODS S/D | 2 | PLANT #2 / WELLS 56101112 | B | DISINFECT | B01 | DISINFECT/GASEOUS CHLORIN
6091735 | SUGARMILL WOODS S/D | 2 | PLANT #2 / WELLS 56101112 | B | DISINFECT | B02 | DISINFECT/HYPOCHLORIN
6091735 | SUGARMILL WOODS S/D | 3 | PLANT#3 / WELLS 8 9 & 14 | B | DISINFECT | B02 | DISINFECT/HYPOCHLORIN
6091816 | THUNDERBIRD MHP | 1 | THUNDERBIRD MHP | B | DISINFECT | B02 | DISINFECT/HYPOCHLORIN
6091876 | SUNCOAST MOBILE PARK | 1 | SUNCOAST MHP | B | DISINFECT | B02 | DISINFECT/HYPOCHLORIN
6092000 | HOWARD'S FLEA MARKET | 1 | HOWARD'S MAIN | B | DISINFECT | B02 | DISINFECT/HYPOCHLORIN
6092000 | HOWARD'S FLEA MARKET | 1 | HOWARD'S MAIN | G | IRON REMOVAL | G25 | IRON RMVL/ION EXCHANGE
6092000 | HOWARD'S FLEA MARKET | 2 | HOWARDS EAST | B | DISINFECT | B02 | DISINFECT/HYPOCHLORIN
6092186 | SEVEN RIVERS COMMUNITY HOSPITAL | 1 | SEVEN RIVERS COM. HOSP | B | DISINFECT | B01 | DISINFECT/GASEOUS CHLORIN
6092186 | SEVEN RIVERS COMMUNITY HOSPITAL | 1 | SEVEN RIVERS COM. HOSP | G | IRON REMOVAL | G31 | IRON RMVL/PERMANGANATE
6092199 | SPRING GARDENS | 1 | SPRING GARDEN | B | DISINFECT | B02 | DISINFECT/HYPOCHLORIN
6092260 | TILLIS HILL | 1 | TILLIS HILL | B | DISINFECT | B02 | DISINFECT/HYPOCHLORIN
6092262 | HOLDER MINE | 1 | HOLDER MINE | B | DISINFECT | B02 | DISINFECT/HYPOCHLORIN
6092325 | RIVERSIDE LODGE | 1 | RIVERSIDE LODGE | B | DISINFECT | B02 | DISINFECT/HYPOCHLORIN
6092325 | RIVERSIDE LODGE | 2 | IN BACK NEAR RIVER PLANT 2 | B | DISINFECT | B02 | DISINFECT/HYPOCHLORIN
6092326 | CEDAR LAKE ESTATES | 1 | CEDAR LAKE EST PLANT #1 | B | DISINFECT | B02 | DISINFECT/HYPOCHLORIN
6092329 | WATSON'S FISH CAMP | 1 | WATSON'S FISH CAMP | B | DISINFECT | B02 | DISINFECT/HYPOCHLORIN
6092331 | AURORA ACRES | 1 | WATER PLANT | B | DISINFECT | B02 | DISINFECT/HYPOCHLORIN
6092334 | SANDY OAKS RV & MHP | 1 | S.O.MHP | B | DISINFECT | B02 | DISINFECT/HYPOCHLORIN
6092338 | MEADOW WOOD WATER | 1 | MEADOW WOOD S/D | B | DISINFECT | B02 | DISINFECT/HYPOCHLORIN
6092438 | HOMOSASSA SPRINGS PIZZA HUT | 1 | HOMO SPRINGS PIZZA HUT | B | DISINFECT | B02 | DISINFECT/HYPOCHLORIN
6092698 | SPORTSMEN'S BOWL | 1 | SPORTSMAN'S BOWL | B | DISINFECT | B02 | DISINFECT/HYPOCHLORIN
6092760 | RED'S RESTAURANT INC. | 1 | PLANT 1 | B | DISINFECT | B02 | DISINFECT/HYPOCHLORIN
6092767 | BUSHWACKER'S PUB | 1 | PLANT 1 | B | DISINFECT | B02 | DISINFECT/HYPOCHLORIN
6092921 | INVERNESS MOOSE LODGE 2112 | 1 | NA | B | DISINFECT | B02 | DISINFECT/HYPOCHLORIN
6092959 | GRUMPY GATORS BAR & GRILL | 1 | WATER PLANT | B | DISINFECT | B02 | DISINFECT/HYPOCHLORIN
6092961 | PLAZA FOOD MART | 1 | PLAZA SNACK BAR PLANT #1 | B | DISINFECT | B02 | DISINFECT/HYPOCHLORIN
6092963 | TWO GUYS FROM ITALY | 1 | WATER PLANT | B | DISINFECT | B02 | DISINFECT/HYPOCHLORIN
6093072 | PLAZA WEST SHOPPING CENTER | 1 | WATER PLANT | B | DISINFECT | B02 | DISINFECT/HYPOCHLORIN
6093076 | SPEEDWAY #6528 | 1 | HESS 09401 | B | DISINFECT | B02 | DISINFECT/HYPOCHLORIN
6093077 | ST MARY MART | 1 | PLANT 1 | B | DISINFECT | B02 | DISINFECT/HYPOCHLORIN
6094480 | THE MEADOWS | 1 | GROVER CLEVLAND RD. | B | DISINFECT | B02 | DISINFECT/HYPOCHLORIN
6094482 | CASTAWAYS INN | 1 | CASTAWAYS INN | B | DISINFECT | B02 | DISINFECT/HYPOCHLORIN
6094523 | SPRINGHORN WATER | 1 | SPRINGHORN S/D | B | DISINFECT | B02 | DISINFECT/HYPOCHLORIN
6094656 | WEST CITRUS UTILITIES | 1 | WEST CITRUS UTILITY | B | DISINFECT | B02 | DISINFECT/HYPOCHLORIN
6094773 | CONSTATE UTL/HILLS OF AVALON | 1 | CONSTATE UTILITIES | B | DISINFECT | B02 | DISINFECT/HYPOCHLORIN
6094869 | SUNNY'S KWIK STOP (KEB TRUST) | 1 | WATER PLANT | B | DISINFECT | B02 | DISINFECT/HYPOCHLORIN
6094870 | TARA FOOD MART | 1 | PLANT 1 | B | DISINFECT | B02 | DISINFECT/HYPOCHLORIN
6094871 | GREENBRIAR I | 1 | GREENBRIAR I | B | DISINFECT | B02 | DISINFECT/HYPOCHLORIN
6094874 | PINEWOOD WATER | 1 | PINEWOOD WATER SYSTEM | B | DISINFECT | B02 | DISINFECT/HYPOCHLORIN
6094875 | DUNNELLON HILLS WATER SYSTEM | 1 | DUNNELLON HILLS WATER SYSTEM | B | DISINFECT | B02 | DISINFECT/HYPOCHLORIN
6094878 | CITRUS FOOD MART | 1 | QUIK TRIP #3635 | B | DISINFECT | B02 | DISINFECT/HYPOCHLORIN
6094878 | CITRUS FOOD MART | 1 | QUIK TRIP #3635 | H | SOFTENING | H25 | SOFTENING/ION EXCHANGE
6094879 | KWIK STOP CHEVRON | 1 | SHOP & GO #298 | B | DISINFECT | B02 | DISINFECT/HYPOCHLORIN
6094879 | KWIK STOP CHEVRON | 1 | SHOP & GO #298 | G | IRON REMOVAL | G10 | IRON RMVL/COAGULATION
6094883 | EXECUTIVE CENTER CONDO ASSOC | 1 | EXECUTIVE CENTER | B | DISINFECT | B02 | DISINFECT/HYPOCHLORIN
6094886 | ELDORADO ESTATES | 1 | ELDORADO ESTATES | B | DISINFECT | B02 | DISINFECT/HYPOCHLORIN
6094891 | BRAD'S FOOD AND GAS | 1 | BRAD'S FOOD AND GAS | B | DISINFECT | B02 | DISINFECT/HYPOCHLORIN
6094892 | WALDEN WOODS MHC | 1 | WALDEN WOODS MHC PLANT | B | DISINFECT | B02 | DISINFECT/HYPOCHLORIN
6094895 | ARMANTE'S | 1 | ARMANTE`S | B | DISINFECT | B02 | DISINFECT/HYPOCHLORIN
6094898 | SABINAS PLAZA | 1 | COLLINS FAMILY INN PLANT #1 | B | DISINFECT | B02 | DISINFECT/HYPOCHLORIN
6094899 | LUCKY HILLS (AQUAWELL) | 1 | LUCKY HILLS S/D | B | DISINFECT | B02 | DISINFECT/HYPOCHLORIN
6094900 | PLEASANT GROVE MANOR | 1 | COUNTRYSIDE MANOR PLANT #1 | B | DISINFECT | B02 | DISINFECT/HYPOCHLORIN
6094904 | REGIS APTS | 1 | REGIS APTS PLANT #1 | B | DISINFECT | B02 | DISINFECT/HYPOCHLORIN
6094907 | ARK ANGELS DAYCARE | 1 | CEDAR ST. ACAD. PLANT | B | DISINFECT | B02 | DISINFECT/HYPOCHLORIN
6094908 | JIFFY # 1575 | 1 | JIFFY FOOD STORE 107 PLANT | B | DISINFECT | B02 | DISINFECT/HYPOCHLORIN
6094913 | KWIK SAVE II | 1 | KWIK SAVE #2 PLANT | B | DISINFECT | B02 | DISINFECT/HYPOCHLORIN
6094915 | FOUNTAIN SQUARE | 1 | PLANT # 1 | B | DISINFECT | B02 | DISINFECT/HYPOCHLORIN
6094916 | STAR FOOD MART | 1 | CUMBERLAND FARM STORE PL #1 | B | DISINFECT | B02 | DISINFECT/HYPOCHLORIN
6094917 | QUAIL ROOST RV CAMPGROUND | 1 | QUAIL ROOST RV PLANT #1 | B | DISINFECT | B02 | DISINFECT/HYPOCHLORIN
6094918 | AMERICAN FOODS GROCERY & DELI | 1 | PELICAN FOOD STORE PLANT #1 | B | DISINFECT | B02 | DISINFECT/HYPOCHLORIN
6094920 | BIG OAKS RIVER RESORT & CAMPGROUND | 1 | BIG OAKS FISH CAMP PLANT | B | DISINFECT | B02 | DISINFECT/HYPOCHLORIN
6094924 | T-BACK'S BAR (FORMERLY G.P.'S LOUNGE) | 1 | GP'S LOUNGE | B | DISINFECT | B02 | DISINFECT/HYPOCHLORIN
6094928 | CRYSTAL POINTE | 1 | WATER PLANT | B | DISINFECT | B02 | DISINFECT/HYPOCHLORIN
6094933 | CITRUS CO UTL/WATER OAKS S/D | 1 | WATER OAKS S/D | B | DISINFECT | B02 | DISINFECT/HYPOCHLORIN
6094934 | PINE VALLEY | 1 | WATER PLANT | B | DISINFECT | B02 | DISINFECT/HYPOCHLORIN
6094935 | FISHERMAN'S COVE | 1 | FISHERMAN'S COVE | B | DISINFECT | B02 | DISINFECT/HYPOCHLORIN
6094936 | CAMP DAVID | 1 | CAMP DAVID | B | DISINFECT | B02 | DISINFECT/HYPOCHLORIN
6094939 | OAK RIDGE CENTRE | 1 | OAK RIDGE CENTRE | B | DISINFECT | B02 | DISINFECT/HYPOCHLORIN
6094941 | DAN'S CLAM STAND | 1 | LEN'S PLACE | B | DISINFECT | B02 | DISINFECT/HYPOCHLORIN
6094942 | SERVOS SQUARE | 1 | SERVO SQUARE | B | DISINFECT | B02 | DISINFECT/HYPOCHLORIN
6094945 | COVE CAMPGROUND & RESTAURANT | 1 | COVE CAMPGROUND | B | DISINFECT | B02 | DISINFECT/HYPOCHLORIN
6094947 | ST THOMAS CATHOLIC CHURCH | 1 | ST THOMAS CATHOLIC CHURCH | B | DISINFECT | B02 | DISINFECT/HYPOCHLORIN
6094948 | CITRUS CO UTL/CHARLES A. BLACK | 1 | CAB I (FKA HAMPTON HILLS) | B | DISINFECT | B01 | DISINFECT/GASEOUS CHLORIN
6094948 | CITRUS CO UTL/CHARLES A. BLACK | 1 | CAB I (FKA HAMPTON HILLS) | B | DISINFECT | B02 | DISINFECT/HYPOCHLORIN
6094948 | CITRUS CO UTL/CHARLES A. BLACK | 2 | CAB II (FKA MEADOW CREST) | B | DISINFECT | B01 | DISINFECT/GASEOUS CHLORIN
6094948 | CITRUS CO UTL/CHARLES A. BLACK | 2 | CAB II (FKA MEADOW CREST) | B | DISINFECT | B02 | DISINFECT/HYPOCHLORIN
6094953 | GOSPEL ISLAND ESTATES | 1 | GOSPEL ISLAND ESTATES | B | DISINFECT | B02 | DISINFECT/HYPOCHLORIN
6094953 | GOSPEL ISLAND ESTATES | 1 | GOSPEL ISLAND ESTATES | C | PARTICLE REMOVAL | C10 | PART-RMVL/COAGULATION
6094953 | GOSPEL ISLAND ESTATES | 1 | GOSPEL ISLAND ESTATES | H | SOFTENING | H25 | SOFTENING/ION EXCHANGE
6094954 | PARKVIEW LANES | 1 | PARKVIEW LANES | B | DISINFECT | B02 | DISINFECT/HYPOCHLORIN
6094956 | PROGRESS ENERGY FLORIDA (N) | 1 | FLORIDA POWER CRYSTAL RIVER N | B | DISINFECT | B01 | DISINFECT/GASEOUS CHLORIN
6094956 | PROGRESS ENERGY FLORIDA (N) | 1 | FLORIDA POWER CRYSTAL RIVER N | B | DISINFECT | B02 | DISINFECT/HYPOCHLORIN
6094956 | PROGRESS ENERGY FLORIDA (N) | 1 | FLORIDA POWER CRYSTAL RIVER N | C | PARTICLE REMOVAL | C10 | PART-RMVL/COAGULATION
6094956 | PROGRESS ENERGY FLORIDA (N) | 1 | FLORIDA POWER CRYSTAL RIVER N | C | PARTICLE REMOVAL | C14 | PART-RMVL/RAPID SAND FIL
6094956 | PROGRESS ENERGY FLORIDA (N) | 1 | FLORIDA POWER CRYSTAL RIVER N | E | TASTE-ODOR CONTROL | E20 | T-O CTRL/AERATION
6094956 | PROGRESS ENERGY FLORIDA (N) | 1 | FLORIDA POWER CRYSTAL RIVER N | H | SOFTENING | H24 | SOFTENING/LIME-SODA
6094957 | KENWOOD NORTH | 1 | KENWOOD NORTH | B | DISINFECT | B02 | DISINFECT/HYPOCHLORIN
6094966 | PEARL RENTALS | 1 | PEARL APARTMENTS | B | DISINFECT | B02 | DISINFECT/HYPOCHLORIN
6094970 | OAK POND ADULT M.H. ESTATES | 1 | OAK POND MOBILE HOMES ESTATES | B | DISINFECT | B01 | DISINFECT/GASEOUS CHLORIN
6094970 | OAK POND ADULT M.H. ESTATES | 1 | OAK POND MOBILE HOMES ESTATES | B | DISINFECT | B02 | DISINFECT/HYPOCHLORIN
6094970 | OAK POND ADULT M.H. ESTATES | 1 | OAK POND MOBILE HOMES ESTATES | C | PARTICLE REMOVAL | C15 | PART-RMVL/PRESS SAND FILT
6094970 | OAK POND ADULT M.H. ESTATES | 1 | OAK POND MOBILE HOMES ESTATES | C | PARTICLE REMOVAL | C19 | PART-RMVL/PH ADJUSTMENT
6094970 | OAK POND ADULT M.H. ESTATES | 1 | OAK POND MOBILE HOMES ESTATES | C | PARTICLE REMOVAL | C24 | PART-RMVL/LIME-SODA
6094971 | HERNANDO SUPER STOP | 1 | KWIK KING #56 | B | DISINFECT | B02 | DISINFECT/HYPOCHLORIN
6094972 | SEVEN RIVERS SHELL (ANAND FOOD STORE) | 1 | SHELL | B | DISINFECT | B02 | DISINFECT/HYPOCHLORIN
6094972 | SEVEN RIVERS SHELL (ANAND FOOD STORE) | 1 | SHELL | S | ARSENIC REMOVAL | S41 | ARSENIC REMOVAL/ADSORPTIVE MEDIA
6094975 | KWIK STOP (CITGO) | 1 | KWIK STOP PLANT | B | DISINFECT | B02 | DISINFECT/HYPOCHLORIN
6094976 | FIRST ASSEMBLY OF GOD | 1 | KING'S KID'S | B | DISINFECT | B02 | DISINFECT/HYPOCHLORIN
6094980 | HIGHLANDS PURE | 1 | HIGHLANDS FINA | B | DISINFECT | B02 | DISINFECT/HYPOCHLORIN
6094986 | SHANDRA [NORTH FLORIDA AVE.] FOODMART | 1 | DUNNELLON FOOD MART | B | DISINFECT | B02 | DISINFECT/HYPOCHLORIN
6094987 | KANGAROO EXPRESS #2119 / CIRCLE K | 1 | TEXACO FOOD MART #3 | B | DISINFECT | B02 | DISINFECT/HYPOCHLORIN
6094988 | LIL' CHAMP #1286 / CIRCLE K | 1 | J & D TEXACO FOOD MART | B | DISINFECT | B02 | DISINFECT/HYPOCHLORIN
6094989 | RUSTY DUCK RESTAURANT | 1 | RUSTY DUCK | B | DISINFECT | B02 | DISINFECT/HYPOCHLORIN
6094994 | VENTURA VILLAGE | 1 | VENTURA VILLAGE | B | DISINFECT | B02 | DISINFECT/HYPOCHLORIN
6094994 | VENTURA VILLAGE | 1 | VENTURA VILLAGE | E | TASTE-ODOR CONTROL | E20 | T-O CTRL/AERATION
6094999 | NOAH'S NURSERY | 1 | NOAH'S NURSERY PLANT | B | DISINFECT | B02 | DISINFECT/HYPOCHLORIN
6094999 | NOAH'S NURSERY | 1 | NOAH'S NURSERY PLANT | G | IRON REMOVAL | G29 | IRON RMVL/CARTRIDGE FILTR
6095000 | FRATERNAL ORDER OF EAGLES | 1 | FRATERNAL ORDER PLANT | B | DISINFECT | B02 | DISINFECT/HYPOCHLORIN
6095001 | SHILZANE FOOD STORE CITGO | 1 | HOLDER FOOD MART | B | DISINFECT | B02 | DISINFECT/HYPOCHLORIN
6095002 | HOWARD'S NORTH/SAND RAY | 1 | HOWARD'S NORTH / SAND RAY | B | DISINFECT | B02 | DISINFECT/HYPOCHLORIN
6095014 | BILL & GERRIE'S RESTAURANT | 1 | BILL & GERRIES RESTAURANT | B | DISINFECT | B02 | DISINFECT/HYPOCHLORIN
6095015 | EAST CITRUS COMMUNITY CENTER | 1 | EAST CITRUS COMMUNITY CENTER | B | DISINFECT | B02 | DISINFECT/HYPOCHLORIN
6095022 | DEERWOOD PROFESSIONAL PARK | 1 | DEERWOOD PROFESSIONAL PLANT | B | DISINFECT | B02 | DISINFECT/HYPOCHLORIN
6095024 | ALLEN-RAWLS POST#77 INC | 1 | HIGHLAND CIVIC CENTER | B | DISINFECT | B02 | DISINFECT/HYPOCHLORIN
6095025 | FAITH BAPTIST CHURCH/SANCTUARY | 1 | FAITH BAPTIST PLANT | B | DISINFECT | B02 | DISINFECT/HYPOCHLORIN
6095026 | CROSSROADS CENTER (CALLAWAY CENTER) | 1 | WATER PLANT | B | DISINFECT | B02 | DISINFECT/HYPOCHLORIN
6095028 | CHURCH OF CHRIST IN INVERNESS | 1 | PLANT | B | DISINFECT | B02 | DISINFECT/HYPOCHLORIN
6095031 | THREE RIVERS MOTEL | 1 | WATER PLANT | B | DISINFECT | B02 | DISINFECT/HYPOCHLORIN
6095032 | LITTLE GENERAL FOOD CENTER | 1 | WATER PLANT | B | DISINFECT | B02 | DISINFECT/HYPOCHLORIN
6095033 | INVERNESS CHEVRON | 1 | WATER PLANT | B | DISINFECT | B02 | DISINFECT/HYPOCHLORIN
6095034 | ADVENTURELAND | 1 | PLANT | B | DISINFECT | B02 | DISINFECT/HYPOCHLORIN
6095036 | TARAWOOD OF FLORAL CITY | 1 | PLANT | B | DISINFECT | B02 | DISINFECT/HYPOCHLORIN
6095044 | SHAMROCK INDUSTRIAL PARK | 1 | SHAMROCK INDUSTRIAL PARK | B | DISINFECT | B02 | DISINFECT/HYPOCHLORIN
6095046 | CINNAMON RIDGE UTILITIES #2 | 1 | PLANT | B | DISINFECT | B02 | DISINFECT/HYPOCHLORIN
6095047 | CITRUS CO. DISTRICT PARK(CENTRAL RIDGE) | 1 | NA | B | DISINFECT | B02 | DISINFECT/HYPOCHLORIN
6095050 | NATURE COAST CAMPGROUND | 1 | NA | B | DISINFECT | B02 | DISINFECT/HYPOCHLORIN
6095051 | MT. OLIVE MISSIONARY BAPTIST | 1 | NA | B | DISINFECT | B02 | DISINFECT/HYPOCHLORIN
6095052 | CHASSA OAKS RV RESORTS | 1 | NA | B | DISINFECT | B02 | DISINFECT/HYPOCHLORIN
6095053 | CITRUS AMERICAN-ITALIAN SOCIAL CLUB | 1 | CITRUS AMERICAN ITALIAN SOCIAL | G | IRON REMOVAL | G14 | IRON RMVL/RAPID SAND FIL
6095053 | CITRUS AMERICAN-ITALIAN SOCIAL CLUB | 1 | CITRUS AMERICAN ITALIAN SOCIAL | B | DISINFECT | B02 | DISINFECT/HYPOCHLORIN
6095054 | WEST CITRUS CHURCH OF CHRIST | 1 | CHURCH PLANT | B | DISINFECT | B02 | DISINFECT/HYPOCHLORIN
6095055 | CRYSTAL RIVER UNITED METHODIST CHURCH | 1 | CRYSTAL RIVER UMC PLANT | B | DISINFECT | B02 | DISINFECT/HYPOCHLORIN
6095058 | LITTLE DISCIPLES DAYCARE | 1 | LD PLANT | B | DISINFECT | B02 | DISINFECT/HYPOCHLORIN
6095059 | WITHLACOOCHEE BAY TRAILS | 1 | PLANT 1 | B | DISINFECT | B02 | DISINFECT/HYPOCHLORIN
6095062 | FIRST BAPTIST CHURCH OF LAKE ROUSSEAU | 1 | FBC PLANT | B | DISINFECT | B02 | DISINFECT/HYPOCHLORIN
6095064 | DOLLAR GENERAL STORE #9269 | 1 | PLANT #1 | B | DISINFECT | B02 | DISINFECT/HYPOCHLORIN
6095066 | GRACE BIBLE FELLOWSHIP OF CITRUS CO. | 1 | GBF PLANT #1 | B | DISINFECT | B02 | DISINFECT/HYPOCHLORIN
6095070 | TRAIL PLAZA | 1 | TRAIL PLAZA PLANT #1 | B | DISINFECT | B02 | DISINFECT/HYPOCHLORIN
6095073 | CITRONELLE PARK | 1 | CITRONELLE PARK WELL | B | DISINFECT | B02 | DISINFECT/HYPOCHLORIN
6095076 | GRACE BIBLE CHURCH | 1 | GBC PLANT #1 | B | DISINFECT | B02 | DISINFECT/HYPOCHLORIN
6095077 | JANACK PLAZA | 1 | JCB PLANT#1 | B | DISINFECT | B02 | DISINFECT/HYPOCHLORIN
6095080 | JD'S PLAZA | 1 | JD'S PLAZA | B | DISINFECT | B02 | DISINFECT/HYPOCHLORIN
6095083 | SEVEN RIVERS PROFESSIONAL CENTER | 1 | SEVEN RIVERS PROFESSIONAL CENT | B | DISINFECT | B02 | DISINFECT/HYPOCHLORIN
6095085 | CHRIST WAY FELLOWSHIP CHURCH | 1 | CHRIST WAY FELLOWSHIP | B | DISINFECT | B02 | DISINFECT/HYPOCHLORIN
6095088 | HOLDER DOLLAR GENERAL | 1 | HOLDER DOLLAR GENERAL PLANT | B | DISINFECT | B02 | DISINFECT/HYPOCHLORIN
6095089 | INVERNESS DOLLAR GENERAL | 1 | INVERNESS DOLLAR GENERAL PLANT | B | DISINFECT | B02 | DISINFECT/HYPOCHLORIN
6250113 | ORANGE BLOSSOM RV PARK | 1 | ORANGE BLOSSOM RV PARK | B | DISINFECT | B02 | DISINFECT/HYPOCHLORIN
6250113 | ORANGE BLOSSOM RV PARK | 1 | ORANGE BLOSSOM RV PARK | E | TASTE-ODOR CONTROL | E20 | T-O CTRL/AERATION
6250278 | CHARLIE CREEK-THE VILLAGE OF | 1 | CHARLIE CREEK-THE VILLAGE OF | B | DISINFECT | B02 | DISINFECT/HYPOCHLORIN
6250329 | WAUCHULA CITY WATER DEPARTMENT | 1 | WAUCHULA CITY | B | DISINFECT | B01 | DISINFECT/GASEOUS CHLORIN
6250329 | WAUCHULA CITY WATER DEPARTMENT | 1 | WAUCHULA CITY | D | CORROSION CONTROL | D18 | CORR-CTRL/SEQUESTATION
6250329 | WAUCHULA CITY WATER DEPARTMENT | 1 | WAUCHULA CITY | E | TASTE-ODOR CONTROL | E20 | T-O CTRL/AERATION
6250329 | WAUCHULA CITY WATER DEPARTMENT | 1 | WAUCHULA CITY | K | DESALINATION | K26 | DESALINAT/REVERSE OSMOSIS
6250329 | WAUCHULA CITY WATER DEPARTMENT | 1 | WAUCHULA CITY | Z | OTHER | Z26 | OTHER/REVERSE OSMOSIS
6250332 | ZOLFO SPRINGS CITY OF | 1 | ZOLFO SPRINGS CITY OF | B | DISINFECT | B01 | DISINFECT/GASEOUS CHLORIN
6250332 | ZOLFO SPRINGS CITY OF | 1 | ZOLFO SPRINGS CITY OF | E | TASTE-ODOR CONTROL | E20 | T-O CTRL/AERATION
6251389 | PINE CONE MHP | 1 | PINE CONE PLANT #1 | B | DISINFECT | B02 | DISINFECT/HYPOCHLORIN
6251690 | WILL DUKE APARTMENTS (FKA SOUTHERN OAKS) | 1 | SOUTHERN OAKS | B | DISINFECT | B02 | DISINFECT/HYPOCHLORIN
6251954 | PEACE RIVER HEIGHTS | 1 | PEACE RIVER HTS | B | DISINFECT | B02 | DISINFECT/HYPOCHLORIN
6251954 | PEACE RIVER HEIGHTS | 1 | PEACE RIVER HTS | H | SOFTENING | H25 | SOFTENING/ION EXCHANGE
6252022 | BOWLING GREEN CITY OF | 1 | BOWLING GREEN CITY OF | B | DISINFECT | B01 | DISINFECT/GASEOUS CHLORIN
6252022 | BOWLING GREEN CITY OF | 1 | BOWLING GREEN CITY OF | E | TASTE-ODOR CONTROL | E20 | T-O CTRL/AERATION
6252022 | BOWLING GREEN CITY OF | 1 | BOWLING GREEN CITY OF | G | IRON REMOVAL | G20 | IRON RMVL/AERATION
6252030 | RESTHAVEN | 1 | RESTHAVEN PLANT | B | DISINFECT | B02 | DISINFECT/HYPOCHLORIN
6252030 | RESTHAVEN | 1 | RESTHAVEN PLANT | E | TASTE-ODOR CONTROL | E20 | T-O CTRL/AERATION
6252045 | MOSAIC FERTILIZER (NORTH PASTURE) | 1 | COMPLEX #1 | B | DISINFECT | B02 | DISINFECT/HYPOCHLORIN
6252308 | COLONIAL ARMS MOTEL | 1 | COLONIAL ARMS PLANT #1 | B | DISINFECT | B02 | DISINFECT/HYPOCHLORIN
6254750 | THOUSAND TRAILS | 1 | PEACE RIVER RESORT PLANT #1 | B | DISINFECT | B02 | DISINFECT/HYPOCHLORIN
6254751 | TORREY OAKS RV & GOLF RESORT | 1 | WAGON WHEEL CAMPGROUND | B | DISINFECT | B02 | DISINFECT/HYPOCHLORIN
6254752 | FLORIDA SKP RV RESORT | 1 | FLORIDA SKP RV RESORT | B | DISINFECT | B02 | DISINFECT/HYPOCHLORIN
6254753 | LITTLE CHARLIE RV PARK | 1 | LITTLE CHARLIE RV PARK | B | DISINFECT | B02 | DISINFECT/HYPOCHLORIN
6254753 | LITTLE CHARLIE RV PARK | 1 | LITTLE CHARLIE RV PARK | H | SOFTENING | H25 | SOFTENING/ION EXCHANGE
6254753 | LITTLE CHARLIE RV PARK | 1 | LITTLE CHARLIE RV PARK | Z | OTHER | Z20 | OTHER/AERATION
6254754 | HARDEE CORRECTIONAL INSTITUTE | 1 | HARDEE CORRECTIONAL WTP | B | DISINFECT | B01 | DISINFECT/GASEOUS CHLORIN
6254754 | HARDEE CORRECTIONAL INSTITUTE | 1 | HARDEE CORRECTIONAL WTP | D | CORROSION CONTROL | D36 | CORR-CTRL/CORROSION INHIB
6254754 | HARDEE CORRECTIONAL INSTITUTE | 1 | HARDEE CORRECTIONAL WTP | G | IRON REMOVAL | G20 | IRON RMVL/AERATION
6254762 | BROOKSIDE BLUFF RV PARK | 1 | WTP | B | DISINFECT | B02 | DISINFECT/HYPOCHLORIN
6254762 | BROOKSIDE BLUFF RV PARK | 1 | WTP | E | TASTE-ODOR CONTROL | E20 | T-O CTRL/AERATION
6254762 | BROOKSIDE BLUFF RV PARK | 1 | WTP | R | RADS REMOVAL | R25 | RADS RMVL/ION EXCHANGE
6254763 | HARDEE POWER PARTNERS | 2 | HARDEE POWER PARTNERS | B | DISINFECT | B02 | DISINFECT/HYPOCHLORIN
6254763 | HARDEE POWER PARTNERS | 2 | HARDEE POWER PARTNERS | C | PARTICLE REMOVAL | C14 | PART-RMVL/RAPID SAND FIL
6254766 | PAYNES CREEK HISTORIC SITE | 1 | PAYNES CREEK CAMPGROUND PLANT | B | DISINFECT | B02 | DISINFECT/HYPOCHLORIN
6254769 | PEACE RIVER ELECTRIC-OPERATION | 1 | PEACE RIVER ELECTRIC PLANT | B | DISINFECT | B02 | DISINFECT/HYPOCHLORIN
6254769 | PEACE RIVER ELECTRIC-OPERATION | 1 | PEACE RIVER ELECTRIC PLANT | Z | OTHER | Z20 | OTHER/AERATION
6254771 | ALAN JAY ENTERPRISES OF WAUCHULA | 1 | ALAN JAY PLANT | B | DISINFECT | B02 | DISINFECT/HYPOCHLORIN
6254774 | F.I.N.R. | 1 | WTP | B | DISINFECT | B02 | DISINFECT/HYPOCHLORIN
6254774 | F.I.N.R. | 1 | WTP | Z | OTHER | Z20 | OTHER/AERATION
6254777 | THE BLUFFS GOLF COURSE | 1 | THE BLUFFS GOLF COURSE | B | DISINFECT | B02 | DISINFECT/HYPOCHLORIN
6254778 | COUNTRY COOLER | 1 | COUNTRY COOLER | B | DISINFECT | B02 | DISINFECT/HYPOCHLORIN
6254779 | MOSAIC FERTILIZER SOUTH PASTURE | 1 | C.F. INDUSTRIES/ SOUTH PASTURE | B | DISINFECT | B02 | DISINFECT/HYPOCHLORIN
6254782 | CRACKER TRAIL SNACK SHACK | 1 | C.T.S.S. PLANT | B | DISINFECT | B02 | DISINFECT/HYPOCHLORIN
6254783 | SOLOMON'S CASTLE | 1 | SOLOMAN'S WELL PLANT | B | DISINFECT | B02 | DISINFECT/HYPOCHLORIN
6254785 | TORREY OAKS SUBDIVISION | 1 | TORREY OAKS PLANT | B | DISINFECT | B02 | DISINFECT/HYPOCHLORIN
6254785 | TORREY OAKS SUBDIVISION | 1 | TORREY OAKS PLANT | E | TASTE-ODOR CONTROL | E20 | T-O CTRL/AERATION
6254786 | WAUCHULA MOOSE LODGE # 1487 | 1 | R.O.M. #1487 PLANT | B | DISINFECT | B02 | DISINFECT/HYPOCHLORIN
6254787 | NEW HOPE BAPTIST CHURCH | 1 | NHBDC PLANT | B | DISINFECT | B02 | DISINFECT/HYPOCHLORIN
6254787 | NEW HOPE BAPTIST CHURCH | 1 | NHBDC PLANT | H | SOFTENING | H25 | SOFTENING/ION EXCHANGE
6254791 | STATON'S VIDEO AND GAMES | 1 | STANTON'S VIDEO AND GAMES | B | DISINFECT | B02 | DISINFECT/HYPOCHLORIN
6254793 | KING FRIES / FT. GREEN SNACK SHACK | 1 | FT. GREEN SNACK SHACK | B | DISINFECT | B02 | DISINFECT/HYPOCHLORIN
6254794 | ONA MARKET | 1 | ONA MARKET | B | DISINFECT | B02 | DISINFECT/HYPOCHLORIN
6254799 | WAUCHULA HILLS (HARDEE COUNTY UTILITIES) | 1 | WAUCHULA HILLS PLANT 1 | B | DISINFECT | B02 | DISINFECT/HYPOCHLORIN
6254803 | OLD CASTLE LAWN & GARDEN | 1 | OCLG PLANT #1 | B | DISINFECT | B02 | DISINFECT/HYPOCHLORIN
6254805 | WAUCHULA SUNOCO STORE | 1 | WAUCHULA SUNOCO STORE | B | DISINFECT | B02 | DISINFECT/HYPOCHLORIN
6254806 | MIDULLA GENERATING STATION | 1 | MIDULLA PLANT | C | PARTICLE REMOVAL | C13 | PART-RMVL/SLOW SAND FILTR
6254806 | MIDULLA GENERATING STATION | 1 | MIDULLA PLANT | B | DISINFECT | B02 | DISINFECT/HYPOCHLORIN
6254806 | MIDULLA GENERATING STATION | 1 | MIDULLA PLANT | G | IRON REMOVAL | G30 | IRON RMVL/GREENSAND FILTR
6270009 | BIG TREE MOBILE HOME & RV VILLAGE | 1 | PLANT 1 | B | DISINFECT | B02 | DISINFECT/HYPOCHLORIN
6270246 | CAMP-A-WYLE LAKE RESORT | 1 | PLANT # 1 | B | DISINFECT | B02 | DISINFECT/HYPOCHLORIN
6270269 | HERNANDO CO UTL-CEDAR LN | 1 | CEDAR LANE SITES | B | DISINFECT | B01 | DISINFECT/GASEOUS CHLORIN
6270269 | HERNANDO CO UTL-CEDAR LN | 1 | CEDAR LANE SITES | B | DISINFECT | B02 | DISINFECT/HYPOCHLORIN
6270468 | HERNANDO CO UTL-DOGWOOD EST | 1 | DOGWOOD ESTATES | B | DISINFECT | B02 | DISINFECT/HYPOCHLORIN
6270507 | EDEN CHRISTIAN SCHOOL | 1 | PLANT # 1 | B | DISINFECT | B02 | DISINFECT/HYPOCHLORIN
6270598 | CEMEX CORPORATION | 1 | CEMENT PLANT | B | DISINFECT | B02 | DISINFECT/HYPOCHLORIN
6270645 | TAMPA LAND HOLDING LLC | 1 | PLANT #1 | B | DISINFECT | B02 | DISINFECT/HYPOCHLORIN
6270721 | BP GAS STATION | 1 | NA | B | DISINFECT | B02 | DISINFECT/HYPOCHLORIN
6270752 | HERNANDO COUNTY CANNING CENTER | 1 | HERNANDO COUNTY CANNING PL#1 | B | DISINFECT | B02 | DISINFECT/HYPOCHLORIN
6270766 | HIDDEN VALLEY CAMPGROUND | 1 | PLANT # 1 | B | DISINFECT | B02 | DISINFECT/HYPOCHLORIN
6270851 | IMPERIAL ESTATES MHP | 1 | IMPERIAL EST MHP WELL #1 | B | DISINFECT | B02 | DISINFECT/HYPOCHLORIN
6270863 | ISTACHATTA COMMUNITY CENTER | 1 | CO RD C-39 | B | DISINFECT | B02 | DISINFECT/HYPOCHLORIN
6270863 | ISTACHATTA COMMUNITY CENTER | 1 | CO RD C-39 | G | IRON REMOVAL | G31 | IRON RMVL/PERMANGANATE
6271011 | LAKEWOOD RETREAT | 1 | PLANT #1 | B | DISINFECT | B02 | DISINFECT/HYPOCHLORIN
6271142 | MIDKIFF WATER SYSTEM | 1 | MACINTYRE WATER | B | DISINFECT | B02 | DISINFECT/HYPOCHLORIN
6271155 | MASARYKTOWN COMMUNITY CENTER | 1 | PLANT 1 | B | DISINFECT | B02 | DISINFECT/HYPOCHLORIN
6271171 | FRONTIER CAMPGROUND | 1 | PLANT #1 (EAST) | B | DISINFECT | B02 | DISINFECT/HYPOCHLORIN
6271171 | FRONTIER CAMPGROUND | 2 | PLANT #2 (WEST) | B | DISINFECT | B02 | DISINFECT/HYPOCHLORIN
6271281 | OAK MANOR MOBILE RANCH | 1 | OAK MANOR MOBILE RANCH | B | DISINFECT | B02 | DISINFECT/HYPOCHLORIN
6271289 | TALL OAKS VILLAGE | 1 | PLANT # 1 | B | DISINFECT | B02 | DISINFECT/HYPOCHLORIN
6271440 | BLANCHES DELI | 1 | PLANT #1 | B | DISINFECT | B02 | DISINFECT/HYPOCHLORIN
6271505 | RIDGE MANOR CAMPGROUND | 1 | RIDGE MANOR | B | DISINFECT | B02 | DISINFECT/HYPOCHLORIN
6271520 | RIVERSIDE RESTAURANT | 1 | RIVERSIDE REST. PLANT | B | DISINFECT | B02 | DISINFECT/HYPOCHLORIN
6271553 | HERNANDO CO UTL-ROYAL OAKS | 1 | ROYAL OAKS ESTATES PLANT #1 | B | DISINFECT | B02 | DISINFECT/HYPOCHLORIN
6271577 | SAIL INN | 1 | SAIL INN | B | DISINFECT | B02 | DISINFECT/HYPOCHLORIN
6271931 | WEEKI WACHEE SENIOR CITIZENS | 1 | WEEKI WACHEE SENIOR CENTER | B | DISINFECT | B02 | DISINFECT/HYPOCHLORIN
6271934 | WEEKI WACHEE NORTH TP | 1 | PLANT 1 | B | DISINFECT | B02 | DISINFECT/HYPOCHLORIN
6271935 | WEEKI WACHEE SPRINGS ATTR | 1 | BUCCANEER BAY | B | DISINFECT | B02 | DISINFECT/HYPOCHLORIN
6271935 | WEEKI WACHEE SPRINGS ATTR | 2 | PARKING LOT | B | DISINFECT | B02 | DISINFECT/HYPOCHLORIN
6271942 | WESLEYAN VILLAGE | 1 | WESLEYAN VILLAGE WATER PLANT | A | NO TRTMT | A | NO TRTMT
6271942 | WESLEYAN VILLAGE | 1 | WESLEYAN VILLAGE WATER PLANT | B | DISINFECT | B02 | DISINFECT/HYPOCHLORIN
6271996 | WSF-HEADQUARTERS | 1 | HEADQUARTERS | B | DISINFECT | B02 | DISINFECT/HYPOCHLORIN
6271997 | WSF-BUTTGENBACH MINE DAY USE | 1 | WSF BUTTGENBACH DAY USE | B | DISINFECT | B02 | DISINFECT/HYPOCHLORIN
6271998 | WSF-BUTTGENBACH MINE CPG | 1 | BUTTGENBACH MINE CPG | B | DISINFECT | B02 | DISINFECT/HYPOCHLORIN
6271999 | WSF-CYPRESS GLEN CPG | 1 | CYPRESS GLEN PLANT #1 | B | DISINFECT | B02 | DISINFECT/HYPOCHLORIN
6272000 | WSF-SILVER LAKE CPG | 1 | SILVER LAKE PLANT #1 | B | DISINFECT | B02 | DISINFECT/HYPOCHLORIN
6272001 | WSF-ENVIRON. TRAINING CENTER | 1 | WSF TRAINING CENTER PLANT #1 | B | DISINFECT | B02 | DISINFECT/HYPOCHLORIN
6272002 | WSF-MCKETHAN LAKE | 1 | WSF MCKETHAN LAKE | B | DISINFECT | B02 | DISINFECT/HYPOCHLORIN
6272180 | BROOKSVILLE CITY OF | 1 | HILLSIDE | B | DISINFECT | B01 | DISINFECT/GASEOUS CHLORIN
6272180 | BROOKSVILLE CITY OF | 1 | HILLSIDE | Z | OTHER | Z20 | OTHER/AERATION
6272180 | BROOKSVILLE CITY OF | 1 | HILLSIDE | Z | OTHER | Z27 | OTHER/FLUORIDATION
6272180 | BROOKSVILLE CITY OF | 2 | LAMAR AVE. PLANT | B | DISINFECT | B01 | DISINFECT/GASEOUS CHLORIN
6272180 | BROOKSVILLE CITY OF | 2 | LAMAR AVE. PLANT | Z | OTHER | Z20 | OTHER/AERATION
6272180 | BROOKSVILLE CITY OF | 2 | LAMAR AVE. PLANT | Z | OTHER | Z27 | OTHER/FLUORIDATION
6272180 | BROOKSVILLE CITY OF | 3 | HOPE HILL PLANT | B | DISINFECT | B01 | DISINFECT/GASEOUS CHLORIN
6272180 | BROOKSVILLE CITY OF | 3 | HOPE HILL PLANT | Z | OTHER | Z27 | OTHER/FLUORIDATION
6272213 | HOLIDAY SPRINGS TRAV-L-PARK | 1 | PLANT 1 | B | DISINFECT | B02 | DISINFECT/HYPOCHLORIN
6272259 | WSF-COL ROBINS PARK | 1 | WSF COL ROBBINS PARK PLANT #1 | B | DISINFECT | B02 | DISINFECT/HYPOCHLORIN
6272272 | WSF-CROOKED RIVER CPG | 1 | WSF-CROOKED RIVER | B | DISINFECT | B02 | DISINFECT/HYPOCHLORIN
6272304 | CAMPER'S HOLIDAY | 1 | PLANT 1 | B | DISINFECT | B02 | DISINFECT/HYPOCHLORIN
6272304 | CAMPER'S HOLIDAY | 1 | PLANT 1 | C | PARTICLE REMOVAL | C23 | PART-RMVL/GAC ADDITION
6272304 | CAMPER'S HOLIDAY | 1 | PLANT 1 | F | ORGN-RMVL | F23 | ORGN-RMVL/GAC ADDITION
6272431 | FLORIDA POWER DEVELOMENT LLC | 1 | FLA C.S.PLANT | B | DISINFECT | B02 | DISINFECT/HYPOCHLORIN
6272433 | LAKE LINDSEY WATER | 1 | PLANT # 1 | B | DISINFECT | B02 | DISINFECT/HYPOCHLORIN
6272434 | LAKE VILLAGE WATER SYSTEM | 1 | PLANT # 1 | B | DISINFECT | B02 | DISINFECT/HYPOCHLORIN
6272589 | AIRPORT FARMER'S AND FLEA MARKET | 1 | PLANT # 1 | B | DISINFECT | B02 | DISINFECT/HYPOCHLORIN
6272599 | COMMERCIAL CARRIER CORP. | 1 | COMMERCIAL CARRIER CORP | B | DISINFECT | B02 | DISINFECT/HYPOCHLORIN
6272603 | C F E TRUCKING | 1 | CFE TRUCKING | B | DISINFECT | B02 | DISINFECT/HYPOCHLORIN
6272605 | ARC NATURE COAST THE | 1 | HARC PLANT | B | DISINFECT | B02 | DISINFECT/HYPOCHLORIN
6272609 | CAFE MASARYKTOWN | 1 | MASARYKTOWN REST/HOTEL | B | DISINFECT | B02 | DISINFECT/HYPOCHLORIN
6272610 | LOYAL ORDER OF MOOSE 1676 | 1 | PLANT 1 | B | DISINFECT | B02 | DISINFECT/HYPOCHLORIN
6272613 | SAND GARDENS | 1 | PLANT 1 | B | DISINFECT | B02 | DISINFECT/HYPOCHLORIN
6272615 | RAINBOW ROLLERLAND | 1 | RAINBOW ROLLERLAND | B | DISINFECT | B02 | DISINFECT/HYPOCHLORIN
6274327 | MOTEL 6 SPRING HILL | 1 | PLANT 1 | B | DISINFECT | B02 | DISINFECT/HYPOCHLORIN
6274496 | CHURCH OF GOD PROPHECY CAMP | 1 | CHURCH OF GOD OF PROP YOUTH C | B | DISINFECT | B02 | DISINFECT/HYPOCHLORIN
6274501 | ERNIE WEAVER YOUTH PARK | 1 | HERNANDO YOUTH LEAGUE | B | DISINFECT | B02 | DISINFECT/HYPOCHLORIN
6274589 | 2 MY PLACES BAR (OLD NAME: WHITES SEPTIC | 1 | WHITES PLANT | B | DISINFECT | B02 | DISINFECT/HYPOCHLORIN
6274625 | SERTOMA YOUTH RANCH | 1 | SERTOMA PLANT | B | DISINFECT | B02 | DISINFECT/HYPOCHLORIN
6274627 | BOYETT'S GROVE SNACK STAND | 1 | BOYETT'S GROVE SNACK STAND PLT | B | DISINFECT | B02 | DISINFECT/HYPOCHLORIN
6274821 | SECURITY STORAGE /3000 COMPLEX | 1 | 3000 COMPLEX PLANT | B | DISINFECT | B02 | DISINFECT/HYPOCHLORIN
6274847 | SPARTON BROOKSVILLE LLC | 1 | SPARTON PLANT | B | DISINFECT | B02 | DISINFECT/HYPOCHLORIN
6274859 | COUNTRYSIDE ESTATES | 1 | COUNTRYSIDE PLANT | B | DISINFECT | B02 | DISINFECT/HYPOCHLORIN
6274861 | FLORIDA CARDIOLOGY GROUP | 1 | SAMUEL R PEARSON | B | DISINFECT | B02 | DISINFECT/HYPOCHLORIN
6274862 | TOPICS RV TRAVEL TRAILER PARK | 1 | TOPIC RV PARK | B | DISINFECT | B02 | DISINFECT/HYPOCHLORIN
6274865 | MOUNTAIN PARK PLAZA | 1 | MOUNTAIN PARK PLANT | B | DISINFECT | B02 | DISINFECT/HYPOCHLORIN
6274866 | ISTACHATTA MOBILE HOME PARK | 1 | ISTACHATTA MHP WATER PLANT | B | DISINFECT | B02 | DISINFECT/HYPOCHLORIN
6274872 | SAND TRAP BAR & GRILL | 1 | NA | B | DISINFECT | B02 | DISINFECT/HYPOCHLORIN
6274874 | 7-11 #35369 | 1 | PLANT 1 | B | DISINFECT | B02 | DISINFECT/HYPOCHLORIN
6274876 | SPEEDWAY NO.6532 | 1 | PLANT 1 | B | DISINFECT | B02 | DISINFECT/HYPOCHLORIN
6274877 | UNITED PARCEL SERVICE | 1 | UNITED PARCEL SERV. PLANT | B | DISINFECT | B02 | DISINFECT/HYPOCHLORIN
6274882 | CIRCLE K #7508 | 1 | CIRCLE K 7508 | B | DISINFECT | B02 | DISINFECT/HYPOCHLORIN
6274883 | HAWK'S NEST | 1 | PLANT #1 | B | DISINFECT | B02 | DISINFECT/HYPOCHLORIN
6274884 | FAITH BAPTIST CHURCH | 1 | FAITH BAPTIST CH PLANT | B | DISINFECT | B02 | DISINFECT/HYPOCHLORIN
6274886 | DR. JOHN BAKER | 1 | DR. JOHN BAKER | B | DISINFECT | B02 | DISINFECT/HYPOCHLORIN
6274887 | SHRINE OF FATIMA & CAJETAN | 1 | PLANT 1 | B | DISINFECT | B02 | DISINFECT/HYPOCHLORIN
6274892 | SPRINGLETON FUN PARK | 1 | PLANT #1 | B | DISINFECT | B02 | DISINFECT/HYPOCHLORIN
6277005 | CANDLEWICK PLAZA | 1 | CANDLEWICK WTP | B | DISINFECT | B02 | DISINFECT/HYPOCHLORIN
6277011 | FIRST BAPT. CH. OF MASARYKTOWN | 1 | PLANT 1 | B | DISINFECT | B02 | DISINFECT/HYPOCHLORIN
6277013 | CHURCH OF JESUS CHRIST THE | 1 | PLANT 1 | B | DISINFECT | B02 | DISINFECT/HYPOCHLORIN
6277022 | CHRISTIAN FELLOWSHIP CHURCH | 1 | CHRISTIAN FELLOWSHIP PLANT | B | DISINFECT | B02 | DISINFECT/HYPOCHLORIN
6277025 | ISTACHATTA CHURCH OF CHRIST | 1 | ISTACHATTA CHURCH OF CHRIST | B | DISINFECT | B02 | DISINFECT/HYPOCHLORIN
6277026 | CEMEX BROOKSVILLE QUARRY | 1 | PLANT #1 | B | DISINFECT | B02 | DISINFECT/HYPOCHLORIN
6277027 | KEVIN'S WAY STATION | 1 | 98 NORTH PLANT | B | DISINFECT | B02 | DISINFECT/HYPOCHLORIN
6277030 | BROOKESVILLE LODGE #2582 | 1 | PLANT 1 | B | DISINFECT | B02 | DISINFECT/HYPOCHLORIN
6277031 | HIGHLANDS BAPTIST CHURCH | 1 | PLANT 1 | B | DISINFECT | B02 | DISINFECT/HYPOCHLORIN
6277033 | AUTOWAY BROOKSVILLE | 1 | PLANT 1 | B | DISINFECT | B02 | DISINFECT/HYPOCHLORIN
6277036 | CAMPERS MINI MART | 1 | P&J QUICK STOP PLANT | B | DISINFECT | B02 | DISINFECT/HYPOCHLORIN
6277037 | SPRING HILL MEDICAL CLINIC | 1 | SPRINGHILL MEDICAL CLINIC PLNT | B | DISINFECT | B02 | DISINFECT/HYPOCHLORIN
6277038 | CHINSEGUT NATURE CENTER | 1 | PLANT 1 | B | DISINFECT | B02 | DISINFECT/HYPOCHLORIN
6277039 | RIVER RATZ CAFE | 1 | MAIN PLANT | A | NO TRTMT | A | NO TRTMT
6277039 | RIVER RATZ CAFE | 1 | MAIN PLANT | B | DISINFECT | B02 | DISINFECT/HYPOCHLORIN
6277039 | RIVER RATZ CAFE | 1 | MAIN PLANT | G | IRON REMOVAL | G25 | IRON RMVL/ION EXCHANGE
6277043 | JEHOVAH WITNESS OF WEEKI WACHEE | 1 | JEHAVOAH WITNESS PLANT | B | DISINFECT | B02 | DISINFECT/HYPOCHLORIN
6277046 | SPRING LAKE UNITED METHODIST | 1 | NA | B | DISINFECT | B02 | DISINFECT/HYPOCHLORIN
6277047 | MT PLEASANT MIS BAPTIST CHURCH | 1 | PLANT 1 | A | NO TRTMT | A | NO TRTMT
6277047 | MT PLEASANT MIS BAPTIST CHURCH | 1 | PLANT 1 | B | DISINFECT | B02 | DISINFECT/HYPOCHLORIN
6277048 | ISTACHATTA BAPTIST CHURCH | 1 | NA | B | DISINFECT | B02 | DISINFECT/HYPOCHLORIN
6277053 | COMMUNITY BAPTIST CHURCH | 1 | PLANT #1 | B | DISINFECT | B02 | DISINFECT/HYPOCHLORIN
6277054 | FIRST BAPTIST CHURCH OF GARDEN GROVE | 1 | PLANT #1 | B | DISINFECT | B02 | DISINFECT/HYPOCHLORIN
6277056 | INDEPENDENT BAPTIST CHURCH | 1 | INDEPENDENT BAPTIST CHURCH | B | DISINFECT | B02 | DISINFECT/HYPOCHLORIN
6277057 | KINGDOM HALL JEHOVAH'S WITNESS | 1 | KINGDOM HALL | B | DISINFECT | B02 | DISINFECT/HYPOCHLORIN
6277059 | HERNANDO CO UTL-WEST | 1 | WEST HERNANDO | B | DISINFECT | B01 | DISINFECT/GASEOUS CHLORIN
6277059 | HERNANDO CO UTL-WEST | 1 | WEST HERNANDO | B | DISINFECT | B02 | DISINFECT/HYPOCHLORIN
6277059 | HERNANDO CO UTL-WEST | 5 | ROYAL HIGHLANDS | B | DISINFECT | B01 | DISINFECT/GASEOUS CHLORIN
6277059 | HERNANDO CO UTL-WEST | 5 | ROYAL HIGHLANDS | B | DISINFECT | B02 | DISINFECT/HYPOCHLORIN
6277059 | HERNANDO CO UTL-WEST | 5 | ROYAL HIGHLANDS | Z | OTHER | Z20 | OTHER/AERATION
6277059 | HERNANDO CO UTL-WEST | 9 | SOUTHWEST HERNANDO | B | DISINFECT | B01 | DISINFECT/GASEOUS CHLORIN
6277059 | HERNANDO CO UTL-WEST | 9 | SOUTHWEST HERNANDO | B | DISINFECT | B02 | DISINFECT/HYPOCHLORIN
6277059 | HERNANDO CO UTL-WEST | 9 | SOUTHWEST HERNANDO | Z | OTHER | Z20 | OTHER/AERATION
6277059 | HERNANDO CO UTL-WEST | 11 | KILLIAN | B | DISINFECT | B02 | DISINFECT/HYPOCHLORIN
6277059 | HERNANDO CO UTL-WEST | 11 | KILLIAN | B | DISINFECT | B01 | DISINFECT/GASEOUS CHLORIN
6277059 | HERNANDO CO UTL-WEST | 12 | ANTELOPE | B | DISINFECT | B02 | DISINFECT/HYPOCHLORIN
6277059 | HERNANDO CO UTL-WEST | 12 | ANTELOPE | B | DISINFECT | B01 | DISINFECT/GASEOUS CHLORIN
6277059 | HERNANDO CO UTL-WEST | 14 | LINDEN & DEER ST | B | DISINFECT | B02 | DISINFECT/HYPOCHLORIN
6277059 | HERNANDO CO UTL-WEST | 15 | JAMAICA | B | DISINFECT | B02 | DISINFECT/HYPOCHLORIN
6277059 | HERNANDO CO UTL-WEST | 15 | JAMAICA | B | DISINFECT | B01 | DISINFECT/GASEOUS CHLORIN
6277059 | HERNANDO CO UTL-WEST | 16 | CARTEE & KEYSVILLE | B | DISINFECT | B02 | DISINFECT/HYPOCHLORIN
6277059 | HERNANDO CO UTL-WEST | 16 | CARTEE & KEYSVILLE | B | DISINFECT | B01 | DISINFECT/GASEOUS CHLORIN
6277059 | HERNANDO CO UTL-WEST | 17 | ELDRIDGE | B | DISINFECT | B02 | DISINFECT/HYPOCHLORIN
6277059 | HERNANDO CO UTL-WEST | 18 | GRETNA | B | DISINFECT | B02 | DISINFECT/HYPOCHLORIN
6277059 | HERNANDO CO UTL-WEST | 20 | WEEKI WACHEE WOODLANDS #1 | B | DISINFECT | B02 | DISINFECT/HYPOCHLORIN
6277059 | HERNANDO CO UTL-WEST | 21 | WEEKI WACHEE WOODLANDS #2 | B | DISINFECT | B02 | DISINFECT/HYPOCHLORIN
6277059 | HERNANDO CO UTL-WEST | 23 | HEXAM ROAD WTP | B | DISINFECT | B02 | DISINFECT/HYPOCHLORIN
6277060 | HERNANDO CO UTL-EAST | 1 | RIDGE MANOR WEST #1 | B | DISINFECT | B01 | DISINFECT/GASEOUS CHLORIN
6277060 | HERNANDO CO UTL-EAST | 1 | RIDGE MANOR WEST #1 | B | DISINFECT | B02 | DISINFECT/HYPOCHLORIN
6277060 | HERNANDO CO UTL-EAST | 3 | RIDGE MANOR SOUTH | B | DISINFECT | B01 | DISINFECT/GASEOUS CHLORIN
6277060 | HERNANDO CO UTL-EAST | 3 | RIDGE MANOR SOUTH | B | DISINFECT | B02 | DISINFECT/HYPOCHLORIN
6277060 | HERNANDO CO UTL-EAST | 4 | RIDGE MANOR NORTH | B | DISINFECT | B01 | DISINFECT/GASEOUS CHLORIN
6277060 | HERNANDO CO UTL-EAST | 4 | RIDGE MANOR NORTH | B | DISINFECT | B02 | DISINFECT/HYPOCHLORIN
6277060 | HERNANDO CO UTL-EAST | 5 | EAST HERNANDO SUPPORT WELL | B | DISINFECT | B02 | DISINFECT/HYPOCHLORIN
6277060 | HERNANDO CO UTL-EAST | 7 | HILL N DALE | B | DISINFECT | B01 | DISINFECT/GASEOUS CHLORIN
6277060 | HERNANDO CO UTL-EAST | 8 | LAKESIDE ACRES | B | DISINFECT | B02 | DISINFECT/HYPOCHLORIN
6277060 | HERNANDO CO UTL-EAST | 9 | ROLLING ACRES PLANT | B | DISINFECT | B02 | DISINFECT/HYPOCHLORIN
6277062 | HILLSIDE COMMUNITY CHURCH | 1 | EASTSIDE BAPTIST CHURCH WTP | B | DISINFECT | B02 | DISINFECT/HYPOCHLORIN
6277063 | WORLD WOODS GOLF CLUB | 1 | WORLD OF WOODS GOLF RESORT | B | DISINFECT | B02 | DISINFECT/HYPOCHLORIN
6277064 | SEVILLE WATER SYSTEM | 2 | SEVILLE WTP NEW | B | DISINFECT | B02 | DISINFECT/HYPOCHLORIN
6277065 | CHURCH OF THE NAZARENE | 1 | PLANT 1 | B | DISINFECT | B02 | DISINFECT/HYPOCHLORIN
6277070 | ERNIE WEAVER PARK PRACTICE FIELD | 1 | ERNIE WEAVER PRACTICE FIELD | B | DISINFECT | B02 | DISINFECT/HYPOCHLORIN
6277072 | CEDAR COVE EFFICIENCIES | 1 | PLANT 1 | B | DISINFECT | B02 | DISINFECT/HYPOCHLORIN
6277073 | ZIRKEL ESTATES | 1 | ZIRKEL ESTATES PLANT | B | DISINFECT | B02 | DISINFECT/HYPOCHLORIN
6277076 | LAKE TOWNSEN REGIONAL PARK | 1 | LAKE TOWNSEND REGIONAL PARK PL | B | DISINFECT | B02 | DISINFECT/HYPOCHLORIN
6277078 | CODY'S CATFISH POND & RV PARK | 1 | PLANT | B | DISINFECT | B02 | DISINFECT/HYPOCHLORIN
6277081 | ST ANDREW UKRANIAN CATHOLIC CHURCH | 1 | ST. ANDREW'S | B | DISINFECT | B02 | DISINFECT/HYPOCHLORIN
6277082 | COMMUNITY BIBLE CHURCH | 1 | PLANT 1 | B | DISINFECT | B02 | DISINFECT/HYPOCHLORIN
6277082 | COMMUNITY BIBLE CHURCH | 1 | PLANT 1 | S | ARSENIC REMOVAL | S41 | ARSENIC REMOVAL/ADSORPTIVE MEDIA
6277083 | CHALLENGE PROGRAM THE | 1 | WATER PLANT | B | DISINFECT | B02 | DISINFECT/HYPOCHLORIN
6277084 | N.W. WASTE MGM'T FACILITY | 1 | PLANT 1 | B | DISINFECT | B02 | DISINFECT/HYPOCHLORIN
6277085 | DEEP SOUTH BBQ | 1 | PLANT #1 | B | DISINFECT | B02 | DISINFECT/HYPOCHLORIN
6277087 | FIRST BAPTIST OF W.W. ACRES | 1 | NA | B | DISINFECT | B02 | DISINFECT/HYPOCHLORIN
6277088 | BEREAN ASSEMBLY CHURCH | 1 | BEREAN ASSEMBLY PLANT | B | DISINFECT | B02 | DISINFECT/HYPOCHLORIN
6277090 | RING POWER | 1 | REC PLANT | B | DISINFECT | B02 | DISINFECT/HYPOCHLORIN
6277095 | LAKE LINDSAY GROCERY | 1 | LLG PLANT | B | DISINFECT | B02 | DISINFECT/HYPOCHLORIN
6277096 | PAFF LANDSCAPING INC. | 1 | PAFF LANDSCAPING PLANT | B | DISINFECT | B02 | DISINFECT/HYPOCHLORIN
6277097 | WSF-TUCKER HILL TRAILHEAD PARK | 1 | PLANT 1 | B | DISINFECT | B02 | DISINFECT/HYPOCHLORIN
6277098 | GULF COAST HOMING CLUB | 1 | PLANT #1 | B | DISINFECT | B02 | DISINFECT/HYPOCHLORIN
6277099 | HOLY TRINITY SEMINARY AND CHAPEL | 1 | HOLY TRINITY PLANT #1 | S | ARSENIC REMOVAL | S41 | ARSENIC REMOVAL/ADSORPTIVE MEDIA
6277099 | HOLY TRINITY SEMINARY AND CHAPEL | 1 | HOLY TRINITY PLANT #1 | B | DISINFECT | B02 | DISINFECT/HYPOCHLORIN
6277100 | MASSEY SERVICES INC | 1 | IES PLANT #1 | B | DISINFECT | B02 | DISINFECT/HYPOCHLORIN
6277105 | CEMEX SOUTH PLANT WAREHOUSE | 1 | PLANT #1 | B | DISINFECT | B02 | DISINFECT/HYPOCHLORIN
6277106 | MASARYKTOWN DOLLAR GENERAL | 1 | MASARYKTOWN DOLLAR PLANT | B | DISINFECT | B02 | DISINFECT/HYPOCHLORIN
6290017 | THE WOODLANDS ON CLAY | 1 | THE WOODLANS ON CLAY PLANT | B | DISINFECT | B02 | DISINFECT/HYPOCHLORIN
6290047 | PARKVIEW MHP | 1 | PARKVIEW MHP | B | DISINFECT | B02 | DISINFECT/HYPOCHLORIN
6290072 | ANNA MARY MHP | 1 | ANNA MARY MHP PLANT # 1 | B | DISINFECT | B02 | DISINFECT/HYPOCHLORIN
6290075 | HCPRD/ANTIOCH COUNTY PARK | 1 | ANTIOCH COUNTY PARK PLANT | B | DISINFECT | B02 | DISINFECT/HYPOCHLORIN
6290086 | CJ RENTALS | 1 | CJ RENTALS PLANT | B | DISINFECT | B02 | DISINFECT/HYPOCHLORIN
6290086 | CJ RENTALS | 1 | CJ RENTALS PLANT | G | IRON REMOVAL | G14 | IRON RMVL/RAPID SAND FIL
6290100 | HOPEWELL BAPTIST CHURCH | 1 | HOPEWELL BAPTIST CHURCH | B | DISINFECT | B02 | DISINFECT/HYPOCHLORIN
6290101 | CHARLIES XPRESS MART | 1 | CHARLIES EXPRESS MART | B | DISINFECT | B02 | DISINFECT/HYPOCHLORIN
6290112 | VALRICO HILLS TRAILER PARK | 1 | VALRICO HILLS TRAILER PARK | B | DISINFECT | B02 | DISINFECT/HYPOCHLORIN
6290116 | WINDEMERE UTILITY | 1 | WINDEMERE PLANT 1 NORTH | B | DISINFECT | B02 | DISINFECT/HYPOCHLORIN
6290116 | WINDEMERE UTILITY | 2 | WINDEMERE PLANT 2-SOUTH | B | DISINFECT | B02 | DISINFECT/HYPOCHLORIN
6290127 | HCPRD/BEALSVILLE COUNTY PARK | 1 | HCPRD/BEALSVILLE COUNTY PARK | B | DISINFECT | B02 | DISINFECT/HYPOCHLORIN
6290129 | BEARSS PARK INC | 1 | BEARSS PARK INC PLANT | B | DISINFECT | B02 | DISINFECT/HYPOCHLORIN
6290157 | OAKS OF THONOTOSASSA MHP | 1 | OAKS OF THONOTOSASSA | B | DISINFECT | B02 | DISINFECT/HYPOCHLORIN
6290160 | CLUB 92 | 1 | CLUB 92 | B | DISINFECT | B02 | DISINFECT/HYPOCHLORIN
6290186 | MOUNT CARMEL RIDGE | 1 | MOUNT CARMEL RIDGE | B | DISINFECT | B02 | DISINFECT/HYPOCHLORIN
6290189 | BRIARWOOD MOBILE HOME PARK | 1 | BRIARWOOD MOBILE HOME PARK | B | DISINFECT | B02 | DISINFECT/HYPOCHLORIN
6290190 | MCN MOBILE HOME PARK | 1 | MCN MOBILE HOME PARK | B | DISINFECT | B02 | DISINFECT/HYPOCHLORIN
6290222 | HCPUD/CALM HARBOR SUBDIVISION | 1 | CALM HARBOR PLANT | B | DISINFECT | B02 | DISINFECT/HYPOCHLORIN
6290227 | CAMELOT MHP | 1 | CAMELOT MHP | B | DISINFECT | B02 | DISINFECT/HYPOCHLORIN
6290229 | HCPRD/CAMP BAYOU | 1 | HCPRD/CAMP BAYOU | B | DISINFECT | B02 | DISINFECT/HYPOCHLORIN
6290229 | HCPRD/CAMP BAYOU | 1 | HCPRD/CAMP BAYOU | E | TASTE-ODOR CONTROL | E20 | T-O CTRL/AERATION
6290251 | PALMS OF LUTZ | 1 | PALMS OF LUTZ | B | DISINFECT | B02 | DISINFECT/HYPOCHLORIN
6290256 | CAROUSEL VILLAGE MHP | 1 | CAROUSEL VILLAGE MHP PLANT # 1 | B | DISINFECT | B02 | DISINFECT/HYPOCHLORIN
6290266 | CAST-CRETE USA INC | 1 | CAST CRETE CORP PLANT # 1 | B | DISINFECT | B02 | DISINFECT/HYPOCHLORIN
6290276 | CHALET VILLAGE MHP | 1 | CHALET VILLAGE MHP PLANT | B | DISINFECT | B02 | DISINFECT/HYPOCHLORIN
6290279 | CHARLIES MHP | 1 | CHARLIES MHP PLANT EAST | B | DISINFECT | B02 | DISINFECT/HYPOCHLORIN
6290279 | CHARLIES MHP | 2 | CHARLIES MHP PLANT WEST | B | DISINFECT | B02 | DISINFECT/HYPOCHLORIN
6290298 | CHULA VISTA LANDINGS | 1 | CHULA VISTA LANDINGS | B | DISINFECT | B02 | DISINFECT/HYPOCHLORIN
6290298 | CHULA VISTA LANDINGS | 1 | CHULA VISTA LANDINGS | E | TASTE-ODOR CONTROL | E20 | T-O CTRL/AERATION
6290309 | CITRUS KNOLL MHP | 1 | CITRUS KNOLL MHP | B | DISINFECT | B02 | DISINFECT/HYPOCHLORIN
6290323 | CITY OF PLANT CITY UTILITY | 2 | PLANT 1 WELL #5 TANK 3 | B | DISINFECT | B02 | DISINFECT/HYPOCHLORIN
6290323 | CITY OF PLANT CITY UTILITY | 2 | PLANT 1 WELL #5 TANK 3 | D | CORROSION CONTROL | D18 | CORR-CTRL/SEQUESTATION
6290323 | CITY OF PLANT CITY UTILITY | 2 | PLANT 1 WELL #5 TANK 3 | Z | OTHER | Z27 | OTHER/FLUORIDATION
6290323 | CITY OF PLANT CITY UTILITY | 3 | PLANT 2 WELL #6 TANK 4 | B | DISINFECT | B02 | DISINFECT/HYPOCHLORIN
6290323 | CITY OF PLANT CITY UTILITY | 3 | PLANT 2 WELL #6 TANK 4 | D | CORROSION CONTROL | D18 | CORR-CTRL/SEQUESTATION
6290323 | CITY OF PLANT CITY UTILITY | 3 | PLANT 2 WELL #6 TANK 4 | Z | OTHER | Z27 | OTHER/FLUORIDATION
6290323 | CITY OF PLANT CITY UTILITY | 4 | PLANT 3 WELL #7 TANK 6 | B | DISINFECT | B02 | DISINFECT/HYPOCHLORIN
6290323 | CITY OF PLANT CITY UTILITY | 4 | PLANT 3 WELL #7 TANK 6 | D | CORROSION CONTROL | D18 | CORR-CTRL/SEQUESTATION
6290323 | CITY OF PLANT CITY UTILITY | 4 | PLANT 3 WELL #7 TANK 6 | Z | OTHER | Z27 | OTHER/FLUORIDATION
6290323 | CITY OF PLANT CITY UTILITY | 5 | PLANT 4 WELL #8 TANK 5 | B | DISINFECT | B02 | DISINFECT/HYPOCHLORIN
6290323 | CITY OF PLANT CITY UTILITY | 5 | PLANT 4 WELL #8 TANK 5 | D | CORROSION CONTROL | D18 | CORR-CTRL/SEQUESTATION
6290323 | CITY OF PLANT CITY UTILITY | 5 | PLANT 4 WELL #8 TANK 5 | Z | OTHER | Z27 | OTHER/FLUORIDATION
6290323 | CITY OF PLANT CITY UTILITY | 6 | LAKELAND INTERCONNECT | B | DISINFECT | B02 | DISINFECT/HYPOCHLORIN
6290327 | CITY OF TAMPA WATER DEPARTMENT | 1 | DAVID P. TIPPIN WATER PLANT | B | DISINFECT | B01 | DISINFECT/GASEOUS CHLORIN
6290327 | CITY OF TAMPA WATER DEPARTMENT | 1 | DAVID P. TIPPIN WATER PLANT | B | DISINFECT | B04 | DISINFECT/CHLORAMINES
6290327 | CITY OF TAMPA WATER DEPARTMENT | 1 | DAVID P. TIPPIN WATER PLANT | B | DISINFECT | B05 | DISINFECT/OZONATION
6290327 | CITY OF TAMPA WATER DEPARTMENT | 1 | DAVID P. TIPPIN WATER PLANT | C | PARTICLE REMOVAL | C10 | PART-RMVL/COAGULATION
6290327 | CITY OF TAMPA WATER DEPARTMENT | 1 | DAVID P. TIPPIN WATER PLANT | C | PARTICLE REMOVAL | C11 | PART-RMVL/FLOCCULATION
6290327 | CITY OF TAMPA WATER DEPARTMENT | 1 | DAVID P. TIPPIN WATER PLANT | C | PARTICLE REMOVAL | C14 | PART-RMVL/RAPID SAND FIL
6290327 | CITY OF TAMPA WATER DEPARTMENT | 1 | DAVID P. TIPPIN WATER PLANT | E | TASTE-ODOR CONTROL | E09 | T-O CTRL/RAPID MIX
6290327 | CITY OF TAMPA WATER DEPARTMENT | 1 | DAVID P. TIPPIN WATER PLANT | I | COLOR REMOVAL | I10 | COLOR RML/COAGULATION
6290327 | CITY OF TAMPA WATER DEPARTMENT | 1 | DAVID P. TIPPIN WATER PLANT | J | ALGAE CONTROL | J21 | ALGAE CTL/PAC ADDITION
6290327 | CITY OF TAMPA WATER DEPARTMENT | 1 | DAVID P. TIPPIN WATER PLANT | J | ALGAE CONTROL | J31 | ALGAE CTL/PERMANGANATE
6290327 | CITY OF TAMPA WATER DEPARTMENT | 1 | DAVID P. TIPPIN WATER PLANT | Z | OTHER | Z10 | OTHER/COAGULATION
6290327 | CITY OF TAMPA WATER DEPARTMENT | 1 | DAVID P. TIPPIN WATER PLANT | Z | OTHER | Z19 | OTHER/PH ADJUSTMENT
6290327 | CITY OF TAMPA WATER DEPARTMENT | 1 | DAVID P. TIPPIN WATER PLANT | Z | OTHER | Z27 | OTHER/FLUORIDATION
6290327 | CITY OF TAMPA WATER DEPARTMENT | 2 | MORRIS BRIDGE REPUMP STATION | B | DISINFECT | B01 | DISINFECT/GASEOUS CHLORIN
6290327 | CITY OF TAMPA WATER DEPARTMENT | 2 | MORRIS BRIDGE REPUMP STATION | B | DISINFECT | B04 | DISINFECT/CHLORAMINES
6290327 | CITY OF TAMPA WATER DEPARTMENT | 2 | MORRIS BRIDGE REPUMP STATION | C | PARTICLE REMOVAL | C14 | PART-RMVL/RAPID SAND FIL
6290327 | CITY OF TAMPA WATER DEPARTMENT | 2 | MORRIS BRIDGE REPUMP STATION | H | SOFTENING | H24 | SOFTENING/LIME-SODA
6290327 | CITY OF TAMPA WATER DEPARTMENT | 2 | MORRIS BRIDGE REPUMP STATION | Z | OTHER | Z27 | OTHER/FLUORIDATION
6290333 | HCPUD/SEABOARD UTILITIES | 3 | S 70TH ST & KINGSTON DR | A | NO TRTMT | A | NO TRTMT
6290333 | HCPUD/SEABOARD UTILITIES | 4 | CANTERBURY LAKES | A | NO TRTMT | A | NO TRTMT
6290333 | HCPUD/SEABOARD UTILITIES | 5 | 2424 S 82 ST INTERCONNECT | A | NO TRTMT | A | NO TRTMT
6290369 | HCS/CORK ELEMENTARY SCHOOL | 1 | HCS/CORK ELEMENTARY PLANT | B | DISINFECT | B02 | DISINFECT/HYPOCHLORIN
6290369 | HCS/CORK ELEMENTARY SCHOOL | 1 | HCS/CORK ELEMENTARY PLANT | D | CORROSION CONTROL | D36 | CORR-CTRL/CORROSION INHIB
6290388 | HCPUD/NORTHWEST UTILITIES | 15 | LAKE PARK PLANT | B | DISINFECT | B04 | DISINFECT/CHLORAMINES
6290388 | HCPUD/NORTHWEST UTILITIES | 15 | LAKE PARK PLANT | D | CORROSION CONTROL | D36 | CORR-CTRL/CORROSION INHIB
6290388 | HCPUD/NORTHWEST UTILITIES | 15 | LAKE PARK PLANT | H | SOFTENING | H25 | SOFTENING/ION EXCHANGE
6290388 | HCPUD/NORTHWEST UTILITIES | 15 | LAKE PARK PLANT | Z | OTHER | Z02 | OTHER/HYPOCHLORIN
6290388 | HCPUD/NORTHWEST UTILITIES | 15 | LAKE PARK PLANT | Z | OTHER | Z19 | OTHER/PH ADJUSTMENT
6290388 | HCPUD/NORTHWEST UTILITIES | 15 | LAKE PARK PLANT | Z | OTHER | Z27 | OTHER/FLUORIDATION
6290388 | HCPUD/NORTHWEST UTILITIES | 17 | FAWN RIDGE WATER TREATMENT PL | B | DISINFECT | B04 | DISINFECT/CHLORAMINES
6290388 | HCPUD/NORTHWEST UTILITIES | 17 | FAWN RIDGE WATER TREATMENT PL | D | CORROSION CONTROL | D36 | CORR-CTRL/CORROSION INHIB
6290388 | HCPUD/NORTHWEST UTILITIES | 17 | FAWN RIDGE WATER TREATMENT PL | Z | OTHER | Z02 | OTHER/HYPOCHLORIN
6290388 | HCPUD/NORTHWEST UTILITIES | 17 | FAWN RIDGE WATER TREATMENT PL | Z | OTHER | Z19 | OTHER/PH ADJUSTMENT
6290388 | HCPUD/NORTHWEST UTILITIES | 17 | FAWN RIDGE WATER TREATMENT PL | Z | OTHER | Z27 | OTHER/FLUORIDATION
6290388 | HCPUD/NORTHWEST UTILITIES | 19 | TAMPA HILLSBOROUGH INTERCONNEC | H | SOFTENING | H25 | SOFTENING/ION EXCHANGE
6290388 | HCPUD/NORTHWEST UTILITIES | 19 | TAMPA HILLSBOROUGH INTERCONNEC | D | CORROSION CONTROL | D36 | CORR-CTRL/CORROSION INHIB
6290388 | HCPUD/NORTHWEST UTILITIES | 19 | TAMPA HILLSBOROUGH INTERCONNEC | B | DISINFECT | B02 | DISINFECT/HYPOCHLORIN
6290392 | COUNTRYSIDE MHP | 1 | COUNTRYSIDE M.H.P. PLANT # 1 | B | DISINFECT | B02 | DISINFECT/HYPOCHLORIN
6290401 | CRENSHAW LK RD MHP | 1 | CRENSHAW LAKE RD MHP PLANT | B | DISINFECT | B02 | DISINFECT/HYPOCHLORIN
6290401 | CRENSHAW LK RD MHP | 1 | CRENSHAW LAKE RD MHP PLANT | G | IRON REMOVAL | G18 | IRON RMVL/SEQUESTATION
6290406 | STRAWBERRY FIELDS MHP | 2 | STRAWBERRY FIELDS MHP- W. WELL | S | ARSENIC REMOVAL | S41 | ARSENIC REMOVAL/ADSORPTIVE MEDIA
6290406 | STRAWBERRY FIELDS MHP | 2 | STRAWBERRY FIELDS MHP- W. WELL | B | DISINFECT | B02 | DISINFECT/HYPOCHLORIN
6290416 | HCPUD/CYPRESS COVE SUBDIVISION | 1 | CYPRESS COVE SUB PLANT | B | DISINFECT | B02 | DISINFECT/HYPOCHLORIN
6290430 | CASA VERDE MANUFACTURED HOME COMMUNITY | 1 | CASA VERDE PLANT # 1 NORTH | B | DISINFECT | B02 | DISINFECT/HYPOCHLORIN
6290430 | CASA VERDE MANUFACTURED HOME COMMUNITY | 2 | CASA VERDEPLANT # 2 SOUTH | B | DISINFECT | B02 | DISINFECT/HYPOCHLORIN
6290457 | DIAMOND HILLS GOLF COURSE | 1 | DIAMOND HILLS GOLF PLANT | B | DISINFECT | B02 | DISINFECT/HYPOCHLORIN
6290474 | TRIPLE T MHP | 1 | TRIPLE T MHP PLANT # 1 | B | DISINFECT | B02 | DISINFECT/HYPOCHLORIN
6290475 | HCPRD/DOVER CTY PK | 1 | HCPRD/DOVER CTY PARK PLANT | B | DISINFECT | B02 | DISINFECT/HYPOCHLORIN
6290476 | HCS/DOVER ELEMENTARY SCHOOL | 1 | DOVER ELEM SCHOOL | B | DISINFECT | B02 | DISINFECT/HYPOCHLORIN
6290476 | HCS/DOVER ELEMENTARY SCHOOL | 1 | DOVER ELEM SCHOOL | D | CORROSION CONTROL | D36 | CORR-CTRL/CORROSION INHIB
6290482 | DUFFEY'S TRAILER PARK | 1 | DUFFEY'S TRAILER PARK | B | DISINFECT | B02 | DISINFECT/HYPOCHLORIN
6290494 | HCPRD/EARL SIMMONS PARK | 1 | HCPRD/EARL SIMMONS PARK | B | DISINFECT | B02 | DISINFECT/HYPOCHLORIN
6290497 | HCPUD/EASTLAKE | 1 | EASTLAKE | B | DISINFECT | B02 | DISINFECT/HYPOCHLORIN
6290505 | FAMILY RENTALS OF SEFFNER | 1 | FAMILY RENTALS OF SEFFNER | B | DISINFECT | B02 | DISINFECT/HYPOCHLORIN
6290534 | HCPRD/EUREKA SPRINGS | 1 | HCPRD/EUREKA SPRINGS PLANT # 1 | B | DISINFECT | B02 | DISINFECT/HYPOCHLORIN
6290548 | ALAFIA OAKS MHP | 1 | ALAFIA OAKS TP | B | DISINFECT | B02 | DISINFECT/HYPOCHLORIN
6290590 | FLORIDA ACECAPADERS TP | 1 | FL ACECAPADERS PLANT 1 SOUTH | B | DISINFECT | B02 | DISINFECT/HYPOCHLORIN
6290590 | FLORIDA ACECAPADERS TP | 2 | FL ACECAPADERS TP PLT 2 NORTH | B | DISINFECT | B02 | DISINFECT/HYPOCHLORIN
6290595 | FLORIDA LIGHT & LIFE MHP | 1 | FLORIDA LIGHT LIFE PARK PLANT | B | DISINFECT | B02 | DISINFECT/HYPOCHLORIN
6290595 | FLORIDA LIGHT & LIFE MHP | 1 | FLORIDA LIGHT LIFE PARK PLANT | D | CORROSION CONTROL | D18 | CORR-CTRL/SEQUESTATION
6290595 | FLORIDA LIGHT & LIFE MHP | 1 | FLORIDA LIGHT LIFE PARK PLANT | G | IRON REMOVAL | G36 | IRON RMVL/CORROSION INHIB
6290607 | FLYING CLOUD TP | 1 | FLYING CLOUD TP PLANT | B | DISINFECT | B02 | DISINFECT/HYPOCHLORIN
6290631 | GALAXY MHP | 1 | GALAXY MHP PLANT | B | DISINFECT | B02 | DISINFECT/HYPOCHLORIN
6290648 | RIVER OAKS RV RESORT | 1 | RIVER OAKS R.V.RESORT PARK | B | DISINFECT | B02 | DISINFECT/HYPOCHLORIN
6290648 | RIVER OAKS RV RESORT | 1 | RIVER OAKS R.V.RESORT PARK | E | TASTE-ODOR CONTROL | E20 | T-O CTRL/AERATION
6290648 | RIVER OAKS RV RESORT | 1 | RIVER OAKS R.V.RESORT PARK | R | RADS REMOVAL | R25 | RADS RMVL/ION EXCHANGE
6290685 | SUNBURST RV PARK-TAMPA EAST | 1 | SUNBURST RV PARK TAMPA EAST | B | DISINFECT | B02 | DISINFECT/HYPOCHLORIN
6290685 | SUNBURST RV PARK-TAMPA EAST | 1 | SUNBURST RV PARK TAMPA EAST | G | IRON REMOVAL | G18 | IRON RMVL/SEQUESTATION
6290696 | GROVE MHC | 1 | GROVE MHC | B | DISINFECT | B02 | DISINFECT/HYPOCHLORIN
6290696 | GROVE MHC | 1 | GROVE MHC | G | IRON REMOVAL | G18 | IRON RMVL/SEQUESTATION
6290696 | GROVE MHC | 1 | GROVE MHC | S | ARSENIC REMOVAL | S41 | ARSENIC REMOVAL/ADSORPTIVE MEDIA
6290728 | HAPPY TRAVELER'S RVP | 1 | HAPPY TRAVELER RVP NORTH PLANT | B | DISINFECT | B02 | DISINFECT/HYPOCHLORIN
6290728 | HAPPY TRAVELER'S RVP | 2 | HAPPY TRAVELER RVP SOUTH PLANT | B | DISINFECT | B02 | DISINFECT/HYPOCHLORIN
6290740 | MAGNOLIA TP | 1 | MAGNOLIA TP | B | DISINFECT | B02 | DISINFECT/HYPOCHLORIN
6290741 | HAWAIIAN ISLES MHP | 1 | HAWAIIAN ISLES MHP | B | DISINFECT | B02 | DISINFECT/HYPOCHLORIN
6290741 | HAWAIIAN ISLES MHP | 1 | HAWAIIAN ISLES MHP | E | TASTE-ODOR CONTROL | E20 | T-O CTRL/AERATION
6290741 | HAWAIIAN ISLES MHP | 1 | HAWAIIAN ISLES MHP | R | RADS REMOVAL | R25 | RADS RMVL/ION EXCHANGE
6290758 | HI PINES MOBILE HOME PARK | 1 | HI PINES MHP PLANT | B | DISINFECT | B02 | DISINFECT/HYPOCHLORIN
6290786 | CJ WATERS CENTER (HDC) | 1 | C.J. WATERS CTR PLANT # 1 | B | DISINFECT | B02 | DISINFECT/HYPOCHLORIN
6290787 | HCPUD/SOUTH-CENTRAL | 18 | LITHIA WATER PLANT | B | DISINFECT | B01 | DISINFECT/GASEOUS CHLORIN
6290787 | HCPUD/SOUTH-CENTRAL | 18 | LITHIA WATER PLANT | B | DISINFECT | B02 | DISINFECT/HYPOCHLORIN
6290787 | HCPUD/SOUTH-CENTRAL | 18 | LITHIA WATER PLANT | B | DISINFECT | B04 | DISINFECT/CHLORAMINES
6290787 | HCPUD/SOUTH-CENTRAL | 18 | LITHIA WATER PLANT | D | CORROSION CONTROL | D36 | CORR-CTRL/CORROSION INHIB
6290787 | HCPUD/SOUTH-CENTRAL | 18 | LITHIA WATER PLANT | E | TASTE-ODOR CONTROL | E20 | T-O CTRL/AERATION
6290787 | HCPUD/SOUTH-CENTRAL | 18 | LITHIA WATER PLANT | G | IRON REMOVAL | G07 | IRON RMVL/OTHER DISINFECT
6290787 | HCPUD/SOUTH-CENTRAL | 18 | LITHIA WATER PLANT | Z | OTHER | Z27 | OTHER/FLUORIDATION
6290787 | HCPUD/SOUTH-CENTRAL | 36 | CENTRAL HILLSBOROUGH | B | DISINFECT | B02 | DISINFECT/HYPOCHLORIN
6290787 | HCPUD/SOUTH-CENTRAL | 36 | CENTRAL HILLSBOROUGH | D | CORROSION CONTROL | D36 | CORR-CTRL/CORROSION INHIB
6290787 | HCPUD/SOUTH-CENTRAL | 36 | CENTRAL HILLSBOROUGH | B | DISINFECT | B04 | DISINFECT/CHLORAMINES
6290787 | HCPUD/SOUTH-CENTRAL | 36 | CENTRAL HILLSBOROUGH | Z | OTHER | Z19 | OTHER/PH ADJUSTMENT
6290787 | HCPUD/SOUTH-CENTRAL | 36 | CENTRAL HILLSBOROUGH | Z | OTHER | Z27 | OTHER/FLUORIDATION
6290793 | HILLSBOROUGH RIVER STATE PARK | 1 | HILLSBOROUGH RIVER STATE PARK | B | DISINFECT | B02 | DISINFECT/HYPOCHLORIN
6290793 | HILLSBOROUGH RIVER STATE PARK | 1 | HILLSBOROUGH RIVER STATE PARK | E | TASTE-ODOR CONTROL | E20 | T-O CTRL/AERATION
6290800 | HILLTOP MHP | 1 | HILLTOP MHP PLANT # 1 | B | DISINFECT | B02 | DISINFECT/HYPOCHLORIN
6290847 | LONE OAKS MOBILE ESTATES | 1 | LONE OAKS MOBILE ESTATES | B | DISINFECT | B02 | DISINFECT/HYPOCHLORIN
6290937 | KING RICHARD'S COURT MOBILE HOME PARK | 1 | KING RICHARDS COURT | B | DISINFECT | B02 | DISINFECT/HYPOCHLORIN
6290953 | HCS/KNIGHTS ELEMENTARY SCHOOL | 1 | KNIGHTS ELEM SCHOOL PLANT | B | DISINFECT | B02 | DISINFECT/HYPOCHLORIN
6290953 | HCS/KNIGHTS ELEMENTARY SCHOOL | 1 | KNIGHTS ELEM SCHOOL PLANT | D | CORROSION CONTROL | D36 | CORR-CTRL/CORROSION INHIB
6290960 | LAZY ACRES MHP | 1 | LAZY ACRES MHP | B | DISINFECT | B02 | DISINFECT/HYPOCHLORIN
6290960 | LAZY ACRES MHP | 1 | LAZY ACRES MHP | C | PARTICLE REMOVAL | C29 | PART-RMVL/CARTRIDGE FILTR
6290960 | LAZY ACRES MHP | 1 | LAZY ACRES MHP | N | NITRATE REMOVAL | N25 | NITRATE REMOVAL/ION EXCHANGE
6290997 | LAKE ROSE VILLAGE | 1 | LAKE ROSE NORTH | B | DISINFECT | B02 | DISINFECT/HYPOCHLORIN
6290997 | LAKE ROSE VILLAGE | 2 | LAKE ROSE SOUTH | B | DISINFECT | B02 | DISINFECT/HYPOCHLORIN
6291018 | CAX-LAKESHORE LLC | 1 | LAKESHORE VILLAS PLANT 1 SOUTH | B | DISINFECT | B02 | DISINFECT/HYPOCHLORIN
6291018 | CAX-LAKESHORE LLC | 2 | LAKESHORE VILLAS PLANT 2 NORTH | B | DISINFECT | B02 | DISINFECT/HYPOCHLORIN
6291023 | PINE TREE VILLAGE MHP | 1 | PINE TREE VILLAGE PLANT | B | DISINFECT | B02 | DISINFECT/HYPOCHLORIN
6291037 | MORNINGSTAR MOBILE HOME PARK | 1 | MORNINGSTAR MHP PLANT #1 | B | DISINFECT | B02 | DISINFECT/HYPOCHLORIN
6291082 | HCPRD/LITHIA SPRINGS | 1 | LITHIA SPRINGS | B | DISINFECT | B02 | DISINFECT/HYPOCHLORIN
6291087 | LITTLE MANATEE ISLES | 1 | LITTLE MANATEE ISLE | B | DISINFECT | B02 | DISINFECT/HYPOCHLORIN
6291087 | LITTLE MANATEE ISLES | 1 | LITTLE MANATEE ISLE | E | TASTE-ODOR CONTROL | E20 | T-O CTRL/AERATION
6291088 | LITTLE MANATEE SPRINGS MHP | 1 | LITTLE MANATEE SPRINGS PLANT | B | DISINFECT | B02 | DISINFECT/HYPOCHLORIN
6291088 | LITTLE MANATEE SPRINGS MHP | 1 | LITTLE MANATEE SPRINGS PLANT | E | TASTE-ODOR CONTROL | E20 | T-O CTRL/AERATION
6291096 | LIVINGSTON MHP | 1 | LIVINGSTON MHP PLANT | B | DISINFECT | B02 | DISINFECT/HYPOCHLORIN
6291104 | STONE LEDGE MANOR | 1 | STONE LEDGE MANOR PLANT | B | DISINFECT | B02 | DISINFECT/HYPOCHLORIN
6291104 | STONE LEDGE MANOR | 1 | STONE LEDGE MANOR PLANT | G | IRON REMOVAL | G29 | IRON RMVL/CARTRIDGE FILTR
6291104 | STONE LEDGE MANOR | 1 | STONE LEDGE MANOR PLANT | H | SOFTENING | H25 | SOFTENING/ION EXCHANGE
6291115 | HCPRD/LUTZ LITTLE LEAGUE | 1 | LUTZ LITTLE LEAGUE PLT 1 | B | DISINFECT | B02 | DISINFECT/HYPOCHLORIN
6291135 | MANGO TP | 1 | MANGO TP | B | DISINFECT | B02 | DISINFECT/HYPOCHLORIN
6291135 | MANGO TP | 1 | MANGO TP | G | IRON REMOVAL | G29 | IRON RMVL/CARTRIDGE FILTR
6291139 | WILD WOOD ACRES APTS | 1 | WILDWOOD ACRES PLANT # 1-N | B | DISINFECT | B02 | DISINFECT/HYPOCHLORIN
6291139 | WILD WOOD ACRES APTS | 1 | WILDWOOD ACRES PLANT # 1-N | D | CORROSION CONTROL | D36 | CORR-CTRL/CORROSION INHIB
6291139 | WILD WOOD ACRES APTS | 2 | WILDWOOD ACRES PLANT # 3-E | B | DISINFECT | B02 | DISINFECT/HYPOCHLORIN
6291139 | WILD WOOD ACRES APTS | 2 | WILDWOOD ACRES PLANT # 3-E | D | CORROSION CONTROL | D36 | CORR-CTRL/CORROSION INHIB
6291153 | MARY HELP OF CHRISTIANS CENTER | 1 | MARY HELP OF CHRISTIANS CENTER | B | DISINFECT | B02 | DISINFECT/HYPOCHLORIN
6291170 | DUNCAN'S MHP | 1 | PLANT 1 | B | DISINFECT | B02 | DISINFECT/HYPOCHLORIN
6291191 | MICHIGAN MHP | 1 | MICHIGAN MHP PLANT | B | DISINFECT | B02 | DISINFECT/HYPOCHLORIN
6291213 | EASY LIVING MHP | 1 | EASY LIVING MHP | B | DISINFECT | B02 | DISINFECT/HYPOCHLORIN
6291250 | HCS/NATURES' CLASSROOM | 1 | HCS/NATURES' CLASSROOM PLANT | B | DISINFECT | B02 | DISINFECT/HYPOCHLORIN
6291251 | HIDDEN OAKS MHP | 1 | HIDDEN OAKS MHP PLANT | B | DISINFECT | B02 | DISINFECT/HYPOCHLORIN
6291252 | NEPTUNE VILLAGE MHP | 1 | NEPTUNE VILLAGE MHP | B | DISINFECT | B02 | DISINFECT/HYPOCHLORIN
6291252 | NEPTUNE VILLAGE MHP | 1 | NEPTUNE VILLAGE MHP | E | TASTE-ODOR CONTROL | E20 | T-O CTRL/AERATION
6291252 | NEPTUNE VILLAGE MHP | 1 | NEPTUNE VILLAGE MHP | F | ORGN-RMVL | F26 | ORGN-RMVL/REVERSE OSMOSIS
6291270 | HCPRD/NYE PARK | 1 | HCPRD/NYE CTY PARK PLANT #1 | B | DISINFECT | B02 | DISINFECT/HYPOCHLORIN
6291276 | MGM MOBILE HOME COMMUNITY | 1 | MGM MHP PLANT #1 NORTHWEST | B | DISINFECT | B02 | DISINFECT/HYPOCHLORIN
6291280 | OAK HILL VILLAGE MHP | 1 | OAK HILL PLANT#1 (EAST) | B | DISINFECT | B02 | DISINFECT/HYPOCHLORIN
6291280 | OAK HILL VILLAGE MHP | 2 | OAK HILL PLANT #2(WEST) | B | DISINFECT | B02 | DISINFECT/HYPOCHLORIN
6291288 | HCPUD/OAKVIEW ESTATES | 1 | MASTER METER FROM 6290323 | A | NO TRTMT | A | NO TRTMT
6291341 | PARADISE VILLAGE | 1 | PARADISE VILLAGE PLANT | B | DISINFECT | B02 | DISINFECT/HYPOCHLORIN
6291372 | HCPUD/PEBBLE CREEK SUBDIVISION | 1 | BOOSTER STATION PLANT | D | CORROSION CONTROL | D36 | CORR-CTRL/CORROSION INHIB
6291403 | HCS/PINECREST ELEMENTARY | 1 | PINECREST ELEMENTARY SCHOOL | B | DISINFECT | B02 | DISINFECT/HYPOCHLORIN
6291403 | HCS/PINECREST ELEMENTARY | 1 | PINECREST ELEMENTARY SCHOOL | H | SOFTENING | H25 | SOFTENING/ION EXCHANGE
6291404 | HCPRD/PINECREST LITTLE LEAGUE | 1 | PINECREST LITTLE LEAGUE | B | DISINFECT | B02 | DISINFECT/HYPOCHLORIN
6291404 | HCPRD/PINECREST LITTLE LEAGUE | 1 | PINECREST LITTLE LEAGUE | E | TASTE-ODOR CONTROL | E20 | T-O CTRL/AERATION
6291418 | HCPRD/EDWARD MEDARD PARK | 1 | HCPRD/MEDARD PARK- WEST PLANT | B | DISINFECT | B02 | DISINFECT/HYPOCHLORIN
6291418 | HCPRD/EDWARD MEDARD PARK | 2 | HCPRD/MEDARD PARK- EAST PLANT | B | DISINFECT | B02 | DISINFECT/HYPOCHLORIN
6291445 | BLACK DAIRY ROAD TP | 1 | BLACK DAIRY ROAD TP NORTH WELL | B | DISINFECT | B02 | DISINFECT/HYPOCHLORIN
6291445 | BLACK DAIRY ROAD TP | 2 | BLACK DAIRY RD TP SOUTH #2 | B | DISINFECT | B02 | DISINFECT/HYPOCHLORIN
6291454 | G & F MCGEE FARM WORKER HOUSING | 2 | WILLIAMSON "MCGEE" FARM WORKER | B | DISINFECT | B02 | DISINFECT/HYPOCHLORIN
6291481 | RANCH OAKS ESTATES | 1 | RANCH OAKS MHP EAST | B | DISINFECT | B02 | DISINFECT/HYPOCHLORIN
6291481 | RANCH OAKS ESTATES | 1 | RANCH OAKS MHP EAST | N | NITRATE REMOVAL | N25 | NITRATE REMOVAL/ION EXCHANGE
6291481 | RANCH OAKS ESTATES | 2 | RANCH OAKS MHP WEST | B | DISINFECT | B02 | DISINFECT/HYPOCHLORIN
6291481 | RANCH OAKS ESTATES | 2 | RANCH OAKS MHP WEST | N | NITRATE REMOVAL | N25 | NITRATE REMOVAL/ION EXCHANGE
6291483 | RAY-MAR MHP | 1 | RAY-MAR MHP PLANT | B | DISINFECT | B02 | DISINFECT/HYPOCHLORIN
6291521 | RIVERSIDE MOBILE HOME PARK | 1 | RIVERSIDE MHP | B | DISINFECT | B02 | DISINFECT/HYPOCHLORIN
6291521 | RIVERSIDE MOBILE HOME PARK | 1 | RIVERSIDE MHP | E | TASTE-ODOR CONTROL | E20 | T-O CTRL/AERATION
6291521 | RIVERSIDE MOBILE HOME PARK | 1 | RIVERSIDE MHP | Z | OTHER | Z23 | OTHER/GAC ADDITION
6291524 | RIVIERA MHP | 1 | RIVIERA MHP PLANT | B | DISINFECT | B02 | DISINFECT/HYPOCHLORIN
6291524 | RIVIERA MHP | 1 | RIVIERA MHP PLANT | E | TASTE-ODOR CONTROL | E20 | T-O CTRL/AERATION
6291529 | GUTHRIES SUNSHINE PARK | 1 | GUTHRIES SUNSHINE PARK | B | DISINFECT | B02 | DISINFECT/HYPOCHLORIN
6291531 | ROBINSON ORANGE MHP | 1 | ROBINSON ORANGE MHP | B | DISINFECT | B02 | DISINFECT/HYPOCHLORIN
6291532 | HCS/JS ROBINSON ELEMENTARY | 1 | JS ROBINSON ELEMENTARY SCHOOL | B | DISINFECT | B02 | DISINFECT/HYPOCHLORIN
6291541 | FEATHEROCK MHP | 1 | FEATHEROCK MHP | B | DISINFECT | B02 | DISINFECT/HYPOCHLORIN
6291547 | ROSEBROOK MHP | 1 | ROSEBROOK MHP | B | DISINFECT | B02 | DISINFECT/HYPOCHLORIN
6291575 | SAFFOLD FARMS #1 | 1 | SAFFOLD FARMS #1 | B | DISINFECT | B02 | DISINFECT/HYPOCHLORIN
6291575 | SAFFOLD FARMS #1 | 1 | SAFFOLD FARMS #1 | H | SOFTENING | H25 | SOFTENING/ION EXCHANGE
6291575 | SAFFOLD FARMS #1 | 1 | SAFFOLD FARMS #1 | R | RADS REMOVAL | R25 | RADS RMVL/ION EXCHANGE
6291581 | HCPUD/SAN REMO SUBDIVISION | 1 | SAN REMO SUBDIVISION PLANT 1 | B | DISINFECT | B02 | DISINFECT/HYPOCHLORIN
6291597 | RIVERSIDE GOLF COURSE COMMUNITY LLC | 1 | RIVERSIDE CLUB EAST | B | DISINFECT | B02 | DISINFECT/HYPOCHLORIN
6291597 | RIVERSIDE GOLF COURSE COMMUNITY LLC | 1 | RIVERSIDE CLUB EAST | E | TASTE-ODOR CONTROL | E20 | T-O CTRL/AERATION
6291597 | RIVERSIDE GOLF COURSE COMMUNITY LLC | 2 | RIVERSIDE CLUB #2 WEST | B | DISINFECT | B02 | DISINFECT/HYPOCHLORIN
6291597 | RIVERSIDE GOLF COURSE COMMUNITY LLC | 2 | RIVERSIDE CLUB #2 WEST | E | TASTE-ODOR CONTROL | E20 | T-O CTRL/AERATION
6291610 | SHADY GROVE MHP | 1 | SHADY GROVE MHP | B | DISINFECT | B02 | DISINFECT/HYPOCHLORIN
6291684 | SPANISH MAIN TRAVEL RESORT | 1 | SPANISH MAIN TRAVEL RESORT | B | DISINFECT | B02 | DISINFECT/HYPOCHLORIN
6291687 | SPEER MHP | 1 | SPEER MHP | B | DISINFECT | B02 | DISINFECT/HYPOCHLORIN
6291687 | SPEER MHP | 1 | SPEER MHP | G | IRON REMOVAL | G36 | IRON RMVL/CORROSION INHIB
6291698 | HCPRD/SPRINGHEAD COUNTY PARK | 1 | HCPRD/SPRINGHEAD COUNTY PARK | B | DISINFECT | B02 | DISINFECT/HYPOCHLORIN
6291761 | SUNRISE MHP | 1 | SUNRISE MHP PLANT | B | DISINFECT | B02 | DISINFECT/HYPOCHLORIN
6291762 | SUNSET UTILITIES | 1 | SUNSET UTILITIES | B | DISINFECT | B02 | DISINFECT/HYPOCHLORIN
6291762 | SUNSET UTILITIES | 1 | SUNSET UTILITIES | D | CORROSION CONTROL | D36 | CORR-CTRL/CORROSION INHIB
6291767 | SUNSHINE TP | 1 | SUNSHINE TP | B | DISINFECT | B02 | DISINFECT/HYPOCHLORIN
6291767 | SUNSHINE TP | 1 | SUNSHINE TP | G | IRON REMOVAL | G18 | IRON RMVL/SEQUESTATION
6291776 | GARDEN SPRINGS MHP | 1 | GARDEN SPRINGS MHP | B | DISINFECT | B02 | DISINFECT/HYPOCHLORIN
6291781 | TAMPA MHP & CAMPGROUND | 1 | TAMPA MHP & CAMPGROUND PLANT#1 | B | DISINFECT | B02 | DISINFECT/HYPOCHLORIN
6291791 | CITY OF TEMPLE TERRACE UTILITY | 1 | TEMPLE TERRACE WHITEWAY PLANT | B | DISINFECT | B01 | DISINFECT/GASEOUS CHLORIN
6291791 | CITY OF TEMPLE TERRACE UTILITY | 1 | TEMPLE TERRACE WHITEWAY PLANT | C | PARTICLE REMOVAL | C14 | PART-RMVL/RAPID SAND FIL
6291791 | CITY OF TEMPLE TERRACE UTILITY | 1 | TEMPLE TERRACE WHITEWAY PLANT | D | CORROSION CONTROL | D36 | CORR-CTRL/CORROSION INHIB
6291791 | CITY OF TEMPLE TERRACE UTILITY | 1 | TEMPLE TERRACE WHITEWAY PLANT | E | TASTE-ODOR CONTROL | E20 | T-O CTRL/AERATION
6291791 | CITY OF TEMPLE TERRACE UTILITY | 1 | TEMPLE TERRACE WHITEWAY PLANT | H | SOFTENING | H24 | SOFTENING/LIME-SODA
6291791 | CITY OF TEMPLE TERRACE UTILITY | 1 | TEMPLE TERRACE WHITEWAY PLANT | Z | OTHER | Z27 | OTHER/FLUORIDATION
6291791 | CITY OF TEMPLE TERRACE UTILITY | 2 | TEMPLE TERRACE SUNNINGDALE PLT | B | DISINFECT | B01 | DISINFECT/GASEOUS CHLORIN
6291791 | CITY OF TEMPLE TERRACE UTILITY | 2 | TEMPLE TERRACE SUNNINGDALE PLT | Z | OTHER | Z27 | OTHER/FLUORIDATION
6291794 | HCPRD/THATCHER COUNTY PARK | 1 | THATCHER COUNTY PARK | B | DISINFECT | B02 | DISINFECT/HYPOCHLORIN
6291810 | CRAWFORD 3 B'S MHP | 1 | CRAWFORD 3 B'S MHP EAST #1 | B | DISINFECT | B02 | DISINFECT/HYPOCHLORIN
6291810 | CRAWFORD 3 B'S MHP | 2 | CRAWFORD 3 B'S WEST #2 | B | DISINFECT | B02 | DISINFECT/HYPOCHLORIN
6291840 | TOWN & COUNTRY MHP | 1 | TOWN & COUNTRY M.H.P | B | DISINFECT | B02 | DISINFECT/HYPOCHLORIN
6291847 | THE PALMS AT PLANT CITY | 1 | THE PALMS AT PLANT CITY | B | DISINFECT | B02 | DISINFECT/HYPOCHLORIN
6291852 | TAMPA BAY FISHERIES INC | 1 | TAMPA BAY FISHERIES PLANT | B | DISINFECT | B02 | DISINFECT/HYPOCHLORIN
6291864 | HCS/TURKEY CREEK MIDDLE SCHOOL/FFA | 3 | HCS/TURKEY CREEK MIDDLE SCHOOL | B | DISINFECT | B02 | DISINFECT/HYPOCHLORIN
6291864 | HCS/TURKEY CREEK MIDDLE SCHOOL/FFA | 3 | HCS/TURKEY CREEK MIDDLE SCHOOL | D | CORROSION CONTROL | D36 | CORR-CTRL/CORROSION INHIB
6291864 | HCS/TURKEY CREEK MIDDLE SCHOOL/FFA | 4 | HCS/TURKEY CREEK FFA | B | DISINFECT | B02 | DISINFECT/HYPOCHLORIN
6291870 | TWIN PALMS MHP | 1 | TWIN PALMS COURT | B | DISINFECT | B02 | DISINFECT/HYPOCHLORIN
6291882 | UNIVERSITY OF SOUTH FLORIDA | 1 | UNIV OF SOUTH FLORIDA PLANT 1 | B | DISINFECT | B01 | DISINFECT/GASEOUS CHLORIN
6291882 | UNIVERSITY OF SOUTH FLORIDA | 1 | UNIV OF SOUTH FLORIDA PLANT 1 | D | CORROSION CONTROL | D36 | CORR-CTRL/CORROSION INHIB
6291960 | TAMPA SOUTH RV RESORT CAMPGROUND | 1 | TAMPA S. RV RESORT CAMPGROUND | B | DISINFECT | B02 | DISINFECT/HYPOCHLORIN
6291969 | PINE OAKS MHP | 1 | PINE OAKS M.H.P. PLANT # 1 | B | DISINFECT | B02 | DISINFECT/HYPOCHLORIN
6291969 | PINE OAKS MHP | 1 | PINE OAKS M.H.P. PLANT # 1 | G | IRON REMOVAL | G30 | IRON RMVL/GREENSAND FILTR
6291984 | SUN CITY MOBILE HOME PARK | 1 | SUN CITY MHP | B | DISINFECT | B02 | DISINFECT/HYPOCHLORIN
6291988 | WINDWARD KNOLL MHP | 1 | WINDWARD KNOLL M.H.P. | B | DISINFECT | B02 | DISINFECT/HYPOCHLORIN
6292076 | RAINTREE OAKS | 1 | RAINTREE OAKS PLANT | B | DISINFECT | B02 | DISINFECT/HYPOCHLORIN
6292080 | 42ND STREET APARTMENTS | 1 | 42ND STREET APTS PLANT | B | DISINFECT | B02 | DISINFECT/HYPOCHLORIN
6292081 | HCPUD/HERSHEL HEIGHTS | 1 | MASTER METER FROM 6290327 | A | NO TRTMT | A | NO TRTMT
6292089 | LA CASA MIA | 1 | LA CASA MIA PLANT | B | DISINFECT | B02 | DISINFECT/HYPOCHLORIN
6292096 | SPRINGTREE APTS | 1 | SPRINGTREE APTS PLANT #1 | B | DISINFECT | B02 | DISINFECT/HYPOCHLORIN
6292099 | TERRACE SQUARE APTS | 1 | TERRACE SQUARE APTS | B | DISINFECT | B02 | DISINFECT/HYPOCHLORIN
6292125 | ACADEMY OF TAMPA INC | 1 | ACADEMY OF TAMPA INC PLANT | B | DISINFECT | B02 | DISINFECT/HYPOCHLORIN
6292126 | B & G DAYCARE & KINDERGARTEN | 1 | B & G DAYCARE & KINDERGARTEN | B | DISINFECT | B02 | DISINFECT/HYPOCHLORIN
6292131 | CARROLLWOOD VILLAGE DAYCARE | 1 | CARROLLWOOD VILLAGE DC PLANT 1 | B | DISINFECT | B02 | DISINFECT/HYPOCHLORIN
6292137 | RCMA SAM ALLEN CDC | 1 | RCMA-PLANT CITY INFANT CENTER | B | DISINFECT | B02 | DISINFECT/HYPOCHLORIN
6292137 | RCMA SAM ALLEN CDC | 1 | RCMA-PLANT CITY INFANT CENTER | G | IRON REMOVAL | G29 | IRON RMVL/CARTRIDGE FILTR
6292143 | PLANT CITY RCMA MIGRANT CENTER | 1 | PC RCMA MIGRANT CENTER PLANT | B | DISINFECT | B02 | DISINFECT/HYPOCHLORIN
6292150 | FIRST BAPT CHURCH OF LUTZ SANCTUARY | 1 | FIRST BAPT CH LUTZ SANCTUARY | B | DISINFECT | B02 | DISINFECT/HYPOCHLORIN
6292151 | HCPRD/VETERAN'S PARK | 1 | HCPRD/VETERANS PARK PLANT | B | DISINFECT | B02 | DISINFECT/HYPOCHLORIN
6292152 | FIRST BAPTIST CHURCH OF MANGO | 1 | FIRST BAPT CH OF MANGO - E | B | DISINFECT | B02 | DISINFECT/HYPOCHLORIN
6292152 | FIRST BAPTIST CHURCH OF MANGO | 2 | FIRST BAPT CH OF MANGO-W | B | DISINFECT | B02 | DISINFECT/HYPOCHLORIN
6292159 | A LITTLE KIDS ACADEMY | 1 | A LITTLE KIDS ACADEMY | B | DISINFECT | B02 | DISINFECT/HYPOCHLORIN
6292161 | KIDZ WONDERLAND ACADEMY | 1 | KIDZ WONDERLAND ACADEMY | B | DISINFECT | B02 | DISINFECT/HYPOCHLORIN
6292165 | TURKEY CREEK ASSEMBLY OF GOD | 1 | TURKEY CREEK ASSEMBLY OF GOD | B | DISINFECT | B02 | DISINFECT/HYPOCHLORIN
6292166 | HCPRD/TURKEY CREEK PARK | 2 | TURKEY CREEK PARK | B | DISINFECT | B02 | DISINFECT/HYPOCHLORIN
6292231 | THE VILLAGE SHOPPING CENTER | 1 | VILLAGE SHOPPING CTR PLANT | B | DISINFECT | B02 | DISINFECT/HYPOCHLORIN
6292231 | THE VILLAGE SHOPPING CENTER | 1 | VILLAGE SHOPPING CTR PLANT | G | IRON REMOVAL | G29 | IRON RMVL/CARTRIDGE FILTR
6292231 | THE VILLAGE SHOPPING CENTER | 1 | VILLAGE SHOPPING CTR PLANT | H | SOFTENING | H25 | SOFTENING/ION EXCHANGE
6292232 | CIRCLE K #7556 | 1 | CIRCLE K STORE #7556 | B | DISINFECT | B02 | DISINFECT/HYPOCHLORIN
6292232 | CIRCLE K #7556 | 1 | CIRCLE K STORE #7556 | C | PARTICLE REMOVAL | C29 | PART-RMVL/CARTRIDGE FILTR
6292232 | CIRCLE K #7556 | 1 | CIRCLE K STORE #7556 | F | ORGN-RMVL | F23 | ORGN-RMVL/GAC ADDITION
6292233 | LITTLE FOOD STORE | 1 | LITTLE FOOD STORE | B | DISINFECT | B02 | DISINFECT/HYPOCHLORIN
6292235 | MEGCHAD MHP | 1 | MEGCHAD MHP | B | DISINFECT | B02 | DISINFECT/HYPOCHLORIN
6292241 | LUTZ LEARNING CENTER | 1 | LUTZ LEARNING CENTER PLANT | B | DISINFECT | B02 | DISINFECT/HYPOCHLORIN
6292453 | OAKWOOD ACRES APARTMENTS | 1 | OAKWOOD ACRES PLANT #1 | B | DISINFECT | B02 | DISINFECT/HYPOCHLORIN
6292453 | OAKWOOD ACRES APARTMENTS | 1 | OAKWOOD ACRES PLANT #1 | E | TASTE-ODOR CONTROL | E20 | T-O CTRL/AERATION
6292471 | MOSAIC PLANT CITY | 1 | MOSAIC PLANT | B | DISINFECT | B02 | DISINFECT/HYPOCHLORIN
6292471 | MOSAIC PLANT CITY | 1 | MOSAIC PLANT | D | CORROSION CONTROL | D36 | CORR-CTRL/CORROSION INHIB
6292476 | 8910 EXECUTIVE CENTER I | 1 | 8910 EXECUTIVE CTR PLANT # 1 | B | DISINFECT | B02 | DISINFECT/HYPOCHLORIN
6292478 | WILLIE'S | 1 | WILLIES RESTAURANT | B | DISINFECT | B02 | DISINFECT/HYPOCHLORIN
6292479 | DRAGON EXPRESS | 1 | DRAGON EXPRESS PLANT 1 | B | DISINFECT | B02 | DISINFECT/HYPOCHLORIN
6292554 | TAMPA WAREHOUSE | 1 | TAMPA WAREHOUSE | B | DISINFECT | B02 | DISINFECT/HYPOCHLORIN
6292560 | RIVERVIEW MOOSE LODGE #2158 | 1 | MOOSE LODGE # 2158 | B | DISINFECT | B02 | DISINFECT/HYPOCHLORIN
6292560 | RIVERVIEW MOOSE LODGE #2158 | 1 | MOOSE LODGE # 2158 | E | TASTE-ODOR CONTROL | E20 | T-O CTRL/AERATION
6292566 | GREAT EXPRESSIONS | 1 | GREAT EXPRESSION | B | DISINFECT | B02 | DISINFECT/HYPOCHLORIN
6292566 | GREAT EXPRESSIONS | 1 | GREAT EXPRESSION | N | NITRATE REMOVAL | N25 | NITRATE REMOVAL/ION EXCHANGE
6292643 | REGENCY OAKS | 1 | REGENCY OAKS PLANT | B | DISINFECT | B02 | DISINFECT/HYPOCHLORIN
6292645 | RIVERBREEZE MHP | 1 | RIVERBREEZE MHP PLANT | B | DISINFECT | B02 | DISINFECT/HYPOCHLORIN
6292647 | WHISPERING PINES PARK | 1 | WHISPERING PINES PLANT | B | DISINFECT | B02 | DISINFECT/HYPOCHLORIN
6292648 | TAMPA EAST RV RESORT | 1 | EAST TAMPA RV RESORT | B | DISINFECT | B02 | DISINFECT/HYPOCHLORIN
6292648 | TAMPA EAST RV RESORT | 1 | EAST TAMPA RV RESORT | G | IRON REMOVAL | G29 | IRON RMVL/CARTRIDGE FILTR
6292653 | LARRET MHP | 1 | LARRET M.H.P. | B | DISINFECT | B02 | DISINFECT/HYPOCHLORIN
6292654 | OAKBROOK MOBILE HOME PARK | 1 | OAKBROOK MHP PLANT | B | DISINFECT | B02 | DISINFECT/HYPOCHLORIN
6292655 | STRAWBERRY SQUARE MHP | 1 | STRAWBERRY SQUARE MHP | B | DISINFECT | B02 | DISINFECT/HYPOCHLORIN
6292658 | LEARNING GATE #207 | 1 | LEARNING GATE #207 | B | DISINFECT | B02 | DISINFECT/HYPOCHLORIN
6292660 | HCPRD/STERLING HEIGHTS PARK | 1 | HCPRD/STERLING HGTS PLANT | B | DISINFECT | B02 | DISINFECT/HYPOCHLORIN
6292662 | FOX'S CORNER | 1 | FOX'S CORNER | B | DISINFECT | B02 | DISINFECT/HYPOCHLORIN
6292755 | RAINBOW ROCK MHP | 1 | RAINBOW ROCK MHP | B | DISINFECT | B02 | DISINFECT/HYPOCHLORIN
6292786 | CHURCH OF GOD CAMPGROUND | 1 | CHURCH OF GOD CAMPGROUND | B | DISINFECT | B02 | DISINFECT/HYPOCHLORIN
6292786 | CHURCH OF GOD CAMPGROUND | 1 | CHURCH OF GOD CAMPGROUND | D | CORROSION CONTROL | D36 | CORR-CTRL/CORROSION INHIB
6292787 | CRYSTAL-KAY MOBILE HOME PARK | 1 | CRYSTAL-KAY MOBILE HOME PARK | B | DISINFECT | B02 | DISINFECT/HYPOCHLORIN
6292796 | SCOUT CREST CAMP | 1 | SCOUT CREST CAMP PLANT #1 | B | DISINFECT | B02 | DISINFECT/HYPOCHLORIN
6292796 | SCOUT CREST CAMP | 1 | SCOUT CREST CAMP PLANT #1 | G | IRON REMOVAL | G29 | IRON RMVL/CARTRIDGE FILTR
6292806 | FORT LONESOME GROCERY | 1 | FORT LONESOME GROCERY | B | DISINFECT | B02 | DISINFECT/HYPOCHLORIN
6292806 | FORT LONESOME GROCERY | 1 | FORT LONESOME GROCERY | H | SOFTENING | H25 | SOFTENING/ION EXCHANGE
6292814 | THONOTOSASSA MARATHON | 1 | THONOTOSASSA MARATHON | B | DISINFECT | B02 | DISINFECT/HYPOCHLORIN
6292817 | KWIK PAK FOOD MART | 1 | KWIK PAK FOOD MART PLANT | B | DISINFECT | B02 | DISINFECT/HYPOCHLORIN
6292821 | PRIMETIME FOOD STORE #18 | 1 | PRIMETIME FOOD STORE #18 PLANT | B | DISINFECT | B02 | DISINFECT/HYPOCHLORIN
6292825 | RUSKIN DRIVE IN | 1 | RUSKIN DRIVE IN PLANT | B | DISINFECT | B02 | DISINFECT/HYPOCHLORIN
6292825 | RUSKIN DRIVE IN | 1 | RUSKIN DRIVE IN PLANT | E | TASTE-ODOR CONTROL | E20 | T-O CTRL/AERATION
6292827 | SEFFNER SHOPPING PALACE | 1 | SEFFNER SHOPPING PALACE | B | DISINFECT | B02 | DISINFECT/HYPOCHLORIN
6292829 | SUNNY FOOD STORE | 1 | SUNNY FOOD STORE | B | DISINFECT | B02 | DISINFECT/HYPOCHLORIN
6292831 | CIRCLE K #7074 | 1 | CIRCLE K # 7074 PLANT | B | DISINFECT | B02 | DISINFECT/HYPOCHLORIN
6292831 | CIRCLE K #7074 | 1 | CIRCLE K # 7074 PLANT | G | IRON REMOVAL | G30 | IRON RMVL/GREENSAND FILTR
6292833 | JAY'S MINIMART | 1 | JAY'S MINIMART | B | DISINFECT | B02 | DISINFECT/HYPOCHLORIN
6292834 | CIRCLE K #7108 | 1 | CIRCLE K # 7108 PLANT | B | DISINFECT | B02 | DISINFECT/HYPOCHLORIN
6292834 | CIRCLE K #7108 | 1 | CIRCLE K # 7108 PLANT | G | IRON REMOVAL | G30 | IRON RMVL/GREENSAND FILTR
6292835 | CIRCLE K #7112 | 1 | CIRCLE K # 7112 PLANT | B | DISINFECT | B02 | DISINFECT/HYPOCHLORIN
6292836 | PRESCO FOOD STORE #66 | 1 | PRESCO FOOD STORE #66 | B | DISINFECT | B02 | DISINFECT/HYPOCHLORIN
6292840 | CIRCLE K #7187 | 1 | CIRCLE K #7187 PLANT | B | DISINFECT | B02 | DISINFECT/HYPOCHLORIN
6292840 | CIRCLE K #7187 | 1 | CIRCLE K #7187 PLANT | G | IRON REMOVAL | G14 | IRON RMVL/RAPID SAND FIL
6292842 | CITGO SEFFNER #699 | 1 | CITGO SEFFNER #699 | B | DISINFECT | B02 | DISINFECT/HYPOCHLORIN
6292842 | CITGO SEFFNER #699 | 1 | CITGO SEFFNER #699 | E | TASTE-ODOR CONTROL | E29 | T-O CTRL/CARTRIDGE FILTR
6292842 | CITGO SEFFNER #699 | 1 | CITGO SEFFNER #699 | G | IRON REMOVAL | G30 | IRON RMVL/GREENSAND FILTR
6292846 | CAMP DOROTHY THOMAS | 1 | CAMP DOROTHY THOMAS WEST #2 | B | DISINFECT | B02 | DISINFECT/HYPOCHLORIN
6292846 | CAMP DOROTHY THOMAS | 2 | CAMP DOROTHY THOMAS EAST #1 | B | DISINFECT | B02 | DISINFECT/HYPOCHLORIN
6292847 | ROTARY'S CAMP FLORIDA | 1 | ROTARY'S CAMP FLORIDA PLANT | B | DISINFECT | B02 | DISINFECT/HYPOCHLORIN
6292848 | OLD MCMICKY'S FARM | 2 | OLD MCMICKEY'S FARM (NE PLANT) | B | DISINFECT | B02 | DISINFECT/HYPOCHLORIN
6292848 | OLD MCMICKY'S FARM | 2 | OLD MCMICKEY'S FARM (NE PLANT) | G | IRON REMOVAL | G29 | IRON RMVL/CARTRIDGE FILTR
6292848 | OLD MCMICKY'S FARM | 2 | OLD MCMICKEY'S FARM (NE PLANT) | H | SOFTENING | H25 | SOFTENING/ION EXCHANGE
6292849 | CAMP OWEN J BROREIN | 1 | CAMP BROREIN PLANT #1 WEST | B | DISINFECT | B02 | DISINFECT/HYPOCHLORIN
6292849 | CAMP OWEN J BROREIN | 2 | CAMP BROREIN PLANT #2 EAST | B | DISINFECT | B02 | DISINFECT/HYPOCHLORIN
6292850 | CEDARKIRK RECREATION CAMP | 1 | CEDARKIRK REC. CAMP SOUTH WELL | B | DISINFECT | B02 | DISINFECT/HYPOCHLORIN
6292850 | CEDARKIRK RECREATION CAMP | 1 | CEDARKIRK REC. CAMP SOUTH WELL | D | CORROSION CONTROL | D36 | CORR-CTRL/CORROSION INHIB
6292850 | CEDARKIRK RECREATION CAMP | 1 | CEDARKIRK REC. CAMP SOUTH WELL | G | IRON REMOVAL | G18 | IRON RMVL/SEQUESTATION
6292850 | CEDARKIRK RECREATION CAMP | 2 | CEDARKIRK REC. CAMP NORTH WELL | B | DISINFECT | B02 | DISINFECT/HYPOCHLORIN
6292850 | CEDARKIRK RECREATION CAMP | 2 | CEDARKIRK REC. CAMP NORTH WELL | D | CORROSION CONTROL | D36 | CORR-CTRL/CORROSION INHIB
6292850 | CEDARKIRK RECREATION CAMP | 2 | CEDARKIRK REC. CAMP NORTH WELL | G | IRON REMOVAL | G18 | IRON RMVL/SEQUESTATION
6292855 | ONE STOP SHOP | 1 | ONE STOP SHOP | B | DISINFECT | B02 | DISINFECT/HYPOCHLORIN
6292857 | CIRCLE K #7202 | 1 | CIRCLE K # 7202 | B | DISINFECT | B02 | DISINFECT/HYPOCHLORIN
6292859 | LOS GORDITOS | 1 | LOS GORDITOS | B | DISINFECT | B02 | DISINFECT/HYPOCHLORIN
6292859 | LOS GORDITOS | 1 | LOS GORDITOS | G | IRON REMOVAL | G29 | IRON RMVL/CARTRIDGE FILTR
6292859 | LOS GORDITOS | 1 | LOS GORDITOS | H | SOFTENING | H25 | SOFTENING/ION EXCHANGE
6292861 | MARY'S MIRACLE RESTAURANT | 1 | MARY'S MIRACLE RESTAURANT | B | DISINFECT | B02 | DISINFECT/HYPOCHLORIN
6292973 | GRAND PRIX TAMPA | 2 | GRAND PRIX TAMPA NORTH | B | DISINFECT | B02 | DISINFECT/HYPOCHLORIN
6292987 | 7-ELEVEN STORE #32702 | 1 | 7-ELEVEN STORE PLANT # 1 | B | DISINFECT | B02 | DISINFECT/HYPOCHLORIN
6292987 | 7-ELEVEN STORE #32702 | 1 | 7-ELEVEN STORE PLANT # 1 | H | SOFTENING | H25 | SOFTENING/ION EXCHANGE
6292994 | CIRCLE K #7247 | 1 | CIRCLE K #7247 | B | DISINFECT | B02 | DISINFECT/HYPOCHLORIN
6292994 | CIRCLE K #7247 | 1 | CIRCLE K #7247 | C | PARTICLE REMOVAL | C29 | PART-RMVL/CARTRIDGE FILTR
6292994 | CIRCLE K #7247 | 1 | CIRCLE K #7247 | E | TASTE-ODOR CONTROL | E20 | T-O CTRL/AERATION
6292994 | CIRCLE K #7247 | 1 | CIRCLE K #7247 | G | IRON REMOVAL | G14 | IRON RMVL/RAPID SAND FIL
6292994 | CIRCLE K #7247 | 1 | CIRCLE K #7247 | G | IRON REMOVAL | G30 | IRON RMVL/GREENSAND FILTR
6292996 | RIGHTWAY FOODS | 1 | RIGHTWAY FOODS | B | DISINFECT | B02 | DISINFECT/HYPOCHLORIN
6292998 | BIG D DELI FOOD STORE | 1 | BIG D DELI FOOD STORE | B | DISINFECT | B02 | DISINFECT/HYPOCHLORIN
6293008 | LA FIESTA & TACO BUENO INC | 1 | LA FIESTA & TACO BUENO PLANT | B | DISINFECT | B02 | DISINFECT/HYPOCHLORIN
6293025 | COUNTRY DELI & GROCERY | 1 | COUNTRY DELI & GROCERY | B | DISINFECT | B02 | DISINFECT/HYPOCHLORIN
6293037 | CLUB 301 TAMPA LLC | 1 | CLUB 301 TAMPA LLC | B | DISINFECT | B02 | DISINFECT/HYPOCHLORIN
6293041 | LIBERTY TAX/UNITED ONE INSURANCE | 1 | LIBERTY TAX/UNITED ONE INSURAN | B | DISINFECT | B02 | DISINFECT/HYPOCHLORIN
6293043 | ANGELO'S CHEVRON | 1 | ANGELO'S CHEVRON | B | DISINFECT | B02 | DISINFECT/HYPOCHLORIN
6293044 | URVI FOOD STORE | 1 | URVI FOOD STORE | B | DISINFECT | B02 | DISINFECT/HYPOCHLORIN
6293046 | TURKEY CREEK QUICK MART | 1 | TURKEY CREEK QUICK MART | B | DISINFECT | B02 | DISINFECT/HYPOCHLORIN
6293046 | TURKEY CREEK QUICK MART | 1 | TURKEY CREEK QUICK MART | G | IRON REMOVAL | G30 | IRON RMVL/GREENSAND FILTR
6293047 | CIRCLE K #7358 | 1 | CIRCLE K #7358 | B | DISINFECT | B02 | DISINFECT/HYPOCHLORIN
6293048 | PN FOODS | 1 | PN FOODS PLANT | B | DISINFECT | B02 | DISINFECT/HYPOCHLORIN
6293048 | PN FOODS | 1 | PN FOODS PLANT | N | NITRATE REMOVAL | N25 | NITRATE REMOVAL/ION EXCHANGE
6293051 | RICK'S CUSTOM MEATS | 1 | RICK'S CUSTOM MEATS | B | DISINFECT | B02 | DISINFECT/HYPOCHLORIN
6293055 | SEVEN STAR GROCERY | 1 | SEVEN STAR SOUTH PLANT | B | DISINFECT | B02 | DISINFECT/HYPOCHLORIN
6293055 | SEVEN STAR GROCERY | 2 | SEVEN STAR NORTH PLANT | B | DISINFECT | B02 | DISINFECT/HYPOCHLORIN
6293068 | 301 HOUSE INCORPORATED | 1 | 301 HOUSE INC PLANT #1 | B | DISINFECT | B02 | DISINFECT/HYPOCHLORIN
6293070 | MOSAIC FERTILIZER LLC-4 CORNERS MINE | 1 | 4 CORNERS MINE | B | DISINFECT | B02 | DISINFECT/HYPOCHLORIN
6293070 | MOSAIC FERTILIZER LLC-4 CORNERS MINE | 1 | 4 CORNERS MINE | D | CORROSION CONTROL | D36 | CORR-CTRL/CORROSION INHIB
6293300 | SPEEDLING INC #1 NURSERY | 1 | SPEEDLING INC NURSERY-N | B | DISINFECT | B02 | DISINFECT/HYPOCHLORIN
6293300 | SPEEDLING INC #1 NURSERY | 1 | SPEEDLING INC NURSERY-N | C | PARTICLE REMOVAL | C23 | PART-RMVL/GAC ADDITION
6293300 | SPEEDLING INC #1 NURSERY | 1 | SPEEDLING INC NURSERY-N | E | TASTE-ODOR CONTROL | E25 | T-O CTRL/ION EXCHANGE
6293300 | SPEEDLING INC #1 NURSERY | 1 | SPEEDLING INC NURSERY-N | G | IRON REMOVAL | G14 | IRON RMVL/RAPID SAND FIL
6293300 | SPEEDLING INC #1 NURSERY | 1 | SPEEDLING INC NURSERY-N | R | RADS REMOVAL | R25 | RADS RMVL/ION EXCHANGE
6294000 | GIT N GO MARKET | 1 | GIT N GO MARKETS | B | DISINFECT | B02 | DISINFECT/HYPOCHLORIN
6294172 | GREEN OAKS MHP | 1 | GREEN OAKS M H P PLANT # 1 | B | DISINFECT | B02 | DISINFECT/HYPOCHLORIN
6294172 | GREEN OAKS MHP | 1 | GREEN OAKS M H P PLANT # 1 | R | RADS REMOVAL | R25 | RADS RMVL/ION EXCHANGE
6294341 | SOUTHERN GROUND SALOON | 1 | SOUTHERN GROUND SALOON | B | DISINFECT | B02 | DISINFECT/HYPOCHLORIN
6294342 | BIGFOOT ON THE RIVER INC. | 1 | BIGFOOT ON THE RIVER | B | DISINFECT | B02 | DISINFECT/HYPOCHLORIN
6294343 | UNIVERSITY AREA | 1 | UNIVERSITY AREA | B | DISINFECT | B02 | DISINFECT/HYPOCHLORIN
6294344 | UNIVERSITY AREA II | 1 | UNIVERSITY AREA II | B | DISINFECT | B02 | DISINFECT/HYPOCHLORIN
6294346 | PRESCO FOOD STORE #1 | 1 | PRESCO #1 | B | DISINFECT | B02 | DISINFECT/HYPOCHLORIN
6294346 | PRESCO FOOD STORE #1 | 1 | PRESCO #1 | G | IRON REMOVAL | G30 | IRON RMVL/GREENSAND FILTR
6294380 | LA 41 MEAT MARKET | 1 | INTERNATIONAL SUPERMARKET | B | DISINFECT | B02 | DISINFECT/HYPOCHLORIN
6294389 | M & M GROCERY | 1 | M & M GROCERY PLANT | B | DISINFECT | B02 | DISINFECT/HYPOCHLORIN
6294390 | LUTZ BRANCH LIBRARY | 1 | LUTZ BRANCH LIBRARY PLANT # 1 | B | DISINFECT | B02 | DISINFECT/HYPOCHLORIN
6294409 | THE OASIS AT GRANDFIELD | 1 | THE OASIS AT GRANDFIELD | B | DISINFECT | B02 | DISINFECT/HYPOCHLORIN
6294552 | CASITA BELLA | 1 | CASITA BELLA | B | DISINFECT | B02 | DISINFECT/HYPOCHLORIN
6294568 | JT'S ROAD HOUSE BAR | 1 | TJ'S ROAD HOUSE BAR | B | DISINFECT | B02 | DISINFECT/HYPOCHLORIN
6294568 | JT'S ROAD HOUSE BAR | 1 | TJ'S ROAD HOUSE BAR | H | SOFTENING | H25 | SOFTENING/ION EXCHANGE
6294575 | TIM'S MEMORIAL PRESBYTERIAN CHURCH | 1 | TIM'S MEM. PRESBYTERIAN PLT | B | DISINFECT | B02 | DISINFECT/HYPOCHLORIN
6294575 | TIM'S MEMORIAL PRESBYTERIAN CHURCH | 1 | TIM'S MEM. PRESBYTERIAN PLT | D | CORROSION CONTROL | D36 | CORR-CTRL/CORROSION INHIB
6294581 | ODESSA CITGO | 1 | ODESSA CITGO PLANT 1 | B | DISINFECT | B02 | DISINFECT/HYPOCHLORIN
6294591 | THE FOUNTAIN EXECUTIVE PLAZA | 1 | MAIN STREET PLAZA | B | DISINFECT | B02 | DISINFECT/HYPOCHLORIN
6294596 | MIRROR LAKE PLAZA | 1 | MIRROR LAKE PLAZA | B | DISINFECT | B02 | DISINFECT/HYPOCHLORIN
6294597 | MCCORMICK SKI SCHOOL | 1 | MCCORMICK SKI SCHOOL | B | DISINFECT | B02 | DISINFECT/HYPOCHLORIN
6294597 | MCCORMICK SKI SCHOOL | 1 | MCCORMICK SKI SCHOOL | G | IRON REMOVAL | G30 | IRON RMVL/GREENSAND FILTR
6294612 | RIVER PALM RV RESORT | 1 | RIVER PALM RV RESORT PLANT | B | DISINFECT | B02 | DISINFECT/HYPOCHLORIN
6294617 | JOANNE'S FAMILY RESTAURANT | 1 | JOANNE'S FAMILY RESTAURANT | B | DISINFECT | B02 | DISINFECT/HYPOCHLORIN
6294617 | JOANNE'S FAMILY RESTAURANT | 1 | JOANNE'S FAMILY RESTAURANT | H | SOFTENING | H25 | SOFTENING/ION EXCHANGE
6294618 | FIRST BAPTIST CHURCH OF LUTZ OFFICES | 1 | FIRST BAPT CH OF LUTZ OFFICES | B | DISINFECT | B02 | DISINFECT/HYPOCHLORIN
6294618 | FIRST BAPTIST CHURCH OF LUTZ OFFICES | 1 | FIRST BAPT CH OF LUTZ OFFICES | H | SOFTENING | H25 | SOFTENING/ION EXCHANGE
6294693 | HILLSBOROUGH COUNTY CODE ENFORCEMENT | 1 | HC CODE ENFORCEMENT PLANT | B | DISINFECT | B02 | DISINFECT/HYPOCHLORIN
6294714 | THE PALMS AT DOVER MHP | 1 | THE PALMS AT DOVER MHP | B | DISINFECT | B02 | DISINFECT/HYPOCHLORIN
6294733 | SILVER DOLLAR GOLF CLUB | 1 | SILVER DOLLAR GOLF # 1 SOUTH | B | DISINFECT | B02 | DISINFECT/HYPOCHLORIN
6294733 | SILVER DOLLAR GOLF CLUB | 1 | SILVER DOLLAR GOLF # 1 SOUTH | D | CORROSION CONTROL | D36 | CORR-CTRL/CORROSION INHIB
6294733 | SILVER DOLLAR GOLF CLUB | 2 | SILVER DOLLAR GOLF PL 2 NORTH | B | DISINFECT | B02 | DISINFECT/HYPOCHLORIN
6294733 | SILVER DOLLAR GOLF CLUB | 2 | SILVER DOLLAR GOLF PL 2 NORTH | D | CORROSION CONTROL | D36 | CORR-CTRL/CORROSION INHIB
6294756 | SMART STEPS ACADEMY | 1 | A KID KONNECTION ACAD PLT # 1 | B | DISINFECT | B02 | DISINFECT/HYPOCHLORIN
6294757 | FOOD BAG INC | 1 | FOOD BAG INC PLANT | B | DISINFECT | B02 | DISINFECT/HYPOCHLORIN
6294775 | MANATEE RVP | 1 | MANATEE RVP | B | DISINFECT | B02 | DISINFECT/HYPOCHLORIN
6294775 | MANATEE RVP | 1 | MANATEE RVP | E | TASTE-ODOR CONTROL | E20 | T-O CTRL/AERATION
6294792 | SOUTHERN AIRE RVP | 1 | SOUTHERN AIRE RVP PLANT | B | DISINFECT | B02 | DISINFECT/HYPOCHLORIN
6294846 | GRACE CHRISTIAN CHURCH & SCHOOL - WEST | 1 | GRACE CHRIST. CHURCH- WEST | B | DISINFECT | B02 | DISINFECT/HYPOCHLORIN
6294850 | MEADOWS OF COUNTRYWOOD | 1 | PLANT 1 -SOUTH | B | DISINFECT | B01 | DISINFECT/GASEOUS CHLORIN
6294850 | MEADOWS OF COUNTRYWOOD | 1 | PLANT 1 -SOUTH | B | DISINFECT | B02 | DISINFECT/HYPOCHLORIN
6294850 | MEADOWS OF COUNTRYWOOD | 2 | PLANT 2 NORTH | B | DISINFECT | B01 | DISINFECT/GASEOUS CHLORIN
6294850 | MEADOWS OF COUNTRYWOOD | 2 | PLANT 2 NORTH | B | DISINFECT | B02 | DISINFECT/HYPOCHLORIN
6294851 | HCPRD/MAINTENANCE UNIT #1 | 1 | HCPRD/MAINTENANCE UNIT 1 PLT | B | DISINFECT | B02 | DISINFECT/HYPOCHLORIN
6294853 | MOOSE LODGE #1741 N HILLSBOROUGH | 2 | MOOSE LODGE PLANT | B | DISINFECT | B02 | DISINFECT/HYPOCHLORIN
6294856 | EASTFIELD SLOPES CONDO ASSOC | 1 | EASTFIELD SLOPES | B | DISINFECT | B02 | DISINFECT/HYPOCHLORIN
6294865 | CROSS ROADS BAPTIST CHURCH OF LITHIA | 1 | CROSS ROADS BAPTIST CHURCH | B | DISINFECT | B02 | DISINFECT/HYPOCHLORIN
6294879 | 301 GRILL/WAGON WHEEL TR PK | 1 | 301 GRILL/WAGON WHEEL TR PK | B | DISINFECT | B02 | DISINFECT/HYPOCHLORIN
6294881 | MASONIC PARK & YOUTH CAMP | 1 | MASONIC PARK & YOUTH CAMP | B | DISINFECT | B02 | DISINFECT/HYPOCHLORIN
6294881 | MASONIC PARK & YOUTH CAMP | 1 | MASONIC PARK & YOUTH CAMP | E | TASTE-ODOR CONTROL | E20 | T-O CTRL/AERATION
6294885 | AUTUMN LEAF ACADEMY | 1 | AUTUMN LEAF ACADEMY | B | DISINFECT | B02 | DISINFECT/HYPOCHLORIN
6294891 | EASTBAY RACEWAY PARK | 1 | EASTBAY RACEWAY PLANT # 1 | B | DISINFECT | B02 | DISINFECT/HYPOCHLORIN
6294891 | EASTBAY RACEWAY PARK | 1 | EASTBAY RACEWAY PLANT # 1 | C | PARTICLE REMOVAL | C15 | PART-RMVL/PRESS SAND FILT
6294891 | EASTBAY RACEWAY PARK | 1 | EASTBAY RACEWAY PLANT # 1 | H | SOFTENING | H25 | SOFTENING/ION EXCHANGE
6294891 | EASTBAY RACEWAY PARK | 1 | EASTBAY RACEWAY PLANT # 1 | K | DESALINATION | K26 | DESALINAT/REVERSE OSMOSIS
6294893 | FOE/BRANDON AERIE #3566 | 1 | F.O.E./BRANDON PLANT # 1 | B | DISINFECT | B02 | DISINFECT/HYPOCHLORIN
6294893 | FOE/BRANDON AERIE #3566 | 1 | F.O.E./BRANDON PLANT # 1 | G | IRON REMOVAL | G29 | IRON RMVL/CARTRIDGE FILTR
6294893 | FOE/BRANDON AERIE #3566 | 1 | F.O.E./BRANDON PLANT # 1 | H | SOFTENING | H25 | SOFTENING/ION EXCHANGE
6294894 | ODESSA CHRISTIAN SCHOOL | 1 | ODESSA CHRISTIAN SCHOOL | B | DISINFECT | B02 | DISINFECT/HYPOCHLORIN
6294896 | HCPRD/BALM PARK | 1 | BALM COUNTY PARK | B | DISINFECT | B02 | DISINFECT/HYPOCHLORIN
6294896 | HCPRD/BALM PARK | 1 | BALM COUNTY PARK | Z | OTHER | Z23 | OTHER/GAC ADDITION
6294898 | BODY SHOP OF TAMPA | 1 | THE BODY SHOP PLANT # 1 | B | DISINFECT | B02 | DISINFECT/HYPOCHLORIN
6294905 | CARROLLWOOD BUSINESS PK | 1 | CARROLLWOOD BUSINESS PK PLT | B | DISINFECT | B02 | DISINFECT/HYPOCHLORIN
6294907 | BUSINESS ENTERPRISE PARK | 1 | BUSINESS ENT PARK PLANT | B | DISINFECT | B02 | DISINFECT/HYPOCHLORIN
6294913 | THONOTOSASSA CHURCH OF GOD DC | 1 | THONOTOSASSA CH OF GOD PLANT | B | DISINFECT | B02 | DISINFECT/HYPOCHLORIN
6294921 | GULF COAST THERMO KING | 1 | GULF COAST THERMO KING | B | DISINFECT | B02 | DISINFECT/HYPOCHLORIN
6294921 | GULF COAST THERMO KING | 1 | GULF COAST THERMO KING | C | PARTICLE REMOVAL | C42 | PARTICLE REMOVAL/CENTRIFUGAL SEPARATOR
6294928 | EXPRESS MART | 1 | CITGO EXPRESS MART | B | DISINFECT | B02 | DISINFECT/HYPOCHLORIN
6294928 | EXPRESS MART | 1 | CITGO EXPRESS MART | G | IRON REMOVAL | G29 | IRON RMVL/CARTRIDGE FILTR
6294929 | SPEEDWAY #6545 | 1 | SPEEDWAY #6545 | B | DISINFECT | B02 | DISINFECT/HYPOCHLORIN
6294940 | ALL AREA ROOFING | 1 | ALL AREA ROOFING | B | DISINFECT | B02 | DISINFECT/HYPOCHLORIN
6294951 | TOWN & CTRY CHURCH OF NAZARENE | 1 | CHURCH OF NAZARENE PLANT # 1 | B | DISINFECT | B02 | DISINFECT/HYPOCHLORIN
6294953 | ECONOMIZER IGA | 1 | ECONOMIZER IGA PLANT | B | DISINFECT | B02 | DISINFECT/HYPOCHLORIN
6294955 | FIRST BAPTIST CHURCH OF DURANT INC. | 1 | FIRST BAPT CHURCH OF DURANT | B | DISINFECT | B02 | DISINFECT/HYPOCHLORIN
6294956 | SEVEN STAR FOOD STORE | 1 | SEVEN STAR FOOD STORE | B | DISINFECT | B02 | DISINFECT/HYPOCHLORIN
6294994 | K & J MLC #1 | 1 | K & J MLC #1 PLANT | B | DISINFECT | B02 | DISINFECT/HYPOCHLORIN
6294998 | SPACETTES | 1 | SPACETTES PLANT | B | DISINFECT | B02 | DISINFECT/HYPOCHLORIN
6295006 | CIRCLE G PLATT MLC | 1 | CIRCLE G-PLATT PLANT | B | DISINFECT | B02 | DISINFECT/HYPOCHLORIN
6295010 | SYDNEY DOVER ROAD CAMP | 1 | SYDNEY DOVER ROAD CAMP | B | DISINFECT | B02 | DISINFECT/HYPOCHLORIN
6295010 | SYDNEY DOVER ROAD CAMP | 1 | SYDNEY DOVER ROAD CAMP | G | IRON REMOVAL | G18 | IRON RMVL/SEQUESTATION
6295012 | BUFORD FARM RMH | 1 | BUFORD FARM RMH PLANT | B | DISINFECT | B02 | DISINFECT/HYPOCHLORIN
6295013 | GOODSON RMH #3 | 1 | GOODSON MLC #3 PLANT | B | DISINFECT | B02 | DISINFECT/HYPOCHLORIN
6295016 | IMPACT CHURCH OF KEYSTONE | 1 | IMPACT CHURCH OF KEYSTONE | B | DISINFECT | B02 | DISINFECT/HYPOCHLORIN
6295018 | OLD DOMINION FREIGHT LINE INC | 1 | OLD DOMINION FREIGHT LINE INC | B | DISINFECT | B02 | DISINFECT/HYPOCHLORIN
6295027 | TURKEY CREEK FIRST BAPTIST CHURCH | 1 | TURKEY CREEK FIRST BAPT CHURCH | B | DISINFECT | B02 | DISINFECT/HYPOCHLORIN
6295031 | CALVARY TABERNACLE CHURCH | 1 | CALVARY TABERNACLE PLANT #1 | B | DISINFECT | B02 | DISINFECT/HYPOCHLORIN
6295034 | EW SIMMONS FARM WORKER HOUSING | 1 | SIMMONS RMH PLANT 1 | B | DISINFECT | B02 | DISINFECT/HYPOCHLORIN
6295034 | EW SIMMONS FARM WORKER HOUSING | 1 | SIMMONS RMH PLANT 1 | G | IRON REMOVAL | G29 | IRON RMVL/CARTRIDGE FILTR
6295034 | EW SIMMONS FARM WORKER HOUSING | 1 | SIMMONS RMH PLANT 1 | S | ARSENIC REMOVAL | S41 | ARSENIC REMOVAL/ADSORPTIVE MEDIA
6295036 | SAM WILLIAMSON RMH | 1 | WILLIAMSON RMH PLANT | B | DISINFECT | B02 | DISINFECT/HYPOCHLORIN
6295037 | KINARD MIGRANT LABOR CAMP | 1 | KINARD MLC PLANT 1 | B | DISINFECT | B02 | DISINFECT/HYPOCHLORIN
6295038 | THE COUNTRY CUBAN SANDWICH SHOP | 1 | COUNTRY CUBAN SANDWICH SHOP | B | DISINFECT | B02 | DISINFECT/HYPOCHLORIN
6295039 | PICNIC GROCERY | 1 | PICNIC GROCERY | B | DISINFECT | B02 | DISINFECT/HYPOCHLORIN
6295047 | TRIPLE L TRANSPORTATION & SERVICES | 1 | ERNIE'S METAL FABRICATING | B | DISINFECT | B02 | DISINFECT/HYPOCHLORIN
6295055 | QUICK STOP (FIVE STAR FOOD STORE) | 1 | FIVE STAR FOOD STORE | B | DISINFECT | B02 | DISINFECT/HYPOCHLORIN
6295057 | CROSS POINTE CHURCH OF THE NAZARENE | 1 | CROSS POINTE CHURCH | B | DISINFECT | B02 | DISINFECT/HYPOCHLORIN
6295058 | CIRCLE K #9796 | 1 | CIRCLE K # 9796 PLANT 1 | B | DISINFECT | B02 | DISINFECT/HYPOCHLORIN
6295065 | TIM'S CAFE | 1 | TIM'S CAFE | B | DISINFECT | B02 | DISINFECT/HYPOCHLORIN
6295068 | CITGO #5117 | 1 | CITGO #5117 | B | DISINFECT | B02 | DISINFECT/HYPOCHLORIN
6295069 | FIRST BAPTIST CHURCH OF DOVER | 1 | FIRST BAPTIST CHURCH - DOVER | B | DISINFECT | B02 | DISINFECT/HYPOCHLORIN
6295072 | SUNLAKE RV RESORT | 1 | SUNLAKE R.V. RESORT | B | DISINFECT | B02 | DISINFECT/HYPOCHLORIN
6295072 | SUNLAKE RV RESORT | 1 | SUNLAKE R.V. RESORT | E | TASTE-ODOR CONTROL | E20 | T-O CTRL/AERATION
6295073 | HCPRD/DEAD RIVER PARK | 1 | HCPRD/DEAD RIVER PARK PLANT | B | DISINFECT | B02 | DISINFECT/HYPOCHLORIN
6295073 | HCPRD/DEAD RIVER PARK | 1 | HCPRD/DEAD RIVER PARK PLANT | E | TASTE-ODOR CONTROL | E20 | T-O CTRL/AERATION
6295074 | HCPRD/JOHN B SARGEANT STATE PARK | 1 | HCPRD/JOHN B SARGEANT ST PARK | B | DISINFECT | B02 | DISINFECT/HYPOCHLORIN
6295075 | HCPRD/MORRIS BRIDGE | 1 | HCPRD/MORRIS BRIDGE PLANT | B | DISINFECT | B02 | DISINFECT/HYPOCHLORIN
6295079 | COUNTRYSIDE ACADEMY | 1 | COUNTRYSIDE ACADEMY PLANT 1 | B | DISINFECT | B02 | DISINFECT/HYPOCHLORIN
6295079 | COUNTRYSIDE ACADEMY | 1 | COUNTRYSIDE ACADEMY PLANT 1 | G | IRON REMOVAL | G29 | IRON RMVL/CARTRIDGE FILTR
6295087 | SEFFNER PROFESSIONAL CENTER | 1 | SEFFNER PROFESSIONAL CENTER | B | DISINFECT | B02 | DISINFECT/HYPOCHLORIN
6295089 | PEOPLE FOR CHRIST MINISTRIES INC. | 1 | PEOPLE FOR CHRIST MINISTRIES | B | DISINFECT | B02 | DISINFECT/HYPOCHLORIN
6295091 | CIRCLE K #7049 | 1 | CIRCLE K #7049 | B | DISINFECT | B02 | DISINFECT/HYPOCHLORIN
6295091 | CIRCLE K #7049 | 1 | CIRCLE K #7049 | G | IRON REMOVAL | G29 | IRON RMVL/CARTRIDGE FILTR
6295091 | CIRCLE K #7049 | 1 | CIRCLE K #7049 | G | IRON REMOVAL | G30 | IRON RMVL/GREENSAND FILTR
6295099 | ARGOS USA | 1 | FLORIDA ROCK PLANT #1 | B | DISINFECT | B02 | DISINFECT/HYPOCHLORIN
6295107 | TWILIGHT ZONE LOUNGE/PACKAGE | 1 | TWILIGHT ZONE LOUNGE/PACKAGE | B | DISINFECT | B02 | DISINFECT/HYPOCHLORIN
6295112 | OAKWOOD CT APTS | 1 | OAKWOOD CT. APTS | B | DISINFECT | B02 | DISINFECT/HYPOCHLORIN
6295123 | SAM ASTIN RMH #1 | 2 | ASTIN NEW PLANT NORTH | B | DISINFECT | B02 | DISINFECT/HYPOCHLORIN
6295127 | CRYSTAL LAKES PLAZA | 1 | CRYSTAL LAKES PLAZA PLANT | B | DISINFECT | B02 | DISINFECT/HYPOCHLORIN
6295134 | DIEHL FARMS MLC #1 | 1 | DIEHL MLC #1 | B | DISINFECT | B02 | DISINFECT/HYPOCHLORIN
6295143 | SIZEMORE RMH 1 (WEST) | 1 | SIZEMORE RMH 1 (WEST) | B | DISINFECT | B02 | DISINFECT/HYPOCHLORIN
6295143 | SIZEMORE RMH 1 (WEST) | 1 | SIZEMORE RMH 1 (WEST) | G | IRON REMOVAL | G29 | IRON RMVL/CARTRIDGE FILTR
6295143 | SIZEMORE RMH 1 (WEST) | 1 | SIZEMORE RMH 1 (WEST) | S | ARSENIC REMOVAL | S41 | ARSENIC REMOVAL/ADSORPTIVE MEDIA
6295147 | ASTIN RMH #4 | 1 | ASTIN RMH #4 | B | DISINFECT | B02 | DISINFECT/HYPOCHLORIN
6295151 | DOWNING LLC | 1 | DOWNING LLC PLANT | B | DISINFECT | B02 | DISINFECT/HYPOCHLORIN
6295163 | MULLIS RMH | 1 | MULLIS RMH PLANT | B | DISINFECT | B02 | DISINFECT/HYPOCHLORIN
6295172 | SUNRISE MOBILE HOME PARK | 1 | SUNRISE MOBILE HOME PARK | B | DISINFECT | B02 | DISINFECT/HYPOCHLORIN
6295172 | SUNRISE MOBILE HOME PARK | 1 | SUNRISE MOBILE HOME PARK | C | PARTICLE REMOVAL | C29 | PART-RMVL/CARTRIDGE FILTR
6295177 | WOODARD MANOR | 1 | WOODARD MANOR | B | DISINFECT | B02 | DISINFECT/HYPOCHLORIN
6295183 | BAY HILLS VILLAGE CONDO ASSOCIATION | 1 | BAY HILLS VILLAGE M.H.P.PLANT1 | B | DISINFECT | B02 | DISINFECT/HYPOCHLORIN
6295184 | SHARK TAIL DBA PINE HAVEN MH COMMUNITY | 1 | SHARK TAIL DBA PINE HAVE MHC | B | DISINFECT | B02 | DISINFECT/HYPOCHLORIN
6295184 | SHARK TAIL DBA PINE HAVEN MH COMMUNITY | 1 | SHARK TAIL DBA PINE HAVE MHC | E | TASTE-ODOR CONTROL | E20 | T-O CTRL/AERATION
6295188 | LINEBAUGH FOOD MART | 1 | LINEBAUGH FOOD MART | B | DISINFECT | B02 | DISINFECT/HYPOCHLORIN
6295188 | LINEBAUGH FOOD MART | 1 | LINEBAUGH FOOD MART | G | IRON REMOVAL | G30 | IRON RMVL/GREENSAND FILTR
6295191 | PARKWOOD ESTATES | 1 | PARKWOOD ESTATES PLANT | B | DISINFECT | B02 | DISINFECT/HYPOCHLORIN
6295192 | SOUTH HILLSBOROUGH ELKS #2672 | 1 | SOUTH HILLSBOROUGH ELKS PLANT | B | DISINFECT | B02 | DISINFECT/HYPOCHLORIN
6295192 | SOUTH HILLSBOROUGH ELKS #2672 | 1 | SOUTH HILLSBOROUGH ELKS PLANT | E | TASTE-ODOR CONTROL | E20 | T-O CTRL/AERATION
6295196 | ASHLEY COVE MLC | 1 | ASHLEY COVE MLC PLANT | B | DISINFECT | B02 | DISINFECT/HYPOCHLORIN
6295196 | ASHLEY COVE MLC | 1 | ASHLEY COVE MLC PLANT | S | ARSENIC REMOVAL | S41 | ARSENIC REMOVAL/ADSORPTIVE MEDIA
6295199 | CIRCLE 'B' MARATHON | 1 | CIRCLE 'B' | B | DISINFECT | B02 | DISINFECT/HYPOCHLORIN
6295202 | TAMPA EAST "THE PALMS" | 1 | TAMPA EAST "THE PALMS" PLANT | B | DISINFECT | B02 | DISINFECT/HYPOCHLORIN
6295202 | TAMPA EAST "THE PALMS" | 1 | TAMPA EAST "THE PALMS" PLANT | G | IRON REMOVAL | G18 | IRON RMVL/SEQUESTATION
6295205 | LITTLE UNION PRIMITIVE BAPTIST CHURCH | 1 | LITTLE UNION PRIMITIVE BAPTIST | B | DISINFECT | B02 | DISINFECT/HYPOCHLORIN
6295219 | NORTH TAMPA BUSINESS PARK | 1 | NORTH TAMPA BUSINESS PARK | B | DISINFECT | B02 | DISINFECT/HYPOCHLORIN
6295219 | NORTH TAMPA BUSINESS PARK | 1 | NORTH TAMPA BUSINESS PARK | G | IRON REMOVAL | G30 | IRON RMVL/GREENSAND FILTR
6295226 | LITTLE MANATEE RIVER STATE PARK | 1 | LITTLE MANATEE RIV. STATE PARK | B | DISINFECT | B02 | DISINFECT/HYPOCHLORIN
6295226 | LITTLE MANATEE RIVER STATE PARK | 1 | LITTLE MANATEE RIV. STATE PARK | E | TASTE-ODOR CONTROL | E20 | T-O CTRL/AERATION
6295226 | LITTLE MANATEE RIVER STATE PARK | 1 | LITTLE MANATEE RIV. STATE PARK | E | TASTE-ODOR CONTROL | E28 | T-O CTRL/PACKED TWR-AERA
6295239 | M & M FOOD STORE | 1 | M & M FOOD STORE | B | DISINFECT | B02 | DISINFECT/HYPOCHLORIN
6295240 | RIVER RUN MHP | 1 | RIVER RUN MHP PLANT # 1 | B | DISINFECT | B02 | DISINFECT/HYPOCHLORIN
6295244 | SMOKIN ACES BBQ & STEAKHOUSE | 1 | SMOKIN ACES BBQ & STEAKHOUSE | B | DISINFECT | B02 | DISINFECT/HYPOCHLORIN
6295251 | KELLY'S HIDEAWAY | 1 | KELLY'S HIDEAWAY | B | DISINFECT | B02 | DISINFECT/HYPOCHLORIN
6295256 | UNITED ASSEMBLY CHURCH | 1 | UNITED ASSEMBLY CHURCH | B | DISINFECT | B02 | DISINFECT/HYPOCHLORIN
6295264 | UNCLE JOHN'S PRIDE LLC | 1 | UNCLE JOHN'S PRIDE LLC | B | DISINFECT | B02 | DISINFECT/HYPOCHLORIN
6295265 | COUNTRY OAKS ADULT MHP | 1 | COUNTRY OAKS ADULT MHP | B | DISINFECT | B02 | DISINFECT/HYPOCHLORIN
6295271 | TAMPA BAY COMMUNITY CHURCH | 1 | TAMPA BAY COMM CHURCH PLANT #1 | B | DISINFECT | B02 | DISINFECT/HYPOCHLORIN
6295271 | TAMPA BAY COMMUNITY CHURCH | 1 | TAMPA BAY COMM CHURCH PLANT #1 | G | IRON REMOVAL | G29 | IRON RMVL/CARTRIDGE FILTR
6295275 | CITRUS HILLS RVP | 1 | CITRUS HILLS RVP NW PLANT | B | DISINFECT | B02 | DISINFECT/HYPOCHLORIN
6295275 | CITRUS HILLS RVP | 2 | CITRUS HILLS RVP SE PLANT | B | DISINFECT | B02 | DISINFECT/HYPOCHLORIN
6295279 | CHURCH OF CHRIST/N. LIVINGSTON | 1 | COC/N. LIVINGSTON PLANT | B | DISINFECT | B02 | DISINFECT/HYPOCHLORIN
6295280 | GOLDEN RULE CHILD CARE II | 1 | GOLDEN RULE CHILD CARE II | B | DISINFECT | B02 | DISINFECT/HYPOCHLORIN
6295290 | ALAFIA BAPTIST CHURCH | 1 | ALAFIA BAPTIST CHURCH | B | DISINFECT | B02 | DISINFECT/HYPOCHLORIN
6295291 | HOLY INNOCENTS EPISCOPAL CHURCH | 1 | HOLY INNOCENTS CHURCH | B | DISINFECT | B02 | DISINFECT/HYPOCHLORIN
6295293 | RIO DE DIOS INGLESIA CRISTIANA | 1 | RIO DE DIOS INGLESIA CRISTIANA | B | DISINFECT | B02 | DISINFECT/HYPOCHLORIN
6295301 | FOREST BROOK SQUARE | 1 | FOREST BROOK SQUARE PLANT 1 | B | DISINFECT | B02 | DISINFECT/HYPOCHLORIN
6295310 | THE PALMS OF PLANT CITY II | 1 | THE PALMS OF PLANT CITY II | B | DISINFECT | B02 | DISINFECT/HYPOCHLORIN
6295311 | MAGNOLIA HILL MOBILE HOME PARK | 1 | MAGNOLIA HILL MHP PLANT | B | DISINFECT | B02 | DISINFECT/HYPOCHLORIN
6295326 | HILLSBOROUGH COUNTY I75 NORTH REST AREA | 1 | HILLSBOROUGH COUNTY REST AREA | B | DISINFECT | B02 | DISINFECT/HYPOCHLORIN
6295326 | HILLSBOROUGH COUNTY I75 NORTH REST AREA | 1 | HILLSBOROUGH COUNTY REST AREA | E | TASTE-ODOR CONTROL | E20 | T-O CTRL/AERATION
6295326 | HILLSBOROUGH COUNTY I75 NORTH REST AREA | 1 | HILLSBOROUGH COUNTY REST AREA | H | SOFTENING | H25 | SOFTENING/ION EXCHANGE
6295335 | SOUTHSIDE CHURCH OF CHRIST | 1 | SOUTHSIDE CHURCH OF CHRIST | B | DISINFECT | B02 | DISINFECT/HYPOCHLORIN
6295335 | SOUTHSIDE CHURCH OF CHRIST | 1 | SOUTHSIDE CHURCH OF CHRIST | G | IRON REMOVAL | G13 | IRON RMVL/SLOW SAND FILTR
6295337 | SPRINGHEAD BAPTIST CHURCH | 1 | SPRINGHEAD BAPTIST CH PLANT | B | DISINFECT | B02 | DISINFECT/HYPOCHLORIN
6295340 | CIRCLE K #7109 | 1 | CIRCLE K # 7109 | B | DISINFECT | B02 | DISINFECT/HYPOCHLORIN
6295343 | GERDAU AMERISTEEL CORPORATION | 1 | GERDAU AMERISTEEL PLANT | B | DISINFECT | B02 | DISINFECT/HYPOCHLORIN
6295345 | CORNERSTONE PRESBYTERIAN CHURCH | 1 | CORNERSTONE PRESBYTERIAN CHURC | B | DISINFECT | B02 | DISINFECT/HYPOCHLORIN
6295352 | JAMES RANCH CAMPUS | 1 | JAMES RANCH CAMPUS | B | DISINFECT | B02 | DISINFECT/HYPOCHLORIN
6295353 | ALLSTATE BUSINESS CENTERS INC. | 1 | ALLSTATE BUSINESS CENTERS | B | DISINFECT | B02 | DISINFECT/HYPOCHLORIN
6295355 | HOPE CHILDREN'S HOME | 2 | HOPE CHILDREN'S HOME PLANT 2 | E | TASTE-ODOR CONTROL | E23 | T-O CTRL/GAC ADDITION
6295355 | HOPE CHILDREN'S HOME | 2 | HOPE CHILDREN'S HOME PLANT 2 | E | TASTE-ODOR CONTROL | E25 | T-O CTRL/ION EXCHANGE
6295355 | HOPE CHILDREN'S HOME | 2 | HOPE CHILDREN'S HOME PLANT 2 | B | DISINFECT | B02 | DISINFECT/HYPOCHLORIN
6295356 | CORK FOOD STORE | 1 | CORK FOOD STORE | B | DISINFECT | B02 | DISINFECT/HYPOCHLORIN
6295360 | VALRICO PLACE | 1 | VALRICO PLACE PLANT | B | DISINFECT | B02 | DISINFECT/HYPOCHLORIN
6295365 | LA MEXICANA DE PLANT CITY INC. | 1 | LETTY'S MEX. AMERICAN GROCERY | B | DISINFECT | B02 | DISINFECT/HYPOCHLORIN
6295369 | ACTS (AGENCY FOR COMMUNITY TREATMENT) | 1 | ACTS(ALCOHOL COMM TRMT) PLANT | B | DISINFECT | B02 | DISINFECT/HYPOCHLORIN
6295375 | SHOWGIRLS | 1 | SHOWGIRLS/GEMINI VENTURES | B | DISINFECT | B02 | DISINFECT/HYPOCHLORIN
6295376 | SUNDIAL MHP AND CAMPGROUND | 1 | WEST PLANT (#1 OFFICE) | B | DISINFECT | B02 | DISINFECT/HYPOCHLORIN
6295376 | SUNDIAL MHP AND CAMPGROUND | 2 | EAST PLANT (#2) | B | DISINFECT | B02 | DISINFECT/HYPOCHLORIN
6295377 | BEALSVILLE HEADSTART | 1 | BEALSVILLE HEADSTART | B | DISINFECT | B02 | DISINFECT/HYPOCHLORIN
6295378 | HCPRD/PINECREST FOOTBALL FIELD | 2 | PINECREST FOOTBALL FIELD | B | DISINFECT | B02 | DISINFECT/HYPOCHLORIN
6295385 | SCOREBOARD LOUNGE | 1 | SCOREBOARD PLANT | B | DISINFECT | B02 | DISINFECT/HYPOCHLORIN
6295385 | SCOREBOARD LOUNGE | 1 | SCOREBOARD PLANT | C | PARTICLE REMOVAL | C14 | PART-RMVL/RAPID SAND FIL
6295388 | HCPRD/FLATWOOD SITE | 1 | HCPRD/FLATWOOD PLANT #1 | B | DISINFECT | B02 | DISINFECT/HYPOCHLORIN
6295388 | HCPRD/FLATWOOD SITE | 1 | HCPRD/FLATWOOD PLANT #1 | E | TASTE-ODOR CONTROL | E20 | T-O CTRL/AERATION
6295390 | HCPRD/ALDERMAN FORD'S PARK | 1 | SOUTH PLANT | B | DISINFECT | B02 | DISINFECT/HYPOCHLORIN
6295390 | HCPRD/ALDERMAN FORD'S PARK | 1 | SOUTH PLANT | E | TASTE-ODOR CONTROL | E20 | T-O CTRL/AERATION
6295390 | HCPRD/ALDERMAN FORD'S PARK | 2 | NORTH PLANT AT MAIN GATE | B | DISINFECT | B02 | DISINFECT/HYPOCHLORIN
6295397 | FIREWOOD BBQ | 1 | SCHIRO'S FEED AT FISHHAWK | B | DISINFECT | B02 | DISINFECT/HYPOCHLORIN
6295398 | SUNLAND MHP | 1 | SUNLAND M.H.P. PLT 1 | B | DISINFECT | B02 | DISINFECT/HYPOCHLORIN
6295399 | FAULKENBURG CENTRE | 1 | FAULKENBURG CENTRE | B | DISINFECT | B02 | DISINFECT/HYPOCHLORIN
6295404 | YOUNGER YEARS LEARNING CTR | 1 | YOUNGER YEARS LEARNING CENTER | B | DISINFECT | B02 | DISINFECT/HYPOCHLORIN
6295406 | ASTIN RMH #3 | 1 | ASTIN RMH #3 | B | DISINFECT | B02 | DISINFECT/HYPOCHLORIN
6295408 | LIVING FAITH ASSEMBLY OF GOD | 1 | LIVING FAITH ASSY OF GOD PLT 1 | B | DISINFECT | B02 | DISINFECT/HYPOCHLORIN
6295410 | LUTZ LANDING CONDO ASSOCIATION | 1 | LUTZ LANDING PLANT | B | DISINFECT | B02 | DISINFECT/HYPOCHLORIN
6295412 | DOVER MEXICAN AMERICAN MKT | 1 | DOVER MEX. AMER. MARKET PLANT | B | DISINFECT | B02 | DISINFECT/HYPOCHLORIN
6295413 | SUNSET MANOR | 1 | SUNSET MANOR PLANT | B | DISINFECT | B02 | DISINFECT/HYPOCHLORIN
6295413 | SUNSET MANOR | 1 | SUNSET MANOR PLANT | D | CORROSION CONTROL | D36 | CORR-CTRL/CORROSION INHIB
6295418 | SAM ASTIN RMH #2 | 1 | ASTIN RMH #2 | B | DISINFECT | B02 | DISINFECT/HYPOCHLORIN
6295421 | BETH-EL PRESBYTERIAN MISSION | 1 | BETH-EL PRES. MISSION | B | DISINFECT | B02 | DISINFECT/HYPOCHLORIN
6295421 | BETH-EL PRESBYTERIAN MISSION | 1 | BETH-EL PRES. MISSION | E | TASTE-ODOR CONTROL | E23 | T-O CTRL/GAC ADDITION
6295421 | BETH-EL PRESBYTERIAN MISSION | 1 | BETH-EL PRES. MISSION | E | TASTE-ODOR CONTROL | E25 | T-O CTRL/ION EXCHANGE
6295422 | SINCLAIR HILLS PARTNERS LLP | 1 | LAU/LADD PARTNERSHIP PLANT #1 | B | DISINFECT | B02 | DISINFECT/HYPOCHLORIN
6295422 | SINCLAIR HILLS PARTNERS LLP | 1 | LAU/LADD PARTNERSHIP PLANT #1 | G | IRON REMOVAL | G29 | IRON RMVL/CARTRIDGE FILTR
6295425 | CITGO 1665 FOOD MART LLC | 1 | CITGO 1665 FOOD MART | B | DISINFECT | B02 | DISINFECT/HYPOCHLORIN
6295425 | CITGO 1665 FOOD MART LLC | 1 | CITGO 1665 FOOD MART | E | TASTE-ODOR CONTROL | E29 | T-O CTRL/CARTRIDGE FILTR
6295425 | CITGO 1665 FOOD MART LLC | 1 | CITGO 1665 FOOD MART | F | ORGN-RMVL | F23 | ORGN-RMVL/GAC ADDITION
6295428 | LINEBAUGH BUSINESS CENTER | 1 | LINEBAUGH BUS. CTR PLANT | B | DISINFECT | B02 | DISINFECT/HYPOCHLORIN
6295433 | BETHANY BAPTIST CHURCH | 1 | BETHANY BAPTIST CHURCH PLANT | B | DISINFECT | B02 | DISINFECT/HYPOCHLORIN
6295433 | BETHANY BAPTIST CHURCH | 1 | BETHANY BAPTIST CHURCH PLANT | G | IRON REMOVAL | G25 | IRON RMVL/ION EXCHANGE
6295444 | LIVINGSTON DELI STORE | 1 | LIVINGSTON DELI STORE | B | DISINFECT | B02 | DISINFECT/HYPOCHLORIN
6295453 | PARK VILLAGE MHP | 1 | PARK VILLAGE MOBILE HOME PARK | B | DISINFECT | B02 | DISINFECT/HYPOCHLORIN
6295453 | PARK VILLAGE MHP | 1 | PARK VILLAGE MOBILE HOME PARK | E | TASTE-ODOR CONTROL | E20 | T-O CTRL/AERATION
6295454 | HOPEWELL FUNERAL HOME | 1 | HOPEWELL FUNERAL HOME | B | DISINFECT | B02 | DISINFECT/HYPOCHLORIN
6295466 | HCPRD/TROUT CREEK PARK | 1 | HCPRD/TROUT CREEK PARK PLANT | B | DISINFECT | B02 | DISINFECT/HYPOCHLORIN
6295466 | HCPRD/TROUT CREEK PARK | 1 | HCPRD/TROUT CREEK PARK PLANT | E | TASTE-ODOR CONTROL | E20 | T-O CTRL/AERATION
6295469 | HCS/MANISCALCO ELEMENTARY | 1 | HCS/MANISCALCO ELEM PLANT 1 | B | DISINFECT | B02 | DISINFECT/HYPOCHLORIN
6295469 | HCS/MANISCALCO ELEMENTARY | 1 | HCS/MANISCALCO ELEM PLANT 1 | D | CORROSION CONTROL | D36 | CORR-CTRL/CORROSION INHIB
6295471 | ASHLEY OAKS MOBILE HOME PARK | 1 | ASHLEY OAKS MHP | B | DISINFECT | B02 | DISINFECT/HYPOCHLORIN
6295472 | DOVER SPEEDWAY | 1 | DOVER SPEEDWAY PLANT | B | DISINFECT | B02 | DISINFECT/HYPOCHLORIN
6295474 | FIRST THONOTOSASSA BAPTIST CHURCH | 1 | FIRST THONOTOSASSA BAPTIST | B | DISINFECT | B02 | DISINFECT/HYPOCHLORIN
6295474 | FIRST THONOTOSASSA BAPTIST CHURCH | 1 | FIRST THONOTOSASSA BAPTIST | H | SOFTENING | H25 | SOFTENING/ION EXCHANGE
6295477 | THONOTOSASSA BRANCH LIBRARY | 1 | THONOTOSASSA BRANCH LIB.PLT 1 | B | DISINFECT | B02 | DISINFECT/HYPOCHLORIN
6295479 | KINDER KOUNTRY CHILD CARE LEARNING | 1 | KINDER KOUNTRY CHILD CAR PLANT | B | DISINFECT | B02 | DISINFECT/HYPOCHLORIN
6295484 | GOOD SAMARITAN MISSION | 1 | GOOD SAMARITAN MISSION | B | DISINFECT | B02 | DISINFECT/HYPOCHLORIN
6295485 | SPROUSE MLC | 1 | SPROUSE MLC | B | DISINFECT | B02 | DISINFECT/HYPOCHLORIN
6295491 | PLEASANT GROVE ASSEMBLY OF GOD | 1 | PLEASANT GROVE ASSEMBLY OF GOD | B | DISINFECT | B02 | DISINFECT/HYPOCHLORIN
6295492 | COUNTYWIDE CONSTRUCTION UNIT #5 | 1 | ROAD MAINTENANCE UNIT #5 PLANT | B | DISINFECT | B02 | DISINFECT/HYPOCHLORIN
6295492 | COUNTYWIDE CONSTRUCTION UNIT #5 | 1 | ROAD MAINTENANCE UNIT #5 PLANT | G | IRON REMOVAL | G29 | IRON RMVL/CARTRIDGE FILTR
6295492 | COUNTYWIDE CONSTRUCTION UNIT #5 | 1 | ROAD MAINTENANCE UNIT #5 PLANT | H | SOFTENING | H25 | SOFTENING/ION EXCHANGE
6295494 | TURKEY CREEK CHURCH OF GOD | 1 | TURKEY CREEK CHURCH OF GOD | B | DISINFECT | B02 | DISINFECT/HYPOCHLORIN
6295496 | SHERIFF OFFICE PISTOL RANGE SOUTH | 1 | SHERIFF OFFICE PISTOL RANGE | B | DISINFECT | B02 | DISINFECT/HYPOCHLORIN
6295497 | AHAVA BAPTIST CHURCH | 1 | AHAVA BAPTIST CHURCH | B | DISINFECT | B02 | DISINFECT/HYPOCHLORIN
6295507 | DALIA MHP | 1 | DALIA PLANT #1 | B | DISINFECT | B02 | DISINFECT/HYPOCHLORIN
6295510 | AMERICAN LEGION #111 | 1 | AMERICAN LEGION SEM. PLANT | B | DISINFECT | B02 | DISINFECT/HYPOCHLORIN
6295513 | SOUTHEASTERN FREIGHT LINES | 1 | SOUTHEASTERN FREIGHT PLANT | B | DISINFECT | B02 | DISINFECT/HYPOCHLORIN
6295517 | FAVORITE FARMS#1 | 1 | FAVORITE FARMS INC. | B | DISINFECT | B02 | DISINFECT/HYPOCHLORIN
6295523 | HIDE-A-WAY RV RESORT | 1 | HIDE-A-WAY R. V. RESORT | B | DISINFECT | B02 | DISINFECT/HYPOCHLORIN
6295523 | HIDE-A-WAY RV RESORT | 1 | HIDE-A-WAY R. V. RESORT | D | CORROSION CONTROL | D18 | CORR-CTRL/SEQUESTATION
6295541 | THONOTOSASSA UNITED METHODIST CHURCH | 1 | THONOTOSASSA METH CHURCH PLT 1 | B | DISINFECT | B02 | DISINFECT/HYPOCHLORIN
6295551 | JOE'S SUBURBAN CLUB | 1 | JOE'S SUBURBAN CLUB | B | DISINFECT | B02 | DISINFECT/HYPOCHLORIN
6295569 | MOJ REALTY CORP. | 1 | MOJ REALTY CORP | B | DISINFECT | B02 | DISINFECT/HYPOCHLORIN
6295577 | NATURE'S TRAIL MHP | 1 | NATURE'S TRAIL MHP PLANT #2 | B | DISINFECT | B02 | DISINFECT/HYPOCHLORIN
6295581 | VICTORY WORSHIP CENTER | 1 | VICTORY WORSHIP CENTER- EAST | B | DISINFECT | B02 | DISINFECT/HYPOCHLORIN
6295581 | VICTORY WORSHIP CENTER | 1 | VICTORY WORSHIP CENTER- EAST | G | IRON REMOVAL | G14 | IRON RMVL/RAPID SAND FIL
6295587 | WELCOME BAPTIST CHURCH | 1 | WELCOME BAPTIST CHURCH | B | DISINFECT | B02 | DISINFECT/HYPOCHLORIN
6295591 | LILY OF THE VALLEY | 1 | LILY OF THE VALLEY | B | DISINFECT | B02 | DISINFECT/HYPOCHLORIN
6295596 | JOSHUA HOUSE | 1 | JOSHUA HOUSE PLANT | B | DISINFECT | B02 | DISINFECT/HYPOCHLORIN
6295598 | COUNTRY VILLAGE MARKET PLACE | 1 | COUNTRY VILLAGE MARKET PLACE | B | DISINFECT | B02 | DISINFECT/HYPOCHLORIN
6295599 | KEYSTONE UNITED METHODIST CHURCH | 1 | KEYSTONE UMC PLANT | B | DISINFECT | B02 | DISINFECT/HYPOCHLORIN
6295601 | STEP IN SUNOCO | 1 | STEP IN SUNOCO PLANT | B | DISINFECT | B02 | DISINFECT/HYPOCHLORIN
6295601 | STEP IN SUNOCO | 1 | STEP IN SUNOCO PLANT | G | IRON REMOVAL | G30 | IRON RMVL/GREENSAND FILTR
6295601 | STEP IN SUNOCO | 1 | STEP IN SUNOCO PLANT | H | SOFTENING | H25 | SOFTENING/ION EXCHANGE
6295602 | FLORIDA PACIFIC LANE CAMP | 1 | FLORIDA PACIFIC LANE PLANT | B | DISINFECT | B02 | DISINFECT/HYPOCHLORIN
6295603 | RED BERRY PLACE LLC | 1 | PLANT | B | DISINFECT | B02 | DISINFECT/HYPOCHLORIN
6295604 | FRESH START MHP | 1 | FRESH START MHP PLANT | B | DISINFECT | B02 | DISINFECT/HYPOCHLORIN
6295605 | FAMILY BOWL | 1 | FAMILY BOWL PLANT | B | DISINFECT | B02 | DISINFECT/HYPOCHLORIN
6295609 | KINGDOM HALL OF JEHOVAH WITNESS | 1 | KINGDOM HALL PLANT 1 | B | DISINFECT | B02 | DISINFECT/HYPOCHLORIN
6295609 | KINGDOM HALL OF JEHOVAH WITNESS | 1 | KINGDOM HALL PLANT 1 | G | IRON REMOVAL | G29 | IRON RMVL/CARTRIDGE FILTR
6295609 | KINGDOM HALL OF JEHOVAH WITNESS | 1 | KINGDOM HALL PLANT 1 | H | SOFTENING | H25 | SOFTENING/ION EXCHANGE
6295613 | CYPRESS MOBILE HOME PARK | 1 | CYPRESS MOBILE HOME PARK | B | DISINFECT | B02 | DISINFECT/HYPOCHLORIN
6295614 | RAINBOW FOREST MHP/ WIG-WAM RV | 1 | RAINBOW FOREST M.H.P. | B | DISINFECT | B02 | DISINFECT/HYPOCHLORIN
6295617 | FAITH TEMPLE ASSEMBLY OF GOD | 1 | FAITH TEMPLE AOG PLANT | B | DISINFECT | B02 | DISINFECT/HYPOCHLORIN
6295617 | FAITH TEMPLE ASSEMBLY OF GOD | 1 | FAITH TEMPLE AOG PLANT | G | IRON REMOVAL | G30 | IRON RMVL/GREENSAND FILTR
6295621 | SHERWOOD MHP-EAST | 1 | SHERWOOD EAST PLANT | B | DISINFECT | B02 | DISINFECT/HYPOCHLORIN
6295629 | EL RANCHO VENTURES LLC | 1 | EL RANCHO VENTURES LLC | B | DISINFECT | B02 | DISINFECT/HYPOCHLORIN
6295647 | ORANGE BLOSSOM TRAILER PARK | 1 | ORANGE BLOSSOM TRAILER PARK | B | DISINFECT | B02 | DISINFECT/HYPOCHLORIN
6295649 | GREEN ACRES | 1 | GREEN ACRES | B | DISINFECT | B02 | DISINFECT/HYPOCHLORIN
6295661 | HOLMBERG FARMS INC. | 1 | HOLMBERG FARMS PLANT | B | DISINFECT | B02 | DISINFECT/HYPOCHLORIN
6295664 | PFG ROMA FLORIDA | 1 | PFG FLORIDA PLANT | B | DISINFECT | B02 | DISINFECT/HYPOCHLORIN
6295671 | BRUMMEYER'S ONE STOP | 1 | BRUMMEYER'S ONE STOP | B | DISINFECT | B02 | DISINFECT/HYPOCHLORIN
6295671 | BRUMMEYER'S ONE STOP | 1 | BRUMMEYER'S ONE STOP | N | NITRATE REMOVAL | N25 | NITRATE REMOVAL/ION EXCHANGE
6295676 | G & G FARMS "KNIGHTS GRIFFIN RD" LLC | 2 | G & G FARMS " KNIGHTS GRIFFIN" | B | DISINFECT | B02 | DISINFECT/HYPOCHLORIN
6295683 | S LIVINGSTON CHURCH OF CHRIST | 1 | S LIVINGSTON CHURCH OF CHRIST | B | DISINFECT | B02 | DISINFECT/HYPOCHLORIN
6295685 | STARS UNLIMITED OF BRANDONLLC | 1 | JUMP START GAS AND DELI | B | DISINFECT | B02 | DISINFECT/HYPOCHLORIN
6295686 | CENTRAL MAINTENANCE & WELDING MAIN OFFIC | 1 | CENTRAL MAINTENANCE & WELDING | B | DISINFECT | B02 | DISINFECT/HYPOCHLORIN
6295687 | SOUTHEAST MILK INCORPORATED | 1 | SOUTHEAST MILK INCORPORATED | B | DISINFECT | B02 | DISINFECT/HYPOCHLORIN
6295688 | HCPRD/KEYSVILLE PARK | 1 | HCPRD/KEYSVILLE PARK | B | DISINFECT | B02 | DISINFECT/HYPOCHLORIN
6295688 | HCPRD/KEYSVILLE PARK | 1 | HCPRD/KEYSVILLE PARK | E | TASTE-ODOR CONTROL | E20 | T-O CTRL/AERATION
6295690 | EAST TAMPA CHRISTIAN CHURCH | 1 | EAST TAMPA CHRISTIAN CHURCH | B | DISINFECT | B02 | DISINFECT/HYPOCHLORIN
6295691 | SIZEMORE RMH 2(EAST) | 1 | SIZEMORE RMH 2(EAST) PLANT 1 | B | DISINFECT | B02 | DISINFECT/HYPOCHLORIN
6295692 | DOVER RCMA CHILD CARE | 1 | DOVER RCMA CHILD CARE PLANT | B | DISINFECT | B02 | DISINFECT/HYPOCHLORIN
6295965 | 8910 EXECUTIVE CENTER II | 1 | 8910 EXECUTIVE CTR II PLANT | B | DISINFECT | B02 | DISINFECT/HYPOCHLORIN
6295967 | GRIMES FARMS MLC | 1 | GRIMES FARMS PLANT 1 | B | DISINFECT | B02 | DISINFECT/HYPOCHLORIN
6295970 | IRIS COURT APARTMENTS SOUTH | 1 | IRIS COURT APARTMENTS S PLANT | B | DISINFECT | B02 | DISINFECT/HYPOCHLORIN
6295971 | PATRICIA HEARD MLC | 1 | PATRICIA HEARD MLC PLANT | B | DISINFECT | B02 | DISINFECT/HYPOCHLORIN
6295973 | TAQUERIA EL SOL | 1 | TAQUERIA EL SOL | B | DISINFECT | B02 | DISINFECT/HYPOCHLORIN
6295974 | LONE OAK BAPTIST CHURCH | 1 | LONE OAK BAPTIST CHURCH | B | DISINFECT | B02 | DISINFECT/HYPOCHLORIN
6295975 | REPUBLIC SERVICES | 1 | REPUBLIC SERVICES PLANT | B | DISINFECT | B02 | DISINFECT/HYPOCHLORIN
6295981 | GOLF GROVE | 1 | GOLF GROVE PLANT # 1 | B | DISINFECT | B02 | DISINFECT/HYPOCHLORIN
6295983 | HAPPY HOMES MOBILE HOME PARK | 1 | HAPPY HOMES MHP | B | DISINFECT | B02 | DISINFECT/HYPOCHLORIN
6295984 | IRIS COURT APARTMENTS NORTH | 1 | IRIS COURT APARTMENTS N PLANT | B | DISINFECT | B02 | DISINFECT/HYPOCHLORIN
6295984 | IRIS COURT APARTMENTS NORTH | 1 | IRIS COURT APARTMENTS N PLANT | N | NITRATE REMOVAL | N25 | NITRATE REMOVAL/ION EXCHANGE
6295985 | AMI KIDS YES | 1 | AMIKIDSYES | B | DISINFECT | B02 | DISINFECT/HYPOCHLORIN
6295985 | AMI KIDS YES | 1 | AMIKIDSYES | E | TASTE-ODOR CONTROL | E14 | T-O CTRL/RAPID SAND FIL
6295985 | AMI KIDS YES | 1 | AMIKIDSYES | E | TASTE-ODOR CONTROL | E25 | T-O CTRL/ION EXCHANGE
6295986 | HANDY FOOD STORE #67 | 1 | HANDY FOOD STORE # 67 PLANT #1 | B | DISINFECT | B02 | DISINFECT/HYPOCHLORIN
6295986 | HANDY FOOD STORE #67 | 1 | HANDY FOOD STORE # 67 PLANT #1 | E | TASTE-ODOR CONTROL | E20 | T-O CTRL/AERATION
6295986 | HANDY FOOD STORE #67 | 1 | HANDY FOOD STORE # 67 PLANT #1 | G | IRON REMOVAL | G25 | IRON RMVL/ION EXCHANGE
6295987 | ENGLISH CREEK ENVIRONMENTAL | 1 | ENGLISH CREEK ENVIRONMENTAL | B | DISINFECT | B02 | DISINFECT/HYPOCHLORIN
6295989 | HCS/DURANT HIGH SCHOOL | 1 | HCS/DURANT HIGH SCHOOL PLANT | B | DISINFECT | B02 | DISINFECT/HYPOCHLORIN
6295989 | HCS/DURANT HIGH SCHOOL | 1 | HCS/DURANT HIGH SCHOOL PLANT | D | CORROSION CONTROL | D36 | CORR-CTRL/CORROSION INHIB
6295989 | HCS/DURANT HIGH SCHOOL | 1 | HCS/DURANT HIGH SCHOOL PLANT | R | RADS REMOVAL | R25 | RADS RMVL/ION EXCHANGE
6295991 | THONOTOSASSA SDA CHURCH | 1 | THONOT0SASSA SDA CHURCH | B | DISINFECT | B02 | DISINFECT/HYPOCHLORIN
6295992 | HCPRD/KEITH WALLER PARK | 1 | HCPRD/KEITH WALLER PARK | B | DISINFECT | B02 | DISINFECT/HYPOCHLORIN
6295993 | HCPRD/SUN CITY HERITAGE PARK | 1 | HCPRD/SUN CITY HERITAGE PLANT | B | DISINFECT | B02 | DISINFECT/HYPOCHLORIN
6295993 | HCPRD/SUN CITY HERITAGE PARK | 1 | HCPRD/SUN CITY HERITAGE PLANT | E | TASTE-ODOR CONTROL | E20 | T-O CTRL/AERATION
6295994 | SILVER DOLLAR SHOOTERS CLUB | 1 | SILVER DOLLAR SHOOTERS PLANT 1 | B | DISINFECT | B02 | DISINFECT/HYPOCHLORIN
6295994 | SILVER DOLLAR SHOOTERS CLUB | 1 | SILVER DOLLAR SHOOTERS PLANT 1 | D | CORROSION CONTROL | D36 | CORR-CTRL/CORROSION INHIB
6295995 | TAVERN 92 | 1 | TAVERN 92 | B | DISINFECT | B02 | DISINFECT/HYPOCHLORIN
6295996 | FRATERNAL ORDER OF POLICE #108 | 1 | FRATERNAL ORDER OF POLICE #108 | B | DISINFECT | B02 | DISINFECT/HYPOCHLORIN
6296004 | M & B PRODUCTS INC | 1 | M&B PRODUCTS | B | DISINFECT | B02 | DISINFECT/HYPOCHLORIN
6296005 | EVERYDAY BLESSINGS INC | 1 | EVERYDAY BLESSINGS | B | DISINFECT | B02 | DISINFECT/HYPOCHLORIN
6296005 | EVERYDAY BLESSINGS INC | 1 | EVERYDAY BLESSINGS | G | IRON REMOVAL | G18 | IRON RMVL/SEQUESTATION
6296006 | DOGWOOD HAVEN MOTEL | 1 | DOGWOOD HAVEN MOTEL | B | DISINFECT | B02 | DISINFECT/HYPOCHLORIN
6296006 | DOGWOOD HAVEN MOTEL | 1 | DOGWOOD HAVEN MOTEL | H | SOFTENING | H25 | SOFTENING/ION EXCHANGE
6296007 | KEYSTONE KORNER | 1 | KEYSTONE KORNER PLANT 1 | B | DISINFECT | B02 | DISINFECT/HYPOCHLORIN
6296009 | MACEDONIA M.B. CHURCH | 1 | MACEDONIA M.B.C. CHURCH PLANT1 | B | DISINFECT | B02 | DISINFECT/HYPOCHLORIN
6296011 | CORK UNITED METHODIST CHURCH | 1 | CORK UNITED METHODIST PLANT | B | DISINFECT | B02 | DISINFECT/HYPOCHLORIN
6296011 | CORK UNITED METHODIST CHURCH | 1 | CORK UNITED METHODIST PLANT | G | IRON REMOVAL | G14 | IRON RMVL/RAPID SAND FIL
6296014 | FAITH LIGHTHOUSE ASSEMBLY | 1 | FAITH LIGHTHOUSE ASSEMBLY PLT | B | DISINFECT | B02 | DISINFECT/HYPOCHLORIN
6296015 | FIRST BAPTIST CHURCH OF MIDWAY | 1 | MIDWAY BAPTIST CHURCH | B | DISINFECT | B02 | DISINFECT/HYPOCHLORIN
6296016 | CORK CHURCH OF CHRIST | 1 | CORK CHURCH OF CHRIST | B | DISINFECT | B02 | DISINFECT/HYPOCHLORIN
6296017 | MT ZION ASSEMBLY OF GOD CHURCH | 1 | MT ZION PLANT | B | DISINFECT | B02 | DISINFECT/HYPOCHLORIN
6296018 | CENTRAL MAINTENANCE & WELDING SHOP | 1 | CENTRAL MAINTENANCE SHOP | B | DISINFECT | B02 | DISINFECT/HYPOCHLORIN
6296019 | PARKWAY BAPTIST CHURCH | 1 | PARKWAY BAPTIST CHURCH | B | DISINFECT | B02 | DISINFECT/HYPOCHLORIN
6296019 | PARKWAY BAPTIST CHURCH | 1 | PARKWAY BAPTIST CHURCH | H | SOFTENING | H25 | SOFTENING/ION EXCHANGE
6296020 | YOUMAN'S PRAISE & WORSHIP | 1 | PLANT 1 | B | DISINFECT | B02 | DISINFECT/HYPOCHLORIN
6296023 | KNIGHTS BAPTIST CHURCH | 1 | KNIGHTS BAPTIST CHURCH PLANT | B | DISINFECT | B02 | DISINFECT/HYPOCHLORIN
6296023 | KNIGHTS BAPTIST CHURCH | 1 | KNIGHTS BAPTIST CHURCH PLANT | G | IRON REMOVAL | G30 | IRON RMVL/GREENSAND FILTR
6296024 | FIRST ASSEMBLY OF GOD PLANT CITY | 1 | FIRST ASSEMBLY OF GOD | B | DISINFECT | B02 | DISINFECT/HYPOCHLORIN
6296027 | ANTIOCH MISSIONARY BAPTIST CHURCH | 1 | ANTIOCH MISSIONARY BAPTIST | B | DISINFECT | B02 | DISINFECT/HYPOCHLORIN
6296028 | WM P HEARNE PRODUCE LLC | 1 | WM. P. HEARNE PRODUCE LLC | B | DISINFECT | B02 | DISINFECT/HYPOCHLORIN
6296029 | DOVER ADVENT CHRISTIAN CHURCH | 1 | DOVER ADVENT CHRISTIAN CHURCH | B | DISINFECT | B02 | DISINFECT/HYPOCHLORIN
6296029 | DOVER ADVENT CHRISTIAN CHURCH | 1 | DOVER ADVENT CHRISTIAN CHURCH | H | SOFTENING | H25 | SOFTENING/ION EXCHANGE
6296031 | NEW HOPE FREE WILL BAPTIST CHURCH | 1 | NEW HOPE FREE WILL BAPT PLANT | B | DISINFECT | B02 | DISINFECT/HYPOCHLORIN
6296036 | DOVER PENTECOSTAL HOLINESS CHURCH | 1 | PENTECOSTAL HOLINESS CH PLANT | B | DISINFECT | B02 | DISINFECT/HYPOCHLORIN
6296036 | DOVER PENTECOSTAL HOLINESS CHURCH | 1 | PENTECOSTAL HOLINESS CH PLANT | C | PARTICLE REMOVAL | C14 | PART-RMVL/RAPID SAND FIL
6296036 | DOVER PENTECOSTAL HOLINESS CHURCH | 1 | PENTECOSTAL HOLINESS CH PLANT | H | SOFTENING | H25 | SOFTENING/ION EXCHANGE
6296037 | UKRAINIAN ORTHODOX CHURCH | 1 | UKRAINIAN ORTHODOX CHURCH | B | DISINFECT | B02 | DISINFECT/HYPOCHLORIN
6296038 | BURGER KING # 9871 | 1 | BURGER KING # 9871 | B | DISINFECT | B02 | DISINFECT/HYPOCHLORIN
6296038 | BURGER KING # 9871 | 1 | BURGER KING # 9871 | G | IRON REMOVAL | G30 | IRON RMVL/GREENSAND FILTR
6296039 | EAST POINT ASSEMBLY OF GOD | 1 | EAST POINT ASSEMBLY PLANT # 1 | B | DISINFECT | B02 | DISINFECT/HYPOCHLORIN
6296042 | SYDNEY FIRST CHURCH OF GOD | 1 | SYDNEY FIRST CHURCH OF GOD | B | DISINFECT | B02 | DISINFECT/HYPOCHLORIN
6296043 | EAST THONOTOSASSA BAPTIST CHURCH | 1 | EAST THONOTOSASSA BAPTIST | B | DISINFECT | B02 | DISINFECT/HYPOCHLORIN
6296043 | EAST THONOTOSASSA BAPTIST CHURCH | 1 | EAST THONOTOSASSA BAPTIST | G | IRON REMOVAL | G14 | IRON RMVL/RAPID SAND FIL
6296045 | ST MARY MISSIONARY BAPTIST CHURCH | 1 | ST. MARY MISSIONARY BAPTIST | B | DISINFECT | B02 | DISINFECT/HYPOCHLORIN
6296046 | CEDAR GROVE BAPTIST CHURCH | 1 | CEDAR GROVE BAPTIST CHURCH | B | DISINFECT | B02 | DISINFECT/HYPOCHLORIN
6296046 | CEDAR GROVE BAPTIST CHURCH | 1 | CEDAR GROVE BAPTIST CHURCH | G | IRON REMOVAL | G29 | IRON RMVL/CARTRIDGE FILTR
6296049 | NORTH 56TH STREET CHAPEL | 1 | NORTH 56TH ST CHAPEL PLANT # 1 | B | DISINFECT | B02 | DISINFECT/HYPOCHLORIN
6296052 | SHARICK'S DECK RETIREMENT RANCH | 1 | SHARIK'S DECK RETIREMENT RANCH | B | DISINFECT | B02 | DISINFECT/HYPOCHLORIN
6296054 | HARVEST TIME MINISTRIES INTERNATIONAL | 1 | HARVEST TIME MINISTRIES PLANT | B | DISINFECT | B02 | DISINFECT/HYPOCHLORIN
6296059 | ADVANCE AUTO PARTS #9497 | 1 | ADVANCE AUTO PARTS #9497 | B | DISINFECT | B02 | DISINFECT/HYPOCHLORIN
6296060 | GRG JOINT VENTURE | 1 | GRG JOINT VENTURE | B | DISINFECT | B02 | DISINFECT/HYPOCHLORIN
6296062 | SOUTHSIDE BAPTIST CHURCH | 1 | SOUTHSIDE BAPTIST CHURCH | B | DISINFECT | B02 | DISINFECT/HYPOCHLORIN
6296062 | SOUTHSIDE BAPTIST CHURCH | 1 | SOUTHSIDE BAPTIST CHURCH | E | TASTE-ODOR CONTROL | E20 | T-O CTRL/AERATION
6296068 | VICTORY BAPTIST CHURCH | 1 | VICTORY BAPTIST CHURCH | B | DISINFECT | B02 | DISINFECT/HYPOCHLORIN
6296071 | GRACE POINT PLANT CITY | 1 | EVANGELICAL PRESBYTERIAN CHURC | B | DISINFECT | B02 | DISINFECT/HYPOCHLORIN
6296072 | TEMPLO CRISTIANO | 1 | TEMPLO CRISTIANO PLANT | B | DISINFECT | B02 | DISINFECT/HYPOCHLORIN
6296072 | TEMPLO CRISTIANO | 1 | TEMPLO CRISTIANO PLANT | G | IRON REMOVAL | G30 | IRON RMVL/GREENSAND FILTR
6296072 | TEMPLO CRISTIANO | 1 | TEMPLO CRISTIANO PLANT | H | SOFTENING | H25 | SOFTENING/ION EXCHANGE
6296073 | CALVARY FREE WILL BAPTIST CHURCH | 1 | CALVARY FREEWILL BAPTIST | B | DISINFECT | B02 | DISINFECT/HYPOCHLORIN
6296073 | CALVARY FREE WILL BAPTIST CHURCH | 1 | CALVARY FREEWILL BAPTIST | S | ARSENIC REMOVAL | S41 | ARSENIC REMOVAL/ADSORPTIVE MEDIA
6296076 | WEST CENTRAL SIGNSINC. DBA SIGN STAR | 1 | WEST CENTRAL SIGNS | B | DISINFECT | B02 | DISINFECT/HYPOCHLORIN
6296081 | KEEL FARM WINERY | 1 | KEEL FARM WINERY | B | DISINFECT | B02 | DISINFECT/HYPOCHLORIN
6296082 | PLANT CITY CONGREGATION JEHOVAH WITNESS | 1 | PLANT CITY CONGREGATION OF JEH | B | DISINFECT | B02 | DISINFECT/HYPOCHLORIN
6296085 | THE LAKES OF WELLINGTON | 1 | THE LAKES OF WELLINGTON PLANT | B | DISINFECT | B02 | DISINFECT/HYPOCHLORIN
6296086 | HCPRD/LUTZ DISTRICT PARK | 1 | HCPRD/LUTZ DISTRICT PK PLANT 1 | B | DISINFECT | B02 | DISINFECT/HYPOCHLORIN
6296088 | D AND D GROCERY | 1 | D AND D GROCERY | B | DISINFECT | B02 | DISINFECT/HYPOCHLORIN
6296094 | HILLSBOROUGH COUNTY 1 75 SOUTH BOUND | 1 | I-75 SOUTH BOUND REST AREA PL1 | B | DISINFECT | B02 | DISINFECT/HYPOCHLORIN
6296094 | HILLSBOROUGH COUNTY 1 75 SOUTH BOUND | 1 | I-75 SOUTH BOUND REST AREA PL1 | E | TASTE-ODOR CONTROL | E20 | T-O CTRL/AERATION
6296094 | HILLSBOROUGH COUNTY 1 75 SOUTH BOUND | 1 | I-75 SOUTH BOUND REST AREA PL1 | H | SOFTENING | H25 | SOFTENING/ION EXCHANGE
6296097 | JAMES JOYCE IRISH PUB | 1 | JAMES JOYCE IRISH PUB | B | DISINFECT | B02 | DISINFECT/HYPOCHLORIN
6296098 | UNCLE MIKE'S SMOKEHOUSE GRILL PLANT CITY | 1 | UNCLE MIKE'S SMOKEHOUSE GRILL | B | DISINFECT | B02 | DISINFECT/HYPOCHLORIN
6296102 | HCPRD/PETERSON PARK | 1 | HCPRD/PETERSON PARK PLANT | B | DISINFECT | B02 | DISINFECT/HYPOCHLORIN
6296110 | CARROLLWOOD GROVE BUSINESS PK | 1 | CARROLLWOOD GROVE | B | DISINFECT | B02 | DISINFECT/HYPOCHLORIN
6296111 | DOVER FRESH PRODUCE LLC | 1 | DOVER FRESH PRODUCE LLC | B | DISINFECT | B02 | DISINFECT/HYPOCHLORIN
6296112 | HARRELL'S NURSERY | 1 | HARRELLS NURSERY | B | DISINFECT | B02 | DISINFECT/HYPOCHLORIN
6296112 | HARRELL'S NURSERY | 1 | HARRELLS NURSERY | S | ARSENIC REMOVAL | S41 | ARSENIC REMOVAL/ADSORPTIVE MEDIA
6296113 | FAVORITE FARMS-BETHLEHEM | 1 | FAVORITE FARMS-BETHLEHEM PLANT | B | DISINFECT | B02 | DISINFECT/HYPOCHLORIN
6296114 | SEVEN STAR FOOD STORE | 1 | SEVEN STAR FOOD STORE PLANT | B | DISINFECT | B02 | DISINFECT/HYPOCHLORIN
6296117 | MANOR OAKS | 1 | MANOR OAKS | B | DISINFECT | B02 | DISINFECT/HYPOCHLORIN
6296120 | SUNRISE LANDSCAPE | 1 | SUNRISE LANDSCAPE PLANT # 1 | B | DISINFECT | B02 | DISINFECT/HYPOCHLORIN
6296120 | SUNRISE LANDSCAPE | 1 | SUNRISE LANDSCAPE PLANT # 1 | C | PARTICLE REMOVAL | C29 | PART-RMVL/CARTRIDGE FILTR
6296120 | SUNRISE LANDSCAPE | 1 | SUNRISE LANDSCAPE PLANT # 1 | E | TASTE-ODOR CONTROL | E25 | T-O CTRL/ION EXCHANGE
6296120 | SUNRISE LANDSCAPE | 1 | SUNRISE LANDSCAPE PLANT # 1 | H | SOFTENING | H25 | SOFTENING/ION EXCHANGE
6296123 | MAIN ST PENTECOSTAL CHURCH | 1 | MAIN ST. PENTACOSTAL CHURCH | B | DISINFECT | B02 | DISINFECT/HYPOCHLORIN
6296124 | STATE HIGHWAY BAPTIST CHURCH | 1 | STATE HIGHWAY BAPTIST CHURCH | B | DISINFECT | B02 | DISINFECT/HYPOCHLORIN
6296124 | STATE HIGHWAY BAPTIST CHURCH | 1 | STATE HIGHWAY BAPTIST CHURCH | E | TASTE-ODOR CONTROL | E25 | T-O CTRL/ION EXCHANGE
6296124 | STATE HIGHWAY BAPTIST CHURCH | 1 | STATE HIGHWAY BAPTIST CHURCH | G | IRON REMOVAL | G29 | IRON RMVL/CARTRIDGE FILTR
6296125 | NEW TESTAMENT MISSIONARY BAPTIST CHURCH | 1 | NEW TESTAMENT M.B. CHURCH | B | DISINFECT | B02 | DISINFECT/HYPOCHLORIN
6296126 | JDMPG LLC | 1 | JDMPG LLC | B | DISINFECT | B02 | DISINFECT/HYPOCHLORIN
6296130 | COLLINS PRODUCE | 1 | COLLINS PRODUCE | B | DISINFECT | B02 | DISINFECT/HYPOCHLORIN
6296135 | KARL & DIMARCO SCHOOL OF THEATRE | 1 | KARL & DIMARCO SCHOOL | B | DISINFECT | B02 | DISINFECT/HYPOCHLORIN
6296136 | KINGDOM HALL OF JEHOVAH'S WITNESS | 1 | KH OFJEHOVAH'S WITNESS PLANT | B | DISINFECT | B02 | DISINFECT/HYPOCHLORIN
6296136 | KINGDOM HALL OF JEHOVAH'S WITNESS | 1 | KH OFJEHOVAH'S WITNESS PLANT | E | TASTE-ODOR CONTROL | E20 | T-O CTRL/AERATION
6296136 | KINGDOM HALL OF JEHOVAH'S WITNESS | 1 | KH OFJEHOVAH'S WITNESS PLANT | H | SOFTENING | H25 | SOFTENING/ION EXCHANGE
6296137 | ST. JOSEPH'S HOSPITAL | 1 | ST. JOSEPH'S HOSPITAL | B | DISINFECT | B02 | DISINFECT/HYPOCHLORIN
6296137 | ST. JOSEPH'S HOSPITAL | 1 | ST. JOSEPH'S HOSPITAL | D | CORROSION CONTROL | D18 | CORR-CTRL/SEQUESTATION
6296137 | ST. JOSEPH'S HOSPITAL | 1 | ST. JOSEPH'S HOSPITAL | E | TASTE-ODOR CONTROL | E20 | T-O CTRL/AERATION
6296137 | ST. JOSEPH'S HOSPITAL | 1 | ST. JOSEPH'S HOSPITAL | H | SOFTENING | H25 | SOFTENING/ION EXCHANGE
6296138 | TAMPA EXECUTIVE AIRPORT TERMINAL | 1 | TERMINAL PLANT | B | DISINFECT | B02 | DISINFECT/HYPOCHLORIN
6296139 | TAMPA BAY WATER REG. SURFACE WATER PLANT | 1 | TAMPA BAY SURFACE WATER PLANT | B | DISINFECT | B04 | DISINFECT/CHLORAMINES
6296139 | TAMPA BAY WATER REG. SURFACE WATER PLANT | 1 | TAMPA BAY SURFACE WATER PLANT | B | DISINFECT | B05 | DISINFECT/OZONATION
6296139 | TAMPA BAY WATER REG. SURFACE WATER PLANT | 1 | TAMPA BAY SURFACE WATER PLANT | C | PARTICLE REMOVAL | C14 | PART-RMVL/RAPID SAND FIL
6296139 | TAMPA BAY WATER REG. SURFACE WATER PLANT | 1 | TAMPA BAY SURFACE WATER PLANT | D | CORROSION CONTROL | D19 | CORR-CTRL/PH ADJUSTMENT
6296139 | TAMPA BAY WATER REG. SURFACE WATER PLANT | 1 | TAMPA BAY SURFACE WATER PLANT | F | ORGN-RMVL | F11 | ORGN-RMVL/FLOCCULATION
6296139 | TAMPA BAY WATER REG. SURFACE WATER PLANT | 1 | TAMPA BAY SURFACE WATER PLANT | F | ORGN-RMVL | F23 | ORGN-RMVL/GAC ADDITION
6296140 | ADVANCE AUTO PARTS # 9496 | 1 | ADVANCE AUTO PARTS #9496 | B | DISINFECT | B02 | DISINFECT/HYPOCHLORIN
6296141 | HAWKINS ROAD CAMP | 1 | HAWKINS ROAD CAMP | B | DISINFECT | B02 | DISINFECT/HYPOCHLORIN
6296142 | MARATHON MCINTOSH | 1 | MARATHON PLANT | B | DISINFECT | B02 | DISINFECT/HYPOCHLORIN
6296143 | JAY MAR VILLAS | 1 | JAYMAR VILLAS | B | DISINFECT | B02 | DISINFECT/HYPOCHLORIN
6296145 | HCPUD/FAIRVIEW MHP | 1 | MASTER METER FROM 6290327 | A | NO TRTMT | A | NO TRTMT
6296148 | CITGO #865 | 1 | CITGO #865 | B | DISINFECT | B02 | DISINFECT/HYPOCHLORIN
6296148 | CITGO #865 | 1 | CITGO #865 | G | IRON REMOVAL | G23 | IRON RMVL/GAC ADDITION
6296148 | CITGO #865 | 1 | CITGO #865 | G | IRON REMOVAL | G30 | IRON RMVL/GREENSAND FILTR
6296149 | FELLOWSHIP BAPTIST CHURCH OF VALRICO | 1 | FELLOWSHIP BAPTIST OF VALRICO | B | DISINFECT | B02 | DISINFECT/HYPOCHLORIN
6296151 | ADVANCE AUTO PARTS # 9575 | 1 | ADVANCED AUTO PARTS #9575 | B | DISINFECT | B02 | DISINFECT/HYPOCHLORIN
6296151 | ADVANCE AUTO PARTS # 9575 | 1 | ADVANCED AUTO PARTS #9575 | E | TASTE-ODOR CONTROL | E13 | T-O CTRL/SLOW SAND FILTR
6296151 | ADVANCE AUTO PARTS # 9575 | 1 | ADVANCED AUTO PARTS #9575 | E | TASTE-ODOR CONTROL | E20 | T-O CTRL/AERATION
6296151 | ADVANCE AUTO PARTS # 9575 | 1 | ADVANCED AUTO PARTS #9575 | E | TASTE-ODOR CONTROL | E25 | T-O CTRL/ION EXCHANGE
6296151 | ADVANCE AUTO PARTS # 9575 | 1 | ADVANCED AUTO PARTS #9575 | G | IRON REMOVAL | G30 | IRON RMVL/GREENSAND FILTR
6296152 | CHRIST CUMBERLAND PRESBYTERIAN CHURCH | 1 | CHRIST CUMBERLAND CHURCH | B | DISINFECT | B02 | DISINFECT/HYPOCHLORIN
6296153 | TAMPA BAY SEAWATER DESALINATION FACILITY | 1 | DESALINATION PLANT | B | DISINFECT | B04 | DISINFECT/CHLORAMINES
6296153 | TAMPA BAY SEAWATER DESALINATION FACILITY | 1 | DESALINATION PLANT | C | PARTICLE REMOVAL | C29 | PART-RMVL/CARTRIDGE FILTR
6296153 | TAMPA BAY SEAWATER DESALINATION FACILITY | 1 | DESALINATION PLANT | F | ORGN-RMVL | F26 | ORGN-RMVL/REVERSE OSMOSIS
6296153 | TAMPA BAY SEAWATER DESALINATION FACILITY | 1 | DESALINATION PLANT | K | DESALINATION | K26 | DESALINAT/REVERSE OSMOSIS
6296159 | FAITH FAMILY WORSHIP CENTER | 1 | FAITH FAMILY WORSHIP CTR PLANT | B | DISINFECT | B02 | DISINFECT/HYPOCHLORIN
6296159 | FAITH FAMILY WORSHIP CENTER | 1 | FAITH FAMILY WORSHIP CTR PLANT | G | IRON REMOVAL | G25 | IRON RMVL/ION EXCHANGE
6296160 | LITHIA FOOD & DELI | 1 | LITHIA FOOD & DELI | B | DISINFECT | B02 | DISINFECT/HYPOCHLORIN
6296163 | WILDER ROAD CAMP | 1 | WILDER ROAD CAMP PLANT | B | DISINFECT | B02 | DISINFECT/HYPOCHLORIN
6296164 | MILLENNIUM CENTER | 1 | MILLENNIUM CENTER PLANT | B | DISINFECT | B02 | DISINFECT/HYPOCHLORIN
6296165 | ALL AMERICAN DINER | 1 | ALL AMERICAN DINER | B | DISINFECT | B02 | DISINFECT/HYPOCHLORIN
6296170 | SPARTA FITNESS AND MARTIAL ARTS | 1 | SPARTA FITNESS & MARTIAL ARTS | B | DISINFECT | B02 | DISINFECT/HYPOCHLORIN
6296174 | ALAFIA RIVER STATE PARK BATH HOUSE | 1 | ALAFIA RIVER BATH HOUSE | B | DISINFECT | B02 | DISINFECT/HYPOCHLORIN
6296175 | SUNPOINT MOBILE HOME PARK | 1 | SUNPOINT MHP | B | DISINFECT | B02 | DISINFECT/HYPOCHLORIN
6296177 | TAMPA BAY WATER MORRIS BRIDGE PUMP STATI | 1 | TBW MORRIS BRIDGE PUMP STATION | B | DISINFECT | B04 | DISINFECT/CHLORAMINES
6296179 | LUTZ EXECUTIVE GOLF CENTER | 1 | LUTZ EXECUTIVE GOLF CENTER | B | DISINFECT | B02 | DISINFECT/HYPOCHLORIN
6296181 | TAMPA EXECUTIVE/MAINTENANCE SHOP | 1 | MAINTENANCE SHOP PLANT | B | DISINFECT | B02 | DISINFECT/HYPOCHLORIN
6296182 | TAMPA EXECUTIVE/RELIABLE AVIATION HANGAR | 1 | RELIABLE AVIATION PLANT | B | DISINFECT | B02 | DISINFECT/HYPOCHLORIN
6296183 | FELLOWSHIP BAPTIST CHURCH | 1 | FELLOWSHIP BAPTIST WTP | B | DISINFECT | B02 | DISINFECT/HYPOCHLORIN
6296185 | 7-11 #33105A | 1 | 7-11 PLANT # 1 | B | DISINFECT | B02 | DISINFECT/HYPOCHLORIN
6296191 | RAY'S | 1 | RAY'S | B | DISINFECT | B02 | DISINFECT/HYPOCHLORIN
6296191 | RAY'S | 1 | RAY'S | F | ORGN-RMVL | F23 | ORGN-RMVL/GAC ADDITION
6296193 | MACDILL AIR FORCE BASE | 1 | MACDILL AFB WATER PLANT | B | DISINFECT | B04 | DISINFECT/CHLORAMINES
6296194 | BARRINGTON HOA | 1 | BARRINGTON OAKS | B | DISINFECT | B02 | DISINFECT/HYPOCHLORIN
6296195 | SUN CITY CHRISTIAN CENTER | 1 | SUN CITY CHRISTIAN CENTER | B | DISINFECT | B02 | DISINFECT/HYPOCHLORIN
6296195 | SUN CITY CHRISTIAN CENTER | 1 | SUN CITY CHRISTIAN CENTER | E | TASTE-ODOR CONTROL | E20 | T-O CTRL/AERATION
6296197 | NEW GENERATION FAITH MINISTRIES | 1 | NEW GENERATION FAITH MINISTRIE | B | DISINFECT | B02 | DISINFECT/HYPOCHLORIN
6296199 | PROMENADE SUBDIVISION | 1 | MASTER METER FROM 6290327 | A | NO TRTMT | A | NO TRTMT
6296201 | PACIFIC TOMATO GROWERS | 1 | PACIFIC TOMATO GROWERS | B | DISINFECT | B02 | DISINFECT/HYPOCHLORIN
6296201 | PACIFIC TOMATO GROWERS | 1 | PACIFIC TOMATO GROWERS | G | IRON REMOVAL | G29 | IRON RMVL/CARTRIDGE FILTR
6296201 | PACIFIC TOMATO GROWERS | 1 | PACIFIC TOMATO GROWERS | E | TASTE-ODOR CONTROL | E20 | T-O CTRL/AERATION
6296202 | KINGDOM CHRISTIAN MINISTRIES | 1 | KINGDOM CHRISTIAN MINISTRIES | B | DISINFECT | B02 | DISINFECT/HYPOCHLORIN
6296203 | LEARNING GATE COMMUNITY SCHOOL | 1 | LEARNING GATE COMMUNITY SCHOOL | B | DISINFECT | B02 | DISINFECT/HYPOCHLORIN
6296204 | SHERIFF'S OFFICE TRAINING FACILITY NORTH | 1 | SHERRIFF'S OFFICE TRAINING | B | DISINFECT | B02 | DISINFECT/HYPOCHLORIN
6296206 | BROWNING ROAD BAPTIST CHURCH | 1 | BROWING ROAD BAPTIST CHURCH | B | DISINFECT | B02 | DISINFECT/HYPOCHLORIN
6296208 | HCS/SOUTH COUNTY CAREER CENTER | 1 | SOUTH COUNTY CAREER CENTER | E | TASTE-ODOR CONTROL | E20 | T-O CTRL/AERATION
6296208 | HCS/SOUTH COUNTY CAREER CENTER | 1 | SOUTH COUNTY CAREER CENTER | H | SOFTENING | H25 | SOFTENING/ION EXCHANGE
6296208 | HCS/SOUTH COUNTY CAREER CENTER | 1 | SOUTH COUNTY CAREER CENTER | B | DISINFECT | B02 | DISINFECT/HYPOCHLORIN
6296210 | MCINTOSH BP | 1 | MCINTOSH BP PLANT | B | DISINFECT | B02 | DISINFECT/HYPOCHLORIN
6296210 | MCINTOSH BP | 1 | MCINTOSH BP PLANT | G | IRON REMOVAL | G30 | IRON RMVL/GREENSAND FILTR
6296211 | ALAFIA RIVER STATE PARK-PICNIC AREA | 1 | ALAFIA RIVER STATE PARK | B | DISINFECT | B02 | DISINFECT/HYPOCHLORIN
6296214 | OPENWATER CHURCH | 1 | OPENWATER CHURCH PLANT | G | IRON REMOVAL | G29 | IRON RMVL/CARTRIDGE FILTR
6296214 | OPENWATER CHURCH | 1 | OPENWATER CHURCH PLANT | H | SOFTENING | H25 | SOFTENING/ION EXCHANGE
6296214 | OPENWATER CHURCH | 1 | OPENWATER CHURCH PLANT | B | DISINFECT | B02 | DISINFECT/HYPOCHLORIN
6296215 | COMMUNITY OF CHRIST CHURCH | 1 | COMMUNITY OF CHRIST CHURCH | B | DISINFECT | B02 | DISINFECT/HYPOCHLORIN
6296215 | COMMUNITY OF CHRIST CHURCH | 1 | COMMUNITY OF CHRIST CHURCH | G | IRON REMOVAL | G30 | IRON RMVL/GREENSAND FILTR
6296216 | THE READING CORNER | 1 | THE READING CORNER | B | DISINFECT | B02 | DISINFECT/HYPOCHLORIN
6296217 | CPM PROPERTIES | 1 | CPM PROPERTIES | B | DISINFECT | B02 | DISINFECT/HYPOCHLORIN
6296218 | CROSSROADS AT LITHIA SHOPPING CENTER | 1 | CROSSROADS AT LITHIA | B | DISINFECT | B02 | DISINFECT/HYPOCHLORIN
6296222 | LAMB OF GOD CHURCH | 1 | LAMB OF GOD PLANT | B | DISINFECT | B02 | DISINFECT/HYPOCHLORIN
6296224 | SAN JOSE MISSION | 1 | SAN JOSE MISSION PLANT | B | DISINFECT | B02 | DISINFECT/HYPOCHLORIN
6296224 | SAN JOSE MISSION | 1 | SAN JOSE MISSION PLANT | E | TASTE-ODOR CONTROL | E20 | T-O CTRL/AERATION
6296225 | STACI'S LEARNING STATION | 1 | LEARNING STATION PLANT | B | DISINFECT | B02 | DISINFECT/HYPOCHLORIN
6296229 | NIDIA'S GRILLED CHICKEN | 1 | NIDIA'S GRILLED CHICKEN | B | DISINFECT | B02 | DISINFECT/HYPOCHLORIN
6296229 | NIDIA'S GRILLED CHICKEN | 1 | NIDIA'S GRILLED CHICKEN | G | IRON REMOVAL | G30 | IRON RMVL/GREENSAND FILTR
6296232 | HCPRD/STEARNS ROAD PARK | 1 | STEARNS RD PARK PLANT | B | DISINFECT | B02 | DISINFECT/HYPOCHLORIN
6296236 | SEAL SWIM SCHOOL | 1 | SEAL SWIM SCHOOL WATER PLANT | B | DISINFECT | B02 | DISINFECT/HYPOCHLORIN
6296237 | CIRCLE K #7563 | 1 | CIRCLE K #7563 | B | DISINFECT | B02 | DISINFECT/HYPOCHLORIN
6296239 | SPEEDLING INC CORPORATE OFFICE | 1 | SPEEDLING CORPORATE OFFICE | E | TASTE-ODOR CONTROL | E25 | T-O CTRL/ION EXCHANGE
6296239 | SPEEDLING INC CORPORATE OFFICE | 1 | SPEEDLING CORPORATE OFFICE | B | DISINFECT | B02 | DISINFECT/HYPOCHLORIN
6296239 | SPEEDLING INC CORPORATE OFFICE | 1 | SPEEDLING CORPORATE OFFICE | F | ORGN-RMVL | F23 | ORGN-RMVL/GAC ADDITION
6296240 | AMVET POST 44 | 1 | PLANT | B | DISINFECT | B02 | DISINFECT/HYPOCHLORIN
6296243 | FISHHAWK RIDGE ASSOCIATION INC | 1 | FISHHAWK-MASTER METER | A | NO TRTMT | A | NO TRTMT
6296244 | HCPRD/WILLIAM OWEN PASS PARK | 1 | HCPRD/WILLIAM OWEN PASS PARK | B | DISINFECT | B02 | DISINFECT/HYPOCHLORIN
6296245 | GULF COAST RESEARCH & EDUCATION CENTER | 1 | GULF COAST RESEARCH | B | DISINFECT | B02 | DISINFECT/HYPOCHLORIN
6296245 | GULF COAST RESEARCH & EDUCATION CENTER | 1 | GULF COAST RESEARCH | E | TASTE-ODOR CONTROL | E25 | T-O CTRL/ION EXCHANGE
6296246 | IGLESIA DE DIOS CHURCH OF GOD | 1 | IGLESIA DE DIOS COG PLANT | B | DISINFECT | B02 | DISINFECT/HYPOCHLORIN
6296246 | IGLESIA DE DIOS CHURCH OF GOD | 1 | IGLESIA DE DIOS COG PLANT | B | DISINFECT | B20 | DISINFECT/AERATION
6296249 | ON THE PARK TOWNHOMES | 1 | MASTER METER FROM 6290388 | A | NO TRTMT | A | NO TRTMT
6296250 | SOUTH SHORE FALLS NORTH MASTER METER #2 | 1 | SOUTH SHORE FALLS NORTH MM #2 | A | NO TRTMT | A | NO TRTMT
6296251 | SOUTH SHORE FALLS SOUTH MASTER METER #1 | 1 | SOUTH MASTER METER #1 | A | NO TRTMT | A | NO TRTMT
6296253 | MOSAIC FERTILIZER FOUR CORNERS OUTPOST | 1 | FOUR CORNER OUTPOST | B | DISINFECT | B02 | DISINFECT/HYPOCHLORIN
6296261 | MONROE'S BUSINESS PARK | 1 | MASTER METER MONROE'S BUSINESS | A | NO TRTMT | A | NO TRTMT
6296265 | OLD FORT KING TRAIL | 1 | OLD FORT KING TRAIL PLANT | B | DISINFECT | B02 | DISINFECT/HYPOCHLORIN
6296272 | KEYSTONE PREP HIGH SCHOOL | 1 | KEYSTONE PREP HIGH SCHOOL | B | DISINFECT | B02 | DISINFECT/HYPOCHLORIN
6296274 | HERITAGE STATION OFFICE PARK | 1 | HERITAGE STATION PLANT | B | DISINFECT | B02 | DISINFECT/HYPOCHLORIN
6296275 | CAMPING WORLD RV SALES | 1 | CAMPING WORLD RV SALES | B | DISINFECT | B02 | DISINFECT/HYPOCHLORIN
6296276 | SAXENA MEDICAL CENTER | 1 | SAXENA MEDICAL CTR PLANT | B | DISINFECT | B02 | DISINFECT/HYPOCHLORIN
6296277 | REVOLUTIONARY LIFE CHURCH | 1 | REVOLUTIONARY LIFE CHURCH | B | DISINFECT | B02 | DISINFECT/HYPOCHLORIN
6296279 | LA FERIA TAQUERIA & PRODUCE LLC | 1 | ROSEMARY'S TAMALERIA N GAQUERI | B | DISINFECT | B02 | DISINFECT/HYPOCHLORIN
6296280 | PARSON'S PROFESSIONAL PARK | 1 | MASTER METER FROM 6290787 | A | NO TRTMT | A | NO TRTMT
6296281 | VILLAGE CENTRE TOWNHOMES | 1 | MASTER METER FROM 6290388 | A | NO TRTMT | A | NO TRTMT
6296282 | BOGGY BOTTOM EVENT RANCH | 1 | BOGGY BOTTOM RANCH | B | DISINFECT | B02 | DISINFECT/HYPOCHLORIN
6296283 | GRIMES HARDWARE CENTER | 1 | GRIMES HARDWARE CENTER | B | DISINFECT | B02 | DISINFECT/HYPOCHLORIN
6296285 | GOODSON FARMS FRUIT STAND | 1 | GOODSON FARMS PLANT | B | DISINFECT | B02 | DISINFECT/HYPOCHLORIN
6296287 | SHEFFIELD OAKS MLC | 1 | SHEFFIELD OAKS MLC PLANT | B | DISINFECT | B02 | DISINFECT/HYPOCHLORIN
6296289 | LOVE AND GLORY LEARNING CENTER | 1 | LOVE AND GLORY LEARNING CENTER | B | DISINFECT | B02 | DISINFECT/HYPOCHLORIN
6296290 | MATHIS MIGRANT LABOR CAMP | 1 | MATHIS MLC | B | DISINFECT | B02 | DISINFECT/HYPOCHLORIN
6296292 | CONGREGATION OF YAHWEH | 1 | CONGREGATION OF YAHWEH PLANT | C | PARTICLE REMOVAL | C29 | PART-RMVL/CARTRIDGE FILTR
6296292 | CONGREGATION OF YAHWEH | 1 | CONGREGATION OF YAHWEH PLANT | B | DISINFECT | B02 | DISINFECT/HYPOCHLORIN
6296293 | BACHELOR'S MLC | 1 | BACHELOR'S MLC | B | DISINFECT | B02 | DISINFECT/HYPOCHLORIN
6296294 | HARRELL MHP | 1 | HARRELL MHP | B | DISINFECT | B02 | DISINFECT/HYPOCHLORIN
6296297 | LAKE TOSCANA | 1 | LAKE TOSCANA | B | DISINFECT | B02 | DISINFECT/HYPOCHLORIN
6296298 | CALVARY CHAPEL | 1 | CALVARY CHAPEL | B | DISINFECT | B02 | DISINFECT/HYPOCHLORIN
6296299 | LUTZ PREPARATORY SCHOOL | 1 | LUTZ PREPARATORY SCHOOL PLT 1 | B | DISINFECT | B02 | DISINFECT/HYPOCHLORIN
6296300 | SUNSET POINT II | 1 | SUNSET POINT II PLANT | B | DISINFECT | B02 | DISINFECT/HYPOCHLORIN
6296301 | STONELAKE RANCH CLUBHOUSE | 1 | STONELAKE RANCH CLUBHOUSE | B | DISINFECT | B02 | DISINFECT/HYPOCHLORIN
6296302 | KIDDIE CAMPUS UNIVERSITY | 1 | KIDDIE CAMPUS UNIVERSITY | B | DISINFECT | B02 | DISINFECT/HYPOCHLORIN
6296303 | BRANDON FARMS MARKET | 1 | BRANDON FARMS PLANT | B | DISINFECT | B02 | DISINFECT/HYPOCHLORIN
6296305 | LAMB OF GOD LUTHERAN CHURCH DAY CARE | 1 | LAMB OF GOD LUTHERAN CHURCH | B | DISINFECT | B02 | DISINFECT/HYPOCHLORIN
6296308 | ECOPIA DAY SCHOOL | 1 | ECOPIA DAY SCHOOL | B | DISINFECT | B02 | DISINFECT/HYPOCHLORIN
6296312 | FIRST UNITED METHODIST CHURCH OF LUTZ | 1 | METHODIST CHURCH PLANT 1 | B | DISINFECT | B02 | DISINFECT/HYPOCHLORIN
6296314 | NORTH TAMPA CHURCH OF CHRIST | 1 | NORTH TAMPA CHURCH OF CHRIST | B | DISINFECT | B02 | DISINFECT/HYPOCHLORIN
6296315 | WILLIAMSON HIGGINS DAIRY FARM | 1 | HIGGINS DAIRY FARM WORKER HOUS | B | DISINFECT | B02 | DISINFECT/HYPOCHLORIN
6296317 | SKIPPER MHP | 1 | SKIPPER'S MHP | B | DISINFECT | B02 | DISINFECT/HYPOCHLORIN
6296321 | TOM LEE COMMUNITY HEALTH CENTER | 1 | TOM LEE COMMUNITY HEALTH CENTE | B | DISINFECT | B02 | DISINFECT/HYPOCHLORIN
6296322 | THE CRAB HUT | 1 | THE CRAB HUT | B | DISINFECT | B02 | DISINFECT/HYPOCHLORIN
6296323 | SAN-WAY FARMS WALTER HUNTER | 2 | SAN WAY FARMS- PLANT | B | DISINFECT | B02 | DISINFECT/HYPOCHLORIN
6296324 | SPIVEY FARMS | 1 | SPIVEY FARMS | B | DISINFECT | B02 | DISINFECT/HYPOCHLORIN
6296324 | SPIVEY FARMS | 1 | SPIVEY FARMS | H | SOFTENING | H25 | SOFTENING/ION EXCHANGE
6296326 | AUTO ZONE AT PLANT CITY | 1 | AUTO ZONE | B | DISINFECT | B02 | DISINFECT/HYPOCHLORIN
6296329 | JOHN'S BUTCHER SHOP | 1 | JOHN'S BUTCHER SHOP PLANT | E | TASTE-ODOR CONTROL | E25 | T-O CTRL/ION EXCHANGE
6296329 | JOHN'S BUTCHER SHOP | 1 | JOHN'S BUTCHER SHOP PLANT | B | DISINFECT | B02 | DISINFECT/HYPOCHLORIN
6296330 | I-4 SOUTH WEIGHT IN MOTION WTP | 1 | SOUTH WIM PLANT | B | DISINFECT | B02 | DISINFECT/HYPOCHLORIN
6296331 | I-4 NORTH WEIGHT IN MOTION STATION | 1 | I 4 WEIGHT IN MOTION STATION N | B | DISINFECT | B02 | DISINFECT/HYPOCHLORIN
6296331 | I-4 NORTH WEIGHT IN MOTION STATION | 1 | I 4 WEIGHT IN MOTION STATION N | G | IRON REMOVAL | G30 | IRON RMVL/GREENSAND FILTR
6296333 | HCS/STRAWBERRY CREST HIGH/BAILEY ELEM | 1 | STRAWBERRY CREST HIGH/BAILEY | E | TASTE-ODOR CONTROL | E20 | T-O CTRL/AERATION
6296333 | HCS/STRAWBERRY CREST HIGH/BAILEY ELEM | 1 | STRAWBERRY CREST HIGH/BAILEY | G | IRON REMOVAL | G18 | IRON RMVL/SEQUESTATION
6296333 | HCS/STRAWBERRY CREST HIGH/BAILEY ELEM | 1 | STRAWBERRY CREST HIGH/BAILEY | S | ARSENIC REMOVAL | S41 | ARSENIC REMOVAL/ADSORPTIVE MEDIA
6296333 | HCS/STRAWBERRY CREST HIGH/BAILEY ELEM | 1 | STRAWBERRY CREST HIGH/BAILEY | B | DISINFECT | B02 | DISINFECT/HYPOCHLORIN
6296334 | CINCO SOCCER | 1 | CINCO SOCCER | B | DISINFECT | B02 | DISINFECT/HYPOCHLORIN
6296335 | HCPRD/OSCAR COOLER SPORTS COMPLEX | 1 | OSCAR COOLER SPORTS COMPLEX | B | DISINFECT | B02 | DISINFECT/HYPOCHLORIN
6296336 | DIEHL FARM WORKER HOUSING | 1 | DIEHL FARM WORK HOUSING | E | TASTE-ODOR CONTROL | E25 | T-O CTRL/ION EXCHANGE
6296336 | DIEHL FARM WORKER HOUSING | 1 | DIEHL FARM WORK HOUSING | E | TASTE-ODOR CONTROL | E23 | T-O CTRL/GAC ADDITION
6296336 | DIEHL FARM WORKER HOUSING | 1 | DIEHL FARM WORK HOUSING | B | DISINFECT | B02 | DISINFECT/HYPOCHLORIN
6296338 | DOLLAR GENERAL STORE #11398 | 1 | DOLLAR STORE | B | DISINFECT | B02 | DISINFECT/HYPOCHLORIN
6296340 | RACETRAC #698 | 1 | RACETRAC | B | DISINFECT | B02 | DISINFECT/HYPOCHLORIN
6296344 | FISHHAWK SPORTING CLAYS | 1 | FISHHAWK SPORTING CLAYS | B | DISINFECT | B02 | DISINFECT/HYPOCHLORIN
6296345 | AMVET POST 26 | 1 | AMVET POST 26 | B | DISINFECT | B02 | DISINFECT/HYPOCHLORIN
6296348 | MOSAIC FERTILIZER LLC CENTRAL SCREENING | 1 | CENTRAL SCREENING | B | DISINFECT | B02 | DISINFECT/HYPOCHLORIN
6296351 | TAMPA REFORMED BAPTIST CHURCH/FREE GRACE | 1 | TAMPA REFORMED BAPTIST CHURCH | B | DISINFECT | B02 | DISINFECT/HYPOCHLORIN
6296352 | THOMAS A. DIGERONIMO MD PA | 1 | PLANT | B | DISINFECT | B02 | DISINFECT/HYPOCHLORIN
6296353 | JURASSIC VALLEY LLC DINOSAUR WORLD INC | 1 | JURASSIC VALLY LLC DINOSAUR | B | DISINFECT | B02 | DISINFECT/HYPOCHLORIN
6296354 | EASTPORT INDUSTRIAL PARK | 1 | INTERCONNECT WITH 6290327 | A | NO TRTMT | A | NO TRTMT
6296355 | MILEY ROAD FARM WORKER HOUSING | 1 | MILEY ROAD FARM WORKER HOUSING | B | DISINFECT | B02 | DISINFECT/HYPOCHLORIN
6296356 | BONITA BAY | 2 | BONITA BAY-NEW PLANT | R | RADS REMOVAL | R25 | RADS RMVL/ION EXCHANGE
6296356 | BONITA BAY | 2 | BONITA BAY-NEW PLANT | B | DISINFECT | B02 | DISINFECT/HYPOCHLORIN
6296358 | FIRST CHRISTIAN CHURCH OF SUN CITY CTR | 1 | FIRST CHRISTIAN CHURCH | B | DISINFECT | B02 | DISINFECT/HYPOCHLORIN
6296359 | TOMATO THYME | 1 | TOMATO THYME | C | PARTICLE REMOVAL | C23 | PART-RMVL/GAC ADDITION
6296359 | TOMATO THYME | 1 | TOMATO THYME | E | TASTE-ODOR CONTROL | E20 | T-O CTRL/AERATION
6296359 | TOMATO THYME | 1 | TOMATO THYME | F | ORGN-RMVL | F23 | ORGN-RMVL/GAC ADDITION
6296359 | TOMATO THYME | 1 | TOMATO THYME | B | DISINFECT | B02 | DISINFECT/HYPOCHLORIN
6296359 | TOMATO THYME | 1 | TOMATO THYME | H | SOFTENING | H25 | SOFTENING/ION EXCHANGE
6296360 | DOVER RETAIL CENTER | 1 | DOVER RETAIL | B | DISINFECT | B02 | DISINFECT/HYPOCHLORIN
6296360 | DOVER RETAIL CENTER | 1 | DOVER RETAIL | G | IRON REMOVAL | G18 | IRON RMVL/SEQUESTATION
6296361 | CHIEF TALLAHASSEE PARK | 1 | CHIEF TALLAHASSEE PARK | B | DISINFECT | B02 | DISINFECT/HYPOCHLORIN
6296362 | IGLESIA CRISTIANA PACTO DE FE | 1 | IGLESIA CRISTIANA PACTO DE FE | B | DISINFECT | B02 | DISINFECT/HYPOCHLORIN
6296364 | RICHARD HIGGINS MHP | 1 | RICHARD HIGGINS MHP | B | DISINFECT | B02 | DISINFECT/HYPOCHLORIN
6296365 | ACADEMY OF MONTESSORI INTERNATIONAL | 1 | ACADEMY OF MONTESSORI | B | DISINFECT | B02 | DISINFECT/HYPOCHLORIN
6296365 | ACADEMY OF MONTESSORI INTERNATIONAL | 1 | ACADEMY OF MONTESSORI | E | TASTE-ODOR CONTROL | E20 | T-O CTRL/AERATION
6296365 | ACADEMY OF MONTESSORI INTERNATIONAL | 1 | ACADEMY OF MONTESSORI | E | TASTE-ODOR CONTROL | E25 | T-O CTRL/ION EXCHANGE
6296365 | ACADEMY OF MONTESSORI INTERNATIONAL | 1 | ACADEMY OF MONTESSORI | R | RADS REMOVAL | R25 | RADS RMVL/ION EXCHANGE
6296365 | ACADEMY OF MONTESSORI INTERNATIONAL | 1 | ACADEMY OF MONTESSORI | Z | OTHER | Z29 | OTHER/CARTRIDGE FILTR
6296366 | GLOVER SCHOOL | 1 | GLOVER SCHOOL | B | DISINFECT | B02 | DISINFECT/HYPOCHLORIN
6296368 | HILLSBOROUGH COUNTY FAIRGROUNDS | 1 | HILLSBOROUGH COUNTY FAIRGROUND | B | DISINFECT | B02 | DISINFECT/HYPOCHLORIN
6296371 | BISHOP MLC | 1 | BISHOP MLC | B | DISINFECT | B02 | DISINFECT/HYPOCHLORIN
6296372 | RUTH MORRIS MLC | 1 | SUNSET ACRES MLC | B | DISINFECT | B02 | DISINFECT/HYPOCHLORIN
6296374 | CORDOBA RANCH AMENITY CENTER | 1 | CORDOBA RANCH AMENITY CENTER | B | DISINFECT | B02 | DISINFECT/HYPOCHLORIN
6296376 | GRACE CHRISTIAN CHURCH & SCHOOL - GYM | 1 | GYMNASIUM/EAST WELL | B | DISINFECT | B02 | DISINFECT/HYPOCHLORIN
6296377 | GENERAL RV SALES CENTER | 1 | GENERAL RV SALES CENTER | B | DISINFECT | B02 | DISINFECT/HYPOCHLORIN
6296378 | INDEPENDENCE ACADEMY | 1 | INDEPENDENCE ACADEMY | B | DISINFECT | B02 | DISINFECT/HYPOCHLORIN
6296378 | INDEPENDENCE ACADEMY | 1 | INDEPENDENCE ACADEMY | E | TASTE-ODOR CONTROL | E23 | T-O CTRL/GAC ADDITION
6296380 | ANTIOCH FOOD STORE | 1 | ANTIOCH FOOD STORE | B | DISINFECT | B02 | DISINFECT/HYPOCHLORIN
6296381 | MONTESSORI CASA DEI BAMBINI | 1 | MONTESSORI CASA DEI BAMBINI | B | DISINFECT | B02 | DISINFECT/HYPOCHLORIN
6296382 | CROSS CREEK RANCH | 1 | CROSS CREEK OFFICE & BATHROOMS | B | DISINFECT | B02 | DISINFECT/HYPOCHLORIN
6296383 | SKY ATHLETIX | 1 | SKY ATHLETIX | B | DISINFECT | B02 | DISINFECT/HYPOCHLORIN
6296383 | SKY ATHLETIX | 1 | SKY ATHLETIX | H | SOFTENING | H29 | SOFTENING/CARTRIDGE FILTR
6296385 | LOTUS POND CENTER FOR YOGA AND HEALTH | 1 | LOTUS POND PLANT | B | DISINFECT | B02 | DISINFECT/HYPOCHLORIN
6296386 | DOLLAR GENERAL STORE #15583 | 1 | DOLLAR GENERAL STORE #15583 | B | DISINFECT | B02 | DISINFECT/HYPOCHLORIN
6296387 | EXTRAORDINARY LIFE CHURCH | 1 | EXTRAORDINARY LIFE CHURCH | B | DISINFECT | B02 | DISINFECT/HYPOCHLORIN
6296387 | EXTRAORDINARY LIFE CHURCH | 1 | EXTRAORDINARY LIFE CHURCH | H | SOFTENING | H25 | SOFTENING/ION EXCHANGE
6296387 | EXTRAORDINARY LIFE CHURCH | 1 | EXTRAORDINARY LIFE CHURCH | Z | OTHER | Z29 | OTHER/CARTRIDGE FILTR
6296388 | ALBRITTON LABOR CAMP | 1 | ALBRITTON WATER PLANT | B | DISINFECT | B02 | DISINFECT/HYPOCHLORIN
6296389 | SHERWOOD MHP WEST | 1 | SHERWOOD MHP WEST | B | DISINFECT | B02 | DISINFECT/HYPOCHLORIN
6410182 | BRADENTON CITY OF | 1 | BRADENTON WATER PLANT | B | DISINFECT | B04 | DISINFECT/CHLORAMINES
6410182 | BRADENTON CITY OF | 1 | BRADENTON WATER PLANT | C | PARTICLE REMOVAL | C10 | PART-RMVL/COAGULATION
6410182 | BRADENTON CITY OF | 1 | BRADENTON WATER PLANT | C | PARTICLE REMOVAL | C14 | PART-RMVL/RAPID SAND FIL
6410182 | BRADENTON CITY OF | 1 | BRADENTON WATER PLANT | D | CORROSION CONTROL | D18 | CORR-CTRL/SEQUESTATION
6410182 | BRADENTON CITY OF | 1 | BRADENTON WATER PLANT | D | CORROSION CONTROL | D36 | CORR-CTRL/CORROSION INHIB
6410182 | BRADENTON CITY OF | 1 | BRADENTON WATER PLANT | E | TASTE-ODOR CONTROL | E23 | T-O CTRL/GAC ADDITION
6410322 | PALMETTO WATER DEPT | 1 | MCPUD/PALMETTO WATER(MANATEE) | A | NO TRTMT | A | NO TRTMT
6410542 | TEJANO CLUB | 1 | TEJANO CLUB | B | DISINFECT | B02 | DISINFECT/HYPOCHLORIN
6410542 | TEJANO CLUB | 1 | TEJANO CLUB | E | TASTE-ODOR CONTROL | E20 | T-O CTRL/AERATION
6411078 | LINGER LODGE TR TRAILER PARK | 1 | LINGER LODGE | B | DISINFECT | B02 | DISINFECT/HYPOCHLORIN
6411078 | LINGER LODGE TR TRAILER PARK | 1 | LINGER LODGE | E | TASTE-ODOR CONTROL | E20 | T-O CTRL/AERATION
6411078 | LINGER LODGE TR TRAILER PARK | 1 | LINGER LODGE | H | SOFTENING | H25 | SOFTENING/ION EXCHANGE
6411098 | TOWN OF LONGBOAT KEY | 1 | CHLORINE BOOSTER MID KEY | B | DISINFECT | B01 | DISINFECT/GASEOUS CHLORIN
6411098 | TOWN OF LONGBOAT KEY | 1 | CHLORINE BOOSTER MID KEY | B | DISINFECT | B04 | DISINFECT/CHLORAMINES
6411098 | TOWN OF LONGBOAT KEY | 2 | CHLORINE BOOSTER SOUTH KEY | B | DISINFECT | B04 | DISINFECT/CHLORAMINES
6411098 | TOWN OF LONGBOAT KEY | 2 | CHLORINE BOOSTER SOUTH KEY | B | DISINFECT | B01 | DISINFECT/GASEOUS CHLORIN
6411132 | MANATEE COUNTY UTILITIES DEPT | 1 | 17915 WATERLINE ROAD | B | DISINFECT | B04 | DISINFECT/CHLORAMINES
6411132 | MANATEE COUNTY UTILITIES DEPT | 1 | 17915 WATERLINE ROAD | C | PARTICLE REMOVAL | C10 | PART-RMVL/COAGULATION
6411132 | MANATEE COUNTY UTILITIES DEPT | 1 | 17915 WATERLINE ROAD | C | PARTICLE REMOVAL | C11 | PART-RMVL/FLOCCULATION
6411132 | MANATEE COUNTY UTILITIES DEPT | 1 | 17915 WATERLINE ROAD | C | PARTICLE REMOVAL | C12 | PART-RMVL/SEDIMENTATION
6411132 | MANATEE COUNTY UTILITIES DEPT | 1 | 17915 WATERLINE ROAD | C | PARTICLE REMOVAL | C14 | PART-RMVL/RAPID SAND FIL
6411132 | MANATEE COUNTY UTILITIES DEPT | 1 | 17915 WATERLINE ROAD | D | CORROSION CONTROL | D36 | CORR-CTRL/CORROSION INHIB
6411132 | MANATEE COUNTY UTILITIES DEPT | 1 | 17915 WATERLINE ROAD | D | CORROSION CONTROL | D37 | CORR-CTRL/ALKALINITY ADJ.
6411132 | MANATEE COUNTY UTILITIES DEPT | 1 | 17915 WATERLINE ROAD | E | TASTE-ODOR CONTROL | E23 | T-O CTRL/GAC ADDITION
6411132 | MANATEE COUNTY UTILITIES DEPT | 1 | 17915 WATERLINE ROAD | Z | OTHER | Z20 | OTHER/AERATION
6411132 | MANATEE COUNTY UTILITIES DEPT | 1 | 17915 WATERLINE ROAD | Z | OTHER | Z21 | OTHER/PAC ADDITION
6411132 | MANATEE COUNTY UTILITIES DEPT | 1 | 17915 WATERLINE ROAD | Z | OTHER | Z27 | OTHER/FLUORIDATION
6411242 | MYAKKA CITY GROCERY | 1 | MYAKKA CITY GROCERY | B | DISINFECT | B02 | DISINFECT/HYPOCHLORIN
6411336 | PALMETTO PINES GOLF COURSE | 1 | PALMETTO PINES GOLF COURSE | B | DISINFECT | B02 | DISINFECT/HYPOCHLORIN
6411373 | SIX L'S FARM OP 15 FARM 3 SITE 4 | 1 | SIX L'S OP 15 FARM 3 SITE 4 | B | DISINFECT | B02 | DISINFECT/HYPOCHLORIN
6411627 | LA PLACITA MEXICANA | 1 | LA PLACITA MEXICANA | B | DISINFECT | B02 | DISINFECT/HYPOCHLORIN
6411627 | LA PLACITA MEXICANA | 1 | LA PLACITA MEXICANA | B | DISINFECT | B20 | DISINFECT/AERATION
6411627 | LA PLACITA MEXICANA | 1 | LA PLACITA MEXICANA | C | PARTICLE REMOVAL | C14 | PART-RMVL/RAPID SAND FIL
6412418 | SUNNY SHORE WATER COMPANY | 1 | CORTEZ FLA(MANATEE CO WATER ) | A | NO TRTMT | A | NO TRTMT
6412418 | SUNNY SHORE WATER COMPANY | 1 | CORTEZ FLA(MANATEE CO WATER ) | B | DISINFECT | B02 | DISINFECT/HYPOCHLORIN
6412418 | SUNNY SHORE WATER COMPANY | 1 | CORTEZ FLA(MANATEE CO WATER ) | C | PARTICLE REMOVAL | C14 | PART-RMVL/RAPID SAND FIL
6412422 | PARRISH MIGRANT FACILITY | 1 | PARRISH MIGRANT FACILITY | B | DISINFECT | B02 | DISINFECT/HYPOCHLORIN
6412423 | MILLERS GENERAL STORE | 1 | DAVE'S MINI MART | B | DISINFECT | B02 | DISINFECT/HYPOCHLORIN
6412424 | MYAKKA MARKET | 1 | MYAKKA DINER | B | DISINFECT | B02 | DISINFECT/HYPOCHLORIN
6412425 | DUETTE ELEMENTARY SCHOOL | 1 | DUETTE SCHOOL | B | DISINFECT | B02 | DISINFECT/HYPOCHLORIN
6412425 | DUETTE ELEMENTARY SCHOOL | 1 | DUETTE SCHOOL | B | DISINFECT | B20 | DISINFECT/AERATION
6412425 | DUETTE ELEMENTARY SCHOOL | 1 | DUETTE SCHOOL | E | TASTE-ODOR CONTROL | E20 | T-O CTRL/AERATION
6412426 | BUCKAROO ROADHOUSE (FRMLY FARMER'S INN) | 1 | FARMER'S INN; QUALITY MEATS | B | DISINFECT | B02 | DISINFECT/HYPOCHLORIN
6412428 | MYAKKA ELEMENTARY SCHOOL | 1 | MYAKKA CITY ELEMENTARY SCHOOL | B | DISINFECT | B02 | DISINFECT/HYPOCHLORIN
6412428 | MYAKKA ELEMENTARY SCHOOL | 1 | MYAKKA CITY ELEMENTARY SCHOOL | E | TASTE-ODOR CONTROL | E20 | T-O CTRL/AERATION
6412432 | WHISENANT FARMS | 1 | WHISENANT FARMS | B | DISINFECT | B02 | DISINFECT/HYPOCHLORIN
6412432 | WHISENANT FARMS | 1 | WHISENANT FARMS | B | DISINFECT | B20 | DISINFECT/AERATION
6412440 | PALMETTO QUICK MART INC. | 1 | PALMETTO QUICK MART INC. | B | DISINFECT | B02 | DISINFECT/HYPOCHLORIN
6412440 | PALMETTO QUICK MART INC. | 1 | PALMETTO QUICK MART INC. | C | PARTICLE REMOVAL | C13 | PART-RMVL/SLOW SAND FILTR
6412447 | C&A COUNTRY STORE | 1 | MANATEE OIL CO. | B | DISINFECT | B02 | DISINFECT/HYPOCHLORIN
6412448 | FLORIDA POWER & LIGHT-MANATEE PLANT | 1 | MANATEE POWER PLANT | B | DISINFECT | B02 | DISINFECT/HYPOCHLORIN
6412448 | FLORIDA POWER & LIGHT-MANATEE PLANT | 1 | MANATEE POWER PLANT | Z | OTHER | Z23 | OTHER/GAC ADDITION
6412454 | DOLLAR GENERAL(F.K.A. Q-DEP) | 1 | FOUR Q-DEP | B | DISINFECT | B02 | DISINFECT/HYPOCHLORIN
6412454 | DOLLAR GENERAL(F.K.A. Q-DEP) | 1 | FOUR Q-DEP | E | TASTE-ODOR CONTROL | E20 | T-O CTRL/AERATION
6412464 | FALKNER FARMS # 1 (NORTHSIDE) | 1 | FALKNER FARMS #1 | B | DISINFECT | B02 | DISINFECT/HYPOCHLORIN
6412465 | FALKNER FARMS #2 (WESTSIDE) | 1 | FALKNER FARMS #2 | B | DISINFECT | B02 | DISINFECT/HYPOCHLORIN
6412466 | SAFFOLD FARMS | 1 | SAFFOLD FARMS | B | DISINFECT | B20 | DISINFECT/AERATION
6412469 | FALKNER FARMS #3 (SOUTHEAST) | 1 | FALKNER FARMS #3 | B | DISINFECT | B02 | DISINFECT/HYPOCHLORIN
6412478 | CAMP FLYING EAGLE | 1 | CAMP FLYING EAGLE | B | DISINFECT | B02 | DISINFECT/HYPOCHLORIN
6412478 | CAMP FLYING EAGLE | 1 | CAMP FLYING EAGLE | B | DISINFECT | B20 | DISINFECT/AERATION
6412518 | SOUTHEASTERN GUIDE DOGS/ADMINISTRATION | 1 | SOUTHERN GUIDE DOGS | B | DISINFECT | B02 | DISINFECT/HYPOCHLORIN
6412518 | SOUTHEASTERN GUIDE DOGS/ADMINISTRATION | 1 | SOUTHERN GUIDE DOGS | E | TASTE-ODOR CONTROL | E20 | T-O CTRL/AERATION
6412520 | LAKE MANATEE FISH CAMP | 1 | LAKE MANATEE FISH CAMP | B | DISINFECT | B02 | DISINFECT/HYPOCHLORIN
6412521 | MYAKKA FAMILY MEDICAL CENTER | 1 | MAYKKA FAMILY MEDICAL CENTER | A | NO TRTMT | A | NO TRTMT
6412521 | MYAKKA FAMILY MEDICAL CENTER | 1 | MAYKKA FAMILY MEDICAL CENTER | B | DISINFECT | B20 | DISINFECT/AERATION
6412522 | MYAKKA CITY UNITED METHODIST CHURCH | 1 | MYAKKA LEARNING CENTER | B | DISINFECT | B02 | DISINFECT/HYPOCHLORIN
6412523 | DUETTE COUNTRY STORE | 1 | DUETTE COUNTRY STORE | B | DISINFECT | B02 | DISINFECT/HYPOCHLORIN
6412524 | PIER ASSOCIATES SO. SKYWAY FISHING PIER | 1 | SOUTH SKYWAY FISHING PIER | B | DISINFECT | B02 | DISINFECT/HYPOCHLORIN
6412525 | MYAKKA PARK | 1 | MANATEE PARK | B | DISINFECT | B02 | DISINFECT/HYPOCHLORIN
6412526 | MOSAIC WINGATE CREEK MINE | 1 | MOSAIC WINGATE CREEK | B | DISINFECT | B02 | DISINFECT/HYPOCHLORIN
6412527 | DAKIN COMMERCIAL BUILDING | 1 | DAKIN COMMERCIAL BUILDING | B | DISINFECT | B20 | DISINFECT/AERATION
6412528 | CLASSIE PINES | 1 | CLASSIE FARMS SITE 1 | B | DISINFECT | B02 | DISINFECT/HYPOCHLORIN
6412529 | FALKNER FARMS SITE #6 | 1 | FALKNER FARMS SITE #6 | B | DISINFECT | B02 | DISINFECT/HYPOCHLORIN
6412530 | DRY PRAIRIE BAPTIST CHURCH | 1 | DRY PRAIRE BAPTIST CHURCH | B | DISINFECT | B02 | DISINFECT/HYPOCHLORIN
6412531 | BRADENTON MOTOR SPORTS | 1 | BRADENTON MOTOR SPORTS | B | DISINFECT | B20 | DISINFECT/AERATION
6412531 | BRADENTON MOTOR SPORTS | 1 | BRADENTON MOTOR SPORTS | B | DISINFECT | B02 | DISINFECT/HYPOCHLORIN
6412532 | INCREASING JOY MINISTRIES | 1 | INCREASING JOY MINISTRIES | B | DISINFECT | B20 | DISINFECT/AERATION
6412532 | INCREASING JOY MINISTRIES | 1 | INCREASING JOY MINISTRIES | B | DISINFECT | B02 | DISINFECT/HYPOCHLORIN
6412533 | HEATHER HILLS ESTATES | 1 | HEATHER HILLS ESTATES | A | NO TRTMT | A | NO TRTMT
6412534 | MYAKKA EARLY LEARNING CENTER | 1 | MYAKKA LEARNING CENTER | B | DISINFECT | B02 | DISINFECT/HYPOCHLORIN
6412535 | MANATEE COUNTY GUN & ARCHERY CLUB | 1 | MANATEE COUNTY GUN & ARCHERY C | Z | OTHER | Z20 | OTHER/AERATION
6412535 | MANATEE COUNTY GUN & ARCHERY CLUB | 1 | MANATEE COUNTY GUN & ARCHERY C | B | DISINFECT | B02 | DISINFECT/HYPOCHLORIN
6412536 | DIXIE SOUTHERN CONSTRUCTION | 1 | DIXIE SOUTHERN CONSTRUCTION | B | DISINFECT | B02 | DISINFECT/HYPOCHLORIN
6412538 | SIX L'S FARM OP 15 CAMP 3 SITE 1 | 1 | SIX L'S FARM OP 15 FARM3 SITE1 | B | DISINFECT | B02 | DISINFECT/HYPOCHLORIN
6412539 | SIX L'S FARM OP 15 FARM 3 SITE 2 | 1 | SIX L'S FARM OP 15 FARM3 SITE2 | B | DISINFECT | B02 | DISINFECT/HYPOCHLORIN
6412540 | SOUTHEASTERN GUIDE DOGS/ KENNEL AREA | 1 | SOUTHEASTERN GUIDE DOGS/KENNEL | B | DISINFECT | B02 | DISINFECT/HYPOCHLORIN
6412540 | SOUTHEASTERN GUIDE DOGS/ KENNEL AREA | 1 | SOUTHEASTERN GUIDE DOGS/KENNEL | E | TASTE-ODOR CONTROL | E20 | T-O CTRL/AERATION
6412540 | SOUTHEASTERN GUIDE DOGS/ KENNEL AREA | 1 | SOUTHEASTERN GUIDE DOGS/KENNEL | H | SOFTENING | H25 | SOFTENING/ION EXCHANGE
6412541 | HOUSE OF FELLOWSHIP OF BELIEVERS CHURCH | 1 | HOUSE OF FELLOWSHIP | B | DISINFECT | B02 | DISINFECT/HYPOCHLORIN
6412541 | HOUSE OF FELLOWSHIP OF BELIEVERS CHURCH | 1 | HOUSE OF FELLOWSHIP | H | SOFTENING | H25 | SOFTENING/ION EXCHANGE
6412543 | EAST COAST MIGRANT HEAD START | 1 | EAST COAST MIGRANT HEAD START | B | DISINFECT | B02 | DISINFECT/HYPOCHLORIN
6412544 | MYAKKA CHURCH OF GOD | 1 | MYAKKA CHURCH OF GOD | B | DISINFECT | B20 | DISINFECT/AERATION
6412544 | MYAKKA CHURCH OF GOD | 1 | MYAKKA CHURCH OF GOD | B | DISINFECT | B02 | DISINFECT/HYPOCHLORIN
6412545 | BUNKER HILL/ DUETTE PARK | 1 | BUNKER HILL/ DUETTE PARK | B | DISINFECT | B02 | DISINFECT/HYPOCHLORIN
6412546 | HUNSADER FARMS | 1 | HUNSADER FARMS | B | DISINFECT | B02 | DISINFECT/HYPOCHLORIN
6412547 | O'BRIEN FRUIT & VEGETABLE STAND | 1 | O'BRIEN FRUIT & VEGETABLE | B | DISINFECT | B20 | DISINFECT/AERATION
6412550 | TREEUMPH | 1 | TREEUMP PLANT | B | DISINFECT | B02 | DISINFECT/HYPOCHLORIN
6510050 | ALOHA GARDENS UTILITIES | 3 | PLANT #8 | B | DISINFECT | B04 | DISINFECT/CHLORAMINES
6510069 | ANDY'S TRAVEL TRAILER PARK | 1 | ANDY'S TRAVEL TRAILER PLANT #2 | B | DISINFECT | B02 | DISINFECT/HYPOCHLORIN
6510069 | ANDY'S TRAVEL TRAILER PARK | 2 | ANDY'S TRAVEL TRAILER PLANT #1 | B | DISINFECT | B02 | DISINFECT/HYPOCHLORIN
6510104 | COLONIAL FOUR RV PARK (THE WHITE MARLIN) | 1 | COLONIAL FOUR RV | B | DISINFECT | B02 | DISINFECT/HYPOCHLORIN
6510107 | BAKER ACRES RV RANCH | 1 | BAKER ACRES | B | DISINFECT | B02 | DISINFECT/HYPOCHLORIN
6510165 | BLUE JAY MHP | 1 | BLUE JAY PLANT | B | DISINFECT | B02 | DISINFECT/HYPOCHLORIN
6510216 | PCUD-CRYSTAL SPRINGS WATER SYSTEM | 1 | CRYSTAL SPRINGS PLANT #1 | B | DISINFECT | B02 | DISINFECT/HYPOCHLORIN
6510324 | PORT RICHEY WATER DEPT-CITY OF | 1 | PORT RICHEY PLANT | B | DISINFECT | B01 | DISINFECT/GASEOUS CHLORIN
6510324 | PORT RICHEY WATER DEPT-CITY OF | 1 | PORT RICHEY PLANT | B | DISINFECT | B04 | DISINFECT/CHLORAMINES
6510324 | PORT RICHEY WATER DEPT-CITY OF | 1 | PORT RICHEY PLANT | C | PARTICLE REMOVAL | C14 | PART-RMVL/RAPID SAND FIL
6510324 | PORT RICHEY WATER DEPT-CITY OF | 1 | PORT RICHEY PLANT | E | TASTE-ODOR CONTROL | E20 | T-O CTRL/AERATION
6510324 | PORT RICHEY WATER DEPT-CITY OF | 1 | PORT RICHEY PLANT | G | IRON REMOVAL | G30 | IRON RMVL/GREENSAND FILTR
6510324 | PORT RICHEY WATER DEPT-CITY OF | 1 | PORT RICHEY PLANT | H | SOFTENING | H24 | SOFTENING/LIME-SODA
6510324 | PORT RICHEY WATER DEPT-CITY OF | 1 | PORT RICHEY PLANT | Z | OTHER | Z18 | OTHER/SEQUESTATION
6510324 | PORT RICHEY WATER DEPT-CITY OF | 2 | INTERCONNECT WITH NPR | A | NO TRTMT | A | NO TRTMT
6510325 | SAN ANTONIO WATER DEPT-CITY OF | 1 | WELL 3 & 4 | B | DISINFECT | B02 | DISINFECT/HYPOCHLORIN
6510325 | SAN ANTONIO WATER DEPT-CITY OF | 2 | ELEMENTARY WELLS 5 & 6 | B | DISINFECT | B02 | DISINFECT/HYPOCHLORIN
6510338 | CLYDES COTTAGES | 1 | CLYDES COTTAGES PLANT | B | DISINFECT | B02 | DISINFECT/HYPOCHLORIN
6510378 | COUNTRY AIRE EST. SERVICE CORP | 1 | COUNTRY AIRE ESTATES PLANT | B | DISINFECT | B02 | DISINFECT/HYPOCHLORIN
6510379 | COUNTRY AIRE VILLAGE MHP | 1 | COUNTRY AIRE VILLAGE PLANT | B | DISINFECT | B02 | DISINFECT/HYPOCHLORIN
6510389 | COUNTRY VILLAGE MHP | 1 | COUNTRY VILLAGE MHP | B | DISINFECT | B02 | DISINFECT/HYPOCHLORIN
6510403 | CRESTRIDGE GARDENS UTILITIES | 2 | CRESTRIDGE GDNS P-2 ZODIAC | B | DISINFECT | B02 | DISINFECT/HYPOCHLORIN
6510403 | CRESTRIDGE GARDENS UTILITIES | 4 | CRESTRIDGE GDNS P-4 PANORAMA | B | DISINFECT | B02 | DISINFECT/HYPOCHLORIN
6510424 | DADE CITY WATER DEPT | 1 | 10TH ST PLANT (WELLS 12&3) | B | DISINFECT | B02 | DISINFECT/HYPOCHLORIN
6510424 | DADE CITY WATER DEPT | 2 | 15TH ST PLANT (WELL 4) | B | DISINFECT | B02 | DISINFECT/HYPOCHLORIN
6510424 | DADE CITY WATER DEPT | 3 | ELBA HEIGHTS PLANT (WELL 5) | B | DISINFECT | B02 | DISINFECT/HYPOCHLORIN
6510461 | DIXIE GROVES ESTATES | 1 | DIXIE GROVES EST - PATRIOT LN | B | DISINFECT | B02 | DISINFECT/HYPOCHLORIN
6510461 | DIXIE GROVES ESTATES | 1 | DIXIE GROVES EST - PATRIOT LN | Z | OTHER | Z18 | OTHER/SEQUESTATION
6510461 | DIXIE GROVES ESTATES | 2 | DIXIE GROVES EST - SPARKLE LN | B | DISINFECT | B02 | DISINFECT/HYPOCHLORIN
6510461 | DIXIE GROVES ESTATES | 2 | DIXIE GROVES EST - SPARKLE LN | Z | OTHER | Z18 | OTHER/SEQUESTATION
6510605 | FLORIDA VILLAS MHP | 1 | FLORIDA VILLAS MHP PLANT | B | DISINFECT | B02 | DISINFECT/HYPOCHLORIN
6510616 | BIG OAKS TRAVEL PK & CAMPG | 1 | BIG OAKS TRAVEL PK PLANT #1 | B | DISINFECT | B02 | DISINFECT/HYPOCHLORIN
6510620 | CYPRESS COVE - FOXWOOD | 1 | CYPRESS COVE | B | DISINFECT | B01 | DISINFECT/GASEOUS CHLORIN
6510620 | CYPRESS COVE - FOXWOOD | 1 | CYPRESS COVE | G | IRON REMOVAL | G10 | IRON RMVL/COAGULATION
6510620 | CYPRESS COVE - FOXWOOD | 2 | FOXWOOD PLANT | B | DISINFECT | B01 | DISINFECT/GASEOUS CHLORIN
6510650 | GEM ESTATES MH VILLAGE | 1 | GEM ESTATES | B | DISINFECT | B02 | DISINFECT/HYPOCHLORIN
6510653 | GEORGE & GLADYS' BAR B Q | 1 | PLANT # 1 | B | DISINFECT | B02 | DISINFECT/HYPOCHLORIN
6510678 | TROPIC BREEZE | 1 | TROPIC BREEZE | B | DISINFECT | B02 | DISINFECT/HYPOCHLORIN
6510689 | GREENHILLS ESTATES | 1 | GREEN HILLS ESTATES PLANT | B | DISINFECT | B02 | DISINFECT/HYPOCHLORIN
6510709 | HACIENDA VILLAGE MHP | 1 | HACIENDA VILLAGE MHP | B | DISINFECT | B02 | DISINFECT/HYPOCHLORIN
6510709 | HACIENDA VILLAGE MHP | 1 | HACIENDA VILLAGE MHP | Z | OTHER | Z18 | OTHER/SEQUESTATION
6510733 | HARMONY HEIGHTS COMMUNITIES LLC | 1 | HARMONY HTS MHP PLANT | B | DISINFECT | B02 | DISINFECT/HYPOCHLORIN
6510756 | HI AND DRI MOBILE HOME PARK | 1 | HI AND DRI MOBILE HOME PARK | B | DISINFECT | B02 | DISINFECT/HYPOCHLORIN
6510760 | PCUD-HICKORY HILL (EAST PASCO) | 1 | HICKORY HILL ACRES | B | DISINFECT | B02 | DISINFECT/HYPOCHLORIN
6510778 | HILLCREST ESTATES INC. | 1 | HILLCREST ESTATES | B | DISINFECT | B02 | DISINFECT/HYPOCHLORIN
6510807 | HOLIDAY GARDENS UTIL INC | 2 | HOLIDAY GDNS UTIL P-2 | B | DISINFECT | B02 | DISINFECT/HYPOCHLORIN
6510807 | HOLIDAY GARDENS UTIL INC | 2 | HOLIDAY GDNS UTIL P-2 | G | IRON REMOVAL | G18 | IRON RMVL/SEQUESTATION
6510807 | HOLIDAY GARDENS UTIL INC | 2 | HOLIDAY GDNS UTIL P-2 | Z | OTHER | Z18 | OTHER/SEQUESTATION
6510893 | GLOSSON TR PK | 1 | GLOSSON TR PK | B | DISINFECT | B02 | DISINFECT/HYPOCHLORIN
6510906 | JOY-LAN DRIVE IN | 1 | JOY- LAN DRIVE IN | B | DISINFECT | B02 | DISINFECT/HYPOCHLORIN
6511027 | LAKEVIEW-IN-THE-HILLS | 1 | LAKEVIEW-IN-THE-HILLS PLANT | B | DISINFECT | B02 | DISINFECT/HYPOCHLORIN
6511028 | LAKEWOOD TRAVEL PARK | 1 | LAKEWOOD TRAILER PK | B | DISINFECT | B02 | DISINFECT/HYPOCHLORIN
6511034 | LAKEWOOD VILLAS INC | 1 | LAKEWOOD VILLAS | B | DISINFECT | B02 | DISINFECT/HYPOCHLORIN
6511076 | LINDA LAKE GROVES | 1 | LINDA LAKE GROVES | B | DISINFECT | B01 | DISINFECT/GASEOUS CHLORIN
6511076 | LINDA LAKE GROVES | 1 | LINDA LAKE GROVES | E | TASTE-ODOR CONTROL | E20 | T-O CTRL/AERATION
6511077 | GULF HARBORS | 5 | WTP #1 | B | DISINFECT | B04 | DISINFECT/CHLORAMINES
6511094 | BERMUDA CONNECTION (EAGLE'S BAR) | 1 | EAGLES #4399 | B | DISINFECT | B02 | DISINFECT/HYPOCHLORIN
6511123 | MOCKINGBIRD MHP | 1 | MOCKINGBIRD MHP | B | DISINFECT | B02 | DISINFECT/HYPOCHLORIN
6511255 | NEW PORT RICHEY WATER DEPT | 1 | JOSEPH A. MAYTUM PLANT | B | DISINFECT | B01 | DISINFECT/GASEOUS CHLORIN
6511255 | NEW PORT RICHEY WATER DEPT | 1 | JOSEPH A. MAYTUM PLANT | B | DISINFECT | B02 | DISINFECT/HYPOCHLORIN
6511255 | NEW PORT RICHEY WATER DEPT | 1 | JOSEPH A. MAYTUM PLANT | B | DISINFECT | B04 | DISINFECT/CHLORAMINES
6511255 | NEW PORT RICHEY WATER DEPT | 1 | JOSEPH A. MAYTUM PLANT | D | CORROSION CONTROL | D19 | CORR-CTRL/PH ADJUSTMENT
6511255 | NEW PORT RICHEY WATER DEPT | 1 | JOSEPH A. MAYTUM PLANT | E | TASTE-ODOR CONTROL | E20 | T-O CTRL/AERATION
6511255 | NEW PORT RICHEY WATER DEPT | 1 | JOSEPH A. MAYTUM PLANT | Z | OTHER | Z27 | OTHER/FLUORIDATION
6511307 | ORANGELAND SUBDIVISION | 1 | ORANGELAND S/D PLANT #1 | B | DISINFECT | B02 | DISINFECT/HYPOCHLORIN
6511311 | ORANGEWOOD WATER SYSTEM | 1 | ORANGEWOOD WELL 1 | B | DISINFECT | B01 | DISINFECT/GASEOUS CHLORIN
6511311 | ORANGEWOOD WATER SYSTEM | 1 | ORANGEWOOD WELL 1 | B | DISINFECT | B02 | DISINFECT/HYPOCHLORIN
6511311 | ORANGEWOOD WATER SYSTEM | 2 | ORANGEWOOD WELL 2 | B | DISINFECT | B02 | DISINFECT/HYPOCHLORIN
6511311 | ORANGEWOOD WATER SYSTEM | 3 | ORANGEWOOD WELLS 3 & 4 | B | DISINFECT | B02 | DISINFECT/HYPOCHLORIN
6511311 | ORANGEWOOD WATER SYSTEM | 4 | BUENA VISTA WELL #1 | B | DISINFECT | B02 | DISINFECT/HYPOCHLORIN
6511311 | ORANGEWOOD WATER SYSTEM | 5 | BUENA VISTA WELL #2 | B | DISINFECT | B02 | DISINFECT/HYPOCHLORIN
6511311 | ORANGEWOOD WATER SYSTEM | 6 | BEUNA VISTA WELL #3 | B | DISINFECT | B02 | DISINFECT/HYPOCHLORIN
6511315 | OSCEOLA MOBILE HOME PARK | 1 | OSCEOLA MHP PLANT | B | DISINFECT | B01 | DISINFECT/GASEOUS CHLORIN
6511315 | OSCEOLA MOBILE HOME PARK | 1 | OSCEOLA MHP PLANT | B | DISINFECT | B02 | DISINFECT/HYPOCHLORIN
6511332 | PALM TREE ACRES MHP | 1 | PALM TREE ACRES MHP | B | DISINFECT | B02 | DISINFECT/HYPOCHLORIN
6511348 | PARKVIEW ACRES | 1 | PARKVIEW ACRES PLANT | B | DISINFECT | B02 | DISINFECT/HYPOCHLORIN
6511360 | ANGUS VALLEY | 1 | ANGUS VALLEY PLANT WELL #3 | B | DISINFECT | B02 | DISINFECT/HYPOCHLORIN
6511360 | ANGUS VALLEY | 1 | ANGUS VALLEY PLANT WELL #3 | D | CORROSION CONTROL | D18 | CORR-CTRL/SEQUESTATION
6511360 | ANGUS VALLEY | 1 | ANGUS VALLEY PLANT WELL #3 | G | IRON REMOVAL | G10 | IRON RMVL/COAGULATION
6511360 | ANGUS VALLEY | 2 | ANGUS VALLEY WELL#4 | B | DISINFECT | B02 | DISINFECT/HYPOCHLORIN
6511361 | PCUD-PASCO COUNTY REGIONAL PWS | 1 | LITTLE ROAD WTP | B | DISINFECT | B01 | DISINFECT/GASEOUS CHLORIN
6511361 | PCUD-PASCO COUNTY REGIONAL PWS | 1 | LITTLE ROAD WTP | B | DISINFECT | B04 | DISINFECT/CHLORAMINES
6511361 | PCUD-PASCO COUNTY REGIONAL PWS | 1 | LITTLE ROAD WTP | D | CORROSION CONTROL | D19 | CORR-CTRL/PH ADJUSTMENT
6511361 | PCUD-PASCO COUNTY REGIONAL PWS | 1 | LITTLE ROAD WTP | E | TASTE-ODOR CONTROL | E20 | T-O CTRL/AERATION
6511361 | PCUD-PASCO COUNTY REGIONAL PWS | 2 | AUTUMN OAKS | B | DISINFECT | B02 | DISINFECT/HYPOCHLORIN
6511361 | PCUD-PASCO COUNTY REGIONAL PWS | 2 | AUTUMN OAKS | B | DISINFECT | B04 | DISINFECT/CHLORAMINES
6511361 | PCUD-PASCO COUNTY REGIONAL PWS | 3 | SOUTHWEST | B | DISINFECT | B04 | DISINFECT/CHLORAMINES
6511361 | PCUD-PASCO COUNTY REGIONAL PWS | 21 | ONE PASCO CENTER | B | DISINFECT | B04 | DISINFECT/CHLORAMINES
6511361 | PCUD-PASCO COUNTY REGIONAL PWS | 21 | ONE PASCO CENTER | B | DISINFECT | B02 | DISINFECT/HYPOCHLORIN
6511361 | PCUD-PASCO COUNTY REGIONAL PWS | 22 | GOWER'S CORNER (WELLS 1 AND 2) | B | DISINFECT | B04 | DISINFECT/CHLORAMINES
6511361 | PCUD-PASCO COUNTY REGIONAL PWS | 23 | INTERCONNECT W TBW LAKE BRIDGE | B | DISINFECT | B04 | DISINFECT/CHLORAMINES
6511361 | PCUD-PASCO COUNTY REGIONAL PWS | 25 | PCUD SOUTHEAST NEW PLANT | B | DISINFECT | B04 | DISINFECT/CHLORAMINES
6511361 | PCUD-PASCO COUNTY REGIONAL PWS | 25 | PCUD SOUTHEAST NEW PLANT | D | CORROSION CONTROL | D19 | CORR-CTRL/PH ADJUSTMENT
6511388 | PCUD-PINE BREEZE (EAST PASCO) | 1 | PINE BREEZE | B | DISINFECT | B02 | DISINFECT/HYPOCHLORIN
6511423 | SUMMERTREE | 1 | WELL 1 CONDO | B | DISINFECT | B01 | DISINFECT/GASEOUS CHLORIN
6511423 | SUMMERTREE | 1 | WELL 1 CONDO | B | DISINFECT | B04 | DISINFECT/CHLORAMINES
6511423 | SUMMERTREE | 2 | WELL 2 CLUBHOUSE | B | DISINFECT | B01 | DISINFECT/GASEOUS CHLORIN
6511423 | SUMMERTREE | 2 | WELL 2 CLUBHOUSE | B | DISINFECT | B04 | DISINFECT/CHLORAMINES
6511423 | SUMMERTREE | 3 | WELLS 13 & 17 COCOWOOD | B | DISINFECT | B01 | DISINFECT/GASEOUS CHLORIN
6511423 | SUMMERTREE | 3 | WELLS 13 & 17 COCOWOOD | B | DISINFECT | B04 | DISINFECT/CHLORAMINES
6511569 | SOUTH PRETTY POND MHP | 1 | S PRETTY POND MHP | B | DISINFECT | B02 | DISINFECT/HYPOCHLORIN
6511706 | ST JOE ESTATES | 1 | NA | B | DISINFECT | B02 | DISINFECT/HYPOCHLORIN
6511709 | SACRED HEART CHILD CARE CENTER | 1 | SACRED HEART CHILD CARE PLANT | B | DISINFECT | B02 | DISINFECT/HYPOCHLORIN
6511710 | ST. LEO ABBEY WATER DEPT | 1 | ST LEO ABBEY WATER DEPT | B | DISINFECT | B01 | DISINFECT/GASEOUS CHLORIN
6511710 | ST. LEO ABBEY WATER DEPT | 1 | ST LEO ABBEY WATER DEPT | B | DISINFECT | B02 | DISINFECT/HYPOCHLORIN
6511745 | PCUD-SUNBURST HILL | 1 | SUNBURST HILL WELL 1 | B | DISINFECT | B01 | DISINFECT/GASEOUS CHLORIN
6511745 | PCUD-SUNBURST HILL | 1 | SUNBURST HILL WELL 1 | B | DISINFECT | B02 | DISINFECT/HYPOCHLORIN
6511824 | TIPPECANOE VILLAGE HOMEOWN ASSOC. | 1 | TIPPECANOE VILLAGE HOMEOWNERS | B | DISINFECT | B01 | DISINFECT/GASEOUS CHLORIN
6511824 | TIPPECANOE VILLAGE HOMEOWN ASSOC. | 1 | TIPPECANOE VILLAGE HOMEOWNERS | B | DISINFECT | B02 | DISINFECT/HYPOCHLORIN
6511850 | TRAVELERS REST RESORT INC | 1 | TRAVELERS REST RESORT INC | B | DISINFECT | B02 | DISINFECT/HYPOCHLORIN
6511850 | TRAVELERS REST RESORT INC | 1 | TRAVELERS REST RESORT INC | Z | OTHER | Z18 | OTHER/SEQUESTATION
6511859 | TROPICAL TRAILER PARK | 1 | TROPICAL TRAILER PARK EAST | B | DISINFECT | B02 | DISINFECT/HYPOCHLORIN
6511859 | TROPICAL TRAILER PARK | 2 | TROPICAL TRAILER PARK WEST | B | DISINFECT | B02 | DISINFECT/HYPOCHLORIN
6511907 | VIRGINIA CITY | 2 | VIRGINIA CITY PLANT | B | DISINFECT | B02 | DISINFECT/HYPOCHLORIN
6511907 | VIRGINIA CITY | 2 | VIRGINIA CITY PLANT | B | DISINFECT | B04 | DISINFECT/CHLORAMINES
6511907 | VIRGINIA CITY | 2 | VIRGINIA CITY PLANT | Z | OTHER | Z18 | OTHER/SEQUESTATION
6511953 | WESTWOOD S/D | 1 | WESTWOOD SUBDIVISION | B | DISINFECT | B01 | DISINFECT/GASEOUS CHLORIN
6511953 | WESTWOOD S/D | 1 | WESTWOOD SUBDIVISION | B | DISINFECT | B02 | DISINFECT/HYPOCHLORIN
6511953 | WESTWOOD S/D | 1 | WESTWOOD SUBDIVISION | B | DISINFECT | B04 | DISINFECT/CHLORAMINES
6512004 | WOODDALE MHP | 1 | WOODDALE MHP | B | DISINFECT | B02 | DISINFECT/HYPOCHLORIN
6512018 | ZEPHYR SHORES MOBILE HOME EST | 1 | ZEPHYR SHORES MH EST | B | DISINFECT | B02 | DISINFECT/HYPOCHLORIN
6512018 | ZEPHYR SHORES MOBILE HOME EST | 1 | ZEPHYR SHORES MH EST | B | DISINFECT | B04 | DISINFECT/CHLORAMINES
6512018 | ZEPHYR SHORES MOBILE HOME EST | 1 | ZEPHYR SHORES MH EST | D | CORROSION CONTROL | D18 | CORR-CTRL/SEQUESTATION
6512020 | ZEPHYRHILLS CITY OF | 1 | MUNICIPAL BUILDING / WELL # 1 | B | DISINFECT | B02 | DISINFECT/HYPOCHLORIN
6512020 | ZEPHYRHILLS CITY OF | 1 | MUNICIPAL BUILDING / WELL # 1 | G | IRON REMOVAL | G18 | IRON RMVL/SEQUESTATION
6512020 | ZEPHYRHILLS CITY OF | 1 | MUNICIPAL BUILDING / WELL # 1 | Z | OTHER | Z18 | OTHER/SEQUESTATION
6512020 | ZEPHYRHILLS CITY OF | 2 | 12TH STREET &12TH AVENUE WELL2 | B | DISINFECT | B02 | DISINFECT/HYPOCHLORIN
6512020 | ZEPHYRHILLS CITY OF | 2 | 12TH STREET &12TH AVENUE WELL2 | G | IRON REMOVAL | G18 | IRON RMVL/SEQUESTATION
6512020 | ZEPHYRHILLS CITY OF | 2 | 12TH STREET &12TH AVENUE WELL2 | Z | OTHER | Z18 | OTHER/SEQUESTATION
6512020 | ZEPHYRHILLS CITY OF | 3 | 3RD AVENUE & BELTRAM / WELL#3 | B | DISINFECT | B02 | DISINFECT/HYPOCHLORIN
6512020 | ZEPHYRHILLS CITY OF | 3 | 3RD AVENUE & BELTRAM / WELL#3 | G | IRON REMOVAL | G18 | IRON RMVL/SEQUESTATION
6512020 | ZEPHYRHILLS CITY OF | 3 | 3RD AVENUE & BELTRAM / WELL#3 | Z | OTHER | Z18 | OTHER/SEQUESTATION
6512020 | ZEPHYRHILLS CITY OF | 4 | 15TH AVENUE & COURT W./ WELL#4 | B | DISINFECT | B02 | DISINFECT/HYPOCHLORIN
6512020 | ZEPHYRHILLS CITY OF | 4 | 15TH AVENUE & COURT W./ WELL#4 | G | IRON REMOVAL | G18 | IRON RMVL/SEQUESTATION
6512020 | ZEPHYRHILLS CITY OF | 4 | 15TH AVENUE & COURT W./ WELL#4 | Z | OTHER | Z18 | OTHER/SEQUESTATION
6512020 | ZEPHYRHILLS CITY OF | 5 | 8TH STREET & HENRY / WELL # 5 | B | DISINFECT | B02 | DISINFECT/HYPOCHLORIN
6512020 | ZEPHYRHILLS CITY OF | 5 | 8TH STREET & HENRY / WELL # 5 | G | IRON REMOVAL | G18 | IRON RMVL/SEQUESTATION
6512020 | ZEPHYRHILLS CITY OF | 5 | 8TH STREET & HENRY / WELL # 5 | Z | OTHER | Z18 | OTHER/SEQUESTATION
6512020 | ZEPHYRHILLS CITY OF | 9 | PLANT 9 WELL #10 | B | DISINFECT | B02 | DISINFECT/HYPOCHLORIN
6512020 | ZEPHYRHILLS CITY OF | 10 | WELL 11 | B | DISINFECT | B02 | DISINFECT/HYPOCHLORIN
6512020 | ZEPHYRHILLS CITY OF | 11 | WELL #12 | B | DISINFECT | B02 | DISINFECT/HYPOCHLORIN
6512033 | PCUD-BLANTON LAKE PARK | 1 | BLANTON LAKE PARK PLANT #1 | B | DISINFECT | B02 | DISINFECT/HYPOCHLORIN
6512033 | PCUD-BLANTON LAKE PARK | 1 | BLANTON LAKE PARK PLANT #1 | B | DISINFECT | B04 | DISINFECT/CHLORAMINES
6512064 | TURTLE LAKES | 3 | CARPENTER'S RUN | B | DISINFECT | B01 | DISINFECT/GASEOUS CHLORIN
6512069 | ORANGEWOOD LAKES MHP | 1 | ORANGEWOOD LAKES MHP PLANT | B | DISINFECT | B02 | DISINFECT/HYPOCHLORIN
6512070 | JASMINE LAKES UTL | 1 | JASMINE LAKES BLVD PLANT #1 | B | DISINFECT | B01 | DISINFECT/GASEOUS CHLORIN
6512070 | JASMINE LAKES UTL | 1 | JASMINE LAKES BLVD PLANT #1 | B | DISINFECT | B02 | DISINFECT/HYPOCHLORIN
6512070 | JASMINE LAKES UTL | 1 | JASMINE LAKES BLVD PLANT #1 | D | CORROSION CONTROL | D18 | CORR-CTRL/SEQUESTATION
6512172 | SAWMILL CAMPGROUND | 1 | SAWMILL CAMPGROUND | B | DISINFECT | B02 | DISINFECT/HYPOCHLORIN
6512182 | CARIBBEAN MOBILE HOME ESTATES | 1 | CARIBBEAN MOBILE HOME EST | B | DISINFECT | B02 | DISINFECT/HYPOCHLORIN
6512184 | COUNTRY AIRE MANOR | 1 | COUNTRY AIRE MANOR | B | DISINFECT | B02 | DISINFECT/HYPOCHLORIN
6512198 | LAKE BAMBI MH RANCH | 1 | LAKE BAMBI MH RANCH | B | DISINFECT | B02 | DISINFECT/HYPOCHLORIN
6512200 | PCUD-NORTHEAST | 2 | HILLCREST | B | DISINFECT | B01 | DISINFECT/GASEOUS CHLORIN
6512200 | PCUD-NORTHEAST | 2 | HILLCREST | B | DISINFECT | B02 | DISINFECT/HYPOCHLORIN
6512200 | PCUD-NORTHEAST | 3 | TRILBY MANOR | B | DISINFECT | B01 | DISINFECT/GASEOUS CHLORIN
6512200 | PCUD-NORTHEAST | 3 | TRILBY MANOR | B | DISINFECT | B02 | DISINFECT/HYPOCHLORIN
6512205 | PCUD-PASADENA SHORES (EAST PASCO) | 1 | PASADENA SHORES | B | DISINFECT | B02 | DISINFECT/HYPOCHLORIN
6512209 | CYPRESS ELEM SCHOOL | 1 | CYPRESS ELEM SCHOOL | B | DISINFECT | B01 | DISINFECT/GASEOUS CHLORIN
6512209 | CYPRESS ELEM SCHOOL | 1 | CYPRESS ELEM SCHOOL | B | DISINFECT | B02 | DISINFECT/HYPOCHLORIN
6512209 | CYPRESS ELEM SCHOOL | 1 | CYPRESS ELEM SCHOOL | D | CORROSION CONTROL | D18 | CORR-CTRL/SEQUESTATION
6512214 | SEVEN SPRINGS | 9 | INTERCONNECT WITH PCUD- WEST | A | NO TRTMT | A | NO TRTMT
6512214 | SEVEN SPRINGS | 10 | MITCHELL WTP | E | TASTE-ODOR CONTROL | E20 | T-O CTRL/AERATION
6512214 | SEVEN SPRINGS | 10 | MITCHELL WTP | D | CORROSION CONTROL | D36 | CORR-CTRL/CORROSION INHIB
6512214 | SEVEN SPRINGS | 10 | MITCHELL WTP | B | DISINFECT | B04 | DISINFECT/CHLORAMINES
6512214 | SEVEN SPRINGS | 10 | MITCHELL WTP | B | DISINFECT | B02 | DISINFECT/HYPOCHLORIN
6512226 | HUDSON WATER WORKS | 1 | HUDSON WATER WORKS WTP | B | DISINFECT | B01 | DISINFECT/GASEOUS CHLORIN
6512226 | HUDSON WATER WORKS | 1 | HUDSON WATER WORKS WTP | B | DISINFECT | B02 | DISINFECT/HYPOCHLORIN
6512230 | TAMPA BAY WATER -CYPRESS CREEK | 1 | CYPRESS CREEK PUMPING STATION | B | DISINFECT | B04 | DISINFECT/CHLORAMINES
6512230 | TAMPA BAY WATER -CYPRESS CREEK | 1 | CYPRESS CREEK PUMPING STATION | D | CORROSION CONTROL | D19 | CORR-CTRL/PH ADJUSTMENT
6512309 | HOLIDAY OAKS CONDO ASSN | 1 | HOLIDAY OAKS CONDO ASSN | B | DISINFECT | B02 | DISINFECT/HYPOCHLORIN
6512536 | KOZY ACRES | 1 | KOZY ACRES | B | DISINFECT | B02 | DISINFECT/HYPOCHLORIN
6512537 | LAKESIDE OAKS MHP | 1 | LAKESIDE OAKS | B | DISINFECT | B02 | DISINFECT/HYPOCHLORIN
6512539 | JDR UTILITIES (FKA TANLER WATER) | 1 | PLANT | B | DISINFECT | B02 | DISINFECT/HYPOCHLORIN
6512689 | ORANGE VALLEY ESTATES | 1 | ORANGE VALLEY ESTATES PLANT #1 | B | DISINFECT | B02 | DISINFECT/HYPOCHLORIN
6512748 | RAINBOW FOUNTAIN MOTEL | 1 | PLANT # 1 | B | DISINFECT | B02 | DISINFECT/HYPOCHLORIN
6512754 | IOLA LAKESIDE VILLAGE | 1 | HOLMES LAKESIDE PLANT #1 | B | DISINFECT | B02 | DISINFECT/HYPOCHLORIN
6512757 | ORANGE GROVE VILLA WATER INC | 1 | ORANGE GROVE VILLA | B | DISINFECT | B02 | DISINFECT/HYPOCHLORIN
6512891 | VFW POST #8681 | 1 | PLANT #1 | B | DISINFECT | B02 | DISINFECT/HYPOCHLORIN
6512903 | 4B FOOD STORE | 1 | PLANT | B | DISINFECT | B02 | DISINFECT/HYPOCHLORIN
6512905 | LAND O'LAKES FOOD MART | 1 | PLANT | B | DISINFECT | B02 | DISINFECT/HYPOCHLORIN
6512911 | LAND O' LAKES CITGO | 1 | MAJIK MARKET | B | DISINFECT | B02 | DISINFECT/HYPOCHLORIN
6512926 | ROYAL LANES | 1 | PLANT | B | DISINFECT | B02 | DISINFECT/HYPOCHLORIN
6514120 | PCUD-SOUTHEAST #2 | 1 | GROVES PLANT | B | DISINFECT | B02 | DISINFECT/HYPOCHLORIN
6514120 | PCUD-SOUTHEAST #2 | 2 | THE PONDS PLANT | B | DISINFECT | B01 | DISINFECT/GASEOUS CHLORIN
6514353 | MANY MANSIONS | 1 | MANY MANSIONS #1 | B | DISINFECT | B02 | DISINFECT/HYPOCHLORIN
6514545 | PARADISE LAKES | 1 | PARADISE LAKES PLANT#1 | B | DISINFECT | B01 | DISINFECT/GASEOUS CHLORIN
6514595 | SETTLER'S REST RV PARK | 1 | SETTLER'S REST RV PLANT #1 | B | DISINFECT | B02 | DISINFECT/HYPOCHLORIN
6514623 | BEST TOBACCO | 1 | PLANT # 1 | B | DISINFECT | B02 | DISINFECT/HYPOCHLORIN
6514671 | FAITH COMMUNITY CHURCH | 1 | FIRST BAPT. CH PALNT | B | DISINFECT | B02 | DISINFECT/HYPOCHLORIN
6514812 | SWEETWATER RV PARK | 1 | SWEETWATER RV PLANT #1 | B | DISINFECT | B02 | DISINFECT/HYPOCHLORIN
6514831 | SEVEN ACRES RV PARK | 1 | SEVEN ACRES | B | DISINFECT | B02 | DISINFECT/HYPOCHLORIN
6514832 | LITTLE CHAMP | 1 | LITTLE CHAMP WTP | B | DISINFECT | B02 | DISINFECT/HYPOCHLORIN
6514834 | ENCORE RV RESORT TAMPA NORTH | 1 | LAND O'LAKES R V PARK | B | DISINFECT | B02 | DISINFECT/HYPOCHLORIN
6514835 | EDEN RV RESORT | 1 | GULF COAST RESORT PLANT | B | DISINFECT | B02 | DISINFECT/HYPOCHLORIN
6514836 | ZEPHYR COLONY RV PARK | 1 | ZEPHYR COLONY | B | DISINFECT | B02 | DISINFECT/HYPOCHLORIN
6514837 | TIMBER LAKE ESTATES | 1 | TIMBER LAKES EST PLANT #1 | B | DISINFECT | B02 | DISINFECT/HYPOCHLORIN
6514838 | RAMBLEWOOD MHP | 1 | RAMBLEWOOD PLANT #1 | B | DISINFECT | B02 | DISINFECT/HYPOCHLORIN
6514838 | RAMBLEWOOD MHP | 2 | RAMBLEWOOD PLANT #2 | B | DISINFECT | B02 | DISINFECT/HYPOCHLORIN
6514841 | FOREST GREEN MHP | 1 | FOREST GREEN MHP | B | DISINFECT | B02 | DISINFECT/HYPOCHLORIN
6514842 | UTILITIES INC. OF FLORIDA LABRADOR | 1 | FOREST LAKE ESTATES | B | DISINFECT | B02 | DISINFECT/HYPOCHLORIN
6514842 | UTILITIES INC. OF FLORIDA LABRADOR | 1 | FOREST LAKE ESTATES | D | CORROSION CONTROL | D18 | CORR-CTRL/SEQUESTATION
6514844 | HAPPY DAYS RV PARK | 1 | HAPPY DAYS PLANT | B | DISINFECT | B02 | DISINFECT/HYPOCHLORIN
6514845 | ZEPHYR MOBILE PARK | 1 | ZEPHYR MOBILE PARK | B | DISINFECT | B02 | DISINFECT/HYPOCHLORIN
6514846 | HUDSON SCHOOL COMPLEX | 1 | MIDDLE SCHOOL | B | DISINFECT | B01 | DISINFECT/GASEOUS CHLORIN
6514846 | HUDSON SCHOOL COMPLEX | 1 | MIDDLE SCHOOL | B | DISINFECT | B02 | DISINFECT/HYPOCHLORIN
6514846 | HUDSON SCHOOL COMPLEX | 2 | NORTHWEST ELEM SCHOOL | B | DISINFECT | B01 | DISINFECT/GASEOUS CHLORIN
6514846 | HUDSON SCHOOL COMPLEX | 2 | NORTHWEST ELEM SCHOOL | B | DISINFECT | B02 | DISINFECT/HYPOCHLORIN
6514846 | HUDSON SCHOOL COMPLEX | 3 | HUDSON HIGH SCHOOL | B | DISINFECT | B01 | DISINFECT/GASEOUS CHLORIN
6514846 | HUDSON SCHOOL COMPLEX | 3 | HUDSON HIGH SCHOOL | B | DISINFECT | B02 | DISINFECT/HYPOCHLORIN
6514848 | ZEPHYR PALMS (FKA JIM'S RV PARK) | 1 | JIMS TRAVEL PARK | B | DISINFECT | B02 | DISINFECT/HYPOCHLORIN
6514849 | BARRINGTON HILLS RV RESORT | 1 | BARRINGTON HILLS RV PARK | B | DISINFECT | B01 | DISINFECT/GASEOUS CHLORIN
6514849 | BARRINGTON HILLS RV RESORT | 1 | BARRINGTON HILLS RV PARK | B | DISINFECT | B02 | DISINFECT/HYPOCHLORIN
6514852 | CHELSEA MEADOWS / WATERS EDGE | 1 | WATERS EDGE | B | DISINFECT | B02 | DISINFECT/HYPOCHLORIN
6514858 | EAST PASCO ADVENTIST ACADEMY | 1 | E. PASCO ADVENTIST | B | DISINFECT | B02 | DISINFECT/HYPOCHLORIN
6514862 | HUDSON HOUSE ALF | 1 | HUDSON MANOR ALF | B | DISINFECT | B02 | DISINFECT/HYPOCHLORIN
6514863 | GUNN HWY FLEA MARKET | 1 | BARGAINEER CONCESSIONS | B | DISINFECT | B02 | DISINFECT/HYPOCHLORIN
6514864 | BIBLE BAPTIST CHURCH | 1 | BIBLE BAPTIST CHURCH | B | DISINFECT | B02 | DISINFECT/HYPOCHLORIN
6514870 | J & K RV AND TP | 1 | J & K RV AND TP | B | DISINFECT | B02 | DISINFECT/HYPOCHLORIN
6514872 | PASCO GIRLS ACADEMY (WAS FL YOUTH ACAD) | 1 | PASCO GIRLS ACADEMY | B | DISINFECT | B02 | DISINFECT/HYPOCHLORIN
6514873 | GLENDALE VILLAS / LOL VILLAGE APTS | 1 | LAND O LAKES VILL APT PLANT | B | DISINFECT | B01 | DISINFECT/GASEOUS CHLORIN
6514873 | GLENDALE VILLAS / LOL VILLAGE APTS | 1 | LAND O LAKES VILL APT PLANT | B | DISINFECT | B02 | DISINFECT/HYPOCHLORIN
6514875 | TOWN N' COUNTRY RV | 1 | TOWN N' COUNTRY RV | B | DISINFECT | B02 | DISINFECT/HYPOCHLORIN
6514884 | TALL PINES RV OF PASCO CO | 1 | GET-A-WAY MOTEL AND TP | B | DISINFECT | B02 | DISINFECT/HYPOCHLORIN
6514891 | VFW POST 6180 | 1 | VFW POST 6180 | B | DISINFECT | B02 | DISINFECT/HYPOCHLORIN
6514896 | MOOSE LODGE 2276 | 1 | MOOSE LODGE 2276 | B | DISINFECT | B02 | DISINFECT/HYPOCHLORIN
6514904 | LAKEWOOD CHURCH OF GOD | 1 | LAKEWOOD CHURCH OF GOD PLANT | B | DISINFECT | B02 | DISINFECT/HYPOCHLORIN
6514906 | SHADY HILLS PARK | 1 | SHADY HILLS PLANT | B | DISINFECT | B02 | DISINFECT/HYPOCHLORIN
6514912 | MOON LAKE PARK | 1 | MOON LAKE PARK | B | DISINFECT | B02 | DISINFECT/HYPOCHLORIN
6514912 | MOON LAKE PARK | 1 | MOON LAKE PARK | H | SOFTENING | H25 | SOFTENING/ION EXCHANGE
6514914 | HILLCREST RV RESORT PARK | 1 | HILLCREST RV PARK | B | DISINFECT | B02 | DISINFECT/HYPOCHLORIN
6514915 | CAMP INDIAN ECHO | 1 | CAMP INDIAN ECHO | B | DISINFECT | B02 | DISINFECT/HYPOCHLORIN
6514921 | SALVATION ARMY ADULT CARE | 1 | SALVTION ARMY ADULT CARE | B | DISINFECT | B02 | DISINFECT/HYPOCHLORIN
6514921 | SALVATION ARMY ADULT CARE | 1 | SALVTION ARMY ADULT CARE | G | IRON REMOVAL | G10 | IRON RMVL/COAGULATION
6514921 | SALVATION ARMY ADULT CARE | 1 | SALVTION ARMY ADULT CARE | G | IRON REMOVAL | G29 | IRON RMVL/CARTRIDGE FILTR
6514931 | CENTRAL FLORIDA PETROLEUM | 1 | 7-11 #27243 | B | DISINFECT | B02 | DISINFECT/HYPOCHLORIN
6514933 | KEYSTONE COMMUNITY CHURCH | 1 | GALLERIA LAND TRUST WTP | B | DISINFECT | B02 | DISINFECT/HYPOCHLORIN
6514936 | TROPICANA TRAILER PARK | 1 | SUNSET COURT TP | B | DISINFECT | B02 | DISINFECT/HYPOCHLORIN
6514939 | WISTERIA PLAZA | 1 | WISTERIA PLAZA | B | DISINFECT | B02 | DISINFECT/HYPOCHLORIN
6514942 | CENTENNIAL ELEMENTARY | 1 | CENTENNIAL ELEMENTARY | B | DISINFECT | B02 | DISINFECT/HYPOCHLORIN
6514945 | COLONIAL RV PARK | 1 | COLONIAL RV PARK PLANT | B | DISINFECT | B02 | DISINFECT/HYPOCHLORIN
6514946 | CITRUS HILL RV PARK | 1 | CITRUS HILL PLANT | B | DISINFECT | B02 | DISINFECT/HYPOCHLORIN
6514958 | SHADY HILLS UNITED METHODIST CHURCH | 1 | METHODIST SHADY HILLS UNITED | B | DISINFECT | B02 | DISINFECT/HYPOCHLORIN
6514965 | HARRY'S FOOD MART | 1 | PRESTO #58 PLANT | B | DISINFECT | B02 | DISINFECT/HYPOCHLORIN
6515100 | CIRCLE K #1880 | 1 | CIRCLE K #1880 | B | DISINFECT | B02 | DISINFECT/HYPOCHLORIN
6515102 | STAR 1 FOOD MART (FKA SPRINT NO. 6120) | 1 | JIFFY #20 | B | DISINFECT | B02 | DISINFECT/HYPOCHLORIN
6515104 | ANGELUS GROUP HOME | 1 | ANGELUS GROUP HOME | B | DISINFECT | B02 | DISINFECT/HYPOCHLORIN
6515104 | ANGELUS GROUP HOME | 1 | ANGELUS GROUP HOME | G | IRON REMOVAL | G25 | IRON RMVL/ION EXCHANGE
6515104 | ANGELUS GROUP HOME | 1 | ANGELUS GROUP HOME | H | SOFTENING | H25 | SOFTENING/ION EXCHANGE
6515105 | BLANTON EXPRESS | 1 | BLANTON EXPRESS PLANT | B | DISINFECT | B02 | DISINFECT/HYPOCHLORIN
6515111 | HANDY FOOD STORE #68 | 1 | HANDY FOOD STORE #68 PLANT | B | DISINFECT | B02 | DISINFECT/HYPOCHLORIN
6515112 | IDLEWILD BAPTIST CHURCH | 1 | FIRST BAP CHURCH PLANT | B | DISINFECT | B02 | DISINFECT/HYPOCHLORIN
6515114 | KING MOTEL & R.V. PARK | 1 | KING MOTEL & RV PK | B | DISINFECT | B02 | DISINFECT/HYPOCHLORIN
6515116 | SAND DOLLAR RV PARK | 1 | SAND DOLLAR R.V. PARK | B | DISINFECT | B02 | DISINFECT/HYPOCHLORIN
6515120 | LNT'S KICKSTAND SALOON | 1 | FRANK & TONY'S PUB & GRILLE | B | DISINFECT | B02 | DISINFECT/HYPOCHLORIN
6515121 | SCHMITT INC. | 1 | SCHMITT INC | B | DISINFECT | B02 | DISINFECT/HYPOCHLORIN
6515122 | UHL PLAZA | 1 | UHL PLAZA PLANT | B | DISINFECT | B02 | DISINFECT/HYPOCHLORIN
6515123 | SUNBURST RV PARK | 1 | SUNBURST RV PARK | B | DISINFECT | B02 | DISINFECT/HYPOCHLORIN
6515126 | MARKET USA/SOUTHLAND CITGO | 1 | MARKET USA | B | DISINFECT | B02 | DISINFECT/HYPOCHLORIN
6515131 | STRAWBERRY PATCH | 1 | STRAWBERRY PATCH | B | DISINFECT | B02 | DISINFECT/HYPOCHLORIN
6515135 | SOUTHERN LIVING R.V. PARK | 1 | SOUTHERN LIVING PLANT | B | DISINFECT | B02 | DISINFECT/HYPOCHLORIN
6515140 | PASCO RV PARK | 1 | PASCO RV PARK | B | DISINFECT | B02 | DISINFECT/HYPOCHLORIN
6515143 | BREEZY COURT | 1 | BREEZY COURT PLANT | B | DISINFECT | B02 | DISINFECT/HYPOCHLORIN
6515150 | CUMBERLAND FARMS #9751 | 1 | CUMBERLAND FARMS PLANT | B | DISINFECT | B02 | DISINFECT/HYPOCHLORIN
6515152 | PEACEFUL ACRES | 1 | PEACEFUL ACRES PLANT #1 | B | DISINFECT | B02 | DISINFECT/HYPOCHLORIN
6515154 | JEANETTE'S PLACE (FORMERLY NANNY ROSE) | 1 | JEANETTE'S PLACE | B | DISINFECT | B02 | DISINFECT/HYPOCHLORIN
6515158 | GRACE BAPTIST CHURCH | 1 | GRACE BAPTIST PLANT | B | DISINFECT | B02 | DISINFECT/HYPOCHLORIN
6515159 | COUNTRY OAKS RV PARK | 1 | COUNTRY OAKS | B | DISINFECT | B02 | DISINFECT/HYPOCHLORIN
6515161 | ST. LEO UNIVERSITY | 1 | ST. LEO UNIVERSITY PLANT #1 | B | DISINFECT | B01 | DISINFECT/GASEOUS CHLORIN
6515161 | ST. LEO UNIVERSITY | 1 | ST. LEO UNIVERSITY PLANT #1 | B | DISINFECT | B02 | DISINFECT/HYPOCHLORIN
6515161 | ST. LEO UNIVERSITY | 2 | ST. LEO UNIVERSITY PLANT #2 | B | DISINFECT | B02 | DISINFECT/HYPOCHLORIN
6515174 | CHANCEY ROAD CHRISTIAN CHURCH | 1 | CHANCEY RD. PLANT | B | DISINFECT | B02 | DISINFECT/HYPOCHLORIN
6515176 | CREWS LAKE PARK | 1 | CREWS LAKE WTP | B | DISINFECT | B02 | DISINFECT/HYPOCHLORIN
6515178 | EDDIE'S ROLLER RINK | 1 | EDDIE'S ROLLER RINK | B | DISINFECT | B02 | DISINFECT/HYPOCHLORIN
6515179 | SOUTH FORK MHP | 1 | SOUTH FORK WTP | B | DISINFECT | B02 | DISINFECT/HYPOCHLORIN
6515180 | LAKE PADGETT SQUARE | 1 | LAKE PADGETT SQUARE | B | DISINFECT | B02 | DISINFECT/HYPOCHLORIN
6515181 | KINGDOM HALL OF JEHOVAH'S WITNESSES | 1 | KINGDOM HALL PLANT | B | DISINFECT | B02 | DISINFECT/HYPOCHLORIN
6515186 | WITHLACOOCHEE RIVER PARK | 1 | WITHLACOOCHEE PLANT | B | DISINFECT | B02 | DISINFECT/HYPOCHLORIN
6515187 | DARBY COMMUNITY CHURCH | 1 | AMELIA BAPTIST CHURCH WTP | B | DISINFECT | B02 | DISINFECT/HYPOCHLORIN
6515189 | VFW HALL POST 8154 | 1 | V.F.W. PLANT | B | DISINFECT | B02 | DISINFECT/HYPOCHLORIN
6515190 | LAKE PADGETT PARK | 1 | LAKE PADGETT PARK | B | DISINFECT | B02 | DISINFECT/HYPOCHLORIN
6515191 | VAUGHANS COUNTRY STORE | 1 | VAUGHANS COUNTRY STORE | B | DISINFECT | B02 | DISINFECT/HYPOCHLORIN
6515193 | LAKEVIEW BAPTIST CHURCH | 1 | LAKEVIEW BAPTIST CHURCH | B | DISINFECT | B02 | DISINFECT/HYPOCHLORIN
6515194 | C BARN (FLEET MAINTENANCE) | 2 | PLANT #2 | B | DISINFECT | B02 | DISINFECT/HYPOCHLORIN
6515195 | HIGH OAKS TRAILER PARK | 1 | HIGH OAKS T. P. | B | DISINFECT | B02 | DISINFECT/HYPOCHLORIN
6515199 | IGLESIA RENACER CHURCH | 1 | SHADY HILLS WESLEYAN CHURCH | B | DISINFECT | B02 | DISINFECT/HYPOCHLORIN
6515200 | ST. MARY'S CATHOLIC CHURCH | 1 | ST. MARY'S | B | DISINFECT | B02 | DISINFECT/HYPOCHLORIN
6515202 | VICTORIOUS LIFE CHURCH | 1 | VICTORIOUS LIFE CHURCH PLANT | B | DISINFECT | B02 | DISINFECT/HYPOCHLORIN
6515204 | SUGAR LANE M.H.P. | 1 | SUGAR LANE M.H.P. | B | DISINFECT | B02 | DISINFECT/HYPOCHLORIN
6515207 | THE SHOW PALACE DINNER THEATER | 1 | JOYLAND III | B | DISINFECT | B02 | DISINFECT/HYPOCHLORIN
6515208 | KEENE'S ADULT MHP | 1 | KEENE'S MOBILE HOME PARK | B | DISINFECT | B02 | DISINFECT/HYPOCHLORIN
6515210 | GROVE RIDGE ESTATES | 1 | GROVE RIDGE ESTATES | B | DISINFECT | B02 | DISINFECT/HYPOCHLORIN
6515211 | FIRST CONGREGATIONAL CHURCH | 1 | BRADFORD UNITD CHRCH OF CHRIST | B | DISINFECT | B02 | DISINFECT/HYPOCHLORIN
6515216 | BLANTON BAPTIST CHURCH | 1 | BLANTON BAPTIST CHURCH | B | DISINFECT | B02 | DISINFECT/HYPOCHLORIN
6515219 | FARM BASKET | 1 | FARM BASKET | B | DISINFECT | B02 | DISINFECT/HYPOCHLORIN
6515223 | RIVER BOAT CLUB | 1 | RIVER BOAT CLUB | B | DISINFECT | B02 | DISINFECT/HYPOCHLORIN
6515225 | OAK HILL MHP | 1 | OAK HILL MHP | B | DISINFECT | B02 | DISINFECT/HYPOCHLORIN
6515229 | COUNTRY ACRES MHP | 1 | COUNTRY ACRES MHP | B | DISINFECT | B02 | DISINFECT/HYPOCHLORIN
6515230 | ODESSA PARK | 1 | P.C.P.E. ODESSA PARK | B | DISINFECT | B02 | DISINFECT/HYPOCHLORIN
6515231 | GONZALEZ BROTHERS HARVESTING | 1 | GONZALEZ BROS HARVESTING | B | DISINFECT | B02 | DISINFECT/HYPOCHLORIN
6515234 | TAMPA BAY WATER/LAKE BRIDGE | 1 | CYPRESS BRIDGE WTP TO REGIONAL | B | DISINFECT | B01 | DISINFECT/GASEOUS CHLORIN
6515234 | TAMPA BAY WATER/LAKE BRIDGE | 1 | CYPRESS BRIDGE WTP TO REGIONAL | D | CORROSION CONTROL | D19 | CORR-CTRL/PH ADJUSTMENT
6515235 | BIG CHAMP (SEDDHI LLC) | 1 | BIG CHAMP | B | DISINFECT | B02 | DISINFECT/HYPOCHLORIN
6515236 | RICHLAND BAPTIST CHURCH | 1 | RICHLAND BAPTIST | B | DISINFECT | B02 | DISINFECT/HYPOCHLORIN
6515237 | OLSEN APARTMENTS | 1 | OLSEN APARTMENTS | B | DISINFECT | B02 | DISINFECT/HYPOCHLORIN
6515238 | HUNGRY HARRY'S REST. | 1 | HUNGRY HARRY'S PLANT | B | DISINFECT | B02 | DISINFECT/HYPOCHLORIN
6515240 | RINALDO COMMERCIAL PARK | 1 | RINALDO COMMERCIAL PARK WTP | B | DISINFECT | B02 | DISINFECT/HYPOCHLORIN
6515247 | PASCO CHEVROLET BUICK GMC | 1 | BUDDY FOSTER PLANT | B | DISINFECT | B02 | DISINFECT/HYPOCHLORIN
6515249 | CHURCH OF THE LATTER DAY SAINTS | 1 | CHURCH OF LATTER DAY PLANT | B | DISINFECT | B02 | DISINFECT/HYPOCHLORIN
6515250 | PCUD-LAKE JOVITA GOLF AND C.C. | 1 | LAKE JOVITA (WELL 1 AND 2) | B | DISINFECT | B02 | DISINFECT/HYPOCHLORIN
6515251 | DENNIS REALTY AND INVESTMENT | 1 | DENNIS REALTY PLANT | B | DISINFECT | B02 | DISINFECT/HYPOCHLORIN
6515257 | ALL KIDS ACADEMY | 1 | ALL KIDS ACADEMY | B | DISINFECT | B02 | DISINFECT/HYPOCHLORIN
6515258 | SUNCOAST PKWY TOLL PLAZA 2B (RIDGE RD) | 1 | SUNCOAST PARKWAY SECTION 2B | B | DISINFECT | B02 | DISINFECT/HYPOCHLORIN
6515260 | SUNCOAST PKWY/SEC#4/TOLL PLAZA | 1 | SUNCOAST PARKWAY SECTION 4 | B | DISINFECT | B02 | DISINFECT/HYPOCHLORIN
6515269 | SORELLE RESTAURANT | 1 | SORELLE RES/PLANT | B | DISINFECT | B02 | DISINFECT/HYPOCHLORIN
6515270 | SUNNY ACRES | 1 | SUNNY ACRES PLANT | B | DISINFECT | B02 | DISINFECT/HYPOCHLORIN
6515277 | ACADEMY AT THE FARM | 1 | ACADEMY AT THE FARM PLANT | B | DISINFECT | B02 | DISINFECT/HYPOCHLORIN
6515278 | CREATIVE TIMES ACADEMY | 1 | CTA PLANT | B | DISINFECT | B02 | DISINFECT/HYPOCHLORIN
6515279 | SAN ANTONIO COMMUNITY CHURCH | 1 | PLANT 1 | B | DISINFECT | B02 | DISINFECT/HYPOCHLORIN
6515283 | HICKS ROAD TRAILER PARK | 1 | PLANT #1 | B | DISINFECT | B02 | DISINFECT/HYPOCHLORIN
6515286 | WILDERNESS LAKE CHURCH | 1 | CCC PLANT #1 | B | DISINFECT | B02 | DISINFECT/HYPOCHLORIN
6515289 | OAKS COMMERCE CENTER | 1 | OCC PLANT#1 | B | DISINFECT | B02 | DISINFECT/HYPOCHLORIN
6515290 | WILLOW BEND COMMUNITY CHURCH | 1 | WILLOW BEND CHURCH PLANT | B | DISINFECT | B02 | DISINFECT/HYPOCHLORIN
6515291 | CHARLIE'S ST. JOE MARKET (FKA CUMBEE) | 1 | CUMBEE CORNER STORE PLANT# 1 | B | DISINFECT | B02 | DISINFECT/HYPOCHLORIN
6515293 | SACRED HEART CATHOLIC CHURCH | 1 | SACRED HEART CHURCH | B | DISINFECT | B02 | DISINFECT/HYPOCHLORIN
6515294 | SMILES AND GIGGLES HEALTH PLAZA | 1 | SEC BUSINESS PARK | B | DISINFECT | B02 | DISINFECT/HYPOCHLORIN
6515296 | TRINITY BAPTIST CHURCH | 1 | TRINITY BAPTIST CHURCH WTP | B | DISINFECT | B02 | DISINFECT/HYPOCHLORIN
6515300 | HOPE YOUTH RANCH | 1 | HOPE YOUTH RANCH WTP | B | DISINFECT | B02 | DISINFECT/HYPOCHLORIN
6515302 | THUNDER TAVERN | 1 | GUYSTER PLANT | B | DISINFECT | B02 | DISINFECT/HYPOCHLORIN
6515310 | HATFIELD COUNTRY MUSIC | 1 | HATFIELD COUNTRY MUSIC | B | DISINFECT | B02 | DISINFECT/HYPOCHLORIN
6520135 | BELLEAIR WATER PLANT | 1 | BELLEAIR WATER PLANT | B | DISINFECT | B01 | DISINFECT/GASEOUS CHLORIN
6520135 | BELLEAIR WATER PLANT | 1 | BELLEAIR WATER PLANT | C | PARTICLE REMOVAL | C14 | PART-RMVL/RAPID SAND FIL
6520135 | BELLEAIR WATER PLANT | 1 | BELLEAIR WATER PLANT | D | CORROSION CONTROL | D18 | CORR-CTRL/SEQUESTATION
6520135 | BELLEAIR WATER PLANT | 1 | BELLEAIR WATER PLANT | G | IRON REMOVAL | G20 | IRON RMVL/AERATION
6520135 | BELLEAIR WATER PLANT | 1 | BELLEAIR WATER PLANT | Z | OTHER | Z27 | OTHER/FLUORIDATION
6520242 | CAMP SOULE(BOY SCOUTS OF AMER) | 1 | CAMP SOULE PLANT | B | DISINFECT | B02 | DISINFECT/HYPOCHLORIN
6520336 | CLEARWATER WATER SYSTEM | 1 | WTP 1 - 1657 PALMETTO ST | B | DISINFECT | B02 | DISINFECT/HYPOCHLORIN
6520336 | CLEARWATER WATER SYSTEM | 1 | WTP 1 - 1657 PALMETTO ST | B | DISINFECT | B04 | DISINFECT/CHLORAMINES
6520336 | CLEARWATER WATER SYSTEM | 1 | WTP 1 - 1657 PALMETTO ST | B | DISINFECT | B20 | DISINFECT/AERATION
6520336 | CLEARWATER WATER SYSTEM | 1 | WTP 1 - 1657 PALMETTO ST | C | PARTICLE REMOVAL | C10 | PART-RMVL/COAGULATION
6520336 | CLEARWATER WATER SYSTEM | 1 | WTP 1 - 1657 PALMETTO ST | C | PARTICLE REMOVAL | C15 | PART-RMVL/PRESS SAND FILT
6520336 | CLEARWATER WATER SYSTEM | 1 | WTP 1 - 1657 PALMETTO ST | C | PARTICLE REMOVAL | C26 | PART-RMVL/REVERSE OSMOSIS
6520336 | CLEARWATER WATER SYSTEM | 1 | WTP 1 - 1657 PALMETTO ST | C | PARTICLE REMOVAL | C29 | PART-RMVL/CARTRIDGE FILTR
6520336 | CLEARWATER WATER SYSTEM | 1 | WTP 1 - 1657 PALMETTO ST | D | CORROSION CONTROL | D18 | CORR-CTRL/SEQUESTATION
6520336 | CLEARWATER WATER SYSTEM | 1 | WTP 1 - 1657 PALMETTO ST | D | CORROSION CONTROL | D19 | CORR-CTRL/PH ADJUSTMENT
6520336 | CLEARWATER WATER SYSTEM | 2 | WTP 2 - 21133 US 19 NO. | B | DISINFECT | B04 | DISINFECT/CHLORAMINES
6520336 | CLEARWATER WATER SYSTEM | 2 | WTP 2 - 21133 US 19 NO. | C | PARTICLE REMOVAL | C26 | PART-RMVL/REVERSE OSMOSIS
6520336 | CLEARWATER WATER SYSTEM | 2 | WTP 2 - 21133 US 19 NO. | C | PARTICLE REMOVAL | C29 | PART-RMVL/CARTRIDGE FILTR
6520336 | CLEARWATER WATER SYSTEM | 2 | WTP 2 - 21133 US 19 NO. | D | CORROSION CONTROL | D18 | CORR-CTRL/SEQUESTATION
6520336 | CLEARWATER WATER SYSTEM | 2 | WTP 2 - 21133 US 19 NO. | E | TASTE-ODOR CONTROL | E05 | T-O CTRL/OZONATION
6520336 | CLEARWATER WATER SYSTEM | 3 | WTP 3 - 2775 STATE RD 580 | B | DISINFECT | B04 | DISINFECT/CHLORAMINES
6520336 | CLEARWATER WATER SYSTEM | 3 | WTP 3 - 2775 STATE RD 580 | D | CORROSION CONTROL | D18 | CORR-CTRL/SEQUESTATION
6520336 | CLEARWATER WATER SYSTEM | 3 | WTP 3 - 2775 STATE RD 580 | E | TASTE-ODOR CONTROL | E20 | T-O CTRL/AERATION
6520486 | DUNEDIN WATER SYSTEM | 1 | DUNEDIN CR 1 PLANT | B | DISINFECT | B01 | DISINFECT/GASEOUS CHLORIN
6520486 | DUNEDIN WATER SYSTEM | 1 | DUNEDIN CR 1 PLANT | B | DISINFECT | B02 | DISINFECT/HYPOCHLORIN
6520486 | DUNEDIN WATER SYSTEM | 1 | DUNEDIN CR 1 PLANT | C | PARTICLE REMOVAL | C15 | PART-RMVL/PRESS SAND FILT
6520486 | DUNEDIN WATER SYSTEM | 1 | DUNEDIN CR 1 PLANT | C | PARTICLE REMOVAL | C29 | PART-RMVL/CARTRIDGE FILTR
6520486 | DUNEDIN WATER SYSTEM | 1 | DUNEDIN CR 1 PLANT | D | CORROSION CONTROL | D19 | CORR-CTRL/PH ADJUSTMENT
6520486 | DUNEDIN WATER SYSTEM | 1 | DUNEDIN CR 1 PLANT | E | TASTE-ODOR CONTROL | E28 | T-O CTRL/PACKED TWR-AERA
6520486 | DUNEDIN WATER SYSTEM | 1 | DUNEDIN CR 1 PLANT | F | ORGN-RMVL | F28 | ORGN-RMVL/PACKED TWR-AERA
6520486 | DUNEDIN WATER SYSTEM | 1 | DUNEDIN CR 1 PLANT | G | IRON REMOVAL | G31 | IRON RMVL/PERMANGANATE
6520486 | DUNEDIN WATER SYSTEM | 1 | DUNEDIN CR 1 PLANT | H | SOFTENING | H26 | SOFTENING/REVERSE OSMOSIS
6520486 | DUNEDIN WATER SYSTEM | 1 | DUNEDIN CR 1 PLANT | Z | OTHER | Z27 | OTHER/FLUORIDATION
6520705 | GULFPORT WATER SYSTEM | 1 | GULFPORT DISTRIBUTION ONLY | A | NO TRTMT | A | NO TRTMT
6521000 | LAKE TARPON MOBILE HOME VILLAG | 1 | LAKE TARPON MOBILE HOME VILLAG | B | DISINFECT | B01 | DISINFECT/GASEOUS CHLORIN
6521000 | LAKE TARPON MOBILE HOME VILLAG | 1 | LAKE TARPON MOBILE HOME VILLAG | B | DISINFECT | B04 | DISINFECT/CHLORAMINES
6521405 | PINELLAS COUNTY UTILITIES | 1 | PINELLAS COUNTY KELLER 1 | B | DISINFECT | B01 | DISINFECT/GASEOUS CHLORIN
6521405 | PINELLAS COUNTY UTILITIES | 1 | PINELLAS COUNTY KELLER 1 | B | DISINFECT | B02 | DISINFECT/HYPOCHLORIN
6521405 | PINELLAS COUNTY UTILITIES | 1 | PINELLAS COUNTY KELLER 1 | B | DISINFECT | B04 | DISINFECT/CHLORAMINES
6521405 | PINELLAS COUNTY UTILITIES | 1 | PINELLAS COUNTY KELLER 1 | D | CORROSION CONTROL | D18 | CORR-CTRL/SEQUESTATION
6521405 | PINELLAS COUNTY UTILITIES | 1 | PINELLAS COUNTY KELLER 1 | D | CORROSION CONTROL | D19 | CORR-CTRL/PH ADJUSTMENT
6521405 | PINELLAS COUNTY UTILITIES | 1 | PINELLAS COUNTY KELLER 1 | E | TASTE-ODOR CONTROL | E20 | T-O CTRL/AERATION
6521405 | PINELLAS COUNTY UTILITIES | 1 | PINELLAS COUNTY KELLER 1 | Z | OTHER | Z27 | OTHER/FLUORIDATION
6521406 | PINELLAS PARK WATER DEPT | 1 | PINELLAS PARK BOOSTER STA. (2) | A | NO TRTMT | A | NO TRTMT
6521406 | PINELLAS PARK WATER DEPT | 1 | PINELLAS PARK BOOSTER STA. (2) | B | DISINFECT | B01 | DISINFECT/GASEOUS CHLORIN
6521417 | OLDSMAR WATER SYSTEM | 1 | OLDSMAR WATER PLANT | A | NO TRTMT | A | NO TRTMT
6521417 | OLDSMAR WATER SYSTEM | 1 | OLDSMAR WATER PLANT | B | DISINFECT | B02 | DISINFECT/HYPOCHLORIN
6521417 | OLDSMAR WATER SYSTEM | 1 | OLDSMAR WATER PLANT | C | PARTICLE REMOVAL | C26 | PART-RMVL/REVERSE OSMOSIS
6521417 | OLDSMAR WATER SYSTEM | 1 | OLDSMAR WATER PLANT | Z | OTHER | Z27 | OTHER/FLUORIDATION
6521576 | SAFETY HARBOR WATER DEPT | 1 | SAFETY HARBOR DISTRIBUTION | A | NO TRTMT | A | NO TRTMT
6521680 | SOUTHERN COMFORT MHP | 1 | SOUTHERN COMFORT MHP PLANT | B | DISINFECT | B02 | DISINFECT/HYPOCHLORIN
6521715 | ST PETERSBURG CITY OF | 1 | COSME WATER TREATMENT PLANT | B | DISINFECT | B01 | DISINFECT/GASEOUS CHLORIN
6521715 | ST PETERSBURG CITY OF | 1 | COSME WATER TREATMENT PLANT | C | PARTICLE REMOVAL | C10 | PART-RMVL/COAGULATION
6521715 | ST PETERSBURG CITY OF | 1 | COSME WATER TREATMENT PLANT | C | PARTICLE REMOVAL | C11 | PART-RMVL/FLOCCULATION
6521715 | ST PETERSBURG CITY OF | 1 | COSME WATER TREATMENT PLANT | C | PARTICLE REMOVAL | C14 | PART-RMVL/RAPID SAND FIL
6521715 | ST PETERSBURG CITY OF | 1 | COSME WATER TREATMENT PLANT | E | TASTE-ODOR CONTROL | E20 | T-O CTRL/AERATION
6521715 | ST PETERSBURG CITY OF | 1 | COSME WATER TREATMENT PLANT | E | TASTE-ODOR CONTROL | E25 | T-O CTRL/ION EXCHANGE
6521715 | ST PETERSBURG CITY OF | 1 | COSME WATER TREATMENT PLANT | H | SOFTENING | H09 | SOFTENING/RAPID MIX
6521715 | ST PETERSBURG CITY OF | 1 | COSME WATER TREATMENT PLANT | H | SOFTENING | H12 | SOFTENING/SEDIMENTATION
6521715 | ST PETERSBURG CITY OF | 1 | COSME WATER TREATMENT PLANT | H | SOFTENING | H17 | SOFTENING/SLUDGE TRTMT
6521715 | ST PETERSBURG CITY OF | 1 | COSME WATER TREATMENT PLANT | H | SOFTENING | H24 | SOFTENING/LIME-SODA
6521715 | ST PETERSBURG CITY OF | 1 | COSME WATER TREATMENT PLANT | Z | OTHER | Z18 | OTHER/SEQUESTATION
6521715 | ST PETERSBURG CITY OF | 1 | COSME WATER TREATMENT PLANT | Z | OTHER | Z27 | OTHER/FLUORIDATION
6521784 | TARPON SPRINGS WATER SYSTEM | 1 | TARPON SP WELL #1 GROSSE AVE. | B | DISINFECT | B04 | DISINFECT/CHLORAMINES
6521784 | TARPON SPRINGS WATER SYSTEM | 2 | TARPON SP WELL #2 TARPON AVE | B | DISINFECT | B04 | DISINFECT/CHLORAMINES
6521784 | TARPON SPRINGS WATER SYSTEM | 2 | TARPON SP WELL #2 TARPON AVE | D | CORROSION CONTROL | D18 | CORR-CTRL/SEQUESTATION
6521784 | TARPON SPRINGS WATER SYSTEM | 3 | TARPON SP WELL #3 HIGHLAND AV | B | DISINFECT | B04 | DISINFECT/CHLORAMINES
6524777 | INNISBROOK RESORT AND GOLF CLUB | 1 | INNISBROOK RESORT & GOLF CLUB | H | SOFTENING | H25 | SOFTENING/ION EXCHANGE
6530020 | A-OK CAMPGROUND | 1 | A-OK WATER PLANT | B | DISINFECT | B02 | DISINFECT/HYPOCHLORIN
6530027 | FROSTPROOF CHILD DEVEL CENTER | 1 | FROSTPROOF C. D. C. WTP | B | DISINFECT | B02 | DISINFECT/HYPOCHLORIN
6530039 | CITROSUCO NORTH AMERICANINC. | 1 | CITROSUCO MAIN WATER PLANT | B | DISINFECT | B01 | DISINFECT/GASEOUS CHLORIN
6530054 | ALTURAS ELEMENTARY | 1 | ALTURAS ELEMENTARY WATER PLANT | B | DISINFECT | B02 | DISINFECT/HYPOCHLORIN
6530054 | ALTURAS ELEMENTARY | 1 | ALTURAS ELEMENTARY WATER PLANT | F | ORGN-RMVL | F23 | ORGN-RMVL/GAC ADDITION
6530057 | ALTURAS UTILITIES | 1 | ALTURAS WATER PLANT | B | DISINFECT | B02 | DISINFECT/HYPOCHLORIN
6530079 | GIBSONIA ESTATES WATER SYSTEM | 1 | GIBSONIA ESTATES WTP | B | DISINFECT | B02 | DISINFECT/HYPOCHLORIN
6530090 | AUBURNDALE CITY OF | 1 | ATLANTIC WTP | B | DISINFECT | B02 | DISINFECT/HYPOCHLORIN
6530090 | AUBURNDALE CITY OF | 1 | ATLANTIC WTP | E | TASTE-ODOR CONTROL | E21 | T-O CTRL/PAC ADDITION
6530090 | AUBURNDALE CITY OF | 1 | ATLANTIC WTP | E | TASTE-ODOR CONTROL | E28 | T-O CTRL/PACKED TWR-AERA
6530090 | AUBURNDALE CITY OF | 1 | ATLANTIC WTP | Z | OTHER | Z27 | OTHER/FLUORIDATION
6530090 | AUBURNDALE CITY OF | 2 | WINONA PARK WTP | B | DISINFECT | B02 | DISINFECT/HYPOCHLORIN
6530090 | AUBURNDALE CITY OF | 2 | WINONA PARK WTP | Z | OTHER | Z27 | OTHER/FLUORIDATION
6530090 | AUBURNDALE CITY OF | 3 | BERKLEY WTP | B | DISINFECT | B02 | DISINFECT/HYPOCHLORIN
6530090 | AUBURNDALE CITY OF | 3 | BERKLEY WTP | E | TASTE-ODOR CONTROL | E20 | T-O CTRL/AERATION
6530090 | AUBURNDALE CITY OF | 3 | BERKLEY WTP | Z | OTHER | Z27 | OTHER/FLUORIDATION
6530091 | G & H MOBILE HOME PARK INC | 1 | G & H MHP WTP | B | DISINFECT | B02 | DISINFECT/HYPOCHLORIN
6530098 | BABSON PARK | 1 | BABSON PARK PLANT # 1 | B | DISINFECT | B02 | DISINFECT/HYPOCHLORIN
6530098 | BABSON PARK | 1 | BABSON PARK PLANT # 1 | F | ORGN-RMVL | F23 | ORGN-RMVL/GAC ADDITION
6530098 | BABSON PARK | 1 | BABSON PARK PLANT # 1 | D | CORROSION CONTROL | D36 | CORR-CTRL/CORROSION INHIB
6530098 | BABSON PARK | 2 | BABSON PARK PLANT # 2 | D | CORROSION CONTROL | D36 | CORR-CTRL/CORROSION INHIB
6530098 | BABSON PARK | 2 | BABSON PARK PLANT # 2 | B | DISINFECT | B01 | DISINFECT/GASEOUS CHLORIN
6530098 | BABSON PARK | 2 | BABSON PARK PLANT # 2 | F | ORGN-RMVL | F23 | ORGN-RMVL/GAC ADDITION
6530101 | RIPLEY'S SUNRISE COVE | 1 | RIPLEY'S SUNRISE WATER PLANT | B | DISINFECT | B02 | DISINFECT/HYPOCHLORIN
6530169 | BOBBIE'S BUSY BEE | 1 | BOBBIE'S BUSY BEE WATER PLANT | B | DISINFECT | B02 | DISINFECT/HYPOCHLORIN
6530170 | BOB'S LANDING MOBILE HOME PARK | 1 | BOB'S LANDING WATER PLANT | B | DISINFECT | B02 | DISINFECT/HYPOCHLORIN
6530170 | BOB'S LANDING MOBILE HOME PARK | 1 | BOB'S LANDING WATER PLANT | H | SOFTENING | H25 | SOFTENING/ION EXCHANGE
6530181 | SAMS MOBILE HOME PARK | 1 | SAMS MHP WTP #1 | B | DISINFECT | B02 | DISINFECT/HYPOCHLORIN
6530195 | SOUTHWINDS MOBILE HOME PARK | 1 | SOUTHWIND M.H.P. W.T.P. | B | DISINFECT | B02 | DISINFECT/HYPOCHLORIN
6530223 | CALVARY ASSEMBLY OF GOD | 1 | CALVARY ASSEMBLY WATER PLANT | B | DISINFECT | B02 | DISINFECT/HYPOCHLORIN
6530223 | CALVARY ASSEMBLY OF GOD | 1 | CALVARY ASSEMBLY WATER PLANT | D | CORROSION CONTROL | D36 | CORR-CTRL/CORROSION INHIB
6530228 | CALVARY ACADEMY | 1 | CORNERSTONE WTP | B | DISINFECT | B02 | DISINFECT/HYPOCHLORIN
6530239 | CAMP MACK'S RIVER RESORT | 1 | CAMP MACK W.T.P. | B | DISINFECT | B02 | DISINFECT/HYPOCHLORIN
6530245 | CAMP WINGMANN | 1 | CAMP WIGMANN WTP | B | DISINFECT | B02 | DISINFECT/HYPOCHLORIN
6530253 | BEJUST QUICK MART LLC | 1 | EIGHTY FOOT RD FOODS | B | DISINFECT | B02 | DISINFECT/HYPOCHLORIN
6530261 | CHRISTMAS TREE TP | 1 | CHRISTMAS TREE W.T.P. #1 | B | DISINFECT | B02 | DISINFECT/HYPOCHLORIN
6530262 | LA CASA CONDOMINIUM | 1 | LA CASA CONDO W.T.P. | B | DISINFECT | B02 | DISINFECT/HYPOCHLORIN
6530303 | CIRCLE F DUDE RANCH | 1 | CIRCLE F DUDE RANCH PLANT #1 | B | DISINFECT | B02 | DISINFECT/HYPOCHLORIN
6530303 | CIRCLE F DUDE RANCH | 2 | CIRCLE F DUDE RANCH PLANT #2 | B | DISINFECT | B02 | DISINFECT/HYPOCHLORIN
6530304 | SABAL PALMS TRAILER PARK | 1 | SABAL PALMS T.P. WATER PLANT | B | DISINFECT | B02 | DISINFECT/HYPOCHLORIN
6530313 | FLORIDA'S NATURAL GROWERS INC. | 6 | FLORIDA'S NATURAL WTP #6 | B | DISINFECT | B02 | DISINFECT/HYPOCHLORIN
6530315 | BARTOW CITY OF | 5 | STATE ROAD 555 PLANT #5 | B | DISINFECT | B02 | DISINFECT/HYPOCHLORIN
6530315 | BARTOW CITY OF | 10 | 8.75 WTP #10 | Z | OTHER | Z27 | OTHER/FLUORIDATION
6530315 | BARTOW CITY OF | 10 | 8.75 WTP #10 | Z | OTHER | Z19 | OTHER/PH ADJUSTMENT
6530315 | BARTOW CITY OF | 10 | 8.75 WTP #10 | Z | OTHER | Z13 | OTHER/SLOW SAND FILTR
6530315 | BARTOW CITY OF | 10 | 8.75 WTP #10 | H | SOFTENING | H24 | SOFTENING/LIME-SODA
6530315 | BARTOW CITY OF | 10 | 8.75 WTP #10 | D | CORROSION CONTROL | D36 | CORR-CTRL/CORROSION INHIB
6530315 | BARTOW CITY OF | 10 | 8.75 WTP #10 | B | DISINFECT | B01 | DISINFECT/GASEOUS CHLORIN
6530320 | CITY OF FORT MEADE | 1 | FT. MEADE W.T.P. | E | TASTE-ODOR CONTROL | E20 | T-O CTRL/AERATION
6530320 | CITY OF FORT MEADE | 1 | FT. MEADE W.T.P. | B | DISINFECT | B01 | DISINFECT/GASEOUS CHLORIN
6530321 | LAKE ALFRED CITY OF | 1 | LAKE ALFRED WATER PLANT | B | DISINFECT | B02 | DISINFECT/HYPOCHLORIN
6530321 | LAKE ALFRED CITY OF | 1 | LAKE ALFRED WATER PLANT | Z | OTHER | Z27 | OTHER/FLUORIDATION
6530321 | LAKE ALFRED CITY OF | 1 | LAKE ALFRED WATER PLANT | F | ORGN-RMVL | F23 | ORGN-RMVL/GAC ADDITION
6530321 | LAKE ALFRED CITY OF | 1 | LAKE ALFRED WATER PLANT | E | TASTE-ODOR CONTROL | E20 | T-O CTRL/AERATION
6530321 | LAKE ALFRED CITY OF | 3 | MARIANA ACRES W.T.P. | B | DISINFECT | B01 | DISINFECT/GASEOUS CHLORIN
6530321 | LAKE ALFRED CITY OF | 3 | MARIANA ACRES W.T.P. | E | TASTE-ODOR CONTROL | E20 | T-O CTRL/AERATION
6530345 | MCKENZIE'S MOBILE HOME PARK | 1 | MCKENZIE'S MHP WTP | B | DISINFECT | B02 | DISINFECT/HYPOCHLORIN
6530399 | MOUSE MOUNTAIN RV RESORT/MHP | 1 | MOUSE MOUNTAIN R.V RESORT WTP | B | DISINFECT | B02 | DISINFECT/HYPOCHLORIN
6530407 | CROFT'S MOBILE HOME PARK | 1 | CROFT'S WATER PLANT | B | DISINFECT | B02 | DISINFECT/HYPOCHLORIN
6530408 | PARK WATER COMPANY | 1 | PARK WATER CO. WATER PLANT | B | DISINFECT | B01 | DISINFECT/GASEOUS CHLORIN
6530418 | CYPRESS GARDENS M.H. & R.V. PARK | 1 | CYPRESS GARDENS MH & RV WTP. | B | DISINFECT | B02 | DISINFECT/HYPOCHLORIN
6530421 | OAK HAVEN MOBILE HOME PARK | 1 | OAK HAVEN MHP WTP | B | DISINFECT | B02 | DISINFECT/HYPOCHLORIN
6530431 | DAVENPORT CITY OF | 1 | DAVENPORT W.T.P. # 1 | B | DISINFECT | B02 | DISINFECT/HYPOCHLORIN
6530431 | DAVENPORT CITY OF | 2 | DAVENPORT W.T.P. # 2 | B | DISINFECT | B01 | DISINFECT/GASEOUS CHLORIN
6530431 | DAVENPORT CITY OF | 2 | DAVENPORT W.T.P. # 2 | B | DISINFECT | B02 | DISINFECT/HYPOCHLORIN
6530431 | DAVENPORT CITY OF | 2 | DAVENPORT W.T.P. # 2 | E | TASTE-ODOR CONTROL | E20 | T-O CTRL/AERATION
6530460 | POLK CITY MARATHON | 1 | POLK CITY MARATHON WATER PLANT | B | DISINFECT | B02 | DISINFECT/HYPOCHLORIN
6530485 | DUNDEE TOWN OF | 2 | RINER W.T.P. #2 | B | DISINFECT | B01 | DISINFECT/GASEOUS CHLORIN
6530485 | DUNDEE TOWN OF | 2 | RINER W.T.P. #2 | E | TASTE-ODOR CONTROL | E20 | T-O CTRL/AERATION
6530485 | DUNDEE TOWN OF | 3 | HICKORY WALK W.T.P. #3 | B | DISINFECT | B02 | DISINFECT/HYPOCHLORIN
6530485 | DUNDEE TOWN OF | 3 | HICKORY WALK W.T.P. #3 | B | DISINFECT | B20 | DISINFECT/AERATION
6530490 | GROW HEALTHY PROPERTIES LLC | 1 | LAKE WALES LLC WTP | B | DISINFECT | B02 | DISINFECT/HYPOCHLORIN
6530490 | GROW HEALTHY PROPERTIES LLC | 1 | LAKE WALES LLC WTP | R | RADS REMOVAL | R25 | RADS RMVL/ION EXCHANGE
6530491 | EZ FOOD STORE | 1 | EZ FOODS #11 WTP | B | DISINFECT | B02 | DISINFECT/HYPOCHLORIN
6530492 | EAGLE LAKE CITY OF | 1 | EAGLE LAKE WTP | B | DISINFECT | B01 | DISINFECT/GASEOUS CHLORIN
6530492 | EAGLE LAKE CITY OF | 1 | EAGLE LAKE WTP | E | TASTE-ODOR CONTROL | E20 | T-O CTRL/AERATION
6530498 | EAST TEMPLE BAPTIST CHURCH | 1 | EAST TEMPLE BAPTIST WTP | B | DISINFECT | B02 | DISINFECT/HYPOCHLORIN
6530521 | PRIME INCOME PROPERTIES - ELM LLC | 1 | ELIM'S WATER PLANT | B | DISINFECT | B02 | DISINFECT/HYPOCHLORIN
6530546 | EVERGREEN MHP | 1 | EVERGREEN MHP WATER PLANT | B | DISINFECT | B02 | DISINFECT/HYPOCHLORIN
6530573 | FISH HAVEN LLC | 1 | FISH HAVEN LODGE WATER PLANT | B | DISINFECT | B02 | DISINFECT/HYPOCHLORIN
6530581 | FLAMING ARROW B S CAMP | 1 | FLAMING ARROW WTP #1 | B | DISINFECT | B02 | DISINFECT/HYPOCHLORIN
6530617 | NORTHEAST | 1 | EDGEHILL WTP | D | CORROSION CONTROL | D36 | CORR-CTRL/CORROSION INHIB
6530617 | NORTHEAST | 1 | EDGEHILL WTP | B | DISINFECT | B01 | DISINFECT/GASEOUS CHLORIN
6530617 | NORTHEAST | 1 | EDGEHILL WTP | D | CORROSION CONTROL | D18 | CORR-CTRL/SEQUESTATION
6530617 | NORTHEAST | 1 | EDGEHILL WTP | E | TASTE-ODOR CONTROL | E20 | T-O CTRL/AERATION
6530617 | NORTHEAST | 4 | VAN FLEET WTP | D | CORROSION CONTROL | D18 | CORR-CTRL/SEQUESTATION
6530617 | NORTHEAST | 4 | VAN FLEET WTP | D | CORROSION CONTROL | D36 | CORR-CTRL/CORROSION INHIB
6530617 | NORTHEAST | 4 | VAN FLEET WTP | E | TASTE-ODOR CONTROL | E20 | T-O CTRL/AERATION
6530617 | NORTHEAST | 4 | VAN FLEET WTP | B | DISINFECT | B02 | DISINFECT/HYPOCHLORIN
6530617 | NORTHEAST | 5 | POLO DAVENPORT WTP | D | CORROSION CONTROL | D36 | CORR-CTRL/CORROSION INHIB
6530617 | NORTHEAST | 5 | POLO DAVENPORT WTP | B | DISINFECT | B02 | DISINFECT/HYPOCHLORIN
6530617 | NORTHEAST | 5 | POLO DAVENPORT WTP | D | CORROSION CONTROL | D18 | CORR-CTRL/SEQUESTATION
6530617 | NORTHEAST | 6 | LOMA LINDA WTP | D | CORROSION CONTROL | D18 | CORR-CTRL/SEQUESTATION
6530617 | NORTHEAST | 6 | LOMA LINDA WTP | D | CORROSION CONTROL | D36 | CORR-CTRL/CORROSION INHIB
6530617 | NORTHEAST | 6 | LOMA LINDA WTP | B | DISINFECT | B01 | DISINFECT/GASEOUS CHLORIN
6530617 | NORTHEAST | 9 | PROVIDENCE WTP | Z | OTHER | Z20 | OTHER/AERATION
6530617 | NORTHEAST | 9 | PROVIDENCE WTP | D | CORROSION CONTROL | D36 | CORR-CTRL/CORROSION INHIB
6530617 | NORTHEAST | 9 | PROVIDENCE WTP | B | DISINFECT | B02 | DISINFECT/HYPOCHLORIN
6530617 | NORTHEAST | 9 | PROVIDENCE WTP | D | CORROSION CONTROL | D18 | CORR-CTRL/SEQUESTATION
6530617 | NORTHEAST | 10 | HOLLY HILL WTP | B | DISINFECT | B02 | DISINFECT/HYPOCHLORIN
6530617 | NORTHEAST | 10 | HOLLY HILL WTP | D | CORROSION CONTROL | D18 | CORR-CTRL/SEQUESTATION
6530617 | NORTHEAST | 10 | HOLLY HILL WTP | E | TASTE-ODOR CONTROL | E20 | T-O CTRL/AERATION
6530623 | TWIN FOUNTAIN MOBILE HOME PARK | 1 | TWIN FOUNTAIN PLANT | B | DISINFECT | B02 | DISINFECT/HYPOCHLORIN
6530627 | FROSTPROOF CITY OF | 1 | FROSTPROOF WTP #1 | B | DISINFECT | B01 | DISINFECT/GASEOUS CHLORIN
6530627 | FROSTPROOF CITY OF | 1 | FROSTPROOF WTP #1 | B | DISINFECT | B02 | DISINFECT/HYPOCHLORIN
6530627 | FROSTPROOF CITY OF | 1 | FROSTPROOF WTP #1 | E | TASTE-ODOR CONTROL | E20 | T-O CTRL/AERATION
6530627 | FROSTPROOF CITY OF | 2 | FROSTPROOF WTP #4 | B | DISINFECT | B02 | DISINFECT/HYPOCHLORIN
6530627 | FROSTPROOF CITY OF | 2 | FROSTPROOF WTP #4 | B | DISINFECT | B01 | DISINFECT/GASEOUS CHLORIN
6530627 | FROSTPROOF CITY OF | 2 | FROSTPROOF WTP #4 | E | TASTE-ODOR CONTROL | E20 | T-O CTRL/AERATION
6530627 | FROSTPROOF CITY OF | 3 | FROSTPROOF WTP #5 | B | DISINFECT | B02 | DISINFECT/HYPOCHLORIN
6530627 | FROSTPROOF CITY OF | 3 | FROSTPROOF WTP #5 | E | TASTE-ODOR CONTROL | E20 | T-O CTRL/AERATION
6530677 | CYPRESS ACRES MOBILE HOME PARK | 1 | CYPRESS ACRES MHP WTP | B | DISINFECT | B02 | DISINFECT/HYPOCHLORIN
6530686 | GREEN ACRES S/D | 3 | GREEN ACRES PLANT NO. 3 | B | DISINFECT | B01 | DISINFECT/GASEOUS CHLORIN
6530692 | GRENELEFE RESORT UTILITY INC | 1 | EAST PLANT | D | CORROSION CONTROL | D36 | CORR-CTRL/CORROSION INHIB
6530692 | GRENELEFE RESORT UTILITY INC | 1 | EAST PLANT | B | DISINFECT | B02 | DISINFECT/HYPOCHLORIN
6530692 | GRENELEFE RESORT UTILITY INC | 2 | SOUTH PLANT | D | CORROSION CONTROL | D36 | CORR-CTRL/CORROSION INHIB
6530692 | GRENELEFE RESORT UTILITY INC | 2 | SOUTH PLANT | B | DISINFECT | B02 | DISINFECT/HYPOCHLORIN
6530698 | GROVE SHORES MOBILE HOME COMMUNITY | 1 | GROVE SHORES WATER PLANT | B | DISINFECT | B02 | DISINFECT/HYPOCHLORIN
6530717 | HAMMOCK LAKE MOBILE HOME PARK | 1 | HAMMOCK LAKE W.T.P | B | DISINFECT | B02 | DISINFECT/HYPOCHLORIN
6530718 | HAMMONDELL CAMPSITES | 1 | HAMMONDELL CAMPSITES | B | DISINFECT | B02 | DISINFECT/HYPOCHLORIN
6530720 | CIRCLE K # 7487 -DISTRICT 1410 | 1 | CIRCLE K #7487 PLANT | B | DISINFECT | B02 | DISINFECT/HYPOCHLORIN
6530723 | HAPPY DAY TR. PK. | 1 | HAPPY DAY TR PK WTP | B | DISINFECT | B02 | DISINFECT/HYPOCHLORIN
6530746 | SHADY OAKS MHP WATER SYSTEM | 1 | SHADY OAKS M.H.P. WATER PLANT | B | DISINFECT | B02 | DISINFECT/HYPOCHLORIN
6530759 | HIBISCUS GARDENS | 1 | HIBISCUS GARDENS WATER PLANT | B | DISINFECT | B02 | DISINFECT/HYPOCHLORIN
6530772 | HIGHLAND PARK | 1 | HIGHLAND PARK WATER PLANT | B | DISINFECT | B02 | DISINFECT/HYPOCHLORIN
6530772 | HIGHLAND PARK | 1 | HIGHLAND PARK WATER PLANT | E | TASTE-ODOR CONTROL | E20 | T-O CTRL/AERATION
6530811 | CYPRESS GARDENS CAMPGROUND & RV PARK | 1 | HOLIDAY TRAV-L-PARK WTP | B | DISINFECT | B02 | DISINFECT/HYPOCHLORIN
6530816 | LAKE WALES INN | 1 | HOLIDAY MOTEL WTP | B | DISINFECT | B02 | DISINFECT/HYPOCHLORIN
6530837 | PK & G HOSPITALITY | 1 | QUALITY INN WTP | B | DISINFECT | B02 | DISINFECT/HYPOCHLORIN
6530837 | PK & G HOSPITALITY | 1 | QUALITY INN WTP | H | SOFTENING | H07 | SOFTENING/OTHER DISINFECT
6530840 | LAND SOUTH OAKS MEADOW | 1 | KERN'S MHP WATER PLANT | B | DISINFECT | B02 | DISINFECT/HYPOCHLORIN
6530845 | HUNT BROTHERS PACKING CO | 1 | HUNT BROTHERS PACKING PLANT | B | DISINFECT | B02 | DISINFECT/HYPOCHLORIN
6530852 | SOUTHWEST/POLK COUNTY UTILITY | 1 | IMPERIAL LAKES WTP | E | TASTE-ODOR CONTROL | E20 | T-O CTRL/AERATION
6530852 | SOUTHWEST/POLK COUNTY UTILITY | 1 | IMPERIAL LAKES WTP | D | CORROSION CONTROL | D36 | CORR-CTRL/CORROSION INHIB
6530852 | SOUTHWEST/POLK COUNTY UTILITY | 1 | IMPERIAL LAKES WTP | D | CORROSION CONTROL | D19 | CORR-CTRL/PH ADJUSTMENT
6530852 | SOUTHWEST/POLK COUNTY UTILITY | 1 | IMPERIAL LAKES WTP | B | DISINFECT | B02 | DISINFECT/HYPOCHLORIN
6530852 | SOUTHWEST/POLK COUNTY UTILITY | 3 | TURNER ROAD WTP | D | CORROSION CONTROL | D19 | CORR-CTRL/PH ADJUSTMENT
6530852 | SOUTHWEST/POLK COUNTY UTILITY | 3 | TURNER ROAD WTP | D | CORROSION CONTROL | D36 | CORR-CTRL/CORROSION INHIB
6530852 | SOUTHWEST/POLK COUNTY UTILITY | 3 | TURNER ROAD WTP | E | TASTE-ODOR CONTROL | E20 | T-O CTRL/AERATION
6530852 | SOUTHWEST/POLK COUNTY UTILITY | 3 | TURNER ROAD WTP | B | DISINFECT | B02 | DISINFECT/HYPOCHLORIN
6530852 | SOUTHWEST/POLK COUNTY UTILITY | 8 | GUS STEWART PLANT | B | DISINFECT | B02 | DISINFECT/HYPOCHLORIN
6530852 | SOUTHWEST/POLK COUNTY UTILITY | 8 | GUS STEWART PLANT | E | TASTE-ODOR CONTROL | E20 | T-O CTRL/AERATION
6530852 | SOUTHWEST/POLK COUNTY UTILITY | 9 | POLLARD ROAD WTP | B | DISINFECT | B02 | DISINFECT/HYPOCHLORIN
6530852 | SOUTHWEST/POLK COUNTY UTILITY | 9 | POLLARD ROAD WTP | E | TASTE-ODOR CONTROL | E20 | T-O CTRL/AERATION
6530870 | KATHLEEN OAKS MHP | 1 | KATHLEEN OAKS WTP | B | DISINFECT | B02 | DISINFECT/HYPOCHLORIN
6530872 | PRESCO OF HOMELAND | 1 | PRESCO WTP | B | DISINFECT | B02 | DISINFECT/HYPOCHLORIN
6530900 | COSAC QUATERS MOTEL | 1 | HOWARD JOHNSON WTP | B | DISINFECT | B02 | DISINFECT/HYPOCHLORIN
6530915 | BRIARWOOD ESTATES | 1 | BRIARWOOD ESTATES WATER PLANT | B | DISINFECT | B02 | DISINFECT/HYPOCHLORIN
6530918 | KATHLEEN UNITED METHODIST | 1 | KATHLEEN UNITED METH. WTP | B | DISINFECT | B02 | DISINFECT/HYPOCHLORIN
6530923 | Y'ALL COME BACK SALOON | 1 | Y'ALL COME BACK SALOON WTP | B | DISINFECT | B02 | DISINFECT/HYPOCHLORIN
6530955 | PARADISE ISLAND CAMPGROUND | 1 | PARADISE ISLAND C. G. WTP #1 | B | DISINFECT | B02 | DISINFECT/HYPOCHLORIN
6530956 | CAMP INN RESORTS | 2 | CAMP INN RESORTS | B | DISINFECT | B02 | DISINFECT/HYPOCHLORIN
6530959 | WBRK PROPERTY LLP | 2 | WBRK PROPERTY WTP #2 EAST | B | DISINFECT | B02 | DISINFECT/HYPOCHLORIN
6530968 | LAKE AURORA CHRISTIAN ASSEMBLY | 1 | AURORA CHRISTIAN WATER PLANT | B | DISINFECT | B02 | DISINFECT/HYPOCHLORIN
6530973 | LAKEFRONT TRAILER PARK | 1 | LAKE FRONT WTP | B | DISINFECT | B02 | DISINFECT/HYPOCHLORIN
6530973 | LAKEFRONT TRAILER PARK | 1 | LAKE FRONT WTP | H | SOFTENING | H25 | SOFTENING/ION EXCHANGE
6530977 | LAKE HAMILTON TOWN OF | 2 | LAKE HAMILTON WTP | Z | OTHER | Z19 | OTHER/PH ADJUSTMENT
6530977 | LAKE HAMILTON TOWN OF | 2 | LAKE HAMILTON WTP | E | TASTE-ODOR CONTROL | E28 | T-O CTRL/PACKED TWR-AERA
6530977 | LAKE HAMILTON TOWN OF | 2 | LAKE HAMILTON WTP | E | TASTE-ODOR CONTROL | E20 | T-O CTRL/AERATION
6530977 | LAKE HAMILTON TOWN OF | 2 | LAKE HAMILTON WTP | B | DISINFECT | B02 | DISINFECT/HYPOCHLORIN
6530977 | LAKE HAMILTON TOWN OF | 2 | LAKE HAMILTON WTP | D | CORROSION CONTROL | D18 | CORR-CTRL/SEQUESTATION
6530979 | LAKE FRONT MHP | 1 | LAKE HAVEN MHP WATER PLANT | B | DISINFECT | B02 | DISINFECT/HYPOCHLORIN
6530984 | LAKE MABEL COTTAGES AND MHP | 1 | LAKE MABEL COTTAGES & MHP WTP | B | DISINFECT | B02 | DISINFECT/HYPOCHLORIN
6530987 | LAKE MATTIE TRAILER PARK | 1 | LAKE MATTIE T. P. WATER PLANT | B | DISINFECT | B02 | DISINFECT/HYPOCHLORIN
6530995 | LAKE REGION MOBILE HOME VILLAGE | 1 | LAKE REGION MHV PLANT #1 | B | DISINFECT | B02 | DISINFECT/HYPOCHLORIN
6530995 | LAKE REGION MOBILE HOME VILLAGE | 2 | LAKE REGION MHV PLANT #2 | B | DISINFECT | B02 | DISINFECT/HYPOCHLORIN
6530996 | THE COUNTRY CLUB OF WINTER HAVEN INC | 1 | LAKE REGION WATER PLANT | B | DISINFECT | B02 | DISINFECT/HYPOCHLORIN
6530998 | LAKESHORE PALMS TRAVEL PARK | 1 | LAKESHORE PALMS WTP | B | DISINFECT | B02 | DISINFECT/HYPOCHLORIN
6531000 | GCP PLANTATION LANDING LLC | 1 | PLANTATION LANDINGS PLANT | B | DISINFECT | B02 | DISINFECT/HYPOCHLORIN
6531001 | LAKE THOMAS WATER COMPANY | 1 | LAKE THOMAS RET. WATER PALNT | B | DISINFECT | B02 | DISINFECT/HYPOCHLORIN
6531004 | LAKE WALES AIRPORT | 1 | LAKE WALES AIRPORT W.T.P. | B | DISINFECT | B02 | DISINFECT/HYPOCHLORIN
6531006 | LAKE WALES CAMPGROUND | 1 | LAKE WALES C.G. WATER PLANT | B | DISINFECT | B02 | DISINFECT/HYPOCHLORIN
6531012 | LAKELAND AUTO AUCTION | 1 | LAKELAND AUTO AUCTION WTP | B | DISINFECT | B02 | DISINFECT/HYPOCHLORIN
6531014 | LAKELAND CITY OF | 1 | T.B. WILLIAMS WTP | E | TASTE-ODOR CONTROL | E20 | T-O CTRL/AERATION
6531014 | LAKELAND CITY OF | 1 | T.B. WILLIAMS WTP | Z | OTHER | Z27 | OTHER/FLUORIDATION
6531014 | LAKELAND CITY OF | 1 | T.B. WILLIAMS WTP | Z | OTHER | Z18 | OTHER/SEQUESTATION
6531014 | LAKELAND CITY OF | 1 | T.B. WILLIAMS WTP | H | SOFTENING | H24 | SOFTENING/LIME-SODA
6531014 | LAKELAND CITY OF | 1 | T.B. WILLIAMS WTP | H | SOFTENING | H17 | SOFTENING/SLUDGE TRTMT
6531014 | LAKELAND CITY OF | 1 | T.B. WILLIAMS WTP | H | SOFTENING | H14 | SOFTENING/RAPID SAND FIL
6531014 | LAKELAND CITY OF | 1 | T.B. WILLIAMS WTP | C | PARTICLE REMOVAL | C24 | PART-RMVL/LIME-SODA
6531014 | LAKELAND CITY OF | 1 | T.B. WILLIAMS WTP | C | PARTICLE REMOVAL | C23 | PART-RMVL/GAC ADDITION
6531014 | LAKELAND CITY OF | 1 | T.B. WILLIAMS WTP | B | DISINFECT | B01 | DISINFECT/GASEOUS CHLORIN
6531014 | LAKELAND CITY OF | 2 | C.W. COMBEE WTP | C | PARTICLE REMOVAL | C24 | PART-RMVL/LIME-SODA
6531014 | LAKELAND CITY OF | 2 | C.W. COMBEE WTP | Z | OTHER | Z14 | OTHER/RAPID SAND FIL
6531014 | LAKELAND CITY OF | 2 | C.W. COMBEE WTP | Z | OTHER | Z18 | OTHER/SEQUESTATION
6531014 | LAKELAND CITY OF | 2 | C.W. COMBEE WTP | Z | OTHER | Z27 | OTHER/FLUORIDATION
6531014 | LAKELAND CITY OF | 2 | C.W. COMBEE WTP | H | SOFTENING | H17 | SOFTENING/SLUDGE TRTMT
6531014 | LAKELAND CITY OF | 2 | C.W. COMBEE WTP | B | DISINFECT | B01 | DISINFECT/GASEOUS CHLORIN
6531014 | LAKELAND CITY OF | 2 | C.W. COMBEE WTP | H | SOFTENING | H19 | SOFTENING/PH ADJUSTMENT
6531014 | LAKELAND CITY OF | 2 | C.W. COMBEE WTP | H | SOFTENING | H24 | SOFTENING/LIME-SODA
6531014 | LAKELAND CITY OF | 2 | C.W. COMBEE WTP | C | PARTICLE REMOVAL | C23 | PART-RMVL/GAC ADDITION
6531021 | LAKESIDE RANCH INVESTMENT CORP | 1 | LAKESIDE RANCH WTP | B | DISINFECT | B02 | DISINFECT/HYPOCHLORIN
6531024 | SNELL ISLE REALTY LLC | 1 | PALMS MOBILE HOME PARK WTP | B | DISINFECT | B02 | DISINFECT/HYPOCHLORIN
6531026 | LAKEVIEW TRAVEL TRAILER PARK | 1 | LAKEVIEW TRAVEL WATER PLANT | B | DISINFECT | B02 | DISINFECT/HYPOCHLORIN
6531035 | LAKMAR MOTEL | 1 | LAKMAR MOTEL W. T. P. | B | DISINFECT | B02 | DISINFECT/HYPOCHLORIN
6531045 | LANTERN MOTEL AND RESTAURANT | 1 | LANTERN MOTEL WTP | B | DISINFECT | B02 | DISINFECT/HYPOCHLORIN
6531052 | LAUREL MOBILE HOME PARK/MOTEL | 1 | LAUREL MHP/MOTEL WTP | B | DISINFECT | B02 | DISINFECT/HYPOCHLORIN
6531107 | LUCERNE LAKESIDE MHC | 1 | LUCERNE LAKESIDE WTP | B | DISINFECT | B02 | DISINFECT/HYPOCHLORIN
6531143 | LAKE MARIANNA MOTEL | 1 | LK.MARIANA MOTEL WTP | B | DISINFECT | B02 | DISINFECT/HYPOCHLORIN
6531161 | MAYGROVE MHP | 1 | MAY GROVE WATER PLANT | B | DISINFECT | B02 | DISINFECT/HYPOCHLORIN
6531190 | BOONDOCKS | 1 | CIRCLE INN WTP | B | DISINFECT | B02 | DISINFECT/HYPOCHLORIN
6531195 | MIDWAY TRAILER PARK | 1 | MIDWAY T.P. W.T.P. | B | DISINFECT | B02 | DISINFECT/HYPOCHLORIN
6531222 | CHAPMAN'S M.H.P. | 1 | CHAPMAN'S M.H.P. PLANT # 1 | B | DISINFECT | B02 | DISINFECT/HYPOCHLORIN
6531225 | MOUNT TABOR BAPTIST CHURCH | 1 | MOUNT TABOR WATER PLANT | B | DISINFECT | B02 | DISINFECT/HYPOCHLORIN
6531226 | MOUNTAIN LAKE ESTATES | 1 | MOUNTAIN LAKES WATER PLANT | B | DISINFECT | B01 | DISINFECT/GASEOUS CHLORIN
6531231 | FIRST FREEWILL BAPTIST CHURCH | 1 | FIRST FR. BAPT. CHURCH PLANT | B | DISINFECT | B02 | DISINFECT/HYPOCHLORIN
6531237 | MULBERRY CITY OF | 1 | PLANT #1 (SOUTH) | B | DISINFECT | B02 | DISINFECT/HYPOCHLORIN
6531237 | MULBERRY CITY OF | 1 | PLANT #1 (SOUTH) | E | TASTE-ODOR CONTROL | E20 | T-O CTRL/AERATION
6531237 | MULBERRY CITY OF | 2 | PLANT #2 (NORTH) | B | DISINFECT | B02 | DISINFECT/HYPOCHLORIN
6531237 | MULBERRY CITY OF | 2 | PLANT #2 (NORTH) | E | TASTE-ODOR CONTROL | E20 | T-O CTRL/AERATION
6531265 | NORTH POINTE S/D | 1 | NORTH POINTE WTP | B | DISINFECT | B02 | DISINFECT/HYPOCHLORIN
6531271 | LAND SOUTH COUNTRY VILLAS | 1 | COUNTRY VILLA MHP WATER PLANT | B | DISINFECT | B02 | DISINFECT/HYPOCHLORIN
6531305 | ORANGE HILL - SUGAR CREEK | 1 | ORANGE HILL WATER PLANT | B | DISINFECT | B02 | DISINFECT/HYPOCHLORIN
6531305 | ORANGE HILL - SUGAR CREEK | 2 | SUGAR CREEK WATER PLANT | B | DISINFECT | B02 | DISINFECT/HYPOCHLORIN
6531313 | ORCHID SPRINGS | 1 | ORCHID SPRINGS WTP #1 | B | DISINFECT | B02 | DISINFECT/HYPOCHLORIN
6531326 | PALM KNOLL APARTMENTS | 1 | PALM KNOLL APTS WELL #1 | B | DISINFECT | B02 | DISINFECT/HYPOCHLORIN
6531328 | PALM SHORES MOBILE VILLAGE | 1 | PALM SHORES M.V. WATER PLANT | B | DISINFECT | B02 | DISINFECT/HYPOCHLORIN
6531340 | PARADISE ISLAND S/D | 1 | PARADISES ISLAND WATER PLANT | B | DISINFECT | B02 | DISINFECT/HYPOCHLORIN
6531350 | PARKWAY 5252 MHP | 1 | PARKWAY MHP WATER PLANT | B | DISINFECT | B02 | DISINFECT/HYPOCHLORIN
6531382 | CENTRAL FLORIDA CAMP GROUND | 1 | SHADY NOOK WATER PLANT | B | DISINFECT | B02 | DISINFECT/HYPOCHLORIN
6531396 | PINE RIDGE ESTATES | 1 | PINE RIDGE WATER PLANT | B | DISINFECT | B02 | DISINFECT/HYPOCHLORIN
6531397 | PINE LAKE MOBILE HOME PARK | 1 | PINE LAKE WTP | B | DISINFECT | B02 | DISINFECT/HYPOCHLORIN
6531419 | PLEASANT RIDGE M. H. P. | 1 | PLEASANT RIDGE T.P. W.T.P. | B | DISINFECT | B02 | DISINFECT/HYPOCHLORIN
6531424 | POLK CITY SYSTEM | 2 | COMMONWEALTH PLANT | B | DISINFECT | B02 | DISINFECT/HYPOCHLORIN
6531424 | POLK CITY SYSTEM | 3 | MATT WILLIAMS | B | DISINFECT | B02 | DISINFECT/HYPOCHLORIN
6531426 | POLK CORRECTIONAL INSTITUTION | 1 | POLK CORRECTIONAL W.T.P. | B | DISINFECT | B02 | DISINFECT/HYPOCHLORIN
6531427 | FROSTPROOF MAINT. BARN | 1 | FROST.MAINT. BARN WATER PLANT | B | DISINFECT | B02 | DISINFECT/HYPOCHLORIN
6531500 | STARR LAKE VILLAGE INC | 1 | STARR LAKE VILLAGE W.T.P. | B | DISINFECT | B02 | DISINFECT/HYPOCHLORIN
6531525 | CAMP-N-AIRE | 1 | CAMP-N-AIRE WATER PLANT | B | DISINFECT | B02 | DISINFECT/HYPOCHLORIN
6531527 | LAKEMONT RIDGE HOME & RV PARK | 1 | LAKEMONT RIDGE | B | DISINFECT | B02 | DISINFECT/HYPOCHLORIN
6531527 | LAKEMONT RIDGE HOME & RV PARK | 1 | LAKEMONT RIDGE | R | RADS REMOVAL | R25 | RADS RMVL/ION EXCHANGE
6531571 | SADDLE CREEK PARK I | 1 | SADDLE CREEK PARK WTP | B | DISINFECT | B02 | DISINFECT/HYPOCHLORIN
6531572 | SADDLEBAG LAKE RESORT | 1 | SADDLEBAG LAKE RESORT W.T.P. | B | DISINFECT | B02 | DISINFECT/HYPOCHLORIN
6531572 | SADDLEBAG LAKE RESORT | 1 | SADDLEBAG LAKE RESORT W.T.P. | Z | OTHER | Z20 | OTHER/AERATION
6531582 | TRAVEL INN | 1 | TRAVEL INN WTP | B | DISINFECT | B02 | DISINFECT/HYPOCHLORIN
6531584 | OUTPOST RV/MH PARK | 1 | THE OUTPOST R.V & M.H.P | B | DISINFECT | B02 | DISINFECT/HYPOCHLORIN
6531596 | SCENIC VIEW MHP | 1 | SCENIC VIEW WATER PLANT | B | DISINFECT | B02 | DISINFECT/HYPOCHLORIN
6531629 | KATHLEEN FOOD MART | 1 | KATHLEEN FOOD MART W.T.P. | B | DISINFECT | B02 | DISINFECT/HYPOCHLORIN
6531632 | JUNCTION FOODS INC. | 1 | JUNCTION FOODS INC. WTP | G | IRON REMOVAL | G29 | IRON RMVL/CARTRIDGE FILTR
6531632 | JUNCTION FOODS INC. | 1 | JUNCTION FOODS INC. WTP | B | DISINFECT | B02 | DISINFECT/HYPOCHLORIN
6531636 | CIRCLE K # 7087-DISTRICT 1150 | 1 | CIRCLE K #7087 WTP | B | DISINFECT | B02 | DISINFECT/HYPOCHLORIN
6531637 | ARKH FOOD MART | 1 | EXPRESS FOOD MART II WTP | H | SOFTENING | H25 | SOFTENING/ION EXCHANGE
6531637 | ARKH FOOD MART | 1 | EXPRESS FOOD MART II WTP | B | DISINFECT | B02 | DISINFECT/HYPOCHLORIN
6531657 | PROCTOR'S MHP | 1 | PROCTORS MHP WTP | B | DISINFECT | B02 | DISINFECT/HYPOCHLORIN
6531659 | SMOKEY VALLEY MHP | 1 | SMOKEY VALLEY WATER PLANT | B | DISINFECT | B02 | DISINFECT/HYPOCHLORIN
6531697 | SPRING LAKE TRAILER PARK | 1 | SPRING LAKE T.P. WATER PLANT | B | DISINFECT | B02 | DISINFECT/HYPOCHLORIN
6531705 | ST. CLAIRS RESORT | 1 | SAINT CLAIRS RESORT W.T.P. | B | DISINFECT | B02 | DISINFECT/HYPOCHLORIN
6531739 | SUNRISE UTILITIES | 1 | SUNRISE WATER PLANT | B | DISINFECT | B02 | DISINFECT/HYPOCHLORIN
6531742 | SOUTHEAST | 1 | SUN RAY WTP | B | DISINFECT | B01 | DISINFECT/GASEOUS CHLORIN
6531742 | SOUTHEAST | 3 | SOUTH COUNTY JAIL WTP | B | DISINFECT | B02 | DISINFECT/HYPOCHLORIN
6531742 | SOUTHEAST | 3 | SOUTH COUNTY JAIL WTP | B | DISINFECT | B01 | DISINFECT/GASEOUS CHLORIN
6531742 | SOUTHEAST | 3 | SOUTH COUNTY JAIL WTP | E | TASTE-ODOR CONTROL | E19 | T-O CTRL/PH ADJUSTMENT
6531742 | SOUTHEAST | 3 | SOUTH COUNTY JAIL WTP | E | TASTE-ODOR CONTROL | E20 | T-O CTRL/AERATION
6531751 | ENCHANTED GROVE MHP | 1 | ENCHANTED GROVE WTP | B | DISINFECT | B02 | DISINFECT/HYPOCHLORIN
6531753 | SUNNY GEM ISLE | 1 | SUNNY GEM ISLE WTP | B | DISINFECT | B02 | DISINFECT/HYPOCHLORIN
6531792 | LINCOLN MOBILE HOME PARK | 1 | LINCOLN PARK MHP WTP | B | DISINFECT | B02 | DISINFECT/HYPOCHLORIN
6531796 | PINES THE | 1 | LAKELANDCITY OF | B | DISINFECT | B01 | DISINFECT/GASEOUS CHLORIN
6531812 | KISSIMMEE SOUTH | 1 | THREE WORLDS WTP #1 | B | DISINFECT | B02 | DISINFECT/HYPOCHLORIN
6531812 | KISSIMMEE SOUTH | 1 | THREE WORLDS WTP #1 | B | DISINFECT | B04 | DISINFECT/CHLORAMINES
6531817 | TIGER VILLA MOTEL | 1 | TIGER VILLA WTP | B | DISINFECT | B02 | DISINFECT/HYPOCHLORIN
6531837 | TOWER MANOR MOBILE HOME COMMUNITY | 1 | TOWER MANOR ESTATES WTP | B | DISINFECT | B02 | DISINFECT/HYPOCHLORIN
6531873 | HIGHLAND PINES MOBILE HOME PK | 1 | HIGHLAND PINES MHP W.T.P. | B | DISINFECT | B02 | DISINFECT/HYPOCHLORIN
6531894 | VANGUARD SCHOOL | 1 | VANGUARD SCHOOL WTP | B | DISINFECT | B02 | DISINFECT/HYPOCHLORIN
6531894 | VANGUARD SCHOOL | 1 | VANGUARD SCHOOL WTP | G | IRON REMOVAL | G29 | IRON RMVL/CARTRIDGE FILTR
6531911 | MOSAIC FERTILIZER LLC - BARTOW | 1 | MOSAIC - BARTOW WTP | B | DISINFECT | B02 | DISINFECT/HYPOCHLORIN
6531917 | WAHNETA WATER SYSTEM | 1 | WAHNETA WATER PLANT | B | DISINFECT | B01 | DISINFECT/GASEOUS CHLORIN
6531917 | WAHNETA WATER SYSTEM | 1 | WAHNETA WATER PLANT | D | CORROSION CONTROL | D18 | CORR-CTRL/SEQUESTATION
6531923 | LINWOOD OAKS M. H. P. | 1 | LINWOOD OAKS W.T.P. #1 | H | SOFTENING | H25 | SOFTENING/ION EXCHANGE
6531923 | LINWOOD OAKS M. H. P. | 1 | LINWOOD OAKS W.T.P. #1 | B | DISINFECT | B02 | DISINFECT/HYPOCHLORIN
6531955 | WHIDDEN MOBILE HOME PARK | 1 | WHIDDEN MHP WTP #1 | H | SOFTENING | H25 | SOFTENING/ION EXCHANGE
6531955 | WHIDDEN MOBILE HOME PARK | 1 | WHIDDEN MHP WTP #1 | B | DISINFECT | B02 | DISINFECT/HYPOCHLORIN
6531957 | WHISPERING PINES MHP | 1 | WHISPERING PINES MHP #1 PLANT | B | DISINFECT | B02 | DISINFECT/HYPOCHLORIN
6531991 | WINTER HAVEN MHP | 1 | WINTER HAVEN MHP PLANT | B | DISINFECT | B02 | DISINFECT/HYPOCHLORIN
6531992 | WINTER HAVEN WATER DEPARTMENT | 1 | FAIRFAX W.T.P. | B | DISINFECT | B02 | DISINFECT/HYPOCHLORIN
6531992 | WINTER HAVEN WATER DEPARTMENT | 1 | FAIRFAX W.T.P. | E | TASTE-ODOR CONTROL | E20 | T-O CTRL/AERATION
6531992 | WINTER HAVEN WATER DEPARTMENT | 1 | FAIRFAX W.T.P. | Z | OTHER | Z27 | OTHER/FLUORIDATION
6531992 | WINTER HAVEN WATER DEPARTMENT | 1 | FAIRFAX W.T.P. | D | CORROSION CONTROL | D36 | CORR-CTRL/CORROSION INHIB
6531992 | WINTER HAVEN WATER DEPARTMENT | 2 | 3RD STREET WATER PLANT | D | CORROSION CONTROL | D36 | CORR-CTRL/CORROSION INHIB
6531992 | WINTER HAVEN WATER DEPARTMENT | 2 | 3RD STREET WATER PLANT | E | TASTE-ODOR CONTROL | E20 | T-O CTRL/AERATION
6531992 | WINTER HAVEN WATER DEPARTMENT | 2 | 3RD STREET WATER PLANT | Z | OTHER | Z27 | OTHER/FLUORIDATION
6531992 | WINTER HAVEN WATER DEPARTMENT | 2 | 3RD STREET WATER PLANT | B | DISINFECT | B02 | DISINFECT/HYPOCHLORIN
6531992 | WINTER HAVEN WATER DEPARTMENT | 3 | INWOOD WATER PLANT | B | DISINFECT | B02 | DISINFECT/HYPOCHLORIN
6531992 | WINTER HAVEN WATER DEPARTMENT | 3 | INWOOD WATER PLANT | D | CORROSION CONTROL | D36 | CORR-CTRL/CORROSION INHIB
6531992 | WINTER HAVEN WATER DEPARTMENT | 3 | INWOOD WATER PLANT | E | TASTE-ODOR CONTROL | E20 | T-O CTRL/AERATION
6531992 | WINTER HAVEN WATER DEPARTMENT | 3 | INWOOD WATER PLANT | Z | OTHER | Z27 | OTHER/FLUORIDATION
6531992 | WINTER HAVEN WATER DEPARTMENT | 4 | RIDGE VO TECH W.T.P. | Z | OTHER | Z27 | OTHER/FLUORIDATION
6531992 | WINTER HAVEN WATER DEPARTMENT | 4 | RIDGE VO TECH W.T.P. | E | TASTE-ODOR CONTROL | E20 | T-O CTRL/AERATION
6531992 | WINTER HAVEN WATER DEPARTMENT | 4 | RIDGE VO TECH W.T.P. | D | CORROSION CONTROL | D36 | CORR-CTRL/CORROSION INHIB
6531992 | WINTER HAVEN WATER DEPARTMENT | 4 | RIDGE VO TECH W.T.P. | B | DISINFECT | B02 | DISINFECT/HYPOCHLORIN
6531992 | WINTER HAVEN WATER DEPARTMENT | 5 | ELOISEWOOD W.T.P. | C | PARTICLE REMOVAL | C10 | PART-RMVL/COAGULATION
6531992 | WINTER HAVEN WATER DEPARTMENT | 5 | ELOISEWOOD W.T.P. | B | DISINFECT | B01 | DISINFECT/GASEOUS CHLORIN
6531992 | WINTER HAVEN WATER DEPARTMENT | 5 | ELOISEWOOD W.T.P. | Z | OTHER | Z27 | OTHER/FLUORIDATION
6531992 | WINTER HAVEN WATER DEPARTMENT | 7 | GARDEN GROVE EAST W.T.P. | Z | OTHER | Z27 | OTHER/FLUORIDATION
6531992 | WINTER HAVEN WATER DEPARTMENT | 7 | GARDEN GROVE EAST W.T.P. | C | PARTICLE REMOVAL | C10 | PART-RMVL/COAGULATION
6531992 | WINTER HAVEN WATER DEPARTMENT | 7 | GARDEN GROVE EAST W.T.P. | B | DISINFECT | B02 | DISINFECT/HYPOCHLORIN
6531992 | WINTER HAVEN WATER DEPARTMENT | 8 | CYPRESSWOOD W.T.P. | Z | OTHER | Z27 | OTHER/FLUORIDATION
6531992 | WINTER HAVEN WATER DEPARTMENT | 8 | CYPRESSWOOD W.T.P. | D | CORROSION CONTROL | D36 | CORR-CTRL/CORROSION INHIB
6531992 | WINTER HAVEN WATER DEPARTMENT | 8 | CYPRESSWOOD W.T.P. | B | DISINFECT | B02 | DISINFECT/HYPOCHLORIN
6531992 | WINTER HAVEN WATER DEPARTMENT | 9 | WINTERSET W.T.P. | Z | OTHER | Z27 | OTHER/FLUORIDATION
6531992 | WINTER HAVEN WATER DEPARTMENT | 9 | WINTERSET W.T.P. | B | DISINFECT | B02 | DISINFECT/HYPOCHLORIN
6531992 | WINTER HAVEN WATER DEPARTMENT | 9 | WINTERSET W.T.P. | C | PARTICLE REMOVAL | C10 | PART-RMVL/COAGULATION
6531993 | WINTERSET SHORES EST | 1 | WINTERSET SHORES WTP | B | DISINFECT | B02 | DISINFECT/HYPOCHLORIN
6532223 | ROSEMONT MOBILE HOME PARK LLC | 1 | UNITED FAMILY TRAILER PARK WTP | R | RADS REMOVAL | R25 | RADS RMVL/ION EXCHANGE
6532223 | ROSEMONT MOBILE HOME PARK LLC | 1 | UNITED FAMILY TRAILER PARK WTP | B | DISINFECT | B02 | DISINFECT/HYPOCHLORIN
6532225 | DAN'S MOBILE HOME PARK | 1 | DAN'S MHP WATER PLANT | B | DISINFECT | B02 | DISINFECT/HYPOCHLORIN
6532232 | HAINES CITY CITY OF | 1 | HAINES CITY WTP NO. 1 | D | CORROSION CONTROL | D36 | CORR-CTRL/CORROSION INHIB
6532232 | HAINES CITY CITY OF | 1 | HAINES CITY WTP NO. 1 | E | TASTE-ODOR CONTROL | E20 | T-O CTRL/AERATION
6532232 | HAINES CITY CITY OF | 1 | HAINES CITY WTP NO. 1 | Z | OTHER | Z27 | OTHER/FLUORIDATION
6532232 | HAINES CITY CITY OF | 1 | HAINES CITY WTP NO. 1 | B | DISINFECT | B02 | DISINFECT/HYPOCHLORIN
6532232 | HAINES CITY CITY OF | 2 | HAINES CITY WTP NO. 2 | D | CORROSION CONTROL | D36 | CORR-CTRL/CORROSION INHIB
6532232 | HAINES CITY CITY OF | 2 | HAINES CITY WTP NO. 2 | E | TASTE-ODOR CONTROL | E20 | T-O CTRL/AERATION
6532232 | HAINES CITY CITY OF | 2 | HAINES CITY WTP NO. 2 | Z | OTHER | Z27 | OTHER/FLUORIDATION
6532232 | HAINES CITY CITY OF | 2 | HAINES CITY WTP NO. 2 | B | DISINFECT | B02 | DISINFECT/HYPOCHLORIN
6532234 | LAKE WALES CITY OF | 1 | MARKET STREET W.T.P. | B | DISINFECT | B02 | DISINFECT/HYPOCHLORIN
6532234 | LAKE WALES CITY OF | 1 | MARKET STREET W.T.P. | E | TASTE-ODOR CONTROL | E20 | T-O CTRL/AERATION
6532234 | LAKE WALES CITY OF | 1 | MARKET STREET W.T.P. | B | DISINFECT | B01 | DISINFECT/GASEOUS CHLORIN
6532234 | LAKE WALES CITY OF | 2 | GROVE AVE. W.T.P. | E | TASTE-ODOR CONTROL | E20 | T-O CTRL/AERATION
6532234 | LAKE WALES CITY OF | 2 | GROVE AVE. W.T.P. | B | DISINFECT | B02 | DISINFECT/HYPOCHLORIN
6532234 | LAKE WALES CITY OF | 2 | GROVE AVE. W.T.P. | B | DISINFECT | B01 | DISINFECT/GASEOUS CHLORIN
6532234 | LAKE WALES CITY OF | 3 | HIGH SCHOOL W.T.P. | B | DISINFECT | B01 | DISINFECT/GASEOUS CHLORIN
6532234 | LAKE WALES CITY OF | 3 | HIGH SCHOOL W.T.P. | B | DISINFECT | B02 | DISINFECT/HYPOCHLORIN
6532234 | LAKE WALES CITY OF | 3 | HIGH SCHOOL W.T.P. | E | TASTE-ODOR CONTROL | E20 | T-O CTRL/AERATION
6532235 | NEW HARMONY M H P | 1 | NEW HARMONY M H P | B | DISINFECT | B02 | DISINFECT/HYPOCHLORIN
6532235 | NEW HARMONY M H P | 1 | NEW HARMONY M H P | H | SOFTENING | H25 | SOFTENING/ION EXCHANGE
6532236 | TEN ROCKS MHP | 1 | TEN ROCKS MHP WTP | B | DISINFECT | B02 | DISINFECT/HYPOCHLORIN
6532253 | FIRST BAPTIST CHURCH OF LAKE GARFIELD | 1 | FIRST BAPTIST CH. WATER PLANT | B | DISINFECT | B02 | DISINFECT/HYPOCHLORIN
6532276 | WATERS EDGE FISH CAMP | 1 | WATERS EDGE FISH CAMP WTP | B | DISINFECT | B02 | DISINFECT/HYPOCHLORIN
6532277 | LAKE GARFIELD ESTATES | 1 | LAKE GARFIELD EST. WATER PLANT | R | RADS REMOVAL | R25 | RADS RMVL/ION EXCHANGE
6532277 | LAKE GARFIELD ESTATES | 1 | LAKE GARFIELD EST. WATER PLANT | B | DISINFECT | B02 | DISINFECT/HYPOCHLORIN
6532277 | LAKE GARFIELD ESTATES | 1 | LAKE GARFIELD EST. WATER PLANT | B | DISINFECT | B04 | DISINFECT/CHLORAMINES
6532277 | LAKE GARFIELD ESTATES | 1 | LAKE GARFIELD EST. WATER PLANT | D | CORROSION CONTROL | D36 | CORR-CTRL/CORROSION INHIB
6532315 | MORGAN APARTMENTS | 1 | MORGAN APARTMENTS W.T.P. | B | DISINFECT | B02 | DISINFECT/HYPOCHLORIN
6532321 | LAZY DAZY RETREAT | 1 | LAZY DAZY WTP | B | DISINFECT | B02 | DISINFECT/HYPOCHLORIN
6532333 | A & B RV & MHP | 1 | A & B RV & MHP WATER PLANT | B | DISINFECT | B02 | DISINFECT/HYPOCHLORIN
6532339 | PEAK HAVEN PARK | 1 | PEAK HAVEN PARK WTP | B | DISINFECT | B02 | DISINFECT/HYPOCHLORIN
6532344 | SHEPHERD S/D | 1 | SHEPHERD S/D WATER PLANT | B | DISINFECT | B02 | DISINFECT/HYPOCHLORIN
6532344 | SHEPHERD S/D | 1 | SHEPHERD S/D WATER PLANT | E | TASTE-ODOR CONTROL | E20 | T-O CTRL/AERATION
6532345 | MOUNT OLIVE ESTATES | 1 | MOUNT OLIVE ESTATE WTP | B | DISINFECT | B02 | DISINFECT/HYPOCHLORIN
6532346 | CIRCLE K # 7321-DISTRICT 1150 | 1 | CIRCLE K 7321 PLANT | B | DISINFECT | B02 | DISINFECT/HYPOCHLORIN
6532347 | LAKE GIBSON ESTATES | 1 | LAKE GIBSON WTP #1 | B | DISINFECT | B02 | DISINFECT/HYPOCHLORIN
6532347 | LAKE GIBSON ESTATES | 2 | LAKE GIBSON WTP #2 | B | DISINFECT | B02 | DISINFECT/HYPOCHLORIN
6532348 | NORTHWEST | 1 | LAKE GIBSON | B | DISINFECT | B02 | DISINFECT/HYPOCHLORIN
6532348 | NORTHWEST | 2 | HOMESTEAD SUBDIVISION | B | DISINFECT | B01 | DISINFECT/GASEOUS CHLORIN
6532348 | NORTHWEST | 2 | HOMESTEAD SUBDIVISION | B | DISINFECT | B02 | DISINFECT/HYPOCHLORIN
6532348 | NORTHWEST | 3 | INDIANWOODS SUBDIVISION | B | DISINFECT | B01 | DISINFECT/GASEOUS CHLORIN
6532348 | NORTHWEST | 3 | INDIANWOODS SUBDIVISION | B | DISINFECT | B02 | DISINFECT/HYPOCHLORIN
6532348 | NORTHWEST | 4 | TIMBERIDGE SUBDIVISION | B | DISINFECT | B02 | DISINFECT/HYPOCHLORIN
6532348 | NORTHWEST | 4 | TIMBERIDGE SUBDIVISION | B | DISINFECT | B01 | DISINFECT/GASEOUS CHLORIN
6532348 | NORTHWEST | 6 | SHERWOOD LAKES | B | DISINFECT | B01 | DISINFECT/GASEOUS CHLORIN
6532348 | NORTHWEST | 6 | SHERWOOD LAKES | D | CORROSION CONTROL | D36 | CORR-CTRL/CORROSION INHIB
6532348 | NORTHWEST | 6 | SHERWOOD LAKES | B | DISINFECT | B02 | DISINFECT/HYPOCHLORIN
6532348 | NORTHWEST | 7 | MANN ROAD | B | DISINFECT | B02 | DISINFECT/HYPOCHLORIN
6532348 | NORTHWEST | 7 | MANN ROAD | E | TASTE-ODOR CONTROL | E20 | T-O CTRL/AERATION
6532352 | FAIRVIEW VILLAGE | 1 | FAIRVIEW WATER PLANT | B | DISINFECT | B02 | DISINFECT/HYPOCHLORIN
6532354 | VALHALLA | 1 | VALHALLA WATER PLANT | B | DISINFECT | B02 | DISINFECT/HYPOCHLORIN
6532357 | RED TOP PIT STOP | 1 | RED TOP PIT STOP WTP | B | DISINFECT | B02 | DISINFECT/HYPOCHLORIN
6532379 | ANGEL FOOD MART INC. | 1 | JMJ FOOD MART WTP | B | DISINFECT | B02 | DISINFECT/HYPOCHLORIN
6532388 | BORN AGAIN CHURCH OF GOD AND CHRIST | 1 | BORN AGAIN CHURCH WTP | B | DISINFECT | B02 | DISINFECT/HYPOCHLORIN
6532411 | FIRST BAPTIST HILLTOP CHURCH | 1 | F.B.H.C. WATER PLANT | B | DISINFECT | B02 | DISINFECT/HYPOCHLORIN
6532421 | PINEGROVE BAPTIST CHURCH | 1 | PINE GROVE BAPTIST WTP | B | DISINFECT | B02 | DISINFECT/HYPOCHLORIN
6532423 | JAY BEE'S RESTAURANT | 1 | JAY BEE'S WATER PLANT | B | DISINFECT | B02 | DISINFECT/HYPOCHLORIN
6532428 | KNOX COMM. COMPLEX | 1 | KNOX COMMUNITY COMPLEX WTP | B | DISINFECT | B02 | DISINFECT/HYPOCHLORIN
6532437 | EZ FOOD MART (LAKELAND) | 1 | EZ FOOD MART WTP | B | DISINFECT | B02 | DISINFECT/HYPOCHLORIN
6532442 | ANTHONY'S AUTO SALES | 1 | ANTHONY'S AUTO SALES WTP | B | DISINFECT | B02 | DISINFECT/HYPOCHLORIN
6532443 | NEW HORIZONS BAPTIST CHURCH | 1 | LAKELAND ACRES BAP CHURCH WELL | B | DISINFECT | B02 | DISINFECT/HYPOCHLORIN
6532444 | CIRCLE K # 7334-DISTRIST 1150 | 1 | CIRCLE K 7334 WATER PLANT | B | DISINFECT | B02 | DISINFECT/HYPOCHLORIN
6532497 | PADGETT ESTATES | 1 | LAKELAND CITY OF | B | DISINFECT | B01 | DISINFECT/GASEOUS CHLORIN
6532501 | SAINT CITY | 1 | SAINT CITY WATER PLANT | B | DISINFECT | B02 | DISINFECT/HYPOCHLORIN
6532502 | MCGRADYS TRAILER PARK | 1 | MCGRADYS W.T.P. | B | DISINFECT | B02 | DISINFECT/HYPOCHLORIN
6532512 | MOSAIC FERTILIZER LLC - NEW WALES | 1 | IMCF NEW WALES OP. WATER PLANT | B | DISINFECT | B02 | DISINFECT/HYPOCHLORIN
6532512 | MOSAIC FERTILIZER LLC - NEW WALES | 1 | IMCF NEW WALES OP. WATER PLANT | Z | OTHER | Z26 | OTHER/REVERSE OSMOSIS
6532524 | MOSAIC FERTILIZER LLC - SOUTH PIERCE | 1 | MOSAIC SOUTH PIERCE WATER PLT. | B | DISINFECT | B02 | DISINFECT/HYPOCHLORIN
6532524 | MOSAIC FERTILIZER LLC - SOUTH PIERCE | 1 | MOSAIC SOUTH PIERCE WATER PLT. | D | CORROSION CONTROL | D36 | CORR-CTRL/CORROSION INHIB
6532525 | RAJ FOOD MART | 1 | RAJ FOOD MART WTP | B | DISINFECT | B02 | DISINFECT/HYPOCHLORIN
6532526 | BLUE LAKE APARTMENTS | 1 | BLUE LAKE APARTMENTS WTP | B | DISINFECT | B02 | DISINFECT/HYPOCHLORIN
6532528 | WRIGHTS RENTALS | 1 | WRIGHT'S RENTALS WATER PLANT | B | DISINFECT | B02 | DISINFECT/HYPOCHLORIN
6532529 | ALCOMA CARETAKING LLC | 1 | ALCOMA CARETAKING LLC. WTP | B | DISINFECT | B02 | DISINFECT/HYPOCHLORIN
6532531 | A'S PLACE | 1 | ON THE GO CAFE' WTP | B | DISINFECT | B02 | DISINFECT/HYPOCHLORIN
6532587 | FOXWOOD LAKE ESTATES | 1 | LAKELAND | B | DISINFECT | B02 | DISINFECT/HYPOCHLORIN
6532676 | FAT BOY'S BARBEQUE | 1 | FAT BOYS BAR-B-QUE WATER PLANT | B | DISINFECT | B02 | DISINFECT/HYPOCHLORIN
6532677 | GRACIAS BLUE CAMP - POOL BRANCH #1 | 1 | FT. MEADE LABOR CAMP #1 | B | DISINFECT | B02 | DISINFECT/HYPOCHLORIN
6532711 | PUBLIX INDUSTRIAL CENTER | 1 | PUBLIX WTP #1 | B | DISINFECT | B01 | DISINFECT/GASEOUS CHLORIN
6532711 | PUBLIX INDUSTRIAL CENTER | 2 | PUBLIX WTP #2 | B | DISINFECT | B01 | DISINFECT/GASEOUS CHLORIN
6532711 | PUBLIX INDUSTRIAL CENTER | 3 | PUBLIX WTP #3 | B | DISINFECT | B01 | DISINFECT/GASEOUS CHLORIN
6532715 | SWISS VILLAGE MHP | 1 | SWISS VILLAGE W.T.P. | B | DISINFECT | B02 | DISINFECT/HYPOCHLORIN
6532718 | DAVENPORT MOB EST | 1 | DAVENPORT MOB EST. WATER PLANT | B | DISINFECT | B02 | DISINFECT/HYPOCHLORIN
6532776 | MCKENZIE RV PARK | 1 | MCKENZIE RV WTP | B | DISINFECT | B02 | DISINFECT/HYPOCHLORIN
6532777 | LOUGHMAN COUNTY PARK | 1 | LOUGHMAN PARK WATER PLANT | B | DISINFECT | B02 | DISINFECT/HYPOCHLORIN
6532779 | VILLAGE WATER | 1 | CITY OF LAKELAND | A | NO TRTMT | A | NO TRTMT
6532781 | ARROW LEE APARTMENT | 1 | ARROW LEE WATER PLANT | B | DISINFECT | B02 | DISINFECT/HYPOCHLORIN
6532782 | CIRCLE K # 7347 | 1 | CIRCLE K 7347 W.T.P. | B | DISINFECT | B02 | DISINFECT/HYPOCHLORIN
6532783 | MY FRIEND CONVIENCE STORE | 1 | MY FRIEND CONVENIENCE STORE | B | DISINFECT | B02 | DISINFECT/HYPOCHLORIN
6532862 | BULLOCK'S LANDING | 1 | BULLOCK'S LANDING WTP | B | DISINFECT | B02 | DISINFECT/HYPOCHLORIN
6532863 | WOODLAND LAKES MHP | 1 | WOODLAND LAKES WTP | B | DISINFECT | B02 | DISINFECT/HYPOCHLORIN
6532896 | TIME SAVER/TOWN STAR #46 | 1 | TIME SAVER/TOWN STAR #46 W.T.P | B | DISINFECT | B02 | DISINFECT/HYPOCHLORIN
6532948 | TRANS-PHOS | 1 | CTL DISTRIBUTION INC. W.T.P. | B | DISINFECT | B02 | DISINFECT/HYPOCHLORIN
6532954 | OAKDALE MOBILE HOME PARK | 1 | OAKDALE M.H.P. WATER PLANT | B | DISINFECT | B02 | DISINFECT/HYPOCHLORIN
6533041 | CHEVRON 121 | 1 | MARATHON WTP. | B | DISINFECT | B02 | DISINFECT/HYPOCHLORIN
6534028 | EL RANCHO MOBILE HOME PARK | 1 | EL RANCHO MHP WTP | B | DISINFECT | B02 | DISINFECT/HYPOCHLORIN
6534042 | COUNTRYSIDE MHP | 1 | COUNTRYSIDE MHP WTP | B | DISINFECT | B02 | DISINFECT/HYPOCHLORIN
6534054 | FROSTPROOF GROVES | 1 | FROSTPROOF GROVES WATER PLANT | B | DISINFECT | B02 | DISINFECT/HYPOCHLORIN
6534096 | PINE COVE MHP | 1 | PINE COVE WTP | B | DISINFECT | B02 | DISINFECT/HYPOCHLORIN
6534104 | POLK CNTY FIRE STA.-PROVIDENCE | 1 | POLK FIRE STA /PROVIDENCE WTP | B | DISINFECT | B02 | DISINFECT/HYPOCHLORIN
6534190 | GRACIAS YELLOW CAMP - POOL BRANCH #2 | 1 | FT. MEADE LABOR CAMP #2 W.T.P. | B | DISINFECT | B02 | DISINFECT/HYPOCHLORIN
6534223 | SOUTH SHORE RESORT | 1 | SOUTH SHORE WATER PLANT | B | DISINFECT | B02 | DISINFECT/HYPOCHLORIN
6534245 | NEW HORIZON SHARE HOME | 1 | NEW HORIZON WATER PLANT | B | DISINFECT | B02 | DISINFECT/HYPOCHLORIN
6534277 | LAKE CYPRESS WATER SYSTEM | 1 | LAKE CYPRESS WATER PLANT | B | DISINFECT | B02 | DISINFECT/HYPOCHLORIN
6534289 | ARR-MAZ CUSTOM CHEMICALS INC. | 1 | CUSTOM CHEMICALS WTP | B | DISINFECT | B02 | DISINFECT/HYPOCHLORIN
6534298 | ECONOMY MINI STORAGE | 1 | ECONOMY MINI STORAGE WTP | B | DISINFECT | B02 | DISINFECT/HYPOCHLORIN
6534313 | METALCOAT INC OF FLORIDA | 1 | METALCOAT WATER PLANT | B | DISINFECT | B02 | DISINFECT/HYPOCHLORIN
6534314 | SOUTHEASTERN CONSTRUCTION CO | 1 | SOUTHEASTERN CONST. WTP | B | DISINFECT | B02 | DISINFECT/HYPOCHLORIN
6534319 | WILLOW OAK BAPTIST CHURCH | 1 | WILLOW OAK BAPTIST WTP | B | DISINFECT | B02 | DISINFECT/HYPOCHLORIN
6534363 | EMMANUEL BAPTIST FELLOWSHIP | 1 | EMMANUEL BAPT. CH. WATER PLANT | B | DISINFECT | B02 | DISINFECT/HYPOCHLORIN
6534441 | TOWERWOOD MOBILE HOME PARK | 1 | TOWERWOOD MHP WTP | B | DISINFECT | B01 | DISINFECT/GASEOUS CHLORIN
6534442 | STAR FOOD MART | 1 | CUMBERLAND FARMS #9739 WTP | B | DISINFECT | B02 | DISINFECT/HYPOCHLORIN
6534468 | WELLS FARGO CPG | 1 | WELLS FARGO CPG | B | DISINFECT | B02 | DISINFECT/HYPOCHLORIN
6534493 | LAKE DALE MHP | 1 | LAKE DALE W.T.P. | B | DISINFECT | B02 | DISINFECT/HYPOCHLORIN
6534506 | GUNN PROPERTIES | 1 | GUNN PROPERTIES WTP | B | DISINFECT | B02 | DISINFECT/HYPOCHLORIN
6534550 | FRIENDLY RV PARK | 1 | FRIENDLY RV WTP | B | DISINFECT | B02 | DISINFECT/HYPOCHLORIN
6534553 | STW PROPERTY DUPLEXES | 1 | BAYWOOD DUPLEXES WATER PLANT | B | DISINFECT | B02 | DISINFECT/HYPOCHLORIN
6534593 | MORGAN'S RV PARK | 1 | MORGAN'S RV PK W.T.P. | B | DISINFECT | B02 | DISINFECT/HYPOCHLORIN
6534609 | CENTRAL | 1 | GORDONVILLE PLANT | D | CORROSION CONTROL | D36 | CORR-CTRL/CORROSION INHIB
6534609 | CENTRAL | 1 | GORDONVILLE PLANT | D | CORROSION CONTROL | D18 | CORR-CTRL/SEQUESTATION
6534609 | CENTRAL | 1 | GORDONVILLE PLANT | B | DISINFECT | B02 | DISINFECT/HYPOCHLORIN
6534609 | CENTRAL | 4 | JAN PHYL #2 WTP | B | DISINFECT | B02 | DISINFECT/HYPOCHLORIN
6534609 | CENTRAL | 4 | JAN PHYL #2 WTP | D | CORROSION CONTROL | D36 | CORR-CTRL/CORROSION INHIB
6534609 | CENTRAL | 4 | JAN PHYL #2 WTP | B | DISINFECT | B01 | DISINFECT/GASEOUS CHLORIN
6534609 | CENTRAL | 5 | WOLF RUN W.T.P. | D | CORROSION CONTROL | D36 | CORR-CTRL/CORROSION INHIB
6534609 | CENTRAL | 5 | WOLF RUN W.T.P. | B | DISINFECT | B01 | DISINFECT/GASEOUS CHLORIN
6534609 | CENTRAL | 5 | WOLF RUN W.T.P. | B | DISINFECT | B02 | DISINFECT/HYPOCHLORIN
6534609 | CENTRAL | 5 | WOLF RUN W.T.P. | D | CORROSION CONTROL | D18 | CORR-CTRL/SEQUESTATION
6534609 | CENTRAL | 6 | TANAMORA W.T.P. | B | DISINFECT | B01 | DISINFECT/GASEOUS CHLORIN
6534609 | CENTRAL | 6 | TANAMORA W.T.P. | B | DISINFECT | B02 | DISINFECT/HYPOCHLORIN
6534609 | CENTRAL | 6 | TANAMORA W.T.P. | D | CORROSION CONTROL | D36 | CORR-CTRL/CORROSION INHIB
6534609 | CENTRAL | 7 | DINNER LAKE SOUTH WTP | B | DISINFECT | B02 | DISINFECT/HYPOCHLORIN
6534609 | CENTRAL | 7 | DINNER LAKE SOUTH WTP | D | CORROSION CONTROL | D36 | CORR-CTRL/CORROSION INHIB
6534640 | CSX TRANSPORTATION | 1 | CSX TRANSPORTATION WTP | B | DISINFECT | B02 | DISINFECT/HYPOCHLORIN
6534641 | GRANGER & SONS BARBEQUE | 1 | GARL'S BAR-B-QUE W.T.P. | B | DISINFECT | B02 | DISINFECT/HYPOCHLORIN
6534682 | DUFF MEADOWS MOBILE HOME PARK | 1 | DUFF MEADOWS WATER PLANT | B | DISINFECT | B02 | DISINFECT/HYPOCHLORIN
6534694 | BEULAH BAPTIST CHURCH | 1 | BEULAH BAPTIST WATER PLANT | B | DISINFECT | B02 | DISINFECT/HYPOCHLORIN
6534736 | HIDDEN COVE MHP | 1 | HIDDEN COVE MHP WTP | B | DISINFECT | B02 | DISINFECT/HYPOCHLORIN
6534766 | VAN LAKES | 1 | VAN LAKES WATER PLANT 1 | B | DISINFECT | B02 | DISINFECT/HYPOCHLORIN
6534771 | PLEASANT VIEW MHP | 1 | PLEASANT VIEW MHP WTP | B | DISINFECT | B02 | DISINFECT/HYPOCHLORIN
6534771 | PLEASANT VIEW MHP | 1 | PLEASANT VIEW MHP WTP | R | RADS REMOVAL | R25 | RADS RMVL/ION EXCHANGE
6534780 | LANG SUN COUNTRY GROVES | 1 | LANGS SUN COUNTRY STORE W.T.P. | B | DISINFECT | B02 | DISINFECT/HYPOCHLORIN
6534783 | ACTION MINISTRIES INC. | 1 | ACTION MINISTRIES WTP | B | DISINFECT | B02 | DISINFECT/HYPOCHLORIN
6534786 | EL RANCHO MEXICANO SUPERMERCADO | 1 | EL RANCHO MEXICANO WTP | B | DISINFECT | B02 | DISINFECT/HYPOCHLORIN
6534798 | IFCO SYSTEMS | 1 | IFCO SYSTEMS WTP | B | DISINFECT | B02 | DISINFECT/HYPOCHLORIN
6534798 | IFCO SYSTEMS | 1 | IFCO SYSTEMS WTP | G | IRON REMOVAL | G30 | IRON RMVL/GREENSAND FILTR
6534798 | IFCO SYSTEMS | 1 | IFCO SYSTEMS WTP | H | SOFTENING | H25 | SOFTENING/ION EXCHANGE
6534834 | GOOD LIFE RV RESORT | 1 | GOOD LIFE RV RES. WATER PLANT | B | DISINFECT | B02 | DISINFECT/HYPOCHLORIN
6534841 | LAKELAND SPACE CENTER | 1 | LAKELAND SPACE CTR W.T.P. | B | DISINFECT | B02 | DISINFECT/HYPOCHLORIN
6534868 | TIMBER CREEK SUBDIVISION | 1 | CITY OF LAKELAND | A | NO TRTMT | A | NO TRTMT
6534870 | COACHLIGHT VILLA MHP | 1 | COACHLIGHT VILLA MHP W.T.P. | B | DISINFECT | B02 | DISINFECT/HYPOCHLORIN
6534870 | COACHLIGHT VILLA MHP | 1 | COACHLIGHT VILLA MHP W.T.P. | B | DISINFECT | B25 | DISINFECT/ION EXCHANGE
6534880 | SPRING HILL MHP | 1 | SPRING HILL WTP I | B | DISINFECT | B02 | DISINFECT/HYPOCHLORIN
6534880 | SPRING HILL MHP | 1 | SPRING HILL WTP I | E | TASTE-ODOR CONTROL | E19 | T-O CTRL/PH ADJUSTMENT
6534880 | SPRING HILL MHP | 1 | SPRING HILL WTP I | E | TASTE-ODOR CONTROL | E28 | T-O CTRL/PACKED TWR-AERA
6534886 | SUNLAKE TERRACE ESTATES | 1 | SUNLAKE TERRACE EST. WATER PLT | B | DISINFECT | B02 | DISINFECT/HYPOCHLORIN
6534889 | GODWIN PUMPS OF AMERICA INC | 1 | KLIESSLER CO WATER PLANT | B | DISINFECT | B02 | DISINFECT/HYPOCHLORIN
6534891 | BARTON COMMERCIAL PARK LLC | 1 | BARTON WAREHOUSES'PLANT #1 | B | DISINFECT | B02 | DISINFECT/HYPOCHLORIN
6534902 | HICKORY LAKE ESTATES | 1 | HICKORY LAKE EST. WATER PLANT | B | DISINFECT | B02 | DISINFECT/HYPOCHLORIN
6534918 | CAREFREE RV SUBDIVISION | 1 | CAREFREE RV WTP | B | DISINFECT | B02 | DISINFECT/HYPOCHLORIN
6534993 | PEACE CREEK R.V. PARK | 1 | PEACE CREEK R.V. WATER PLANT | B | DISINFECT | B02 | DISINFECT/HYPOCHLORIN
6534994 | WILLOW OAK ESTATES | 1 | WILLOW OAK ESTATES WTP | B | DISINFECT | B02 | DISINFECT/HYPOCHLORIN
6534994 | WILLOW OAK ESTATES | 1 | WILLOW OAK ESTATES WTP | S | ARSENIC REMOVAL | S41 | ARSENIC REMOVAL/ADSORPTIVE MEDIA
6534996 | ORANGE ACRES RANCH | 1 | ORANGE ACRES WATER PLANT | B | DISINFECT | B02 | DISINFECT/HYPOCHLORIN
6534996 | ORANGE ACRES RANCH | 1 | ORANGE ACRES WATER PLANT | Z | OTHER | Z23 | OTHER/GAC ADDITION
6534996 | ORANGE ACRES RANCH | 1 | ORANGE ACRES WATER PLANT | R | RADS REMOVAL | R25 | RADS RMVL/ION EXCHANGE
6534998 | ROBINSON APARTMENTS | 1 | ROBINSON APARTMENTS WTP | B | DISINFECT | B02 | DISINFECT/HYPOCHLORIN
6534999 | COUNTRY CLASS | 1 | COUNTRY CLASS WTP | D | CORROSION CONTROL | D18 | CORR-CTRL/SEQUESTATION
6534999 | COUNTRY CLASS | 1 | COUNTRY CLASS WTP | B | DISINFECT | B02 | DISINFECT/HYPOCHLORIN
6534999 | COUNTRY CLASS | 1 | COUNTRY CLASS WTP | D | CORROSION CONTROL | D36 | CORR-CTRL/CORROSION INHIB
6535001 | PRIMA'S STORE INC. | 1 | PRIMA'S STORE WTP | B | DISINFECT | B02 | DISINFECT/HYPOCHLORIN
6535003 | BORAL ROOFING | 1 | MONIER LIFETILE WTP | B | DISINFECT | B02 | DISINFECT/HYPOCHLORIN
6535021 | GATOR CREEK CAMPGROUND | 1 | GATOR CREEK WATER PLANT | B | DISINFECT | B02 | DISINFECT/HYPOCHLORIN
6535021 | GATOR CREEK CAMPGROUND | 1 | GATOR CREEK WATER PLANT | G | IRON REMOVAL | G30 | IRON RMVL/GREENSAND FILTR
6535021 | GATOR CREEK CAMPGROUND | 1 | GATOR CREEK WATER PLANT | H | SOFTENING | H25 | SOFTENING/ION EXCHANGE
6535026 | CENTRAL LEISURE LAKE MHP & RV | 1 | LEISURE LAKE MHP WTP | B | DISINFECT | B02 | DISINFECT/HYPOCHLORIN
6535036 | LAKE GIBSON DENTAL CENTER | 1 | LAKE GIBSON DENTAL WATER PLANT | B | DISINFECT | B02 | DISINFECT/HYPOCHLORIN
6535054 | NEW HORIZONS | 1 | NEW HORIZONS W.T.P. | B | DISINFECT | B02 | DISINFECT/HYPOCHLORIN
6535055 | CYPRESS LAKE UTILITIES INC | 1 | CYPRESS LAKE UTILITIES WTP | B | DISINFECT | B02 | DISINFECT/HYPOCHLORIN
6535055 | CYPRESS LAKE UTILITIES INC | 1 | CYPRESS LAKE UTILITIES WTP | B | DISINFECT | B04 | DISINFECT/CHLORAMINES
6535056 | TENOROC STATE RESERVE/OFFICE | 1 | TENOROC STATE RESERVE/OFFICE | B | DISINFECT | B02 | DISINFECT/HYPOCHLORIN
6535056 | TENOROC STATE RESERVE/OFFICE | 1 | TENOROC STATE RESERVE/OFFICE | G | IRON REMOVAL | G14 | IRON RMVL/RAPID SAND FIL
6535056 | TENOROC STATE RESERVE/OFFICE | 1 | TENOROC STATE RESERVE/OFFICE | H | SOFTENING | H25 | SOFTENING/ION EXCHANGE
6535061 | TENOROC PICNIC AREA | 1 | TENOROC PICNIC AREA WTP | B | DISINFECT | B02 | DISINFECT/HYPOCHLORIN
6535061 | TENOROC PICNIC AREA | 1 | TENOROC PICNIC AREA WTP | H | SOFTENING | H25 | SOFTENING/ION EXCHANGE
6535061 | TENOROC PICNIC AREA | 1 | TENOROC PICNIC AREA WTP | G | IRON REMOVAL | G14 | IRON RMVL/RAPID SAND FIL
6535063 | SOUTHERN OAKS MHP | 1 | SOUTHERN OAKS MHP WTP | B | DISINFECT | B02 | DISINFECT/HYPOCHLORIN
6535064 | SWISS GOLF & TENNIS CLUB | 1 | SWISS GOLF & TENNIS W.T.P. | B | DISINFECT | B02 | DISINFECT/HYPOCHLORIN
6535070 | LELYNN RV RESORT | 1 | POLK CITY | B | DISINFECT | B01 | DISINFECT/GASEOUS CHLORIN
6535078 | TRINITY CONGREGATIONAL CHURCH | 1 | TRINITY CONG. CH. WATER PLANT | B | DISINFECT | B02 | DISINFECT/HYPOCHLORIN
6535079 | PINECREST UTILITIE LLC | 1 | PINECREST RANCHES WATER PLANT | B | DISINFECT | B02 | DISINFECT/HYPOCHLORIN
6535084 | GREEN ACRES MOBILE HOME PARK | 1 | GREEN ACRES MHP WATER PLANT | B | DISINFECT | B02 | DISINFECT/HYPOCHLORIN
6535086 | RAINBOW CHASE RV RESORT | 1 | RAINBOW CHASE WATER PLANT | B | DISINFECT | B02 | DISINFECT/HYPOCHLORIN
6535090 | BURNS INDUSTRIAL PARK | 1 | BURNS IND. PARK WELL | A | NO TRTMT | A | NO TRTMT
6535090 | BURNS INDUSTRIAL PARK | 1 | BURNS IND. PARK WELL | B | DISINFECT | B02 | DISINFECT/HYPOCHLORIN
6535097 | BAILEY PLACE MHP | 1 | BAILEY PLACE WATER PLANT | B | DISINFECT | B02 | DISINFECT/HYPOCHLORIN
6535099 | WAYSIDE BAPTIST CHURCH | 1 | WAYSIDE BAPTIST WATER PLANT | B | DISINFECT | B02 | DISINFECT/HYPOCHLORIN
6535100 | SADDLE CREEK PARK III | 1 | SADDLE CREEK PARK III | B | DISINFECT | B02 | DISINFECT/HYPOCHLORIN
6535113 | OAKLEY TRANSPORT INC. | 1 | OAKLEY TRANSPORT INC. #1 WTP | B | DISINFECT | B02 | DISINFECT/HYPOCHLORIN
6535113 | OAKLEY TRANSPORT INC. | 2 | OAKLEY TRANSPORT INC. #2 WTP | B | DISINFECT | B02 | DISINFECT/HYPOCHLORIN
6535117 | J K FOOD | 1 | ISLAND FOOD STORE #706 | B | DISINFECT | B02 | DISINFECT/HYPOCHLORIN
6535120 | WINTER HAVEN'S PREMIER CENTER INC. | 1 | WINTER HAVEN'S PREMIER CTR WTP | B | DISINFECT | B02 | DISINFECT/HYPOCHLORIN
6535120 | WINTER HAVEN'S PREMIER CENTER INC. | 1 | WINTER HAVEN'S PREMIER CTR WTP | D | CORROSION CONTROL | D36 | CORR-CTRL/CORROSION INHIB
6535122 | HOMELAND HERITAGE PARK | 1 | HOMELAND HERITAGE WATER PLANT | B | DISINFECT | B02 | DISINFECT/HYPOCHLORIN
6535127 | LAKELAND DRAG STRIP | 1 | LAKELAND DRAG STRIP W.T.P. | B | DISINFECT | B02 | DISINFECT/HYPOCHLORIN
6535130 | MAQ MANAGEMENT LLC | 1 | CIRCLE K # 7540 WTP | B | DISINFECT | B02 | DISINFECT/HYPOCHLORIN
6535134 | BISTRO 17 | 1 | WTP | B | DISINFECT | B02 | DISINFECT/HYPOCHLORIN
6535142 | EAGLE RIDGE MOBILE HOME/RV PARK | 1 | EAGLE RIDGE MHP WTP | B | DISINFECT | B02 | DISINFECT/HYPOCHLORIN
6535164 | AOC L.L.C. | 1 | AOC L.L.C. WTP | B | DISINFECT | B02 | DISINFECT/HYPOCHLORIN
6535171 | SWEETWATER COMMUNITY INC | 1 | SWEETWATER PLANT #1/GATE WTP | B | DISINFECT | B02 | DISINFECT/HYPOCHLORIN
6535171 | SWEETWATER COMMUNITY INC | 2 | SWEETWATER WEST #2/HOLE #12WTP | B | DISINFECT | B02 | DISINFECT/HYPOCHLORIN
6535192 | ABE PETROLEUM INC / MULBERRY SUNOCO | 1 | JMJ FOOD MART WTP | B | DISINFECT | B02 | DISINFECT/HYPOCHLORIN
6535207 | EPICENTER COMMERCE PARK | 1 | EPICENTER WTP #1 | B | DISINFECT | B02 | DISINFECT/HYPOCHLORIN
6535211 | JENKINS FORD | 1 | STEDEM FORD WTP | B | DISINFECT | B02 | DISINFECT/HYPOCHLORIN
6535217 | FFA LEADERSHIP TRAINING CENTER | 1 | FFA LEADERSHIP W.T.P. | B | DISINFECT | B02 | DISINFECT/HYPOCHLORIN
6535217 | FFA LEADERSHIP TRAINING CENTER | 1 | FFA LEADERSHIP W.T.P. | H | SOFTENING | H25 | SOFTENING/ION EXCHANGE
6535218 | TOP KING #2 | 1 | TOP KING # 2 W.T.P. | G | IRON REMOVAL | G29 | IRON RMVL/CARTRIDGE FILTR
6535218 | TOP KING #2 | 1 | TOP KING # 2 W.T.P. | B | DISINFECT | B02 | DISINFECT/HYPOCHLORIN
6535235 | KEEN MOBILE HOME SUBDIVISION | 1 | KEEN MHP WATER PLANT | B | DISINFECT | B02 | DISINFECT/HYPOCHLORIN
6535236 | SUNSHINE DREAM VILLAGE | 1 | SUNSHINE WATER PLANT | B | DISINFECT | B02 | DISINFECT/HYPOCHLORIN
6535241 | SUNOCO FOODMART | 1 | ISLAND FOOD STORE WTP | B | DISINFECT | B02 | DISINFECT/HYPOCHLORIN
6535242 | SOUTHERN PINES RESORT | 1 | SOUTHERN PINES WATER PLANT | B | DISINFECT | B01 | DISINFECT/GASEOUS CHLORIN
6535242 | SOUTHERN PINES RESORT | 1 | SOUTHERN PINES WATER PLANT | R | RADS REMOVAL | R25 | RADS RMVL/ION EXCHANGE
6535257 | FIRST BAPTIST-SPANISH MISSION | 1 | F.B. SPANISH MISSION WTP | B | DISINFECT | B02 | DISINFECT/HYPOCHLORIN
6535269 | LAKE HENRY ESTATES | 1 | LAKE HENRY ESTATES WTP | B | DISINFECT | B02 | DISINFECT/HYPOCHLORIN
6535275 | SADDLE CREEK PARK II -MAINT/BEACH | 1 | SADDLE CREEK WATER PLANT # 1 | B | DISINFECT | B02 | DISINFECT/HYPOCHLORIN
6535288 | MIDGARD INC. | 1 | MIDGARD WATER PLANT | B | DISINFECT | B02 | DISINFECT/HYPOCHLORIN
6535289 | CALVARY FIRST ASSEMBLY | 1 | CALVARY FIRST ASSEMBLY W.T.P. | B | DISINFECT | B02 | DISINFECT/HYPOCHLORIN
6535292 | GTI SYSTEMS INC./LESSE | 1 | BALIMOY WATER PLANT | B | DISINFECT | B02 | DISINFECT/HYPOCHLORIN
6535294 | INDUSTRIAL CONTAINER SERVICES | 1 | INDUSTRIAL CONTAINER SVC WTP | B | DISINFECT | B02 | DISINFECT/HYPOCHLORIN
6535304 | BRADLEY JUNCTION TOWN OF | 1 | BRADLEY JUNCTION WTP | B | DISINFECT | B01 | DISINFECT/GASEOUS CHLORIN
6535304 | BRADLEY JUNCTION TOWN OF | 1 | BRADLEY JUNCTION WTP | E | TASTE-ODOR CONTROL | E20 | T-O CTRL/AERATION
6535304 | BRADLEY JUNCTION TOWN OF | 2 | ROLLING HILLS WTP | B | DISINFECT | B01 | DISINFECT/GASEOUS CHLORIN
6535318 | WHEELABRATOR RIDGE ENERGY | 1 | WHEELABARATOR RIDGE WTP | H | SOFTENING | H25 | SOFTENING/ION EXCHANGE
6535318 | WHEELABRATOR RIDGE ENERGY | 1 | WHEELABARATOR RIDGE WTP | B | DISINFECT | B02 | DISINFECT/HYPOCHLORIN
6535319 | FOWLER'S GROCERY | 1 | FOWLERS WTP | B | DISINFECT | B02 | DISINFECT/HYPOCHLORIN
6535329 | CIRCLE K # 7019 | 1 | CIRCLE K #7019 WATER PLANT | B | DISINFECT | B02 | DISINFECT/HYPOCHLORIN
6535336 | LAKE WALES MOOSE LODGE #2391 | 1 | LAKE WALES MOOSE WATER PLANT | B | DISINFECT | B02 | DISINFECT/HYPOCHLORIN
6535336 | LAKE WALES MOOSE LODGE #2391 | 1 | LAKE WALES MOOSE WATER PLANT | H | SOFTENING | H25 | SOFTENING/ION EXCHANGE
6535342 | HURRICANS HANDI MART | 1 | CENTER STATE FRUIT WTP | B | DISINFECT | B02 | DISINFECT/HYPOCHLORIN
6535351 | COUNTY AUTO AUCTION | 1 | ZOOM ZONE FAMILY FUN PARK WTP | B | DISINFECT | B02 | DISINFECT/HYPOCHLORIN
6535353 | IGLESIA CRISTIANA PENTECOSTAL QUEBRANTAN | 1 | IGLESIA CRISTIANA PENT . WTP | B | DISINFECT | B02 | DISINFECT/HYPOCHLORIN
6535360 | FOUR LAKES GOLF CLUB | 1 | FOUR LAKES W.T.P. | B | DISINFECT | B02 | DISINFECT/HYPOCHLORIN
6535364 | NEWMARK INTERNATIONAL | 1 | NEWMARK INTERNATIONAL WTP | B | DISINFECT | B02 | DISINFECT/HYPOCHLORIN
6535367 | SPIKERS MHP | 1 | SPIKERS MHP WTP #1 MAIN PLANT | B | DISINFECT | B02 | DISINFECT/HYPOCHLORIN
6535367 | SPIKERS MHP | 2 | SPIKERS MHP WTP #2 BACKUP | B | DISINFECT | B02 | DISINFECT/HYPOCHLORIN
6535381 | MOSAIC FERTILIZER LLC - SOUTH FT. MEADE | 1 | CARGILL-FT MEADE W.T.P. | B | DISINFECT | B02 | DISINFECT/HYPOCHLORIN
6535383 | FIRST CHRISTIAN CHURCH/FROSTPR | 1 | FIRST CHRISTIAN CHURCH W.T.P. | B | DISINFECT | B02 | DISINFECT/HYPOCHLORIN
6535385 | LOMAS DEL SOL | 1 | LOMAS DEL SOL | A | NO TRTMT | A | NO TRTMT
6535385 | LOMAS DEL SOL | 1 | LOMAS DEL SOL | B | DISINFECT | B02 | DISINFECT/HYPOCHLORIN
6535393 | MCLEOD GARDENS WATER SYSTEM | 1 | MCLEOD GARDENS W.T.P. | B | DISINFECT | B02 | DISINFECT/HYPOCHLORIN
6535399 | POLK POWER STATION/TAMPA ELECTRIC | 1 | POLK POWER STATION W.T.P. | H | SOFTENING | H19 | SOFTENING/PH ADJUSTMENT
6535399 | POLK POWER STATION/TAMPA ELECTRIC | 1 | POLK POWER STATION W.T.P. | C | PARTICLE REMOVAL | C23 | PART-RMVL/GAC ADDITION
6535399 | POLK POWER STATION/TAMPA ELECTRIC | 1 | POLK POWER STATION W.T.P. | C | PARTICLE REMOVAL | C12 | PART-RMVL/SEDIMENTATION
6535399 | POLK POWER STATION/TAMPA ELECTRIC | 1 | POLK POWER STATION W.T.P. | B | DISINFECT | B02 | DISINFECT/HYPOCHLORIN
6535399 | POLK POWER STATION/TAMPA ELECTRIC | 1 | POLK POWER STATION W.T.P. | B | DISINFECT | B20 | DISINFECT/AERATION
6535400 | HELEN'S APARTMENTS | 1 | HELENS APARTMENTS W.T.P | B | DISINFECT | B02 | DISINFECT/HYPOCHLORIN
6535407 | OUTREACH BAPTIST CHURCH | 1 | OUTREACH BAPTIST W.T.P. | B | DISINFECT | B02 | DISINFECT/HYPOCHLORIN
6535408 | NEW ANTIOCH MISSIONARY BAPTIST | 1 | NEW ANTIOCH/EARLY CHILDHOOD WP | B | DISINFECT | B02 | DISINFECT/HYPOCHLORIN
6535417 | HIGHWAY 98 LABOR CAMP | 1 | JOSE GRACIA LAB CMP WTP | B | DISINFECT | B02 | DISINFECT/HYPOCHLORIN
6535422 | IMC PEACE RIVER PARK/8 INCH | 1 | IMC PEACE RIVER 8 INCH WTP | B | DISINFECT | B02 | DISINFECT/HYPOCHLORIN
6535423 | IMC PEACE RIVER PARK/6 " WELL | 1 | IMC PEACE RIVER PK 6" WTP | B | DISINFECT | B02 | DISINFECT/HYPOCHLORIN
6535433 | HINES ENERGY COMPLEX | 1 | FLORIDA POWER CORP/HINES W.T.P | B | DISINFECT | B02 | DISINFECT/HYPOCHLORIN
6535436 | DIXIE SOUTHERN INDUSTRIAL INC. | 1 | DIXIE SOUTHERN WTP | B | DISINFECT | B02 | DISINFECT/HYPOCHLORIN
6535448 | JACKSON WAREHOUSES | 1 | JACKSON WAREHOUSES WTP | B | DISINFECT | B02 | DISINFECT/HYPOCHLORIN
6535456 | GREEN POND BAPTIST CHURCH | 1 | GREEN POND BAPTIST WTP | B | DISINFECT | B02 | DISINFECT/HYPOCHLORIN
6535456 | GREEN POND BAPTIST CHURCH | 1 | GREEN POND BAPTIST WTP | H | SOFTENING | H25 | SOFTENING/ION EXCHANGE
6535456 | GREEN POND BAPTIST CHURCH | 1 | GREEN POND BAPTIST WTP | G | IRON REMOVAL | G25 | IRON RMVL/ION EXCHANGE
6535463 | RAINBOW RV RESORT | 1 | RAINBOW RESORT WTP | B | DISINFECT | B01 | DISINFECT/GASEOUS CHLORIN
6535468 | SUNSHINE FLEA MARKET | 1 | SUNSHINE FLEA MKT WTP | B | DISINFECT | B02 | DISINFECT/HYPOCHLORIN
6535473 | PORT HATCHINEHA MARINA WTF | 1 | HATCHINEA MARINA WTP | B | DISINFECT | B02 | DISINFECT/HYPOCHLORIN
6535492 | DUSTY'S CAMPER WORLD | 1 | DUSTY'S CAMPER WORLD WTP | B | DISINFECT | B02 | DISINFECT/HYPOCHLORIN
6535493 | SHADY HAMMOCK BAPTIST CHURCH | 1 | SHADY HAMMOCK BAPTIST WTP | B | DISINFECT | B02 | DISINFECT/HYPOCHLORIN
6535496 | NORTH LAKELAND BAPTIST CHURCH | 1 | NORTH LAKELAND BAPTIST WTP | B | DISINFECT | B02 | DISINFECT/HYPOCHLORIN
6535498 | M & S INVESTMENT PROPERTY ENTERPRISES | 1 | RICHARDSON RENTALS WTP | B | DISINFECT | B02 | DISINFECT/HYPOCHLORIN
6535499 | THE GOOD SPOT | 1 | TROPICAL DELIGHT RESTAURANT WT | B | DISINFECT | B02 | DISINFECT/HYPOCHLORIN
6535520 | DEL MONTE FRESH PRODUCTION INC. | 1 | EAST COAST BROKERS WTP | B | DISINFECT | B02 | DISINFECT/HYPOCHLORIN
6535536 | SUNSHINE GROWERS INC | 1 | SUNSHINE PROPERTIES WTP | B | DISINFECT | B02 | DISINFECT/HYPOCHLORIN
6535537 | THE LANDINGS RESTAURANT | 1 | THE LANDINGS RESTAURANT | B | DISINFECT | B02 | DISINFECT/HYPOCHLORIN
6535592 | GMHT INC. | 1 | GMHT INC. WTP | B | DISINFECT | B02 | DISINFECT/HYPOCHLORIN
6535635 | FORT MEADE PEACE RIVER PARK | 1 | PEACE RIVER PARK WTP | B | DISINFECT | B02 | DISINFECT/HYPOCHLORIN
6535638 | VFW POST 8002 | 1 | VFW POST 8002 WTP | B | DISINFECT | B02 | DISINFECT/HYPOCHLORIN
6535654 | PETERSEN INDUSTRIES INC. | 1 | PETERSEN IDUSTRIES INC. | B | DISINFECT | B02 | DISINFECT/HYPOCHLORIN
6535685 | MIKE'S RETIREMENT FUND | 1 | MIKE'S RETIREMENT FUND WTP | B | DISINFECT | B02 | DISINFECT/HYPOCHLORIN
6535695 | PCU - CIRCLE B BAR | 1 | POLK ENV EDUCATION CTR WELL | B | DISINFECT | B02 | DISINFECT/HYPOCHLORIN
6535695 | PCU - CIRCLE B BAR | 1 | POLK ENV EDUCATION CTR WELL | E | TASTE-ODOR CONTROL | E25 | T-O CTRL/ION EXCHANGE
6535707 | WAVERLY WATER SYSTEM | 1 | WAVERLY WATER PWS | D | CORROSION CONTROL | D36 | CORR-CTRL/CORROSION INHIB
6535707 | WAVERLY WATER SYSTEM | 1 | WAVERLY WATER PWS | B | DISINFECT | B02 | DISINFECT/HYPOCHLORIN
6535707 | WAVERLY WATER SYSTEM | 2 | HODGE STREET | B | DISINFECT | B02 | DISINFECT/HYPOCHLORIN
6535707 | WAVERLY WATER SYSTEM | 2 | HODGE STREET | D | CORROSION CONTROL | D36 | CORR-CTRL/CORROSION INHIB
6535719 | SAFARI WILD WELCOME BARN | 1 | SAFARI WILD WELCOME BARN WTP | B | DISINFECT | B02 | DISINFECT/HYPOCHLORIN
6535723 | METROMONT CORPORATON | 1 | METROMONT CORPORATION | B | DISINFECT | B02 | DISINFECT/HYPOCHLORIN
6535725 | COLT CREEK STATE PARK PAVILION | 1 | COLT CREEK STATE PARK PAVILION | B | DISINFECT | B02 | DISINFECT/HYPOCHLORIN
6535729 | STREAMSONG PWS | 1 | STREAMSONG WTP | B | DISINFECT | B02 | DISINFECT/HYPOCHLORIN
6535729 | STREAMSONG PWS | 1 | STREAMSONG WTP | E | TASTE-ODOR CONTROL | E15 | T-O CTRL/PRESS SAND FILT
6535730 | SOUTH ATLANTIC GALVANIZING | 1 | UTINA MANAGEMENT WTP | B | DISINFECT | B02 | DISINFECT/HYPOCHLORIN
6535731 | AMERICAN CARE OF TAMPA | 1 | AMERICAN CARE WTP3 | B | DISINFECT | B02 | DISINFECT/HYPOCHLORIN
6535732 | JDC DEVELOPMENT LLC | 1 | JDC DEVELOPMENT | B | DISINFECT | B02 | DISINFECT/HYPOCHLORIN
6535734 | NORTHSIDE STORAGE LLC | 1 | NORTHSIDE STORAGE LLC | B | DISINFECT | B02 | DISINFECT/HYPOCHLORIN
6535735 | COLEMAN LANDINGS | 1 | COLMAN LANDINGS | B | DISINFECT | B02 | DISINFECT/HYPOCHLORIN
6535736 | FLYWHEELER PARK | 1 | FLYWHEELER WATER PLANT | B | DISINFECT | B02 | DISINFECT/HYPOCHLORIN
6535737 | BONE VALLEY ATV PARK | 1 | OFF HIGHWAY VEHICLE PARK | B | DISINFECT | B02 | DISINFECT/HYPOCHLORIN
6535738 | ARRMAZ ADMINISTRATION BUILDING | 1 | ARRMAZ ADMIN PLANT | B | DISINFECT | B02 | DISINFECT/HYPOCHLORIN
6581244 | MYAKKA RIVER ST PK-CLAY GULLEY | 1 | CLAY GULLEY | E | TASTE-ODOR CONTROL | E20 | T-O CTRL/AERATION
6581244 | MYAKKA RIVER ST PK-CLAY GULLEY | 1 | CLAY GULLEY | B | DISINFECT | B02 | DISINFECT/HYPOCHLORIN